## Summary
5.15_OS_NOx_Final_Base_Case
EPA IPM Run Results
All costs and prices are in 2011-year dollars |  | Values in red are rounded to zero, not equal to zero
NATIONWIDE EMISSIONS |  | 2016 | 2018 | 2020 | 2025 | 2030 | 2040 | 2050
SO2 (million tons) |  | 1.2384 | 1.2341 | 1.2661 | 1.2375 | 1.2855 | 1.1418 | 1.1086
NOx (million tons) |  | 1.3367 | 1.2682 | 1.2804 | 1.2554 | 1.2529 | 1.1392 | 1.131
CO2 (million metric tons) |  | 1888.035 | 1889.2742 | 1920.9198 | 1936.2571 | 2004.5218 | 1955.5118 | 2118.0473
CO2 (million tons) |  | 2081.2018 | 2082.5677 | 2117.451 | 2134.3575 | 2209.6064 | 2155.5821 | 2334.7468
Hg (tons) |  | 6.038 | 6.0714 | 6.4619 | 6.5101 | 6.7242 | 6.238 | 6.326
HCL (Mtons) |  | 4.9739 | 6.1574 | 6.3027 | 6.0373 | 6.6487 | 6.7774 | 6.3698
TOTAL COSTS |  | 2016 | 2018 | 2020 | 2025 | 2030 | 2040 | 2050
Total Costs (billion $) |  | 148.7073 | 159.058 | 166.486 | 178.2459 | 200.7283 | 218.3133 | 256.956
PRICES |  | 2016 | 2018 | 2020 | 2025 | 2030 | 2040 | 2050
National Wholesale Electricity Price (mills/kWh) |  | 36.2566 | 37.6169 | 42.8439 | 47.3136 | 55.3586 | 54.9228 | 59.9154
Natural Gas Prices (2011 $/MMBtu)
Henry Hub |  | 3.8976 | 4.3355 | 5.1176 | 5.1085 | 6.0155 | 5.6597 | 6.4242
Delivered |  | 4.234 | 4.529 | 5.1835 | 5.1617 | 5.9828 | 5.5871 | 6.288
Minemouth Coal Prices (2011 $/MMBtu)
Appalachia |  | 2.2034 | 2.2476 | 2.3406 | 2.533 | 2.7242 | 3.1146 | 3.6784
Imports |  | 4.7298 |  |  | 3.1292 | 3.2308 | 3.3896 | 3.3896
Interior |  | 1.914 | 1.8621 | 1.922 | 2.0681 | 2.1736 | 2.4457 | 2.9655
Waste Coal |  | 1.3422 | 1.3892 | 1.4513 | 1.5283 | 1.5492 | 1.6934 | 1.6934
West |  | 0.8468 | 0.85582 | 0.89821 | 1.0106 | 1.14 | 1.4332 | 1.8388
National |  | 1.515 | 1.5076 | 1.5426 | 1.668 | 1.7967 | 2.0917 | 2.5597
Emission Allowance Prices ($/Ton) |  | 2016 | 2018 | 2020 | 2025 | 2030 | 2040 | 2050
SO2 Annual - Region 1 (CSAPR) |  | 0 | 0 | 0 | 0 | 0 | 0 | 0
SO2 Annual - Region 2 (CSAPR) |  | 0 | 0 | 0 | 0 | 0 | 0 | 0
NOx Annual (CSAPR) |  | 0 | 0 | 0 | 0 | 0 | 0 | 0
NOx Ozone Season (CSAPR) |  | 0 | 0 | 0 | 0 | 0 | 0 | 0
EMISSIONS (Mtons) |  | 2016 | 2018 | 2020 | 2025 | 2030 | 2040 | 2050
SO2 Annual - Region 1 (CSAPR) |  | 668.0271 | 662.8652 | 659.9416 | 639.1176 | 652.6796 | 611.4356 | 599.5965
SO2 Annual - Region 2 (CSAPR) |  | 233.543 | 260.0254 | 266.8759 | 263.8317 | 280.0551 | 230.4496 | 215.8783
NOx Annual (CSAPR) |  | 855.6702 | 852.1513 | 844.7369 | 828.7611 | 834.2227 | 761.9147 | 745.3302
NOx Ozone Season (CSAPR) |  | 152.0987 | 150.6734 | 156.3333 | 156.2826 | 151.4969 | 137.7048 | 138.7164
TOTAL CAPACITY (Cumulative GW) |  | 2016 | 2018 | 2020 | 2025 | 2030 | 2040 | 2050
Hydro |  | 101.6979 | 101.6997 | 106.5357 | 112.3363 | 112.3738 | 112.3738 | 112.3738
Non-Hydro Renewables |  | 109.5259 | 133.1276 | 138.3483 | 145.5889 | 155.288 | 377.3432 | 464.2078
Biomass |  | 4.4424 | 4.6524 | 4.6524 | 4.6524 | 4.6524 | 4.6524 | 4.6524
Geothermal |  | 2.6417 | 2.6417 | 3.2705 | 3.6267 | 3.8709 | 3.8774 | 4.22
Landfill Gas |  | 2.2068 | 2.2129 | 2.2129 | 2.2129 | 2.2129 | 2.2129 | 2.2129
Solar |  | 17.55 | 19.9261 | 23.9172 | 27.4935 | 36.3332 | 258.1452 | 343.6394
Wind |  | 82.685 | 103.6945 | 104.2953 | 107.6035 | 108.2186 | 108.4553 | 109.483
Coal |  | 267.7684 | 256.6412 | 209.2882 | 208 | 207.3426 | 204.1219 | 203.4739
PC |  | 266.1217 | 254.9945 | 207.6865 | 206.3983 | 205.7409 | 202.5202 | 201.8722
IGCC |  | 1.6467 | 1.6467 | 1.6017 | 1.6017 | 1.6017 | 1.6017 | 1.6017
IGCC - CCS |  | 0 | 0 | 0 | 0 | 0 | 0 | 0
New Future Technology |  | 0 | 0 | 0 | 0 | 0 | 0 | 0
Nuclear |  | 99.13 | 99.2036 | 101.1831 | 101.1831 | 99.2811 | 59.565 | 7.846
Natural Gas |  | 383.814 | 396.7908 | 391.2421 | 395.5989 | 426.2957 | 500.2351 | 600.9232
CC |  | 237.4176 | 249.0602 | 247.8932 | 251.9528 | 277.3148 | 332.6323 | 416.7052
CC - CCS |  | 0 | 0 | 0 | 0 | 0 | 0 | 0
CT |  | 146.3964 | 147.7306 | 143.3489 | 143.646 | 148.9808 | 167.6028 | 184.218
Oil/Gas Steam |  | 96.5457 | 97.5775 | 83.3112 | 78.3327 | 78.3327 | 78.3327 | 78.3327
Other |  | 5.0475 | 5.0295 | 5.0295 | 5.0295 | 5.0295 | 5.0295 | 5.0295
Grand Total |  | 1063.5294 | 1090.0699 | 1034.9382 | 1046.0694 | 1083.9433 | 1337.0012 | 1472.1868
NEW CAPACITY (Cumulative GW) |  | 2016 | 2018 | 2020 | 2025 | 2030 | 2040 | 2050
Hydro |  | 0.05108 | 0.0529 | 4.8889 | 10.6895 | 10.7269 | 10.7269 | 10.7269
Non-Hydro Renewables |  | 9.4039 | 32.8022 | 37.6239 | 44.8645 | 54.5635 | 276.6227 | 363.4873
Biomass |  | 0.1018 | 0.3118 | 0.3118 | 0.3118 | 0.3118 | 0.3118 | 0.3118
Geothermal |  | 0.049 | 0.049 | 0.6778 | 1.034 | 1.2782 | 1.2847 | 1.6273
Landfill Gas |  | 0.1536 | 0.1599 | 0.1599 | 0.1599 | 0.1599 | 0.1599 | 0.1599
Solar |  | 2.7601 | 4.8762 | 8.8683 | 12.4446 | 21.2843 | 243.1002 | 328.5944
Wind |  | 6.3394 | 27.4053 | 27.6061 | 30.9143 | 31.5294 | 31.7661 | 32.7938
Coal |  | 0 | 0 | 0 | 0 | 0 | 0 | 0
PC |  | 0 | 0 | 0 | 0 | 0 | 0 | 0
IGCC |  | 0 | 0 | 0 | 0 | 0 | 0 | 0
IGCC - CCS |  | 0 | 0 | 0 | 0 | 0 | 0 | 0
New Future Technology |  | 0 | 0 | 0 | 0 | 0 | 0 | 0
Nuclear |  | 0 | 0 | 0 | 0 | 0 | 0 | 0
Natural Gas |  | 2.5475 | 14.3034 | 18.2089 | 22.5656 | 53.5844 | 127.5238 | 228.2119
CC |  | 0.071 | 10.2456 | 13.2056 | 17.2652 | 42.6272 | 97.9447 | 182.0176
CC - CCS |  | 0 | 0 | 0 | 0 | 0 | 0 | 0
CT |  | 2.4765 | 4.0578 | 5.0032 | 5.3004 | 10.9572 | 29.5792 | 46.1943
Other |  | 0.0194 | 0.0194 | 0.0194 | 0.0194 | 0.0194 | 0.0194 | 0.0194
Grand Total |  | 12.0219 | 47.178 | 60.7411 | 78.139 | 118.8943 | 414.8929 | 602.4455
RETIREMENTS (GW) |  | 2016 | 2018 | 2020 | 2025 | 2030 | 2040 | 2050
CC Retirements |  | 1.4233 | 1.8103 | 5.9373 | 5.9373 | 5.9373 | 5.9373 | 5.9373
Coal Retirements |  | 10.3672 | 17.5858 | 71.0005 | 74.4037 | 75.0379 | 78.2587 | 78.9067
CT Retirements |  | 0.9763 | 1.3035 | 6.6306 | 6.6306 | 6.9526 | 6.9526 | 6.9526
Nuclear Retirements |  | 0 | 0.0013668 | 2.4219 | 2.4219 | 4.3239 | 44.04 | 95.759
O/G Retirements |  | 2.9434 | 5.7637 | 13.918 | 16.7789 | 16.7789 | 16.7789 | 16.7789
IGCC Retirements |  | 0 | 0 | 0.045 | 0.045 | 0.045 | 0.045 | 0.045
Non-Fossil Retirements |  | 0.1385 | 0.1567 | 0.1567 | 0.1567 | 0.1567 | 0.1567 | 0.1567
Grand Total |  | 15.8487 | 26.6214 | 100.11 | 106.3741 | 109.2323 | 152.1692 | 204.5362
GENERATION MIX (thousand GWh) |  | 2016 | 2018 | 2020 | 2025 | 2030 | 2040 | 2050
Hydro |  | 281.0541 | 280.7922 | 308.7533 | 339.4795 | 340.7875 | 336.8351 | 337.1311
Non-Hydro Renewables |  | 346.0964 | 420.8077 | 441.4842 | 466.4411 | 495.102 | 920.5265 | 1096.305
Biomass |  | 21.0339 | 21.597 | 23.8912 | 24.0405 | 26.4758 | 23.0578 | 25.5446
Biomass Co-firing |  | 20.7296 | 10.4728 | 14.7109 | 18.8503 | 23.5925 | 26.718 | 28.415
Geothermal |  | 17.1391 | 17.1391 | 21.9313 | 24.6457 | 26.507 | 26.5568 | 29.168
Landfill Gas |  | 11.8171 | 11.8698 | 11.8698 | 11.8698 | 11.8698 | 11.8698 | 11.8698
Solar |  | 32.9317 | 38.3322 | 45.5116 | 52.7108 | 70.1804 | 494.6955 | 659.9438
Wind |  | 242.4451 | 321.3968 | 323.5694 | 334.324 | 336.4765 | 337.6285 | 341.3639
Coal |  | 1361.6938 | 1385.5391 | 1431.0578 | 1402.2161 | 1446.7573 | 1298.0053 | 1261.3387
PC (Biomass Co-firing is included) |  | 1352.4802 | 1376.3228 | 1421.5764 | 1392.8159 | 1437.3138 | 1288.7403 | 1252.1374
IGCC |  | 9.2136 | 9.2163 | 9.4814 | 9.4002 | 9.4435 | 9.265 | 9.2013
IGCC - CCS |  | 0 | 0 | 0 | 0 | 0 | 0 | 0
New Future Technology |  | 0 | 0 | 0 | 0 | 0 | 0 | 0
Nuclear |  | 786.3738 | 787.0394 | 803.008 | 803.8098 | 788.1964 | 477.0149 | 62.3099
Natural Gas |  | 1222.5501 | 1198.1453 | 1157.4241 | 1280.6582 | 1382.17 | 1716.2708 | 2296.5352
CC |  | 1210.2559 | 1188.7944 | 1145.7988 | 1262.4888 | 1360.5423 | 1699.2688 | 2279.6209
CC - CCS |  | 0 | 0 | 0 | 0 | 0 | 0 | 0
CT |  | 12.2941 | 9.3509 | 11.6253 | 18.1694 | 21.6277 | 17.002 | 16.9143
Oil/Gas Steam |  | 60.3979 | 50.2541 | 43.9683 | 36.637 | 20.8417 | 5.9947 | 5.0604
Other |  | 18.2581 | 18.1475 | 17.9687 | 17.4431 | 17.2105 | 17.1939 | 17.1939
Grand Total |  | 4055.6946 | 4130.2525 | 4188.9535 | 4327.8346 | 4467.4729 | 4745.1233 | 5047.4592
TOTAL CONTROLS (Cumulative GW) |  | 2016 | 2018 | 2020 | 2025 | 2030 | 2040 | 2050
FGD |  | 217.7134 | 213.7413 | 181.9452 | 181.2986 | 181.2754 | 179.7924 | 179.1924
Existing Scrubber |  | 209.2158 | 203.3277 | 171.5582 | 170.9116 | 170.9031 | 169.4201 | 168.8201
Existing Wet Scrubber |  | 167.7011 | 163.7537 | 138.2619 | 137.8813 | 137.8727 | 136.7627 | 136.1627
Existing Dry Scrubber |  | 41.5147 | 39.5739 | 33.2964 | 33.0304 | 33.0304 | 32.6574 | 32.6574
Retrofit Scrubber |  | 8.4976 | 10.4136 | 10.387 | 10.387 | 10.3723 | 10.3723 | 10.3723
Retrofit Wet Scrubber |  | 5.3636 | 6.5877 | 6.5877 | 6.5877 | 6.5731 | 6.5731 | 6.5731
Retrofit Dry Scrubber |  | 3.134 | 3.826 | 3.7993 | 3.7993 | 3.7993 | 3.7993 | 3.7993
New Scrubber |  | 0 | 0 | 0 | 0 | 0 | 0 | 0
New Wet Scrubber |  | 0 | 0 | 0 | 0 | 0 | 0 | 0
New Dry Scrubber |  | 0 | 0 | 0 | 0 | 0 | 0 | 0
SCR |  | 142.3927 | 145.1401 | 126.2687 | 126.7295 | 130.7405 | 129.3005 | 128.7005
Existing SCR |  | 141.5561 | 139.1028 | 119.507 | 119.507 | 119.507 | 118.067 | 117.467
Retrofit SCR |  | 0.83658 | 6.0373 | 6.7616 | 7.2225 | 11.2334 | 11.2334 | 11.2334
New SCR |  | 0 | 0 | 0 | 0 | 0 | 0 | 0
SNCR |  | 29.8501 | 26.5501 | 17.6697 | 17.6697 | 17.6697 | 17.6697 | 17.6697
Existing SNCR |  | 29.8501 | 26.5501 | 17.6697 | 17.6697 | 17.6697 | 17.6697 | 17.6697
Retrofit SNCR |  | 0 | 0 | 0 | 0 | 0 | 0 | 0
ACI |  | 144.4326 | 139.8389 | 122.8189 | 122.5845 | 121.9271 | 120.2754 | 119.6754
Existing ACI |  | 93.3132 | 89.0866 | 75.3949 | 75.1609 | 74.6864 | 74.6864 | 74.0864
Retrofit ACI |  | 51.1194 | 50.7524 | 47.424 | 47.4236 | 47.2407 | 45.589 | 45.589
New ACI |  | 0 | 0 | 0 | 0 | 0 | 0 | 0
CCS |  | 0 | 0 | 0 | 0 | 0 | 0 | 0
Hardwired CCS |  | 0 | 0 | 0 | 0 | 0 | 0 | 0
Retrofit CCS |  | 0 | 0 | 0 | 0 | 0 | 0 | 0
New CCS |  | 0 | 0 | 0 | 0 | 0 | 0 | 0
FF |  | 146.837 | 141.091 | 123.0088 | 123.3536 | 122.7793 | 120.6685 | 120.6685
Existing FF |  | 128.7448 | 122.3068 | 105.8198 | 106.1646 | 105.5988 | 103.4881 | 103.4881
Retrofit FF* |  | 18.0922 | 18.7842 | 17.189 | 17.189 | 17.1804 | 17.1804 | 17.1804
DSI |  | 34.3166 | 33.7962 | 30.2879 | 30.2313 | 29.7569 | 28.1052 | 28.1052
Existing DSI |  | 15.7869 | 15.2664 | 12.4991 | 12.4991 | 12.0246 | 12.0246 | 12.0246
Retrofit DSI |  | 18.5298 | 18.5298 | 17.7888 | 17.7322 | 17.7322 | 16.0805 | 16.0805
C2G |  | 7.569 | 11.4211 | 5.3091 | 3.1915 | 3.1915 | 3.1915 | 3.1915
HRI |  | 0 | 0 | 0 | 0 | 0 | 0 | 0
* includes upgrades of existing fabric filters through dry FGD retrofits
RETROFITS (Cumulative GW) |  | 2016 | 2018 | 2020 | 2025 | 2030 | 2040 | 2050
FGD |  | 8.4976 | 10.4136 | 10.387 | 10.387 | 10.3723 | 10.3723 | 10.3723
SCR |  | 0.83658 | 6.0373 | 6.7616 | 7.2225 | 11.2334 | 11.2334 | 11.2334
SNCR |  | 0 | 0 | 0 | 0 | 0 | 0 | 0
ACI |  | 51.1194 | 50.7524 | 47.424 | 47.4236 | 47.2407 | 45.589 | 45.589
CCS |  | 0 | 0 | 0 | 0 | 0 | 0 | 0
FF |  | 18.0922 | 18.7842 | 17.189 | 17.189 | 17.1804 | 17.1804 | 17.1804
DSI |  | 18.5298 | 18.5298 | 17.7888 | 17.7322 | 17.7322 | 16.0805 | 16.0805
C2G |  | 7.569 | 11.4211 | 5.3091 | 3.1915 | 3.1915 | 3.1915 | 3.1915
HRI |  | 0 | 0 | 0 | 0 | 0 | 0 | 0
TOTAL CONTROLS IN NEEDS
FGD |  | 210.7401
SCR |  | 142.4379
SNCR |  | 33.5945
ACI |  | 96.8309
FUEL SUPPLY AND CONSUMPTION |  | 2016 | 2018 | 2020 | 2025 | 2030 | 2040 | 2050
Coal Use by Region (million tons) |  | 770.3436 | 791.1454 | 823.4922 | 822.2412 | 856.9567 | 810.6597 | 789.4738
Power Sector |  | 683.7905 | 701.8165 | 730.1395 | 716.1936 | 736.5232 | 660.7705 | 639.5846
Appalachia |  | 125.6464 | 116.0907 | 105.8064 | 87.4077 | 86.5398 | 73.228 | 72.1437
Imports |  | 1.5 |  |  | 1.2907 | 0.94258 | 4.1677 | 8.9207
Interior |  | 200.9319 | 226.6956 | 238.9232 | 249.6556 | 262.9146 | 235.3329 | 214.6141
Waste Coal |  | 6.307 | 6.307 | 6.307 | 6.307 | 6.307 | 5.9751 | 5.9751
West |  | 349.4052 | 352.7232 | 379.1029 | 371.5327 | 379.8193 | 342.0667 | 337.931
Non-Power Sector |  | 86.5532 | 89.3289 | 93.3527 | 106.0476 | 120.4335 | 149.8892 | 149.8892
Appalachia |  | 30.3134 | 30.28 | 30.2266 | 29.3502 | 29.5122 | 29.1918 | 29.1918
Interior |  | 25.0714 | 26.7306 | 28.6105 | 34.1388 | 41.1524 | 54.1412 | 54.1412
West |  | 31.1684 | 32.3183 | 34.5157 | 42.5586 | 49.7688 | 66.5562 | 66.5562
Power Sector Coal Use by Rank (TBtu) |  | 13562.9736 | 13940.0169 | 14384.9765 | 14009.5694 | 14406.1587 | 12868.389 | 12466.3848
Bituminous |  | 7509.6526 | 7701.3782 | 7684.1526 | 7406.6959 | 7660.9216 | 6805.2735 | 6587.1207
Subbituminous |  | 5094.2546 | 5294.215 | 5678.2072 | 5580.1859 | 5703.2201 | 5031.9874 | 4943.4296
Lignite |  | 959.0663 | 944.4237 | 1022.6167 | 1022.6875 | 1042.0171 | 1031.1281 | 935.8344
Natural Gas Use (Trillion cubic feet) |  | 9.2329 | 8.8412 | 8.4749 | 9.2709 | 9.6673 | 11.4851 | 15.0442
Note on A3: ICFI: All tons are SHORT tons, unless otherwise noted as metric Mtons : thousand tons

## All Constraints
Constraint Name | Constraint # | Constraint ID | Constraint Type | Neutralized | LimitType | Constraint Time Frame | Data Field | Unit of Measure | 2016-2017(RY 2016) | 2018-2018(RY 2018) | 2019-2022(RY 2020) | 2023-2027(RY 2025) | 2028-2033(RY 2030) | 2034-2045(RY 2040) | 2046-2054(RY 2050)
#1 - SO2 Title IV Annual Constraint v5.14 | 1 | 6321 | Rate Constraint in MTons | FALSE | L | Annual | Seasons Included | Seasons | Winter, Summer | Winter, Summer | Winter, Summer | Winter, Summer | Winter, Summer | Winter, Summer | Winter, Summer
#1 - SO2 Title IV Annual Constraint v5.14 | 1 | 6321 | Rate Constraint in MTons | FALSE | L | Annual | Standard SO2 | Thousand Tons | 17214.9068 | 8040.2852 | 7978.0881 | 7973.0011 | 7973.0011 | 7973.0011 | 7973.0011
#1 - SO2 Title IV Annual Constraint v5.14 | 1 | 6321 | Rate Constraint in MTons | FALSE | L | Annual | Emissions at Affected Plants SO2 | Thousand Tons | 1159.6644 | 1151.8348 | 1177.1216 | 1151.1565 | 1192.9645 | 1052.4324 | 1021.2422
#1 - SO2 Title IV Annual Constraint v5.14 | 1 | 6321 | Rate Constraint in MTons | FALSE | L | Annual | Allowances Purchased SO2 | Thousand Tons | 0 | 0 | 0 | 0 | 0 | 0 | 0
#1 - SO2 Title IV Annual Constraint v5.14 | 1 | 6321 | Rate Constraint in MTons | FALSE | L | Annual | Allowances Sold SO2 | Thousand Tons | 0 | 0 | 0 | 0 | 0 | 0 | 0
#1 - SO2 Title IV Annual Constraint v5.14 | 1 | 6321 | Rate Constraint in MTons | FALSE | L | Annual | Allowances Banked | Thousand Tons | 0 | 0 | 0 | 0 | 0 | 0 | 0
#1 - SO2 Title IV Annual Constraint v5.14 | 1 | 6321 | Rate Constraint in MTons | FALSE | L | Annual | Allowances Withdrawn (1:1) | Thousand Tons | 0 | 0 | 0 | 0 | 0 | 0 | 0
#1 - SO2 Title IV Annual Constraint v5.14 | 1 | 6321 | Rate Constraint in MTons | FALSE | L | Annual | Allowances Withdrawn (n:1) | Thousand Tons | 0 | 0 | 0 | 0 | 0 | 0 | 0
#1 - SO2 Title IV Annual Constraint v5.14 | 1 | 6321 | Rate Constraint in MTons | FALSE | L | Annual | Net Emissions Allowance Position | Thousand Tons | 1159.6644 | 1151.8348 | 1177.1216 | 1151.1565 | 1192.9645 | 1052.4324 | 1021.2422
#1 - SO2 Title IV Annual Constraint v5.14 | 1 | 6321 | Rate Constraint in MTons | FALSE | L | Annual | Fuel Consumed | TBtu | 23272.7029 | 23121.7436 | 23239.5263 | 23761.9445 | 24631.0376 | 25015.5383 | 28313.3473
#1 - SO2 Title IV Annual Constraint v5.14 | 1 | 6321 | Rate Constraint in MTons | FALSE | L | Annual | Rate | lb/MMBtu | 0.099659 | 0.099632 | 0.1013 | 0.096891 | 0.096867 | 0.084142 | 0.072139
#1 - SO2 Title IV Annual Constraint v5.14 | 1 | 6321 | Rate Constraint in MTons | FALSE | L | Annual | Generation | TWh | 2627.4592 | 2618.0271 | 2616.0826 | 2702.851 | 2832.577 | 3005.1978 | 3548.6297
#1 - SO2 Title IV Annual Constraint v5.14 | 1 | 6321 | Rate Constraint in MTons | FALSE | L | Annual | Qualifying Generation | TWh | 2627.4592 | 2618.0271 | 2616.0826 | 2702.851 | 2832.577 | 3005.1978 | 3548.6297
#1 - SO2 Title IV Annual Constraint v5.14 | 1 | 6321 | Rate Constraint in MTons | FALSE | L | Annual | Rate | lb/MWh | 0.88273 | 0.87993 | 0.89991 | 0.85181 | 0.84232 | 0.70041 | 0.57557
#1 - SO2 Title IV Annual Constraint v5.14 | 1 | 6321 | Rate Constraint in MTons | FALSE | L | Annual | Constraint Shadow Price | US2011$/Ton | 0 | 0 | 0 | 0 | 0 | 0 | 0
#4 - NOx SIPCall Rhode Island Constraint | 2 | 1263 | Rate Constraint in MTons | FALSE | L | Annual | Seasons Included | Seasons | Summer | Summer | Summer | Summer | Summer | Summer | Summer
#4 - NOx SIPCall Rhode Island Constraint | 2 | 1263 | Rate Constraint in MTons | FALSE | L | Annual | Standard NOX | Thousand Tons | 0.997 | 0.997 | 0.997 | 0.997 | 0.997 | 0.997 | 0.997
#4 - NOx SIPCall Rhode Island Constraint | 2 | 1263 | Rate Constraint in MTons | FALSE | L | Annual | Emissions at Affected Plants NOX | Thousand Tons | 0 | 0 | 0 | 0 | 0 | 0 | 0
#4 - NOx SIPCall Rhode Island Constraint | 2 | 1263 | Rate Constraint in MTons | FALSE | L | Annual | Allowances Purchased NOX | Thousand Tons | 0 | 0 | 0 | 0 | 0 | 0 | 0
#4 - NOx SIPCall Rhode Island Constraint | 2 | 1263 | Rate Constraint in MTons | FALSE | L | Annual | Allowances Sold NOX | Thousand Tons | 0 | 0 | 0 | 0 | 0 | 0 | 0
#4 - NOx SIPCall Rhode Island Constraint | 2 | 1263 | Rate Constraint in MTons | FALSE | L | Annual | Allowances Banked | Thousand Tons | 0.997 | 0.997 | 1.7448 | 2.3928 | 2.991 | 2.4925 | 0
#4 - NOx SIPCall Rhode Island Constraint | 2 | 1263 | Rate Constraint in MTons | FALSE | L | Annual | Allowances Withdrawn (1:1) | Thousand Tons | 0 | 0 | -0.74775 | 0 | 0 | 0 | 0
#4 - NOx SIPCall Rhode Island Constraint | 2 | 1263 | Rate Constraint in MTons | FALSE | L | Annual | Allowances Withdrawn (n:1) | Thousand Tons | 0 | 0 | 0 | -1395.8 | -1994.0001 | -1495.5 | -3323.3334
#4 - NOx SIPCall Rhode Island Constraint | 2 | 1263 | Rate Constraint in MTons | FALSE | L | Annual | Net Emissions Allowance Position | Thousand Tons | 0.997 | 0.997 | 0.997 | -1393.4072 | -1991.0091 | -1493.0075 | -3323.3334
#4 - NOx SIPCall Rhode Island Constraint | 2 | 1263 | Rate Constraint in MTons | FALSE | L | Annual | Fuel Consumed | TBtu | 0 | 0 | 0 | 0 | 0 | 0 | 0
#4 - NOx SIPCall Rhode Island Constraint | 2 | 1263 | Rate Constraint in MTons | FALSE | L | Annual | Rate | lb/MMBtu | 0 | 0 | 0 | 0 | 0 | 0 | 0
#4 - NOx SIPCall Rhode Island Constraint | 2 | 1263 | Rate Constraint in MTons | FALSE | L | Annual | Generation | TWh | 0 | 0 | 0 | 0 | 0 | 0 | 0
#4 - NOx SIPCall Rhode Island Constraint | 2 | 1263 | Rate Constraint in MTons | FALSE | L | Annual | Qualifying Generation | TWh | 0 | 0 | 0 | 0 | 0 | 0 | 0
#4 - NOx SIPCall Rhode Island Constraint | 2 | 1263 | Rate Constraint in MTons | FALSE | L | Annual | Rate | lb/MWh | 0 | 0 | 0 | 0 | 0 | 0 | 0
#4 - NOx SIPCall Rhode Island Constraint | 2 | 1263 | Rate Constraint in MTons | FALSE | L | Annual | Constraint Shadow Price | US2011$/Ton | 0 | 0 | 0 | 0 | 0 | 0 | 0
#6 - WRAP SO2 Policy Case Constraint | 3 | 1265 | Rate Constraint in MTons | FALSE | L | Annual | Seasons Included | Seasons |  | Winter, Summer | Winter, Summer | Winter, Summer | Winter, Summer | Winter, Summer | Winter, Summer
#6 - WRAP SO2 Policy Case Constraint | 3 | 1265 | Rate Constraint in MTons | FALSE | L | Annual | Standard SO2 | Thousand Tons | 0 | 89.572 | 89.572 | 89.572 | 89.572 | 89.572 | 89.572
#6 - WRAP SO2 Policy Case Constraint | 3 | 1265 | Rate Constraint in MTons | FALSE | L | Annual | Emissions at Affected Plants SO2 | Thousand Tons | 0 | 0 | 0 | 0 | 0 | 0 | 0
#6 - WRAP SO2 Policy Case Constraint | 3 | 1265 | Rate Constraint in MTons | FALSE | L | Annual | Allowances Purchased SO2 | Thousand Tons | 0 | 0 | 0 | 0 | 0 | 0 | 0
#6 - WRAP SO2 Policy Case Constraint | 3 | 1265 | Rate Constraint in MTons | FALSE | L | Annual | Allowances Sold SO2 | Thousand Tons | 0 | 0 | 0 | 0 | 0 | 0 | 0
#6 - WRAP SO2 Policy Case Constraint | 3 | 1265 | Rate Constraint in MTons | FALSE | L | Annual | Allowances Banked | Thousand Tons | 0 | 89.572 | 0 | 0 | 0 | 0 | 0
#6 - WRAP SO2 Policy Case Constraint | 3 | 1265 | Rate Constraint in MTons | FALSE | L | Annual | Allowances Withdrawn (1:1) | Thousand Tons | 0 | 0 | -22.393 | 0 | 0 | 0 | 0
#6 - WRAP SO2 Policy Case Constraint | 3 | 1265 | Rate Constraint in MTons | FALSE | L | Annual | Allowances Withdrawn (n:1) | Thousand Tons | 0 | 0 | 0 | 0 | 0 | 0 | 0
#6 - WRAP SO2 Policy Case Constraint | 3 | 1265 | Rate Constraint in MTons | FALSE | L | Annual | Net Emissions Allowance Position | Thousand Tons | 0 | 89.572 | -22.393 | 0 | 0 | 0 | 0
#6 - WRAP SO2 Policy Case Constraint | 3 | 1265 | Rate Constraint in MTons | FALSE | L | Annual | Fuel Consumed | TBtu | 0 | 8.6818 | 6.7355 | 8.7602 | 8.9343 | 11.0377 | 14.6815
#6 - WRAP SO2 Policy Case Constraint | 3 | 1265 | Rate Constraint in MTons | FALSE | L | Annual | Rate | lb/MMBtu | 0 | 0 | 0 | 0 | 0 | 0 | 0
#6 - WRAP SO2 Policy Case Constraint | 3 | 1265 | Rate Constraint in MTons | FALSE | L | Annual | Generation | TWh | 0 | 1.3495 | 1.044 | 1.3576 | 1.3754 | 3.5456 | 6.9259
#6 - WRAP SO2 Policy Case Constraint | 3 | 1265 | Rate Constraint in MTons | FALSE | L | Annual | Qualifying Generation | TWh | 0 | 1.3495 | 1.044 | 1.3576 | 1.3754 | 1.7166 | 2.2833
#6 - WRAP SO2 Policy Case Constraint | 3 | 1265 | Rate Constraint in MTons | FALSE | L | Annual | Rate | lb/MWh | 0 | 0 | 0 | 0 | 0 | 0 | 0
#6 - WRAP SO2 Policy Case Constraint | 3 | 1265 | Rate Constraint in MTons | FALSE | L | Annual | Constraint Shadow Price | US2011$/Ton | 0 | 0 | 0 | 0 | 0 | 0 | 0
#CAN - #1 National - SO2 Cap Annual v3.1 | 5 | 1731 | Rate Constraint in MTons | FALSE | L | Annual | Seasons Included | Seasons | Winter, Summer | Winter, Summer | Winter, Summer | Winter, Summer | Winter, Summer | Winter, Summer | Winter, Summer
#CAN - #1 National - SO2 Cap Annual v3.1 | 5 | 1731 | Rate Constraint in MTons | FALSE | L | Annual | Standard SO2 | Thousand Tons | 948.21 | 948.21 | 948.21 | 948.21 | 948.21 | 948.21 | 948.21
#CAN - #1 National - SO2 Cap Annual v3.1 | 5 | 1731 | Rate Constraint in MTons | FALSE | L | Annual | Emissions at Affected Plants SO2 | Thousand Tons | 155.5493 | 137.9939 | 123.9021 | 137.1375 | 52.0814 | 27.4272 | 11.3671
#CAN - #1 National - SO2 Cap Annual v3.1 | 5 | 1731 | Rate Constraint in MTons | FALSE | L | Annual | Allowances Purchased SO2 | Thousand Tons | 0 | 0 | 0 | 0 | 0 | 0 | 0
#CAN - #1 National - SO2 Cap Annual v3.1 | 5 | 1731 | Rate Constraint in MTons | FALSE | L | Annual | Allowances Sold SO2 | Thousand Tons | 0 | 0 | 0 | 0 | 0 | 0 | 0
#CAN - #1 National - SO2 Cap Annual v3.1 | 5 | 1731 | Rate Constraint in MTons | FALSE | L | Annual | Allowances Banked | Thousand Tons | 0 | 0 | 0 | 0 | 0 | 0 | 0
#CAN - #1 National - SO2 Cap Annual v3.1 | 5 | 1731 | Rate Constraint in MTons | FALSE | L | Annual | Allowances Withdrawn (1:1) | Thousand Tons | 0 | 0 | 0 | 0 | 0 | 0 | 0
#CAN - #1 National - SO2 Cap Annual v3.1 | 5 | 1731 | Rate Constraint in MTons | FALSE | L | Annual | Allowances Withdrawn (n:1) | Thousand Tons | 0 | 0 | 0 | 0 | 0 | 0 | 0
#CAN - #1 National - SO2 Cap Annual v3.1 | 5 | 1731 | Rate Constraint in MTons | FALSE | L | Annual | Net Emissions Allowance Position | Thousand Tons | 155.5493 | 137.9939 | 123.9021 | 137.1375 | 52.0814 | 27.4272 | 11.3671
#CAN - #1 National - SO2 Cap Annual v3.1 | 5 | 1731 | Rate Constraint in MTons | FALSE | L | Annual | Fuel Consumed | TBtu | 870.3351 | 772.5867 | 876.7027 | 960.7366 | 1060.9428 | 1420.759 | 1810.5958
#CAN - #1 National - SO2 Cap Annual v3.1 | 5 | 1731 | Rate Constraint in MTons | FALSE | L | Annual | Rate | lb/MMBtu | 0.35745 | 0.35723 | 0.28265 | 0.28548 | 0.09818 | 0.038609 | 0.012556
#CAN - #1 National - SO2 Cap Annual v3.1 | 5 | 1731 | Rate Constraint in MTons | FALSE | L | Annual | Generation | TWh | 95.1209 | 85.7592 | 101.3761 | 109.0354 | 123.1893 | 172.2856 | 230.7363
#CAN - #1 National - SO2 Cap Annual v3.1 | 5 | 1731 | Rate Constraint in MTons | FALSE | L | Annual | Qualifying Generation | TWh | 95.1209 | 85.7592 | 101.3761 | 109.0354 | 123.1893 | 172.2856 | 230.7363
#CAN - #1 National - SO2 Cap Annual v3.1 | 5 | 1731 | Rate Constraint in MTons | FALSE | L | Annual | Rate | lb/MWh | 3.2706 | 3.2182 | 2.4444 | 2.5155 | 0.84555 | 0.31839 | 0.098529
#CAN - #1 National - SO2 Cap Annual v3.1 | 5 | 1731 | Rate Constraint in MTons | FALSE | L | Annual | Constraint Shadow Price | US2011$/Ton | 0 | 0 | 0 | 0 | 0 | 0 | 0
#CAN - AB - MER Cap Annual v4.12 | 6 | 2323 | Rate Constraint in MTons | FALSE | L | Annual | Seasons Included | Seasons | Winter, Summer | Winter, Summer | Winter, Summer | Winter, Summer | Winter, Summer | Winter, Summer | Winter, Summer
#CAN - AB - MER Cap Annual v4.12 | 6 | 2323 | Rate Constraint in MTons | FALSE | L | Annual | Standard MER | lbs | 1300.7273 | 1300.7273 | 1300.7273 | 1300.7273 | 1300.7273 | 1300.7273 | 1300.7273
#CAN - AB - MER Cap Annual v4.12 | 6 | 2323 | Rate Constraint in MTons | FALSE | L | Annual | Emissions at Affected Plants MER | lbs | 1303.4828 | 1303.4987 | 1303.4671 | 1303.473 | 711.3755 | 295.1842 | 153.2729
#CAN - AB - MER Cap Annual v4.12 | 6 | 2323 | Rate Constraint in MTons | FALSE | L | Annual | Allowances Purchased MER | lbs | 0 | 0 | 0 | 0 | 0 | 0 | 0
#CAN - AB - MER Cap Annual v4.12 | 6 | 2323 | Rate Constraint in MTons | FALSE | L | Annual | Allowances Sold MER | lbs | 0 | 0 | 0 | 0 | 0 | 0 | 0
#CAN - AB - MER Cap Annual v4.12 | 6 | 2323 | Rate Constraint in MTons | FALSE | L | Annual | Allowances Banked | lbs | 0 | 0 | 0 | 0 | 0 | 0 | 0
#CAN - AB - MER Cap Annual v4.12 | 6 | 2323 | Rate Constraint in MTons | FALSE | L | Annual | Allowances Withdrawn (1:1) | lbs | 0 | 0 | 0 | 0 | 0 | 0 | 0
#CAN - AB - MER Cap Annual v4.12 | 6 | 2323 | Rate Constraint in MTons | FALSE | L | Annual | Allowances Withdrawn (n:1) | lbs | 0 | 0 | 0 | 0 | 0 | 0 | 0
#CAN - AB - MER Cap Annual v4.12 | 6 | 2323 | Rate Constraint in MTons | FALSE | L | Annual | Net Emissions Allowance Position | lbs | 1303.4828 | 1303.4987 | 1303.4671 | 1303.473 | 711.3755 | 295.1842 | 153.2729
#CAN - AB - MER Cap Annual v4.12 | 6 | 2323 | Rate Constraint in MTons | FALSE | L | Annual | Fuel Consumed | TBtu | 283.7763 | 283.7488 | 280.2997 | 280.1543 | 157.3107 | 69.3538 | 39.9836
#CAN - AB - MER Cap Annual v4.12 | 6 | 2323 | Rate Constraint in MTons | FALSE | L | Annual | Rate | lb/MMBtu | 4.5933e-06 | 4.5938e-06 | 4.6503e-06 | 4.6527e-06 | 4.5221e-06 | 4.2562e-06 | 3.8334e-06
#CAN - AB - MER Cap Annual v4.12 | 6 | 2323 | Rate Constraint in MTons | FALSE | L | Annual | Generation | TWh | 27.2381 | 27.2357 | 26.9053 | 26.8918 | 15.0852 | 6.6479 | 3.8305
#CAN - AB - MER Cap Annual v4.12 | 6 | 2323 | Rate Constraint in MTons | FALSE | L | Annual | Qualifying Generation | TWh | 27.2381 | 27.2357 | 26.9053 | 26.8918 | 15.0852 | 6.6479 | 3.8305
#CAN - AB - MER Cap Annual v4.12 | 6 | 2323 | Rate Constraint in MTons | FALSE | L | Annual | Rate | lb/MWh | 4.7855e-05 | 4.786e-05 | 4.8446e-05 | 4.8471e-05 | 4.7157e-05 | 4.4403e-05 | 4.0014e-05
#CAN - AB - MER Cap Annual v4.12 | 6 | 2323 | Rate Constraint in MTons | FALSE | L | Annual | Constraint Shadow Price | US2011$/Lb | 563820.9942 | 616906.4162 | 733371.9328 | 715943.4329 | 0 | 0 | 0
#CAN - CNNB RPS v5.14 | 7 | 6155 | Generation Constraint in GWh | FALSE | G | Annual | Seasons Included | Seasons | Winter, Summer | Winter, Summer | Winter, Summer | Winter, Summer | Winter, Summer | Winter, Summer | Winter, Summer
#CAN - CNNB RPS v5.14 | 7 | 6155 | Generation Constraint in GWh | FALSE | G | Annual | Standard GWh | GWh | 1468.6526 | 1480.4253 | 1503.9709 | 1533.9914 | 1565.7779 | 1603.7973 | 1649.828
#CAN - CNNB RPS v5.14 | 7 | 6155 | Generation Constraint in GWh | FALSE | G | Annual | Emissions at Affected Plants | GWh | 2386.7595 | 2386.7595 | 2386.7595 | 2386.7595 | 2386.7595 | 2386.7595 | 2386.7595
#CAN - CNNB RPS v5.14 | 7 | 6155 | Generation Constraint in GWh | FALSE | G | Annual | Allowances Purchased | GWh | 0 | 0 | 0 | 0 | 0 | 0 | 0
#CAN - CNNB RPS v5.14 | 7 | 6155 | Generation Constraint in GWh | FALSE | G | Annual | Allowances Sold | GWh | 0 | 0 | 0 | 0 | 0 | 0 | 0
#CAN - CNNB RPS v5.14 | 7 | 6155 | Generation Constraint in GWh | FALSE | G | Annual | Allowances Banked | GWh | 0 | 0 | 0 | 0 | 0 | 0 | 0
#CAN - CNNB RPS v5.14 | 7 | 6155 | Generation Constraint in GWh | FALSE | G | Annual | Allowances Withdrawn (1:1) | GWh | 0 | 0 | 0 | 0 | 0 | 0 | 0
#CAN - CNNB RPS v5.14 | 7 | 6155 | Generation Constraint in GWh | FALSE | G | Annual | Allowances Withdrawn (n:1) | GWh | 0 | 0 | 0 | 0 | 0 | 0 | 0
#CAN - CNNB RPS v5.14 | 7 | 6155 | Generation Constraint in GWh | FALSE | G | Annual | Net Emissions Allowance Position | GWh | 2386.7595 | 2386.7595 | 2386.7595 | 2386.7595 | 2386.7595 | 2386.7595 | 2386.7595
#CAN - CNNB RPS v5.14 | 7 | 6155 | Generation Constraint in GWh | FALSE | G | Annual | Fuel Consumed | TBtu | 16.3438 | 16.3438 | 16.3438 | 16.3438 | 16.3438 | 16.3438 | 16.3438
#CAN - CNNB RPS v5.14 | 7 | 6155 | Generation Constraint in GWh | FALSE | G | Annual | Heat Rate | MMBtu/MWh | 6.8477 | 6.8477 | 6.8477 | 6.8477 | 6.8477 | 6.8477 | 6.8477
#CAN - CNNB RPS v5.14 | 7 | 6155 | Generation Constraint in GWh | FALSE | G | Annual | Generation | TWh | 2.3868 | 2.3868 | 2.3868 | 2.3868 | 2.3868 | 2.3868 | 2.3868
#CAN - CNNB RPS v5.14 | 7 | 6155 | Generation Constraint in GWh | FALSE | G | Annual | Qualifying Generation | TWh | 2.3868 | 2.3868 | 2.3868 | 2.3868 | 2.3868 | 2.3868 | 2.3868
#CAN - CNNB RPS v5.14 | 7 | 6155 | Generation Constraint in GWh | FALSE | G | Annual | Rate | lb/MWh | 0 | 0 | 0 | 0 | 0 | 0 | 0
#CAN - CNNB RPS v5.14 | 7 | 6155 | Generation Constraint in GWh | FALSE | G | Annual | Constraint Shadow Price | US2011$/MWh | 0 | 0 | 0 | 0 | 0 | 0 | 0
#CAN - CNNS RPS v5.14 | 8 | 6156 | Generation Constraint in GWh | FALSE | G | Annual | Seasons Included | Seasons | Winter, Summer | Winter, Summer | Winter, Summer | Winter, Summer | Winter, Summer | Winter, Summer | Winter, Summer
#CAN - CNNS RPS v5.14 | 8 | 6156 | Generation Constraint in GWh | FALSE | G | Annual | Standard GWh | GWh | 3038.8452 | 3053.5612 | 3090.3511 | 3138.9137 | 3200.7207 | 3309.6301 | 3442.7514
#CAN - CNNS RPS v5.14 | 8 | 6156 | Generation Constraint in GWh | FALSE | G | Annual | Emissions at Affected Plants | GWh | 3038.8452 | 3053.5612 | 3090.3511 | 3138.9137 | 3200.7207 | 3309.6301 | 3442.7514
#CAN - CNNS RPS v5.14 | 8 | 6156 | Generation Constraint in GWh | FALSE | G | Annual | Allowances Purchased | GWh | 0 | 0 | 0 | 0 | 0 | 0 | 0
#CAN - CNNS RPS v5.14 | 8 | 6156 | Generation Constraint in GWh | FALSE | G | Annual | Allowances Sold | GWh | 0 | 0 | 0 | 0 | 0 | 0 | 0
#CAN - CNNS RPS v5.14 | 8 | 6156 | Generation Constraint in GWh | FALSE | G | Annual | Allowances Banked | GWh | 0 | 0 | 0 | 0 | 0 | 0 | 0
#CAN - CNNS RPS v5.14 | 8 | 6156 | Generation Constraint in GWh | FALSE | G | Annual | Allowances Withdrawn (1:1) | GWh | 0 | 0 | 0 | 0 | 0 | 0 | 0
#CAN - CNNS RPS v5.14 | 8 | 6156 | Generation Constraint in GWh | FALSE | G | Annual | Allowances Withdrawn (n:1) | GWh | 0 | 0 | 0 | 0 | 0 | 0 | 0
#CAN - CNNS RPS v5.14 | 8 | 6156 | Generation Constraint in GWh | FALSE | G | Annual | Net Emissions Allowance Position | GWh | 3038.8452 | 3053.5612 | 3090.3511 | 3138.9137 | 3200.7207 | 3309.6301 | 3442.7514
#CAN - CNNS RPS v5.14 | 8 | 6156 | Generation Constraint in GWh | FALSE | G | Annual | Fuel Consumed | TBtu | 21.4207 | 9.7798 | 10.8595 | 11.0313 | 12.0818 | 13.5521 | 15.761
#CAN - CNNS RPS v5.14 | 8 | 6156 | Generation Constraint in GWh | FALSE | G | Annual | Heat Rate | MMBtu/MWh | 7.049 | 3.2028 | 3.514 | 3.5144 | 3.7747 | 4.0947 | 4.578
#CAN - CNNS RPS v5.14 | 8 | 6156 | Generation Constraint in GWh | FALSE | G | Annual | Generation | TWh | 3.0388 | 3.0536 | 3.0904 | 3.1389 | 3.2007 | 3.3096 | 3.4428
#CAN - CNNS RPS v5.14 | 8 | 6156 | Generation Constraint in GWh | FALSE | G | Annual | Qualifying Generation | TWh | 3.0388 | 3.0536 | 3.0904 | 3.1389 | 3.2007 | 3.3096 | 3.4428
#CAN - CNNS RPS v5.14 | 8 | 6156 | Generation Constraint in GWh | FALSE | G | Annual | Rate | lb/MWh | 0 | 0 | 0 | 0 | 0 | 0 | 0
#CAN - CNNS RPS v5.14 | 8 | 6156 | Generation Constraint in GWh | FALSE | G | Annual | Constraint Shadow Price | US2011$/MWh | 232.4899 | 219.7722 | 210.7938 | 33.6987 | 145.7142 | 152.5175 | 111.9522
#CAN - MB - Acid Rain - SO2 Cap Annual v3.1 | 10 | 1732 | Rate Constraint in MTons | FALSE | L | Annual | Seasons Included | Seasons | Winter, Summer | Winter, Summer | Winter, Summer | Winter, Summer | Winter, Summer | Winter, Summer | Winter, Summer
#CAN - MB - Acid Rain - SO2 Cap Annual v3.1 | 10 | 1732 | Rate Constraint in MTons | FALSE | L | Annual | Standard SO2 | Thousand Tons | 4.41 | 4.41 | 4.41 | 4.41 | 4.41 | 4.41 | 4.41
#CAN - MB - Acid Rain - SO2 Cap Annual v3.1 | 10 | 1732 | Rate Constraint in MTons | FALSE | L | Annual | Emissions at Affected Plants SO2 | Thousand Tons | 0 | 0 | 0 | 0 | 0 | 0 | 0
#CAN - MB - Acid Rain - SO2 Cap Annual v3.1 | 10 | 1732 | Rate Constraint in MTons | FALSE | L | Annual | Allowances Purchased SO2 | Thousand Tons | 0 | 0 | 0 | 0 | 0 | 0 | 0
#CAN - MB - Acid Rain - SO2 Cap Annual v3.1 | 10 | 1732 | Rate Constraint in MTons | FALSE | L | Annual | Allowances Sold SO2 | Thousand Tons | 0 | 0 | 0 | 0 | 0 | 0 | 0
#CAN - MB - Acid Rain - SO2 Cap Annual v3.1 | 10 | 1732 | Rate Constraint in MTons | FALSE | L | Annual | Allowances Banked | Thousand Tons | 0 | 0 | 0 | 0 | 0 | 0 | 0
#CAN - MB - Acid Rain - SO2 Cap Annual v3.1 | 10 | 1732 | Rate Constraint in MTons | FALSE | L | Annual | Allowances Withdrawn (1:1) | Thousand Tons | 0 | 0 | 0 | 0 | 0 | 0 | 0
#CAN - MB - Acid Rain - SO2 Cap Annual v3.1 | 10 | 1732 | Rate Constraint in MTons | FALSE | L | Annual | Allowances Withdrawn (n:1) | Thousand Tons | 0 | 0 | 0 | 0 | 0 | 0 | 0
#CAN - MB - Acid Rain - SO2 Cap Annual v3.1 | 10 | 1732 | Rate Constraint in MTons | FALSE | L | Annual | Net Emissions Allowance Position | Thousand Tons | 0 | 0 | 0 | 0 | 0 | 0 | 0
#CAN - MB - Acid Rain - SO2 Cap Annual v3.1 | 10 | 1732 | Rate Constraint in MTons | FALSE | L | Annual | Fuel Consumed | TBtu | 0 | 0 | 0 | 0 | 0 | 0 | 2.4414
#CAN - MB - Acid Rain - SO2 Cap Annual v3.1 | 10 | 1732 | Rate Constraint in MTons | FALSE | L | Annual | Rate | lb/MMBtu | 0 | 0 | 0 | 0 | 0 | 0 | 0
#CAN - MB - Acid Rain - SO2 Cap Annual v3.1 | 10 | 1732 | Rate Constraint in MTons | FALSE | L | Annual | Generation | TWh | 0 | 0 | 0 | 0 | 0 | 0 | 0.37578
#CAN - MB - Acid Rain - SO2 Cap Annual v3.1 | 10 | 1732 | Rate Constraint in MTons | FALSE | L | Annual | Qualifying Generation | TWh | 0 | 0 | 0 | 0 | 0 | 0 | 0.37578
#CAN - MB - Acid Rain - SO2 Cap Annual v3.1 | 10 | 1732 | Rate Constraint in MTons | FALSE | L | Annual | Rate | lb/MWh | 0 | 0 | 0 | 0 | 0 | 0 | 0
#CAN - MB - Acid Rain - SO2 Cap Annual v3.1 | 10 | 1732 | Rate Constraint in MTons | FALSE | L | Annual | Constraint Shadow Price | US2011$/Ton | 0 | 0 | 0 | 0 | 0 | 0 | 0
#CAN - NB - Acid Rain - SO2 Cap Annual v3.1 | 11 | 1733 | Rate Constraint in MTons | FALSE | L | Annual | Seasons Included | Seasons | Winter, Summer | Winter, Summer | Winter, Summer | Winter, Summer | Winter, Summer | Winter, Summer | Winter, Summer
#CAN - NB - Acid Rain - SO2 Cap Annual v3.1 | 11 | 1733 | Rate Constraint in MTons | FALSE | L | Annual | Standard SO2 | Thousand Tons | 135.58 | 135.58 | 135.58 | 135.58 | 135.58 | 135.58 | 135.58
#CAN - NB - Acid Rain - SO2 Cap Annual v3.1 | 11 | 1733 | Rate Constraint in MTons | FALSE | L | Annual | Emissions at Affected Plants SO2 | Thousand Tons | 0 | 0 | 0 | 0 | 0 | 0 | 0
#CAN - NB - Acid Rain - SO2 Cap Annual v3.1 | 11 | 1733 | Rate Constraint in MTons | FALSE | L | Annual | Allowances Purchased SO2 | Thousand Tons | 0 | 0 | 0 | 0 | 0 | 0 | 0
#CAN - NB - Acid Rain - SO2 Cap Annual v3.1 | 11 | 1733 | Rate Constraint in MTons | FALSE | L | Annual | Allowances Sold SO2 | Thousand Tons | 0 | 0 | 0 | 0 | 0 | 0 | 0
#CAN - NB - Acid Rain - SO2 Cap Annual v3.1 | 11 | 1733 | Rate Constraint in MTons | FALSE | L | Annual | Allowances Banked | Thousand Tons | 0 | 0 | 0 | 0 | 0 | 0 | 0
#CAN - NB - Acid Rain - SO2 Cap Annual v3.1 | 11 | 1733 | Rate Constraint in MTons | FALSE | L | Annual | Allowances Withdrawn (1:1) | Thousand Tons | 0 | 0 | 0 | 0 | 0 | 0 | 0
#CAN - NB - Acid Rain - SO2 Cap Annual v3.1 | 11 | 1733 | Rate Constraint in MTons | FALSE | L | Annual | Allowances Withdrawn (n:1) | Thousand Tons | 0 | 0 | 0 | 0 | 0 | 0 | 0
#CAN - NB - Acid Rain - SO2 Cap Annual v3.1 | 11 | 1733 | Rate Constraint in MTons | FALSE | L | Annual | Net Emissions Allowance Position | Thousand Tons | 0 | 0 | 0 | 0 | 0 | 0 | 0
#CAN - NB - Acid Rain - SO2 Cap Annual v3.1 | 11 | 1733 | Rate Constraint in MTons | FALSE | L | Annual | Fuel Consumed | TBtu | 0.15044 | 0.56734 | 0.96904 | 0.36413 | 0.16188 | 5.8485 | 41.139
#CAN - NB - Acid Rain - SO2 Cap Annual v3.1 | 11 | 1733 | Rate Constraint in MTons | FALSE | L | Annual | Rate | lb/MMBtu | 0 | 0 | 0 | 0 | 0 | 0 | 0
#CAN - NB - Acid Rain - SO2 Cap Annual v3.1 | 11 | 1733 | Rate Constraint in MTons | FALSE | L | Annual | Generation | TWh | 0.019794 | 0.07465 | 0.1267 | 0.047912 | 0.0213 | 0.89755 | 6.2926
#CAN - NB - Acid Rain - SO2 Cap Annual v3.1 | 11 | 1733 | Rate Constraint in MTons | FALSE | L | Annual | Qualifying Generation | TWh | 0.019794 | 0.07465 | 0.1267 | 0.047912 | 0.0213 | 0.89755 | 6.2926
#CAN - NB - Acid Rain - SO2 Cap Annual v3.1 | 11 | 1733 | Rate Constraint in MTons | FALSE | L | Annual | Rate | lb/MWh | 0 | 0 | 0 | 0 | 0 | 0 | 0
#CAN - NB - Acid Rain - SO2 Cap Annual v3.1 | 11 | 1733 | Rate Constraint in MTons | FALSE | L | Annual | Constraint Shadow Price | US2011$/Ton | 0 | 0 | 0 | 0 | 0 | 0 | 0
#CAN - NB - MER Cap Annual v4.12 | 12 | 2319 | Rate Constraint in MTons | FALSE | L | Annual | Seasons Included | Seasons | Winter, Summer | Winter, Summer | Winter, Summer | Winter, Summer | Winter, Summer | Winter, Summer | Winter, Summer
#CAN - NB - MER Cap Annual v4.12 | 12 | 2319 | Rate Constraint in MTons | FALSE | L | Annual | Standard MER | lbs | 55.1156 | 55.1156 | 55.1156 | 55.1156 | 55.1156 | 55.1156 | 55.1156
#CAN - NB - MER Cap Annual v4.12 | 12 | 2319 | Rate Constraint in MTons | FALSE | L | Annual | Emissions at Affected Plants MER | lbs | 0 | 0 | 0 | 0 | 0 | 0 | 0
#CAN - NB - MER Cap Annual v4.12 | 12 | 2319 | Rate Constraint in MTons | FALSE | L | Annual | Allowances Purchased MER | lbs | 0 | 0 | 0 | 0 | 0 | 0 | 0
#CAN - NB - MER Cap Annual v4.12 | 12 | 2319 | Rate Constraint in MTons | FALSE | L | Annual | Allowances Sold MER | lbs | 0 | 0 | 0 | 0 | 0 | 0 | 0
#CAN - NB - MER Cap Annual v4.12 | 12 | 2319 | Rate Constraint in MTons | FALSE | L | Annual | Allowances Banked | lbs | 0 | 0 | 0 | 0 | 0 | 0 | 0
#CAN - NB - MER Cap Annual v4.12 | 12 | 2319 | Rate Constraint in MTons | FALSE | L | Annual | Allowances Withdrawn (1:1) | lbs | 0 | 0 | 0 | 0 | 0 | 0 | 0
#CAN - NB - MER Cap Annual v4.12 | 12 | 2319 | Rate Constraint in MTons | FALSE | L | Annual | Allowances Withdrawn (n:1) | lbs | 0 | 0 | 0 | 0 | 0 | 0 | 0
#CAN - NB - MER Cap Annual v4.12 | 12 | 2319 | Rate Constraint in MTons | FALSE | L | Annual | Net Emissions Allowance Position | lbs | 0 | 0 | 0 | 0 | 0 | 0 | 0
#CAN - NB - MER Cap Annual v4.12 | 12 | 2319 | Rate Constraint in MTons | FALSE | L | Annual | Fuel Consumed | TBtu | 0 | 0 | 0 | 0 | 0 | 0 | 0
#CAN - NB - MER Cap Annual v4.12 | 12 | 2319 | Rate Constraint in MTons | FALSE | L | Annual | Rate | lb/MMBtu | 0 | 0 | 0 | 0 | 0 | 0 | 0
#CAN - NB - MER Cap Annual v4.12 | 12 | 2319 | Rate Constraint in MTons | FALSE | L | Annual | Generation | TWh | 0 | 0 | 0 | 0 | 0 | 0 | 0
#CAN - NB - MER Cap Annual v4.12 | 12 | 2319 | Rate Constraint in MTons | FALSE | L | Annual | Qualifying Generation | TWh | 0 | 0 | 0 | 0 | 0 | 0 | 0
#CAN - NB - MER Cap Annual v4.12 | 12 | 2319 | Rate Constraint in MTons | FALSE | L | Annual | Rate | lb/MWh | 0 | 0 | 0 | 0 | 0 | 0 | 0
#CAN - NB - MER Cap Annual v4.12 | 12 | 2319 | Rate Constraint in MTons | FALSE | L | Annual | Constraint Shadow Price | US2011$/Lb | 0 | 0 | 0 | 0 | 0 | 0 | 0
#CAN - NL&NF - SO2 Cap Annual v3.1 | 13 | 1734 | Rate Constraint in MTons | FALSE | L | Annual | Seasons Included | Seasons | Winter, Summer | Winter, Summer | Winter, Summer | Winter, Summer | Winter, Summer | Winter, Summer | Winter, Summer
#CAN - NL&NF - SO2 Cap Annual v3.1 | 13 | 1734 | Rate Constraint in MTons | FALSE | L | Annual | Standard SO2 | Thousand Tons | 16.53 | 16.53 | 16.53 | 16.53 | 16.53 | 16.53 | 16.53
#CAN - NL&NF - SO2 Cap Annual v3.1 | 13 | 1734 | Rate Constraint in MTons | FALSE | L | Annual | Emissions at Affected Plants SO2 | Thousand Tons | 0 | 0 | 0 | 0 | 0 | 0 | 0
#CAN - NL&NF - SO2 Cap Annual v3.1 | 13 | 1734 | Rate Constraint in MTons | FALSE | L | Annual | Allowances Purchased SO2 | Thousand Tons | 0 | 0 | 0 | 0 | 0 | 0 | 0
#CAN - NL&NF - SO2 Cap Annual v3.1 | 13 | 1734 | Rate Constraint in MTons | FALSE | L | Annual | Allowances Sold SO2 | Thousand Tons | 0 | 0 | 0 | 0 | 0 | 0 | 0
#CAN - NL&NF - SO2 Cap Annual v3.1 | 13 | 1734 | Rate Constraint in MTons | FALSE | L | Annual | Allowances Banked | Thousand Tons | 0 | 0 | 0 | 0 | 0 | 0 | 0
#CAN - NL&NF - SO2 Cap Annual v3.1 | 13 | 1734 | Rate Constraint in MTons | FALSE | L | Annual | Allowances Withdrawn (1:1) | Thousand Tons | 0 | 0 | 0 | 0 | 0 | 0 | 0
#CAN - NL&NF - SO2 Cap Annual v3.1 | 13 | 1734 | Rate Constraint in MTons | FALSE | L | Annual | Allowances Withdrawn (n:1) | Thousand Tons | 0 | 0 | 0 | 0 | 0 | 0 | 0
#CAN - NL&NF - SO2 Cap Annual v3.1 | 13 | 1734 | Rate Constraint in MTons | FALSE | L | Annual | Net Emissions Allowance Position | Thousand Tons | 0 | 0 | 0 | 0 | 0 | 0 | 0
#CAN - NL&NF - SO2 Cap Annual v3.1 | 13 | 1734 | Rate Constraint in MTons | FALSE | L | Annual | Fuel Consumed | TBtu | 0 | 0 | 0 | 0 | 0 | 0 | 0
#CAN - NL&NF - SO2 Cap Annual v3.1 | 13 | 1734 | Rate Constraint in MTons | FALSE | L | Annual | Rate | lb/MMBtu | 0 | 0 | 0 | 0 | 0 | 0 | 0
#CAN - NL&NF - SO2 Cap Annual v3.1 | 13 | 1734 | Rate Constraint in MTons | FALSE | L | Annual | Generation | TWh | 0 | 0 | 0 | 0 | 0 | 0 | 0
#CAN - NL&NF - SO2 Cap Annual v3.1 | 13 | 1734 | Rate Constraint in MTons | FALSE | L | Annual | Qualifying Generation | TWh | 0 | 0 | 0 | 0 | 0 | 0 | 0
#CAN - NL&NF - SO2 Cap Annual v3.1 | 13 | 1734 | Rate Constraint in MTons | FALSE | L | Annual | Rate | lb/MWh | 0 | 0 | 0 | 0 | 0 | 0 | 0
#CAN - NL&NF - SO2 Cap Annual v3.1 | 13 | 1734 | Rate Constraint in MTons | FALSE | L | Annual | Constraint Shadow Price | US2011$/Ton | 0 | 0 | 0 | 0 | 0 | 0 | 0
#CAN - NS - MER Cap Annual v4.12 | 14 | 2320 | Rate Constraint in MTons | FALSE | L | Annual | Seasons Included | Seasons | Winter, Summer | Winter, Summer | Winter, Summer | Winter, Summer | Winter, Summer | Winter, Summer | Winter, Summer
#CAN - NS - MER Cap Annual v4.12 | 14 | 2320 | Rate Constraint in MTons | FALSE | L | Annual | Standard MER | lbs | 143.3005 | 143.3005 | 93.6965 | 77.1618 | 77.1618 | 77.1618 | 77.1618
#CAN - NS - MER Cap Annual v4.12 | 14 | 2320 | Rate Constraint in MTons | FALSE | L | Annual | Emissions at Affected Plants MER | lbs | 98.3789 | 1.4833 | 0.29131 | 72.0947 | 30.3071 | 30.3071 | 0
#CAN - NS - MER Cap Annual v4.12 | 14 | 2320 | Rate Constraint in MTons | FALSE | L | Annual | Allowances Purchased MER | lbs | 0 | 0 | 0 | 0 | 0 | 0 | 0
#CAN - NS - MER Cap Annual v4.12 | 14 | 2320 | Rate Constraint in MTons | FALSE | L | Annual | Allowances Sold MER | lbs | 0 | 0 | 0 | 0 | 0 | 0 | 0
#CAN - NS - MER Cap Annual v4.12 | 14 | 2320 | Rate Constraint in MTons | FALSE | L | Annual | Allowances Banked | lbs | 0 | 0 | 0 | 0 | 0 | 0 | 0
#CAN - NS - MER Cap Annual v4.12 | 14 | 2320 | Rate Constraint in MTons | FALSE | L | Annual | Allowances Withdrawn (1:1) | lbs | 0 | 0 | 0 | 0 | 0 | 0 | 0
#CAN - NS - MER Cap Annual v4.12 | 14 | 2320 | Rate Constraint in MTons | FALSE | L | Annual | Allowances Withdrawn (n:1) | lbs | 0 | 0 | 0 | 0 | 0 | 0 | 0
#CAN - NS - MER Cap Annual v4.12 | 14 | 2320 | Rate Constraint in MTons | FALSE | L | Annual | Net Emissions Allowance Position | lbs | 98.3789 | 1.4833 | 0.29131 | 72.0947 | 30.3071 | 30.3071 | 0
#CAN - NS - MER Cap Annual v4.12 | 14 | 2320 | Rate Constraint in MTons | FALSE | L | Annual | Fuel Consumed | TBtu | 53.8876 | 6.1587 | 1.2598 | 33.5784 | 24.8214 | 24.8214 | 0
#CAN - NS - MER Cap Annual v4.12 | 14 | 2320 | Rate Constraint in MTons | FALSE | L | Annual | Rate | lb/MMBtu | 1.8256e-06 | 2.4085e-07 | 2.3123e-07 | 2.1471e-06 | 1.221e-06 | 1.221e-06 | 0
#CAN - NS - MER Cap Annual v4.12 | 14 | 2320 | Rate Constraint in MTons | FALSE | L | Annual | Generation | TWh | 4.9668 | 0.51005 | 0.10399 | 3.1788 | 2.2594 | 2.2594 | 0
#CAN - NS - MER Cap Annual v4.12 | 14 | 2320 | Rate Constraint in MTons | FALSE | L | Annual | Qualifying Generation | TWh | 4.9668 | 0.51005 | 0.10399 | 3.1788 | 2.2594 | 2.2594 | 0
#CAN - NS - MER Cap Annual v4.12 | 14 | 2320 | Rate Constraint in MTons | FALSE | L | Annual | Rate | lb/MWh | 1.9807e-05 | 2.9082e-06 | 2.8012e-06 | 2.268e-05 | 1.3414e-05 | 1.3414e-05 | 0
#CAN - NS - MER Cap Annual v4.12 | 14 | 2320 | Rate Constraint in MTons | FALSE | L | Annual | Constraint Shadow Price | US2011$/Lb | 0 | 0 | 0 | 0 | 0 | 0 | 0
#CAN - NS - NS Power - NOX Cap Annual v3.1 | 15 | 2311 | Rate Constraint in MTons | FALSE | L | Annual | Seasons Included | Seasons | Winter, Summer | Winter, Summer | Winter, Summer | Winter, Summer | Winter, Summer | Winter, Summer | Winter, Summer
#CAN - NS - NS Power - NOX Cap Annual v3.1 | 15 | 2311 | Rate Constraint in MTons | FALSE | L | Annual | Standard NOX | Thousand Tons | 21.1952 | 21.1952 | 17.6626 | 16.485 | 16.485 | 16.485 | 16.485
#CAN - NS - NS Power - NOX Cap Annual v3.1 | 15 | 2311 | Rate Constraint in MTons | FALSE | L | Annual | Emissions at Affected Plants NOX | Thousand Tons | 6.9417 | 1.7207 | 1.398 | 4.8192 | 4.4387 | 4.486 | 1.4889
#CAN - NS - NS Power - NOX Cap Annual v3.1 | 15 | 2311 | Rate Constraint in MTons | FALSE | L | Annual | Allowances Purchased NOX | Thousand Tons | 0 | 0 | 0 | 0 | 0 | 0 | 0
#CAN - NS - NS Power - NOX Cap Annual v3.1 | 15 | 2311 | Rate Constraint in MTons | FALSE | L | Annual | Allowances Sold NOX | Thousand Tons | 0 | 0 | 0 | 0 | 0 | 0 | 0
#CAN - NS - NS Power - NOX Cap Annual v3.1 | 15 | 2311 | Rate Constraint in MTons | FALSE | L | Annual | Allowances Banked | Thousand Tons | 0 | 0 | 0 | 0 | 0 | 0 | 0
#CAN - NS - NS Power - NOX Cap Annual v3.1 | 15 | 2311 | Rate Constraint in MTons | FALSE | L | Annual | Allowances Withdrawn (1:1) | Thousand Tons | 0 | 0 | 0 | 0 | 0 | 0 | 0
#CAN - NS - NS Power - NOX Cap Annual v3.1 | 15 | 2311 | Rate Constraint in MTons | FALSE | L | Annual | Allowances Withdrawn (n:1) | Thousand Tons | 0 | 0 | 0 | 0 | 0 | 0 | 0
#CAN - NS - NS Power - NOX Cap Annual v3.1 | 15 | 2311 | Rate Constraint in MTons | FALSE | L | Annual | Net Emissions Allowance Position | Thousand Tons | 6.9417 | 1.7207 | 1.398 | 4.8192 | 4.4387 | 4.486 | 1.4889
#CAN - NS - NS Power - NOX Cap Annual v3.1 | 15 | 2311 | Rate Constraint in MTons | FALSE | L | Annual | Fuel Consumed | TBtu | 56.4646 | 29.9467 | 26.9401 | 53.964 | 62.496 | 64.4845 | 58.2526
#CAN - NS - NS Power - NOX Cap Annual v3.1 | 15 | 2311 | Rate Constraint in MTons | FALSE | L | Annual | Rate | lb/MMBtu | 0.24588 | 0.11492 | 0.10379 | 0.17861 | 0.14205 | 0.13914 | 0.05112
#CAN - NS - NS Power - NOX Cap Annual v3.1 | 15 | 2311 | Rate Constraint in MTons | FALSE | L | Annual | Generation | TWh | 5.3577 | 4.0086 | 3.7906 | 6.3407 | 8.1111 | 8.4275 | 9.0012
#CAN - NS - NS Power - NOX Cap Annual v3.1 | 15 | 2311 | Rate Constraint in MTons | FALSE | L | Annual | Qualifying Generation | TWh | 5.3577 | 4.0086 | 3.7906 | 6.3407 | 8.1111 | 8.4275 | 9.0012
#CAN - NS - NS Power - NOX Cap Annual v3.1 | 15 | 2311 | Rate Constraint in MTons | FALSE | L | Annual | Rate | lb/MWh | 2.5913 | 0.85852 | 0.73763 | 1.5201 | 1.0945 | 1.0646 | 0.33083
#CAN - NS - NS Power - NOX Cap Annual v3.1 | 15 | 2311 | Rate Constraint in MTons | FALSE | L | Annual | Constraint Shadow Price | US2011$/Ton | 0 | 0 | 0 | 0 | 0 | 0 | 0
#CAN - NS - NS Power - SO2 Cap Annual v3.1 | 16 | 1737 | Rate Constraint in MTons | FALSE | L | Annual | Seasons Included | Seasons | Winter, Summer | Winter, Summer | Winter, Summer | Winter, Summer | Winter, Summer | Winter, Summer | Winter, Summer
#CAN - NS - NS Power - SO2 Cap Annual v3.1 | 16 | 1737 | Rate Constraint in MTons | FALSE | L | Annual | Standard SO2 | Thousand Tons | 67.1307 | 67.1307 | 46.7517 | 39.9587 | 39.9587 | 39.9587 | 39.9587
#CAN - NS - NS Power - SO2 Cap Annual v3.1 | 16 | 1737 | Rate Constraint in MTons | FALSE | L | Annual | Emissions at Affected Plants SO2 | Thousand Tons | 17.5364 | 0.053334 | 0.029689 | 13.284 | 5.5716 | 5.5575 | 0.099326
#CAN - NS - NS Power - SO2 Cap Annual v3.1 | 16 | 1737 | Rate Constraint in MTons | FALSE | L | Annual | Allowances Purchased SO2 | Thousand Tons | 0 | 0 | 0 | 0 | 0 | 0 | 0
#CAN - NS - NS Power - SO2 Cap Annual v3.1 | 16 | 1737 | Rate Constraint in MTons | FALSE | L | Annual | Allowances Sold SO2 | Thousand Tons | 0 | 0 | 0 | 0 | 0 | 0 | 0
#CAN - NS - NS Power - SO2 Cap Annual v3.1 | 16 | 1737 | Rate Constraint in MTons | FALSE | L | Annual | Allowances Banked | Thousand Tons | 0 | 0 | 0 | 0 | 0 | 0 | 0
#CAN - NS - NS Power - SO2 Cap Annual v3.1 | 16 | 1737 | Rate Constraint in MTons | FALSE | L | Annual | Allowances Withdrawn (1:1) | Thousand Tons | 0 | 0 | 0 | 0 | 0 | 0 | 0
#CAN - NS - NS Power - SO2 Cap Annual v3.1 | 16 | 1737 | Rate Constraint in MTons | FALSE | L | Annual | Allowances Withdrawn (n:1) | Thousand Tons | 0 | 0 | 0 | 0 | 0 | 0 | 0
#CAN - NS - NS Power - SO2 Cap Annual v3.1 | 16 | 1737 | Rate Constraint in MTons | FALSE | L | Annual | Net Emissions Allowance Position | Thousand Tons | 17.5364 | 0.053334 | 0.029689 | 13.284 | 5.5716 | 5.5575 | 0.099326
#CAN - NS - NS Power - SO2 Cap Annual v3.1 | 16 | 1737 | Rate Constraint in MTons | FALSE | L | Annual | Fuel Consumed | TBtu | 56.4646 | 29.9467 | 26.9401 | 53.964 | 62.496 | 64.4845 | 58.2526
#CAN - NS - NS Power - SO2 Cap Annual v3.1 | 16 | 1737 | Rate Constraint in MTons | FALSE | L | Annual | Rate | lb/MMBtu | 0.62115 | 0.0035619 | 0.0022041 | 0.49233 | 0.1783 | 0.17237 | 0.0034102
#CAN - NS - NS Power - SO2 Cap Annual v3.1 | 16 | 1737 | Rate Constraint in MTons | FALSE | L | Annual | Generation | TWh | 5.3577 | 4.0086 | 3.7906 | 6.3407 | 8.1111 | 8.4275 | 9.0012
#CAN - NS - NS Power - SO2 Cap Annual v3.1 | 16 | 1737 | Rate Constraint in MTons | FALSE | L | Annual | Qualifying Generation | TWh | 5.3577 | 4.0086 | 3.7906 | 6.3407 | 8.1111 | 8.4275 | 9.0012
#CAN - NS - NS Power - SO2 Cap Annual v3.1 | 16 | 1737 | Rate Constraint in MTons | FALSE | L | Annual | Rate | lb/MWh | 6.5462 | 0.02661 | 0.015665 | 4.1901 | 1.3738 | 1.3189 | 0.02207
#CAN - NS - NS Power - SO2 Cap Annual v3.1 | 16 | 1737 | Rate Constraint in MTons | FALSE | L | Annual | Constraint Shadow Price | US2011$/Ton | 0 | 0 | 0 | 0 | 0 | 0 | 0
#CAN - NS - SO2 Cap Annual v3.1 | 17 | 1735 | Rate Constraint in MTons | FALSE | L | Annual | Seasons Included | Seasons | Winter, Summer | Winter, Summer | Winter, Summer | Winter, Summer | Winter, Summer | Winter, Summer | Winter, Summer
#CAN - NS - SO2 Cap Annual v3.1 | 17 | 1735 | Rate Constraint in MTons | FALSE | L | Annual | Standard SO2 | Thousand Tons | 131.2522 | 131.2522 | 131.2522 | 131.2522 | 131.2522 | 131.2522 | 131.2522
#CAN - NS - SO2 Cap Annual v3.1 | 17 | 1735 | Rate Constraint in MTons | FALSE | L | Annual | Emissions at Affected Plants SO2 | Thousand Tons | 17.5364 | 0.053334 | 0.029689 | 13.284 | 5.5716 | 5.5575 | 0.099326
#CAN - NS - SO2 Cap Annual v3.1 | 17 | 1735 | Rate Constraint in MTons | FALSE | L | Annual | Allowances Purchased SO2 | Thousand Tons | 0 | 0 | 0 | 0 | 0 | 0 | 0
#CAN - NS - SO2 Cap Annual v3.1 | 17 | 1735 | Rate Constraint in MTons | FALSE | L | Annual | Allowances Sold SO2 | Thousand Tons | 0 | 0 | 0 | 0 | 0 | 0 | 0
#CAN - NS - SO2 Cap Annual v3.1 | 17 | 1735 | Rate Constraint in MTons | FALSE | L | Annual | Allowances Banked | Thousand Tons | 0 | 0 | 0 | 0 | 0 | 0 | 0
#CAN - NS - SO2 Cap Annual v3.1 | 17 | 1735 | Rate Constraint in MTons | FALSE | L | Annual | Allowances Withdrawn (1:1) | Thousand Tons | 0 | 0 | 0 | 0 | 0 | 0 | 0
#CAN - NS - SO2 Cap Annual v3.1 | 17 | 1735 | Rate Constraint in MTons | FALSE | L | Annual | Allowances Withdrawn (n:1) | Thousand Tons | 0 | 0 | 0 | 0 | 0 | 0 | 0
#CAN - NS - SO2 Cap Annual v3.1 | 17 | 1735 | Rate Constraint in MTons | FALSE | L | Annual | Net Emissions Allowance Position | Thousand Tons | 17.5364 | 0.053334 | 0.029689 | 13.284 | 5.5716 | 5.5575 | 0.099326
#CAN - NS - SO2 Cap Annual v3.1 | 17 | 1735 | Rate Constraint in MTons | FALSE | L | Annual | Fuel Consumed | TBtu | 56.4646 | 29.9467 | 26.9401 | 53.964 | 62.496 | 64.4845 | 58.2526
#CAN - NS - SO2 Cap Annual v3.1 | 17 | 1735 | Rate Constraint in MTons | FALSE | L | Annual | Rate | lb/MMBtu | 0.62115 | 0.0035619 | 0.0022041 | 0.49233 | 0.1783 | 0.17237 | 0.0034102
#CAN - NS - SO2 Cap Annual v3.1 | 17 | 1735 | Rate Constraint in MTons | FALSE | L | Annual | Generation | TWh | 5.3577 | 4.0086 | 3.7906 | 6.3407 | 8.1111 | 8.4275 | 9.0012
#CAN - NS - SO2 Cap Annual v3.1 | 17 | 1735 | Rate Constraint in MTons | FALSE | L | Annual | Qualifying Generation | TWh | 5.3577 | 4.0086 | 3.7906 | 6.3407 | 8.1111 | 8.4275 | 9.0012
#CAN - NS - SO2 Cap Annual v3.1 | 17 | 1735 | Rate Constraint in MTons | FALSE | L | Annual | Rate | lb/MWh | 6.5462 | 0.02661 | 0.015665 | 4.1901 | 1.3738 | 1.3189 | 0.02207
#CAN - NS - SO2 Cap Annual v3.1 | 17 | 1735 | Rate Constraint in MTons | FALSE | L | Annual | Constraint Shadow Price | US2011$/Ton | 0 | 0 | 0 | 0 | 0 | 0 | 0
#CAN - ON - NOX Cap Annual v3.1 | 18 | 1738 | Rate Constraint in MTons | FALSE | L | Annual | Seasons Included | Seasons | Winter, Summer | Winter, Summer | Winter, Summer | Winter, Summer | Winter, Summer | Winter, Summer | Winter, Summer
#CAN - ON - NOX Cap Annual v3.1 | 18 | 1738 | Rate Constraint in MTons | FALSE | L | Annual | Standard NOX | Thousand Tons | 47.2891 | 47.2891 | 47.2891 | 47.2891 | 47.2891 | 47.2891 | 47.2891
#CAN - ON - NOX Cap Annual v3.1 | 18 | 1738 | Rate Constraint in MTons | FALSE | L | Annual | Emissions at Affected Plants NOX | Thousand Tons | 1.6644 | 1.1262 | 4.2377 | 3.1156 | 4.2589 | 6.3138 | 8.4146
#CAN - ON - NOX Cap Annual v3.1 | 18 | 1738 | Rate Constraint in MTons | FALSE | L | Annual | Allowances Purchased NOX | Thousand Tons | 0 | 0 | 0 | 0 | 0 | 0 | 0
#CAN - ON - NOX Cap Annual v3.1 | 18 | 1738 | Rate Constraint in MTons | FALSE | L | Annual | Allowances Sold NOX | Thousand Tons | 0 | 0 | 0 | 0 | 0 | 0 | 0
#CAN - ON - NOX Cap Annual v3.1 | 18 | 1738 | Rate Constraint in MTons | FALSE | L | Annual | Allowances Banked | Thousand Tons | 0 | 46.1629 | 0 | 0 | 43.0302 | 0 | 0
#CAN - ON - NOX Cap Annual v3.1 | 18 | 1738 | Rate Constraint in MTons | FALSE | L | Annual | Allowances Withdrawn (1:1) | Thousand Tons | 0 | 0 | -11.5407 | 0 | 0 | -21.5151 | 0
#CAN - ON - NOX Cap Annual v3.1 | 18 | 1738 | Rate Constraint in MTons | FALSE | L | Annual | Allowances Withdrawn (n:1) | Thousand Tons | 0 | 0 | 0 | 0 | 0 | 0 | 0
#CAN - ON - NOX Cap Annual v3.1 | 18 | 1738 | Rate Constraint in MTons | FALSE | L | Annual | Net Emissions Allowance Position | Thousand Tons | 1.6644 | 47.2891 | -7.303 | 3.1156 | 47.2891 | -15.2013 | 8.4146
#CAN - ON - NOX Cap Annual v3.1 | 18 | 1738 | Rate Constraint in MTons | FALSE | L | Annual | Fuel Consumed | TBtu | 56.0036 | 49.5163 | 148.6968 | 121.3928 | 150.0365 | 275.7188 | 423.4188
#CAN - ON - NOX Cap Annual v3.1 | 18 | 1738 | Rate Constraint in MTons | FALSE | L | Annual | Rate | lb/MMBtu | 0.059439 | 0.04549 | 0.056998 | 0.051331 | 0.056772 | 0.045799 | 0.039746
#CAN - ON - NOX Cap Annual v3.1 | 18 | 1738 | Rate Constraint in MTons | FALSE | L | Annual | Generation | TWh | 7.7956 | 6.9226 | 21.7509 | 17.7669 | 21.9269 | 40.6807 | 62.4323
#CAN - ON - NOX Cap Annual v3.1 | 18 | 1738 | Rate Constraint in MTons | FALSE | L | Annual | Qualifying Generation | TWh | 7.7956 | 6.9226 | 21.7509 | 17.7669 | 21.9269 | 40.6807 | 62.4323
#CAN - ON - NOX Cap Annual v3.1 | 18 | 1738 | Rate Constraint in MTons | FALSE | L | Annual | Rate | lb/MWh | 0.42701 | 0.32538 | 0.38966 | 0.35072 | 0.38847 | 0.31041 | 0.26956
#CAN - ON - NOX Cap Annual v3.1 | 18 | 1738 | Rate Constraint in MTons | FALSE | L | Annual | Constraint Shadow Price | US2011$/Ton | 0 | 0 | 0 | 0 | 0 | 0 | 0
#CAN - ON - O3 Annex - NOX Cap Annual v3.1 | 19 | 1739 | Rate Constraint in MTons | FALSE | L | Annual | Seasons Included | Seasons | Winter, Summer | Winter, Summer | Winter, Summer | Winter, Summer | Winter, Summer | Winter, Summer | Winter, Summer
#CAN - ON - O3 Annex - NOX Cap Annual v3.1 | 19 | 1739 | Rate Constraint in MTons | FALSE | L | Annual | Standard NOX | Thousand Tons | 42.9901 | 42.9901 | 42.9901 | 42.9901 | 42.9901 | 42.9901 | 42.9901
#CAN - ON - O3 Annex - NOX Cap Annual v3.1 | 19 | 1739 | Rate Constraint in MTons | FALSE | L | Annual | Emissions at Affected Plants NOX | Thousand Tons | 1.6644 | 1.0431 | 3.9952 | 2.873 | 4.0164 | 4.3909 | 4.9655
#CAN - ON - O3 Annex - NOX Cap Annual v3.1 | 19 | 1739 | Rate Constraint in MTons | FALSE | L | Annual | Allowances Purchased NOX | Thousand Tons | 0 | 0 | 0 | 0 | 0 | 0 | 0
#CAN - ON - O3 Annex - NOX Cap Annual v3.1 | 19 | 1739 | Rate Constraint in MTons | FALSE | L | Annual | Allowances Sold NOX | Thousand Tons | 0 | 0 | 0 | 0 | 0 | 0 | 0
#CAN - ON - O3 Annex - NOX Cap Annual v3.1 | 19 | 1739 | Rate Constraint in MTons | FALSE | L | Annual | Allowances Banked | Thousand Tons | 0 | 0 | 0 | 0 | 0 | 0 | 0
#CAN - ON - O3 Annex - NOX Cap Annual v3.1 | 19 | 1739 | Rate Constraint in MTons | FALSE | L | Annual | Allowances Withdrawn (1:1) | Thousand Tons | 0 | 0 | 0 | 0 | 0 | 0 | 0
#CAN - ON - O3 Annex - NOX Cap Annual v3.1 | 19 | 1739 | Rate Constraint in MTons | FALSE | L | Annual | Allowances Withdrawn (n:1) | Thousand Tons | 0 | 0 | 0 | 0 | 0 | 0 | 0
#CAN - ON - O3 Annex - NOX Cap Annual v3.1 | 19 | 1739 | Rate Constraint in MTons | FALSE | L | Annual | Net Emissions Allowance Position | Thousand Tons | 1.6644 | 1.0431 | 3.9952 | 2.873 | 4.0164 | 4.3909 | 4.9655
#CAN - ON - O3 Annex - NOX Cap Annual v3.1 | 19 | 1739 | Rate Constraint in MTons | FALSE | L | Annual | Fuel Consumed | TBtu | 56.0036 | 34.3906 | 104.593 | 77.2889 | 105.9326 | 164.4016 | 251.0559
#CAN - ON - O3 Annex - NOX Cap Annual v3.1 | 19 | 1739 | Rate Constraint in MTons | FALSE | L | Annual | Rate | lb/MMBtu | 0.059439 | 0.060659 | 0.076395 | 0.074345 | 0.075828 | 0.053417 | 0.039557
#CAN - ON - O3 Annex - NOX Cap Annual v3.1 | 19 | 1739 | Rate Constraint in MTons | FALSE | L | Annual | Generation | TWh | 7.7956 | 4.5702 | 14.8918 | 10.9078 | 15.0678 | 23.3685 | 35.6262
#CAN - ON - O3 Annex - NOX Cap Annual v3.1 | 19 | 1739 | Rate Constraint in MTons | FALSE | L | Annual | Qualifying Generation | TWh | 7.7956 | 4.5702 | 14.8918 | 10.9078 | 15.0678 | 23.3685 | 35.6262
#CAN - ON - O3 Annex - NOX Cap Annual v3.1 | 19 | 1739 | Rate Constraint in MTons | FALSE | L | Annual | Rate | lb/MWh | 0.42701 | 0.45646 | 0.53656 | 0.52678 | 0.5331 | 0.3758 | 0.27876
#CAN - ON - O3 Annex - NOX Cap Annual v3.1 | 19 | 1739 | Rate Constraint in MTons | FALSE | L | Annual | Constraint Shadow Price | US2011$/Ton | 0 | 0 | 0 | 0 | 0 | 0 | 0
#CAN - ON - SO2 Cap Annual v3.1 | 20 | 1740 | Rate Constraint in MTons | FALSE | L | Annual | Seasons Included | Seasons | Winter, Summer | Winter, Summer | Winter, Summer | Winter, Summer | Winter, Summer | Winter, Summer | Winter, Summer
#CAN - ON - SO2 Cap Annual v3.1 | 20 | 1740 | Rate Constraint in MTons | FALSE | L | Annual | Standard SO2 | Thousand Tons | 144.4026 | 144.4026 | 144.4026 | 144.4026 | 144.4026 | 144.4026 | 144.4026
#CAN - ON - SO2 Cap Annual v3.1 | 20 | 1740 | Rate Constraint in MTons | FALSE | L | Annual | Emissions at Affected Plants SO2 | Thousand Tons | 0.27116 | 0.27116 | 0.27116 | 0.27116 | 0.27116 | 0.27116 | 0.27116
#CAN - ON - SO2 Cap Annual v3.1 | 20 | 1740 | Rate Constraint in MTons | FALSE | L | Annual | Allowances Purchased SO2 | Thousand Tons | 0 | 0 | 0 | 0 | 0 | 0 | 0
#CAN - ON - SO2 Cap Annual v3.1 | 20 | 1740 | Rate Constraint in MTons | FALSE | L | Annual | Allowances Sold SO2 | Thousand Tons | 0 | 0 | 0 | 0 | 0 | 0 | 0
#CAN - ON - SO2 Cap Annual v3.1 | 20 | 1740 | Rate Constraint in MTons | FALSE | L | Annual | Allowances Banked | Thousand Tons | 0 | 0 | 0 | 144.1314 | 0 | 0 | 0
#CAN - ON - SO2 Cap Annual v3.1 | 20 | 1740 | Rate Constraint in MTons | FALSE | L | Annual | Allowances Withdrawn (1:1) | Thousand Tons | 0 | 0 | 0 | 0 | 0 | 0 | 0
#CAN - ON - SO2 Cap Annual v3.1 | 20 | 1740 | Rate Constraint in MTons | FALSE | L | Annual | Allowances Withdrawn (n:1) | Thousand Tons | 0 | 0 | 0 | 0 | 0 | 0 | 0
#CAN - ON - SO2 Cap Annual v3.1 | 20 | 1740 | Rate Constraint in MTons | FALSE | L | Annual | Net Emissions Allowance Position | Thousand Tons | 0.27116 | 0.27116 | 0.27116 | 144.4026 | 0.27116 | 0.27116 | 0.27116
#CAN - ON - SO2 Cap Annual v3.1 | 20 | 1740 | Rate Constraint in MTons | FALSE | L | Annual | Fuel Consumed | TBtu | 56.0036 | 49.5163 | 148.6968 | 121.3928 | 150.0365 | 275.7188 | 423.4188
#CAN - ON - SO2 Cap Annual v3.1 | 20 | 1740 | Rate Constraint in MTons | FALSE | L | Annual | Rate | lb/MMBtu | 0.0096838 | 0.010952 | 0.0036472 | 0.0044675 | 0.0036146 | 0.001967 | 0.0012808
#CAN - ON - SO2 Cap Annual v3.1 | 20 | 1740 | Rate Constraint in MTons | FALSE | L | Annual | Generation | TWh | 7.7956 | 6.9226 | 21.7509 | 17.7669 | 21.9269 | 40.6807 | 62.4323
#CAN - ON - SO2 Cap Annual v3.1 | 20 | 1740 | Rate Constraint in MTons | FALSE | L | Annual | Qualifying Generation | TWh | 7.7956 | 6.9226 | 21.7509 | 17.7669 | 21.9269 | 40.6807 | 62.4323
#CAN - ON - SO2 Cap Annual v3.1 | 20 | 1740 | Rate Constraint in MTons | FALSE | L | Annual | Rate | lb/MWh | 0.069568 | 0.078342 | 0.024934 | 0.030524 | 0.024733 | 0.013331 | 0.0086866
#CAN - ON - SO2 Cap Annual v3.1 | 20 | 1740 | Rate Constraint in MTons | FALSE | L | Annual | Constraint Shadow Price | US2011$/Ton | 0 | 0 | 0 | 0 | 0 | 0 | 0
#CAN - PE - Acid Rain - SO2 Cap Annual v3.1 | 21 | 1741 | Rate Constraint in MTons | FALSE | L | Annual | Seasons Included | Seasons | Winter, Summer | Winter, Summer | Winter, Summer | Winter, Summer | Winter, Summer | Winter, Summer | Winter, Summer
#CAN - PE - Acid Rain - SO2 Cap Annual v3.1 | 21 | 1741 | Rate Constraint in MTons | FALSE | L | Annual | Standard SO2 | Thousand Tons | 3.31 | 3.31 | 3.31 | 3.31 | 3.31 | 3.31 | 3.31
#CAN - PE - Acid Rain - SO2 Cap Annual v3.1 | 21 | 1741 | Rate Constraint in MTons | FALSE | L | Annual | Emissions at Affected Plants SO2 | Thousand Tons | 0 | 0 | 0 | 0 | 0 | 0 | 0
#CAN - PE - Acid Rain - SO2 Cap Annual v3.1 | 21 | 1741 | Rate Constraint in MTons | FALSE | L | Annual | Allowances Purchased SO2 | Thousand Tons | 0 | 0 | 0 | 0 | 0 | 0 | 0
#CAN - PE - Acid Rain - SO2 Cap Annual v3.1 | 21 | 1741 | Rate Constraint in MTons | FALSE | L | Annual | Allowances Sold SO2 | Thousand Tons | 0 | 0 | 0 | 0 | 0 | 0 | 0
#CAN - PE - Acid Rain - SO2 Cap Annual v3.1 | 21 | 1741 | Rate Constraint in MTons | FALSE | L | Annual | Allowances Banked | Thousand Tons | 0 | 0 | 0 | 0 | 0 | 0 | 0
#CAN - PE - Acid Rain - SO2 Cap Annual v3.1 | 21 | 1741 | Rate Constraint in MTons | FALSE | L | Annual | Allowances Withdrawn (1:1) | Thousand Tons | 0 | 0 | 0 | 0 | 0 | 0 | 0
#CAN - PE - Acid Rain - SO2 Cap Annual v3.1 | 21 | 1741 | Rate Constraint in MTons | FALSE | L | Annual | Allowances Withdrawn (n:1) | Thousand Tons | 0 | 0 | 0 | 0 | 0 | 0 | 0
#CAN - PE - Acid Rain - SO2 Cap Annual v3.1 | 21 | 1741 | Rate Constraint in MTons | FALSE | L | Annual | Net Emissions Allowance Position | Thousand Tons | 0 | 0 | 0 | 0 | 0 | 0 | 0
#CAN - PE - Acid Rain - SO2 Cap Annual v3.1 | 21 | 1741 | Rate Constraint in MTons | FALSE | L | Annual | Fuel Consumed | TBtu | 0.009705 | 0.010978 | 0.061603 | 1.2043 | 7.9809 | 10.204 | 10.687
#CAN - PE - Acid Rain - SO2 Cap Annual v3.1 | 21 | 1741 | Rate Constraint in MTons | FALSE | L | Annual | Rate | lb/MMBtu | 0 | 0 | 0 | 0 | 0 | 0 | 0
#CAN - PE - Acid Rain - SO2 Cap Annual v3.1 | 21 | 1741 | Rate Constraint in MTons | FALSE | L | Annual | Generation | TWh | 0.00076459 | 0.00086491 | 0.0084614 | 0.18729 | 1.2412 | 1.5869 | 1.662
#CAN - PE - Acid Rain - SO2 Cap Annual v3.1 | 21 | 1741 | Rate Constraint in MTons | FALSE | L | Annual | Qualifying Generation | TWh | 0.00076459 | 0.00086491 | 0.0084614 | 0.18729 | 1.2412 | 1.5869 | 1.662
#CAN - PE - Acid Rain - SO2 Cap Annual v3.1 | 21 | 1741 | Rate Constraint in MTons | FALSE | L | Annual | Rate | lb/MWh | 0 | 0 | 0 | 0 | 0 | 0 | 0
#CAN - PE - Acid Rain - SO2 Cap Annual v3.1 | 21 | 1741 | Rate Constraint in MTons | FALSE | L | Annual | Constraint Shadow Price | US2011$/Ton | 0 | 0 | 0 | 0 | 0 | 0 | 0
#CAN - PQ - Acid Rain - SO2 Cap Annual v3.1 | 22 | 1742 | Rate Constraint in MTons | FALSE | L | Annual | Seasons Included | Seasons | Winter, Summer | Winter, Summer | Winter, Summer | Winter, Summer | Winter, Summer | Winter, Summer | Winter, Summer
#CAN - PQ - Acid Rain - SO2 Cap Annual v3.1 | 22 | 1742 | Rate Constraint in MTons | FALSE | L | Annual | Standard SO2 | Thousand Tons | 6.61 | 6.61 | 6.61 | 6.61 | 6.61 | 6.61 | 6.61
#CAN - PQ - Acid Rain - SO2 Cap Annual v3.1 | 22 | 1742 | Rate Constraint in MTons | FALSE | L | Annual | Emissions at Affected Plants SO2 | Thousand Tons | 0 | 0 | 0 | 0 | 0 | 0 | 0
#CAN - PQ - Acid Rain - SO2 Cap Annual v3.1 | 22 | 1742 | Rate Constraint in MTons | FALSE | L | Annual | Allowances Purchased SO2 | Thousand Tons | 0 | 0 | 0 | 0 | 0 | 0 | 0
#CAN - PQ - Acid Rain - SO2 Cap Annual v3.1 | 22 | 1742 | Rate Constraint in MTons | FALSE | L | Annual | Allowances Sold SO2 | Thousand Tons | 0 | 0 | 0 | 0 | 0 | 0 | 0
#CAN - PQ - Acid Rain - SO2 Cap Annual v3.1 | 22 | 1742 | Rate Constraint in MTons | FALSE | L | Annual | Allowances Banked | Thousand Tons | 0 | 0 | 0 | 0 | 0 | 0 | 0
#CAN - PQ - Acid Rain - SO2 Cap Annual v3.1 | 22 | 1742 | Rate Constraint in MTons | FALSE | L | Annual | Allowances Withdrawn (1:1) | Thousand Tons | 0 | 0 | 0 | 0 | 0 | 0 | 0
#CAN - PQ - Acid Rain - SO2 Cap Annual v3.1 | 22 | 1742 | Rate Constraint in MTons | FALSE | L | Annual | Allowances Withdrawn (n:1) | Thousand Tons | 0 | 0 | 0 | 0 | 0 | 0 | 0
#CAN - PQ - Acid Rain - SO2 Cap Annual v3.1 | 22 | 1742 | Rate Constraint in MTons | FALSE | L | Annual | Net Emissions Allowance Position | Thousand Tons | 0 | 0 | 0 | 0 | 0 | 0 | 0
#CAN - PQ - Acid Rain - SO2 Cap Annual v3.1 | 22 | 1742 | Rate Constraint in MTons | FALSE | L | Annual | Fuel Consumed | TBtu | 0 | 0 | 0 | 0 | 0 | 12.562 | 94.0244
#CAN - PQ - Acid Rain - SO2 Cap Annual v3.1 | 22 | 1742 | Rate Constraint in MTons | FALSE | L | Annual | Rate | lb/MMBtu | 0 | 0 | 0 | 0 | 0 | 0 | 0
#CAN - PQ - Acid Rain - SO2 Cap Annual v3.1 | 22 | 1742 | Rate Constraint in MTons | FALSE | L | Annual | Generation | TWh | 0 | 0 | 0 | 0 | 0 | 1.8829 | 14.397
#CAN - PQ - Acid Rain - SO2 Cap Annual v3.1 | 22 | 1742 | Rate Constraint in MTons | FALSE | L | Annual | Qualifying Generation | TWh | 0 | 0 | 0 | 0 | 0 | 1.8829 | 14.397
#CAN - PQ - Acid Rain - SO2 Cap Annual v3.1 | 22 | 1742 | Rate Constraint in MTons | FALSE | L | Annual | Rate | lb/MWh | 0 | 0 | 0 | 0 | 0 | 0 | 0
#CAN - PQ - Acid Rain - SO2 Cap Annual v3.1 | 22 | 1742 | Rate Constraint in MTons | FALSE | L | Annual | Constraint Shadow Price | US2011$/Ton | 0 | 0 | 0 | 0 | 0 | 0 | 0
#CAN - PQ - O3 Annex - NOX Cap Annual v3.1 | 23 | 1743 | Rate Constraint in MTons | FALSE | L | Annual | Seasons Included | Seasons | Winter, Summer | Winter, Summer | Winter, Summer | Winter, Summer | Winter, Summer | Winter, Summer | Winter, Summer
#CAN - PQ - O3 Annex - NOX Cap Annual v3.1 | 23 | 1743 | Rate Constraint in MTons | FALSE | L | Annual | Standard NOX | Thousand Tons | 5.5115 | 5.5115 | 5.5115 | 5.5115 | 5.5115 | 5.5115 | 5.5115
#CAN - PQ - O3 Annex - NOX Cap Annual v3.1 | 23 | 1743 | Rate Constraint in MTons | FALSE | L | Annual | Emissions at Affected Plants NOX | Thousand Tons | 0 | 0 | 0 | 0 | 0 | 0.15503 | 1.8433
#CAN - PQ - O3 Annex - NOX Cap Annual v3.1 | 23 | 1743 | Rate Constraint in MTons | FALSE | L | Annual | Allowances Purchased NOX | Thousand Tons | 0 | 0 | 0 | 0 | 0 | 0 | 0
#CAN - PQ - O3 Annex - NOX Cap Annual v3.1 | 23 | 1743 | Rate Constraint in MTons | FALSE | L | Annual | Allowances Sold NOX | Thousand Tons | 0 | 0 | 0 | 0 | 0 | 0 | 0
#CAN - PQ - O3 Annex - NOX Cap Annual v3.1 | 23 | 1743 | Rate Constraint in MTons | FALSE | L | Annual | Allowances Banked | Thousand Tons | 0 | 0 | 0 | 0 | 0 | 0 | 0
#CAN - PQ - O3 Annex - NOX Cap Annual v3.1 | 23 | 1743 | Rate Constraint in MTons | FALSE | L | Annual | Allowances Withdrawn (1:1) | Thousand Tons | 0 | 0 | 0 | 0 | 0 | 0 | 0
#CAN - PQ - O3 Annex - NOX Cap Annual v3.1 | 23 | 1743 | Rate Constraint in MTons | FALSE | L | Annual | Allowances Withdrawn (n:1) | Thousand Tons | 0 | 0 | 0 | 0 | 0 | 0 | 0
#CAN - PQ - O3 Annex - NOX Cap Annual v3.1 | 23 | 1743 | Rate Constraint in MTons | FALSE | L | Annual | Net Emissions Allowance Position | Thousand Tons | 0 | 0 | 0 | 0 | 0 | 0.15503 | 1.8433
#CAN - PQ - O3 Annex - NOX Cap Annual v3.1 | 23 | 1743 | Rate Constraint in MTons | FALSE | L | Annual | Fuel Consumed | TBtu | 0 | 0 | 0 | 0 | 0 | 12.562 | 94.0244
#CAN - PQ - O3 Annex - NOX Cap Annual v3.1 | 23 | 1743 | Rate Constraint in MTons | FALSE | L | Annual | Rate | lb/MMBtu | 0 | 0 | 0 | 0 | 0 | 0.024682 | 0.03921
#CAN - PQ - O3 Annex - NOX Cap Annual v3.1 | 23 | 1743 | Rate Constraint in MTons | FALSE | L | Annual | Generation | TWh | 0 | 0 | 0 | 0 | 0 | 1.8829 | 14.397
#CAN - PQ - O3 Annex - NOX Cap Annual v3.1 | 23 | 1743 | Rate Constraint in MTons | FALSE | L | Annual | Qualifying Generation | TWh | 0 | 0 | 0 | 0 | 0 | 1.8829 | 14.397
#CAN - PQ - O3 Annex - NOX Cap Annual v3.1 | 23 | 1743 | Rate Constraint in MTons | FALSE | L | Annual | Rate | lb/MWh | 0 | 0 | 0 | 0 | 0 | 0.16467 | 0.25607
#CAN - PQ - O3 Annex - NOX Cap Annual v3.1 | 23 | 1743 | Rate Constraint in MTons | FALSE | L | Annual | Constraint Shadow Price | US2011$/Ton | 0 | 0 | 0 | 0 | 0 | 0 | 0
#CAN - SK - MER Cap Annual v4.12 | 24 | 2322 | Rate Constraint in MTons | FALSE | L | Annual | Seasons Included | Seasons | Winter, Summer | Winter, Summer | Winter, Summer | Winter, Summer | Winter, Summer | Winter, Summer | Winter, Summer
#CAN - SK - MER Cap Annual v4.12 | 24 | 2322 | Rate Constraint in MTons | FALSE | L | Annual | Standard MER | lbs | 947.9877 | 947.9877 | 947.9877 | 947.9877 | 947.9877 | 947.9877 | 947.9877
#CAN - SK - MER Cap Annual v4.12 | 24 | 2322 | Rate Constraint in MTons | FALSE | L | Annual | Emissions at Affected Plants MER | lbs | 884.077 | 884.077 | 716.4395 | 716.4395 | 247.9463 | 233.1407 | 83.8187
#CAN - SK - MER Cap Annual v4.12 | 24 | 2322 | Rate Constraint in MTons | FALSE | L | Annual | Allowances Purchased MER | lbs | 0 | 0 | 0 | 0 | 0 | 0 | 0
#CAN - SK - MER Cap Annual v4.12 | 24 | 2322 | Rate Constraint in MTons | FALSE | L | Annual | Allowances Sold MER | lbs | 0 | 0 | 0 | 0 | 0 | 0 | 0
#CAN - SK - MER Cap Annual v4.12 | 24 | 2322 | Rate Constraint in MTons | FALSE | L | Annual | Allowances Banked | lbs | 0 | 0 | 0 | 0 | 0 | 0 | 0
#CAN - SK - MER Cap Annual v4.12 | 24 | 2322 | Rate Constraint in MTons | FALSE | L | Annual | Allowances Withdrawn (1:1) | lbs | 0 | 0 | 0 | 0 | 0 | 0 | 0
#CAN - SK - MER Cap Annual v4.12 | 24 | 2322 | Rate Constraint in MTons | FALSE | L | Annual | Allowances Withdrawn (n:1) | lbs | 0 | 0 | 0 | 0 | 0 | 0 | 0
#CAN - SK - MER Cap Annual v4.12 | 24 | 2322 | Rate Constraint in MTons | FALSE | L | Annual | Net Emissions Allowance Position | lbs | 884.077 | 884.077 | 716.4395 | 716.4395 | 247.9463 | 233.1407 | 83.8187
#CAN - SK - MER Cap Annual v4.12 | 24 | 2322 | Rate Constraint in MTons | FALSE | L | Annual | Fuel Consumed | TBtu | 124.1798 | 124.1798 | 100.6626 | 100.6626 | 33.5588 | 33.6829 | 11.7586
#CAN - SK - MER Cap Annual v4.12 | 24 | 2322 | Rate Constraint in MTons | FALSE | L | Annual | Rate | lb/MMBtu | 7.1193e-06 | 7.1193e-06 | 7.1172e-06 | 7.1172e-06 | 7.3884e-06 | 6.9216e-06 | 7.1283e-06
#CAN - SK - MER Cap Annual v4.12 | 24 | 2322 | Rate Constraint in MTons | FALSE | L | Annual | Generation | TWh | 11.9103 | 11.9103 | 9.6533 | 9.6533 | 3.2209 | 3.2209 | 1.1219
#CAN - SK - MER Cap Annual v4.12 | 24 | 2322 | Rate Constraint in MTons | FALSE | L | Annual | Qualifying Generation | TWh | 11.9103 | 11.9103 | 9.6533 | 9.6533 | 3.2209 | 3.2209 | 1.1219
#CAN - SK - MER Cap Annual v4.12 | 24 | 2322 | Rate Constraint in MTons | FALSE | L | Annual | Rate | lb/MWh | 7.4228e-05 | 7.4228e-05 | 7.4217e-05 | 7.4217e-05 | 7.6981e-05 | 7.2384e-05 | 7.4713e-05
#CAN - SK - MER Cap Annual v4.12 | 24 | 2322 | Rate Constraint in MTons | FALSE | L | Annual | Constraint Shadow Price | US2011$/Lb | 0 | 0 | 0 | 0 | 0 | 0 | 0
#CAN Aconi 1 - SO2 Rate Annual v3.1, Unit 3788 and retrofits | 25 | 1744 | Rate Constraint in lbs/MMBtu | FALSE | L | Annual | Seasons Included | Seasons | Winter, Summer | Winter, Summer | Winter, Summer | Winter, Summer | Winter, Summer | Winter, Summer | Winter, Summer
#CAN Aconi 1 - SO2 Rate Annual v3.1, Unit 3788 and retrofits | 25 | 1744 | Rate Constraint in lbs/MMBtu | FALSE | L | Annual | Standard SO2 | lb/MMBtu | 0.58146 | 0.58146 | 0.58146 | 0.58146 | 0.58146 | 0.58146 | 0.58146
#CAN Aconi 1 - SO2 Rate Annual v3.1, Unit 3788 and retrofits | 25 | 1744 | Rate Constraint in lbs/MMBtu | FALSE | L | Annual | Emissions at Affected Plants SO2 | Thousand Tons | 0.046551 | 0.018875 | 0.0039934 | 0.16134 | 0.4978 | 0.4978 | 0
#CAN Aconi 1 - SO2 Rate Annual v3.1, Unit 3788 and retrofits | 25 | 1744 | Rate Constraint in lbs/MMBtu | FALSE | L | Annual | Allowances Purchased SO2 | Thousand Tons | 0 | 0 | 0 | 0 | 0 | 0 | 0
#CAN Aconi 1 - SO2 Rate Annual v3.1, Unit 3788 and retrofits | 25 | 1744 | Rate Constraint in lbs/MMBtu | FALSE | L | Annual | Allowances Sold SO2 | Thousand Tons | 0 | 0 | 0 | 0 | 0 | 0 | 0
#CAN Aconi 1 - SO2 Rate Annual v3.1, Unit 3788 and retrofits | 25 | 1744 | Rate Constraint in lbs/MMBtu | FALSE | L | Annual | Allowances Banked | Thousand Tons | 0 | 0 | 0 | 0 | 0 | 0 | 0
#CAN Aconi 1 - SO2 Rate Annual v3.1, Unit 3788 and retrofits | 25 | 1744 | Rate Constraint in lbs/MMBtu | FALSE | L | Annual | Allowances Withdrawn (1:1) | Thousand Tons | 0 | 0 | 0 | 0 | 0 | 0 | 0
#CAN Aconi 1 - SO2 Rate Annual v3.1, Unit 3788 and retrofits | 25 | 1744 | Rate Constraint in lbs/MMBtu | FALSE | L | Annual | Allowances Withdrawn (n:1) | Thousand Tons | 0 | 0 | 0 | 0 | 0 | 0 | 0
#CAN Aconi 1 - SO2 Rate Annual v3.1, Unit 3788 and retrofits | 25 | 1744 | Rate Constraint in lbs/MMBtu | FALSE | L | Annual | Net Emissions Allowance Position | Thousand Tons | 0.046551 | 0.018875 | 0.0039934 | 0.16134 | 0.4978 | 0.4978 | 0
#CAN Aconi 1 - SO2 Rate Annual v3.1, Unit 3788 and retrofits | 25 | 1744 | Rate Constraint in lbs/MMBtu | FALSE | L | Annual | Fuel Consumed | TBtu | 14.6858 | 5.9545 | 1.2598 | 4.34 | 13.3904 | 13.3904 | 0
#CAN Aconi 1 - SO2 Rate Annual v3.1, Unit 3788 and retrofits | 25 | 1744 | Rate Constraint in lbs/MMBtu | FALSE | L | Annual | Rate | lb/MMBtu | 0.0063396 | 0.0063396 | 0.0063396 | 0.074352 | 0.074352 | 0.074352 | 0
#CAN Aconi 1 - SO2 Rate Annual v3.1, Unit 3788 and retrofits | 25 | 1744 | Rate Constraint in lbs/MMBtu | FALSE | L | Annual | Generation | TWh | 1.2122 | 0.49151 | 0.10399 | 0.37759 | 1.165 | 1.165 | 0
#CAN Aconi 1 - SO2 Rate Annual v3.1, Unit 3788 and retrofits | 25 | 1744 | Rate Constraint in lbs/MMBtu | FALSE | L | Annual | Qualifying Generation | TWh | 1.2122 | 0.49151 | 0.10399 | 0.37759 | 1.165 | 1.165 | 0
#CAN Aconi 1 - SO2 Rate Annual v3.1, Unit 3788 and retrofits | 25 | 1744 | Rate Constraint in lbs/MMBtu | FALSE | L | Annual | Rate | lb/MWh | 0.076803 | 0.076803 | 0.076803 | 0.8546 | 0.8546 | 0.8546 | 0
#CAN Aconi 1 - SO2 Rate Annual v3.1, Unit 3788 and retrofits | 25 | 1744 | Rate Constraint in lbs/MMBtu | FALSE | L | Annual | Constraint Shadow Price | US2011$/Ton | 0 | 0 | 0 | 0 | 0 | 0 | 0
#CAN Lingan 1-4 - SO2 Rate Annual v3.1, Unit 3552 and retrofits | 26 | 1748 | Rate Constraint in lbs/MMBtu | FALSE | L | Annual | Seasons Included | Seasons | Winter, Summer | Winter, Summer | Winter, Summer | Winter, Summer | Winter, Summer | Winter, Summer | Winter, Summer
#CAN Lingan 1-4 - SO2 Rate Annual v3.1, Unit 3552 and retrofits | 26 | 1748 | Rate Constraint in lbs/MMBtu | FALSE | L | Annual | Standard SO2 | lb/MMBtu | 3.7214 | 3.7214 | 3.7214 | 3.7214 | 3.7214 | 3.7214 | 3.7214
#CAN Lingan 1-4 - SO2 Rate Annual v3.1, Unit 3552 and retrofits | 26 | 1748 | Rate Constraint in lbs/MMBtu | FALSE | L | Annual | Emissions at Affected Plants SO2 | Thousand Tons | 1.9963 | 0 | 0 | 0 | 0 | 0 | 0
#CAN Lingan 1-4 - SO2 Rate Annual v3.1, Unit 3552 and retrofits | 26 | 1748 | Rate Constraint in lbs/MMBtu | FALSE | L | Annual | Allowances Purchased SO2 | Thousand Tons | 0 | 0 | 0 | 0 | 0 | 0 | 0
#CAN Lingan 1-4 - SO2 Rate Annual v3.1, Unit 3552 and retrofits | 26 | 1748 | Rate Constraint in lbs/MMBtu | FALSE | L | Annual | Allowances Sold SO2 | Thousand Tons | 0 | 0 | 0 | 0 | 0 | 0 | 0
#CAN Lingan 1-4 - SO2 Rate Annual v3.1, Unit 3552 and retrofits | 26 | 1748 | Rate Constraint in lbs/MMBtu | FALSE | L | Annual | Allowances Banked | Thousand Tons | 0 | 0 | 0 | 0 | 0 | 0 | 0
#CAN Lingan 1-4 - SO2 Rate Annual v3.1, Unit 3552 and retrofits | 26 | 1748 | Rate Constraint in lbs/MMBtu | FALSE | L | Annual | Allowances Withdrawn (1:1) | Thousand Tons | 0 | 0 | 0 | 0 | 0 | 0 | 0
#CAN Lingan 1-4 - SO2 Rate Annual v3.1, Unit 3552 and retrofits | 26 | 1748 | Rate Constraint in lbs/MMBtu | FALSE | L | Annual | Allowances Withdrawn (n:1) | Thousand Tons | 0 | 0 | 0 | 0 | 0 | 0 | 0
#CAN Lingan 1-4 - SO2 Rate Annual v3.1, Unit 3552 and retrofits | 26 | 1748 | Rate Constraint in lbs/MMBtu | FALSE | L | Annual | Net Emissions Allowance Position | Thousand Tons | 1.9963 | 0 | 0 | 0 | 0 | 0 | 0
#CAN Lingan 1-4 - SO2 Rate Annual v3.1, Unit 3552 and retrofits | 26 | 1748 | Rate Constraint in lbs/MMBtu | FALSE | L | Annual | Fuel Consumed | TBtu | 4.4356 | 0 | 0 | 0 | 0 | 0 | 0
#CAN Lingan 1-4 - SO2 Rate Annual v3.1, Unit 3552 and retrofits | 26 | 1748 | Rate Constraint in lbs/MMBtu | FALSE | L | Annual | Rate | lb/MMBtu | 0.90013 | 0 | 0 | 0 | 0 | 0 | 0
#CAN Lingan 1-4 - SO2 Rate Annual v3.1, Unit 3552 and retrofits | 26 | 1748 | Rate Constraint in lbs/MMBtu | FALSE | L | Annual | Generation | TWh | 0.42506 | 0 | 0 | 0 | 0 | 0 | 0
#CAN Lingan 1-4 - SO2 Rate Annual v3.1, Unit 3552 and retrofits | 26 | 1748 | Rate Constraint in lbs/MMBtu | FALSE | L | Annual | Qualifying Generation | TWh | 0.42506 | 0 | 0 | 0 | 0 | 0 | 0
#CAN Lingan 1-4 - SO2 Rate Annual v3.1, Unit 3552 and retrofits | 26 | 1748 | Rate Constraint in lbs/MMBtu | FALSE | L | Annual | Rate | lb/MWh | 9.3931 | 0 | 0 | 0 | 0 | 0 | 0
#CAN Lingan 1-4 - SO2 Rate Annual v3.1, Unit 3552 and retrofits | 26 | 1748 | Rate Constraint in lbs/MMBtu | FALSE | L | Annual | Constraint Shadow Price | US2011$/Ton | 0 | 0 | 0 | 0 | 0 | 0 | 0
#CAN Lingan 1-4 - SO2 Rate Annual v3.1, Unit 3553 and retrofits | 27 | 1748 | Rate Constraint in lbs/MMBtu | FALSE | L | Annual | Seasons Included | Seasons | Winter, Summer | Winter, Summer | Winter, Summer | Winter, Summer | Winter, Summer | Winter, Summer | Winter, Summer
#CAN Lingan 1-4 - SO2 Rate Annual v3.1, Unit 3553 and retrofits | 27 | 1748 | Rate Constraint in lbs/MMBtu | FALSE | L | Annual | Standard SO2 | lb/MMBtu | 3.7214 | 3.7214 | 3.7214 | 3.7214 | 3.7214 | 3.7214 | 3.7214
#CAN Lingan 1-4 - SO2 Rate Annual v3.1, Unit 3553 and retrofits | 27 | 1748 | Rate Constraint in lbs/MMBtu | FALSE | L | Annual | Emissions at Affected Plants SO2 | Thousand Tons | 1.8886 | 0 | 0 | 0 | 0 | 0 | 0
#CAN Lingan 1-4 - SO2 Rate Annual v3.1, Unit 3553 and retrofits | 27 | 1748 | Rate Constraint in lbs/MMBtu | FALSE | L | Annual | Allowances Purchased SO2 | Thousand Tons | 0 | 0 | 0 | 0 | 0 | 0 | 0
#CAN Lingan 1-4 - SO2 Rate Annual v3.1, Unit 3553 and retrofits | 27 | 1748 | Rate Constraint in lbs/MMBtu | FALSE | L | Annual | Allowances Sold SO2 | Thousand Tons | 0 | 0 | 0 | 0 | 0 | 0 | 0
#CAN Lingan 1-4 - SO2 Rate Annual v3.1, Unit 3553 and retrofits | 27 | 1748 | Rate Constraint in lbs/MMBtu | FALSE | L | Annual | Allowances Banked | Thousand Tons | 0 | 0 | 0 | 0 | 0 | 0 | 0
#CAN Lingan 1-4 - SO2 Rate Annual v3.1, Unit 3553 and retrofits | 27 | 1748 | Rate Constraint in lbs/MMBtu | FALSE | L | Annual | Allowances Withdrawn (1:1) | Thousand Tons | 0 | 0 | 0 | 0 | 0 | 0 | 0
#CAN Lingan 1-4 - SO2 Rate Annual v3.1, Unit 3553 and retrofits | 27 | 1748 | Rate Constraint in lbs/MMBtu | FALSE | L | Annual | Allowances Withdrawn (n:1) | Thousand Tons | 0 | 0 | 0 | 0 | 0 | 0 | 0
#CAN Lingan 1-4 - SO2 Rate Annual v3.1, Unit 3553 and retrofits | 27 | 1748 | Rate Constraint in lbs/MMBtu | FALSE | L | Annual | Net Emissions Allowance Position | Thousand Tons | 1.8886 | 0 | 0 | 0 | 0 | 0 | 0
#CAN Lingan 1-4 - SO2 Rate Annual v3.1, Unit 3553 and retrofits | 27 | 1748 | Rate Constraint in lbs/MMBtu | FALSE | L | Annual | Fuel Consumed | TBtu | 4.1964 | 0 | 0 | 0 | 0 | 0 | 0
#CAN Lingan 1-4 - SO2 Rate Annual v3.1, Unit 3553 and retrofits | 27 | 1748 | Rate Constraint in lbs/MMBtu | FALSE | L | Annual | Rate | lb/MMBtu | 0.90013 | 0 | 0 | 0 | 0 | 0 | 0
#CAN Lingan 1-4 - SO2 Rate Annual v3.1, Unit 3553 and retrofits | 27 | 1748 | Rate Constraint in lbs/MMBtu | FALSE | L | Annual | Generation | TWh | 0.40214 | 0 | 0 | 0 | 0 | 0 | 0
#CAN Lingan 1-4 - SO2 Rate Annual v3.1, Unit 3553 and retrofits | 27 | 1748 | Rate Constraint in lbs/MMBtu | FALSE | L | Annual | Qualifying Generation | TWh | 0.40214 | 0 | 0 | 0 | 0 | 0 | 0
#CAN Lingan 1-4 - SO2 Rate Annual v3.1, Unit 3553 and retrofits | 27 | 1748 | Rate Constraint in lbs/MMBtu | FALSE | L | Annual | Rate | lb/MWh | 9.3931 | 0 | 0 | 0 | 0 | 0 | 0
#CAN Lingan 1-4 - SO2 Rate Annual v3.1, Unit 3553 and retrofits | 27 | 1748 | Rate Constraint in lbs/MMBtu | FALSE | L | Annual | Constraint Shadow Price | US2011$/Ton | 0 | 0 | 0 | 0 | 0 | 0 | 0
#CAN Lingan 1-4 - SO2 Rate Annual v3.1, Unit 3554 and retrofits | 28 | 1748 | Rate Constraint in lbs/MMBtu | FALSE | L | Annual | Seasons Included | Seasons | Winter, Summer | Winter, Summer | Winter, Summer | Winter, Summer | Winter, Summer | Winter, Summer | Winter, Summer
#CAN Lingan 1-4 - SO2 Rate Annual v3.1, Unit 3554 and retrofits | 28 | 1748 | Rate Constraint in lbs/MMBtu | FALSE | L | Annual | Standard SO2 | lb/MMBtu | 3.7214 | 3.7214 | 3.7214 | 3.7214 | 3.7214 | 3.7214 | 3.7214
#CAN Lingan 1-4 - SO2 Rate Annual v3.1, Unit 3554 and retrofits | 28 | 1748 | Rate Constraint in lbs/MMBtu | FALSE | L | Annual | Emissions at Affected Plants SO2 | Thousand Tons | 1.6121 | 0 | 0 | 4.974 | 0 | 0 | 0
#CAN Lingan 1-4 - SO2 Rate Annual v3.1, Unit 3554 and retrofits | 28 | 1748 | Rate Constraint in lbs/MMBtu | FALSE | L | Annual | Allowances Purchased SO2 | Thousand Tons | 0 | 0 | 0 | 0 | 0 | 0 | 0
#CAN Lingan 1-4 - SO2 Rate Annual v3.1, Unit 3554 and retrofits | 28 | 1748 | Rate Constraint in lbs/MMBtu | FALSE | L | Annual | Allowances Sold SO2 | Thousand Tons | 0 | 0 | 0 | 0 | 0 | 0 | 0
#CAN Lingan 1-4 - SO2 Rate Annual v3.1, Unit 3554 and retrofits | 28 | 1748 | Rate Constraint in lbs/MMBtu | FALSE | L | Annual | Allowances Banked | Thousand Tons | 0 | 0 | 0 | 0 | 0 | 0 | 0
#CAN Lingan 1-4 - SO2 Rate Annual v3.1, Unit 3554 and retrofits | 28 | 1748 | Rate Constraint in lbs/MMBtu | FALSE | L | Annual | Allowances Withdrawn (1:1) | Thousand Tons | 0 | 0 | 0 | 0 | 0 | 0 | 0
#CAN Lingan 1-4 - SO2 Rate Annual v3.1, Unit 3554 and retrofits | 28 | 1748 | Rate Constraint in lbs/MMBtu | FALSE | L | Annual | Allowances Withdrawn (n:1) | Thousand Tons | 0 | 0 | 0 | 0 | 0 | 0 | 0
#CAN Lingan 1-4 - SO2 Rate Annual v3.1, Unit 3554 and retrofits | 28 | 1748 | Rate Constraint in lbs/MMBtu | FALSE | L | Annual | Net Emissions Allowance Position | Thousand Tons | 1.6121 | 0 | 0 | 4.974 | 0 | 0 | 0
#CAN Lingan 1-4 - SO2 Rate Annual v3.1, Unit 3554 and retrofits | 28 | 1748 | Rate Constraint in lbs/MMBtu | FALSE | L | Annual | Fuel Consumed | TBtu | 3.582 | 0 | 0 | 11.0517 | 0 | 0 | 0
#CAN Lingan 1-4 - SO2 Rate Annual v3.1, Unit 3554 and retrofits | 28 | 1748 | Rate Constraint in lbs/MMBtu | FALSE | L | Annual | Rate | lb/MMBtu | 0.90013 | 0 | 0 | 0.90013 | 0 | 0 | 0
#CAN Lingan 1-4 - SO2 Rate Annual v3.1, Unit 3554 and retrofits | 28 | 1748 | Rate Constraint in lbs/MMBtu | FALSE | L | Annual | Generation | TWh | 0.34326 | 0 | 0 | 1.0591 | 0 | 0 | 0
#CAN Lingan 1-4 - SO2 Rate Annual v3.1, Unit 3554 and retrofits | 28 | 1748 | Rate Constraint in lbs/MMBtu | FALSE | L | Annual | Qualifying Generation | TWh | 0.34326 | 0 | 0 | 1.0591 | 0 | 0 | 0
#CAN Lingan 1-4 - SO2 Rate Annual v3.1, Unit 3554 and retrofits | 28 | 1748 | Rate Constraint in lbs/MMBtu | FALSE | L | Annual | Rate | lb/MWh | 9.3931 | 0 | 0 | 9.3931 | 0 | 0 | 0
#CAN Lingan 1-4 - SO2 Rate Annual v3.1, Unit 3554 and retrofits | 28 | 1748 | Rate Constraint in lbs/MMBtu | FALSE | L | Annual | Constraint Shadow Price | US2011$/Ton | 0 | 0 | 0 | 0 | 0 | 0 | 0
#CAN Lingan 1-4 - SO2 Rate Annual v3.1, Unit 3555 and retrofits | 29 | 1748 | Rate Constraint in lbs/MMBtu | FALSE | L | Annual | Seasons Included | Seasons | Winter, Summer | Winter, Summer | Winter, Summer | Winter, Summer | Winter, Summer | Winter, Summer | Winter, Summer
#CAN Lingan 1-4 - SO2 Rate Annual v3.1, Unit 3555 and retrofits | 29 | 1748 | Rate Constraint in lbs/MMBtu | FALSE | L | Annual | Standard SO2 | lb/MMBtu | 3.7214 | 3.7214 | 3.7214 | 3.7214 | 3.7214 | 3.7214 | 3.7214
#CAN Lingan 1-4 - SO2 Rate Annual v3.1, Unit 3555 and retrofits | 29 | 1748 | Rate Constraint in lbs/MMBtu | FALSE | L | Annual | Emissions at Affected Plants SO2 | Thousand Tons | 1.7519 | 0 | 0 | 4.974 | 0 | 0 | 0
#CAN Lingan 1-4 - SO2 Rate Annual v3.1, Unit 3555 and retrofits | 29 | 1748 | Rate Constraint in lbs/MMBtu | FALSE | L | Annual | Allowances Purchased SO2 | Thousand Tons | 0 | 0 | 0 | 0 | 0 | 0 | 0
#CAN Lingan 1-4 - SO2 Rate Annual v3.1, Unit 3555 and retrofits | 29 | 1748 | Rate Constraint in lbs/MMBtu | FALSE | L | Annual | Allowances Sold SO2 | Thousand Tons | 0 | 0 | 0 | 0 | 0 | 0 | 0
#CAN Lingan 1-4 - SO2 Rate Annual v3.1, Unit 3555 and retrofits | 29 | 1748 | Rate Constraint in lbs/MMBtu | FALSE | L | Annual | Allowances Banked | Thousand Tons | 0 | 0 | 0 | 0 | 0 | 0 | 0
#CAN Lingan 1-4 - SO2 Rate Annual v3.1, Unit 3555 and retrofits | 29 | 1748 | Rate Constraint in lbs/MMBtu | FALSE | L | Annual | Allowances Withdrawn (1:1) | Thousand Tons | 0 | 0 | 0 | 0 | 0 | 0 | 0
#CAN Lingan 1-4 - SO2 Rate Annual v3.1, Unit 3555 and retrofits | 29 | 1748 | Rate Constraint in lbs/MMBtu | FALSE | L | Annual | Allowances Withdrawn (n:1) | Thousand Tons | 0 | 0 | 0 | 0 | 0 | 0 | 0
#CAN Lingan 1-4 - SO2 Rate Annual v3.1, Unit 3555 and retrofits | 29 | 1748 | Rate Constraint in lbs/MMBtu | FALSE | L | Annual | Net Emissions Allowance Position | Thousand Tons | 1.7519 | 0 | 0 | 4.974 | 0 | 0 | 0
#CAN Lingan 1-4 - SO2 Rate Annual v3.1, Unit 3555 and retrofits | 29 | 1748 | Rate Constraint in lbs/MMBtu | FALSE | L | Annual | Fuel Consumed | TBtu | 3.8925 | 0 | 0 | 11.0517 | 0 | 0 | 0
#CAN Lingan 1-4 - SO2 Rate Annual v3.1, Unit 3555 and retrofits | 29 | 1748 | Rate Constraint in lbs/MMBtu | FALSE | L | Annual | Rate | lb/MMBtu | 0.90013 | 0 | 0 | 0.90013 | 0 | 0 | 0
#CAN Lingan 1-4 - SO2 Rate Annual v3.1, Unit 3555 and retrofits | 29 | 1748 | Rate Constraint in lbs/MMBtu | FALSE | L | Annual | Generation | TWh | 0.37302 | 0 | 0 | 1.0591 | 0 | 0 | 0
#CAN Lingan 1-4 - SO2 Rate Annual v3.1, Unit 3555 and retrofits | 29 | 1748 | Rate Constraint in lbs/MMBtu | FALSE | L | Annual | Qualifying Generation | TWh | 0.37302 | 0 | 0 | 1.0591 | 0 | 0 | 0
#CAN Lingan 1-4 - SO2 Rate Annual v3.1, Unit 3555 and retrofits | 29 | 1748 | Rate Constraint in lbs/MMBtu | FALSE | L | Annual | Rate | lb/MWh | 9.3931 | 0 | 0 | 9.3931 | 0 | 0 | 0
#CAN Lingan 1-4 - SO2 Rate Annual v3.1, Unit 3555 and retrofits | 29 | 1748 | Rate Constraint in lbs/MMBtu | FALSE | L | Annual | Constraint Shadow Price | US2011$/Ton | 0 | 0 | 0 | 0 | 0 | 0 | 0
#CAN -National CO2 Rate Limit- 2016- v5.12 | 30 | 5804 | Rate Constraint in lbs/MWh | FALSE | L | Annual | Seasons Included | Seasons | Winter, Summer | Winter, Summer | Winter, Summer | Winter, Summer | Winter, Summer | Winter, Summer | Winter, Summer
#CAN -National CO2 Rate Limit- 2016- v5.12 | 30 | 5804 | Rate Constraint in lbs/MWh | FALSE | L | Annual | Standard CO2 | lb/MWh | 925.94 | 925.94 | 925.94 | 925.94 | 925.94 | 925.94 | 925.94
#CAN -National CO2 Rate Limit- 2016- v5.12 | 30 | 5804 | Rate Constraint in lbs/MWh | FALSE | L | Annual | Emissions at Affected Plants CO2 | Thousand Tons | 0 | 0 | 0 | 0 | 0 | 0 | 0
#CAN -National CO2 Rate Limit- 2016- v5.12 | 30 | 5804 | Rate Constraint in lbs/MWh | FALSE | L | Annual | Allowances Purchased CO2 | Thousand Tons | 0 | 0 | 0 | 0 | 0 | 0 | 0
#CAN -National CO2 Rate Limit- 2016- v5.12 | 30 | 5804 | Rate Constraint in lbs/MWh | FALSE | L | Annual | Allowances Sold CO2 | Thousand Tons | 0 | 0 | 0 | 0 | 0 | 0 | 0
#CAN -National CO2 Rate Limit- 2016- v5.12 | 30 | 5804 | Rate Constraint in lbs/MWh | FALSE | L | Annual | Allowances Banked | Thousand Tons | 0 | 0 | 0 | 0 | 0 | 0 | 0
#CAN -National CO2 Rate Limit- 2016- v5.12 | 30 | 5804 | Rate Constraint in lbs/MWh | FALSE | L | Annual | Allowances Withdrawn (1:1) | Thousand Tons | 0 | 0 | 0 | 0 | 0 | 0 | 0
#CAN -National CO2 Rate Limit- 2016- v5.12 | 30 | 5804 | Rate Constraint in lbs/MWh | FALSE | L | Annual | Allowances Withdrawn (n:1) | Thousand Tons | 0 | 0 | 0 | 0 | 0 | 0 | 0
#CAN -National CO2 Rate Limit- 2016- v5.12 | 30 | 5804 | Rate Constraint in lbs/MWh | FALSE | L | Annual | Net Emissions Allowance Position | Thousand Tons | 0 | 0 | 0 | 0 | 0 | 0 | 0
#CAN -National CO2 Rate Limit- 2016- v5.12 | 30 | 5804 | Rate Constraint in lbs/MWh | FALSE | L | Annual | Fuel Consumed | TBtu | 0 | 0 | 0 | 0 | 0 | 0 | 0
#CAN -National CO2 Rate Limit- 2016- v5.12 | 30 | 5804 | Rate Constraint in lbs/MWh | FALSE | L | Annual | Rate | lb/MMBtu | 0 | 0 | 0 | 0 | 0 | 0 | 0
#CAN -National CO2 Rate Limit- 2016- v5.12 | 30 | 5804 | Rate Constraint in lbs/MWh | FALSE | L | Annual | Generation | TWh | 0 | 0 | 0 | 0 | 0 | 0 | 0
#CAN -National CO2 Rate Limit- 2016- v5.12 | 30 | 5804 | Rate Constraint in lbs/MWh | FALSE | L | Annual | Qualifying Generation | TWh | 0 | 0 | 0 | 0 | 0 | 0 | 0
#CAN -National CO2 Rate Limit- 2016- v5.12 | 30 | 5804 | Rate Constraint in lbs/MWh | FALSE | L | Annual | Constraint Shadow Price | US2011$/Ton | 584.1226 | 595.5821 | 627.166 | 306.4174 | 477.8536 | 536.175 | 517.5836
#CAN -National CO2 Rate Limit- 2020- v5.12 | 31 | 5805 | Rate Constraint in lbs/MWh | FALSE | L | Annual | Seasons Included | Seasons |  |  | Winter, Summer | Winter, Summer | Winter, Summer | Winter, Summer | Winter, Summer
#CAN -National CO2 Rate Limit- 2020- v5.12 | 31 | 5805 | Rate Constraint in lbs/MWh | FALSE | L | Annual | Standard CO2 | lb/MWh | 925.94 | 925.94 | 925.94 | 925.94 | 925.94 | 925.94 | 925.94
#CAN -National CO2 Rate Limit- 2020- v5.12 | 31 | 5805 | Rate Constraint in lbs/MWh | FALSE | L | Annual | Emissions at Affected Plants CO2 | Thousand Tons | 0 | 0 | 801.3062 | 801.3062 | 798.12 | 798.12 | 798.12
#CAN -National CO2 Rate Limit- 2020- v5.12 | 31 | 5805 | Rate Constraint in lbs/MWh | FALSE | L | Annual | Allowances Purchased CO2 | Thousand Tons | 0 | 0 | 0 | 0 | 0 | 0 | 0
#CAN -National CO2 Rate Limit- 2020- v5.12 | 31 | 5805 | Rate Constraint in lbs/MWh | FALSE | L | Annual | Allowances Sold CO2 | Thousand Tons | 0 | 0 | 0 | 0 | 0 | 0 | 0
#CAN -National CO2 Rate Limit- 2020- v5.12 | 31 | 5805 | Rate Constraint in lbs/MWh | FALSE | L | Annual | Allowances Banked | Thousand Tons | 0 | 0 | 0 | 0 | 0 | 0 | 0
#CAN -National CO2 Rate Limit- 2020- v5.12 | 31 | 5805 | Rate Constraint in lbs/MWh | FALSE | L | Annual | Allowances Withdrawn (1:1) | Thousand Tons | 0 | 0 | 0 | 0 | 0 | 0 | 0
#CAN -National CO2 Rate Limit- 2020- v5.12 | 31 | 5805 | Rate Constraint in lbs/MWh | FALSE | L | Annual | Allowances Withdrawn (n:1) | Thousand Tons | 0 | 0 | 0 | 0 | 0 | 0 | 0
#CAN -National CO2 Rate Limit- 2020- v5.12 | 31 | 5805 | Rate Constraint in lbs/MWh | FALSE | L | Annual | Net Emissions Allowance Position | Thousand Tons | 0 | 0 | 801.3062 | 801.3062 | 798.12 | 798.12 | 798.12
#CAN -National CO2 Rate Limit- 2020- v5.12 | 31 | 5805 | Rate Constraint in lbs/MWh | FALSE | L | Annual | Fuel Consumed | TBtu | 0 | 0 | 18.1188 | 18.1188 | 18.0202 | 18.0202 | 18.0202
#CAN -National CO2 Rate Limit- 2020- v5.12 | 31 | 5805 | Rate Constraint in lbs/MWh | FALSE | L | Annual | Rate | lb/MMBtu | 0 | 0 | 88.4505 | 88.4505 | 88.5807 | 88.5807 | 88.5807
#CAN -National CO2 Rate Limit- 2020- v5.12 | 31 | 5805 | Rate Constraint in lbs/MWh | FALSE | L | Annual | Generation | TWh | 0 | 0 | 1.7308 | 1.7308 | 1.7239 | 1.7239 | 1.7239
#CAN -National CO2 Rate Limit- 2020- v5.12 | 31 | 5805 | Rate Constraint in lbs/MWh | FALSE | L | Annual | Qualifying Generation | TWh | 0 | 0 | 1.7308 | 1.7308 | 1.7239 | 1.7239 | 1.7239
#CAN -National CO2 Rate Limit- 2020- v5.12 | 31 | 5805 | Rate Constraint in lbs/MWh | FALSE | L | Annual | Constraint Shadow Price | US2011$/Ton | 0 | 0 | 25.0915 | 23.8378 | 102.5992 | 86.8637 | 81.0996
#CAN -National CO2 Rate Limit- 2030- v5.12 | 32 | 5807 | Rate Constraint in lbs/MWh | FALSE | L | Annual | Seasons Included | Seasons |  |  |  |  | Winter, Summer | Winter, Summer | Winter, Summer
#CAN -National CO2 Rate Limit- 2030- v5.12 | 32 | 5807 | Rate Constraint in lbs/MWh | FALSE | L | Annual | Standard CO2 | lb/MWh | 925.94 | 925.94 | 925.94 | 925.94 | 925.94 | 925.94 | 925.94
#CAN -National CO2 Rate Limit- 2030- v5.12 | 32 | 5807 | Rate Constraint in lbs/MWh | FALSE | L | Annual | Emissions at Affected Plants CO2 | Thousand Tons | 0 | 0 | 0 | 0 | 0 | 0 | 0
#CAN -National CO2 Rate Limit- 2030- v5.12 | 32 | 5807 | Rate Constraint in lbs/MWh | FALSE | L | Annual | Allowances Purchased CO2 | Thousand Tons | 0 | 0 | 0 | 0 | 0 | 0 | 0
#CAN -National CO2 Rate Limit- 2030- v5.12 | 32 | 5807 | Rate Constraint in lbs/MWh | FALSE | L | Annual | Allowances Sold CO2 | Thousand Tons | 0 | 0 | 0 | 0 | 0 | 0 | 0
#CAN -National CO2 Rate Limit- 2030- v5.12 | 32 | 5807 | Rate Constraint in lbs/MWh | FALSE | L | Annual | Allowances Banked | Thousand Tons | 0 | 0 | 0 | 0 | 0 | 0 | 0
#CAN -National CO2 Rate Limit- 2030- v5.12 | 32 | 5807 | Rate Constraint in lbs/MWh | FALSE | L | Annual | Allowances Withdrawn (1:1) | Thousand Tons | 0 | 0 | 0 | 0 | 0 | 0 | 0
#CAN -National CO2 Rate Limit- 2030- v5.12 | 32 | 5807 | Rate Constraint in lbs/MWh | FALSE | L | Annual | Allowances Withdrawn (n:1) | Thousand Tons | 0 | 0 | 0 | 0 | 0 | 0 | 0
#CAN -National CO2 Rate Limit- 2030- v5.12 | 32 | 5807 | Rate Constraint in lbs/MWh | FALSE | L | Annual | Net Emissions Allowance Position | Thousand Tons | 0 | 0 | 0 | 0 | 0 | 0 | 0
#CAN -National CO2 Rate Limit- 2030- v5.12 | 32 | 5807 | Rate Constraint in lbs/MWh | FALSE | L | Annual | Fuel Consumed | TBtu | 0 | 0 | 0 | 0 | 0 | 0 | 0
#CAN -National CO2 Rate Limit- 2030- v5.12 | 32 | 5807 | Rate Constraint in lbs/MWh | FALSE | L | Annual | Rate | lb/MMBtu | 0 | 0 | 0 | 0 | 0 | 0 | 0
#CAN -National CO2 Rate Limit- 2030- v5.12 | 32 | 5807 | Rate Constraint in lbs/MWh | FALSE | L | Annual | Generation | TWh | 0 | 0 | 0 | 0 | 0 | 0 | 0
#CAN -National CO2 Rate Limit- 2030- v5.12 | 32 | 5807 | Rate Constraint in lbs/MWh | FALSE | L | Annual | Qualifying Generation | TWh | 0 | 0 | 0 | 0 | 0 | 0 | 0
#CAN -National CO2 Rate Limit- 2030- v5.12 | 32 | 5807 | Rate Constraint in lbs/MWh | FALSE | L | Annual | Constraint Shadow Price | US2011$/Ton | 0 | 0 | 0 | 0 | 3690.0133 | 1437.8651 | 608.9155
#CAN -National CO2 Rate Limit- 2040- v5.12 | 33 | 5808 | Rate Constraint in lbs/MWh | FALSE | L | Annual | Seasons Included | Seasons | [5 empty] | Winter, Summer | Winter, Summer
#CAN -National CO2 Rate Limit- 2040- v5.12 | 33 | 5808 | Rate Constraint in lbs/MWh | FALSE | L | Annual | Standard CO2 | lb/MWh | 925.94 | 925.94 | 925.94 | 925.94 | 925.94 | 925.94 | 925.94
#CAN -National CO2 Rate Limit- 2040- v5.12 | 33 | 5808 | Rate Constraint in lbs/MWh | FALSE | L | Annual | Emissions at Affected Plants CO2 | Thousand Tons | 0 | 0 | 0 | 0 | 0 | 0 | 0
#CAN -National CO2 Rate Limit- 2040- v5.12 | 33 | 5808 | Rate Constraint in lbs/MWh | FALSE | L | Annual | Allowances Purchased CO2 | Thousand Tons | 0 | 0 | 0 | 0 | 0 | 0 | 0
#CAN -National CO2 Rate Limit- 2040- v5.12 | 33 | 5808 | Rate Constraint in lbs/MWh | FALSE | L | Annual | Allowances Sold CO2 | Thousand Tons | 0 | 0 | 0 | 0 | 0 | 0 | 0
#CAN -National CO2 Rate Limit- 2040- v5.12 | 33 | 5808 | Rate Constraint in lbs/MWh | FALSE | L | Annual | Allowances Banked | Thousand Tons | 0 | 0 | 0 | 0 | 0 | 0 | 0
#CAN -National CO2 Rate Limit- 2040- v5.12 | 33 | 5808 | Rate Constraint in lbs/MWh | FALSE | L | Annual | Allowances Withdrawn (1:1) | Thousand Tons | 0 | 0 | 0 | 0 | 0 | 0 | 0
#CAN -National CO2 Rate Limit- 2040- v5.12 | 33 | 5808 | Rate Constraint in lbs/MWh | FALSE | L | Annual | Allowances Withdrawn (n:1) | Thousand Tons | 0 | 0 | 0 | 0 | 0 | 0 | 0
#CAN -National CO2 Rate Limit- 2040- v5.12 | 33 | 5808 | Rate Constraint in lbs/MWh | FALSE | L | Annual | Net Emissions Allowance Position | Thousand Tons | 0 | 0 | 0 | 0 | 0 | 0 | 0
#CAN -National CO2 Rate Limit- 2040- v5.12 | 33 | 5808 | Rate Constraint in lbs/MWh | FALSE | L | Annual | Fuel Consumed | TBtu | 0 | 0 | 0 | 0 | 0 | 0 | 0
#CAN -National CO2 Rate Limit- 2040- v5.12 | 33 | 5808 | Rate Constraint in lbs/MWh | FALSE | L | Annual | Rate | lb/MMBtu | 0 | 0 | 0 | 0 | 0 | 0 | 0
#CAN -National CO2 Rate Limit- 2040- v5.12 | 33 | 5808 | Rate Constraint in lbs/MWh | FALSE | L | Annual | Generation | TWh | 0 | 0 | 0 | 0 | 0 | 0 | 0
#CAN -National CO2 Rate Limit- 2040- v5.12 | 33 | 5808 | Rate Constraint in lbs/MWh | FALSE | L | Annual | Qualifying Generation | TWh | 0 | 0 | 0 | 0 | 0 | 0 | 0
#CAN -National CO2 Rate Limit- 2040- v5.12 | 33 | 5808 | Rate Constraint in lbs/MWh | FALSE | L | Annual | Constraint Shadow Price | US2011$/Ton | 0 | 0 | 0 | 0 | 0 | 1437.8629 | 591.771
#CAN -National CO2 Rate Limit- 2050- v5.12 | 34 | 5809 | Rate Constraint in lbs/MWh | FALSE | L | Annual | Seasons Included | Seasons | [6 empty] | Winter, Summer
#CAN -National CO2 Rate Limit- 2050- v5.12 | 34 | 5809 | Rate Constraint in lbs/MWh | FALSE | L | Annual | Standard CO2 | lb/MWh | 925.94 | 925.94 | 925.94 | 925.94 | 925.94 | 925.94 | 925.94
#CAN -National CO2 Rate Limit- 2050- v5.12 | 34 | 5809 | Rate Constraint in lbs/MWh | FALSE | L | Annual | Emissions at Affected Plants CO2 | Thousand Tons | 0 | 0 | 0 | 0 | 0 | 0 | 0
#CAN -National CO2 Rate Limit- 2050- v5.12 | 34 | 5809 | Rate Constraint in lbs/MWh | FALSE | L | Annual | Allowances Purchased CO2 | Thousand Tons | 0 | 0 | 0 | 0 | 0 | 0 | 0
#CAN -National CO2 Rate Limit- 2050- v5.12 | 34 | 5809 | Rate Constraint in lbs/MWh | FALSE | L | Annual | Allowances Sold CO2 | Thousand Tons | 0 | 0 | 0 | 0 | 0 | 0 | 0
#CAN -National CO2 Rate Limit- 2050- v5.12 | 34 | 5809 | Rate Constraint in lbs/MWh | FALSE | L | Annual | Allowances Banked | Thousand Tons | 0 | 0 | 0 | 0 | 0 | 0 | 0
#CAN -National CO2 Rate Limit- 2050- v5.12 | 34 | 5809 | Rate Constraint in lbs/MWh | FALSE | L | Annual | Allowances Withdrawn (1:1) | Thousand Tons | 0 | 0 | 0 | 0 | 0 | 0 | 0
#CAN -National CO2 Rate Limit- 2050- v5.12 | 34 | 5809 | Rate Constraint in lbs/MWh | FALSE | L | Annual | Allowances Withdrawn (n:1) | Thousand Tons | 0 | 0 | 0 | 0 | 0 | 0 | 0
#CAN -National CO2 Rate Limit- 2050- v5.12 | 34 | 5809 | Rate Constraint in lbs/MWh | FALSE | L | Annual | Net Emissions Allowance Position | Thousand Tons | 0 | 0 | 0 | 0 | 0 | 0 | 0
#CAN -National CO2 Rate Limit- 2050- v5.12 | 34 | 5809 | Rate Constraint in lbs/MWh | FALSE | L | Annual | Fuel Consumed | TBtu | 0 | 0 | 0 | 0 | 0 | 0 | 0
#CAN -National CO2 Rate Limit- 2050- v5.12 | 34 | 5809 | Rate Constraint in lbs/MWh | FALSE | L | Annual | Rate | lb/MMBtu | 0 | 0 | 0 | 0 | 0 | 0 | 0
#CAN -National CO2 Rate Limit- 2050- v5.12 | 34 | 5809 | Rate Constraint in lbs/MWh | FALSE | L | Annual | Generation | TWh | 0 | 0 | 0 | 0 | 0 | 0 | 0
#CAN -National CO2 Rate Limit- 2050- v5.12 | 34 | 5809 | Rate Constraint in lbs/MWh | FALSE | L | Annual | Qualifying Generation | TWh | 0 | 0 | 0 | 0 | 0 | 0 | 0
#CAN -National CO2 Rate Limit- 2050- v5.12 | 34 | 5809 | Rate Constraint in lbs/MWh | FALSE | L | Annual | Constraint Shadow Price | US2011$/Ton | 0 | 0 | 0 | 0 | 0 | 0 | 465.5428
#CAN -National CO2 Rate Limit- New Units- v5.12 | 35 | 5899 | Rate Constraint in lbs/MWh | FALSE | L | Annual | Seasons Included | Seasons | Winter, Summer | Winter, Summer | Winter, Summer | Winter, Summer | Winter, Summer | Winter, Summer | Winter, Summer
#CAN -National CO2 Rate Limit- New Units- v5.12 | 35 | 5899 | Rate Constraint in lbs/MWh | FALSE | L | Annual | Standard CO2 | lb/MWh | 925.94 | 925.94 | 925.94 | 925.94 | 925.94 | 925.94 | 925.94
#CAN -National CO2 Rate Limit- New Units- v5.12 | 35 | 5899 | Rate Constraint in lbs/MWh | FALSE | L | Annual | Emissions at Affected Plants CO2 | Thousand Tons | 0 | 2725.7477 | 5075.8108 | 5666.3156 | 12984.8384 | 33872.616 | 61031.4368
#CAN -National CO2 Rate Limit- New Units- v5.12 | 35 | 5899 | Rate Constraint in lbs/MWh | FALSE | L | Annual | Allowances Purchased CO2 | Thousand Tons | 0 | 0 | 0 | 0 | 0 | 0 | 0
#CAN -National CO2 Rate Limit- New Units- v5.12 | 35 | 5899 | Rate Constraint in lbs/MWh | FALSE | L | Annual | Allowances Sold CO2 | Thousand Tons | 0 | 0 | 0 | 0 | 0 | 0 | 0
#CAN -National CO2 Rate Limit- New Units- v5.12 | 35 | 5899 | Rate Constraint in lbs/MWh | FALSE | L | Annual | Allowances Banked | Thousand Tons | 0 | 0 | 0 | 0 | 0 | 0 | 0
#CAN -National CO2 Rate Limit- New Units- v5.12 | 35 | 5899 | Rate Constraint in lbs/MWh | FALSE | L | Annual | Allowances Withdrawn (1:1) | Thousand Tons | 0 | 0 | 0 | 0 | 0 | 0 | 0
#CAN -National CO2 Rate Limit- New Units- v5.12 | 35 | 5899 | Rate Constraint in lbs/MWh | FALSE | L | Annual | Allowances Withdrawn (n:1) | Thousand Tons | 0 | 0 | 0 | 0 | 0 | 0 | 0
#CAN -National CO2 Rate Limit- New Units- v5.12 | 35 | 5899 | Rate Constraint in lbs/MWh | FALSE | L | Annual | Net Emissions Allowance Position | Thousand Tons | 0 | 2725.7477 | 5075.8108 | 5666.3156 | 12984.8384 | 33872.616 | 61031.4368
#CAN -National CO2 Rate Limit- New Units- v5.12 | 35 | 5899 | Rate Constraint in lbs/MWh | FALSE | L | Annual | Fuel Consumed | TBtu | 0 | 42.3178 | 78.4835 | 89.8062 | 217.8409 | 573.6744 | 1031.7937
#CAN -National CO2 Rate Limit- New Units- v5.12 | 35 | 5899 | Rate Constraint in lbs/MWh | FALSE | L | Annual | Rate | lb/MMBtu | 0 | 128.8227 | 129.3471 | 126.1899 | 119.214 | 118.09 | 118.3016
#CAN -National CO2 Rate Limit- New Units- v5.12 | 35 | 5899 | Rate Constraint in lbs/MWh | FALSE | L | Annual | Generation | TWh | 0 | 5.8875 | 10.9636 | 12.2391 | 28.0468 | 73.1637 | 131.8259
#CAN -National CO2 Rate Limit- New Units- v5.12 | 35 | 5899 | Rate Constraint in lbs/MWh | FALSE | L | Annual | Qualifying Generation | TWh | 0 | 5.8875 | 10.9636 | 12.2391 | 28.0468 | 73.1637 | 131.8259
#CAN -National CO2 Rate Limit- New Units- v5.12 | 35 | 5899 | Rate Constraint in lbs/MWh | FALSE | L | Annual | Constraint Shadow Price | US2011$/Ton | 1250.0718 | 7.0515 | 7.2724 | 21.5555 | 112.3586 | 74.7984 | 35.6332
#CAN -National NOx Rate Limit v4.12 | 36 | 2313 | Rate Constraint in lbs/MWh | FALSE | L | Annual | Seasons Included | Seasons | Winter, Summer | Winter, Summer | Winter, Summer | Winter, Summer | Winter, Summer | Winter, Summer | Winter, Summer
#CAN -National NOx Rate Limit v4.12 | 36 | 2313 | Rate Constraint in lbs/MWh | FALSE | L | Annual | Standard NOX | lb/MWh | 1.5212 | 1.5212 | 1.5212 | 1.5212 | 1.5212 | 1.5212 | 1.5212
#CAN -National NOx Rate Limit v4.12 | 36 | 2313 | Rate Constraint in lbs/MWh | FALSE | L | Annual | Emissions at Affected Plants NOX | Thousand Tons | 17.0247 | 15.6661 | 18.3287 | 19.1782 | 26.1187 | 32.9642 | 36.3462
#CAN -National NOx Rate Limit v4.12 | 36 | 2313 | Rate Constraint in lbs/MWh | FALSE | L | Annual | Allowances Purchased NOX | Thousand Tons | 0 | 0 | 0 | 0 | 0 | 0 | 0
#CAN -National NOx Rate Limit v4.12 | 36 | 2313 | Rate Constraint in lbs/MWh | FALSE | L | Annual | Allowances Sold NOX | Thousand Tons | 0 | 0 | 0 | 0 | 0 | 0 | 0
#CAN -National NOx Rate Limit v4.12 | 36 | 2313 | Rate Constraint in lbs/MWh | FALSE | L | Annual | Allowances Banked | Thousand Tons | 0 | 0 | 0 | 0 | 0 | 0 | 0
#CAN -National NOx Rate Limit v4.12 | 36 | 2313 | Rate Constraint in lbs/MWh | FALSE | L | Annual | Allowances Withdrawn (1:1) | Thousand Tons | 0 | 0 | 0 | 0 | 0 | 0 | 0
#CAN -National NOx Rate Limit v4.12 | 36 | 2313 | Rate Constraint in lbs/MWh | FALSE | L | Annual | Allowances Withdrawn (n:1) | Thousand Tons | 0 | 0 | 0 | 0 | 0 | 0 | 0
#CAN -National NOx Rate Limit v4.12 | 36 | 2313 | Rate Constraint in lbs/MWh | FALSE | L | Annual | Net Emissions Allowance Position | Thousand Tons | 17.0247 | 15.6661 | 18.3287 | 19.1782 | 26.1187 | 32.9642 | 36.3462
#CAN -National NOx Rate Limit v4.12 | 36 | 2313 | Rate Constraint in lbs/MWh | FALSE | L | Annual | Fuel Consumed | TBtu | 284.3904 | 263.1934 | 372.1253 | 392.9454 | 628.2404 | 1064.0712 | 1549.6905
#CAN -National NOx Rate Limit v4.12 | 36 | 2313 | Rate Constraint in lbs/MWh | FALSE | L | Annual | Rate | lb/MMBtu | 0.11973 | 0.11905 | 0.098508 | 0.097612 | 0.083149 | 0.061959 | 0.046908
#CAN -National NOx Rate Limit v4.12 | 36 | 2313 | Rate Constraint in lbs/MWh | FALSE | L | Annual | Generation | TWh | 35.8558 | 34.5345 | 49.4634 | 50.7739 | 77.1636 | 133.3225 | 200.2533
#CAN -National NOx Rate Limit v4.12 | 36 | 2313 | Rate Constraint in lbs/MWh | FALSE | L | Annual | Qualifying Generation | TWh | 35.8558 | 34.5345 | 49.4634 | 50.7739 | 77.1636 | 133.3225 | 200.2533
#CAN -National NOx Rate Limit v4.12 | 36 | 2313 | Rate Constraint in lbs/MWh | FALSE | L | Annual | Constraint Shadow Price | US2011$/Ton | 0 | 0 | 0 | 0 | 0 | 0 | 0
#CAN -National SO2 Rate Limit v4.12 | 37 | 2314 | Rate Constraint in lbs/MWh | FALSE | L | Annual | Seasons Included | Seasons | Winter, Summer | Winter, Summer | Winter, Summer | Winter, Summer | Winter, Summer | Winter, Summer | Winter, Summer
#CAN -National SO2 Rate Limit v4.12 | 37 | 2314 | Rate Constraint in lbs/MWh | FALSE | L | Annual | Standard SO2 | lb/MWh | 9.3476 | 9.3476 | 9.3476 | 9.3476 | 9.3476 | 9.3476 | 9.3476
#CAN -National SO2 Rate Limit v4.12 | 37 | 2314 | Rate Constraint in lbs/MWh | FALSE | L | Annual | Emissions at Affected Plants SO2 | Thousand Tons | 2.972 | 2.9874 | 2.9874 | 2.9874 | 2.9874 | 2.7629 | 2.6133
#CAN -National SO2 Rate Limit v4.12 | 37 | 2314 | Rate Constraint in lbs/MWh | FALSE | L | Annual | Allowances Purchased SO2 | Thousand Tons | 0 | 0 | 0 | 0 | 0 | 0 | 0
#CAN -National SO2 Rate Limit v4.12 | 37 | 2314 | Rate Constraint in lbs/MWh | FALSE | L | Annual | Allowances Sold SO2 | Thousand Tons | 0 | 0 | 0 | 0 | 0 | 0 | 0
#CAN -National SO2 Rate Limit v4.12 | 37 | 2314 | Rate Constraint in lbs/MWh | FALSE | L | Annual | Allowances Banked | Thousand Tons | 0 | 0 | 0 | 0 | 0 | 0 | 0
#CAN -National SO2 Rate Limit v4.12 | 37 | 2314 | Rate Constraint in lbs/MWh | FALSE | L | Annual | Allowances Withdrawn (1:1) | Thousand Tons | 0 | 0 | 0 | 0 | 0 | 0 | 0
#CAN -National SO2 Rate Limit v4.12 | 37 | 2314 | Rate Constraint in lbs/MWh | FALSE | L | Annual | Allowances Withdrawn (n:1) | Thousand Tons | 0 | 0 | 0 | 0 | 0 | 0 | 0
#CAN -National SO2 Rate Limit v4.12 | 37 | 2314 | Rate Constraint in lbs/MWh | FALSE | L | Annual | Net Emissions Allowance Position | Thousand Tons | 2.972 | 2.9874 | 2.9874 | 2.9874 | 2.9874 | 2.7629 | 2.6133
#CAN -National SO2 Rate Limit v4.12 | 37 | 2314 | Rate Constraint in lbs/MWh | FALSE | L | Annual | Fuel Consumed | TBtu | 284.3904 | 263.1934 | 372.1253 | 392.9454 | 628.2404 | 1064.0712 | 1549.6905
#CAN -National SO2 Rate Limit v4.12 | 37 | 2314 | Rate Constraint in lbs/MWh | FALSE | L | Annual | Rate | lb/MMBtu | 0.020901 | 0.022701 | 0.016056 | 0.015205 | 0.0095102 | 0.005193 | 0.0033726
#CAN -National SO2 Rate Limit v4.12 | 37 | 2314 | Rate Constraint in lbs/MWh | FALSE | L | Annual | Generation | TWh | 35.8558 | 34.5345 | 49.4634 | 50.7739 | 77.1636 | 133.3225 | 200.2533
#CAN -National SO2 Rate Limit v4.12 | 37 | 2314 | Rate Constraint in lbs/MWh | FALSE | L | Annual | Qualifying Generation | TWh | 35.8558 | 34.5345 | 49.4634 | 50.7739 | 77.1636 | 133.3225 | 200.2533
#CAN -National SO2 Rate Limit v4.12 | 37 | 2314 | Rate Constraint in lbs/MWh | FALSE | L | Annual | Constraint Shadow Price | US2011$/Ton | 0 | 0 | 0 | 0 | 0 | 0 | 0
#CAN Trenton 1-2 - SO2 Rate Annual v3.1, Unit 3557 and retrofits | 38 | 1751 | Rate Constraint in lbs/MMBtu | FALSE | L | Annual | Seasons Included | Seasons | Winter, Summer | Winter, Summer | Winter, Summer | Winter, Summer | Winter, Summer | Winter, Summer | Winter, Summer
#CAN Trenton 1-2 - SO2 Rate Annual v3.1, Unit 3557 and retrofits | 38 | 1751 | Rate Constraint in lbs/MMBtu | FALSE | L | Annual | Standard SO2 | lb/MMBtu | 3.2097 | 3.2097 | 3.2097 | 3.2097 | 3.2097 | 3.2097 | 3.2097
#CAN Trenton 1-2 - SO2 Rate Annual v3.1, Unit 3557 and retrofits | 38 | 1751 | Rate Constraint in lbs/MMBtu | FALSE | L | Annual | Emissions at Affected Plants SO2 | Thousand Tons | 0 | 0 | 0 | 0 | 0 | 0 | 0
#CAN Trenton 1-2 - SO2 Rate Annual v3.1, Unit 3557 and retrofits | 38 | 1751 | Rate Constraint in lbs/MMBtu | FALSE | L | Annual | Allowances Purchased SO2 | Thousand Tons | 0 | 0 | 0 | 0 | 0 | 0 | 0
#CAN Trenton 1-2 - SO2 Rate Annual v3.1, Unit 3557 and retrofits | 38 | 1751 | Rate Constraint in lbs/MMBtu | FALSE | L | Annual | Allowances Sold SO2 | Thousand Tons | 0 | 0 | 0 | 0 | 0 | 0 | 0
#CAN Trenton 1-2 - SO2 Rate Annual v3.1, Unit 3557 and retrofits | 38 | 1751 | Rate Constraint in lbs/MMBtu | FALSE | L | Annual | Allowances Banked | Thousand Tons | 0 | 0 | 0 | 0 | 0 | 0 | 0
#CAN Trenton 1-2 - SO2 Rate Annual v3.1, Unit 3557 and retrofits | 38 | 1751 | Rate Constraint in lbs/MMBtu | FALSE | L | Annual | Allowances Withdrawn (1:1) | Thousand Tons | 0 | 0 | 0 | 0 | 0 | 0 | 0
#CAN Trenton 1-2 - SO2 Rate Annual v3.1, Unit 3557 and retrofits | 38 | 1751 | Rate Constraint in lbs/MMBtu | FALSE | L | Annual | Allowances Withdrawn (n:1) | Thousand Tons | 0 | 0 | 0 | 0 | 0 | 0 | 0
#CAN Trenton 1-2 - SO2 Rate Annual v3.1, Unit 3557 and retrofits | 38 | 1751 | Rate Constraint in lbs/MMBtu | FALSE | L | Annual | Net Emissions Allowance Position | Thousand Tons | 0 | 0 | 0 | 0 | 0 | 0 | 0
#CAN Trenton 1-2 - SO2 Rate Annual v3.1, Unit 3557 and retrofits | 38 | 1751 | Rate Constraint in lbs/MMBtu | FALSE | L | Annual | Fuel Consumed | TBtu | 0 | 0 | 0 | 0 | 0 | 0 | 0
#CAN Trenton 1-2 - SO2 Rate Annual v3.1, Unit 3557 and retrofits | 38 | 1751 | Rate Constraint in lbs/MMBtu | FALSE | L | Annual | Rate | lb/MMBtu | 0 | 0 | 0 | 0 | 0 | 0 | 0
#CAN Trenton 1-2 - SO2 Rate Annual v3.1, Unit 3557 and retrofits | 38 | 1751 | Rate Constraint in lbs/MMBtu | FALSE | L | Annual | Generation | TWh | 0 | 0 | 0 | 0 | 0 | 0 | 0
#CAN Trenton 1-2 - SO2 Rate Annual v3.1, Unit 3557 and retrofits | 38 | 1751 | Rate Constraint in lbs/MMBtu | FALSE | L | Annual | Qualifying Generation | TWh | 0 | 0 | 0 | 0 | 0 | 0 | 0
#CAN Trenton 1-2 - SO2 Rate Annual v3.1, Unit 3557 and retrofits | 38 | 1751 | Rate Constraint in lbs/MMBtu | FALSE | L | Annual | Rate | lb/MWh | 0 | 0 | 0 | 0 | 0 | 0 | 0
#CAN Trenton 1-2 - SO2 Rate Annual v3.1, Unit 3557 and retrofits | 38 | 1751 | Rate Constraint in lbs/MMBtu | FALSE | L | Annual | Constraint Shadow Price | US2011$/Ton | 0 | 0 | 0 | 0 | 0 | 0 | 0
#CAN Trenton 1-2 - SO2 Rate Annual v3.1, Unit 3558 and retrofits | 39 | 1751 | Rate Constraint in lbs/MMBtu | FALSE | L | Annual | Seasons Included | Seasons | Winter, Summer | Winter, Summer | Winter, Summer | Winter, Summer | Winter, Summer | Winter, Summer | Winter, Summer
#CAN Trenton 1-2 - SO2 Rate Annual v3.1, Unit 3558 and retrofits | 39 | 1751 | Rate Constraint in lbs/MMBtu | FALSE | L | Annual | Standard SO2 | lb/MMBtu | 3.2097 | 3.2097 | 3.2097 | 3.2097 | 3.2097 | 3.2097 | 3.2097
#CAN Trenton 1-2 - SO2 Rate Annual v3.1, Unit 3558 and retrofits | 39 | 1751 | Rate Constraint in lbs/MMBtu | FALSE | L | Annual | Emissions at Affected Plants SO2 | Thousand Tons | 5.059 | 0.007703 | 0 | 3.1577 | 5.059 | 5.059 | 0
#CAN Trenton 1-2 - SO2 Rate Annual v3.1, Unit 3558 and retrofits | 39 | 1751 | Rate Constraint in lbs/MMBtu | FALSE | L | Annual | Allowances Purchased SO2 | Thousand Tons | 0 | 0 | 0 | 0 | 0 | 0 | 0
#CAN Trenton 1-2 - SO2 Rate Annual v3.1, Unit 3558 and retrofits | 39 | 1751 | Rate Constraint in lbs/MMBtu | FALSE | L | Annual | Allowances Sold SO2 | Thousand Tons | 0 | 0 | 0 | 0 | 0 | 0 | 0
#CAN Trenton 1-2 - SO2 Rate Annual v3.1, Unit 3558 and retrofits | 39 | 1751 | Rate Constraint in lbs/MMBtu | FALSE | L | Annual | Allowances Banked | Thousand Tons | 0 | 0 | 0 | 0 | 0 | 0 | 0
#CAN Trenton 1-2 - SO2 Rate Annual v3.1, Unit 3558 and retrofits | 39 | 1751 | Rate Constraint in lbs/MMBtu | FALSE | L | Annual | Allowances Withdrawn (1:1) | Thousand Tons | 0 | 0 | 0 | 0 | 0 | 0 | 0
#CAN Trenton 1-2 - SO2 Rate Annual v3.1, Unit 3558 and retrofits | 39 | 1751 | Rate Constraint in lbs/MMBtu | FALSE | L | Annual | Allowances Withdrawn (n:1) | Thousand Tons | 0 | 0 | 0 | 0 | 0 | 0 | 0
#CAN Trenton 1-2 - SO2 Rate Annual v3.1, Unit 3558 and retrofits | 39 | 1751 | Rate Constraint in lbs/MMBtu | FALSE | L | Annual | Net Emissions Allowance Position | Thousand Tons | 5.059 | 0.007703 | 0 | 3.1577 | 5.059 | 5.059 | 0
#CAN Trenton 1-2 - SO2 Rate Annual v3.1, Unit 3558 and retrofits | 39 | 1751 | Rate Constraint in lbs/MMBtu | FALSE | L | Annual | Fuel Consumed | TBtu | 11.431 | 0.20413 | 0 | 7.135 | 11.431 | 11.431 | 0
#CAN Trenton 1-2 - SO2 Rate Annual v3.1, Unit 3558 and retrofits | 39 | 1751 | Rate Constraint in lbs/MMBtu | FALSE | L | Annual | Rate | lb/MMBtu | 0.88514 | 0.075472 | 0 | 0.88514 | 0.88514 | 0.88514 | 0
#CAN Trenton 1-2 - SO2 Rate Annual v3.1, Unit 3558 and retrofits | 39 | 1751 | Rate Constraint in lbs/MMBtu | FALSE | L | Annual | Generation | TWh | 1.0944 | 0.018542 | 0 | 0.68309 | 1.0944 | 1.0944 | 0
#CAN Trenton 1-2 - SO2 Rate Annual v3.1, Unit 3558 and retrofits | 39 | 1751 | Rate Constraint in lbs/MMBtu | FALSE | L | Annual | Qualifying Generation | TWh | 1.0944 | 0.018542 | 0 | 0.68309 | 1.0944 | 1.0944 | 0
#CAN Trenton 1-2 - SO2 Rate Annual v3.1, Unit 3558 and retrofits | 39 | 1751 | Rate Constraint in lbs/MMBtu | FALSE | L | Annual | Rate | lb/MWh | 9.2454 | 0.83088 | 0 | 9.2454 | 9.2454 | 9.2454 | 0
#CAN Trenton 1-2 - SO2 Rate Annual v3.1, Unit 3558 and retrofits | 39 | 1751 | Rate Constraint in lbs/MMBtu | FALSE | L | Annual | Constraint Shadow Price | US2011$/Ton | 0 | 0 | 0 | 0 | 0 | 0 | 0
#CAN Tupper 1 - SO2 Rate Annual v3.1, Unit 3556 and retrofits | 40 | 1752 | Rate Constraint in lbs/MMBtu | FALSE | L | Annual | Seasons Included | Seasons | Winter, Summer | Winter, Summer | Winter, Summer | Winter, Summer | Winter, Summer | Winter, Summer | Winter, Summer
#CAN Tupper 1 - SO2 Rate Annual v3.1, Unit 3556 and retrofits | 40 | 1752 | Rate Constraint in lbs/MMBtu | FALSE | L | Annual | Standard SO2 | lb/MMBtu | 2.2096 | 2.2096 | 2.2096 | 2.2096 | 2.2096 | 2.2096 | 2.2096
#CAN Tupper 1 - SO2 Rate Annual v3.1, Unit 3556 and retrofits | 40 | 1752 | Rate Constraint in lbs/MMBtu | FALSE | L | Annual | Emissions at Affected Plants SO2 | Thousand Tons | 5.1622 | 0 | 0 | 0 | 0 | 0 | 0
#CAN Tupper 1 - SO2 Rate Annual v3.1, Unit 3556 and retrofits | 40 | 1752 | Rate Constraint in lbs/MMBtu | FALSE | L | Annual | Allowances Purchased SO2 | Thousand Tons | 0 | 0 | 0 | 0 | 0 | 0 | 0
#CAN Tupper 1 - SO2 Rate Annual v3.1, Unit 3556 and retrofits | 40 | 1752 | Rate Constraint in lbs/MMBtu | FALSE | L | Annual | Allowances Sold SO2 | Thousand Tons | 0 | 0 | 0 | 0 | 0 | 0 | 0
#CAN Tupper 1 - SO2 Rate Annual v3.1, Unit 3556 and retrofits | 40 | 1752 | Rate Constraint in lbs/MMBtu | FALSE | L | Annual | Allowances Banked | Thousand Tons | 0 | 0 | 0 | 0 | 0 | 0 | 0
#CAN Tupper 1 - SO2 Rate Annual v3.1, Unit 3556 and retrofits | 40 | 1752 | Rate Constraint in lbs/MMBtu | FALSE | L | Annual | Allowances Withdrawn (1:1) | Thousand Tons | 0 | 0 | 0 | 0 | 0 | 0 | 0
#CAN Tupper 1 - SO2 Rate Annual v3.1, Unit 3556 and retrofits | 40 | 1752 | Rate Constraint in lbs/MMBtu | FALSE | L | Annual | Allowances Withdrawn (n:1) | Thousand Tons | 0 | 0 | 0 | 0 | 0 | 0 | 0
#CAN Tupper 1 - SO2 Rate Annual v3.1, Unit 3556 and retrofits | 40 | 1752 | Rate Constraint in lbs/MMBtu | FALSE | L | Annual | Net Emissions Allowance Position | Thousand Tons | 5.1622 | 0 | 0 | 0 | 0 | 0 | 0
#CAN Tupper 1 - SO2 Rate Annual v3.1, Unit 3556 and retrofits | 40 | 1752 | Rate Constraint in lbs/MMBtu | FALSE | L | Annual | Fuel Consumed | TBtu | 11.6643 | 0 | 0 | 0 | 0 | 0 | 0
#CAN Tupper 1 - SO2 Rate Annual v3.1, Unit 3556 and retrofits | 40 | 1752 | Rate Constraint in lbs/MMBtu | FALSE | L | Annual | Rate | lb/MMBtu | 0.88514 | 0 | 0 | 0 | 0 | 0 | 0
#CAN Tupper 1 - SO2 Rate Annual v3.1, Unit 3556 and retrofits | 40 | 1752 | Rate Constraint in lbs/MMBtu | FALSE | L | Annual | Generation | TWh | 1.1167 | 0 | 0 | 0 | 0 | 0 | 0
#CAN Tupper 1 - SO2 Rate Annual v3.1, Unit 3556 and retrofits | 40 | 1752 | Rate Constraint in lbs/MMBtu | FALSE | L | Annual | Qualifying Generation | TWh | 1.1167 | 0 | 0 | 0 | 0 | 0 | 0
#CAN Tupper 1 - SO2 Rate Annual v3.1, Unit 3556 and retrofits | 40 | 1752 | Rate Constraint in lbs/MMBtu | FALSE | L | Annual | Rate | lb/MWh | 9.2454 | 0 | 0 | 0 | 0 | 0 | 0
#CAN Tupper 1 - SO2 Rate Annual v3.1, Unit 3556 and retrofits | 40 | 1752 | Rate Constraint in lbs/MMBtu | FALSE | L | Annual | Constraint Shadow Price | US2011$/Ton | 0 | 0 | 0 | 0 | 0 | 0 | 0
#MATS - HCL Rate in 2015 | 41 | 2407 | MACT Fuel Choice Floor in lbs/MMBtu | FALSE | L | Annual | Seasons Included | Seasons | Winter, Summer | Winter, Summer | Winter, Summer | Winter, Summer | Winter, Summer | Winter, Summer | Winter, Summer
#MATS - HCL Rate in 2015 | 41 | 2407 | MACT Fuel Choice Floor in lbs/MMBtu | FALSE | L | Annual | Emission Floor | lb/MMBtu | 25.0015 | 25.0015 | 25.0015 | 25.0015 | 25.0015 | 25.0015 | 25.0015
#MATS - HCL Rate in 2015 | 41 | 2407 | MACT Fuel Choice Floor in lbs/MMBtu | FALSE | L | Annual | Emissions at Affected Plants HCL | Thousand Tons | 3.4042 | 3.74 | 3.7569 | 3.634 | 3.7756 | 3.3854 | 2.9093
#MATS - HCL Rate in 2015 | 41 | 2407 | MACT Fuel Choice Floor in lbs/MMBtu | FALSE | L | Annual | Allowances Purchased HCL | Thousand Tons | 0 | 0 | 0 | 0 | 0 | 0 | 0
#MATS - HCL Rate in 2015 | 41 | 2407 | MACT Fuel Choice Floor in lbs/MMBtu | FALSE | L | Annual | Allowances Sold HCL | Thousand Tons | 0 | 0 | 0 | 0 | 0 | 0 | 0
#MATS - HCL Rate in 2015 | 41 | 2407 | MACT Fuel Choice Floor in lbs/MMBtu | FALSE | L | Annual | Allowances Banked | Thousand Tons | 0 | 0 | 0 | 0 | 0 | 0 | 0
#MATS - HCL Rate in 2015 | 41 | 2407 | MACT Fuel Choice Floor in lbs/MMBtu | FALSE | L | Annual | Allowances Withdrawn (1:1) | Thousand Tons | 0 | 0 | 0 | 0 | 0 | 0 | 0
#MATS - HCL Rate in 2015 | 41 | 2407 | MACT Fuel Choice Floor in lbs/MMBtu | FALSE | L | Annual | Allowances Withdrawn (n:1) | Thousand Tons | 0 | 0 | 0 | 0 | 0 | 0 | 0
#MATS - HCL Rate in 2015 | 41 | 2407 | MACT Fuel Choice Floor in lbs/MMBtu | FALSE | L | Annual | Net Emissions Allowance Position | Thousand Tons | 3.4042 | 3.74 | 3.7569 | 3.634 | 3.7756 | 3.3854 | 2.9093
#MATS - HCL Rate in 2015 | 41 | 2407 | MACT Fuel Choice Floor in lbs/MMBtu | FALSE | L | Annual | Fuel Consumed | TBtu | 13731.3294 | 13967.1379 | 14450.4019 | 14159.5994 | 14603.2576 | 13113.0323 | 12735.092
#MATS - HCL Rate in 2015 | 41 | 2407 | MACT Fuel Choice Floor in lbs/MMBtu | FALSE | L | Annual | Rate | lb/MMBtu | 0.00049583 | 0.00053554 | 0.00051998 | 0.00051329 | 0.00051709 | 0.00051635 | 0.00045689
#MATS - HCL Rate in 2015 | 41 | 2407 | MACT Fuel Choice Floor in lbs/MMBtu | FALSE | L | Annual | Generation | TWh | 1343.8516 | 1367.1256 | 1410.7625 | 1382.3909 | 1424.8533 | 1277.7459 | 1240.8512
#MATS - HCL Rate in 2015 | 41 | 2407 | MACT Fuel Choice Floor in lbs/MMBtu | FALSE | L | Annual | Qualifying Generation | TWh | 1343.8516 | 1367.1256 | 1410.7625 | 1382.3909 | 1424.8533 | 1277.7459 | 1240.8512
#MATS - HCL Rate in 2015 | 41 | 2407 | MACT Fuel Choice Floor in lbs/MMBtu | FALSE | L | Annual | Constraint Shadow Price | US2011$/Ton | 0 | 0 | 0 | 0 | 0 | 0 | 0
#MATS - HCL Rate in 2015 (IGCC) | 42 | 2409 | MACT Fuel Choice Floor in lbs/MMBtu | FALSE | L | Annual | Seasons Included | Seasons | Winter, Summer | Winter, Summer | Winter, Summer | Winter, Summer | Winter, Summer | Winter, Summer | Winter, Summer
#MATS - HCL Rate in 2015 (IGCC) | 42 | 2409 | MACT Fuel Choice Floor in lbs/MMBtu | FALSE | L | Annual | Emission Floor | lb/MMBtu | 0.005 | 0.005 | 0.005 | 0.005 | 0.005 | 0.005 | 0.005
#MATS - HCL Rate in 2015 (IGCC) | 42 | 2409 | MACT Fuel Choice Floor in lbs/MMBtu | FALSE | L | Annual | Emissions at Affected Plants HCL | Thousand Tons | 0.010657 | 0.036785 | 0.042311 | 0.044579 | 0.059909 | 0.06037 | 0.059651
#MATS - HCL Rate in 2015 (IGCC) | 42 | 2409 | MACT Fuel Choice Floor in lbs/MMBtu | FALSE | L | Annual | Allowances Purchased HCL | Thousand Tons | 0 | 0 | 0 | 0 | 0 | 0 | 0
#MATS - HCL Rate in 2015 (IGCC) | 42 | 2409 | MACT Fuel Choice Floor in lbs/MMBtu | FALSE | L | Annual | Allowances Sold HCL | Thousand Tons | 0 | 0 | 0 | 0 | 0 | 0 | 0
#MATS - HCL Rate in 2015 (IGCC) | 42 | 2409 | MACT Fuel Choice Floor in lbs/MMBtu | FALSE | L | Annual | Allowances Banked | Thousand Tons | 0 | 0 | 0 | 0 | 0 | 0 | 0
#MATS - HCL Rate in 2015 (IGCC) | 42 | 2409 | MACT Fuel Choice Floor in lbs/MMBtu | FALSE | L | Annual | Allowances Withdrawn (1:1) | Thousand Tons | 0 | 0 | 0 | 0 | 0 | 0 | 0
#MATS - HCL Rate in 2015 (IGCC) | 42 | 2409 | MACT Fuel Choice Floor in lbs/MMBtu | FALSE | L | Annual | Allowances Withdrawn (n:1) | Thousand Tons | 0 | 0 | 0 | 0 | 0 | 0 | 0
#MATS - HCL Rate in 2015 (IGCC) | 42 | 2409 | MACT Fuel Choice Floor in lbs/MMBtu | FALSE | L | Annual | Net Emissions Allowance Position | Thousand Tons | 0.010657 | 0.036785 | 0.042311 | 0.044579 | 0.059909 | 0.06037 | 0.059651
#MATS - HCL Rate in 2015 (IGCC) | 42 | 2409 | MACT Fuel Choice Floor in lbs/MMBtu | FALSE | L | Annual | Fuel Consumed | TBtu | 87.3109 | 87.0999 | 89.8473 | 88.9776 | 89.4408 | 87.5314 | 86.8492
#MATS - HCL Rate in 2015 (IGCC) | 42 | 2409 | MACT Fuel Choice Floor in lbs/MMBtu | FALSE | L | Annual | Rate | lb/MMBtu | 0.00024412 | 0.00084466 | 0.00094183 | 0.001002 | 0.0013396 | 0.0013794 | 0.0013737
#MATS - HCL Rate in 2015 (IGCC) | 42 | 2409 | MACT Fuel Choice Floor in lbs/MMBtu | FALSE | L | Annual | Generation | TWh | 9.2122 | 9.2149 | 9.4814 | 9.4002 | 9.4435 | 9.265 | 9.2013
#MATS - HCL Rate in 2015 (IGCC) | 42 | 2409 | MACT Fuel Choice Floor in lbs/MMBtu | FALSE | L | Annual | Qualifying Generation | TWh | 9.2122 | 9.2149 | 9.4814 | 9.4002 | 9.4435 | 9.265 | 9.2013
#MATS - HCL Rate in 2015 (IGCC) | 42 | 2409 | MACT Fuel Choice Floor in lbs/MMBtu | FALSE | L | Annual | Constraint Shadow Price | US2011$/Ton | 0 | 0 | 0 | 0 | 0 | 0 | 0
#MATS - HCL Rate in 2015 (PK) | 43 | 2408 | MACT Fuel Choice Floor in lbs/MMBtu | FALSE | L | Annual | Seasons Included | Seasons | Winter, Summer | Winter, Summer | Winter, Summer | Winter, Summer | Winter, Summer | Winter, Summer | Winter, Summer
#MATS - HCL Rate in 2015 (PK) | 43 | 2408 | MACT Fuel Choice Floor in lbs/MMBtu | FALSE | L | Annual | Emission Floor | lb/MMBtu | 66.6668 | 66.6668 | 66.6668 | 66.6668 | 66.6668 | 66.6668 | 66.6668
#MATS - HCL Rate in 2015 (PK) | 43 | 2408 | MACT Fuel Choice Floor in lbs/MMBtu | FALSE | L | Annual | Emissions at Affected Plants HCL | Thousand Tons | 0.014971 | 0.016224 | 0.028589 | 0.021075 | 0.039325 | 0.041621 | 0.043463
#MATS - HCL Rate in 2015 (PK) | 43 | 2408 | MACT Fuel Choice Floor in lbs/MMBtu | FALSE | L | Annual | Allowances Purchased HCL | Thousand Tons | 0 | 0 | 0 | 0 | 0 | 0 | 0
#MATS - HCL Rate in 2015 (PK) | 43 | 2408 | MACT Fuel Choice Floor in lbs/MMBtu | FALSE | L | Annual | Allowances Sold HCL | Thousand Tons | 0 | 0 | 0 | 0 | 0 | 0 | 0
#MATS - HCL Rate in 2015 (PK) | 43 | 2408 | MACT Fuel Choice Floor in lbs/MMBtu | FALSE | L | Annual | Allowances Banked | Thousand Tons | 0 | 0 | 0 | 0 | 0 | 0 | 0
#MATS - HCL Rate in 2015 (PK) | 43 | 2408 | MACT Fuel Choice Floor in lbs/MMBtu | FALSE | L | Annual | Allowances Withdrawn (1:1) | Thousand Tons | 0 | 0 | 0 | 0 | 0 | 0 | 0
#MATS - HCL Rate in 2015 (PK) | 43 | 2408 | MACT Fuel Choice Floor in lbs/MMBtu | FALSE | L | Annual | Allowances Withdrawn (n:1) | Thousand Tons | 0 | 0 | 0 | 0 | 0 | 0 | 0
#MATS - HCL Rate in 2015 (PK) | 43 | 2408 | MACT Fuel Choice Floor in lbs/MMBtu | FALSE | L | Annual | Net Emissions Allowance Position | Thousand Tons | 0.014971 | 0.016224 | 0.028589 | 0.021075 | 0.039325 | 0.041621 | 0.043463
#MATS - HCL Rate in 2015 (PK) | 43 | 2408 | MACT Fuel Choice Floor in lbs/MMBtu | FALSE | L | Annual | Fuel Consumed | TBtu | 75.5706 | 61.53 | 101.9969 | 103.1211 | 124.1799 | 120.6746 | 127.6562
#MATS - HCL Rate in 2015 (PK) | 43 | 2408 | MACT Fuel Choice Floor in lbs/MMBtu | FALSE | L | Annual | Rate | lb/MMBtu | 0.0003962 | 0.00052734 | 0.00056058 | 0.00040874 | 0.00063335 | 0.0006898 | 0.00068093
#MATS - HCL Rate in 2015 (PK) | 43 | 2408 | MACT Fuel Choice Floor in lbs/MMBtu | FALSE | L | Annual | Generation | TWh | 7.4179 | 5.872 | 9.4482 | 9.5473 | 11.3938 | 11.0939 | 11.7109
#MATS - HCL Rate in 2015 (PK) | 43 | 2408 | MACT Fuel Choice Floor in lbs/MMBtu | FALSE | L | Annual | Qualifying Generation | TWh | 7.4179 | 5.872 | 9.4482 | 9.5473 | 11.3938 | 11.0939 | 11.7109
#MATS - HCL Rate in 2015 (PK) | 43 | 2408 | MACT Fuel Choice Floor in lbs/MMBtu | FALSE | L | Annual | Constraint Shadow Price | US2011$/Ton | 0 | 0 | 0 | 0 | 0 | 0 | 0
#MATS - MER Rate in 2015 (Bit and Subbit) | 44 | 2403 | MACT Fuel Choice Floor in lbs/MMBtu | FALSE | L | Annual | Seasons Included | Seasons | Winter, Summer | Winter, Summer | Winter, Summer | Winter, Summer | Winter, Summer | Winter, Summer | Winter, Summer
#MATS - MER Rate in 2015 (Bit and Subbit) | 44 | 2403 | MACT Fuel Choice Floor in lbs/MMBtu | FALSE | L | Annual | Emission Floor | lbs/MMBtu | 33.3333 | 33.3333 | 33.3333 | 33.3333 | 33.3333 | 33.3333 | 33.3333
#MATS - MER Rate in 2015 (Bit and Subbit) | 44 | 2403 | MACT Fuel Choice Floor in lbs/MMBtu | FALSE | L | Annual | Emissions at Affected Plants MER | lbs | 8145.1929 | 8191.9957 | 8300.8057 | 8091.7262 | 8234.836 | 7381.2499 | 7388.5961
#MATS - MER Rate in 2015 (Bit and Subbit) | 44 | 2403 | MACT Fuel Choice Floor in lbs/MMBtu | FALSE | L | Annual | Allowances Purchased MER | lbs | 0 | 0 | 0 | 0 | 0 | 0 | 0
#MATS - MER Rate in 2015 (Bit and Subbit) | 44 | 2403 | MACT Fuel Choice Floor in lbs/MMBtu | FALSE | L | Annual | Allowances Sold MER | lbs | 0 | 0 | 0 | 0 | 0 | 0 | 0
#MATS - MER Rate in 2015 (Bit and Subbit) | 44 | 2403 | MACT Fuel Choice Floor in lbs/MMBtu | FALSE | L | Annual | Allowances Banked | lbs | 0 | 0 | 0 | 0 | 0 | 0 | 0
#MATS - MER Rate in 2015 (Bit and Subbit) | 44 | 2403 | MACT Fuel Choice Floor in lbs/MMBtu | FALSE | L | Annual | Allowances Withdrawn (1:1) | lbs | 0 | 0 | 0 | 0 | 0 | 0 | 0
#MATS - MER Rate in 2015 (Bit and Subbit) | 44 | 2403 | MACT Fuel Choice Floor in lbs/MMBtu | FALSE | L | Annual | Allowances Withdrawn (n:1) | lbs | 0 | 0 | 0 | 0 | 0 | 0 | 0
#MATS - MER Rate in 2015 (Bit and Subbit) | 44 | 2403 | MACT Fuel Choice Floor in lbs/MMBtu | FALSE | L | Annual | Net Emissions Allowance Position | lbs | 8145.1929 | 8191.9957 | 8300.8057 | 8091.7262 | 8234.836 | 7381.2499 | 7388.5961
#MATS - MER Rate in 2015 (Bit and Subbit) | 44 | 2403 | MACT Fuel Choice Floor in lbs/MMBtu | FALSE | L | Annual | Fuel Consumed | TBtu | 12538.5111 | 12782.9934 | 13103.7688 | 12826.186 | 13228.4612 | 11840.698 | 11556.7985
#MATS - MER Rate in 2015 (Bit and Subbit) | 44 | 2403 | MACT Fuel Choice Floor in lbs/MMBtu | FALSE | L | Annual | Rate | lb/MMBtu | 6.4961e-07 | 6.4085e-07 | 6.3347e-07 | 6.3088e-07 | 6.2251e-07 | 6.2338e-07 | 6.3933e-07
#MATS - MER Rate in 2015 (Bit and Subbit) | 44 | 2403 | MACT Fuel Choice Floor in lbs/MMBtu | FALSE | L | Annual | Generation | TWh | 1234.7946 | 1259.034 | 1288.0512 | 1260.8466 | 1299.6145 | 1161.7134 | 1133.1454
#MATS - MER Rate in 2015 (Bit and Subbit) | 44 | 2403 | MACT Fuel Choice Floor in lbs/MMBtu | FALSE | L | Annual | Qualifying Generation | TWh | 1234.7946 | 1259.034 | 1288.0512 | 1260.8466 | 1299.6145 | 1161.7134 | 1133.1454
#MATS - MER Rate in 2015 (Bit and Subbit) | 44 | 2403 | MACT Fuel Choice Floor in lbs/MMBtu | FALSE | L | Annual | Constraint Shadow Price | US2011$/Lb | 0 | 0 | 0 | 0 | 0 | 0 | 0
#MATS - MER Rate in 2015 (IGCC) | 45 | 2406 | MACT Fuel Choice Floor in lbs/MMBtu | FALSE | L | Annual | Seasons Included | Seasons | Winter, Summer | Winter, Summer | Winter, Summer | Winter, Summer | Winter, Summer | Winter, Summer | Winter, Summer
#MATS - MER Rate in 2015 (IGCC) | 45 | 2406 | MACT Fuel Choice Floor in lbs/MMBtu | FALSE | L | Annual | Emission Floor | lbs/MMBtu | 3e-06 | 3e-06 | 3e-06 | 3e-06 | 3e-06 | 3e-06 | 3e-06
#MATS - MER Rate in 2015 (IGCC) | 45 | 2406 | MACT Fuel Choice Floor in lbs/MMBtu | FALSE | L | Annual | Emissions at Affected Plants MER | lbs | 55.8756 | 57.7423 | 59.9535 | 59.934 | 59.311 | 58.2286 | 58.1464
#MATS - MER Rate in 2015 (IGCC) | 45 | 2406 | MACT Fuel Choice Floor in lbs/MMBtu | FALSE | L | Annual | Allowances Purchased MER | lbs | 0 | 0 | 0 | 0 | 0 | 0 | 0
#MATS - MER Rate in 2015 (IGCC) | 45 | 2406 | MACT Fuel Choice Floor in lbs/MMBtu | FALSE | L | Annual | Allowances Sold MER | lbs | 0 | 0 | 0 | 0 | 0 | 0 | 0
#MATS - MER Rate in 2015 (IGCC) | 45 | 2406 | MACT Fuel Choice Floor in lbs/MMBtu | FALSE | L | Annual | Allowances Banked | lbs | 0 | 0 | 0 | 0 | 0 | 0 | 0
#MATS - MER Rate in 2015 (IGCC) | 45 | 2406 | MACT Fuel Choice Floor in lbs/MMBtu | FALSE | L | Annual | Allowances Withdrawn (1:1) | lbs | 0 | 0 | 0 | 0 | 0 | 0 | 0
#MATS - MER Rate in 2015 (IGCC) | 45 | 2406 | MACT Fuel Choice Floor in lbs/MMBtu | FALSE | L | Annual | Allowances Withdrawn (n:1) | lbs | 0 | 0 | 0 | 0 | 0 | 0 | 0
#MATS - MER Rate in 2015 (IGCC) | 45 | 2406 | MACT Fuel Choice Floor in lbs/MMBtu | FALSE | L | Annual | Net Emissions Allowance Position | lbs | 55.8756 | 57.7423 | 59.9535 | 59.934 | 59.311 | 58.2286 | 58.1464
#MATS - MER Rate in 2015 (IGCC) | 45 | 2406 | MACT Fuel Choice Floor in lbs/MMBtu | FALSE | L | Annual | Fuel Consumed | TBtu | 87.3109 | 87.0999 | 89.8473 | 88.9776 | 89.4408 | 87.5314 | 86.8492
#MATS - MER Rate in 2015 (IGCC) | 45 | 2406 | MACT Fuel Choice Floor in lbs/MMBtu | FALSE | L | Annual | Rate | lb/MMBtu | 6.3996e-07 | 6.6294e-07 | 6.6728e-07 | 6.7358e-07 | 6.6313e-07 | 6.6523e-07 | 6.6951e-07
#MATS - MER Rate in 2015 (IGCC) | 45 | 2406 | MACT Fuel Choice Floor in lbs/MMBtu | FALSE | L | Annual | Generation | TWh | 9.2122 | 9.2149 | 9.4814 | 9.4002 | 9.4435 | 9.265 | 9.2013
#MATS - MER Rate in 2015 (IGCC) | 45 | 2406 | MACT Fuel Choice Floor in lbs/MMBtu | FALSE | L | Annual | Qualifying Generation | TWh | 9.2122 | 9.2149 | 9.4814 | 9.4002 | 9.4435 | 9.265 | 9.2013
#MATS - MER Rate in 2015 (IGCC) | 45 | 2406 | MACT Fuel Choice Floor in lbs/MMBtu | FALSE | L | Annual | Constraint Shadow Price | US2011$/Lb | 0 | 0 | 0 | 0 | 0 | 0 | 0
#MATS - MER Rate in 2015 (Lig) | 46 | 2404 | MACT Fuel Choice Floor in lbs/MMBtu | FALSE | L | Annual | Seasons Included | Seasons | Winter, Summer | Winter, Summer | Winter, Summer | Winter, Summer | Winter, Summer | Winter, Summer | Winter, Summer
#MATS - MER Rate in 2015 (Lig) | 46 | 2404 | MACT Fuel Choice Floor in lbs/MMBtu | FALSE | L | Annual | Emission Floor | lbs/MMBtu | 4e-06 | 4e-06 | 4e-06 | 4e-06 | 4e-06 | 4e-06 | 4e-06
#MATS - MER Rate in 2015 (Lig) | 46 | 2404 | MACT Fuel Choice Floor in lbs/MMBtu | FALSE | L | Annual | Emissions at Affected Plants MER | lbs | 1963.3217 | 1974.0875 | 2070.2518 | 2079.4019 | 2115.2248 | 2055.0498 | 1925.271
#MATS - MER Rate in 2015 (Lig) | 46 | 2404 | MACT Fuel Choice Floor in lbs/MMBtu | FALSE | L | Annual | Allowances Purchased MER | lbs | 0 | 0 | 0 | 0 | 0 | 0 | 0
#MATS - MER Rate in 2015 (Lig) | 46 | 2404 | MACT Fuel Choice Floor in lbs/MMBtu | FALSE | L | Annual | Allowances Sold MER | lbs | 0 | 0 | 0 | 0 | 0 | 0 | 0
#MATS - MER Rate in 2015 (Lig) | 46 | 2404 | MACT Fuel Choice Floor in lbs/MMBtu | FALSE | L | Annual | Allowances Banked | lbs | 0 | 0 | 0 | 0 | 0 | 0 | 0
#MATS - MER Rate in 2015 (Lig) | 46 | 2404 | MACT Fuel Choice Floor in lbs/MMBtu | FALSE | L | Annual | Allowances Withdrawn (1:1) | lbs | 0 | 0 | 0 | 0 | 0 | 0 | 0
#MATS - MER Rate in 2015 (Lig) | 46 | 2404 | MACT Fuel Choice Floor in lbs/MMBtu | FALSE | L | Annual | Allowances Withdrawn (n:1) | lbs | 0 | 0 | 0 | 0 | 0 | 0 | 0
#MATS - MER Rate in 2015 (Lig) | 46 | 2404 | MACT Fuel Choice Floor in lbs/MMBtu | FALSE | L | Annual | Net Emissions Allowance Position | lbs | 1963.3217 | 1974.0875 | 2070.2518 | 2079.4019 | 2115.2248 | 2055.0498 | 1925.271
#MATS - MER Rate in 2015 (Lig) | 46 | 2404 | MACT Fuel Choice Floor in lbs/MMBtu | FALSE | L | Annual | Fuel Consumed | TBtu | 1192.8183 | 1184.1445 | 1346.6332 | 1333.4134 | 1374.7964 | 1272.3342 | 1178.2935
#MATS - MER Rate in 2015 (Lig) | 46 | 2404 | MACT Fuel Choice Floor in lbs/MMBtu | FALSE | L | Annual | Rate | lb/MMBtu | 1.646e-06 | 1.6671e-06 | 1.5374e-06 | 1.5595e-06 | 1.5386e-06 | 1.6152e-06 | 1.6339e-06
#MATS - MER Rate in 2015 (Lig) | 46 | 2404 | MACT Fuel Choice Floor in lbs/MMBtu | FALSE | L | Annual | Generation | TWh | 109.0571 | 108.0916 | 122.7113 | 121.5443 | 125.2387 | 116.0325 | 107.7058
#MATS - MER Rate in 2015 (Lig) | 46 | 2404 | MACT Fuel Choice Floor in lbs/MMBtu | FALSE | L | Annual | Qualifying Generation | TWh | 109.0571 | 108.0916 | 122.7113 | 121.5443 | 125.2387 | 116.0325 | 107.7058
#MATS - MER Rate in 2015 (Lig) | 46 | 2404 | MACT Fuel Choice Floor in lbs/MMBtu | FALSE | L | Annual | Constraint Shadow Price | US2011$/Lb | 0 | 0 | 0 | 0 | 0 | 0 | 0
#MATS - MER Rate in 2015 (PK) | 47 | 2405 | MACT Fuel Choice Floor in lbs/MMBtu | FALSE | L | Annual | Seasons Included | Seasons | Winter, Summer | Winter, Summer | Winter, Summer | Winter, Summer | Winter, Summer | Winter, Summer | Winter, Summer
#MATS - MER Rate in 2015 (PK) | 47 | 2405 | MACT Fuel Choice Floor in lbs/MMBtu | FALSE | L | Annual | Emission Floor | lbs/MMBtu | 66.6667 | 66.6667 | 66.6667 | 66.6667 | 66.6667 | 66.6667 | 66.6667
#MATS - MER Rate in 2015 (PK) | 47 | 2405 | MACT Fuel Choice Floor in lbs/MMBtu | FALSE | L | Annual | Emissions at Affected Plants MER | lbs | 44.1018 | 45.0321 | 62.6702 | 56.7722 | 59.6775 | 59.6329 | 63.3309
#MATS - MER Rate in 2015 (PK) | 47 | 2405 | MACT Fuel Choice Floor in lbs/MMBtu | FALSE | L | Annual | Allowances Purchased MER | lbs | 0 | 0 | 0 | 0 | 0 | 0 | 0
#MATS - MER Rate in 2015 (PK) | 47 | 2405 | MACT Fuel Choice Floor in lbs/MMBtu | FALSE | L | Annual | Allowances Sold MER | lbs | 0 | 0 | 0 | 0 | 0 | 0 | 0
#MATS - MER Rate in 2015 (PK) | 47 | 2405 | MACT Fuel Choice Floor in lbs/MMBtu | FALSE | L | Annual | Allowances Banked | lbs | 0 | 0 | 0 | 0 | 0 | 0 | 0
#MATS - MER Rate in 2015 (PK) | 47 | 2405 | MACT Fuel Choice Floor in lbs/MMBtu | FALSE | L | Annual | Allowances Withdrawn (1:1) | lbs | 0 | 0 | 0 | 0 | 0 | 0 | 0
#MATS - MER Rate in 2015 (PK) | 47 | 2405 | MACT Fuel Choice Floor in lbs/MMBtu | FALSE | L | Annual | Allowances Withdrawn (n:1) | lbs | 0 | 0 | 0 | 0 | 0 | 0 | 0
#MATS - MER Rate in 2015 (PK) | 47 | 2405 | MACT Fuel Choice Floor in lbs/MMBtu | FALSE | L | Annual | Net Emissions Allowance Position | lbs | 44.1018 | 45.0321 | 62.6702 | 56.7722 | 59.6775 | 59.6329 | 63.3309
#MATS - MER Rate in 2015 (PK) | 47 | 2405 | MACT Fuel Choice Floor in lbs/MMBtu | FALSE | L | Annual | Fuel Consumed | TBtu | 75.5706 | 61.53 | 101.9969 | 103.1211 | 124.1799 | 120.6746 | 127.6562
#MATS - MER Rate in 2015 (PK) | 47 | 2405 | MACT Fuel Choice Floor in lbs/MMBtu | FALSE | L | Annual | Rate | lb/MMBtu | 5.8358e-07 | 7.3187e-07 | 6.1443e-07 | 5.5054e-07 | 4.8057e-07 | 4.9416e-07 | 4.961e-07
#MATS - MER Rate in 2015 (PK) | 47 | 2405 | MACT Fuel Choice Floor in lbs/MMBtu | FALSE | L | Annual | Generation | TWh | 7.4179 | 5.872 | 9.4482 | 9.5473 | 11.3938 | 11.0939 | 11.7109
#MATS - MER Rate in 2015 (PK) | 47 | 2405 | MACT Fuel Choice Floor in lbs/MMBtu | FALSE | L | Annual | Qualifying Generation | TWh | 7.4179 | 5.872 | 9.4482 | 9.5473 | 11.3938 | 11.0939 | 11.7109
#MATS - MER Rate in 2015 (PK) | 47 | 2405 | MACT Fuel Choice Floor in lbs/MMBtu | FALSE | L | Annual | Constraint Shadow Price | US2011$/Lb | 0 | 0 | 0 | 0 | 0 | 0 | 0
AES Cayuga MER Rate Limit v3.1 | 95 | 2036 | Rate Constraint in lbs/MMBtu | FALSE | L | Annual | Seasons Included | Seasons | Winter, Summer | Winter, Summer | Winter, Summer | Winter, Summer | Winter, Summer | Winter, Summer | Winter, Summer
AES Cayuga MER Rate Limit v3.1 | 95 | 2036 | Rate Constraint in lbs/MMBtu | FALSE | L | Annual | Standard MER | lb/MMBtu | 6e-07 | 6e-07 | 6e-07 | 6e-07 | 6e-07 | 6e-07 | 6e-07
AES Cayuga MER Rate Limit v3.1 | 95 | 2036 | Rate Constraint in lbs/MMBtu | FALSE | L | Annual | Emissions at Affected Plants MER | lbs | 0 | 0 | 0 | 0 | 0 | 0 | 0
AES Cayuga MER Rate Limit v3.1 | 95 | 2036 | Rate Constraint in lbs/MMBtu | FALSE | L | Annual | Allowances Purchased MER | lbs | 0 | 0 | 0 | 0 | 0 | 0 | 0
AES Cayuga MER Rate Limit v3.1 | 95 | 2036 | Rate Constraint in lbs/MMBtu | FALSE | L | Annual | Allowances Sold MER | lbs | 0 | 0 | 0 | 0 | 0 | 0 | 0
AES Cayuga MER Rate Limit v3.1 | 95 | 2036 | Rate Constraint in lbs/MMBtu | FALSE | L | Annual | Allowances Banked | lbs | 0 | 0 | 0 | 0 | 0 | 0 | 0
AES Cayuga MER Rate Limit v3.1 | 95 | 2036 | Rate Constraint in lbs/MMBtu | FALSE | L | Annual | Allowances Withdrawn (1:1) | lbs | 0 | 0 | 0 | 0 | 0 | 0 | 0
AES Cayuga MER Rate Limit v3.1 | 95 | 2036 | Rate Constraint in lbs/MMBtu | FALSE | L | Annual | Allowances Withdrawn (n:1) | lbs | 0 | 0 | 0 | 0 | 0 | 0 | 0
AES Cayuga MER Rate Limit v3.1 | 95 | 2036 | Rate Constraint in lbs/MMBtu | FALSE | L | Annual | Net Emissions Allowance Position | lbs | 0 | 0 | 0 | 0 | 0 | 0 | 0
AES Cayuga MER Rate Limit v3.1 | 95 | 2036 | Rate Constraint in lbs/MMBtu | FALSE | L | Annual | Fuel Consumed | TBtu | 0 | 0 | 0 | 0 | 0 | 0 | 0
AES Cayuga MER Rate Limit v3.1 | 95 | 2036 | Rate Constraint in lbs/MMBtu | FALSE | L | Annual | Rate | lb/MMBtu | 0 | 0 | 0 | 0 | 0 | 0 | 0
AES Cayuga MER Rate Limit v3.1 | 95 | 2036 | Rate Constraint in lbs/MMBtu | FALSE | L | Annual | Generation | TWh | 0 | 0 | 0 | 0 | 0 | 0 | 0
AES Cayuga MER Rate Limit v3.1 | 95 | 2036 | Rate Constraint in lbs/MMBtu | FALSE | L | Annual | Qualifying Generation | TWh | 0 | 0 | 0 | 0 | 0 | 0 | 0
AES Cayuga MER Rate Limit v3.1 | 95 | 2036 | Rate Constraint in lbs/MMBtu | FALSE | L | Annual | Rate | lb/MWh | 0 | 0 | 0 | 0 | 0 | 0 | 0
AES Cayuga MER Rate Limit v3.1 | 95 | 2036 | Rate Constraint in lbs/MMBtu | FALSE | L | Annual | Constraint Shadow Price | US2011$/Lb | 1183654.9371 | 1472134.6545 | 1305529.2401 | 461590.4226 | 557681.4493 | 1500325.4245 | 1965680.1925
AES Somerset MER Rate Limit v3.1 | 96 | 2038 | Rate Constraint in lbs/MMBtu | FALSE | L | Annual | Seasons Included | Seasons | Winter, Summer | Winter, Summer | Winter, Summer | Winter, Summer | Winter, Summer | Winter, Summer | Winter, Summer
AES Somerset MER Rate Limit v3.1 | 96 | 2038 | Rate Constraint in lbs/MMBtu | FALSE | L | Annual | Standard MER | lb/MMBtu | 6e-07 | 6e-07 | 6e-07 | 6e-07 | 6e-07 | 6e-07 | 6e-07
AES Somerset MER Rate Limit v3.1 | 96 | 2038 | Rate Constraint in lbs/MMBtu | FALSE | L | Annual | Emissions at Affected Plants MER | lbs | 5.1038 | 10.1486 | 0 | 0 | 0 | 0 | 0
AES Somerset MER Rate Limit v3.1 | 96 | 2038 | Rate Constraint in lbs/MMBtu | FALSE | L | Annual | Allowances Purchased MER | lbs | 0 | 0 | 0 | 0 | 0 | 0 | 0
AES Somerset MER Rate Limit v3.1 | 96 | 2038 | Rate Constraint in lbs/MMBtu | FALSE | L | Annual | Allowances Sold MER | lbs | 0 | 0 | 0 | 0 | 0 | 0 | 0
AES Somerset MER Rate Limit v3.1 | 96 | 2038 | Rate Constraint in lbs/MMBtu | FALSE | L | Annual | Allowances Banked | lbs | 0 | 0 | 0 | 0 | 0 | 0 | 0
AES Somerset MER Rate Limit v3.1 | 96 | 2038 | Rate Constraint in lbs/MMBtu | FALSE | L | Annual | Allowances Withdrawn (1:1) | lbs | 0 | 0 | 0 | 0 | 0 | 0 | 0
AES Somerset MER Rate Limit v3.1 | 96 | 2038 | Rate Constraint in lbs/MMBtu | FALSE | L | Annual | Allowances Withdrawn (n:1) | lbs | 0 | 0 | 0 | 0 | 0 | 0 | 0
AES Somerset MER Rate Limit v3.1 | 96 | 2038 | Rate Constraint in lbs/MMBtu | FALSE | L | Annual | Net Emissions Allowance Position | lbs | 5.1038 | 10.1486 | 0 | 0 | 0 | 0 | 0
AES Somerset MER Rate Limit v3.1 | 96 | 2038 | Rate Constraint in lbs/MMBtu | FALSE | L | Annual | Fuel Consumed | TBtu | 8.1141 | 16.1344 | 0 | 0 | 0 | 0 | 0
AES Somerset MER Rate Limit v3.1 | 96 | 2038 | Rate Constraint in lbs/MMBtu | FALSE | L | Annual | Rate | lb/MMBtu | 6.29e-07 | 6.29e-07 | 0 | 0 | 0 | 0 | 0
AES Somerset MER Rate Limit v3.1 | 96 | 2038 | Rate Constraint in lbs/MMBtu | FALSE | L | Annual | Generation | TWh | 0.83902 | 1.6683 | 0 | 0 | 0 | 0 | 0
AES Somerset MER Rate Limit v3.1 | 96 | 2038 | Rate Constraint in lbs/MMBtu | FALSE | L | Annual | Qualifying Generation | TWh | 0.83902 | 1.6683 | 0 | 0 | 0 | 0 | 0
AES Somerset MER Rate Limit v3.1 | 96 | 2038 | Rate Constraint in lbs/MMBtu | FALSE | L | Annual | Rate | lb/MWh | 6.083e-06 | 6.083e-06 | 0 | 0 | 0 | 0 | 0
AES Somerset MER Rate Limit v3.1 | 96 | 2038 | Rate Constraint in lbs/MMBtu | FALSE | L | Annual | Constraint Shadow Price | US2011$/Lb | 948051.3394 | 1032564.1303 | 929171.7984 | 1196412.3091 | 1336687.6859 | 1678247.7671 | 2066413.3519
AZ Hg Rule - MER Removal Annual v3.1 | 97 | 1513 | MACT Fuel Choice Floor in lbs/MMBtu | FALSE | L | Annual | Seasons Included | Seasons |  | Winter, Summer | Winter, Summer | Winter, Summer | Winter, Summer | Winter, Summer | Winter, Summer
AZ Hg Rule - MER Removal Annual v3.1 | 97 | 1513 | MACT Fuel Choice Floor in lbs/MMBtu | FALSE | L | Annual | Emission Floor | lbs/MMBtu | 4.22e-07 | 8.44e-07 | 8.44e-07 | 8.44e-07 | 8.44e-07 | 8.44e-07 | 8.44e-07
AZ Hg Rule - MER Removal Annual v3.1 | 97 | 1513 | MACT Fuel Choice Floor in lbs/MMBtu | FALSE | L | Annual | Emissions at Affected Plants MER | lbs | 0 | 256.9889 | 227.9989 | 228.0747 | 228.0747 | 226.65 | 226.5054
AZ Hg Rule - MER Removal Annual v3.1 | 97 | 1513 | MACT Fuel Choice Floor in lbs/MMBtu | FALSE | L | Annual | Allowances Purchased MER | lbs | 0 | 0 | 0 | 0 | 0 | 0 | 0
AZ Hg Rule - MER Removal Annual v3.1 | 97 | 1513 | MACT Fuel Choice Floor in lbs/MMBtu | FALSE | L | Annual | Allowances Sold MER | lbs | 0 | 0 | 0 | 0 | 0 | 0 | 0
AZ Hg Rule - MER Removal Annual v3.1 | 97 | 1513 | MACT Fuel Choice Floor in lbs/MMBtu | FALSE | L | Annual | Allowances Banked | lbs | 0 | 0 | 0 | 0 | 0 | 0 | 0
AZ Hg Rule - MER Removal Annual v3.1 | 97 | 1513 | MACT Fuel Choice Floor in lbs/MMBtu | FALSE | L | Annual | Allowances Withdrawn (1:1) | lbs | 0 | 0 | 0 | 0 | 0 | 0 | 0
AZ Hg Rule - MER Removal Annual v3.1 | 97 | 1513 | MACT Fuel Choice Floor in lbs/MMBtu | FALSE | L | Annual | Allowances Withdrawn (n:1) | lbs | 0 | 0 | 0 | 0 | 0 | 0 | 0
AZ Hg Rule - MER Removal Annual v3.1 | 97 | 1513 | MACT Fuel Choice Floor in lbs/MMBtu | FALSE | L | Annual | Net Emissions Allowance Position | lbs | 0 | 256.9889 | 227.9989 | 228.0747 | 228.0747 | 226.65 | 226.5054
AZ Hg Rule - MER Removal Annual v3.1 | 97 | 1513 | MACT Fuel Choice Floor in lbs/MMBtu | FALSE | L | Annual | Fuel Consumed | TBtu | 0 | 385.4765 | 330.4955 | 330.5554 | 330.5554 | 330.8196 | 330.8214
AZ Hg Rule - MER Removal Annual v3.1 | 97 | 1513 | MACT Fuel Choice Floor in lbs/MMBtu | FALSE | L | Annual | Rate | lb/MMBtu | 0 | 6.6668e-07 | 6.8987e-07 | 6.8997e-07 | 6.8997e-07 | 6.8512e-07 | 6.8468e-07
AZ Hg Rule - MER Removal Annual v3.1 | 97 | 1513 | MACT Fuel Choice Floor in lbs/MMBtu | FALSE | L | Annual | Generation | TWh | 0 | 37.6416 | 32.2183 | 32.2235 | 32.1611 | 32.1611 | 32.1611
AZ Hg Rule - MER Removal Annual v3.1 | 97 | 1513 | MACT Fuel Choice Floor in lbs/MMBtu | FALSE | L | Annual | Qualifying Generation | TWh | 0 | 37.6416 | 32.2183 | 32.2235 | 32.1611 | 32.1611 | 32.1611
AZ Hg Rule - MER Removal Annual v3.1 | 97 | 1513 | MACT Fuel Choice Floor in lbs/MMBtu | FALSE | L | Annual | Constraint Shadow Price | US2011$/Lb | 0 | 0 | 0 | 0 | 0 | 0 | 0
BART NOx Annual Cap-Lansing Smith 1&2 -v5.13 | 98 | 6312 | Rate Constraint in MTons | FALSE | L | Annual | Seasons Included | Seasons |  | Winter, Summer | Winter, Summer | Winter, Summer | Winter, Summer | Winter, Summer | Winter, Summer
BART NOx Annual Cap-Lansing Smith 1&2 -v5.13 | 98 | 6312 | Rate Constraint in MTons | FALSE | L | Annual | Standard NOX | Thousand Tons | 0 | 0.0047 | 0.0047 | 0.0047 | 0.0047 | 0.0047 | 0.0047
BART NOx Annual Cap-Lansing Smith 1&2 -v5.13 | 98 | 6312 | Rate Constraint in MTons | FALSE | L | Annual | Emissions at Affected Plants NOX | Thousand Tons | 0 | 0 | 0 | 0 | 0 | 0 | 0
BART NOx Annual Cap-Lansing Smith 1&2 -v5.13 | 98 | 6312 | Rate Constraint in MTons | FALSE | L | Annual | Allowances Purchased NOX | Thousand Tons | 0 | 0 | 0 | 0 | 0 | 0 | 0
BART NOx Annual Cap-Lansing Smith 1&2 -v5.13 | 98 | 6312 | Rate Constraint in MTons | FALSE | L | Annual | Allowances Sold NOX | Thousand Tons | 0 | 0 | 0 | 0 | 0 | 0 | 0
BART NOx Annual Cap-Lansing Smith 1&2 -v5.13 | 98 | 6312 | Rate Constraint in MTons | FALSE | L | Annual | Allowances Banked | Thousand Tons | 0 | 0 | 0 | 0 | 0 | 0 | 0
BART NOx Annual Cap-Lansing Smith 1&2 -v5.13 | 98 | 6312 | Rate Constraint in MTons | FALSE | L | Annual | Allowances Withdrawn (1:1) | Thousand Tons | 0 | 0 | 0 | 0 | 0 | 0 | 0
BART NOx Annual Cap-Lansing Smith 1&2 -v5.13 | 98 | 6312 | Rate Constraint in MTons | FALSE | L | Annual | Allowances Withdrawn (n:1) | Thousand Tons | 0 | 0 | 0 | 0 | 0 | 0 | 0
BART NOx Annual Cap-Lansing Smith 1&2 -v5.13 | 98 | 6312 | Rate Constraint in MTons | FALSE | L | Annual | Net Emissions Allowance Position | Thousand Tons | 0 | 0 | 0 | 0 | 0 | 0 | 0
BART NOx Annual Cap-Lansing Smith 1&2 -v5.13 | 98 | 6312 | Rate Constraint in MTons | FALSE | L | Annual | Fuel Consumed | TBtu | 0 | 0 | 0 | 0 | 0 | 0 | 0
BART NOx Annual Cap-Lansing Smith 1&2 -v5.13 | 98 | 6312 | Rate Constraint in MTons | FALSE | L | Annual | Rate | lb/MMBtu | 0 | 0 | 0 | 0 | 0 | 0 | 0
BART NOx Annual Cap-Lansing Smith 1&2 -v5.13 | 98 | 6312 | Rate Constraint in MTons | FALSE | L | Annual | Generation | TWh | 0 | 0 | 0 | 0 | 0 | 0 | 0
BART NOx Annual Cap-Lansing Smith 1&2 -v5.13 | 98 | 6312 | Rate Constraint in MTons | FALSE | L | Annual | Qualifying Generation | TWh | 0 | 0 | 0 | 0 | 0 | 0 | 0
BART NOx Annual Cap-Lansing Smith 1&2 -v5.13 | 98 | 6312 | Rate Constraint in MTons | FALSE | L | Annual | Rate | lb/MWh | 0 | 0 | 0 | 0 | 0 | 0 | 0
BART NOx Annual Cap-Lansing Smith 1&2 -v5.13 | 98 | 6312 | Rate Constraint in MTons | FALSE | L | Annual | Constraint Shadow Price | US2011$/Ton | 0 | 0 | 0 | 0 | 0 | 0 | 0
BART NOX Annual-Apache Station 2 -v5.13 | 99 | 5816 | Rate Constraint in lbs/MMBtu | FALSE | L | Annual | Seasons Included | Seasons |  | Winter, Summer | Winter, Summer | Winter, Summer | Winter, Summer | Winter, Summer | Winter, Summer
BART NOX Annual-Apache Station 2 -v5.13 | 99 | 5816 | Rate Constraint in lbs/MMBtu | FALSE | L | Annual | Standard NOX | lb/MMBtu | 0 | 0.085 | 0.085 | 0.085 | 0.085 | 0.085 | 0.085
BART NOX Annual-Apache Station 2 -v5.13 | 99 | 5816 | Rate Constraint in lbs/MMBtu | FALSE | L | Annual | Emissions at Affected Plants NOX | Thousand Tons | 0 | 0 | 0 | 0 | 0 | 0 | 0
BART NOX Annual-Apache Station 2 -v5.13 | 99 | 5816 | Rate Constraint in lbs/MMBtu | FALSE | L | Annual | Allowances Purchased NOX | Thousand Tons | 0 | 0 | 0 | 0 | 0 | 0 | 0
BART NOX Annual-Apache Station 2 -v5.13 | 99 | 5816 | Rate Constraint in lbs/MMBtu | FALSE | L | Annual | Allowances Sold NOX | Thousand Tons | 0 | 0 | 0 | 0 | 0 | 0 | 0
BART NOX Annual-Apache Station 2 -v5.13 | 99 | 5816 | Rate Constraint in lbs/MMBtu | FALSE | L | Annual | Allowances Banked | Thousand Tons | 0 | 0 | 0 | 0 | 0 | 0 | 0
BART NOX Annual-Apache Station 2 -v5.13 | 99 | 5816 | Rate Constraint in lbs/MMBtu | FALSE | L | Annual | Allowances Withdrawn (1:1) | Thousand Tons | 0 | 0 | 0 | 0 | 0 | 0 | 0
BART NOX Annual-Apache Station 2 -v5.13 | 99 | 5816 | Rate Constraint in lbs/MMBtu | FALSE | L | Annual | Allowances Withdrawn (n:1) | Thousand Tons | 0 | 0 | 0 | 0 | 0 | 0 | 0
BART NOX Annual-Apache Station 2 -v5.13 | 99 | 5816 | Rate Constraint in lbs/MMBtu | FALSE | L | Annual | Net Emissions Allowance Position | Thousand Tons | 0 | 0 | 0 | 0 | 0 | 0 | 0
BART NOX Annual-Apache Station 2 -v5.13 | 99 | 5816 | Rate Constraint in lbs/MMBtu | FALSE | L | Annual | Fuel Consumed | TBtu | 0 | 0 | 0 | 0 | 0 | 0 | 0
BART NOX Annual-Apache Station 2 -v5.13 | 99 | 5816 | Rate Constraint in lbs/MMBtu | FALSE | L | Annual | Rate | lb/MMBtu | 0 | 0 | 0 | 0 | 0 | 0 | 0
BART NOX Annual-Apache Station 2 -v5.13 | 99 | 5816 | Rate Constraint in lbs/MMBtu | FALSE | L | Annual | Generation | TWh | 0 | 0 | 0 | 0 | 0 | 0 | 0
BART NOX Annual-Apache Station 2 -v5.13 | 99 | 5816 | Rate Constraint in lbs/MMBtu | FALSE | L | Annual | Qualifying Generation | TWh | 0 | 0 | 0 | 0 | 0 | 0 | 0
BART NOX Annual-Apache Station 2 -v5.13 | 99 | 5816 | Rate Constraint in lbs/MMBtu | FALSE | L | Annual | Rate | lb/MWh | 0 | 0 | 0 | 0 | 0 | 0 | 0
BART NOX Annual-Apache Station 2 -v5.13 | 99 | 5816 | Rate Constraint in lbs/MMBtu | FALSE | L | Annual | Constraint Shadow Price | US2011$/Ton | 0 | 15995.1322 | 21028.1859 | 0 | 27370.6573 | 0 | 18241.985
BART NOX Annual-Apache Station 3 -v5.13 | 100 | 6562 | Rate Constraint in lbs/MMBtu | FALSE | L | Annual | Seasons Included | Seasons |  | Winter, Summer | Winter, Summer | Winter, Summer | Winter, Summer | Winter, Summer | Winter, Summer
BART NOX Annual-Apache Station 3 -v5.13 | 100 | 6562 | Rate Constraint in lbs/MMBtu | FALSE | L | Annual | Standard NOX | lb/MMBtu | 0 | 0.23 | 0.23 | 0.23 | 0.23 | 0.23 | 0.23
BART NOX Annual-Apache Station 3 -v5.13 | 100 | 6562 | Rate Constraint in lbs/MMBtu | FALSE | L | Annual | Emissions at Affected Plants NOX | Thousand Tons | 0 | 1.1278 | 1.1278 | 1.1278 | 1.1278 | 1.1278 | 1.1278
BART NOX Annual-Apache Station 3 -v5.13 | 100 | 6562 | Rate Constraint in lbs/MMBtu | FALSE | L | Annual | Allowances Purchased NOX | Thousand Tons | 0 | 0 | 0 | 0 | 0 | 0 | 0
BART NOX Annual-Apache Station 3 -v5.13 | 100 | 6562 | Rate Constraint in lbs/MMBtu | FALSE | L | Annual | Allowances Sold NOX | Thousand Tons | 0 | 0 | 0 | 0 | 0 | 0 | 0
BART NOX Annual-Apache Station 3 -v5.13 | 100 | 6562 | Rate Constraint in lbs/MMBtu | FALSE | L | Annual | Allowances Banked | Thousand Tons | 0 | 0 | 0 | 0 | 0 | 0 | 0
BART NOX Annual-Apache Station 3 -v5.13 | 100 | 6562 | Rate Constraint in lbs/MMBtu | FALSE | L | Annual | Allowances Withdrawn (1:1) | Thousand Tons | 0 | 0 | 0 | 0 | 0 | 0 | 0
BART NOX Annual-Apache Station 3 -v5.13 | 100 | 6562 | Rate Constraint in lbs/MMBtu | FALSE | L | Annual | Allowances Withdrawn (n:1) | Thousand Tons | 0 | 0 | 0 | 0 | 0 | 0 | 0
BART NOX Annual-Apache Station 3 -v5.13 | 100 | 6562 | Rate Constraint in lbs/MMBtu | FALSE | L | Annual | Net Emissions Allowance Position | Thousand Tons | 0 | 1.1278 | 1.1278 | 1.1278 | 1.1278 | 1.1278 | 1.1278
BART NOX Annual-Apache Station 3 -v5.13 | 100 | 6562 | Rate Constraint in lbs/MMBtu | FALSE | L | Annual | Fuel Consumed | TBtu | 0 | 13.9743 | 13.9743 | 13.9743 | 13.9743 | 13.9743 | 13.9743
BART NOX Annual-Apache Station 3 -v5.13 | 100 | 6562 | Rate Constraint in lbs/MMBtu | FALSE | L | Annual | Rate | lb/MMBtu | 0 | 0.16141 | 0.16141 | 0.16141 | 0.16141 | 0.16141 | 0.16141
BART NOX Annual-Apache Station 3 -v5.13 | 100 | 6562 | Rate Constraint in lbs/MMBtu | FALSE | L | Annual | Generation | TWh | 0 | 1.3028 | 1.3028 | 1.3028 | 1.3028 | 1.3028 | 1.3028
BART NOX Annual-Apache Station 3 -v5.13 | 100 | 6562 | Rate Constraint in lbs/MMBtu | FALSE | L | Annual | Qualifying Generation | TWh | 0 | 1.3028 | 1.3028 | 1.3028 | 1.3028 | 1.3028 | 1.3028
BART NOX Annual-Apache Station 3 -v5.13 | 100 | 6562 | Rate Constraint in lbs/MMBtu | FALSE | L | Annual | Rate | lb/MWh | 0 | 1.7313 | 1.7313 | 1.7313 | 1.7313 | 1.7313 | 1.7313
BART NOX Annual-Apache Station 3 -v5.13 | 100 | 6562 | Rate Constraint in lbs/MMBtu | FALSE | L | Annual | Constraint Shadow Price | US2011$/Ton | 0 | 0 | 0 | 0 | 0 | 0 | 0
BART NOX Annual-Big Cajun 2 1 -v5.14 | 101 | 6113 | Rate Constraint in lbs/MMBtu | FALSE | L | Annual | Seasons Included | Seasons | Winter, Summer | Winter, Summer | Winter, Summer | Winter, Summer | Winter, Summer | Winter, Summer | Winter, Summer
BART NOX Annual-Big Cajun 2 1 -v5.14 | 101 | 6113 | Rate Constraint in lbs/MMBtu | FALSE | L | Annual | Standard NOX | lb/MMBtu | 0.15 | 0.15 | 0.15 | 0.15 | 0.15 | 0.15 | 0.15
BART NOX Annual-Big Cajun 2 1 -v5.14 | 101 | 6113 | Rate Constraint in lbs/MMBtu | FALSE | L | Annual | Emissions at Affected Plants NOX | Thousand Tons | 0 | 0 | 0 | 0 | 0 | 0 | 0
BART NOX Annual-Big Cajun 2 1 -v5.14 | 101 | 6113 | Rate Constraint in lbs/MMBtu | FALSE | L | Annual | Allowances Purchased NOX | Thousand Tons | 0 | 0 | 0 | 0 | 0 | 0 | 0
BART NOX Annual-Big Cajun 2 1 -v5.14 | 101 | 6113 | Rate Constraint in lbs/MMBtu | FALSE | L | Annual | Allowances Sold NOX | Thousand Tons | 0 | 0 | 0 | 0 | 0 | 0 | 0
BART NOX Annual-Big Cajun 2 1 -v5.14 | 101 | 6113 | Rate Constraint in lbs/MMBtu | FALSE | L | Annual | Allowances Banked | Thousand Tons | 0 | 0 | 0 | 0 | 0 | 0 | 0
BART NOX Annual-Big Cajun 2 1 -v5.14 | 101 | 6113 | Rate Constraint in lbs/MMBtu | FALSE | L | Annual | Allowances Withdrawn (1:1) | Thousand Tons | 0 | 0 | 0 | 0 | 0 | 0 | 0
BART NOX Annual-Big Cajun 2 1 -v5.14 | 101 | 6113 | Rate Constraint in lbs/MMBtu | FALSE | L | Annual | Allowances Withdrawn (n:1) | Thousand Tons | 0 | 0 | 0 | 0 | 0 | 0 | 0
BART NOX Annual-Big Cajun 2 1 -v5.14 | 101 | 6113 | Rate Constraint in lbs/MMBtu | FALSE | L | Annual | Net Emissions Allowance Position | Thousand Tons | 0 | 0 | 0 | 0 | 0 | 0 | 0
BART NOX Annual-Big Cajun 2 1 -v5.14 | 101 | 6113 | Rate Constraint in lbs/MMBtu | FALSE | L | Annual | Fuel Consumed | TBtu | 0 | 0 | 0 | 0 | 0 | 0 | 0
BART NOX Annual-Big Cajun 2 1 -v5.14 | 101 | 6113 | Rate Constraint in lbs/MMBtu | FALSE | L | Annual | Rate | lb/MMBtu | 0 | 0 | 0 | 0 | 0 | 0 | 0
BART NOX Annual-Big Cajun 2 1 -v5.14 | 101 | 6113 | Rate Constraint in lbs/MMBtu | FALSE | L | Annual | Generation | TWh | 0 | 0 | 0 | 0 | 0 | 0 | 0
BART NOX Annual-Big Cajun 2 1 -v5.14 | 101 | 6113 | Rate Constraint in lbs/MMBtu | FALSE | L | Annual | Qualifying Generation | TWh | 0 | 0 | 0 | 0 | 0 | 0 | 0
BART NOX Annual-Big Cajun 2 1 -v5.14 | 101 | 6113 | Rate Constraint in lbs/MMBtu | FALSE | L | Annual | Rate | lb/MWh | 0 | 0 | 0 | 0 | 0 | 0 | 0
BART NOX Annual-Big Cajun 2 1 -v5.14 | 101 | 6113 | Rate Constraint in lbs/MMBtu | FALSE | L | Annual | Constraint Shadow Price | US2011$/Ton | 0 | 0 | 0 | 0 | 0 | 0 | 0
BART NOX Annual-Boardman 1SG -v5.13 | 102 | 5866 | Rate Constraint in lbs/MMBtu | FALSE | L | Annual | Seasons Included | Seasons |  | Winter, Summer | Winter, Summer | Winter, Summer | Winter, Summer | Winter, Summer | Winter, Summer
BART NOX Annual-Boardman 1SG -v5.13 | 102 | 5866 | Rate Constraint in lbs/MMBtu | FALSE | L | Annual | Standard NOX | lb/MMBtu | 0 | 0.7 | 0.7 | 0.7 | 0.7 | 0.7 | 0.7
BART NOX Annual-Boardman 1SG -v5.13 | 102 | 5866 | Rate Constraint in lbs/MMBtu | FALSE | L | Annual | Emissions at Affected Plants NOX | Thousand Tons | 0 | 3.0922 | 0 | 0 | 0 | 0 | 0
BART NOX Annual-Boardman 1SG -v5.13 | 102 | 5866 | Rate Constraint in lbs/MMBtu | FALSE | L | Annual | Allowances Purchased NOX | Thousand Tons | 0 | 0 | 0 | 0 | 0 | 0 | 0
BART NOX Annual-Boardman 1SG -v5.13 | 102 | 5866 | Rate Constraint in lbs/MMBtu | FALSE | L | Annual | Allowances Sold NOX | Thousand Tons | 0 | 0 | 0 | 0 | 0 | 0 | 0
BART NOX Annual-Boardman 1SG -v5.13 | 102 | 5866 | Rate Constraint in lbs/MMBtu | FALSE | L | Annual | Allowances Banked | Thousand Tons | 0 | 0 | 0 | 0 | 0 | 0 | 0
BART NOX Annual-Boardman 1SG -v5.13 | 102 | 5866 | Rate Constraint in lbs/MMBtu | FALSE | L | Annual | Allowances Withdrawn (1:1) | Thousand Tons | 0 | 0 | 0 | 0 | 0 | 0 | 0
BART NOX Annual-Boardman 1SG -v5.13 | 102 | 5866 | Rate Constraint in lbs/MMBtu | FALSE | L | Annual | Allowances Withdrawn (n:1) | Thousand Tons | 0 | 0 | 0 | 0 | 0 | 0 | 0
BART NOX Annual-Boardman 1SG -v5.13 | 102 | 5866 | Rate Constraint in lbs/MMBtu | FALSE | L | Annual | Net Emissions Allowance Position | Thousand Tons | 0 | 3.0922 | 0 | 0 | 0 | 0 | 0
BART NOX Annual-Boardman 1SG -v5.13 | 102 | 5866 | Rate Constraint in lbs/MMBtu | FALSE | L | Annual | Fuel Consumed | TBtu | 0 | 24.4731 | 0 | 0 | 0 | 0 | 0
BART NOX Annual-Boardman 1SG -v5.13 | 102 | 5866 | Rate Constraint in lbs/MMBtu | FALSE | L | Annual | Rate | lb/MMBtu | 0 | 0.2527 | 0 | 0 | 0 | 0 | 0
BART NOX Annual-Boardman 1SG -v5.13 | 102 | 5866 | Rate Constraint in lbs/MMBtu | FALSE | L | Annual | Generation | TWh | 0 | 2.4892 | 0 | 0 | 0 | 0 | 0
BART NOX Annual-Boardman 1SG -v5.13 | 102 | 5866 | Rate Constraint in lbs/MMBtu | FALSE | L | Annual | Qualifying Generation | TWh | 0 | 2.4892 | 0 | 0 | 0 | 0 | 0
BART NOX Annual-Boardman 1SG -v5.13 | 102 | 5866 | Rate Constraint in lbs/MMBtu | FALSE | L | Annual | Rate | lb/MWh | 0 | 2.4845 | 0 | 0 | 0 | 0 | 0
BART NOX Annual-Boardman 1SG -v5.13 | 102 | 5866 | Rate Constraint in lbs/MMBtu | FALSE | L | Annual | Constraint Shadow Price | US2011$/Ton | 0 | 0 | 0 | 0 | 0 | 0 | 0
BART NOX Annual-Campbell 2 -v5.14 | 103 | 6115 | Rate Constraint in lbs/MMBtu | FALSE | L | Annual | Seasons Included | Seasons | Winter, Summer | Winter, Summer | Winter, Summer | Winter, Summer | Winter, Summer | Winter, Summer | Winter, Summer
BART NOX Annual-Campbell 2 -v5.14 | 103 | 6115 | Rate Constraint in lbs/MMBtu | FALSE | L | Annual | Standard NOX | lb/MMBtu | 0.08 | 0.08 | 0.08 | 0.08 | 0.08 | 0.08 | 0.08
BART NOX Annual-Campbell 2 -v5.14 | 103 | 6115 | Rate Constraint in lbs/MMBtu | FALSE | L | Annual | Emissions at Affected Plants NOX | Thousand Tons | 0 | 0 | 0 | 0 | 0 | 0 | 0
BART NOX Annual-Campbell 2 -v5.14 | 103 | 6115 | Rate Constraint in lbs/MMBtu | FALSE | L | Annual | Allowances Purchased NOX | Thousand Tons | 0 | 0 | 0 | 0 | 0 | 0 | 0
BART NOX Annual-Campbell 2 -v5.14 | 103 | 6115 | Rate Constraint in lbs/MMBtu | FALSE | L | Annual | Allowances Sold NOX | Thousand Tons | 0 | 0 | 0 | 0 | 0 | 0 | 0
BART NOX Annual-Campbell 2 -v5.14 | 103 | 6115 | Rate Constraint in lbs/MMBtu | FALSE | L | Annual | Allowances Banked | Thousand Tons | 0 | 0 | 0 | 0 | 0 | 0 | 0
BART NOX Annual-Campbell 2 -v5.14 | 103 | 6115 | Rate Constraint in lbs/MMBtu | FALSE | L | Annual | Allowances Withdrawn (1:1) | Thousand Tons | 0 | 0 | 0 | 0 | 0 | 0 | 0
BART NOX Annual-Campbell 2 -v5.14 | 103 | 6115 | Rate Constraint in lbs/MMBtu | FALSE | L | Annual | Allowances Withdrawn (n:1) | Thousand Tons | 0 | 0 | 0 | 0 | 0 | 0 | 0
BART NOX Annual-Campbell 2 -v5.14 | 103 | 6115 | Rate Constraint in lbs/MMBtu | FALSE | L | Annual | Net Emissions Allowance Position | Thousand Tons | 0 | 0 | 0 | 0 | 0 | 0 | 0
BART NOX Annual-Campbell 2 -v5.14 | 103 | 6115 | Rate Constraint in lbs/MMBtu | FALSE | L | Annual | Fuel Consumed | TBtu | 0 | 0 | 0 | 0 | 0 | 0 | 0
BART NOX Annual-Campbell 2 -v5.14 | 103 | 6115 | Rate Constraint in lbs/MMBtu | FALSE | L | Annual | Rate | lb/MMBtu | 0 | 0 | 0 | 0 | 0 | 0 | 0
BART NOX Annual-Campbell 2 -v5.14 | 103 | 6115 | Rate Constraint in lbs/MMBtu | FALSE | L | Annual | Generation | TWh | 0 | 0 | 0 | 0 | 0 | 0 | 0
BART NOX Annual-Campbell 2 -v5.14 | 103 | 6115 | Rate Constraint in lbs/MMBtu | FALSE | L | Annual | Qualifying Generation | TWh | 0 | 0 | 0 | 0 | 0 | 0 | 0
BART NOX Annual-Campbell 2 -v5.14 | 103 | 6115 | Rate Constraint in lbs/MMBtu | FALSE | L | Annual | Rate | lb/MWh | 0 | 0 | 0 | 0 | 0 | 0 | 0
BART NOX Annual-Campbell 2 -v5.14 | 103 | 6115 | Rate Constraint in lbs/MMBtu | FALSE | L | Annual | Constraint Shadow Price | US2011$/Ton | 0 | 0 | 0 | 0 | 0 | 0 | 0
BART NOX Annual-Campbell 3 -v5.14 | 104 | 6116 | Rate Constraint in lbs/MMBtu | FALSE | L | Annual | Seasons Included | Seasons | Winter, Summer | Winter, Summer | Winter, Summer | Winter, Summer | Winter, Summer | Winter, Summer | Winter, Summer
BART NOX Annual-Campbell 3 -v5.14 | 104 | 6116 | Rate Constraint in lbs/MMBtu | FALSE | L | Annual | Standard NOX | lb/MMBtu | 0.08 | 0.08 | 0.08 | 0.08 | 0.08 | 0.08 | 0.08
BART NOX Annual-Campbell 3 -v5.14 | 104 | 6116 | Rate Constraint in lbs/MMBtu | FALSE | L | Annual | Emissions at Affected Plants NOX | Thousand Tons | 0 | 0 | 0.0060516 | 0.0060617 | 0.0060243 | 0.0059368 | 0.0059368
BART NOX Annual-Campbell 3 -v5.14 | 104 | 6116 | Rate Constraint in lbs/MMBtu | FALSE | L | Annual | Allowances Purchased NOX | Thousand Tons | 0 | 0 | 0 | 0 | 0 | 0 | 0
BART NOX Annual-Campbell 3 -v5.14 | 104 | 6116 | Rate Constraint in lbs/MMBtu | FALSE | L | Annual | Allowances Sold NOX | Thousand Tons | 0 | 0 | 0 | 0 | 0 | 0 | 0
BART NOX Annual-Campbell 3 -v5.14 | 104 | 6116 | Rate Constraint in lbs/MMBtu | FALSE | L | Annual | Allowances Banked | Thousand Tons | 0 | 0 | 0 | 0 | 0 | 0 | 0
BART NOX Annual-Campbell 3 -v5.14 | 104 | 6116 | Rate Constraint in lbs/MMBtu | FALSE | L | Annual | Allowances Withdrawn (1:1) | Thousand Tons | 0 | 0 | 0 | 0 | 0 | 0 | 0
BART NOX Annual-Campbell 3 -v5.14 | 104 | 6116 | Rate Constraint in lbs/MMBtu | FALSE | L | Annual | Allowances Withdrawn (n:1) | Thousand Tons | 0 | 0 | 0 | 0 | 0 | 0 | 0
BART NOX Annual-Campbell 3 -v5.14 | 104 | 6116 | Rate Constraint in lbs/MMBtu | FALSE | L | Annual | Net Emissions Allowance Position | Thousand Tons | 0 | 0 | 0.0060516 | 0.0060617 | 0.0060243 | 0.0059368 | 0.0059368
BART NOX Annual-Campbell 3 -v5.14 | 104 | 6116 | Rate Constraint in lbs/MMBtu | FALSE | L | Annual | Fuel Consumed | TBtu | 0 | 0 | 0.26595 | 0.2664 | 0.26479 | 0.26095 | 0.26095
BART NOX Annual-Campbell 3 -v5.14 | 104 | 6116 | Rate Constraint in lbs/MMBtu | FALSE | L | Annual | Rate | lb/MMBtu | 0 | 0 | 0.045509 | 0.045509 | 0.045502 | 0.045502 | 0.045502
BART NOX Annual-Campbell 3 -v5.14 | 104 | 6116 | Rate Constraint in lbs/MMBtu | FALSE | L | Annual | Generation | TWh | 0 | 0 | 0.026942 | 0.026987 | 0.026816 | 0.026427 | 0.026427
BART NOX Annual-Campbell 3 -v5.14 | 104 | 6116 | Rate Constraint in lbs/MMBtu | FALSE | L | Annual | Qualifying Generation | TWh | 0 | 0 | 0.026942 | 0.026987 | 0.026816 | 0.026427 | 0.026427
BART NOX Annual-Campbell 3 -v5.14 | 104 | 6116 | Rate Constraint in lbs/MMBtu | FALSE | L | Annual | Rate | lb/MWh | 0 | 0 | 0.44923 | 0.44923 | 0.4493 | 0.4493 | 0.4493
BART NOX Annual-Campbell 3 -v5.14 | 104 | 6116 | Rate Constraint in lbs/MMBtu | FALSE | L | Annual | Constraint Shadow Price | US2011$/Ton | 0 | 0 | 0 | 0 | 0 | 0 | 0
BART NOX Annual-Cherokee 4 -v5.13 | 105 | 5819 | Rate Constraint in lbs/MMBtu | FALSE | L | Annual | Seasons Included | Seasons |  | Winter, Summer | Winter, Summer | Winter, Summer | Winter, Summer | Winter, Summer | Winter, Summer
BART NOX Annual-Cherokee 4 -v5.13 | 105 | 5819 | Rate Constraint in lbs/MMBtu | FALSE | L | Annual | Standard NOX | lb/MMBtu | 0 | 0.12 | 0.12 | 0.12 | 0.12 | 0.12 | 0.12
BART NOX Annual-Cherokee 4 -v5.13 | 105 | 5819 | Rate Constraint in lbs/MMBtu | FALSE | L | Annual | Emissions at Affected Plants NOX | Thousand Tons | 0 | 0 | 0 | 0 | 0 | 0 | 0
BART NOX Annual-Cherokee 4 -v5.13 | 105 | 5819 | Rate Constraint in lbs/MMBtu | FALSE | L | Annual | Allowances Purchased NOX | Thousand Tons | 0 | 0 | 0 | 0 | 0 | 0 | 0
BART NOX Annual-Cherokee 4 -v5.13 | 105 | 5819 | Rate Constraint in lbs/MMBtu | FALSE | L | Annual | Allowances Sold NOX | Thousand Tons | 0 | 0 | 0 | 0 | 0 | 0 | 0
BART NOX Annual-Cherokee 4 -v5.13 | 105 | 5819 | Rate Constraint in lbs/MMBtu | FALSE | L | Annual | Allowances Banked | Thousand Tons | 0 | 0 | 0 | 0 | 0 | 0 | 0
BART NOX Annual-Cherokee 4 -v5.13 | 105 | 5819 | Rate Constraint in lbs/MMBtu | FALSE | L | Annual | Allowances Withdrawn (1:1) | Thousand Tons | 0 | 0 | 0 | 0 | 0 | 0 | 0
BART NOX Annual-Cherokee 4 -v5.13 | 105 | 5819 | Rate Constraint in lbs/MMBtu | FALSE | L | Annual | Allowances Withdrawn (n:1) | Thousand Tons | 0 | 0 | 0 | 0 | 0 | 0 | 0
BART NOX Annual-Cherokee 4 -v5.13 | 105 | 5819 | Rate Constraint in lbs/MMBtu | FALSE | L | Annual | Net Emissions Allowance Position | Thousand Tons | 0 | 0 | 0 | 0 | 0 | 0 | 0
BART NOX Annual-Cherokee 4 -v5.13 | 105 | 5819 | Rate Constraint in lbs/MMBtu | FALSE | L | Annual | Fuel Consumed | TBtu | 0 | 0 | 0 | 0 | 0 | 0 | 0
BART NOX Annual-Cherokee 4 -v5.13 | 105 | 5819 | Rate Constraint in lbs/MMBtu | FALSE | L | Annual | Rate | lb/MMBtu | 0 | 0 | 0 | 0 | 0 | 0 | 0
BART NOX Annual-Cherokee 4 -v5.13 | 105 | 5819 | Rate Constraint in lbs/MMBtu | FALSE | L | Annual | Generation | TWh | 0 | 0 | 0 | 0 | 0 | 0 | 0
BART NOX Annual-Cherokee 4 -v5.13 | 105 | 5819 | Rate Constraint in lbs/MMBtu | FALSE | L | Annual | Qualifying Generation | TWh | 0 | 0 | 0 | 0 | 0 | 0 | 0
BART NOX Annual-Cherokee 4 -v5.13 | 105 | 5819 | Rate Constraint in lbs/MMBtu | FALSE | L | Annual | Rate | lb/MWh | 0 | 0 | 0 | 0 | 0 | 0 | 0
BART NOX Annual-Cherokee 4 -v5.13 | 105 | 5819 | Rate Constraint in lbs/MMBtu | FALSE | L | Annual | Constraint Shadow Price | US2011$/Ton | 0 | 4138.9768 | 0 | 0 | 0 | 0 | 234.0986
BART NOX Annual-Cholla 2-4 -v5.13 | 106 | 5817 | Rate Constraint in lbs/MMBtu | FALSE | L | Annual | Seasons Included | Seasons |  | Winter, Summer | Winter, Summer | Winter, Summer | Winter, Summer | Winter, Summer | Winter, Summer
BART NOX Annual-Cholla 2-4 -v5.13 | 106 | 5817 | Rate Constraint in lbs/MMBtu | FALSE | L | Annual | Standard NOX | lb/MMBtu | 0 | 0.055 | 0.055 | 0.055 | 0.055 | 0.055 | 0.055
BART NOX Annual-Cholla 2-4 -v5.13 | 106 | 5817 | Rate Constraint in lbs/MMBtu | FALSE | L | Annual | Emissions at Affected Plants NOX | Thousand Tons | 0 | 0.56555 | 0.56457 | 0.5658 | 0.5658 | 0.5658 | 0.5658
BART NOX Annual-Cholla 2-4 -v5.13 | 106 | 5817 | Rate Constraint in lbs/MMBtu | FALSE | L | Annual | Allowances Purchased NOX | Thousand Tons | 0 | 0 | 0 | 0 | 0 | 0 | 0
BART NOX Annual-Cholla 2-4 -v5.13 | 106 | 5817 | Rate Constraint in lbs/MMBtu | FALSE | L | Annual | Allowances Sold NOX | Thousand Tons | 0 | 0 | 0 | 0 | 0 | 0 | 0
BART NOX Annual-Cholla 2-4 -v5.13 | 106 | 5817 | Rate Constraint in lbs/MMBtu | FALSE | L | Annual | Allowances Banked | Thousand Tons | 0 | 0 | 0 | 0 | 0 | 0 | 0
BART NOX Annual-Cholla 2-4 -v5.13 | 106 | 5817 | Rate Constraint in lbs/MMBtu | FALSE | L | Annual | Allowances Withdrawn (1:1) | Thousand Tons | 0 | 0 | 0 | 0 | 0 | 0 | 0
BART NOX Annual-Cholla 2-4 -v5.13 | 106 | 5817 | Rate Constraint in lbs/MMBtu | FALSE | L | Annual | Allowances Withdrawn (n:1) | Thousand Tons | 0 | 0 | 0 | 0 | 0 | 0 | 0
BART NOX Annual-Cholla 2-4 -v5.13 | 106 | 5817 | Rate Constraint in lbs/MMBtu | FALSE | L | Annual | Net Emissions Allowance Position | Thousand Tons | 0 | 0.56555 | 0.56457 | 0.5658 | 0.5658 | 0.5658 | 0.5658
BART NOX Annual-Cholla 2-4 -v5.13 | 106 | 5817 | Rate Constraint in lbs/MMBtu | FALSE | L | Annual | Fuel Consumed | TBtu | 0 | 20.5655 | 20.5297 | 20.5746 | 20.5746 | 20.5746 | 20.5746
BART NOX Annual-Cholla 2-4 -v5.13 | 106 | 5817 | Rate Constraint in lbs/MMBtu | FALSE | L | Annual | Rate | lb/MMBtu | 0 | 0.055 | 0.055 | 0.055 | 0.055 | 0.055 | 0.055
BART NOX Annual-Cholla 2-4 -v5.13 | 106 | 5817 | Rate Constraint in lbs/MMBtu | FALSE | L | Annual | Generation | TWh | 0 | 1.9633 | 1.9599 | 1.9637 | 1.9637 | 1.9637 | 1.9637
BART NOX Annual-Cholla 2-4 -v5.13 | 106 | 5817 | Rate Constraint in lbs/MMBtu | FALSE | L | Annual | Qualifying Generation | TWh | 0 | 1.9633 | 1.9599 | 1.9637 | 1.9637 | 1.9637 | 1.9637
BART NOX Annual-Cholla 2-4 -v5.13 | 106 | 5817 | Rate Constraint in lbs/MMBtu | FALSE | L | Annual | Rate | lb/MWh | 0 | 0.57612 | 0.57612 | 0.57627 | 0.57627 | 0.57627 | 0.57627
BART NOX Annual-Cholla 2-4 -v5.13 | 106 | 5817 | Rate Constraint in lbs/MMBtu | FALSE | L | Annual | Constraint Shadow Price | US2011$/Ton | 0 | 8771.2324 | 13393.8518 | 6226.1335 | 0 | 208.743 | 0
BART NOX Annual-Coal Creek 1 & 2 -v5.13 | 107 | 5854 | Rate Constraint in lbs/MMBtu | FALSE | L | Annual | Seasons Included | Seasons |  | Winter, Summer | Winter, Summer | Winter, Summer | Winter, Summer | Winter, Summer | Winter, Summer
BART NOX Annual-Coal Creek 1 & 2 -v5.13 | 107 | 5854 | Rate Constraint in lbs/MMBtu | FALSE | L | Annual | Standard NOX | lb/MMBtu | 0 | 0.13 | 0.13 | 0.13 | 0.13 | 0.13 | 0.13
BART NOX Annual-Coal Creek 1 & 2 -v5.13 | 107 | 5854 | Rate Constraint in lbs/MMBtu | FALSE | L | Annual | Emissions at Affected Plants NOX | Thousand Tons | 0 | 3.2713 | 4.9134 | 5.2573 | 5.3085 | 5.3085 | 5.3085
BART NOX Annual-Coal Creek 1 & 2 -v5.13 | 107 | 5854 | Rate Constraint in lbs/MMBtu | FALSE | L | Annual | Allowances Purchased NOX | Thousand Tons | 0 | 0 | 0 | 0 | 0 | 0 | 0
BART NOX Annual-Coal Creek 1 & 2 -v5.13 | 107 | 5854 | Rate Constraint in lbs/MMBtu | FALSE | L | Annual | Allowances Sold NOX | Thousand Tons | 0 | 0 | 0 | 0 | 0 | 0 | 0
BART NOX Annual-Coal Creek 1 & 2 -v5.13 | 107 | 5854 | Rate Constraint in lbs/MMBtu | FALSE | L | Annual | Allowances Banked | Thousand Tons | 0 | 0 | 0 | 0 | 0 | 0 | 0
BART NOX Annual-Coal Creek 1 & 2 -v5.13 | 107 | 5854 | Rate Constraint in lbs/MMBtu | FALSE | L | Annual | Allowances Withdrawn (1:1) | Thousand Tons | 0 | 0 | 0 | 0 | 0 | 0 | 0
BART NOX Annual-Coal Creek 1 & 2 -v5.13 | 107 | 5854 | Rate Constraint in lbs/MMBtu | FALSE | L | Annual | Allowances Withdrawn (n:1) | Thousand Tons | 0 | 0 | 0 | 0 | 0 | 0 | 0
BART NOX Annual-Coal Creek 1 & 2 -v5.13 | 107 | 5854 | Rate Constraint in lbs/MMBtu | FALSE | L | Annual | Net Emissions Allowance Position | Thousand Tons | 0 | 3.2713 | 4.9134 | 5.2573 | 5.3085 | 5.3085 | 5.3085
BART NOX Annual-Coal Creek 1 & 2 -v5.13 | 107 | 5854 | Rate Constraint in lbs/MMBtu | FALSE | L | Annual | Fuel Consumed | TBtu | 0 | 50.3274 | 75.5907 | 80.8814 | 81.6687 | 81.6687 | 81.6687
BART NOX Annual-Coal Creek 1 & 2 -v5.13 | 107 | 5854 | Rate Constraint in lbs/MMBtu | FALSE | L | Annual | Rate | lb/MMBtu | 0 | 0.13 | 0.13 | 0.13 | 0.13 | 0.13 | 0.13
BART NOX Annual-Coal Creek 1 & 2 -v5.13 | 107 | 5854 | Rate Constraint in lbs/MMBtu | FALSE | L | Annual | Generation | TWh | 0 | 4.529 | 6.8022 | 7.2783 | 7.3491 | 7.3491 | 7.3491
BART NOX Annual-Coal Creek 1 & 2 -v5.13 | 107 | 5854 | Rate Constraint in lbs/MMBtu | FALSE | L | Annual | Qualifying Generation | TWh | 0 | 4.529 | 6.8022 | 7.2783 | 7.3491 | 7.3491 | 7.3491
BART NOX Annual-Coal Creek 1 & 2 -v5.13 | 107 | 5854 | Rate Constraint in lbs/MMBtu | FALSE | L | Annual | Rate | lb/MWh | 0 | 1.4446 | 1.4446 | 1.4447 | 1.4447 | 1.4447 | 1.4447
BART NOX Annual-Coal Creek 1 & 2 -v5.13 | 107 | 5854 | Rate Constraint in lbs/MMBtu | FALSE | L | Annual | Constraint Shadow Price | US2011$/Ton | 0 | 1216.694 | 1842.5449 | 8750.587 | 0 | 726.597 | 0
BART NOX Annual-Colstrip 1 -v5.13 | 108 | 5835 | Rate Constraint in lbs/MMBtu | FALSE | L | Annual | Seasons Included | Seasons |  | Winter, Summer | Winter, Summer | Winter, Summer | Winter, Summer | Winter, Summer | Winter, Summer
BART NOX Annual-Colstrip 1 -v5.13 | 108 | 5835 | Rate Constraint in lbs/MMBtu | FALSE | L | Annual | Standard NOX | lb/MMBtu | 0 | 0.15 | 0.15 | 0.15 | 0.15 | 0.15 | 0.15
BART NOX Annual-Colstrip 1 -v5.13 | 108 | 5835 | Rate Constraint in lbs/MMBtu | FALSE | L | Annual | Emissions at Affected Plants NOX | Thousand Tons | 0 | 1.8499 | 1.8499 | 1.8499 | 1.8499 | 1.8499 | 1.8499
BART NOX Annual-Colstrip 1 -v5.13 | 108 | 5835 | Rate Constraint in lbs/MMBtu | FALSE | L | Annual | Allowances Purchased NOX | Thousand Tons | 0 | 0 | 0 | 0 | 0 | 0 | 0
BART NOX Annual-Colstrip 1 -v5.13 | 108 | 5835 | Rate Constraint in lbs/MMBtu | FALSE | L | Annual | Allowances Sold NOX | Thousand Tons | 0 | 0 | 0 | 0 | 0 | 0 | 0
BART NOX Annual-Colstrip 1 -v5.13 | 108 | 5835 | Rate Constraint in lbs/MMBtu | FALSE | L | Annual | Allowances Banked | Thousand Tons | 0 | 0 | 0 | 0 | 0 | 0 | 0
BART NOX Annual-Colstrip 1 -v5.13 | 108 | 5835 | Rate Constraint in lbs/MMBtu | FALSE | L | Annual | Allowances Withdrawn (1:1) | Thousand Tons | 0 | 0 | 0 | 0 | 0 | 0 | 0
BART NOX Annual-Colstrip 1 -v5.13 | 108 | 5835 | Rate Constraint in lbs/MMBtu | FALSE | L | Annual | Allowances Withdrawn (n:1) | Thousand Tons | 0 | 0 | 0 | 0 | 0 | 0 | 0
BART NOX Annual-Colstrip 1 -v5.13 | 108 | 5835 | Rate Constraint in lbs/MMBtu | FALSE | L | Annual | Net Emissions Allowance Position | Thousand Tons | 0 | 1.8499 | 1.8499 | 1.8499 | 1.8499 | 1.8499 | 1.8499
BART NOX Annual-Colstrip 1 -v5.13 | 108 | 5835 | Rate Constraint in lbs/MMBtu | FALSE | L | Annual | Fuel Consumed | TBtu | 0 | 24.6652 | 24.6652 | 24.6652 | 24.6652 | 24.6652 | 24.6652
BART NOX Annual-Colstrip 1 -v5.13 | 108 | 5835 | Rate Constraint in lbs/MMBtu | FALSE | L | Annual | Rate | lb/MMBtu | 0 | 0.15 | 0.15 | 0.15 | 0.15 | 0.15 | 0.15
BART NOX Annual-Colstrip 1 -v5.13 | 108 | 5835 | Rate Constraint in lbs/MMBtu | FALSE | L | Annual | Generation | TWh | 0 | 2.2648 | 2.2648 | 2.2648 | 2.2648 | 2.2648 | 2.2648
BART NOX Annual-Colstrip 1 -v5.13 | 108 | 5835 | Rate Constraint in lbs/MMBtu | FALSE | L | Annual | Qualifying Generation | TWh | 0 | 2.2648 | 2.2648 | 2.2648 | 2.2648 | 2.2648 | 2.2648
BART NOX Annual-Colstrip 1 -v5.13 | 108 | 5835 | Rate Constraint in lbs/MMBtu | FALSE | L | Annual | Rate | lb/MWh | 0 | 1.6336 | 1.6336 | 1.6336 | 1.6336 | 1.6336 | 1.6336
BART NOX Annual-Colstrip 1 -v5.13 | 108 | 5835 | Rate Constraint in lbs/MMBtu | FALSE | L | Annual | Constraint Shadow Price | US2011$/Ton | 0 | 15038.3008 | 19359.0107 | 0 | 0 | 0 | 0
BART NOX Annual-Colstrip 2 -v5.13 | 109 | 5836 | Rate Constraint in lbs/MMBtu | FALSE | L | Annual | Seasons Included | Seasons |  | Winter, Summer | Winter, Summer | Winter, Summer | Winter, Summer | Winter, Summer | Winter, Summer
BART NOX Annual-Colstrip 2 -v5.13 | 109 | 5836 | Rate Constraint in lbs/MMBtu | FALSE | L | Annual | Standard NOX | lb/MMBtu | 0 | 0.15 | 0.15 | 0.15 | 0.15 | 0.15 | 0.15
BART NOX Annual-Colstrip 2 -v5.13 | 109 | 5836 | Rate Constraint in lbs/MMBtu | FALSE | L | Annual | Emissions at Affected Plants NOX | Thousand Tons | 0 | 1.8278 | 1.8278 | 1.8278 | 1.8278 | 1.8278 | 1.8278
BART NOX Annual-Colstrip 2 -v5.13 | 109 | 5836 | Rate Constraint in lbs/MMBtu | FALSE | L | Annual | Allowances Purchased NOX | Thousand Tons | 0 | 0 | 0 | 0 | 0 | 0 | 0
BART NOX Annual-Colstrip 2 -v5.13 | 109 | 5836 | Rate Constraint in lbs/MMBtu | FALSE | L | Annual | Allowances Sold NOX | Thousand Tons | 0 | 0 | 0 | 0 | 0 | 0 | 0
BART NOX Annual-Colstrip 2 -v5.13 | 109 | 5836 | Rate Constraint in lbs/MMBtu | FALSE | L | Annual | Allowances Banked | Thousand Tons | 0 | 0 | 0 | 0 | 0 | 0 | 0
BART NOX Annual-Colstrip 2 -v5.13 | 109 | 5836 | Rate Constraint in lbs/MMBtu | FALSE | L | Annual | Allowances Withdrawn (1:1) | Thousand Tons | 0 | 0 | 0 | 0 | 0 | 0 | 0
BART NOX Annual-Colstrip 2 -v5.13 | 109 | 5836 | Rate Constraint in lbs/MMBtu | FALSE | L | Annual | Allowances Withdrawn (n:1) | Thousand Tons | 0 | 0 | 0 | 0 | 0 | 0 | 0
BART NOX Annual-Colstrip 2 -v5.13 | 109 | 5836 | Rate Constraint in lbs/MMBtu | FALSE | L | Annual | Net Emissions Allowance Position | Thousand Tons | 0 | 1.8278 | 1.8278 | 1.8278 | 1.8278 | 1.8278 | 1.8278
BART NOX Annual-Colstrip 2 -v5.13 | 109 | 5836 | Rate Constraint in lbs/MMBtu | FALSE | L | Annual | Fuel Consumed | TBtu | 0 | 24.3701 | 24.3701 | 24.3701 | 24.3701 | 24.3701 | 24.3701
BART NOX Annual-Colstrip 2 -v5.13 | 109 | 5836 | Rate Constraint in lbs/MMBtu | FALSE | L | Annual | Rate | lb/MMBtu | 0 | 0.15 | 0.15 | 0.15 | 0.15 | 0.15 | 0.15
BART NOX Annual-Colstrip 2 -v5.13 | 109 | 5836 | Rate Constraint in lbs/MMBtu | FALSE | L | Annual | Generation | TWh | 0 | 2.2649 | 2.2649 | 2.2649 | 2.2649 | 2.2649 | 2.2649
BART NOX Annual-Colstrip 2 -v5.13 | 109 | 5836 | Rate Constraint in lbs/MMBtu | FALSE | L | Annual | Qualifying Generation | TWh | 0 | 2.2649 | 2.2649 | 2.2649 | 2.2649 | 2.2649 | 2.2649
BART NOX Annual-Colstrip 2 -v5.13 | 109 | 5836 | Rate Constraint in lbs/MMBtu | FALSE | L | Annual | Rate | lb/MWh | 0 | 1.614 | 1.614 | 1.614 | 1.614 | 1.614 | 1.614
BART NOX Annual-Colstrip 2 -v5.13 | 109 | 5836 | Rate Constraint in lbs/MMBtu | FALSE | L | Annual | Constraint Shadow Price | US2011$/Ton | 0 | 15903.0987 | 19399.6822 | 0 | 0 | 0 | 0
BART NOX Annual-Comanche 1 -v5.13 | 110 | 5820 | Rate Constraint in lbs/MMBtu | FALSE | L | Annual | Seasons Included | Seasons |  | Winter, Summer | Winter, Summer | Winter, Summer | Winter, Summer | Winter, Summer | Winter, Summer
BART NOX Annual-Comanche 1 -v5.13 | 110 | 5820 | Rate Constraint in lbs/MMBtu | FALSE | L | Annual | Standard NOX | lb/MMBtu | 0 | 0.2 | 0.2 | 0.2 | 0.2 | 0.2 | 0.2
BART NOX Annual-Comanche 1 -v5.13 | 110 | 5820 | Rate Constraint in lbs/MMBtu | FALSE | L | Annual | Emissions at Affected Plants NOX | Thousand Tons | 0 | 1.5425 | 1.5425 | 1.5425 | 1.5425 | 1.5425 | 1.5425
BART NOX Annual-Comanche 1 -v5.13 | 110 | 5820 | Rate Constraint in lbs/MMBtu | FALSE | L | Annual | Allowances Purchased NOX | Thousand Tons | 0 | 0 | 0 | 0 | 0 | 0 | 0
BART NOX Annual-Comanche 1 -v5.13 | 110 | 5820 | Rate Constraint in lbs/MMBtu | FALSE | L | Annual | Allowances Sold NOX | Thousand Tons | 0 | 0 | 0 | 0 | 0 | 0 | 0
BART NOX Annual-Comanche 1 -v5.13 | 110 | 5820 | Rate Constraint in lbs/MMBtu | FALSE | L | Annual | Allowances Banked | Thousand Tons | 0 | 0 | 0 | 0 | 0 | 0 | 0
BART NOX Annual-Comanche 1 -v5.13 | 110 | 5820 | Rate Constraint in lbs/MMBtu | FALSE | L | Annual | Allowances Withdrawn (1:1) | Thousand Tons | 0 | 0 | 0 | 0 | 0 | 0 | 0
BART NOX Annual-Comanche 1 -v5.13 | 110 | 5820 | Rate Constraint in lbs/MMBtu | FALSE | L | Annual | Allowances Withdrawn (n:1) | Thousand Tons | 0 | 0 | 0 | 0 | 0 | 0 | 0
BART NOX Annual-Comanche 1 -v5.13 | 110 | 5820 | Rate Constraint in lbs/MMBtu | FALSE | L | Annual | Net Emissions Allowance Position | Thousand Tons | 0 | 1.5425 | 1.5425 | 1.5425 | 1.5425 | 1.5425 | 1.5425
BART NOX Annual-Comanche 1 -v5.13 | 110 | 5820 | Rate Constraint in lbs/MMBtu | FALSE | L | Annual | Fuel Consumed | TBtu | 0 | 25.0972 | 25.0972 | 25.0972 | 25.0972 | 25.0972 | 25.0972
BART NOX Annual-Comanche 1 -v5.13 | 110 | 5820 | Rate Constraint in lbs/MMBtu | FALSE | L | Annual | Rate | lb/MMBtu | 0 | 0.12292 | 0.12292 | 0.12292 | 0.12292 | 0.12292 | 0.12292
BART NOX Annual-Comanche 1 -v5.13 | 110 | 5820 | Rate Constraint in lbs/MMBtu | FALSE | L | Annual | Generation | TWh | 0 | 2.4033 | 2.4033 | 2.4033 | 2.4033 | 2.4033 | 2.4033
BART NOX Annual-Comanche 1 -v5.13 | 110 | 5820 | Rate Constraint in lbs/MMBtu | FALSE | L | Annual | Qualifying Generation | TWh | 0 | 2.4033 | 2.4033 | 2.4033 | 2.4033 | 2.4033 | 2.4033
BART NOX Annual-Comanche 1 -v5.13 | 110 | 5820 | Rate Constraint in lbs/MMBtu | FALSE | L | Annual | Rate | lb/MWh | 0 | 1.2837 | 1.2837 | 1.2837 | 1.2837 | 1.2837 | 1.2837
BART NOX Annual-Comanche 1 -v5.13 | 110 | 5820 | Rate Constraint in lbs/MMBtu | FALSE | L | Annual | Constraint Shadow Price | US2011$/Ton | 0 | 0 | 0 | 0 | 0 | 0 | 0
BART NOX Annual-Comanche 2 -v5.13 | 111 | 5821 | Rate Constraint in lbs/MMBtu | FALSE | L | Annual | Seasons Included | Seasons |  | Winter, Summer | Winter, Summer | Winter, Summer | Winter, Summer | Winter, Summer | Winter, Summer
BART NOX Annual-Comanche 2 -v5.13 | 111 | 5821 | Rate Constraint in lbs/MMBtu | FALSE | L | Annual | Standard NOX | lb/MMBtu | 0 | 0.2 | 0.2 | 0.2 | 0.2 | 0.2 | 0.2
BART NOX Annual-Comanche 2 -v5.13 | 111 | 5821 | Rate Constraint in lbs/MMBtu | FALSE | L | Annual | Emissions at Affected Plants NOX | Thousand Tons | 0 | 1.8846 | 1.9946 | 1.9946 | 1.9946 | 1.9946 | 1.9946
BART NOX Annual-Comanche 2 -v5.13 | 111 | 5821 | Rate Constraint in lbs/MMBtu | FALSE | L | Annual | Allowances Purchased NOX | Thousand Tons | 0 | 0 | 0 | 0 | 0 | 0 | 0
BART NOX Annual-Comanche 2 -v5.13 | 111 | 5821 | Rate Constraint in lbs/MMBtu | FALSE | L | Annual | Allowances Sold NOX | Thousand Tons | 0 | 0 | 0 | 0 | 0 | 0 | 0
BART NOX Annual-Comanche 2 -v5.13 | 111 | 5821 | Rate Constraint in lbs/MMBtu | FALSE | L | Annual | Allowances Banked | Thousand Tons | 0 | 0 | 0 | 0 | 0 | 0 | 0
BART NOX Annual-Comanche 2 -v5.13 | 111 | 5821 | Rate Constraint in lbs/MMBtu | FALSE | L | Annual | Allowances Withdrawn (1:1) | Thousand Tons | 0 | 0 | 0 | 0 | 0 | 0 | 0
BART NOX Annual-Comanche 2 -v5.13 | 111 | 5821 | Rate Constraint in lbs/MMBtu | FALSE | L | Annual | Allowances Withdrawn (n:1) | Thousand Tons | 0 | 0 | 0 | 0 | 0 | 0 | 0
BART NOX Annual-Comanche 2 -v5.13 | 111 | 5821 | Rate Constraint in lbs/MMBtu | FALSE | L | Annual | Net Emissions Allowance Position | Thousand Tons | 0 | 1.8846 | 1.9946 | 1.9946 | 1.9946 | 1.9946 | 1.9946
BART NOX Annual-Comanche 2 -v5.13 | 111 | 5821 | Rate Constraint in lbs/MMBtu | FALSE | L | Annual | Fuel Consumed | TBtu | 0 | 25.1284 | 26.5953 | 26.5953 | 26.5953 | 26.5953 | 26.5953
BART NOX Annual-Comanche 2 -v5.13 | 111 | 5821 | Rate Constraint in lbs/MMBtu | FALSE | L | Annual | Rate | lb/MMBtu | 0 | 0.15 | 0.15 | 0.15 | 0.15 | 0.15 | 0.15
BART NOX Annual-Comanche 2 -v5.13 | 111 | 5821 | Rate Constraint in lbs/MMBtu | FALSE | L | Annual | Generation | TWh | 0 | 2.339 | 2.4756 | 2.4756 | 2.4756 | 2.4756 | 2.4756
BART NOX Annual-Comanche 2 -v5.13 | 111 | 5821 | Rate Constraint in lbs/MMBtu | FALSE | L | Annual | Qualifying Generation | TWh | 0 | 2.339 | 2.4756 | 2.4756 | 2.4756 | 2.4756 | 2.4756
BART NOX Annual-Comanche 2 -v5.13 | 111 | 5821 | Rate Constraint in lbs/MMBtu | FALSE | L | Annual | Rate | lb/MWh | 0 | 1.6115 | 1.6115 | 1.6115 | 1.6115 | 1.6115 | 1.6115
BART NOX Annual-Comanche 2 -v5.13 | 111 | 5821 | Rate Constraint in lbs/MMBtu | FALSE | L | Annual | Constraint Shadow Price | US2011$/Ton | 0 | 0 | 0 | 0 | 0 | 0 | 0
BART NOX Annual-Coronado U1B & U2B -v5.13 | 112 | 5818 | Rate Constraint in lbs/MMBtu | FALSE | L | Annual | Seasons Included | Seasons |  | Winter, Summer | Winter, Summer | Winter, Summer | Winter, Summer | Winter, Summer | Winter, Summer
BART NOX Annual-Coronado U1B & U2B -v5.13 | 112 | 5818 | Rate Constraint in lbs/MMBtu | FALSE | L | Annual | Standard NOX | lb/MMBtu | 0 | 0.065 | 0.065 | 0.065 | 0.065 | 0.065 | 0.065
BART NOX Annual-Coronado U1B & U2B -v5.13 | 112 | 5818 | Rate Constraint in lbs/MMBtu | FALSE | L | Annual | Emissions at Affected Plants NOX | Thousand Tons | 0 | 1.7893 | 1.7893 | 1.7893 | 1.7893 | 1.7893 | 1.7893
BART NOX Annual-Coronado U1B & U2B -v5.13 | 112 | 5818 | Rate Constraint in lbs/MMBtu | FALSE | L | Annual | Allowances Purchased NOX | Thousand Tons | 0 | 0 | 0 | 0 | 0 | 0 | 0
BART NOX Annual-Coronado U1B & U2B -v5.13 | 112 | 5818 | Rate Constraint in lbs/MMBtu | FALSE | L | Annual | Allowances Sold NOX | Thousand Tons | 0 | 0 | 0 | 0 | 0 | 0 | 0
BART NOX Annual-Coronado U1B & U2B -v5.13 | 112 | 5818 | Rate Constraint in lbs/MMBtu | FALSE | L | Annual | Allowances Banked | Thousand Tons | 0 | 0 | 0 | 0 | 0 | 0 | 0
BART NOX Annual-Coronado U1B & U2B -v5.13 | 112 | 5818 | Rate Constraint in lbs/MMBtu | FALSE | L | Annual | Allowances Withdrawn (1:1) | Thousand Tons | 0 | 0 | 0 | 0 | 0 | 0 | 0
BART NOX Annual-Coronado U1B & U2B -v5.13 | 112 | 5818 | Rate Constraint in lbs/MMBtu | FALSE | L | Annual | Allowances Withdrawn (n:1) | Thousand Tons | 0 | 0 | 0 | 0 | 0 | 0 | 0
BART NOX Annual-Coronado U1B & U2B -v5.13 | 112 | 5818 | Rate Constraint in lbs/MMBtu | FALSE | L | Annual | Net Emissions Allowance Position | Thousand Tons | 0 | 1.7893 | 1.7893 | 1.7893 | 1.7893 | 1.7893 | 1.7893
BART NOX Annual-Coronado U1B & U2B -v5.13 | 112 | 5818 | Rate Constraint in lbs/MMBtu | FALSE | L | Annual | Fuel Consumed | TBtu | 0 | 56.8289 | 56.8289 | 56.8289 | 56.8289 | 57.0724 | 57.0724
BART NOX Annual-Coronado U1B & U2B -v5.13 | 112 | 5818 | Rate Constraint in lbs/MMBtu | FALSE | L | Annual | Rate | lb/MMBtu | 0 | 0.062972 | 0.062972 | 0.062972 | 0.062972 | 0.062703 | 0.062703
BART NOX Annual-Coronado U1B & U2B -v5.13 | 112 | 5818 | Rate Constraint in lbs/MMBtu | FALSE | L | Annual | Generation | TWh | 0 | 5.5027 | 5.5027 | 5.5027 | 5.5027 | 5.5027 | 5.5027
BART NOX Annual-Coronado U1B & U2B -v5.13 | 112 | 5818 | Rate Constraint in lbs/MMBtu | FALSE | L | Annual | Qualifying Generation | TWh | 0 | 5.5027 | 5.5027 | 5.5027 | 5.5027 | 5.5027 | 5.5027
BART NOX Annual-Coronado U1B & U2B -v5.13 | 112 | 5818 | Rate Constraint in lbs/MMBtu | FALSE | L | Annual | Rate | lb/MWh | 0 | 0.65034 | 0.65034 | 0.65034 | 0.65034 | 0.65034 | 0.65034
BART NOX Annual-Coronado U1B & U2B -v5.13 | 112 | 5818 | Rate Constraint in lbs/MMBtu | FALSE | L | Annual | Constraint Shadow Price | US2011$/Ton | 0 | 0 | 0 | 0 | 0 | 0 | 0
BART NOX Annual-Craig C1 -v5.14 | 113 | 6120 | Rate Constraint in lbs/MMBtu | FALSE | L | Annual | Seasons Included | Seasons |  |  |  | Winter, Summer | Winter, Summer | Winter, Summer | Winter, Summer
BART NOX Annual-Craig C1 -v5.14 | 113 | 6120 | Rate Constraint in lbs/MMBtu | FALSE | L | Annual | Standard NOX | lb/MMBtu | 0 | 0 | 0.07 | 0.07 | 0.07 | 0.07 | 0.07
BART NOX Annual-Craig C1 -v5.14 | 113 | 6120 | Rate Constraint in lbs/MMBtu | FALSE | L | Annual | Emissions at Affected Plants NOX | Thousand Tons | 0 | 0 | 0 | 1.0276 | 1.0276 | 1.0276 | 1.0276
BART NOX Annual-Craig C1 -v5.14 | 113 | 6120 | Rate Constraint in lbs/MMBtu | FALSE | L | Annual | Allowances Purchased NOX | Thousand Tons | 0 | 0 | 0 | 0 | 0 | 0 | 0
BART NOX Annual-Craig C1 -v5.14 | 113 | 6120 | Rate Constraint in lbs/MMBtu | FALSE | L | Annual | Allowances Sold NOX | Thousand Tons | 0 | 0 | 0 | 0 | 0 | 0 | 0
BART NOX Annual-Craig C1 -v5.14 | 113 | 6120 | Rate Constraint in lbs/MMBtu | FALSE | L | Annual | Allowances Banked | Thousand Tons | 0 | 0 | 0 | 0 | 0 | 0 | 0
BART NOX Annual-Craig C1 -v5.14 | 113 | 6120 | Rate Constraint in lbs/MMBtu | FALSE | L | Annual | Allowances Withdrawn (1:1) | Thousand Tons | 0 | 0 | 0 | 0 | 0 | 0 | 0
BART NOX Annual-Craig C1 -v5.14 | 113 | 6120 | Rate Constraint in lbs/MMBtu | FALSE | L | Annual | Allowances Withdrawn (n:1) | Thousand Tons | 0 | 0 | 0 | 0 | 0 | 0 | 0
BART NOX Annual-Craig C1 -v5.14 | 113 | 6120 | Rate Constraint in lbs/MMBtu | FALSE | L | Annual | Net Emissions Allowance Position | Thousand Tons | 0 | 0 | 0 | 1.0276 | 1.0276 | 1.0276 | 1.0276
BART NOX Annual-Craig C1 -v5.14 | 113 | 6120 | Rate Constraint in lbs/MMBtu | FALSE | L | Annual | Fuel Consumed | TBtu | 0 | 0 | 0 | 29.3586 | 29.3586 | 29.3586 | 29.3586
BART NOX Annual-Craig C1 -v5.14 | 113 | 6120 | Rate Constraint in lbs/MMBtu | FALSE | L | Annual | Rate | lb/MMBtu | 0 | 0 | 0 | 0.07 | 0.07 | 0.07 | 0.07
BART NOX Annual-Craig C1 -v5.14 | 113 | 6120 | Rate Constraint in lbs/MMBtu | FALSE | L | Annual | Generation | TWh | 0 | 0 | 0 | 3.0531 | 3.0531 | 3.0531 | 3.0531
BART NOX Annual-Craig C1 -v5.14 | 113 | 6120 | Rate Constraint in lbs/MMBtu | FALSE | L | Annual | Qualifying Generation | TWh | 0 | 0 | 0 | 3.0531 | 3.0531 | 3.0531 | 3.0531
BART NOX Annual-Craig C1 -v5.14 | 113 | 6120 | Rate Constraint in lbs/MMBtu | FALSE | L | Annual | Rate | lb/MWh | 0 | 0 | 0 | 0.67311 | 0.67311 | 0.67311 | 0.67311
BART NOX Annual-Craig C1 -v5.14 | 113 | 6120 | Rate Constraint in lbs/MMBtu | FALSE | L | Annual | Constraint Shadow Price | US2011$/Ton | 0 | 0 | 0 | 6473.516 | 21337.7212 | 16071.184 | 22084.2485
BART NOX Annual-Craig C2 -v5.13 | 114 | 5823 | Rate Constraint in lbs/MMBtu | FALSE | L | Annual | Seasons Included | Seasons |  | Winter, Summer | Winter, Summer | Winter, Summer | Winter, Summer | Winter, Summer | Winter, Summer
BART NOX Annual-Craig C2 -v5.13 | 114 | 5823 | Rate Constraint in lbs/MMBtu | FALSE | L | Annual | Standard NOX | lb/MMBtu | 0 | 0.08 | 0.08 | 0.08 | 0.08 | 0.08 | 0.08
BART NOX Annual-Craig C2 -v5.13 | 114 | 5823 | Rate Constraint in lbs/MMBtu | FALSE | L | Annual | Emissions at Affected Plants NOX | Thousand Tons | 0 | 1.2209 | 1.2209 | 1.2209 | 1.2209 | 1.2209 | 1.2209
BART NOX Annual-Craig C2 -v5.13 | 114 | 5823 | Rate Constraint in lbs/MMBtu | FALSE | L | Annual | Allowances Purchased NOX | Thousand Tons | 0 | 0 | 0 | 0 | 0 | 0 | 0
BART NOX Annual-Craig C2 -v5.13 | 114 | 5823 | Rate Constraint in lbs/MMBtu | FALSE | L | Annual | Allowances Sold NOX | Thousand Tons | 0 | 0 | 0 | 0 | 0 | 0 | 0
BART NOX Annual-Craig C2 -v5.13 | 114 | 5823 | Rate Constraint in lbs/MMBtu | FALSE | L | Annual | Allowances Banked | Thousand Tons | 0 | 0 | 0 | 0 | 0 | 0 | 0
BART NOX Annual-Craig C2 -v5.13 | 114 | 5823 | Rate Constraint in lbs/MMBtu | FALSE | L | Annual | Allowances Withdrawn (1:1) | Thousand Tons | 0 | 0 | 0 | 0 | 0 | 0 | 0
BART NOX Annual-Craig C2 -v5.13 | 114 | 5823 | Rate Constraint in lbs/MMBtu | FALSE | L | Annual | Allowances Withdrawn (n:1) | Thousand Tons | 0 | 0 | 0 | 0 | 0 | 0 | 0
BART NOX Annual-Craig C2 -v5.13 | 114 | 5823 | Rate Constraint in lbs/MMBtu | FALSE | L | Annual | Net Emissions Allowance Position | Thousand Tons | 0 | 1.2209 | 1.2209 | 1.2209 | 1.2209 | 1.2209 | 1.2209
BART NOX Annual-Craig C2 -v5.13 | 114 | 5823 | Rate Constraint in lbs/MMBtu | FALSE | L | Annual | Fuel Consumed | TBtu | 0 | 30.5237 | 30.5237 | 30.5237 | 30.5237 | 30.5237 | 30.5237
BART NOX Annual-Craig C2 -v5.13 | 114 | 5823 | Rate Constraint in lbs/MMBtu | FALSE | L | Annual | Rate | lb/MMBtu | 0 | 0.08 | 0.08 | 0.08 | 0.08 | 0.08 | 0.08
BART NOX Annual-Craig C2 -v5.13 | 114 | 5823 | Rate Constraint in lbs/MMBtu | FALSE | L | Annual | Generation | TWh | 0 | 3.0537 | 3.0537 | 3.0537 | 3.0537 | 3.0537 | 3.0537
BART NOX Annual-Craig C2 -v5.13 | 114 | 5823 | Rate Constraint in lbs/MMBtu | FALSE | L | Annual | Qualifying Generation | TWh | 0 | 3.0537 | 3.0537 | 3.0537 | 3.0537 | 3.0537 | 3.0537
BART NOX Annual-Craig C2 -v5.13 | 114 | 5823 | Rate Constraint in lbs/MMBtu | FALSE | L | Annual | Rate | lb/MWh | 0 | 0.79966 | 0.79966 | 0.79966 | 0.79966 | 0.79966 | 0.79966
BART NOX Annual-Craig C2 -v5.13 | 114 | 5823 | Rate Constraint in lbs/MMBtu | FALSE | L | Annual | Constraint Shadow Price | US2011$/Ton | 0 | 1261.7174 | 5946.995 | 1371.3084 | 6702.0257 | 5090.236 | 0
BART NOX Annual-Dave Johnston 3 -v5.14 | 115 | 6103 | Rate Constraint in lbs/MMBtu | FALSE | L | Annual | Seasons Included | Seasons |  | Winter, Summer | Winter, Summer | Winter, Summer | Winter, Summer | Winter, Summer | Winter, Summer
BART NOX Annual-Dave Johnston 3 -v5.14 | 115 | 6103 | Rate Constraint in lbs/MMBtu | FALSE | L | Annual | Standard NOX | lb/MMBtu | 0 | 0.28 | 0.28 | 0.28 | 0.28 | 0.28 | 0.28
BART NOX Annual-Dave Johnston 3 -v5.14 | 115 | 6103 | Rate Constraint in lbs/MMBtu | FALSE | L | Annual | Emissions at Affected Plants NOX | Thousand Tons | 0 | 2.0651 | 0 | 0 | 0 | 0 | 0
BART NOX Annual-Dave Johnston 3 -v5.14 | 115 | 6103 | Rate Constraint in lbs/MMBtu | FALSE | L | Annual | Allowances Purchased NOX | Thousand Tons | 0 | 0 | 0 | 0 | 0 | 0 | 0
BART NOX Annual-Dave Johnston 3 -v5.14 | 115 | 6103 | Rate Constraint in lbs/MMBtu | FALSE | L | Annual | Allowances Sold NOX | Thousand Tons | 0 | 0 | 0 | 0 | 0 | 0 | 0
BART NOX Annual-Dave Johnston 3 -v5.14 | 115 | 6103 | Rate Constraint in lbs/MMBtu | FALSE | L | Annual | Allowances Banked | Thousand Tons | 0 | 0 | 0 | 0 | 0 | 0 | 0
BART NOX Annual-Dave Johnston 3 -v5.14 | 115 | 6103 | Rate Constraint in lbs/MMBtu | FALSE | L | Annual | Allowances Withdrawn (1:1) | Thousand Tons | 0 | 0 | 0 | 0 | 0 | 0 | 0
BART NOX Annual-Dave Johnston 3 -v5.14 | 115 | 6103 | Rate Constraint in lbs/MMBtu | FALSE | L | Annual | Allowances Withdrawn (n:1) | Thousand Tons | 0 | 0 | 0 | 0 | 0 | 0 | 0
BART NOX Annual-Dave Johnston 3 -v5.14 | 115 | 6103 | Rate Constraint in lbs/MMBtu | FALSE | L | Annual | Net Emissions Allowance Position | Thousand Tons | 0 | 2.0651 | 0 | 0 | 0 | 0 | 0
BART NOX Annual-Dave Johnston 3 -v5.14 | 115 | 6103 | Rate Constraint in lbs/MMBtu | FALSE | L | Annual | Fuel Consumed | TBtu | 0 | 18.0617 | 0 | 0 | 0 | 0 | 0
BART NOX Annual-Dave Johnston 3 -v5.14 | 115 | 6103 | Rate Constraint in lbs/MMBtu | FALSE | L | Annual | Rate | lb/MMBtu | 0 | 0.22867 | 0 | 0 | 0 | 0 | 0
BART NOX Annual-Dave Johnston 3 -v5.14 | 115 | 6103 | Rate Constraint in lbs/MMBtu | FALSE | L | Annual | Generation | TWh | 0 | 1.591 | 0 | 0 | 0 | 0 | 0
BART NOX Annual-Dave Johnston 3 -v5.14 | 115 | 6103 | Rate Constraint in lbs/MMBtu | FALSE | L | Annual | Qualifying Generation | TWh | 0 | 1.591 | 0 | 0 | 0 | 0 | 0
BART NOX Annual-Dave Johnston 3 -v5.14 | 115 | 6103 | Rate Constraint in lbs/MMBtu | FALSE | L | Annual | Rate | lb/MWh | 0 | 2.5959 | 0 | 0 | 0 | 0 | 0
BART NOX Annual-Dave Johnston 3 -v5.14 | 115 | 6103 | Rate Constraint in lbs/MMBtu | FALSE | L | Annual | Constraint Shadow Price | US2011$/Ton | 0 | 0 | 0 | 0 | 0 | 0 | 0
BART NOX Annual-Dave Johnston 4 -v5.14 | 116 | 6104 | Rate Constraint in lbs/MMBtu | FALSE | L | Annual | Seasons Included | Seasons |  | Winter, Summer | Winter, Summer | Winter, Summer | Winter, Summer | Winter, Summer | Winter, Summer
BART NOX Annual-Dave Johnston 4 -v5.14 | 116 | 6104 | Rate Constraint in lbs/MMBtu | FALSE | L | Annual | Standard NOX | lb/MMBtu | 0 | 0.15 | 0.15 | 0.15 | 0.15 | 0.15 | 0.15
BART NOX Annual-Dave Johnston 4 -v5.14 | 116 | 6104 | Rate Constraint in lbs/MMBtu | FALSE | L | Annual | Emissions at Affected Plants NOX | Thousand Tons | 0 | 1.6537 | 0 | 0 | 0 | 0 | 0
BART NOX Annual-Dave Johnston 4 -v5.14 | 116 | 6104 | Rate Constraint in lbs/MMBtu | FALSE | L | Annual | Allowances Purchased NOX | Thousand Tons | 0 | 0 | 0 | 0 | 0 | 0 | 0
BART NOX Annual-Dave Johnston 4 -v5.14 | 116 | 6104 | Rate Constraint in lbs/MMBtu | FALSE | L | Annual | Allowances Sold NOX | Thousand Tons | 0 | 0 | 0 | 0 | 0 | 0 | 0
BART NOX Annual-Dave Johnston 4 -v5.14 | 116 | 6104 | Rate Constraint in lbs/MMBtu | FALSE | L | Annual | Allowances Banked | Thousand Tons | 0 | 0 | 0 | 0 | 0 | 0 | 0
BART NOX Annual-Dave Johnston 4 -v5.14 | 116 | 6104 | Rate Constraint in lbs/MMBtu | FALSE | L | Annual | Allowances Withdrawn (1:1) | Thousand Tons | 0 | 0 | 0 | 0 | 0 | 0 | 0
BART NOX Annual-Dave Johnston 4 -v5.14 | 116 | 6104 | Rate Constraint in lbs/MMBtu | FALSE | L | Annual | Allowances Withdrawn (n:1) | Thousand Tons | 0 | 0 | 0 | 0 | 0 | 0 | 0
BART NOX Annual-Dave Johnston 4 -v5.14 | 116 | 6104 | Rate Constraint in lbs/MMBtu | FALSE | L | Annual | Net Emissions Allowance Position | Thousand Tons | 0 | 1.6537 | 0 | 0 | 0 | 0 | 0
BART NOX Annual-Dave Johnston 4 -v5.14 | 116 | 6104 | Rate Constraint in lbs/MMBtu | FALSE | L | Annual | Fuel Consumed | TBtu | 0 | 27.5624 | 0 | 0 | 0 | 0 | 0
BART NOX Annual-Dave Johnston 4 -v5.14 | 116 | 6104 | Rate Constraint in lbs/MMBtu | FALSE | L | Annual | Rate | lb/MMBtu | 0 | 0.12 | 0 | 0 | 0 | 0 | 0
BART NOX Annual-Dave Johnston 4 -v5.14 | 116 | 6104 | Rate Constraint in lbs/MMBtu | FALSE | L | Annual | Generation | TWh | 0 | 2.4389 | 0 | 0 | 0 | 0 | 0
BART NOX Annual-Dave Johnston 4 -v5.14 | 116 | 6104 | Rate Constraint in lbs/MMBtu | FALSE | L | Annual | Qualifying Generation | TWh | 0 | 2.4389 | 0 | 0 | 0 | 0 | 0
BART NOX Annual-Dave Johnston 4 -v5.14 | 116 | 6104 | Rate Constraint in lbs/MMBtu | FALSE | L | Annual | Rate | lb/MWh | 0 | 1.3561 | 0 | 0 | 0 | 0 | 0
BART NOX Annual-Dave Johnston 4 -v5.14 | 116 | 6104 | Rate Constraint in lbs/MMBtu | FALSE | L | Annual | Constraint Shadow Price | US2011$/Ton | 0 | 0 | 0 | 0 | 0 | 0 | 0
BART NOX Annual-Four Corners 4 -v5.14 | 117 | 6235 | Rate Constraint in lbs/MMBtu | FALSE | L | Annual | Seasons Included | Seasons |  | Winter, Summer | Winter, Summer | Winter, Summer | Winter, Summer | Winter, Summer | Winter, Summer
BART NOX Annual-Four Corners 4 -v5.14 | 117 | 6235 | Rate Constraint in lbs/MMBtu | FALSE | L | Annual | Standard NOX | lb/MMBtu | 0 | 0.098 | 0.098 | 0.098 | 0.098 | 0.098 | 0.098
BART NOX Annual-Four Corners 4 -v5.14 | 117 | 6235 | Rate Constraint in lbs/MMBtu | FALSE | L | Annual | Emissions at Affected Plants NOX | Thousand Tons | 0 | 2.7465 | 2.7418 | 2.7465 | 2.7465 | 2.7465 | 2.7465
BART NOX Annual-Four Corners 4 -v5.14 | 117 | 6235 | Rate Constraint in lbs/MMBtu | FALSE | L | Annual | Allowances Purchased NOX | Thousand Tons | 0 | 0 | 0 | 0 | 0 | 0 | 0
BART NOX Annual-Four Corners 4 -v5.14 | 117 | 6235 | Rate Constraint in lbs/MMBtu | FALSE | L | Annual | Allowances Sold NOX | Thousand Tons | 0 | 0 | 0 | 0 | 0 | 0 | 0
BART NOX Annual-Four Corners 4 -v5.14 | 117 | 6235 | Rate Constraint in lbs/MMBtu | FALSE | L | Annual | Allowances Banked | Thousand Tons | 0 | 0 | 0 | 0 | 0 | 0 | 0
BART NOX Annual-Four Corners 4 -v5.14 | 117 | 6235 | Rate Constraint in lbs/MMBtu | FALSE | L | Annual | Allowances Withdrawn (1:1) | Thousand Tons | 0 | 0 | 0 | 0 | 0 | 0 | 0
BART NOX Annual-Four Corners 4 -v5.14 | 117 | 6235 | Rate Constraint in lbs/MMBtu | FALSE | L | Annual | Allowances Withdrawn (n:1) | Thousand Tons | 0 | 0 | 0 | 0 | 0 | 0 | 0
BART NOX Annual-Four Corners 4 -v5.14 | 117 | 6235 | Rate Constraint in lbs/MMBtu | FALSE | L | Annual | Net Emissions Allowance Position | Thousand Tons | 0 | 2.7465 | 2.7418 | 2.7465 | 2.7465 | 2.7465 | 2.7465
BART NOX Annual-Four Corners 4 -v5.14 | 117 | 6235 | Rate Constraint in lbs/MMBtu | FALSE | L | Annual | Fuel Consumed | TBtu | 0 | 56.0517 | 55.9549 | 56.0517 | 56.0517 | 56.0517 | 56.0517
BART NOX Annual-Four Corners 4 -v5.14 | 117 | 6235 | Rate Constraint in lbs/MMBtu | FALSE | L | Annual | Rate | lb/MMBtu | 0 | 0.098 | 0.098 | 0.098 | 0.098 | 0.098 | 0.098
BART NOX Annual-Four Corners 4 -v5.14 | 117 | 6235 | Rate Constraint in lbs/MMBtu | FALSE | L | Annual | Generation | TWh | 0 | 5.583 | 5.5733 | 5.583 | 5.583 | 5.583 | 5.583
BART NOX Annual-Four Corners 4 -v5.14 | 117 | 6235 | Rate Constraint in lbs/MMBtu | FALSE | L | Annual | Qualifying Generation | TWh | 0 | 5.583 | 5.5733 | 5.583 | 5.583 | 5.583 | 5.583
BART NOX Annual-Four Corners 4 -v5.14 | 117 | 6235 | Rate Constraint in lbs/MMBtu | FALSE | L | Annual | Rate | lb/MWh | 0 | 0.9839 | 0.9839 | 0.9839 | 0.9839 | 0.9839 | 0.9839
BART NOX Annual-Four Corners 4 -v5.14 | 117 | 6235 | Rate Constraint in lbs/MMBtu | FALSE | L | Annual | Constraint Shadow Price | US2011$/Ton | 0 | 810.3961 | 1885.4851 | 1614.5612 | 1430.9654 | 4141.6027 | 0
BART NOX Annual-Four Corners 5 -v5.14 | 118 | 6236 | Rate Constraint in lbs/MMBtu | FALSE | L | Annual | Seasons Included | Seasons |  | Winter, Summer | Winter, Summer | Winter, Summer | Winter, Summer | Winter, Summer | Winter, Summer
BART NOX Annual-Four Corners 5 -v5.14 | 118 | 6236 | Rate Constraint in lbs/MMBtu | FALSE | L | Annual | Standard NOX | lb/MMBtu | 0 | 0.098 | 0.098 | 0.098 | 0.098 | 0.098 | 0.098
BART NOX Annual-Four Corners 5 -v5.14 | 118 | 6236 | Rate Constraint in lbs/MMBtu | FALSE | L | Annual | Emissions at Affected Plants NOX | Thousand Tons | 0 | 2.7325 | 2.7278 | 2.7325 | 2.7325 | 2.7325 | 2.7325
BART NOX Annual-Four Corners 5 -v5.14 | 118 | 6236 | Rate Constraint in lbs/MMBtu | FALSE | L | Annual | Allowances Purchased NOX | Thousand Tons | 0 | 0 | 0 | 0 | 0 | 0 | 0
BART NOX Annual-Four Corners 5 -v5.14 | 118 | 6236 | Rate Constraint in lbs/MMBtu | FALSE | L | Annual | Allowances Sold NOX | Thousand Tons | 0 | 0 | 0 | 0 | 0 | 0 | 0
BART NOX Annual-Four Corners 5 -v5.14 | 118 | 6236 | Rate Constraint in lbs/MMBtu | FALSE | L | Annual | Allowances Banked | Thousand Tons | 0 | 0 | 0 | 0 | 0 | 0 | 0
BART NOX Annual-Four Corners 5 -v5.14 | 118 | 6236 | Rate Constraint in lbs/MMBtu | FALSE | L | Annual | Allowances Withdrawn (1:1) | Thousand Tons | 0 | 0 | 0 | 0 | 0 | 0 | 0
BART NOX Annual-Four Corners 5 -v5.14 | 118 | 6236 | Rate Constraint in lbs/MMBtu | FALSE | L | Annual | Allowances Withdrawn (n:1) | Thousand Tons | 0 | 0 | 0 | 0 | 0 | 0 | 0
BART NOX Annual-Four Corners 5 -v5.14 | 118 | 6236 | Rate Constraint in lbs/MMBtu | FALSE | L | Annual | Net Emissions Allowance Position | Thousand Tons | 0 | 2.7325 | 2.7278 | 2.7325 | 2.7325 | 2.7325 | 2.7325
BART NOX Annual-Four Corners 5 -v5.14 | 118 | 6236 | Rate Constraint in lbs/MMBtu | FALSE | L | Annual | Fuel Consumed | TBtu | 0 | 55.7654 | 55.669 | 55.7654 | 55.7654 | 55.7654 | 55.7654
BART NOX Annual-Four Corners 5 -v5.14 | 118 | 6236 | Rate Constraint in lbs/MMBtu | FALSE | L | Annual | Rate | lb/MMBtu | 0 | 0.098 | 0.098 | 0.098 | 0.098 | 0.098 | 0.098
BART NOX Annual-Four Corners 5 -v5.14 | 118 | 6236 | Rate Constraint in lbs/MMBtu | FALSE | L | Annual | Generation | TWh | 0 | 5.5829 | 5.5733 | 5.5829 | 5.5829 | 5.5829 | 5.5829
BART NOX Annual-Four Corners 5 -v5.14 | 118 | 6236 | Rate Constraint in lbs/MMBtu | FALSE | L | Annual | Qualifying Generation | TWh | 0 | 5.5829 | 5.5733 | 5.5829 | 5.5829 | 5.5829 | 5.5829
BART NOX Annual-Four Corners 5 -v5.14 | 118 | 6236 | Rate Constraint in lbs/MMBtu | FALSE | L | Annual | Rate | lb/MWh | 0 | 0.97888 | 0.97888 | 0.97888 | 0.97888 | 0.97888 | 0.97888
BART NOX Annual-Four Corners 5 -v5.14 | 118 | 6236 | Rate Constraint in lbs/MMBtu | FALSE | L | Annual | Constraint Shadow Price | US2011$/Ton | 0 | 802.5038 | 3464.0687 | 0 | 1408.0214 | 4058.0378 | 0
BART NOX Annual-Gerald Gentleman 1 -v5.13 | 119 | 5838 | Rate Constraint in lbs/MMBtu | FALSE | L | Annual | Seasons Included | Seasons |  | Winter, Summer | Winter, Summer | Winter, Summer | Winter, Summer | Winter, Summer | Winter, Summer
BART NOX Annual-Gerald Gentleman 1 -v5.13 | 119 | 5838 | Rate Constraint in lbs/MMBtu | FALSE | L | Annual | Standard NOX | lb/MMBtu | 0 | 0.23 | 0.23 | 0.23 | 0.23 | 0.23 | 0.23
BART NOX Annual-Gerald Gentleman 1 -v5.13 | 119 | 5838 | Rate Constraint in lbs/MMBtu | FALSE | L | Annual | Emissions at Affected Plants NOX | Thousand Tons | 0 | 4.9063 | 4.8978 | 4.9063 | 4.9063 | 4.9063 | 4.9063
BART NOX Annual-Gerald Gentleman 1 -v5.13 | 119 | 5838 | Rate Constraint in lbs/MMBtu | FALSE | L | Annual | Allowances Purchased NOX | Thousand Tons | 0 | 0 | 0 | 0 | 0 | 0 | 0
BART NOX Annual-Gerald Gentleman 1 -v5.13 | 119 | 5838 | Rate Constraint in lbs/MMBtu | FALSE | L | Annual | Allowances Sold NOX | Thousand Tons | 0 | 0 | 0 | 0 | 0 | 0 | 0
BART NOX Annual-Gerald Gentleman 1 -v5.13 | 119 | 5838 | Rate Constraint in lbs/MMBtu | FALSE | L | Annual | Allowances Banked | Thousand Tons | 0 | 0 | 0 | 0 | 0 | 0 | 0
BART NOX Annual-Gerald Gentleman 1 -v5.13 | 119 | 5838 | Rate Constraint in lbs/MMBtu | FALSE | L | Annual | Allowances Withdrawn (1:1) | Thousand Tons | 0 | 0 | 0 | 0 | 0 | 0 | 0
BART NOX Annual-Gerald Gentleman 1 -v5.13 | 119 | 5838 | Rate Constraint in lbs/MMBtu | FALSE | L | Annual | Allowances Withdrawn (n:1) | Thousand Tons | 0 | 0 | 0 | 0 | 0 | 0 | 0
BART NOX Annual-Gerald Gentleman 1 -v5.13 | 119 | 5838 | Rate Constraint in lbs/MMBtu | FALSE | L | Annual | Net Emissions Allowance Position | Thousand Tons | 0 | 4.9063 | 4.8978 | 4.9063 | 4.9063 | 4.9063 | 4.9063
BART NOX Annual-Gerald Gentleman 1 -v5.13 | 119 | 5838 | Rate Constraint in lbs/MMBtu | FALSE | L | Annual | Fuel Consumed | TBtu | 0 | 49.7029 | 49.617 | 49.7029 | 49.7029 | 49.7029 | 49.7029
BART NOX Annual-Gerald Gentleman 1 -v5.13 | 119 | 5838 | Rate Constraint in lbs/MMBtu | FALSE | L | Annual | Rate | lb/MMBtu | 0 | 0.19743 | 0.19743 | 0.19743 | 0.19743 | 0.19743 | 0.19743
BART NOX Annual-Gerald Gentleman 1 -v5.13 | 119 | 5838 | Rate Constraint in lbs/MMBtu | FALSE | L | Annual | Generation | TWh | 0 | 4.8295 | 4.8212 | 4.8295 | 4.8295 | 4.8295 | 4.8295
BART NOX Annual-Gerald Gentleman 1 -v5.13 | 119 | 5838 | Rate Constraint in lbs/MMBtu | FALSE | L | Annual | Qualifying Generation | TWh | 0 | 4.8295 | 4.8212 | 4.8295 | 4.8295 | 4.8295 | 4.8295
BART NOX Annual-Gerald Gentleman 1 -v5.13 | 119 | 5838 | Rate Constraint in lbs/MMBtu | FALSE | L | Annual | Rate | lb/MWh | 0 | 2.0318 | 2.0318 | 2.0318 | 2.0318 | 2.0318 | 2.0318
BART NOX Annual-Gerald Gentleman 1 -v5.13 | 119 | 5838 | Rate Constraint in lbs/MMBtu | FALSE | L | Annual | Constraint Shadow Price | US2011$/Ton | 0 | 0 | 0 | 0 | 0 | 0 | 0
BART NOX Annual-Gerald Gentleman 1 -v5.14 | 120 | 6089 | Rate Constraint in lbs/MMBtu | FALSE | L | Annual | Seasons Included | Seasons | Winter, Summer | Winter, Summer | Winter, Summer | Winter, Summer | Winter, Summer | Winter, Summer | Winter, Summer
BART NOX Annual-Gerald Gentleman 1 -v5.14 | 120 | 6089 | Rate Constraint in lbs/MMBtu | FALSE | L | Annual | Standard NOX | lb/MMBtu | 0.23 | 0.23 | 0.23 | 0.23 | 0.23 | 0.23 | 0.23
BART NOX Annual-Gerald Gentleman 1 -v5.14 | 120 | 6089 | Rate Constraint in lbs/MMBtu | FALSE | L | Annual | Emissions at Affected Plants NOX | Thousand Tons | 4.9063 | 4.9063 | 4.8978 | 4.9063 | 4.9063 | 4.9063 | 4.9063
BART NOX Annual-Gerald Gentleman 1 -v5.14 | 120 | 6089 | Rate Constraint in lbs/MMBtu | FALSE | L | Annual | Allowances Purchased NOX | Thousand Tons | 0 | 0 | 0 | 0 | 0 | 0 | 0
BART NOX Annual-Gerald Gentleman 1 -v5.14 | 120 | 6089 | Rate Constraint in lbs/MMBtu | FALSE | L | Annual | Allowances Sold NOX | Thousand Tons | 0 | 0 | 0 | 0 | 0 | 0 | 0
BART NOX Annual-Gerald Gentleman 1 -v5.14 | 120 | 6089 | Rate Constraint in lbs/MMBtu | FALSE | L | Annual | Allowances Banked | Thousand Tons | 0 | 0 | 0 | 0 | 0 | 0 | 0
BART NOX Annual-Gerald Gentleman 1 -v5.14 | 120 | 6089 | Rate Constraint in lbs/MMBtu | FALSE | L | Annual | Allowances Withdrawn (1:1) | Thousand Tons | 0 | 0 | 0 | 0 | 0 | 0 | 0
BART NOX Annual-Gerald Gentleman 1 -v5.14 | 120 | 6089 | Rate Constraint in lbs/MMBtu | FALSE | L | Annual | Allowances Withdrawn (n:1) | Thousand Tons | 0 | 0 | 0 | 0 | 0 | 0 | 0
BART NOX Annual-Gerald Gentleman 1 -v5.14 | 120 | 6089 | Rate Constraint in lbs/MMBtu | FALSE | L | Annual | Net Emissions Allowance Position | Thousand Tons | 4.9063 | 4.9063 | 4.8978 | 4.9063 | 4.9063 | 4.9063 | 4.9063
BART NOX Annual-Gerald Gentleman 1 -v5.14 | 120 | 6089 | Rate Constraint in lbs/MMBtu | FALSE | L | Annual | Fuel Consumed | TBtu | 49.7029 | 49.7029 | 49.617 | 49.7029 | 49.7029 | 49.7029 | 49.7029
BART NOX Annual-Gerald Gentleman 1 -v5.14 | 120 | 6089 | Rate Constraint in lbs/MMBtu | FALSE | L | Annual | Rate | lb/MMBtu | 0.19743 | 0.19743 | 0.19743 | 0.19743 | 0.19743 | 0.19743 | 0.19743
BART NOX Annual-Gerald Gentleman 1 -v5.14 | 120 | 6089 | Rate Constraint in lbs/MMBtu | FALSE | L | Annual | Generation | TWh | 4.8295 | 4.8295 | 4.8212 | 4.8295 | 4.8295 | 4.8295 | 4.8295
BART NOX Annual-Gerald Gentleman 1 -v5.14 | 120 | 6089 | Rate Constraint in lbs/MMBtu | FALSE | L | Annual | Qualifying Generation | TWh | 4.8295 | 4.8295 | 4.8212 | 4.8295 | 4.8295 | 4.8295 | 4.8295
BART NOX Annual-Gerald Gentleman 1 -v5.14 | 120 | 6089 | Rate Constraint in lbs/MMBtu | FALSE | L | Annual | Rate | lb/MWh | 2.0318 | 2.0318 | 2.0318 | 2.0318 | 2.0318 | 2.0318 | 2.0318
BART NOX Annual-Gerald Gentleman 1 -v5.14 | 120 | 6089 | Rate Constraint in lbs/MMBtu | FALSE | L | Annual | Constraint Shadow Price | US2011$/Ton | 0 | 0 | 0 | 0 | 0 | 0 | 0
BART NOX Annual-Gerald Gentleman 2 -v5.13 | 121 | 5839 | Rate Constraint in lbs/MMBtu | FALSE | L | Annual | Seasons Included | Seasons |  | Winter, Summer | Winter, Summer | Winter, Summer | Winter, Summer | Winter, Summer | Winter, Summer
BART NOX Annual-Gerald Gentleman 2 -v5.13 | 121 | 5839 | Rate Constraint in lbs/MMBtu | FALSE | L | Annual | Standard NOX | lb/MMBtu | 0 | 0.23 | 0.23 | 0.23 | 0.23 | 0.23 | 0.23
BART NOX Annual-Gerald Gentleman 2 -v5.13 | 121 | 5839 | Rate Constraint in lbs/MMBtu | FALSE | L | Annual | Emissions at Affected Plants NOX | Thousand Tons | 0 | 4.7363 | 4.7281 | 4.7363 | 4.7363 | 4.7363 | 4.7363
BART NOX Annual-Gerald Gentleman 2 -v5.13 | 121 | 5839 | Rate Constraint in lbs/MMBtu | FALSE | L | Annual | Allowances Purchased NOX | Thousand Tons | 0 | 0 | 0 | 0 | 0 | 0 | 0
BART NOX Annual-Gerald Gentleman 2 -v5.13 | 121 | 5839 | Rate Constraint in lbs/MMBtu | FALSE | L | Annual | Allowances Sold NOX | Thousand Tons | 0 | 0 | 0 | 0 | 0 | 0 | 0
BART NOX Annual-Gerald Gentleman 2 -v5.13 | 121 | 5839 | Rate Constraint in lbs/MMBtu | FALSE | L | Annual | Allowances Banked | Thousand Tons | 0 | 0 | 0 | 0 | 0 | 0 | 0
BART NOX Annual-Gerald Gentleman 2 -v5.13 | 121 | 5839 | Rate Constraint in lbs/MMBtu | FALSE | L | Annual | Allowances Withdrawn (1:1) | Thousand Tons | 0 | 0 | 0 | 0 | 0 | 0 | 0
BART NOX Annual-Gerald Gentleman 2 -v5.13 | 121 | 5839 | Rate Constraint in lbs/MMBtu | FALSE | L | Annual | Allowances Withdrawn (n:1) | Thousand Tons | 0 | 0 | 0 | 0 | 0 | 0 | 0
BART NOX Annual-Gerald Gentleman 2 -v5.13 | 121 | 5839 | Rate Constraint in lbs/MMBtu | FALSE | L | Annual | Net Emissions Allowance Position | Thousand Tons | 0 | 4.7363 | 4.7281 | 4.7363 | 4.7363 | 4.7363 | 4.7363
BART NOX Annual-Gerald Gentleman 2 -v5.13 | 121 | 5839 | Rate Constraint in lbs/MMBtu | FALSE | L | Annual | Fuel Consumed | TBtu | 0 | 52.625 | 52.5341 | 52.625 | 52.625 | 52.625 | 52.625
BART NOX Annual-Gerald Gentleman 2 -v5.13 | 121 | 5839 | Rate Constraint in lbs/MMBtu | FALSE | L | Annual | Rate | lb/MMBtu | 0 | 0.18 | 0.18 | 0.18 | 0.18 | 0.18 | 0.18
BART NOX Annual-Gerald Gentleman 2 -v5.13 | 121 | 5839 | Rate Constraint in lbs/MMBtu | FALSE | L | Annual | Generation | TWh | 0 | 5.0836 | 5.0748 | 5.0836 | 5.0836 | 5.0836 | 5.0836
BART NOX Annual-Gerald Gentleman 2 -v5.13 | 121 | 5839 | Rate Constraint in lbs/MMBtu | FALSE | L | Annual | Qualifying Generation | TWh | 0 | 5.0836 | 5.0748 | 5.0836 | 5.0836 | 5.0836 | 5.0836
BART NOX Annual-Gerald Gentleman 2 -v5.13 | 121 | 5839 | Rate Constraint in lbs/MMBtu | FALSE | L | Annual | Rate | lb/MWh | 0 | 1.8634 | 1.8634 | 1.8634 | 1.8634 | 1.8634 | 1.8634
BART NOX Annual-Gerald Gentleman 2 -v5.13 | 121 | 5839 | Rate Constraint in lbs/MMBtu | FALSE | L | Annual | Constraint Shadow Price | US2011$/Ton | 0 | 0 | 0 | 0 | 0 | 0 | 0
BART NOX Annual-Gerald Gentleman 2 -v5.14 | 122 | 6090 | Rate Constraint in lbs/MMBtu | FALSE | L | Annual | Seasons Included | Seasons | Winter, Summer | Winter, Summer | Winter, Summer | Winter, Summer | Winter, Summer | Winter, Summer | Winter, Summer
BART NOX Annual-Gerald Gentleman 2 -v5.14 | 122 | 6090 | Rate Constraint in lbs/MMBtu | FALSE | L | Annual | Standard NOX | lb/MMBtu | 0.23 | 0.23 | 0.23 | 0.23 | 0.23 | 0.23 | 0.23
BART NOX Annual-Gerald Gentleman 2 -v5.14 | 122 | 6090 | Rate Constraint in lbs/MMBtu | FALSE | L | Annual | Emissions at Affected Plants NOX | Thousand Tons | 4.7363 | 4.7363 | 4.7281 | 4.7363 | 4.7363 | 4.7363 | 4.7363
BART NOX Annual-Gerald Gentleman 2 -v5.14 | 122 | 6090 | Rate Constraint in lbs/MMBtu | FALSE | L | Annual | Allowances Purchased NOX | Thousand Tons | 0 | 0 | 0 | 0 | 0 | 0 | 0
BART NOX Annual-Gerald Gentleman 2 -v5.14 | 122 | 6090 | Rate Constraint in lbs/MMBtu | FALSE | L | Annual | Allowances Sold NOX | Thousand Tons | 0 | 0 | 0 | 0 | 0 | 0 | 0
BART NOX Annual-Gerald Gentleman 2 -v5.14 | 122 | 6090 | Rate Constraint in lbs/MMBtu | FALSE | L | Annual | Allowances Banked | Thousand Tons | 0 | 0 | 0 | 0 | 0 | 0 | 0
BART NOX Annual-Gerald Gentleman 2 -v5.14 | 122 | 6090 | Rate Constraint in lbs/MMBtu | FALSE | L | Annual | Allowances Withdrawn (1:1) | Thousand Tons | 0 | 0 | 0 | 0 | 0 | 0 | 0
BART NOX Annual-Gerald Gentleman 2 -v5.14 | 122 | 6090 | Rate Constraint in lbs/MMBtu | FALSE | L | Annual | Allowances Withdrawn (n:1) | Thousand Tons | 0 | 0 | 0 | 0 | 0 | 0 | 0
BART NOX Annual-Gerald Gentleman 2 -v5.14 | 122 | 6090 | Rate Constraint in lbs/MMBtu | FALSE | L | Annual | Net Emissions Allowance Position | Thousand Tons | 4.7363 | 4.7363 | 4.7281 | 4.7363 | 4.7363 | 4.7363 | 4.7363
BART NOX Annual-Gerald Gentleman 2 -v5.14 | 122 | 6090 | Rate Constraint in lbs/MMBtu | FALSE | L | Annual | Fuel Consumed | TBtu | 52.625 | 52.625 | 52.5341 | 52.625 | 52.625 | 52.625 | 52.625
BART NOX Annual-Gerald Gentleman 2 -v5.14 | 122 | 6090 | Rate Constraint in lbs/MMBtu | FALSE | L | Annual | Rate | lb/MMBtu | 0.18 | 0.18 | 0.18 | 0.18 | 0.18 | 0.18 | 0.18
BART NOX Annual-Gerald Gentleman 2 -v5.14 | 122 | 6090 | Rate Constraint in lbs/MMBtu | FALSE | L | Annual | Generation | TWh | 5.0836 | 5.0836 | 5.0748 | 5.0836 | 5.0836 | 5.0836 | 5.0836
BART NOX Annual-Gerald Gentleman 2 -v5.14 | 122 | 6090 | Rate Constraint in lbs/MMBtu | FALSE | L | Annual | Qualifying Generation | TWh | 5.0836 | 5.0836 | 5.0748 | 5.0836 | 5.0836 | 5.0836 | 5.0836
BART NOX Annual-Gerald Gentleman 2 -v5.14 | 122 | 6090 | Rate Constraint in lbs/MMBtu | FALSE | L | Annual | Rate | lb/MWh | 1.8634 | 1.8634 | 1.8634 | 1.8634 | 1.8634 | 1.8634 | 1.8634
BART NOX Annual-Gerald Gentleman 2 -v5.14 | 122 | 6090 | Rate Constraint in lbs/MMBtu | FALSE | L | Annual | Constraint Shadow Price | US2011$/Ton | 0 | 0 | 0 | 0 | 0 | 0 | 0
BART NOX Annual-Hayden H1 -v5.13 | 123 | 5824 | Rate Constraint in lbs/MMBtu | FALSE | L | Annual | Seasons Included | Seasons |  | Winter, Summer | Winter, Summer | Winter, Summer | Winter, Summer | Winter, Summer | Winter, Summer
BART NOX Annual-Hayden H1 -v5.13 | 123 | 5824 | Rate Constraint in lbs/MMBtu | FALSE | L | Annual | Standard NOX | lb/MMBtu | 0 | 0.08 | 0.08 | 0.08 | 0.08 | 0.08 | 0.08
BART NOX Annual-Hayden H1 -v5.13 | 123 | 5824 | Rate Constraint in lbs/MMBtu | FALSE | L | Annual | Emissions at Affected Plants NOX | Thousand Tons | 0 | 0.5225 | 0.5225 | 0.5225 | 0.5225 | 0.5225 | 0.5225
BART NOX Annual-Hayden H1 -v5.13 | 123 | 5824 | Rate Constraint in lbs/MMBtu | FALSE | L | Annual | Allowances Purchased NOX | Thousand Tons | 0 | 0 | 0 | 0 | 0 | 0 | 0
BART NOX Annual-Hayden H1 -v5.13 | 123 | 5824 | Rate Constraint in lbs/MMBtu | FALSE | L | Annual | Allowances Sold NOX | Thousand Tons | 0 | 0 | 0 | 0 | 0 | 0 | 0
BART NOX Annual-Hayden H1 -v5.13 | 123 | 5824 | Rate Constraint in lbs/MMBtu | FALSE | L | Annual | Allowances Banked | Thousand Tons | 0 | 0 | 0 | 0 | 0 | 0 | 0
BART NOX Annual-Hayden H1 -v5.13 | 123 | 5824 | Rate Constraint in lbs/MMBtu | FALSE | L | Annual | Allowances Withdrawn (1:1) | Thousand Tons | 0 | 0 | 0 | 0 | 0 | 0 | 0
BART NOX Annual-Hayden H1 -v5.13 | 123 | 5824 | Rate Constraint in lbs/MMBtu | FALSE | L | Annual | Allowances Withdrawn (n:1) | Thousand Tons | 0 | 0 | 0 | 0 | 0 | 0 | 0
BART NOX Annual-Hayden H1 -v5.13 | 123 | 5824 | Rate Constraint in lbs/MMBtu | FALSE | L | Annual | Net Emissions Allowance Position | Thousand Tons | 0 | 0.5225 | 0.5225 | 0.5225 | 0.5225 | 0.5225 | 0.5225
BART NOX Annual-Hayden H1 -v5.13 | 123 | 5824 | Rate Constraint in lbs/MMBtu | FALSE | L | Annual | Fuel Consumed | TBtu | 0 | 14.9286 | 14.9286 | 14.9286 | 14.9286 | 14.9286 | 14.9286
BART NOX Annual-Hayden H1 -v5.13 | 123 | 5824 | Rate Constraint in lbs/MMBtu | FALSE | L | Annual | Rate | lb/MMBtu | 0 | 0.07 | 0.07 | 0.07 | 0.07 | 0.07 | 0.07
BART NOX Annual-Hayden H1 -v5.13 | 123 | 5824 | Rate Constraint in lbs/MMBtu | FALSE | L | Annual | Generation | TWh | 0 | 1.3698 | 1.3698 | 1.3698 | 1.3698 | 1.3698 | 1.3698
BART NOX Annual-Hayden H1 -v5.13 | 123 | 5824 | Rate Constraint in lbs/MMBtu | FALSE | L | Annual | Qualifying Generation | TWh | 0 | 1.3698 | 1.3698 | 1.3698 | 1.3698 | 1.3698 | 1.3698
BART NOX Annual-Hayden H1 -v5.13 | 123 | 5824 | Rate Constraint in lbs/MMBtu | FALSE | L | Annual | Rate | lb/MWh | 0 | 0.76286 | 0.76286 | 0.76286 | 0.76286 | 0.76286 | 0.76286
BART NOX Annual-Hayden H1 -v5.13 | 123 | 5824 | Rate Constraint in lbs/MMBtu | FALSE | L | Annual | Constraint Shadow Price | US2011$/Ton | 0 | 0 | 0 | 0 | 0 | 0 | 0
BART NOX Annual-Hayden H2 -v5.13 | 124 | 5825 | Rate Constraint in lbs/MMBtu | FALSE | L | Annual | Seasons Included | Seasons |  | Winter, Summer | Winter, Summer | Winter, Summer | Winter, Summer | Winter, Summer | Winter, Summer
BART NOX Annual-Hayden H2 -v5.13 | 124 | 5825 | Rate Constraint in lbs/MMBtu | FALSE | L | Annual | Standard NOX | lb/MMBtu | 0 | 0.07 | 0.07 | 0.07 | 0.07 | 0.07 | 0.07
BART NOX Annual-Hayden H2 -v5.13 | 124 | 5825 | Rate Constraint in lbs/MMBtu | FALSE | L | Annual | Emissions at Affected Plants NOX | Thousand Tons | 0 | 0.71881 | 0.71881 | 0.71881 | 0.71881 | 0.71881 | 0.71881
BART NOX Annual-Hayden H2 -v5.13 | 124 | 5825 | Rate Constraint in lbs/MMBtu | FALSE | L | Annual | Allowances Purchased NOX | Thousand Tons | 0 | 0 | 0 | 0 | 0 | 0 | 0
BART NOX Annual-Hayden H2 -v5.13 | 124 | 5825 | Rate Constraint in lbs/MMBtu | FALSE | L | Annual | Allowances Sold NOX | Thousand Tons | 0 | 0 | 0 | 0 | 0 | 0 | 0
BART NOX Annual-Hayden H2 -v5.13 | 124 | 5825 | Rate Constraint in lbs/MMBtu | FALSE | L | Annual | Allowances Banked | Thousand Tons | 0 | 0 | 0 | 0 | 0 | 0 | 0
BART NOX Annual-Hayden H2 -v5.13 | 124 | 5825 | Rate Constraint in lbs/MMBtu | FALSE | L | Annual | Allowances Withdrawn (1:1) | Thousand Tons | 0 | 0 | 0 | 0 | 0 | 0 | 0
BART NOX Annual-Hayden H2 -v5.13 | 124 | 5825 | Rate Constraint in lbs/MMBtu | FALSE | L | Annual | Allowances Withdrawn (n:1) | Thousand Tons | 0 | 0 | 0 | 0 | 0 | 0 | 0
BART NOX Annual-Hayden H2 -v5.13 | 124 | 5825 | Rate Constraint in lbs/MMBtu | FALSE | L | Annual | Net Emissions Allowance Position | Thousand Tons | 0 | 0.71881 | 0.71881 | 0.71881 | 0.71881 | 0.71881 | 0.71881
BART NOX Annual-Hayden H2 -v5.13 | 124 | 5825 | Rate Constraint in lbs/MMBtu | FALSE | L | Annual | Fuel Consumed | TBtu | 0 | 20.5373 | 20.5373 | 20.5373 | 20.5373 | 20.5373 | 20.5373
BART NOX Annual-Hayden H2 -v5.13 | 124 | 5825 | Rate Constraint in lbs/MMBtu | FALSE | L | Annual | Rate | lb/MMBtu | 0 | 0.07 | 0.07 | 0.07 | 0.07 | 0.07 | 0.07
BART NOX Annual-Hayden H2 -v5.13 | 124 | 5825 | Rate Constraint in lbs/MMBtu | FALSE | L | Annual | Generation | TWh | 0 | 1.8958 | 1.8958 | 1.8958 | 1.8958 | 1.8958 | 1.8958
BART NOX Annual-Hayden H2 -v5.13 | 124 | 5825 | Rate Constraint in lbs/MMBtu | FALSE | L | Annual | Qualifying Generation | TWh | 0 | 1.8958 | 1.8958 | 1.8958 | 1.8958 | 1.8958 | 1.8958
BART NOX Annual-Hayden H2 -v5.13 | 124 | 5825 | Rate Constraint in lbs/MMBtu | FALSE | L | Annual | Rate | lb/MWh | 0 | 0.75831 | 0.75831 | 0.75831 | 0.75831 | 0.75831 | 0.75831
BART NOX Annual-Hayden H2 -v5.13 | 124 | 5825 | Rate Constraint in lbs/MMBtu | FALSE | L | Annual | Constraint Shadow Price | US2011$/Ton | 0 | 0 | 0 | 0 | 0 | 0 | 0
BART NOX Annual-J E Corette Plant 2 -v5.13 | 125 | 5837 | Rate Constraint in lbs/MMBtu | FALSE | L | Annual | Seasons Included | Seasons |  | Winter, Summer | Winter, Summer | Winter, Summer | Winter, Summer | Winter, Summer | Winter, Summer
BART NOX Annual-J E Corette Plant 2 -v5.13 | 125 | 5837 | Rate Constraint in lbs/MMBtu | FALSE | L | Annual | Standard NOX | lb/MMBtu | 0 | 0.35 | 0.35 | 0.35 | 0.35 | 0.35 | 0.35
BART NOX Annual-J E Corette Plant 2 -v5.13 | 125 | 5837 | Rate Constraint in lbs/MMBtu | FALSE | L | Annual | Emissions at Affected Plants NOX | Thousand Tons | 0 | 0 | 0 | 0 | 0 | 0 | 0
BART NOX Annual-J E Corette Plant 2 -v5.13 | 125 | 5837 | Rate Constraint in lbs/MMBtu | FALSE | L | Annual | Allowances Purchased NOX | Thousand Tons | 0 | 0 | 0 | 0 | 0 | 0 | 0
BART NOX Annual-J E Corette Plant 2 -v5.13 | 125 | 5837 | Rate Constraint in lbs/MMBtu | FALSE | L | Annual | Allowances Sold NOX | Thousand Tons | 0 | 0 | 0 | 0 | 0 | 0 | 0
BART NOX Annual-J E Corette Plant 2 -v5.13 | 125 | 5837 | Rate Constraint in lbs/MMBtu | FALSE | L | Annual | Allowances Banked | Thousand Tons | 0 | 0 | 0 | 0 | 0 | 0 | 0
BART NOX Annual-J E Corette Plant 2 -v5.13 | 125 | 5837 | Rate Constraint in lbs/MMBtu | FALSE | L | Annual | Allowances Withdrawn (1:1) | Thousand Tons | 0 | 0 | 0 | 0 | 0 | 0 | 0
BART NOX Annual-J E Corette Plant 2 -v5.13 | 125 | 5837 | Rate Constraint in lbs/MMBtu | FALSE | L | Annual | Allowances Withdrawn (n:1) | Thousand Tons | 0 | 0 | 0 | 0 | 0 | 0 | 0
BART NOX Annual-J E Corette Plant 2 -v5.13 | 125 | 5837 | Rate Constraint in lbs/MMBtu | FALSE | L | Annual | Net Emissions Allowance Position | Thousand Tons | 0 | 0 | 0 | 0 | 0 | 0 | 0
BART NOX Annual-J E Corette Plant 2 -v5.13 | 125 | 5837 | Rate Constraint in lbs/MMBtu | FALSE | L | Annual | Fuel Consumed | TBtu | 0 | 0 | 0 | 0 | 0 | 0 | 0
BART NOX Annual-J E Corette Plant 2 -v5.13 | 125 | 5837 | Rate Constraint in lbs/MMBtu | FALSE | L | Annual | Rate | lb/MMBtu | 0 | 0 | 0 | 0 | 0 | 0 | 0
BART NOX Annual-J E Corette Plant 2 -v5.13 | 125 | 5837 | Rate Constraint in lbs/MMBtu | FALSE | L | Annual | Generation | TWh | 0 | 0 | 0 | 0 | 0 | 0 | 0
BART NOX Annual-J E Corette Plant 2 -v5.13 | 125 | 5837 | Rate Constraint in lbs/MMBtu | FALSE | L | Annual | Qualifying Generation | TWh | 0 | 0 | 0 | 0 | 0 | 0 | 0
BART NOX Annual-J E Corette Plant 2 -v5.13 | 125 | 5837 | Rate Constraint in lbs/MMBtu | FALSE | L | Annual | Rate | lb/MWh | 0 | 0 | 0 | 0 | 0 | 0 | 0
BART NOX Annual-J E Corette Plant 2 -v5.13 | 125 | 5837 | Rate Constraint in lbs/MMBtu | FALSE | L | Annual | Constraint Shadow Price | US2011$/Ton | 0 | 0 | 0 | 0 | 0 | 0 | 0
BART NOX Annual-Jeffrey Energy Center 1 -v5.13 | 126 | 5831 | Rate Constraint in lbs/MMBtu | FALSE | L | Annual | Seasons Included | Seasons |  | Winter, Summer | Winter, Summer | Winter, Summer | Winter, Summer | Winter, Summer | Winter, Summer
BART NOX Annual-Jeffrey Energy Center 1 -v5.13 | 126 | 5831 | Rate Constraint in lbs/MMBtu | FALSE | L | Annual | Standard NOX | lb/MMBtu | 0 | 0.15 | 0.15 | 0.15 | 0.15 | 0.15 | 0.15
BART NOX Annual-Jeffrey Energy Center 1 -v5.13 | 126 | 5831 | Rate Constraint in lbs/MMBtu | FALSE | L | Annual | Emissions at Affected Plants NOX | Thousand Tons | 0 | 2.9446 | 2.9446 | 2.9446 | 2.9446 | 2.9446 | 2.9446
BART NOX Annual-Jeffrey Energy Center 1 -v5.13 | 126 | 5831 | Rate Constraint in lbs/MMBtu | FALSE | L | Annual | Allowances Purchased NOX | Thousand Tons | 0 | 0 | 0 | 0 | 0 | 0 | 0
BART NOX Annual-Jeffrey Energy Center 1 -v5.13 | 126 | 5831 | Rate Constraint in lbs/MMBtu | FALSE | L | Annual | Allowances Sold NOX | Thousand Tons | 0 | 0 | 0 | 0 | 0 | 0 | 0
BART NOX Annual-Jeffrey Energy Center 1 -v5.13 | 126 | 5831 | Rate Constraint in lbs/MMBtu | FALSE | L | Annual | Allowances Banked | Thousand Tons | 0 | 0 | 0 | 0 | 0 | 0 | 0
BART NOX Annual-Jeffrey Energy Center 1 -v5.13 | 126 | 5831 | Rate Constraint in lbs/MMBtu | FALSE | L | Annual | Allowances Withdrawn (1:1) | Thousand Tons | 0 | 0 | 0 | 0 | 0 | 0 | 0
BART NOX Annual-Jeffrey Energy Center 1 -v5.13 | 126 | 5831 | Rate Constraint in lbs/MMBtu | FALSE | L | Annual | Allowances Withdrawn (n:1) | Thousand Tons | 0 | 0 | 0 | 0 | 0 | 0 | 0
BART NOX Annual-Jeffrey Energy Center 1 -v5.13 | 126 | 5831 | Rate Constraint in lbs/MMBtu | FALSE | L | Annual | Net Emissions Allowance Position | Thousand Tons | 0 | 2.9446 | 2.9446 | 2.9446 | 2.9446 | 2.9446 | 2.9446
BART NOX Annual-Jeffrey Energy Center 1 -v5.13 | 126 | 5831 | Rate Constraint in lbs/MMBtu | FALSE | L | Annual | Fuel Consumed | TBtu | 0 | 58.8929 | 58.8929 | 58.8929 | 58.8929 | 58.8929 | 58.8929
BART NOX Annual-Jeffrey Energy Center 1 -v5.13 | 126 | 5831 | Rate Constraint in lbs/MMBtu | FALSE | L | Annual | Rate | lb/MMBtu | 0 | 0.1 | 0.1 | 0.1 | 0.1 | 0.1 | 0.1
BART NOX Annual-Jeffrey Energy Center 1 -v5.13 | 126 | 5831 | Rate Constraint in lbs/MMBtu | FALSE | L | Annual | Generation | TWh | 0 | 5.2715 | 5.2715 | 5.2715 | 5.2715 | 5.2715 | 5.2715
BART NOX Annual-Jeffrey Energy Center 1 -v5.13 | 126 | 5831 | Rate Constraint in lbs/MMBtu | FALSE | L | Annual | Qualifying Generation | TWh | 0 | 5.2715 | 5.2715 | 5.2715 | 5.2715 | 5.2715 | 5.2715
BART NOX Annual-Jeffrey Energy Center 1 -v5.13 | 126 | 5831 | Rate Constraint in lbs/MMBtu | FALSE | L | Annual | Rate | lb/MWh | 0 | 1.1172 | 1.1172 | 1.1172 | 1.1172 | 1.1172 | 1.1172
BART NOX Annual-Jeffrey Energy Center 1 -v5.13 | 126 | 5831 | Rate Constraint in lbs/MMBtu | FALSE | L | Annual | Constraint Shadow Price | US2011$/Ton | 0 | 0 | 0 | 0 | 0 | 0 | 0
BART NOX Annual-Jeffrey Energy Center 2 -v5.13 | 127 | 5832 | Rate Constraint in lbs/MMBtu | FALSE | L | Annual | Seasons Included | Seasons |  | Winter, Summer | Winter, Summer | Winter, Summer | Winter, Summer | Winter, Summer | Winter, Summer
BART NOX Annual-Jeffrey Energy Center 2 -v5.13 | 127 | 5832 | Rate Constraint in lbs/MMBtu | FALSE | L | Annual | Standard NOX | lb/MMBtu | 0 | 0.15 | 0.15 | 0.15 | 0.15 | 0.15 | 0.15
BART NOX Annual-Jeffrey Energy Center 2 -v5.13 | 127 | 5832 | Rate Constraint in lbs/MMBtu | FALSE | L | Annual | Emissions at Affected Plants NOX | Thousand Tons | 0 | 2.9441 | 2.9441 | 2.9441 | 2.9441 | 2.9441 | 2.9441
BART NOX Annual-Jeffrey Energy Center 2 -v5.13 | 127 | 5832 | Rate Constraint in lbs/MMBtu | FALSE | L | Annual | Allowances Purchased NOX | Thousand Tons | 0 | 0 | 0 | 0 | 0 | 0 | 0
BART NOX Annual-Jeffrey Energy Center 2 -v5.13 | 127 | 5832 | Rate Constraint in lbs/MMBtu | FALSE | L | Annual | Allowances Sold NOX | Thousand Tons | 0 | 0 | 0 | 0 | 0 | 0 | 0
BART NOX Annual-Jeffrey Energy Center 2 -v5.13 | 127 | 5832 | Rate Constraint in lbs/MMBtu | FALSE | L | Annual | Allowances Banked | Thousand Tons | 0 | 0 | 0 | 0 | 0 | 0 | 0
BART NOX Annual-Jeffrey Energy Center 2 -v5.13 | 127 | 5832 | Rate Constraint in lbs/MMBtu | FALSE | L | Annual | Allowances Withdrawn (1:1) | Thousand Tons | 0 | 0 | 0 | 0 | 0 | 0 | 0
BART NOX Annual-Jeffrey Energy Center 2 -v5.13 | 127 | 5832 | Rate Constraint in lbs/MMBtu | FALSE | L | Annual | Allowances Withdrawn (n:1) | Thousand Tons | 0 | 0 | 0 | 0 | 0 | 0 | 0
BART NOX Annual-Jeffrey Energy Center 2 -v5.13 | 127 | 5832 | Rate Constraint in lbs/MMBtu | FALSE | L | Annual | Net Emissions Allowance Position | Thousand Tons | 0 | 2.9441 | 2.9441 | 2.9441 | 2.9441 | 2.9441 | 2.9441
BART NOX Annual-Jeffrey Energy Center 2 -v5.13 | 127 | 5832 | Rate Constraint in lbs/MMBtu | FALSE | L | Annual | Fuel Consumed | TBtu | 0 | 58.8814 | 58.8814 | 58.8814 | 58.8814 | 58.8814 | 58.8814
BART NOX Annual-Jeffrey Energy Center 2 -v5.13 | 127 | 5832 | Rate Constraint in lbs/MMBtu | FALSE | L | Annual | Rate | lb/MMBtu | 0 | 0.1 | 0.1 | 0.1 | 0.1 | 0.1 | 0.1
BART NOX Annual-Jeffrey Energy Center 2 -v5.13 | 127 | 5832 | Rate Constraint in lbs/MMBtu | FALSE | L | Annual | Generation | TWh | 0 | 5.2861 | 5.2861 | 5.2861 | 5.2861 | 5.2861 | 5.2861
BART NOX Annual-Jeffrey Energy Center 2 -v5.13 | 127 | 5832 | Rate Constraint in lbs/MMBtu | FALSE | L | Annual | Qualifying Generation | TWh | 0 | 5.2861 | 5.2861 | 5.2861 | 5.2861 | 5.2861 | 5.2861
BART NOX Annual-Jeffrey Energy Center 2 -v5.13 | 127 | 5832 | Rate Constraint in lbs/MMBtu | FALSE | L | Annual | Rate | lb/MWh | 0 | 1.1139 | 1.1139 | 1.1139 | 1.1139 | 1.1139 | 1.1139
BART NOX Annual-Jeffrey Energy Center 2 -v5.13 | 127 | 5832 | Rate Constraint in lbs/MMBtu | FALSE | L | Annual | Constraint Shadow Price | US2011$/Ton | 0 | 0 | 0 | 0 | 0 | 0 | 0
BART NOX Annual-Jim Bridger 1 -v5.14 | 128 | 6105 | Rate Constraint in lbs/MMBtu | FALSE | L | Annual | Seasons Included | Seasons |  | Winter, Summer | Winter, Summer | Winter, Summer | Winter, Summer | Winter, Summer | Winter, Summer
BART NOX Annual-Jim Bridger 1 -v5.14 | 128 | 6105 | Rate Constraint in lbs/MMBtu | FALSE | L | Annual | Standard NOX | lb/MMBtu | 0 | 0.26 | 0.2125 | 0.07 | 0.07 | 0.07 | 0.07
BART NOX Annual-Jim Bridger 1 -v5.14 | 128 | 6105 | Rate Constraint in lbs/MMBtu | FALSE | L | Annual | Emissions at Affected Plants NOX | Thousand Tons | 0 | 1.1481 | 0.46273 | 0.22243 | 0.22243 | 0.22243 | 0.22243
BART NOX Annual-Jim Bridger 1 -v5.14 | 128 | 6105 | Rate Constraint in lbs/MMBtu | FALSE | L | Annual | Allowances Purchased NOX | Thousand Tons | 0 | 0 | 0 | 0 | 0 | 0 | 0
BART NOX Annual-Jim Bridger 1 -v5.14 | 128 | 6105 | Rate Constraint in lbs/MMBtu | FALSE | L | Annual | Allowances Sold NOX | Thousand Tons | 0 | 0 | 0 | 0 | 0 | 0 | 0
BART NOX Annual-Jim Bridger 1 -v5.14 | 128 | 6105 | Rate Constraint in lbs/MMBtu | FALSE | L | Annual | Allowances Banked | Thousand Tons | 0 | 0 | 0 | 0 | 0 | 0 | 0
BART NOX Annual-Jim Bridger 1 -v5.14 | 128 | 6105 | Rate Constraint in lbs/MMBtu | FALSE | L | Annual | Allowances Withdrawn (1:1) | Thousand Tons | 0 | 0 | 0 | 0 | 0 | 0 | 0
BART NOX Annual-Jim Bridger 1 -v5.14 | 128 | 6105 | Rate Constraint in lbs/MMBtu | FALSE | L | Annual | Allowances Withdrawn (n:1) | Thousand Tons | 0 | 0 | 0 | 0 | 0 | 0 | 0
BART NOX Annual-Jim Bridger 1 -v5.14 | 128 | 6105 | Rate Constraint in lbs/MMBtu | FALSE | L | Annual | Net Emissions Allowance Position | Thousand Tons | 0 | 1.1481 | 0.46273 | 0.22243 | 0.22243 | 0.22243 | 0.22243
BART NOX Annual-Jim Bridger 1 -v5.14 | 128 | 6105 | Rate Constraint in lbs/MMBtu | FALSE | L | Annual | Fuel Consumed | TBtu | 0 | 15.7686 | 6.3553 | 6.3553 | 6.3553 | 6.3553 | 6.3553
BART NOX Annual-Jim Bridger 1 -v5.14 | 128 | 6105 | Rate Constraint in lbs/MMBtu | FALSE | L | Annual | Rate | lb/MMBtu | 0 | 0.14562 | 0.14562 | 0.07 | 0.07 | 0.07 | 0.07
BART NOX Annual-Jim Bridger 1 -v5.14 | 128 | 6105 | Rate Constraint in lbs/MMBtu | FALSE | L | Annual | Generation | TWh | 0 | 1.5433 | 0.622 | 0.61916 | 0.61916 | 0.61916 | 0.61916
BART NOX Annual-Jim Bridger 1 -v5.14 | 128 | 6105 | Rate Constraint in lbs/MMBtu | FALSE | L | Annual | Qualifying Generation | TWh | 0 | 1.5433 | 0.622 | 0.61916 | 0.61916 | 0.61916 | 0.61916
BART NOX Annual-Jim Bridger 1 -v5.14 | 128 | 6105 | Rate Constraint in lbs/MMBtu | FALSE | L | Annual | Rate | lb/MWh | 0 | 1.4879 | 1.4879 | 0.71851 | 0.71851 | 0.71851 | 0.71851
BART NOX Annual-Jim Bridger 1 -v5.14 | 128 | 6105 | Rate Constraint in lbs/MMBtu | FALSE | L | Annual | Constraint Shadow Price | US2011$/Ton | 0 | 0 | 0 | 6594.9086 | 20049.2232 | 0 | 9285.0328
BART NOX Annual-Jim Bridger 2 -v5.14 | 129 | 6106 | Rate Constraint in lbs/MMBtu | FALSE | L | Annual | Seasons Included | Seasons |  | Winter, Summer | Winter, Summer | Winter, Summer | Winter, Summer | Winter, Summer | Winter, Summer
BART NOX Annual-Jim Bridger 2 -v5.14 | 129 | 6106 | Rate Constraint in lbs/MMBtu | FALSE | L | Annual | Standard NOX | lb/MMBtu | 0 | 0.26 | 0.165 | 0.07 | 0.07 | 0.07 | 0.07
BART NOX Annual-Jim Bridger 2 -v5.14 | 129 | 6106 | Rate Constraint in lbs/MMBtu | FALSE | L | Annual | Emissions at Affected Plants NOX | Thousand Tons | 0 | 0 | 0 | 0 | 0 | 0 | 0
BART NOX Annual-Jim Bridger 2 -v5.14 | 129 | 6106 | Rate Constraint in lbs/MMBtu | FALSE | L | Annual | Allowances Purchased NOX | Thousand Tons | 0 | 0 | 0 | 0 | 0 | 0 | 0
BART NOX Annual-Jim Bridger 2 -v5.14 | 129 | 6106 | Rate Constraint in lbs/MMBtu | FALSE | L | Annual | Allowances Sold NOX | Thousand Tons | 0 | 0 | 0 | 0 | 0 | 0 | 0
BART NOX Annual-Jim Bridger 2 -v5.14 | 129 | 6106 | Rate Constraint in lbs/MMBtu | FALSE | L | Annual | Allowances Banked | Thousand Tons | 0 | 0 | 0 | 0 | 0 | 0 | 0
BART NOX Annual-Jim Bridger 2 -v5.14 | 129 | 6106 | Rate Constraint in lbs/MMBtu | FALSE | L | Annual | Allowances Withdrawn (1:1) | Thousand Tons | 0 | 0 | 0 | 0 | 0 | 0 | 0
BART NOX Annual-Jim Bridger 2 -v5.14 | 129 | 6106 | Rate Constraint in lbs/MMBtu | FALSE | L | Annual | Allowances Withdrawn (n:1) | Thousand Tons | 0 | 0 | 0 | 0 | 0 | 0 | 0
BART NOX Annual-Jim Bridger 2 -v5.14 | 129 | 6106 | Rate Constraint in lbs/MMBtu | FALSE | L | Annual | Net Emissions Allowance Position | Thousand Tons | 0 | 0 | 0 | 0 | 0 | 0 | 0
BART NOX Annual-Jim Bridger 2 -v5.14 | 129 | 6106 | Rate Constraint in lbs/MMBtu | FALSE | L | Annual | Fuel Consumed | TBtu | 0 | 0 | 0 | 0 | 0 | 0 | 0
BART NOX Annual-Jim Bridger 2 -v5.14 | 129 | 6106 | Rate Constraint in lbs/MMBtu | FALSE | L | Annual | Rate | lb/MMBtu | 0 | 0 | 0 | 0 | 0 | 0 | 0
BART NOX Annual-Jim Bridger 2 -v5.14 | 129 | 6106 | Rate Constraint in lbs/MMBtu | FALSE | L | Annual | Generation | TWh | 0 | 0 | 0 | 0 | 0 | 0 | 0
BART NOX Annual-Jim Bridger 2 -v5.14 | 129 | 6106 | Rate Constraint in lbs/MMBtu | FALSE | L | Annual | Qualifying Generation | TWh | 0 | 0 | 0 | 0 | 0 | 0 | 0
BART NOX Annual-Jim Bridger 2 -v5.14 | 129 | 6106 | Rate Constraint in lbs/MMBtu | FALSE | L | Annual | Rate | lb/MWh | 0 | 0 | 0 | 0 | 0 | 0 | 0
BART NOX Annual-Jim Bridger 2 -v5.14 | 129 | 6106 | Rate Constraint in lbs/MMBtu | FALSE | L | Annual | Constraint Shadow Price | US2011$/Ton | 0 | 0 | 0 | 26638.5019 | 2971.8574 | 0 | 12627.1779
BART NOX Annual-Jim Bridger 3 -v5.14 | 130 | 6107 | Rate Constraint in lbs/MMBtu | FALSE | L | Annual | Seasons Included | Seasons |  | Winter, Summer | Winter, Summer | Winter, Summer | Winter, Summer | Winter, Summer | Winter, Summer
BART NOX Annual-Jim Bridger 3 -v5.14 | 130 | 6107 | Rate Constraint in lbs/MMBtu | FALSE | L | Annual | Standard NOX | lb/MMBtu | 0.07 | 0.26 | 0.26 | 0.26 | 0.26 | 0.26 | 0.26
BART NOX Annual-Jim Bridger 3 -v5.14 | 130 | 6107 | Rate Constraint in lbs/MMBtu | FALSE | L | Annual | Emissions at Affected Plants NOX | Thousand Tons | 0 | 0.67045 | 0.97333 | 0.97333 | 0.97333 | 0.97333 | 0.97333
BART NOX Annual-Jim Bridger 3 -v5.14 | 130 | 6107 | Rate Constraint in lbs/MMBtu | FALSE | L | Annual | Allowances Purchased NOX | Thousand Tons | 0 | 0 | 0 | 0 | 0 | 0 | 0
BART NOX Annual-Jim Bridger 3 -v5.14 | 130 | 6107 | Rate Constraint in lbs/MMBtu | FALSE | L | Annual | Allowances Sold NOX | Thousand Tons | 0 | 0 | 0 | 0 | 0 | 0 | 0
BART NOX Annual-Jim Bridger 3 -v5.14 | 130 | 6107 | Rate Constraint in lbs/MMBtu | FALSE | L | Annual | Allowances Banked | Thousand Tons | 0 | 0 | 0 | 0 | 0 | 0 | 0
BART NOX Annual-Jim Bridger 3 -v5.14 | 130 | 6107 | Rate Constraint in lbs/MMBtu | FALSE | L | Annual | Allowances Withdrawn (1:1) | Thousand Tons | 0 | 0 | 0 | 0 | 0 | 0 | 0
BART NOX Annual-Jim Bridger 3 -v5.14 | 130 | 6107 | Rate Constraint in lbs/MMBtu | FALSE | L | Annual | Allowances Withdrawn (n:1) | Thousand Tons | 0 | 0 | 0 | 0 | 0 | 0 | 0
BART NOX Annual-Jim Bridger 3 -v5.14 | 130 | 6107 | Rate Constraint in lbs/MMBtu | FALSE | L | Annual | Net Emissions Allowance Position | Thousand Tons | 0 | 0.67045 | 0.97333 | 0.97333 | 0.97333 | 0.97333 | 0.97333
BART NOX Annual-Jim Bridger 3 -v5.14 | 130 | 6107 | Rate Constraint in lbs/MMBtu | FALSE | L | Annual | Fuel Consumed | TBtu | 0 | 26.8178 | 38.9333 | 38.9333 | 38.9333 | 38.9333 | 38.9333
BART NOX Annual-Jim Bridger 3 -v5.14 | 130 | 6107 | Rate Constraint in lbs/MMBtu | FALSE | L | Annual | Rate | lb/MMBtu | 0 | 0.05 | 0.05 | 0.05 | 0.05 | 0.05 | 0.05
BART NOX Annual-Jim Bridger 3 -v5.14 | 130 | 6107 | Rate Constraint in lbs/MMBtu | FALSE | L | Annual | Generation | TWh | 0 | 2.616 | 3.7978 | 3.7978 | 3.7978 | 3.7978 | 3.7978
BART NOX Annual-Jim Bridger 3 -v5.14 | 130 | 6107 | Rate Constraint in lbs/MMBtu | FALSE | L | Annual | Qualifying Generation | TWh | 0 | 2.616 | 3.7978 | 3.7978 | 3.7978 | 3.7978 | 3.7978
BART NOX Annual-Jim Bridger 3 -v5.14 | 130 | 6107 | Rate Constraint in lbs/MMBtu | FALSE | L | Annual | Rate | lb/MWh | 0 | 0.51258 | 0.51258 | 0.51258 | 0.51258 | 0.51258 | 0.51258
BART NOX Annual-Jim Bridger 3 -v5.14 | 130 | 6107 | Rate Constraint in lbs/MMBtu | FALSE | L | Annual | Constraint Shadow Price | US2011$/Ton | 0 | 0 | 0 | 0 | 0 | 0 | 0
BART NOX Annual-Jim Bridger 4 -v5.14 | 131 | 6108 | Rate Constraint in lbs/MMBtu | FALSE | L | Annual | Seasons Included | Seasons |  | Winter, Summer | Winter, Summer | Winter, Summer | Winter, Summer | Winter, Summer | Winter, Summer
BART NOX Annual-Jim Bridger 4 -v5.14 | 131 | 6108 | Rate Constraint in lbs/MMBtu | FALSE | L | Annual | Standard NOX | lb/MMBtu | 0.07 | 0.26 | 0.26 | 0.26 | 0.26 | 0.26 | 0.26
BART NOX Annual-Jim Bridger 4 -v5.14 | 131 | 6108 | Rate Constraint in lbs/MMBtu | FALSE | L | Annual | Emissions at Affected Plants NOX | Thousand Tons | 0 | 0.54682 | 0.97495 | 0.97495 | 0.97495 | 0.97495 | 0.97495
BART NOX Annual-Jim Bridger 4 -v5.14 | 131 | 6108 | Rate Constraint in lbs/MMBtu | FALSE | L | Annual | Allowances Purchased NOX | Thousand Tons | 0 | 0 | 0 | 0 | 0 | 0 | 0
BART NOX Annual-Jim Bridger 4 -v5.14 | 131 | 6108 | Rate Constraint in lbs/MMBtu | FALSE | L | Annual | Allowances Sold NOX | Thousand Tons | 0 | 0 | 0 | 0 | 0 | 0 | 0
BART NOX Annual-Jim Bridger 4 -v5.14 | 131 | 6108 | Rate Constraint in lbs/MMBtu | FALSE | L | Annual | Allowances Banked | Thousand Tons | 0 | 0 | 0 | 0 | 0 | 0 | 0
BART NOX Annual-Jim Bridger 4 -v5.14 | 131 | 6108 | Rate Constraint in lbs/MMBtu | FALSE | L | Annual | Allowances Withdrawn (1:1) | Thousand Tons | 0 | 0 | 0 | 0 | 0 | 0 | 0
BART NOX Annual-Jim Bridger 4 -v5.14 | 131 | 6108 | Rate Constraint in lbs/MMBtu | FALSE | L | Annual | Allowances Withdrawn (n:1) | Thousand Tons | 0 | 0 | 0 | 0 | 0 | 0 | 0
BART NOX Annual-Jim Bridger 4 -v5.14 | 131 | 6108 | Rate Constraint in lbs/MMBtu | FALSE | L | Annual | Net Emissions Allowance Position | Thousand Tons | 0 | 0.54682 | 0.97495 | 0.97495 | 0.97495 | 0.97495 | 0.97495
BART NOX Annual-Jim Bridger 4 -v5.14 | 131 | 6108 | Rate Constraint in lbs/MMBtu | FALSE | L | Annual | Fuel Consumed | TBtu | 0 | 21.8727 | 38.998 | 38.998 | 38.998 | 38.998 | 38.998
BART NOX Annual-Jim Bridger 4 -v5.14 | 131 | 6108 | Rate Constraint in lbs/MMBtu | FALSE | L | Annual | Rate | lb/MMBtu | 0 | 0.05 | 0.05 | 0.05 | 0.05 | 0.05 | 0.05
BART NOX Annual-Jim Bridger 4 -v5.14 | 131 | 6108 | Rate Constraint in lbs/MMBtu | FALSE | L | Annual | Generation | TWh | 0 | 2.13 | 3.7978 | 3.7978 | 3.7978 | 3.7978 | 3.7978
BART NOX Annual-Jim Bridger 4 -v5.14 | 131 | 6108 | Rate Constraint in lbs/MMBtu | FALSE | L | Annual | Qualifying Generation | TWh | 0 | 2.13 | 3.7978 | 3.7978 | 3.7978 | 3.7978 | 3.7978
BART NOX Annual-Jim Bridger 4 -v5.14 | 131 | 6108 | Rate Constraint in lbs/MMBtu | FALSE | L | Annual | Rate | lb/MWh | 0 | 0.51343 | 0.51343 | 0.51343 | 0.51343 | 0.51343 | 0.51343
BART NOX Annual-Jim Bridger 4 -v5.14 | 131 | 6108 | Rate Constraint in lbs/MMBtu | FALSE | L | Annual | Constraint Shadow Price | US2011$/Ton | 0 | 0 | 0 | 0 | 0 | 0 | 0
BART NOX Annual-La Cygne 1 & 2 -v5.13 | 132 | 5833 | Rate Constraint in lbs/MMBtu | FALSE | L | Annual | Seasons Included | Seasons | Winter, Summer | Winter, Summer | Winter, Summer | Winter, Summer | Winter, Summer | Winter, Summer | Winter, Summer
BART NOX Annual-La Cygne 1 & 2 -v5.13 | 132 | 5833 | Rate Constraint in lbs/MMBtu | FALSE | L | Annual | Standard NOX | lb/MMBtu | 0.13 | 0.13 | 0.13 | 0.13 | 0.13 | 0.13 | 0.13
BART NOX Annual-La Cygne 1 & 2 -v5.13 | 132 | 5833 | Rate Constraint in lbs/MMBtu | FALSE | L | Annual | Emissions at Affected Plants NOX | Thousand Tons | 4.0026 | 4.0026 | 3.9957 | 4.0026 | 4.0026 | 4.0026 | 4.0026
BART NOX Annual-La Cygne 1 & 2 -v5.13 | 132 | 5833 | Rate Constraint in lbs/MMBtu | FALSE | L | Annual | Allowances Purchased NOX | Thousand Tons | 0 | 0 | 0 | 0 | 0 | 0 | 0
BART NOX Annual-La Cygne 1 & 2 -v5.13 | 132 | 5833 | Rate Constraint in lbs/MMBtu | FALSE | L | Annual | Allowances Sold NOX | Thousand Tons | 0 | 0 | 0 | 0 | 0 | 0 | 0
BART NOX Annual-La Cygne 1 & 2 -v5.13 | 132 | 5833 | Rate Constraint in lbs/MMBtu | FALSE | L | Annual | Allowances Banked | Thousand Tons | 0 | 0 | 0 | 0 | 0 | 0 | 0
BART NOX Annual-La Cygne 1 & 2 -v5.13 | 132 | 5833 | Rate Constraint in lbs/MMBtu | FALSE | L | Annual | Allowances Withdrawn (1:1) | Thousand Tons | 0 | 0 | 0 | 0 | 0 | 0 | 0
BART NOX Annual-La Cygne 1 & 2 -v5.13 | 132 | 5833 | Rate Constraint in lbs/MMBtu | FALSE | L | Annual | Allowances Withdrawn (n:1) | Thousand Tons | 0 | 0 | 0 | 0 | 0 | 0 | 0
BART NOX Annual-La Cygne 1 & 2 -v5.13 | 132 | 5833 | Rate Constraint in lbs/MMBtu | FALSE | L | Annual | Net Emissions Allowance Position | Thousand Tons | 4.0026 | 4.0026 | 3.9957 | 4.0026 | 4.0026 | 4.0026 | 4.0026
BART NOX Annual-La Cygne 1 & 2 -v5.13 | 132 | 5833 | Rate Constraint in lbs/MMBtu | FALSE | L | Annual | Fuel Consumed | TBtu | 108.8679 | 108.8679 | 108.6797 | 108.8679 | 108.8679 | 108.8888 | 108.8888
BART NOX Annual-La Cygne 1 & 2 -v5.13 | 132 | 5833 | Rate Constraint in lbs/MMBtu | FALSE | L | Annual | Rate | lb/MMBtu | 0.073531 | 0.073531 | 0.073531 | 0.073531 | 0.073531 | 0.073517 | 0.073517
BART NOX Annual-La Cygne 1 & 2 -v5.13 | 132 | 5833 | Rate Constraint in lbs/MMBtu | FALSE | L | Annual | Generation | TWh | 10.3388 | 10.3388 | 10.3209 | 10.3388 | 10.3388 | 10.3388 | 10.3388
BART NOX Annual-La Cygne 1 & 2 -v5.13 | 132 | 5833 | Rate Constraint in lbs/MMBtu | FALSE | L | Annual | Qualifying Generation | TWh | 10.3388 | 10.3388 | 10.3209 | 10.3388 | 10.3388 | 10.3388 | 10.3388
BART NOX Annual-La Cygne 1 & 2 -v5.13 | 132 | 5833 | Rate Constraint in lbs/MMBtu | FALSE | L | Annual | Rate | lb/MWh | 0.77428 | 0.77428 | 0.77428 | 0.77428 | 0.77428 | 0.77428 | 0.77428
BART NOX Annual-La Cygne 1 & 2 -v5.13 | 132 | 5833 | Rate Constraint in lbs/MMBtu | FALSE | L | Annual | Constraint Shadow Price | US2011$/Ton | 0 | 0 | 0 | 0 | 0 | 0 | 0
BART NOX Annual-Laramie 1 -v5.14 | 133 | 6099 | Rate Constraint in lbs/MMBtu | FALSE | L | Annual | Seasons Included | Seasons |  | Winter, Summer | Winter, Summer | Winter, Summer | Winter, Summer | Winter, Summer | Winter, Summer
BART NOX Annual-Laramie 1 -v5.14 | 133 | 6099 | Rate Constraint in lbs/MMBtu | FALSE | L | Annual | Standard NOX | lb/MMBtu | 0 | 0.07 | 0.07 | 0.07 | 0.07 | 0.07 | 0.07
BART NOX Annual-Laramie 1 -v5.14 | 133 | 6099 | Rate Constraint in lbs/MMBtu | FALSE | L | Annual | Emissions at Affected Plants NOX | Thousand Tons | 0 | 1.4704 | 1.4704 | 1.4704 | 1.4704 | 1.4704 | 1.4704
BART NOX Annual-Laramie 1 -v5.14 | 133 | 6099 | Rate Constraint in lbs/MMBtu | FALSE | L | Annual | Allowances Purchased NOX | Thousand Tons | 0 | 0 | 0 | 0 | 0 | 0 | 0
BART NOX Annual-Laramie 1 -v5.14 | 133 | 6099 | Rate Constraint in lbs/MMBtu | FALSE | L | Annual | Allowances Sold NOX | Thousand Tons | 0 | 0 | 0 | 0 | 0 | 0 | 0
BART NOX Annual-Laramie 1 -v5.14 | 133 | 6099 | Rate Constraint in lbs/MMBtu | FALSE | L | Annual | Allowances Banked | Thousand Tons | 0 | 0 | 0 | 0 | 0 | 0 | 0
BART NOX Annual-Laramie 1 -v5.14 | 133 | 6099 | Rate Constraint in lbs/MMBtu | FALSE | L | Annual | Allowances Withdrawn (1:1) | Thousand Tons | 0 | 0 | 0 | 0 | 0 | 0 | 0
BART NOX Annual-Laramie 1 -v5.14 | 133 | 6099 | Rate Constraint in lbs/MMBtu | FALSE | L | Annual | Allowances Withdrawn (n:1) | Thousand Tons | 0 | 0 | 0 | 0 | 0 | 0 | 0
BART NOX Annual-Laramie 1 -v5.14 | 133 | 6099 | Rate Constraint in lbs/MMBtu | FALSE | L | Annual | Net Emissions Allowance Position | Thousand Tons | 0 | 1.4704 | 1.4704 | 1.4704 | 1.4704 | 1.4704 | 1.4704
BART NOX Annual-Laramie 1 -v5.14 | 133 | 6099 | Rate Constraint in lbs/MMBtu | FALSE | L | Annual | Fuel Consumed | TBtu | 0 | 42.0107 | 42.0107 | 42.0107 | 42.0107 | 42.0107 | 42.0107
BART NOX Annual-Laramie 1 -v5.14 | 133 | 6099 | Rate Constraint in lbs/MMBtu | FALSE | L | Annual | Rate | lb/MMBtu | 0 | 0.07 | 0.07 | 0.07 | 0.07 | 0.07 | 0.07
BART NOX Annual-Laramie 1 -v5.14 | 133 | 6099 | Rate Constraint in lbs/MMBtu | FALSE | L | Annual | Generation | TWh | 0 | 4.069 | 4.069 | 4.069 | 4.069 | 4.069 | 4.069
BART NOX Annual-Laramie 1 -v5.14 | 133 | 6099 | Rate Constraint in lbs/MMBtu | FALSE | L | Annual | Qualifying Generation | TWh | 0 | 4.069 | 4.069 | 4.069 | 4.069 | 4.069 | 4.069
BART NOX Annual-Laramie 1 -v5.14 | 133 | 6099 | Rate Constraint in lbs/MMBtu | FALSE | L | Annual | Rate | lb/MWh | 0 | 0.72271 | 0.72271 | 0.72271 | 0.72271 | 0.72271 | 0.72271
BART NOX Annual-Laramie 1 -v5.14 | 133 | 6099 | Rate Constraint in lbs/MMBtu | FALSE | L | Annual | Constraint Shadow Price | US2011$/Ton | 0 | 1465.6687 | 4063.8016 | 4906.4262 | 3461.8458 | 7978.1796 | 8011.1146
BART NOX Annual-Laramie 2 -v5.14 | 134 | 6100 | Rate Constraint in lbs/MMBtu | FALSE | L | Annual | Seasons Included | Seasons |  | Winter, Summer | Winter, Summer | Winter, Summer | Winter, Summer | Winter, Summer | Winter, Summer
BART NOX Annual-Laramie 2 -v5.14 | 134 | 6100 | Rate Constraint in lbs/MMBtu | FALSE | L | Annual | Standard NOX | lb/MMBtu | 0 | 0.07 | 0.07 | 0.07 | 0.07 | 0.07 | 0.07
BART NOX Annual-Laramie 2 -v5.14 | 134 | 6100 | Rate Constraint in lbs/MMBtu | FALSE | L | Annual | Emissions at Affected Plants NOX | Thousand Tons | 0 | 1.4659 | 1.4659 | 1.4659 | 1.4659 | 1.4659 | 1.4659
BART NOX Annual-Laramie 2 -v5.14 | 134 | 6100 | Rate Constraint in lbs/MMBtu | FALSE | L | Annual | Allowances Purchased NOX | Thousand Tons | 0 | 0 | 0 | 0 | 0 | 0 | 0
BART NOX Annual-Laramie 2 -v5.14 | 134 | 6100 | Rate Constraint in lbs/MMBtu | FALSE | L | Annual | Allowances Sold NOX | Thousand Tons | 0 | 0 | 0 | 0 | 0 | 0 | 0
BART NOX Annual-Laramie 2 -v5.14 | 134 | 6100 | Rate Constraint in lbs/MMBtu | FALSE | L | Annual | Allowances Banked | Thousand Tons | 0 | 0 | 0 | 0 | 0 | 0 | 0
BART NOX Annual-Laramie 2 -v5.14 | 134 | 6100 | Rate Constraint in lbs/MMBtu | FALSE | L | Annual | Allowances Withdrawn (1:1) | Thousand Tons | 0 | 0 | 0 | 0 | 0 | 0 | 0
BART NOX Annual-Laramie 2 -v5.14 | 134 | 6100 | Rate Constraint in lbs/MMBtu | FALSE | L | Annual | Allowances Withdrawn (n:1) | Thousand Tons | 0 | 0 | 0 | 0 | 0 | 0 | 0
BART NOX Annual-Laramie 2 -v5.14 | 134 | 6100 | Rate Constraint in lbs/MMBtu | FALSE | L | Annual | Net Emissions Allowance Position | Thousand Tons | 0 | 1.4659 | 1.4659 | 1.4659 | 1.4659 | 1.4659 | 1.4659
BART NOX Annual-Laramie 2 -v5.14 | 134 | 6100 | Rate Constraint in lbs/MMBtu | FALSE | L | Annual | Fuel Consumed | TBtu | 0 | 41.884 | 41.884 | 41.884 | 41.884 | 41.884 | 41.884
BART NOX Annual-Laramie 2 -v5.14 | 134 | 6100 | Rate Constraint in lbs/MMBtu | FALSE | L | Annual | Rate | lb/MMBtu | 0 | 0.07 | 0.07 | 0.07 | 0.07 | 0.07 | 0.07
BART NOX Annual-Laramie 2 -v5.14 | 134 | 6100 | Rate Constraint in lbs/MMBtu | FALSE | L | Annual | Generation | TWh | 0 | 4.0691 | 4.0691 | 4.0691 | 4.0691 | 4.0691 | 4.0691
BART NOX Annual-Laramie 2 -v5.14 | 134 | 6100 | Rate Constraint in lbs/MMBtu | FALSE | L | Annual | Qualifying Generation | TWh | 0 | 4.0691 | 4.0691 | 4.0691 | 4.0691 | 4.0691 | 4.0691
BART NOX Annual-Laramie 2 -v5.14 | 134 | 6100 | Rate Constraint in lbs/MMBtu | FALSE | L | Annual | Rate | lb/MWh | 0 | 0.72052 | 0.72052 | 0.72052 | 0.72052 | 0.72052 | 0.72052
BART NOX Annual-Laramie 2 -v5.14 | 134 | 6100 | Rate Constraint in lbs/MMBtu | FALSE | L | Annual | Constraint Shadow Price | US2011$/Ton | 0 | 1569.9281 | 4095.7025 | 4975.9096 | 14257.9291 | 0 | 8128.61
BART NOX Annual-Laramie 3 -v5.14 | 135 | 6101 | Rate Constraint in lbs/MMBtu | FALSE | L | Annual | Seasons Included | Seasons |  | Winter, Summer | Winter, Summer | Winter, Summer | Winter, Summer | Winter, Summer | Winter, Summer
BART NOX Annual-Laramie 3 -v5.14 | 135 | 6101 | Rate Constraint in lbs/MMBtu | FALSE | L | Annual | Standard NOX | lb/MMBtu | 0 | 0.07 | 0.07 | 0.07 | 0.07 | 0.07 | 0.07
BART NOX Annual-Laramie 3 -v5.14 | 135 | 6101 | Rate Constraint in lbs/MMBtu | FALSE | L | Annual | Emissions at Affected Plants NOX | Thousand Tons | 0 | 1.4571 | 1.4571 | 1.4571 | 1.4571 | 1.4571 | 1.4571
BART NOX Annual-Laramie 3 -v5.14 | 135 | 6101 | Rate Constraint in lbs/MMBtu | FALSE | L | Annual | Allowances Purchased NOX | Thousand Tons | 0 | 0 | 0 | 0 | 0 | 0 | 0
BART NOX Annual-Laramie 3 -v5.14 | 135 | 6101 | Rate Constraint in lbs/MMBtu | FALSE | L | Annual | Allowances Sold NOX | Thousand Tons | 0 | 0 | 0 | 0 | 0 | 0 | 0
BART NOX Annual-Laramie 3 -v5.14 | 135 | 6101 | Rate Constraint in lbs/MMBtu | FALSE | L | Annual | Allowances Banked | Thousand Tons | 0 | 0 | 0 | 0 | 0 | 0 | 0
BART NOX Annual-Laramie 3 -v5.14 | 135 | 6101 | Rate Constraint in lbs/MMBtu | FALSE | L | Annual | Allowances Withdrawn (1:1) | Thousand Tons | 0 | 0 | 0 | 0 | 0 | 0 | 0
BART NOX Annual-Laramie 3 -v5.14 | 135 | 6101 | Rate Constraint in lbs/MMBtu | FALSE | L | Annual | Allowances Withdrawn (n:1) | Thousand Tons | 0 | 0 | 0 | 0 | 0 | 0 | 0
BART NOX Annual-Laramie 3 -v5.14 | 135 | 6101 | Rate Constraint in lbs/MMBtu | FALSE | L | Annual | Net Emissions Allowance Position | Thousand Tons | 0 | 1.4571 | 1.4571 | 1.4571 | 1.4571 | 1.4571 | 1.4571
BART NOX Annual-Laramie 3 -v5.14 | 135 | 6101 | Rate Constraint in lbs/MMBtu | FALSE | L | Annual | Fuel Consumed | TBtu | 0 | 41.6304 | 41.6304 | 41.6304 | 41.6304 | 41.6304 | 41.6304
BART NOX Annual-Laramie 3 -v5.14 | 135 | 6101 | Rate Constraint in lbs/MMBtu | FALSE | L | Annual | Rate | lb/MMBtu | 0 | 0.07 | 0.07 | 0.07 | 0.07 | 0.07 | 0.07
BART NOX Annual-Laramie 3 -v5.14 | 135 | 6101 | Rate Constraint in lbs/MMBtu | FALSE | L | Annual | Generation | TWh | 0 | 4.0684 | 4.0684 | 4.0684 | 4.0684 | 4.0684 | 4.0684
BART NOX Annual-Laramie 3 -v5.14 | 135 | 6101 | Rate Constraint in lbs/MMBtu | FALSE | L | Annual | Qualifying Generation | TWh | 0 | 4.0684 | 4.0684 | 4.0684 | 4.0684 | 4.0684 | 4.0684
BART NOX Annual-Laramie 3 -v5.14 | 135 | 6101 | Rate Constraint in lbs/MMBtu | FALSE | L | Annual | Rate | lb/MWh | 0 | 0.71628 | 0.71628 | 0.71628 | 0.71628 | 0.71628 | 0.71628
BART NOX Annual-Laramie 3 -v5.14 | 135 | 6101 | Rate Constraint in lbs/MMBtu | FALSE | L | Annual | Constraint Shadow Price | US2011$/Ton | 0 | 1288.6708 | 3392.3314 | 11904.9498 | 3193.0637 | 0 | 6587.8129
BART NOX Annual-Lawrence 3 -v5.14 | 136 | 6094 | Rate Constraint in lbs/MMBtu | FALSE | L | Annual | Seasons Included | Seasons | Winter, Summer | Winter, Summer | Winter, Summer | Winter, Summer | Winter, Summer | Winter, Summer | Winter, Summer
BART NOX Annual-Lawrence 3 -v5.14 | 136 | 6094 | Rate Constraint in lbs/MMBtu | FALSE | L | Annual | Standard NOX | lb/MMBtu | 0.18 | 0.18 | 0.18 | 0.18 | 0.18 | 0.18 | 0.18
BART NOX Annual-Lawrence 3 -v5.14 | 136 | 6094 | Rate Constraint in lbs/MMBtu | FALSE | L | Annual | Emissions at Affected Plants NOX | Thousand Tons | 0 | 0 | 0 | 0 | 0 | 0 | 0
BART NOX Annual-Lawrence 3 -v5.14 | 136 | 6094 | Rate Constraint in lbs/MMBtu | FALSE | L | Annual | Allowances Purchased NOX | Thousand Tons | 0 | 0 | 0 | 0 | 0 | 0 | 0
BART NOX Annual-Lawrence 3 -v5.14 | 136 | 6094 | Rate Constraint in lbs/MMBtu | FALSE | L | Annual | Allowances Sold NOX | Thousand Tons | 0 | 0 | 0 | 0 | 0 | 0 | 0
BART NOX Annual-Lawrence 3 -v5.14 | 136 | 6094 | Rate Constraint in lbs/MMBtu | FALSE | L | Annual | Allowances Banked | Thousand Tons | 0 | 0 | 0 | 0 | 0 | 0 | 0
BART NOX Annual-Lawrence 3 -v5.14 | 136 | 6094 | Rate Constraint in lbs/MMBtu | FALSE | L | Annual | Allowances Withdrawn (1:1) | Thousand Tons | 0 | 0 | 0 | 0 | 0 | 0 | 0
BART NOX Annual-Lawrence 3 -v5.14 | 136 | 6094 | Rate Constraint in lbs/MMBtu | FALSE | L | Annual | Allowances Withdrawn (n:1) | Thousand Tons | 0 | 0 | 0 | 0 | 0 | 0 | 0
BART NOX Annual-Lawrence 3 -v5.14 | 136 | 6094 | Rate Constraint in lbs/MMBtu | FALSE | L | Annual | Net Emissions Allowance Position | Thousand Tons | 0 | 0 | 0 | 0 | 0 | 0 | 0
BART NOX Annual-Lawrence 3 -v5.14 | 136 | 6094 | Rate Constraint in lbs/MMBtu | FALSE | L | Annual | Fuel Consumed | TBtu | 0 | 0 | 0 | 0 | 0 | 0 | 0
BART NOX Annual-Lawrence 3 -v5.14 | 136 | 6094 | Rate Constraint in lbs/MMBtu | FALSE | L | Annual | Rate | lb/MMBtu | 0 | 0 | 0 | 0 | 0 | 0 | 0
BART NOX Annual-Lawrence 3 -v5.14 | 136 | 6094 | Rate Constraint in lbs/MMBtu | FALSE | L | Annual | Generation | TWh | 0 | 0 | 0 | 0 | 0 | 0 | 0
BART NOX Annual-Lawrence 3 -v5.14 | 136 | 6094 | Rate Constraint in lbs/MMBtu | FALSE | L | Annual | Qualifying Generation | TWh | 0 | 0 | 0 | 0 | 0 | 0 | 0
BART NOX Annual-Lawrence 3 -v5.14 | 136 | 6094 | Rate Constraint in lbs/MMBtu | FALSE | L | Annual | Rate | lb/MWh | 0 | 0 | 0 | 0 | 0 | 0 | 0
BART NOX Annual-Lawrence 3 -v5.14 | 136 | 6094 | Rate Constraint in lbs/MMBtu | FALSE | L | Annual | Constraint Shadow Price | US2011$/Ton | 0 | 0 | 0 | 0 | 0 | 0 | 0
BART NOX Annual-Lawrence 4 -v5.14 | 137 | 6095 | Rate Constraint in lbs/MMBtu | FALSE | L | Annual | Seasons Included | Seasons | Winter, Summer | Winter, Summer | Winter, Summer | Winter, Summer | Winter, Summer | Winter, Summer | Winter, Summer
BART NOX Annual-Lawrence 4 -v5.14 | 137 | 6095 | Rate Constraint in lbs/MMBtu | FALSE | L | Annual | Standard NOX | lb/MMBtu | 0.18 | 0.18 | 0.18 | 0.18 | 0.18 | 0.18 | 0.18
BART NOX Annual-Lawrence 4 -v5.14 | 137 | 6095 | Rate Constraint in lbs/MMBtu | FALSE | L | Annual | Emissions at Affected Plants NOX | Thousand Tons | 0.69115 | 0.7477 | 0.79124 | 0.79124 | 0.79124 | 0.79124 | 0.79124
BART NOX Annual-Lawrence 4 -v5.14 | 137 | 6095 | Rate Constraint in lbs/MMBtu | FALSE | L | Annual | Allowances Purchased NOX | Thousand Tons | 0 | 0 | 0 | 0 | 0 | 0 | 0
BART NOX Annual-Lawrence 4 -v5.14 | 137 | 6095 | Rate Constraint in lbs/MMBtu | FALSE | L | Annual | Allowances Sold NOX | Thousand Tons | 0 | 0 | 0 | 0 | 0 | 0 | 0
BART NOX Annual-Lawrence 4 -v5.14 | 137 | 6095 | Rate Constraint in lbs/MMBtu | FALSE | L | Annual | Allowances Banked | Thousand Tons | 0 | 0 | 0 | 0 | 0 | 0 | 0
BART NOX Annual-Lawrence 4 -v5.14 | 137 | 6095 | Rate Constraint in lbs/MMBtu | FALSE | L | Annual | Allowances Withdrawn (1:1) | Thousand Tons | 0 | 0 | 0 | 0 | 0 | 0 | 0
BART NOX Annual-Lawrence 4 -v5.14 | 137 | 6095 | Rate Constraint in lbs/MMBtu | FALSE | L | Annual | Allowances Withdrawn (n:1) | Thousand Tons | 0 | 0 | 0 | 0 | 0 | 0 | 0
BART NOX Annual-Lawrence 4 -v5.14 | 137 | 6095 | Rate Constraint in lbs/MMBtu | FALSE | L | Annual | Net Emissions Allowance Position | Thousand Tons | 0.69115 | 0.7477 | 0.79124 | 0.79124 | 0.79124 | 0.79124 | 0.79124
BART NOX Annual-Lawrence 4 -v5.14 | 137 | 6095 | Rate Constraint in lbs/MMBtu | FALSE | L | Annual | Fuel Consumed | TBtu | 8.0634 | 8.7231 | 9.2312 | 9.2312 | 9.2312 | 9.2394 | 9.2394
BART NOX Annual-Lawrence 4 -v5.14 | 137 | 6095 | Rate Constraint in lbs/MMBtu | FALSE | L | Annual | Rate | lb/MMBtu | 0.17143 | 0.17143 | 0.17143 | 0.17143 | 0.17143 | 0.17128 | 0.17128
BART NOX Annual-Lawrence 4 -v5.14 | 137 | 6095 | Rate Constraint in lbs/MMBtu | FALSE | L | Annual | Generation | TWh | 0.70233 | 0.75979 | 0.80404 | 0.80404 | 0.80404 | 0.80404 | 0.80404
BART NOX Annual-Lawrence 4 -v5.14 | 137 | 6095 | Rate Constraint in lbs/MMBtu | FALSE | L | Annual | Qualifying Generation | TWh | 0.70233 | 0.75979 | 0.80404 | 0.80404 | 0.80404 | 0.80404 | 0.80404
BART NOX Annual-Lawrence 4 -v5.14 | 137 | 6095 | Rate Constraint in lbs/MMBtu | FALSE | L | Annual | Rate | lb/MWh | 1.9682 | 1.9682 | 1.9682 | 1.9682 | 1.9682 | 1.9682 | 1.9682
BART NOX Annual-Lawrence 4 -v5.14 | 137 | 6095 | Rate Constraint in lbs/MMBtu | FALSE | L | Annual | Constraint Shadow Price | US2011$/Ton | 0 | 0 | 0 | 0 | 0 | 0 | 0
BART NOX Annual-Lawrence 5 -v5.14 | 138 | 6096 | Rate Constraint in lbs/MMBtu | FALSE | L | Annual | Seasons Included | Seasons | Winter, Summer | Winter, Summer | Winter, Summer | Winter, Summer | Winter, Summer | Winter, Summer | Winter, Summer
BART NOX Annual-Lawrence 5 -v5.14 | 138 | 6096 | Rate Constraint in lbs/MMBtu | FALSE | L | Annual | Standard NOX | lb/MMBtu | 0.15 | 0.15 | 0.15 | 0.15 | 0.15 | 0.15 | 0.15
BART NOX Annual-Lawrence 5 -v5.14 | 138 | 6096 | Rate Constraint in lbs/MMBtu | FALSE | L | Annual | Emissions at Affected Plants NOX | Thousand Tons | 2.0079 | 2.1252 | 2.1252 | 2.1252 | 2.1252 | 2.1252 | 2.1252
BART NOX Annual-Lawrence 5 -v5.14 | 138 | 6096 | Rate Constraint in lbs/MMBtu | FALSE | L | Annual | Allowances Purchased NOX | Thousand Tons | 0 | 0 | 0 | 0 | 0 | 0 | 0
BART NOX Annual-Lawrence 5 -v5.14 | 138 | 6096 | Rate Constraint in lbs/MMBtu | FALSE | L | Annual | Allowances Sold NOX | Thousand Tons | 0 | 0 | 0 | 0 | 0 | 0 | 0
BART NOX Annual-Lawrence 5 -v5.14 | 138 | 6096 | Rate Constraint in lbs/MMBtu | FALSE | L | Annual | Allowances Banked | Thousand Tons | 0 | 0 | 0 | 0 | 0 | 0 | 0
BART NOX Annual-Lawrence 5 -v5.14 | 138 | 6096 | Rate Constraint in lbs/MMBtu | FALSE | L | Annual | Allowances Withdrawn (1:1) | Thousand Tons | 0 | 0 | 0 | 0 | 0 | 0 | 0
BART NOX Annual-Lawrence 5 -v5.14 | 138 | 6096 | Rate Constraint in lbs/MMBtu | FALSE | L | Annual | Allowances Withdrawn (n:1) | Thousand Tons | 0 | 0 | 0 | 0 | 0 | 0 | 0
BART NOX Annual-Lawrence 5 -v5.14 | 138 | 6096 | Rate Constraint in lbs/MMBtu | FALSE | L | Annual | Net Emissions Allowance Position | Thousand Tons | 2.0079 | 2.1252 | 2.1252 | 2.1252 | 2.1252 | 2.1252 | 2.1252
BART NOX Annual-Lawrence 5 -v5.14 | 138 | 6096 | Rate Constraint in lbs/MMBtu | FALSE | L | Annual | Fuel Consumed | TBtu | 28.1113 | 29.7523 | 29.7523 | 29.7523 | 29.7523 | 29.7789 | 29.7789
BART NOX Annual-Lawrence 5 -v5.14 | 138 | 6096 | Rate Constraint in lbs/MMBtu | FALSE | L | Annual | Rate | lb/MMBtu | 0.14286 | 0.14286 | 0.14286 | 0.14286 | 0.14286 | 0.14273 | 0.14273
BART NOX Annual-Lawrence 5 -v5.14 | 138 | 6096 | Rate Constraint in lbs/MMBtu | FALSE | L | Annual | Generation | TWh | 2.5921 | 2.7434 | 2.7434 | 2.7434 | 2.7434 | 2.7434 | 2.7434
BART NOX Annual-Lawrence 5 -v5.14 | 138 | 6096 | Rate Constraint in lbs/MMBtu | FALSE | L | Annual | Qualifying Generation | TWh | 2.5921 | 2.7434 | 2.7434 | 2.7434 | 2.7434 | 2.7434 | 2.7434
BART NOX Annual-Lawrence 5 -v5.14 | 138 | 6096 | Rate Constraint in lbs/MMBtu | FALSE | L | Annual | Rate | lb/MWh | 1.5493 | 1.5493 | 1.5493 | 1.5493 | 1.5493 | 1.5493 | 1.5493
BART NOX Annual-Lawrence 5 -v5.14 | 138 | 6096 | Rate Constraint in lbs/MMBtu | FALSE | L | Annual | Constraint Shadow Price | US2011$/Ton | 0 | 0 | 0 | 0 | 0 | 0 | 0
BART NOX Annual-Leland Olds 1 -v5.13 | 139 | 5855 | Rate Constraint in lbs/MMBtu | FALSE | L | Annual | Seasons Included | Seasons |  | Winter, Summer | Winter, Summer | Winter, Summer | Winter, Summer | Winter, Summer | Winter, Summer
BART NOX Annual-Leland Olds 1 -v5.13 | 139 | 5855 | Rate Constraint in lbs/MMBtu | FALSE | L | Annual | Standard NOX | lb/MMBtu | 0 | 0.19 | 0.19 | 0.19 | 0.19 | 0.19 | 0.19
BART NOX Annual-Leland Olds 1 -v5.13 | 139 | 5855 | Rate Constraint in lbs/MMBtu | FALSE | L | Annual | Emissions at Affected Plants NOX | Thousand Tons | 0 | 1.7327 | 1.7327 | 1.7327 | 1.7327 | 1.7327 | 1.7327
BART NOX Annual-Leland Olds 1 -v5.13 | 139 | 5855 | Rate Constraint in lbs/MMBtu | FALSE | L | Annual | Allowances Purchased NOX | Thousand Tons | 0 | 0 | 0 | 0 | 0 | 0 | 0
BART NOX Annual-Leland Olds 1 -v5.13 | 139 | 5855 | Rate Constraint in lbs/MMBtu | FALSE | L | Annual | Allowances Sold NOX | Thousand Tons | 0 | 0 | 0 | 0 | 0 | 0 | 0
BART NOX Annual-Leland Olds 1 -v5.13 | 139 | 5855 | Rate Constraint in lbs/MMBtu | FALSE | L | Annual | Allowances Banked | Thousand Tons | 0 | 0 | 0 | 0 | 0 | 0 | 0
BART NOX Annual-Leland Olds 1 -v5.13 | 139 | 5855 | Rate Constraint in lbs/MMBtu | FALSE | L | Annual | Allowances Withdrawn (1:1) | Thousand Tons | 0 | 0 | 0 | 0 | 0 | 0 | 0
BART NOX Annual-Leland Olds 1 -v5.13 | 139 | 5855 | Rate Constraint in lbs/MMBtu | FALSE | L | Annual | Allowances Withdrawn (n:1) | Thousand Tons | 0 | 0 | 0 | 0 | 0 | 0 | 0
BART NOX Annual-Leland Olds 1 -v5.13 | 139 | 5855 | Rate Constraint in lbs/MMBtu | FALSE | L | Annual | Net Emissions Allowance Position | Thousand Tons | 0 | 1.7327 | 1.7327 | 1.7327 | 1.7327 | 1.7327 | 1.7327
BART NOX Annual-Leland Olds 1 -v5.13 | 139 | 5855 | Rate Constraint in lbs/MMBtu | FALSE | L | Annual | Fuel Consumed | TBtu | 0 | 18.2388 | 18.2388 | 18.2388 | 18.2388 | 18.2388 | 18.2388
BART NOX Annual-Leland Olds 1 -v5.13 | 139 | 5855 | Rate Constraint in lbs/MMBtu | FALSE | L | Annual | Rate | lb/MMBtu | 0 | 0.19 | 0.19 | 0.19 | 0.19 | 0.19 | 0.19
BART NOX Annual-Leland Olds 1 -v5.13 | 139 | 5855 | Rate Constraint in lbs/MMBtu | FALSE | L | Annual | Generation | TWh | 0 | 1.6034 | 1.6034 | 1.6034 | 1.6034 | 1.6034 | 1.6034
BART NOX Annual-Leland Olds 1 -v5.13 | 139 | 5855 | Rate Constraint in lbs/MMBtu | FALSE | L | Annual | Qualifying Generation | TWh | 0 | 1.6034 | 1.6034 | 1.6034 | 1.6034 | 1.6034 | 1.6034
BART NOX Annual-Leland Olds 1 -v5.13 | 139 | 5855 | Rate Constraint in lbs/MMBtu | FALSE | L | Annual | Rate | lb/MWh | 0 | 2.1612 | 2.1612 | 2.1612 | 2.1612 | 2.1612 | 2.1612
BART NOX Annual-Leland Olds 1 -v5.13 | 139 | 5855 | Rate Constraint in lbs/MMBtu | FALSE | L | Annual | Constraint Shadow Price | US2011$/Ton | 0 | 1271.9565 | 5392.5002 | 14716.027 | 0 | 955.6524 | 0
BART NOX Annual-Leland Olds 2 -v5.13 | 140 | 5856 | Rate Constraint in lbs/MMBtu | FALSE | L | Annual | Seasons Included | Seasons |  | Winter, Summer | Winter, Summer | Winter, Summer | Winter, Summer | Winter, Summer | Winter, Summer
BART NOX Annual-Leland Olds 2 -v5.13 | 140 | 5856 | Rate Constraint in lbs/MMBtu | FALSE | L | Annual | Standard NOX | lb/MMBtu | 0 | 0.35 | 0.35 | 0.35 | 0.35 | 0.35 | 0.35
BART NOX Annual-Leland Olds 2 -v5.13 | 140 | 5856 | Rate Constraint in lbs/MMBtu | FALSE | L | Annual | Emissions at Affected Plants NOX | Thousand Tons | 0 | 5.4026 | 5.4026 | 5.4026 | 5.4026 | 5.4026 | 5.4026
BART NOX Annual-Leland Olds 2 -v5.13 | 140 | 5856 | Rate Constraint in lbs/MMBtu | FALSE | L | Annual | Allowances Purchased NOX | Thousand Tons | 0 | 0 | 0 | 0 | 0 | 0 | 0
BART NOX Annual-Leland Olds 2 -v5.13 | 140 | 5856 | Rate Constraint in lbs/MMBtu | FALSE | L | Annual | Allowances Sold NOX | Thousand Tons | 0 | 0 | 0 | 0 | 0 | 0 | 0
BART NOX Annual-Leland Olds 2 -v5.13 | 140 | 5856 | Rate Constraint in lbs/MMBtu | FALSE | L | Annual | Allowances Banked | Thousand Tons | 0 | 0 | 0 | 0 | 0 | 0 | 0
BART NOX Annual-Leland Olds 2 -v5.13 | 140 | 5856 | Rate Constraint in lbs/MMBtu | FALSE | L | Annual | Allowances Withdrawn (1:1) | Thousand Tons | 0 | 0 | 0 | 0 | 0 | 0 | 0
BART NOX Annual-Leland Olds 2 -v5.13 | 140 | 5856 | Rate Constraint in lbs/MMBtu | FALSE | L | Annual | Allowances Withdrawn (n:1) | Thousand Tons | 0 | 0 | 0 | 0 | 0 | 0 | 0
BART NOX Annual-Leland Olds 2 -v5.13 | 140 | 5856 | Rate Constraint in lbs/MMBtu | FALSE | L | Annual | Net Emissions Allowance Position | Thousand Tons | 0 | 5.4026 | 5.4026 | 5.4026 | 5.4026 | 5.4026 | 5.4026
BART NOX Annual-Leland Olds 2 -v5.13 | 140 | 5856 | Rate Constraint in lbs/MMBtu | FALSE | L | Annual | Fuel Consumed | TBtu | 0 | 36.3585 | 36.3585 | 36.3585 | 36.3585 | 36.3585 | 36.3585
BART NOX Annual-Leland Olds 2 -v5.13 | 140 | 5856 | Rate Constraint in lbs/MMBtu | FALSE | L | Annual | Rate | lb/MMBtu | 0 | 0.29718 | 0.29718 | 0.29718 | 0.29718 | 0.29718 | 0.29718
BART NOX Annual-Leland Olds 2 -v5.13 | 140 | 5856 | Rate Constraint in lbs/MMBtu | FALSE | L | Annual | Generation | TWh | 0 | 3.2141 | 3.2141 | 3.2141 | 3.2141 | 3.2141 | 3.2141
BART NOX Annual-Leland Olds 2 -v5.13 | 140 | 5856 | Rate Constraint in lbs/MMBtu | FALSE | L | Annual | Qualifying Generation | TWh | 0 | 3.2141 | 3.2141 | 3.2141 | 3.2141 | 3.2141 | 3.2141
BART NOX Annual-Leland Olds 2 -v5.13 | 140 | 5856 | Rate Constraint in lbs/MMBtu | FALSE | L | Annual | Rate | lb/MWh | 0 | 3.3617 | 3.3617 | 3.3617 | 3.3617 | 3.3617 | 3.3617
BART NOX Annual-Leland Olds 2 -v5.13 | 140 | 5856 | Rate Constraint in lbs/MMBtu | FALSE | L | Annual | Constraint Shadow Price | US2011$/Ton | 0 | 0 | 0 | 0 | 0 | 0 | 0
BART NOX Annual-Martin Drake 5 -v5.13 | 141 | 5826 | Rate Constraint in lbs/MMBtu | FALSE | L | Annual | Seasons Included | Seasons |  | Winter, Summer | Winter, Summer | Winter, Summer | Winter, Summer | Winter, Summer | Winter, Summer
BART NOX Annual-Martin Drake 5 -v5.13 | 141 | 5826 | Rate Constraint in lbs/MMBtu | FALSE | L | Annual | Standard NOX | lb/MMBtu | 0 | 0.31 | 0.31 | 0.31 | 0.31 | 0.31 | 0.31
BART NOX Annual-Martin Drake 5 -v5.13 | 141 | 5826 | Rate Constraint in lbs/MMBtu | FALSE | L | Annual | Emissions at Affected Plants NOX | Thousand Tons | 0 | 0.51799 | 0.59301 | 0.59301 | 0.59301 | 0.59301 | 0.59301
BART NOX Annual-Martin Drake 5 -v5.13 | 141 | 5826 | Rate Constraint in lbs/MMBtu | FALSE | L | Annual | Allowances Purchased NOX | Thousand Tons | 0 | 0 | 0 | 0 | 0 | 0 | 0
BART NOX Annual-Martin Drake 5 -v5.13 | 141 | 5826 | Rate Constraint in lbs/MMBtu | FALSE | L | Annual | Allowances Sold NOX | Thousand Tons | 0 | 0 | 0 | 0 | 0 | 0 | 0
BART NOX Annual-Martin Drake 5 -v5.13 | 141 | 5826 | Rate Constraint in lbs/MMBtu | FALSE | L | Annual | Allowances Banked | Thousand Tons | 0 | 0 | 0 | 0 | 0 | 0 | 0
BART NOX Annual-Martin Drake 5 -v5.13 | 141 | 5826 | Rate Constraint in lbs/MMBtu | FALSE | L | Annual | Allowances Withdrawn (1:1) | Thousand Tons | 0 | 0 | 0 | 0 | 0 | 0 | 0
BART NOX Annual-Martin Drake 5 -v5.13 | 141 | 5826 | Rate Constraint in lbs/MMBtu | FALSE | L | Annual | Allowances Withdrawn (n:1) | Thousand Tons | 0 | 0 | 0 | 0 | 0 | 0 | 0
BART NOX Annual-Martin Drake 5 -v5.13 | 141 | 5826 | Rate Constraint in lbs/MMBtu | FALSE | L | Annual | Net Emissions Allowance Position | Thousand Tons | 0 | 0.51799 | 0.59301 | 0.59301 | 0.59301 | 0.59301 | 0.59301
BART NOX Annual-Martin Drake 5 -v5.13 | 141 | 5826 | Rate Constraint in lbs/MMBtu | FALSE | L | Annual | Fuel Consumed | TBtu | 0 | 3.3993 | 3.8916 | 3.8916 | 3.8916 | 3.8916 | 3.8916
BART NOX Annual-Martin Drake 5 -v5.13 | 141 | 5826 | Rate Constraint in lbs/MMBtu | FALSE | L | Annual | Rate | lb/MMBtu | 0 | 0.30476 | 0.30476 | 0.30476 | 0.30476 | 0.30476 | 0.30476
BART NOX Annual-Martin Drake 5 -v5.13 | 141 | 5826 | Rate Constraint in lbs/MMBtu | FALSE | L | Annual | Generation | TWh | 0 | 0.29487 | 0.33757 | 0.33757 | 0.33757 | 0.33757 | 0.33757
BART NOX Annual-Martin Drake 5 -v5.13 | 141 | 5826 | Rate Constraint in lbs/MMBtu | FALSE | L | Annual | Qualifying Generation | TWh | 0 | 0.29487 | 0.33757 | 0.33757 | 0.33757 | 0.33757 | 0.33757
BART NOX Annual-Martin Drake 5 -v5.13 | 141 | 5826 | Rate Constraint in lbs/MMBtu | FALSE | L | Annual | Rate | lb/MWh | 0 | 3.5134 | 3.5134 | 3.5134 | 3.5134 | 3.5134 | 3.5134
BART NOX Annual-Martin Drake 5 -v5.13 | 141 | 5826 | Rate Constraint in lbs/MMBtu | FALSE | L | Annual | Constraint Shadow Price | US2011$/Ton | 0 | 0 | 0 | 0 | 0 | 0 | 0
BART NOX Annual-Martin Drake 6 -v5.13 | 142 | 5827 | Rate Constraint in lbs/MMBtu | FALSE | L | Annual | Seasons Included | Seasons |  | Winter, Summer | Winter, Summer | Winter, Summer | Winter, Summer | Winter, Summer | Winter, Summer
BART NOX Annual-Martin Drake 6 -v5.13 | 142 | 5827 | Rate Constraint in lbs/MMBtu | FALSE | L | Annual | Standard NOX | lb/MMBtu | 0 | 0.32 | 0.32 | 0.32 | 0.32 | 0.32 | 0.32
BART NOX Annual-Martin Drake 6 -v5.13 | 142 | 5827 | Rate Constraint in lbs/MMBtu | FALSE | L | Annual | Emissions at Affected Plants NOX | Thousand Tons | 0 | 0.86203 | 0.98687 | 0.98687 | 0.98687 | 0.98687 | 0.98687
BART NOX Annual-Martin Drake 6 -v5.13 | 142 | 5827 | Rate Constraint in lbs/MMBtu | FALSE | L | Annual | Allowances Purchased NOX | Thousand Tons | 0 | 0 | 0 | 0 | 0 | 0 | 0
BART NOX Annual-Martin Drake 6 -v5.13 | 142 | 5827 | Rate Constraint in lbs/MMBtu | FALSE | L | Annual | Allowances Sold NOX | Thousand Tons | 0 | 0 | 0 | 0 | 0 | 0 | 0
BART NOX Annual-Martin Drake 6 -v5.13 | 142 | 5827 | Rate Constraint in lbs/MMBtu | FALSE | L | Annual | Allowances Banked | Thousand Tons | 0 | 0 | 0 | 0 | 0 | 0 | 0
BART NOX Annual-Martin Drake 6 -v5.13 | 142 | 5827 | Rate Constraint in lbs/MMBtu | FALSE | L | Annual | Allowances Withdrawn (1:1) | Thousand Tons | 0 | 0 | 0 | 0 | 0 | 0 | 0
BART NOX Annual-Martin Drake 6 -v5.13 | 142 | 5827 | Rate Constraint in lbs/MMBtu | FALSE | L | Annual | Allowances Withdrawn (n:1) | Thousand Tons | 0 | 0 | 0 | 0 | 0 | 0 | 0
BART NOX Annual-Martin Drake 6 -v5.13 | 142 | 5827 | Rate Constraint in lbs/MMBtu | FALSE | L | Annual | Net Emissions Allowance Position | Thousand Tons | 0 | 0.86203 | 0.98687 | 0.98687 | 0.98687 | 0.98687 | 0.98687
BART NOX Annual-Martin Drake 6 -v5.13 | 142 | 5827 | Rate Constraint in lbs/MMBtu | FALSE | L | Annual | Fuel Consumed | TBtu | 0 | 5.6571 | 6.4763 | 6.4763 | 6.4763 | 6.4763 | 6.4763
BART NOX Annual-Martin Drake 6 -v5.13 | 142 | 5827 | Rate Constraint in lbs/MMBtu | FALSE | L | Annual | Rate | lb/MMBtu | 0 | 0.30476 | 0.30476 | 0.30476 | 0.30476 | 0.30476 | 0.30476
BART NOX Annual-Martin Drake 6 -v5.13 | 142 | 5827 | Rate Constraint in lbs/MMBtu | FALSE | L | Annual | Generation | TWh | 0 | 0.49483 | 0.5665 | 0.5665 | 0.5665 | 0.5665 | 0.5665
BART NOX Annual-Martin Drake 6 -v5.13 | 142 | 5827 | Rate Constraint in lbs/MMBtu | FALSE | L | Annual | Qualifying Generation | TWh | 0 | 0.49483 | 0.5665 | 0.5665 | 0.5665 | 0.5665 | 0.5665
BART NOX Annual-Martin Drake 6 -v5.13 | 142 | 5827 | Rate Constraint in lbs/MMBtu | FALSE | L | Annual | Rate | lb/MWh | 0 | 3.4841 | 3.4841 | 3.4841 | 3.4841 | 3.4841 | 3.4841
BART NOX Annual-Martin Drake 6 -v5.13 | 142 | 5827 | Rate Constraint in lbs/MMBtu | FALSE | L | Annual | Constraint Shadow Price | US2011$/Ton | 0 | 0 | 0 | 0 | 0 | 0 | 0
BART NOX Annual-Martin Drake 7 -v5.13 | 143 | 5828 | Rate Constraint in lbs/MMBtu | FALSE | L | Annual | Seasons Included | Seasons |  | Winter, Summer | Winter, Summer | Winter, Summer | Winter, Summer | Winter, Summer | Winter, Summer
BART NOX Annual-Martin Drake 7 -v5.13 | 143 | 5828 | Rate Constraint in lbs/MMBtu | FALSE | L | Annual | Standard NOX | lb/MMBtu | 0 | 0.32 | 0.32 | 0.32 | 0.32 | 0.32 | 0.32
BART NOX Annual-Martin Drake 7 -v5.13 | 143 | 5828 | Rate Constraint in lbs/MMBtu | FALSE | L | Annual | Emissions at Affected Plants NOX | Thousand Tons | 0 | 1.4674 | 1.6799 | 1.6799 | 1.6799 | 1.6799 | 1.6799
BART NOX Annual-Martin Drake 7 -v5.13 | 143 | 5828 | Rate Constraint in lbs/MMBtu | FALSE | L | Annual | Allowances Purchased NOX | Thousand Tons | 0 | 0 | 0 | 0 | 0 | 0 | 0
BART NOX Annual-Martin Drake 7 -v5.13 | 143 | 5828 | Rate Constraint in lbs/MMBtu | FALSE | L | Annual | Allowances Sold NOX | Thousand Tons | 0 | 0 | 0 | 0 | 0 | 0 | 0
BART NOX Annual-Martin Drake 7 -v5.13 | 143 | 5828 | Rate Constraint in lbs/MMBtu | FALSE | L | Annual | Allowances Banked | Thousand Tons | 0 | 0 | 0 | 0 | 0 | 0 | 0
BART NOX Annual-Martin Drake 7 -v5.13 | 143 | 5828 | Rate Constraint in lbs/MMBtu | FALSE | L | Annual | Allowances Withdrawn (1:1) | Thousand Tons | 0 | 0 | 0 | 0 | 0 | 0 | 0
BART NOX Annual-Martin Drake 7 -v5.13 | 143 | 5828 | Rate Constraint in lbs/MMBtu | FALSE | L | Annual | Allowances Withdrawn (n:1) | Thousand Tons | 0 | 0 | 0 | 0 | 0 | 0 | 0
BART NOX Annual-Martin Drake 7 -v5.13 | 143 | 5828 | Rate Constraint in lbs/MMBtu | FALSE | L | Annual | Net Emissions Allowance Position | Thousand Tons | 0 | 1.4674 | 1.6799 | 1.6799 | 1.6799 | 1.6799 | 1.6799
BART NOX Annual-Martin Drake 7 -v5.13 | 143 | 5828 | Rate Constraint in lbs/MMBtu | FALSE | L | Annual | Fuel Consumed | TBtu | 0 | 9.6296 | 11.0241 | 11.0241 | 11.0241 | 11.0241 | 11.0241
BART NOX Annual-Martin Drake 7 -v5.13 | 143 | 5828 | Rate Constraint in lbs/MMBtu | FALSE | L | Annual | Rate | lb/MMBtu | 0 | 0.30476 | 0.30476 | 0.30476 | 0.30476 | 0.30476 | 0.30476
BART NOX Annual-Martin Drake 7 -v5.13 | 143 | 5828 | Rate Constraint in lbs/MMBtu | FALSE | L | Annual | Generation | TWh | 0 | 0.85145 | 0.97476 | 0.97476 | 0.97476 | 0.97476 | 0.97476
BART NOX Annual-Martin Drake 7 -v5.13 | 143 | 5828 | Rate Constraint in lbs/MMBtu | FALSE | L | Annual | Qualifying Generation | TWh | 0 | 0.85145 | 0.97476 | 0.97476 | 0.97476 | 0.97476 | 0.97476
BART NOX Annual-Martin Drake 7 -v5.13 | 143 | 5828 | Rate Constraint in lbs/MMBtu | FALSE | L | Annual | Rate | lb/MWh | 0 | 3.4467 | 3.4467 | 3.4467 | 3.4467 | 3.4467 | 3.4467
BART NOX Annual-Martin Drake 7 -v5.13 | 143 | 5828 | Rate Constraint in lbs/MMBtu | FALSE | L | Annual | Constraint Shadow Price | US2011$/Ton | 0 | 0 | 0 | 0 | 0 | 0 | 0
BART NOX Annual-Merrimack 2 -v5.13 | 144 | 5844 | Rate Constraint in lbs/MMBtu | FALSE | L | Annual | Seasons Included | Seasons |  | Winter, Summer | Winter, Summer | Winter, Summer | Winter, Summer | Winter, Summer | Winter, Summer
BART NOX Annual-Merrimack 2 -v5.13 | 144 | 5844 | Rate Constraint in lbs/MMBtu | FALSE | L | Annual | Standard NOX | lb/MMBtu | 0 | 0.3 | 0.3 | 0.3 | 0.3 | 0.3 | 0.3
BART NOX Annual-Merrimack 2 -v5.13 | 144 | 5844 | Rate Constraint in lbs/MMBtu | FALSE | L | Annual | Emissions at Affected Plants NOX | Thousand Tons | 0 | 0 | 0 | 0 | 0 | 0 | 0
BART NOX Annual-Merrimack 2 -v5.13 | 144 | 5844 | Rate Constraint in lbs/MMBtu | FALSE | L | Annual | Allowances Purchased NOX | Thousand Tons | 0 | 0 | 0 | 0 | 0 | 0 | 0
BART NOX Annual-Merrimack 2 -v5.13 | 144 | 5844 | Rate Constraint in lbs/MMBtu | FALSE | L | Annual | Allowances Sold NOX | Thousand Tons | 0 | 0 | 0 | 0 | 0 | 0 | 0
BART NOX Annual-Merrimack 2 -v5.13 | 144 | 5844 | Rate Constraint in lbs/MMBtu | FALSE | L | Annual | Allowances Banked | Thousand Tons | 0 | 0 | 0 | 0 | 0 | 0 | 0
BART NOX Annual-Merrimack 2 -v5.13 | 144 | 5844 | Rate Constraint in lbs/MMBtu | FALSE | L | Annual | Allowances Withdrawn (1:1) | Thousand Tons | 0 | 0 | 0 | 0 | 0 | 0 | 0
BART NOX Annual-Merrimack 2 -v5.13 | 144 | 5844 | Rate Constraint in lbs/MMBtu | FALSE | L | Annual | Allowances Withdrawn (n:1) | Thousand Tons | 0 | 0 | 0 | 0 | 0 | 0 | 0
BART NOX Annual-Merrimack 2 -v5.13 | 144 | 5844 | Rate Constraint in lbs/MMBtu | FALSE | L | Annual | Net Emissions Allowance Position | Thousand Tons | 0 | 0 | 0 | 0 | 0 | 0 | 0
BART NOX Annual-Merrimack 2 -v5.13 | 144 | 5844 | Rate Constraint in lbs/MMBtu | FALSE | L | Annual | Fuel Consumed | TBtu | 0 | 0 | 0 | 0 | 0 | 0 | 0
BART NOX Annual-Merrimack 2 -v5.13 | 144 | 5844 | Rate Constraint in lbs/MMBtu | FALSE | L | Annual | Rate | lb/MMBtu | 0 | 0 | 0 | 0 | 0 | 0 | 0
BART NOX Annual-Merrimack 2 -v5.13 | 144 | 5844 | Rate Constraint in lbs/MMBtu | FALSE | L | Annual | Generation | TWh | 0 | 0 | 0 | 0 | 0 | 0 | 0
BART NOX Annual-Merrimack 2 -v5.13 | 144 | 5844 | Rate Constraint in lbs/MMBtu | FALSE | L | Annual | Qualifying Generation | TWh | 0 | 0 | 0 | 0 | 0 | 0 | 0
BART NOX Annual-Merrimack 2 -v5.13 | 144 | 5844 | Rate Constraint in lbs/MMBtu | FALSE | L | Annual | Rate | lb/MWh | 0 | 0 | 0 | 0 | 0 | 0 | 0
BART NOX Annual-Merrimack 2 -v5.13 | 144 | 5844 | Rate Constraint in lbs/MMBtu | FALSE | L | Annual | Constraint Shadow Price | US2011$/Ton | 0 | 0 | 0 | 0 | 0 | 0 | 0
BART NOX Annual-Milton R Young B1 -v5.13 | 145 | 5857 | Rate Constraint in lbs/MMBtu | FALSE | L | Annual | Seasons Included | Seasons |  | Winter, Summer | Winter, Summer | Winter, Summer | Winter, Summer | Winter, Summer | Winter, Summer
BART NOX Annual-Milton R Young B1 -v5.13 | 145 | 5857 | Rate Constraint in lbs/MMBtu | FALSE | L | Annual | Standard NOX | lb/MMBtu | 0 | 0.36 | 0.36 | 0.36 | 0.36 | 0.36 | 0.36
BART NOX Annual-Milton R Young B1 -v5.13 | 145 | 5857 | Rate Constraint in lbs/MMBtu | FALSE | L | Annual | Emissions at Affected Plants NOX | Thousand Tons | 0 | 0.48537 | 3.2931 | 3.471 | 3.7542 | 3.5484 | 3.7542
BART NOX Annual-Milton R Young B1 -v5.13 | 145 | 5857 | Rate Constraint in lbs/MMBtu | FALSE | L | Annual | Allowances Purchased NOX | Thousand Tons | 0 | 0 | 0 | 0 | 0 | 0 | 0
BART NOX Annual-Milton R Young B1 -v5.13 | 145 | 5857 | Rate Constraint in lbs/MMBtu | FALSE | L | Annual | Allowances Sold NOX | Thousand Tons | 0 | 0 | 0 | 0 | 0 | 0 | 0
BART NOX Annual-Milton R Young B1 -v5.13 | 145 | 5857 | Rate Constraint in lbs/MMBtu | FALSE | L | Annual | Allowances Banked | Thousand Tons | 0 | 0 | 0 | 0 | 0 | 0 | 0
BART NOX Annual-Milton R Young B1 -v5.13 | 145 | 5857 | Rate Constraint in lbs/MMBtu | FALSE | L | Annual | Allowances Withdrawn (1:1) | Thousand Tons | 0 | 0 | 0 | 0 | 0 | 0 | 0
BART NOX Annual-Milton R Young B1 -v5.13 | 145 | 5857 | Rate Constraint in lbs/MMBtu | FALSE | L | Annual | Allowances Withdrawn (n:1) | Thousand Tons | 0 | 0 | 0 | 0 | 0 | 0 | 0
BART NOX Annual-Milton R Young B1 -v5.13 | 145 | 5857 | Rate Constraint in lbs/MMBtu | FALSE | L | Annual | Net Emissions Allowance Position | Thousand Tons | 0 | 0.48537 | 3.2931 | 3.471 | 3.7542 | 3.5484 | 3.7542
BART NOX Annual-Milton R Young B1 -v5.13 | 145 | 5857 | Rate Constraint in lbs/MMBtu | FALSE | L | Annual | Fuel Consumed | TBtu | 0 | 2.6965 | 18.295 | 19.2835 | 20.8565 | 19.7132 | 20.8565
BART NOX Annual-Milton R Young B1 -v5.13 | 145 | 5857 | Rate Constraint in lbs/MMBtu | FALSE | L | Annual | Rate | lb/MMBtu | 0 | 0.36 | 0.36 | 0.36 | 0.36 | 0.36 | 0.36
BART NOX Annual-Milton R Young B1 -v5.13 | 145 | 5857 | Rate Constraint in lbs/MMBtu | FALSE | L | Annual | Generation | TWh | 0 | 0.24281 | 1.6474 | 1.7365 | 1.8781 | 1.7752 | 1.8781
BART NOX Annual-Milton R Young B1 -v5.13 | 145 | 5857 | Rate Constraint in lbs/MMBtu | FALSE | L | Annual | Qualifying Generation | TWh | 0 | 0.24281 | 1.6474 | 1.7365 | 1.8781 | 1.7752 | 1.8781
BART NOX Annual-Milton R Young B1 -v5.13 | 145 | 5857 | Rate Constraint in lbs/MMBtu | FALSE | L | Annual | Rate | lb/MWh | 0 | 3.9978 | 3.9978 | 3.9978 | 3.9978 | 3.9978 | 3.9978
BART NOX Annual-Milton R Young B1 -v5.13 | 145 | 5857 | Rate Constraint in lbs/MMBtu | FALSE | L | Annual | Constraint Shadow Price | US2011$/Ton | 0 | 0 | 0 | 0 | 0 | 0 | 0
BART NOX Annual-Milton R Young B2 -v5.13 | 146 | 5858 | Rate Constraint in lbs/MMBtu | FALSE | L | Annual | Seasons Included | Seasons |  | Winter, Summer | Winter, Summer | Winter, Summer | Winter, Summer | Winter, Summer | Winter, Summer
BART NOX Annual-Milton R Young B2 -v5.13 | 146 | 5858 | Rate Constraint in lbs/MMBtu | FALSE | L | Annual | Standard NOX | lb/MMBtu | 0 | 0.35 | 0.35 | 0.35 | 0.35 | 0.35 | 0.35
BART NOX Annual-Milton R Young B2 -v5.13 | 146 | 5858 | Rate Constraint in lbs/MMBtu | FALSE | L | Annual | Emissions at Affected Plants NOX | Thousand Tons | 0 | 2.1501 | 5.3979 | 5.6658 | 5.9944 | 5.9125 | 5.9944
BART NOX Annual-Milton R Young B2 -v5.13 | 146 | 5858 | Rate Constraint in lbs/MMBtu | FALSE | L | Annual | Allowances Purchased NOX | Thousand Tons | 0 | 0 | 0 | 0 | 0 | 0 | 0
BART NOX Annual-Milton R Young B2 -v5.13 | 146 | 5858 | Rate Constraint in lbs/MMBtu | FALSE | L | Annual | Allowances Sold NOX | Thousand Tons | 0 | 0 | 0 | 0 | 0 | 0 | 0
BART NOX Annual-Milton R Young B2 -v5.13 | 146 | 5858 | Rate Constraint in lbs/MMBtu | FALSE | L | Annual | Allowances Banked | Thousand Tons | 0 | 0 | 0 | 0 | 0 | 0 | 0
BART NOX Annual-Milton R Young B2 -v5.13 | 146 | 5858 | Rate Constraint in lbs/MMBtu | FALSE | L | Annual | Allowances Withdrawn (1:1) | Thousand Tons | 0 | 0 | 0 | 0 | 0 | 0 | 0
BART NOX Annual-Milton R Young B2 -v5.13 | 146 | 5858 | Rate Constraint in lbs/MMBtu | FALSE | L | Annual | Allowances Withdrawn (n:1) | Thousand Tons | 0 | 0 | 0 | 0 | 0 | 0 | 0
BART NOX Annual-Milton R Young B2 -v5.13 | 146 | 5858 | Rate Constraint in lbs/MMBtu | FALSE | L | Annual | Net Emissions Allowance Position | Thousand Tons | 0 | 2.1501 | 5.3979 | 5.6658 | 5.9944 | 5.9125 | 5.9944
BART NOX Annual-Milton R Young B2 -v5.13 | 146 | 5858 | Rate Constraint in lbs/MMBtu | FALSE | L | Annual | Fuel Consumed | TBtu | 0 | 13.359 | 33.5378 | 35.2028 | 37.2443 | 36.7354 | 37.2443
BART NOX Annual-Milton R Young B2 -v5.13 | 146 | 5858 | Rate Constraint in lbs/MMBtu | FALSE | L | Annual | Rate | lb/MMBtu | 0 | 0.3219 | 0.3219 | 0.3219 | 0.3219 | 0.3219 | 0.3219
BART NOX Annual-Milton R Young B2 -v5.13 | 146 | 5858 | Rate Constraint in lbs/MMBtu | FALSE | L | Annual | Generation | TWh | 0 | 1.2045 | 3.0239 | 3.174 | 3.3581 | 3.3122 | 3.3581
BART NOX Annual-Milton R Young B2 -v5.13 | 146 | 5858 | Rate Constraint in lbs/MMBtu | FALSE | L | Annual | Qualifying Generation | TWh | 0 | 1.2045 | 3.0239 | 3.174 | 3.3581 | 3.3122 | 3.3581
BART NOX Annual-Milton R Young B2 -v5.13 | 146 | 5858 | Rate Constraint in lbs/MMBtu | FALSE | L | Annual | Rate | lb/MWh | 0 | 3.5702 | 3.5702 | 3.5702 | 3.5702 | 3.5702 | 3.5702
BART NOX Annual-Milton R Young B2 -v5.13 | 146 | 5858 | Rate Constraint in lbs/MMBtu | FALSE | L | Annual | Constraint Shadow Price | US2011$/Ton | 0 | 0 | 0 | 0 | 0 | 0 | 0
BART NOX Annual-Muskogee 4 -v5.13 | 147 | 5860 | Rate Constraint in lbs/MMBtu | FALSE | L | Annual | Seasons Included | Seasons |  | Winter, Summer | Winter, Summer | Winter, Summer | Winter, Summer | Winter, Summer | Winter, Summer
BART NOX Annual-Muskogee 4 -v5.13 | 147 | 5860 | Rate Constraint in lbs/MMBtu | FALSE | L | Annual | Standard NOX | lb/MMBtu | 0 | 0.15 | 0.15 | 0.15 | 0.15 | 0.15 | 0.15
BART NOX Annual-Muskogee 4 -v5.13 | 147 | 5860 | Rate Constraint in lbs/MMBtu | FALSE | L | Annual | Emissions at Affected Plants NOX | Thousand Tons | 0 | 0.010998 | 0.010419 | 0.010998 | 0.010998 | 0.010998 | 0.010998
BART NOX Annual-Muskogee 4 -v5.13 | 147 | 5860 | Rate Constraint in lbs/MMBtu | FALSE | L | Annual | Allowances Purchased NOX | Thousand Tons | 0 | 0 | 0 | 0 | 0 | 0 | 0
BART NOX Annual-Muskogee 4 -v5.13 | 147 | 5860 | Rate Constraint in lbs/MMBtu | FALSE | L | Annual | Allowances Sold NOX | Thousand Tons | 0 | 0 | 0 | 0 | 0 | 0 | 0
BART NOX Annual-Muskogee 4 -v5.13 | 147 | 5860 | Rate Constraint in lbs/MMBtu | FALSE | L | Annual | Allowances Banked | Thousand Tons | 0 | 0 | 0 | 0 | 0 | 0 | 0
BART NOX Annual-Muskogee 4 -v5.13 | 147 | 5860 | Rate Constraint in lbs/MMBtu | FALSE | L | Annual | Allowances Withdrawn (1:1) | Thousand Tons | 0 | 0 | 0 | 0 | 0 | 0 | 0
BART NOX Annual-Muskogee 4 -v5.13 | 147 | 5860 | Rate Constraint in lbs/MMBtu | FALSE | L | Annual | Allowances Withdrawn (n:1) | Thousand Tons | 0 | 0 | 0 | 0 | 0 | 0 | 0
BART NOX Annual-Muskogee 4 -v5.13 | 147 | 5860 | Rate Constraint in lbs/MMBtu | FALSE | L | Annual | Net Emissions Allowance Position | Thousand Tons | 0 | 0.010998 | 0.010419 | 0.010998 | 0.010998 | 0.010998 | 0.010998
BART NOX Annual-Muskogee 4 -v5.13 | 147 | 5860 | Rate Constraint in lbs/MMBtu | FALSE | L | Annual | Fuel Consumed | TBtu | 0 | 0.152 | 0.14399 | 0.152 | 0.152 | 0.15228 | 0.15228
BART NOX Annual-Muskogee 4 -v5.13 | 147 | 5860 | Rate Constraint in lbs/MMBtu | FALSE | L | Annual | Rate | lb/MMBtu | 0 | 0.14471 | 0.14471 | 0.14471 | 0.14471 | 0.14444 | 0.14444
BART NOX Annual-Muskogee 4 -v5.13 | 147 | 5860 | Rate Constraint in lbs/MMBtu | FALSE | L | Annual | Generation | TWh | 0 | 0.014129 | 0.013385 | 0.014129 | 0.014129 | 0.014129 | 0.014129
BART NOX Annual-Muskogee 4 -v5.13 | 147 | 5860 | Rate Constraint in lbs/MMBtu | FALSE | L | Annual | Qualifying Generation | TWh | 0 | 0.014129 | 0.013385 | 0.014129 | 0.014129 | 0.014129 | 0.014129
BART NOX Annual-Muskogee 4 -v5.13 | 147 | 5860 | Rate Constraint in lbs/MMBtu | FALSE | L | Annual | Rate | lb/MWh | 0 | 1.5568 | 1.5568 | 1.5568 | 1.5568 | 1.5568 | 1.5568
BART NOX Annual-Muskogee 4 -v5.13 | 147 | 5860 | Rate Constraint in lbs/MMBtu | FALSE | L | Annual | Constraint Shadow Price | US2011$/Ton | 0 | 0 | 0 | 0 | 0 | 0 | 0
BART NOX Annual-Muskogee 5 -v5.13 | 148 | 5861 | Rate Constraint in lbs/MMBtu | FALSE | L | Annual | Seasons Included | Seasons |  | Winter, Summer | Winter, Summer | Winter, Summer | Winter, Summer | Winter, Summer | Winter, Summer
BART NOX Annual-Muskogee 5 -v5.13 | 148 | 5861 | Rate Constraint in lbs/MMBtu | FALSE | L | Annual | Standard NOX | lb/MMBtu | 0 | 0.15 | 0.15 | 0.15 | 0.15 | 0.15 | 0.15
BART NOX Annual-Muskogee 5 -v5.13 | 148 | 5861 | Rate Constraint in lbs/MMBtu | FALSE | L | Annual | Emissions at Affected Plants NOX | Thousand Tons | 0 | 0 | 0 | 0 | 0 | 0 | 0
BART NOX Annual-Muskogee 5 -v5.13 | 148 | 5861 | Rate Constraint in lbs/MMBtu | FALSE | L | Annual | Allowances Purchased NOX | Thousand Tons | 0 | 0 | 0 | 0 | 0 | 0 | 0
BART NOX Annual-Muskogee 5 -v5.13 | 148 | 5861 | Rate Constraint in lbs/MMBtu | FALSE | L | Annual | Allowances Sold NOX | Thousand Tons | 0 | 0 | 0 | 0 | 0 | 0 | 0
BART NOX Annual-Muskogee 5 -v5.13 | 148 | 5861 | Rate Constraint in lbs/MMBtu | FALSE | L | Annual | Allowances Banked | Thousand Tons | 0 | 0 | 0 | 0 | 0 | 0 | 0
BART NOX Annual-Muskogee 5 -v5.13 | 148 | 5861 | Rate Constraint in lbs/MMBtu | FALSE | L | Annual | Allowances Withdrawn (1:1) | Thousand Tons | 0 | 0 | 0 | 0 | 0 | 0 | 0
BART NOX Annual-Muskogee 5 -v5.13 | 148 | 5861 | Rate Constraint in lbs/MMBtu | FALSE | L | Annual | Allowances Withdrawn (n:1) | Thousand Tons | 0 | 0 | 0 | 0 | 0 | 0 | 0
BART NOX Annual-Muskogee 5 -v5.13 | 148 | 5861 | Rate Constraint in lbs/MMBtu | FALSE | L | Annual | Net Emissions Allowance Position | Thousand Tons | 0 | 0 | 0 | 0 | 0 | 0 | 0
BART NOX Annual-Muskogee 5 -v5.13 | 148 | 5861 | Rate Constraint in lbs/MMBtu | FALSE | L | Annual | Fuel Consumed | TBtu | 0 | 0 | 0 | 0 | 0 | 0 | 0
BART NOX Annual-Muskogee 5 -v5.13 | 148 | 5861 | Rate Constraint in lbs/MMBtu | FALSE | L | Annual | Rate | lb/MMBtu | 0 | 0 | 0 | 0 | 0 | 0 | 0
BART NOX Annual-Muskogee 5 -v5.13 | 148 | 5861 | Rate Constraint in lbs/MMBtu | FALSE | L | Annual | Generation | TWh | 0 | 0 | 0 | 0 | 0 | 0 | 0
BART NOX Annual-Muskogee 5 -v5.13 | 148 | 5861 | Rate Constraint in lbs/MMBtu | FALSE | L | Annual | Qualifying Generation | TWh | 0 | 0 | 0 | 0 | 0 | 0 | 0
BART NOX Annual-Muskogee 5 -v5.13 | 148 | 5861 | Rate Constraint in lbs/MMBtu | FALSE | L | Annual | Rate | lb/MWh | 0 | 0 | 0 | 0 | 0 | 0 | 0
BART NOX Annual-Muskogee 5 -v5.13 | 148 | 5861 | Rate Constraint in lbs/MMBtu | FALSE | L | Annual | Constraint Shadow Price | US2011$/Ton | 0 | 0 | 0 | 0 | 0 | 0 | 0
BART NOX Annual-Naughton 1 -v5.14 | 149 | 6109 | Rate Constraint in lbs/MMBtu | FALSE | L | Annual | Seasons Included | Seasons |  | Winter, Summer | Winter, Summer | Winter, Summer | Winter, Summer | Winter, Summer | Winter, Summer
BART NOX Annual-Naughton 1 -v5.14 | 149 | 6109 | Rate Constraint in lbs/MMBtu | FALSE | L | Annual | Standard NOX | lb/MMBtu | 0 | 0.26 | 0.26 | 0.26 | 0.26 | 0.26 | 0.26
BART NOX Annual-Naughton 1 -v5.14 | 149 | 6109 | Rate Constraint in lbs/MMBtu | FALSE | L | Annual | Emissions at Affected Plants NOX | Thousand Tons | 0 | 0 | 0 | 0 | 0 | 0 | 0
BART NOX Annual-Naughton 1 -v5.14 | 149 | 6109 | Rate Constraint in lbs/MMBtu | FALSE | L | Annual | Allowances Purchased NOX | Thousand Tons | 0 | 0 | 0 | 0 | 0 | 0 | 0
BART NOX Annual-Naughton 1 -v5.14 | 149 | 6109 | Rate Constraint in lbs/MMBtu | FALSE | L | Annual | Allowances Sold NOX | Thousand Tons | 0 | 0 | 0 | 0 | 0 | 0 | 0
BART NOX Annual-Naughton 1 -v5.14 | 149 | 6109 | Rate Constraint in lbs/MMBtu | FALSE | L | Annual | Allowances Banked | Thousand Tons | 0 | 0 | 0 | 0 | 0 | 0 | 0
BART NOX Annual-Naughton 1 -v5.14 | 149 | 6109 | Rate Constraint in lbs/MMBtu | FALSE | L | Annual | Allowances Withdrawn (1:1) | Thousand Tons | 0 | 0 | 0 | 0 | 0 | 0 | 0
BART NOX Annual-Naughton 1 -v5.14 | 149 | 6109 | Rate Constraint in lbs/MMBtu | FALSE | L | Annual | Allowances Withdrawn (n:1) | Thousand Tons | 0 | 0 | 0 | 0 | 0 | 0 | 0
BART NOX Annual-Naughton 1 -v5.14 | 149 | 6109 | Rate Constraint in lbs/MMBtu | FALSE | L | Annual | Net Emissions Allowance Position | Thousand Tons | 0 | 0 | 0 | 0 | 0 | 0 | 0
BART NOX Annual-Naughton 1 -v5.14 | 149 | 6109 | Rate Constraint in lbs/MMBtu | FALSE | L | Annual | Fuel Consumed | TBtu | 0 | 0 | 0 | 0 | 0 | 0 | 0
BART NOX Annual-Naughton 1 -v5.14 | 149 | 6109 | Rate Constraint in lbs/MMBtu | FALSE | L | Annual | Rate | lb/MMBtu | 0 | 0 | 0 | 0 | 0 | 0 | 0
BART NOX Annual-Naughton 1 -v5.14 | 149 | 6109 | Rate Constraint in lbs/MMBtu | FALSE | L | Annual | Generation | TWh | 0 | 0 | 0 | 0 | 0 | 0 | 0
BART NOX Annual-Naughton 1 -v5.14 | 149 | 6109 | Rate Constraint in lbs/MMBtu | FALSE | L | Annual | Qualifying Generation | TWh | 0 | 0 | 0 | 0 | 0 | 0 | 0
BART NOX Annual-Naughton 1 -v5.14 | 149 | 6109 | Rate Constraint in lbs/MMBtu | FALSE | L | Annual | Rate | lb/MWh | 0 | 0 | 0 | 0 | 0 | 0 | 0
BART NOX Annual-Naughton 1 -v5.14 | 149 | 6109 | Rate Constraint in lbs/MMBtu | FALSE | L | Annual | Constraint Shadow Price | US2011$/Ton | 0 | 8163.1137 | 0 | 0 | 0 | 0 | 0
BART NOX Annual-Naughton 2 -v5.14 | 150 | 6110 | Rate Constraint in lbs/MMBtu | FALSE | L | Annual | Seasons Included | Seasons |  | Winter, Summer | Winter, Summer | Winter, Summer | Winter, Summer | Winter, Summer | Winter, Summer
BART NOX Annual-Naughton 2 -v5.14 | 150 | 6110 | Rate Constraint in lbs/MMBtu | FALSE | L | Annual | Standard NOX | lb/MMBtu | 0 | 0.26 | 0.26 | 0.26 | 0.26 | 0.26 | 0.26
BART NOX Annual-Naughton 2 -v5.14 | 150 | 6110 | Rate Constraint in lbs/MMBtu | FALSE | L | Annual | Emissions at Affected Plants NOX | Thousand Tons | 0 | 0 | 0 | 0 | 0 | 0 | 0
BART NOX Annual-Naughton 2 -v5.14 | 150 | 6110 | Rate Constraint in lbs/MMBtu | FALSE | L | Annual | Allowances Purchased NOX | Thousand Tons | 0 | 0 | 0 | 0 | 0 | 0 | 0
BART NOX Annual-Naughton 2 -v5.14 | 150 | 6110 | Rate Constraint in lbs/MMBtu | FALSE | L | Annual | Allowances Sold NOX | Thousand Tons | 0 | 0 | 0 | 0 | 0 | 0 | 0
BART NOX Annual-Naughton 2 -v5.14 | 150 | 6110 | Rate Constraint in lbs/MMBtu | FALSE | L | Annual | Allowances Banked | Thousand Tons | 0 | 0 | 0 | 0 | 0 | 0 | 0
BART NOX Annual-Naughton 2 -v5.14 | 150 | 6110 | Rate Constraint in lbs/MMBtu | FALSE | L | Annual | Allowances Withdrawn (1:1) | Thousand Tons | 0 | 0 | 0 | 0 | 0 | 0 | 0
BART NOX Annual-Naughton 2 -v5.14 | 150 | 6110 | Rate Constraint in lbs/MMBtu | FALSE | L | Annual | Allowances Withdrawn (n:1) | Thousand Tons | 0 | 0 | 0 | 0 | 0 | 0 | 0
BART NOX Annual-Naughton 2 -v5.14 | 150 | 6110 | Rate Constraint in lbs/MMBtu | FALSE | L | Annual | Net Emissions Allowance Position | Thousand Tons | 0 | 0 | 0 | 0 | 0 | 0 | 0
BART NOX Annual-Naughton 2 -v5.14 | 150 | 6110 | Rate Constraint in lbs/MMBtu | FALSE | L | Annual | Fuel Consumed | TBtu | 0 | 0 | 0 | 0 | 0 | 0 | 0
BART NOX Annual-Naughton 2 -v5.14 | 150 | 6110 | Rate Constraint in lbs/MMBtu | FALSE | L | Annual | Rate | lb/MMBtu | 0 | 0 | 0 | 0 | 0 | 0 | 0
BART NOX Annual-Naughton 2 -v5.14 | 150 | 6110 | Rate Constraint in lbs/MMBtu | FALSE | L | Annual | Generation | TWh | 0 | 0 | 0 | 0 | 0 | 0 | 0
BART NOX Annual-Naughton 2 -v5.14 | 150 | 6110 | Rate Constraint in lbs/MMBtu | FALSE | L | Annual | Qualifying Generation | TWh | 0 | 0 | 0 | 0 | 0 | 0 | 0
BART NOX Annual-Naughton 2 -v5.14 | 150 | 6110 | Rate Constraint in lbs/MMBtu | FALSE | L | Annual | Rate | lb/MWh | 0 | 0 | 0 | 0 | 0 | 0 | 0
BART NOX Annual-Naughton 2 -v5.14 | 150 | 6110 | Rate Constraint in lbs/MMBtu | FALSE | L | Annual | Constraint Shadow Price | US2011$/Ton | 0 | 0 | 0 | 0 | 0 | 0 | 0
BART NOX Annual-Naughton 3 -v5.14 | 151 | 6111 | Rate Constraint in lbs/MMBtu | FALSE | L | Annual | Seasons Included | Seasons |  | Winter, Summer | Winter, Summer | Winter, Summer | Winter, Summer | Winter, Summer | Winter, Summer
BART NOX Annual-Naughton 3 -v5.14 | 151 | 6111 | Rate Constraint in lbs/MMBtu | FALSE | L | Annual | Standard NOX | lb/MMBtu | 0 | 0.07 | 0.07 | 0.07 | 0.07 | 0.07 | 0.07
BART NOX Annual-Naughton 3 -v5.14 | 151 | 6111 | Rate Constraint in lbs/MMBtu | FALSE | L | Annual | Emissions at Affected Plants NOX | Thousand Tons | 0 | 0 | 0 | 0 | 0 | 0 | 0
BART NOX Annual-Naughton 3 -v5.14 | 151 | 6111 | Rate Constraint in lbs/MMBtu | FALSE | L | Annual | Allowances Purchased NOX | Thousand Tons | 0 | 0 | 0 | 0 | 0 | 0 | 0
BART NOX Annual-Naughton 3 -v5.14 | 151 | 6111 | Rate Constraint in lbs/MMBtu | FALSE | L | Annual | Allowances Sold NOX | Thousand Tons | 0 | 0 | 0 | 0 | 0 | 0 | 0
BART NOX Annual-Naughton 3 -v5.14 | 151 | 6111 | Rate Constraint in lbs/MMBtu | FALSE | L | Annual | Allowances Banked | Thousand Tons | 0 | 0 | 0 | 0 | 0 | 0 | 0
BART NOX Annual-Naughton 3 -v5.14 | 151 | 6111 | Rate Constraint in lbs/MMBtu | FALSE | L | Annual | Allowances Withdrawn (1:1) | Thousand Tons | 0 | 0 | 0 | 0 | 0 | 0 | 0
BART NOX Annual-Naughton 3 -v5.14 | 151 | 6111 | Rate Constraint in lbs/MMBtu | FALSE | L | Annual | Allowances Withdrawn (n:1) | Thousand Tons | 0 | 0 | 0 | 0 | 0 | 0 | 0
BART NOX Annual-Naughton 3 -v5.14 | 151 | 6111 | Rate Constraint in lbs/MMBtu | FALSE | L | Annual | Net Emissions Allowance Position | Thousand Tons | 0 | 0 | 0 | 0 | 0 | 0 | 0
BART NOX Annual-Naughton 3 -v5.14 | 151 | 6111 | Rate Constraint in lbs/MMBtu | FALSE | L | Annual | Fuel Consumed | TBtu | 0 | 0 | 0 | 0 | 0 | 0 | 0
BART NOX Annual-Naughton 3 -v5.14 | 151 | 6111 | Rate Constraint in lbs/MMBtu | FALSE | L | Annual | Rate | lb/MMBtu | 0 | 0 | 0 | 0 | 0 | 0 | 0
BART NOX Annual-Naughton 3 -v5.14 | 151 | 6111 | Rate Constraint in lbs/MMBtu | FALSE | L | Annual | Generation | TWh | 0 | 0 | 0 | 0 | 0 | 0 | 0
BART NOX Annual-Naughton 3 -v5.14 | 151 | 6111 | Rate Constraint in lbs/MMBtu | FALSE | L | Annual | Qualifying Generation | TWh | 0 | 0 | 0 | 0 | 0 | 0 | 0
BART NOX Annual-Naughton 3 -v5.14 | 151 | 6111 | Rate Constraint in lbs/MMBtu | FALSE | L | Annual | Rate | lb/MWh | 0 | 0 | 0 | 0 | 0 | 0 | 0
BART NOX Annual-Naughton 3 -v5.14 | 151 | 6111 | Rate Constraint in lbs/MMBtu | FALSE | L | Annual | Constraint Shadow Price | US2011$/Ton | 0 | 122791.2948 | 12365.287 | 49200.4205 | 28683.3978 | 9831.8594 | 11116.0974
BART NOX Annual-Navajo 2 -v5.14 | 152 | 6112 | Rate Constraint in lbs/MMBtu | FALSE | L | Annual | Seasons Included | Seasons |  |  |  |  | Winter, Summer | Winter, Summer | Winter, Summer
BART NOX Annual-Navajo 2 -v5.14 | 152 | 6112 | Rate Constraint in lbs/MMBtu | FALSE | L | Annual | Standard NOX | lb/MMBtu | 0 | 0 | 0 | 0 | 0.07 | 0.07 | 0.07
BART NOX Annual-Navajo 2 -v5.14 | 152 | 6112 | Rate Constraint in lbs/MMBtu | FALSE | L | Annual | Emissions at Affected Plants NOX | Thousand Tons | 0 | 0 | 0 | 0 | 1.9244 | 1.9244 | 1.9244
BART NOX Annual-Navajo 2 -v5.14 | 152 | 6112 | Rate Constraint in lbs/MMBtu | FALSE | L | Annual | Allowances Purchased NOX | Thousand Tons | 0 | 0 | 0 | 0 | 0 | 0 | 0
BART NOX Annual-Navajo 2 -v5.14 | 152 | 6112 | Rate Constraint in lbs/MMBtu | FALSE | L | Annual | Allowances Sold NOX | Thousand Tons | 0 | 0 | 0 | 0 | 0 | 0 | 0
BART NOX Annual-Navajo 2 -v5.14 | 152 | 6112 | Rate Constraint in lbs/MMBtu | FALSE | L | Annual | Allowances Banked | Thousand Tons | 0 | 0 | 0 | 0 | 0 | 0 | 0
BART NOX Annual-Navajo 2 -v5.14 | 152 | 6112 | Rate Constraint in lbs/MMBtu | FALSE | L | Annual | Allowances Withdrawn (1:1) | Thousand Tons | 0 | 0 | 0 | 0 | 0 | 0 | 0
BART NOX Annual-Navajo 2 -v5.14 | 152 | 6112 | Rate Constraint in lbs/MMBtu | FALSE | L | Annual | Allowances Withdrawn (n:1) | Thousand Tons | 0 | 0 | 0 | 0 | 0 | 0 | 0
BART NOX Annual-Navajo 2 -v5.14 | 152 | 6112 | Rate Constraint in lbs/MMBtu | FALSE | L | Annual | Net Emissions Allowance Position | Thousand Tons | 0 | 0 | 0 | 0 | 1.9244 | 1.9244 | 1.9244
BART NOX Annual-Navajo 2 -v5.14 | 152 | 6112 | Rate Constraint in lbs/MMBtu | FALSE | L | Annual | Fuel Consumed | TBtu | 0 | 0 | 0 | 0 | 54.9841 | 54.9841 | 54.9841
BART NOX Annual-Navajo 2 -v5.14 | 152 | 6112 | Rate Constraint in lbs/MMBtu | FALSE | L | Annual | Rate | lb/MMBtu | 0 | 0 | 0 | 0 | 0.07 | 0.07 | 0.07
BART NOX Annual-Navajo 2 -v5.14 | 152 | 6112 | Rate Constraint in lbs/MMBtu | FALSE | L | Annual | Generation | TWh | 0 | 0 | 0 | 0 | 5.4017 | 5.4017 | 5.4017
BART NOX Annual-Navajo 2 -v5.14 | 152 | 6112 | Rate Constraint in lbs/MMBtu | FALSE | L | Annual | Qualifying Generation | TWh | 0 | 0 | 0 | 0 | 5.4017 | 5.4017 | 5.4017
BART NOX Annual-Navajo 2 -v5.14 | 152 | 6112 | Rate Constraint in lbs/MMBtu | FALSE | L | Annual | Rate | lb/MWh | 0 | 0 | 0 | 0 | 0.71254 | 0.71254 | 0.71254
BART NOX Annual-Navajo 2 -v5.14 | 152 | 6112 | Rate Constraint in lbs/MMBtu | FALSE | L | Annual | Constraint Shadow Price | US2011$/Ton | 0 | 0 | 0 | 0 | 97264.7712 | 51965.9156 | 63375.2284
BART NOX Annual-Navajo 3 -v5.14 | 153 | 6114 | Rate Constraint in lbs/MMBtu | FALSE | L | Annual | Seasons Included | Seasons |  |  |  |  | Winter, Summer | Winter, Summer | Winter, Summer
BART NOX Annual-Navajo 3 -v5.14 | 153 | 6114 | Rate Constraint in lbs/MMBtu | FALSE | L | Annual | Standard NOX | lb/MMBtu | 0 | 0 | 0 | 0 | 0.07 | 0.07 | 0.07
BART NOX Annual-Navajo 3 -v5.14 | 153 | 6114 | Rate Constraint in lbs/MMBtu | FALSE | L | Annual | Emissions at Affected Plants NOX | Thousand Tons | 0 | 0 | 0 | 0 | 1.9229 | 1.9229 | 1.9229
BART NOX Annual-Navajo 3 -v5.14 | 153 | 6114 | Rate Constraint in lbs/MMBtu | FALSE | L | Annual | Allowances Purchased NOX | Thousand Tons | 0 | 0 | 0 | 0 | 0 | 0 | 0
BART NOX Annual-Navajo 3 -v5.14 | 153 | 6114 | Rate Constraint in lbs/MMBtu | FALSE | L | Annual | Allowances Sold NOX | Thousand Tons | 0 | 0 | 0 | 0 | 0 | 0 | 0
BART NOX Annual-Navajo 3 -v5.14 | 153 | 6114 | Rate Constraint in lbs/MMBtu | FALSE | L | Annual | Allowances Banked | Thousand Tons | 0 | 0 | 0 | 0 | 0 | 0 | 0
BART NOX Annual-Navajo 3 -v5.14 | 153 | 6114 | Rate Constraint in lbs/MMBtu | FALSE | L | Annual | Allowances Withdrawn (1:1) | Thousand Tons | 0 | 0 | 0 | 0 | 0 | 0 | 0
BART NOX Annual-Navajo 3 -v5.14 | 153 | 6114 | Rate Constraint in lbs/MMBtu | FALSE | L | Annual | Allowances Withdrawn (n:1) | Thousand Tons | 0 | 0 | 0 | 0 | 0 | 0 | 0
BART NOX Annual-Navajo 3 -v5.14 | 153 | 6114 | Rate Constraint in lbs/MMBtu | FALSE | L | Annual | Net Emissions Allowance Position | Thousand Tons | 0 | 0 | 0 | 0 | 1.9229 | 1.9229 | 1.9229
BART NOX Annual-Navajo 3 -v5.14 | 153 | 6114 | Rate Constraint in lbs/MMBtu | FALSE | L | Annual | Fuel Consumed | TBtu | 0 | 0 | 0 | 0 | 54.9403 | 54.9403 | 54.9403
BART NOX Annual-Navajo 3 -v5.14 | 153 | 6114 | Rate Constraint in lbs/MMBtu | FALSE | L | Annual | Rate | lb/MMBtu | 0 | 0 | 0 | 0 | 0.07 | 0.07 | 0.07
BART NOX Annual-Navajo 3 -v5.14 | 153 | 6114 | Rate Constraint in lbs/MMBtu | FALSE | L | Annual | Generation | TWh | 0 | 0 | 0 | 0 | 5.4017 | 5.4017 | 5.4017
BART NOX Annual-Navajo 3 -v5.14 | 153 | 6114 | Rate Constraint in lbs/MMBtu | FALSE | L | Annual | Qualifying Generation | TWh | 0 | 0 | 0 | 0 | 5.4017 | 5.4017 | 5.4017
BART NOX Annual-Navajo 3 -v5.14 | 153 | 6114 | Rate Constraint in lbs/MMBtu | FALSE | L | Annual | Rate | lb/MWh | 0 | 0 | 0 | 0 | 0.71197 | 0.71197 | 0.71197
BART NOX Annual-Navajo 3 -v5.14 | 153 | 6114 | Rate Constraint in lbs/MMBtu | FALSE | L | Annual | Constraint Shadow Price | US2011$/Ton | 0 | 0 | 0 | 0 | 95535.0672 | 51045.6881 | 62254.6028
BART NOX Annual-Nebraska City 1 -v5.13 | 154 | 5840 | Rate Constraint in lbs/MMBtu | FALSE | L | Annual | Seasons Included | Seasons |  | Winter, Summer | Winter, Summer | Winter, Summer | Winter, Summer | Winter, Summer | Winter, Summer
BART NOX Annual-Nebraska City 1 -v5.13 | 154 | 5840 | Rate Constraint in lbs/MMBtu | FALSE | L | Annual | Standard NOX | lb/MMBtu | 0 | 0.23 | 0.23 | 0.23 | 0.23 | 0.23 | 0.23
BART NOX Annual-Nebraska City 1 -v5.13 | 154 | 5840 | Rate Constraint in lbs/MMBtu | FALSE | L | Annual | Emissions at Affected Plants NOX | Thousand Tons | 0 | 4.8898 | 4.8813 | 4.8898 | 4.8898 | 4.8898 | 4.8898
BART NOX Annual-Nebraska City 1 -v5.13 | 154 | 5840 | Rate Constraint in lbs/MMBtu | FALSE | L | Annual | Allowances Purchased NOX | Thousand Tons | 0 | 0 | 0 | 0 | 0 | 0 | 0
BART NOX Annual-Nebraska City 1 -v5.13 | 154 | 5840 | Rate Constraint in lbs/MMBtu | FALSE | L | Annual | Allowances Sold NOX | Thousand Tons | 0 | 0 | 0 | 0 | 0 | 0 | 0
BART NOX Annual-Nebraska City 1 -v5.13 | 154 | 5840 | Rate Constraint in lbs/MMBtu | FALSE | L | Annual | Allowances Banked | Thousand Tons | 0 | 0 | 0 | 0 | 0 | 0 | 0
BART NOX Annual-Nebraska City 1 -v5.13 | 154 | 5840 | Rate Constraint in lbs/MMBtu | FALSE | L | Annual | Allowances Withdrawn (1:1) | Thousand Tons | 0 | 0 | 0 | 0 | 0 | 0 | 0
BART NOX Annual-Nebraska City 1 -v5.13 | 154 | 5840 | Rate Constraint in lbs/MMBtu | FALSE | L | Annual | Allowances Withdrawn (n:1) | Thousand Tons | 0 | 0 | 0 | 0 | 0 | 0 | 0
BART NOX Annual-Nebraska City 1 -v5.13 | 154 | 5840 | Rate Constraint in lbs/MMBtu | FALSE | L | Annual | Net Emissions Allowance Position | Thousand Tons | 0 | 4.8898 | 4.8813 | 4.8898 | 4.8898 | 4.8898 | 4.8898
BART NOX Annual-Nebraska City 1 -v5.13 | 154 | 5840 | Rate Constraint in lbs/MMBtu | FALSE | L | Annual | Fuel Consumed | TBtu | 0 | 47.374 | 47.2921 | 47.374 | 47.374 | 47.3785 | 47.3785
BART NOX Annual-Nebraska City 1 -v5.13 | 154 | 5840 | Rate Constraint in lbs/MMBtu | FALSE | L | Annual | Rate | lb/MMBtu | 0 | 0.20643 | 0.20643 | 0.20643 | 0.20643 | 0.20641 | 0.20641
BART NOX Annual-Nebraska City 1 -v5.13 | 154 | 5840 | Rate Constraint in lbs/MMBtu | FALSE | L | Annual | Generation | TWh | 0 | 4.6782 | 4.6701 | 4.6782 | 4.6782 | 4.6782 | 4.6782
BART NOX Annual-Nebraska City 1 -v5.13 | 154 | 5840 | Rate Constraint in lbs/MMBtu | FALSE | L | Annual | Qualifying Generation | TWh | 0 | 4.6782 | 4.6701 | 4.6782 | 4.6782 | 4.6782 | 4.6782
BART NOX Annual-Nebraska City 1 -v5.13 | 154 | 5840 | Rate Constraint in lbs/MMBtu | FALSE | L | Annual | Rate | lb/MWh | 0 | 2.0904 | 2.0904 | 2.0904 | 2.0904 | 2.0904 | 2.0904
BART NOX Annual-Nebraska City 1 -v5.13 | 154 | 5840 | Rate Constraint in lbs/MMBtu | FALSE | L | Annual | Constraint Shadow Price | US2011$/Ton | 0 | 0 | 0 | 0 | 0 | 0 | 0
BART NOX Annual-Nebraska City 1 -v5.14 | 155 | 6091 | Rate Constraint in lbs/MMBtu | FALSE | L | Annual | Seasons Included | Seasons | Winter, Summer | Winter, Summer | Winter, Summer | Winter, Summer | Winter, Summer | Winter, Summer | Winter, Summer
BART NOX Annual-Nebraska City 1 -v5.14 | 155 | 6091 | Rate Constraint in lbs/MMBtu | FALSE | L | Annual | Standard NOX | lb/MMBtu | 0.23 | 0.23 | 0.23 | 0.23 | 0.23 | 0.23 | 0.23
BART NOX Annual-Nebraska City 1 -v5.14 | 155 | 6091 | Rate Constraint in lbs/MMBtu | FALSE | L | Annual | Emissions at Affected Plants NOX | Thousand Tons | 4.8898 | 4.8898 | 4.8813 | 4.8898 | 4.8898 | 4.8898 | 4.8898
BART NOX Annual-Nebraska City 1 -v5.14 | 155 | 6091 | Rate Constraint in lbs/MMBtu | FALSE | L | Annual | Allowances Purchased NOX | Thousand Tons | 0 | 0 | 0 | 0 | 0 | 0 | 0
BART NOX Annual-Nebraska City 1 -v5.14 | 155 | 6091 | Rate Constraint in lbs/MMBtu | FALSE | L | Annual | Allowances Sold NOX | Thousand Tons | 0 | 0 | 0 | 0 | 0 | 0 | 0
BART NOX Annual-Nebraska City 1 -v5.14 | 155 | 6091 | Rate Constraint in lbs/MMBtu | FALSE | L | Annual | Allowances Banked | Thousand Tons | 0 | 0 | 0 | 0 | 0 | 0 | 0
BART NOX Annual-Nebraska City 1 -v5.14 | 155 | 6091 | Rate Constraint in lbs/MMBtu | FALSE | L | Annual | Allowances Withdrawn (1:1) | Thousand Tons | 0 | 0 | 0 | 0 | 0 | 0 | 0
BART NOX Annual-Nebraska City 1 -v5.14 | 155 | 6091 | Rate Constraint in lbs/MMBtu | FALSE | L | Annual | Allowances Withdrawn (n:1) | Thousand Tons | 0 | 0 | 0 | 0 | 0 | 0 | 0
BART NOX Annual-Nebraska City 1 -v5.14 | 155 | 6091 | Rate Constraint in lbs/MMBtu | FALSE | L | Annual | Net Emissions Allowance Position | Thousand Tons | 4.8898 | 4.8898 | 4.8813 | 4.8898 | 4.8898 | 4.8898 | 4.8898
BART NOX Annual-Nebraska City 1 -v5.14 | 155 | 6091 | Rate Constraint in lbs/MMBtu | FALSE | L | Annual | Fuel Consumed | TBtu | 47.374 | 47.374 | 47.2921 | 47.374 | 47.374 | 47.3785 | 47.3785
BART NOX Annual-Nebraska City 1 -v5.14 | 155 | 6091 | Rate Constraint in lbs/MMBtu | FALSE | L | Annual | Rate | lb/MMBtu | 0.20643 | 0.20643 | 0.20643 | 0.20643 | 0.20643 | 0.20641 | 0.20641
BART NOX Annual-Nebraska City 1 -v5.14 | 155 | 6091 | Rate Constraint in lbs/MMBtu | FALSE | L | Annual | Generation | TWh | 4.6782 | 4.6782 | 4.6701 | 4.6782 | 4.6782 | 4.6782 | 4.6782
BART NOX Annual-Nebraska City 1 -v5.14 | 155 | 6091 | Rate Constraint in lbs/MMBtu | FALSE | L | Annual | Qualifying Generation | TWh | 4.6782 | 4.6782 | 4.6701 | 4.6782 | 4.6782 | 4.6782 | 4.6782
BART NOX Annual-Nebraska City 1 -v5.14 | 155 | 6091 | Rate Constraint in lbs/MMBtu | FALSE | L | Annual | Rate | lb/MWh | 2.0904 | 2.0904 | 2.0904 | 2.0904 | 2.0904 | 2.0904 | 2.0904
BART NOX Annual-Nebraska City 1 -v5.14 | 155 | 6091 | Rate Constraint in lbs/MMBtu | FALSE | L | Annual | Constraint Shadow Price | US2011$/Ton | 0 | 0 | 0 | 0 | 0 | 0 | 0
BART NOX Annual-Northeastern 3313 -v5.13 | 156 | 5862 | Rate Constraint in lbs/MMBtu | FALSE | L | Annual | Seasons Included | Seasons |  | Winter, Summer | Winter, Summer | Winter, Summer | Winter, Summer | Winter, Summer | Winter, Summer
BART NOX Annual-Northeastern 3313 -v5.13 | 156 | 5862 | Rate Constraint in lbs/MMBtu | FALSE | L | Annual | Standard NOX | lb/MMBtu | 0 | 0.23 | 0.23 | 0.23 | 0.23 | 0.23 | 0.23
BART NOX Annual-Northeastern 3313 -v5.13 | 156 | 5862 | Rate Constraint in lbs/MMBtu | FALSE | L | Annual | Emissions at Affected Plants NOX | Thousand Tons | 0 | 3.7041 | 3.908 | 3.908 | 0 | 0 | 0
BART NOX Annual-Northeastern 3313 -v5.13 | 156 | 5862 | Rate Constraint in lbs/MMBtu | FALSE | L | Annual | Allowances Purchased NOX | Thousand Tons | 0 | 0 | 0 | 0 | 0 | 0 | 0
BART NOX Annual-Northeastern 3313 -v5.13 | 156 | 5862 | Rate Constraint in lbs/MMBtu | FALSE | L | Annual | Allowances Sold NOX | Thousand Tons | 0 | 0 | 0 | 0 | 0 | 0 | 0
BART NOX Annual-Northeastern 3313 -v5.13 | 156 | 5862 | Rate Constraint in lbs/MMBtu | FALSE | L | Annual | Allowances Banked | Thousand Tons | 0 | 0 | 0 | 0 | 0 | 0 | 0
BART NOX Annual-Northeastern 3313 -v5.13 | 156 | 5862 | Rate Constraint in lbs/MMBtu | FALSE | L | Annual | Allowances Withdrawn (1:1) | Thousand Tons | 0 | 0 | 0 | 0 | 0 | 0 | 0
BART NOX Annual-Northeastern 3313 -v5.13 | 156 | 5862 | Rate Constraint in lbs/MMBtu | FALSE | L | Annual | Allowances Withdrawn (n:1) | Thousand Tons | 0 | 0 | 0 | 0 | 0 | 0 | 0
BART NOX Annual-Northeastern 3313 -v5.13 | 156 | 5862 | Rate Constraint in lbs/MMBtu | FALSE | L | Annual | Net Emissions Allowance Position | Thousand Tons | 0 | 3.7041 | 3.908 | 3.908 | 0 | 0 | 0
BART NOX Annual-Northeastern 3313 -v5.13 | 156 | 5862 | Rate Constraint in lbs/MMBtu | FALSE | L | Annual | Fuel Consumed | TBtu | 0 | 32.2096 | 33.9826 | 33.9826 | 0 | 0 | 0
BART NOX Annual-Northeastern 3313 -v5.13 | 156 | 5862 | Rate Constraint in lbs/MMBtu | FALSE | L | Annual | Rate | lb/MMBtu | 0 | 0.23 | 0.23 | 0.23 | 0 | 0 | 0
BART NOX Annual-Northeastern 3313 -v5.13 | 156 | 5862 | Rate Constraint in lbs/MMBtu | FALSE | L | Annual | Generation | TWh | 0 | 3.1269 | 3.299 | 3.299 | 0 | 0 | 0
BART NOX Annual-Northeastern 3313 -v5.13 | 156 | 5862 | Rate Constraint in lbs/MMBtu | FALSE | L | Annual | Qualifying Generation | TWh | 0 | 3.1269 | 3.299 | 3.299 | 0 | 0 | 0
BART NOX Annual-Northeastern 3313 -v5.13 | 156 | 5862 | Rate Constraint in lbs/MMBtu | FALSE | L | Annual | Rate | lb/MWh | 0 | 2.3692 | 2.3692 | 2.3692 | 0 | 0 | 0
BART NOX Annual-Northeastern 3313 -v5.13 | 156 | 5862 | Rate Constraint in lbs/MMBtu | FALSE | L | Annual | Constraint Shadow Price | US2011$/Ton | 0 | 1264.5538 | 15885.5004 | 1082.7014 | 3468.3641 | 5578.9308 | 0
BART NOX Annual-Northeastern 3314 -v5.13 | 157 | 5863 | Rate Constraint in lbs/MMBtu | FALSE | L | Annual | Seasons Included | Seasons |  | Winter, Summer | Winter, Summer | Winter, Summer | Winter, Summer | Winter, Summer | Winter, Summer
BART NOX Annual-Northeastern 3314 -v5.13 | 157 | 5863 | Rate Constraint in lbs/MMBtu | FALSE | L | Annual | Standard NOX | lb/MMBtu | 0 | 0.15 | 0.15 | 0.15 | 0.15 | 0.15 | 0.15
BART NOX Annual-Northeastern 3314 -v5.13 | 157 | 5863 | Rate Constraint in lbs/MMBtu | FALSE | L | Annual | Emissions at Affected Plants NOX | Thousand Tons | 0 | 0 | 0 | 0 | 0 | 0 | 0
BART NOX Annual-Northeastern 3314 -v5.13 | 157 | 5863 | Rate Constraint in lbs/MMBtu | FALSE | L | Annual | Allowances Purchased NOX | Thousand Tons | 0 | 0 | 0 | 0 | 0 | 0 | 0
BART NOX Annual-Northeastern 3314 -v5.13 | 157 | 5863 | Rate Constraint in lbs/MMBtu | FALSE | L | Annual | Allowances Sold NOX | Thousand Tons | 0 | 0 | 0 | 0 | 0 | 0 | 0
BART NOX Annual-Northeastern 3314 -v5.13 | 157 | 5863 | Rate Constraint in lbs/MMBtu | FALSE | L | Annual | Allowances Banked | Thousand Tons | 0 | 0 | 0 | 0 | 0 | 0 | 0
BART NOX Annual-Northeastern 3314 -v5.13 | 157 | 5863 | Rate Constraint in lbs/MMBtu | FALSE | L | Annual | Allowances Withdrawn (1:1) | Thousand Tons | 0 | 0 | 0 | 0 | 0 | 0 | 0
BART NOX Annual-Northeastern 3314 -v5.13 | 157 | 5863 | Rate Constraint in lbs/MMBtu | FALSE | L | Annual | Allowances Withdrawn (n:1) | Thousand Tons | 0 | 0 | 0 | 0 | 0 | 0 | 0
BART NOX Annual-Northeastern 3314 -v5.13 | 157 | 5863 | Rate Constraint in lbs/MMBtu | FALSE | L | Annual | Net Emissions Allowance Position | Thousand Tons | 0 | 0 | 0 | 0 | 0 | 0 | 0
BART NOX Annual-Northeastern 3314 -v5.13 | 157 | 5863 | Rate Constraint in lbs/MMBtu | FALSE | L | Annual | Fuel Consumed | TBtu | 0 | 0 | 0 | 0 | 0 | 0 | 0
BART NOX Annual-Northeastern 3314 -v5.13 | 157 | 5863 | Rate Constraint in lbs/MMBtu | FALSE | L | Annual | Rate | lb/MMBtu | 0 | 0 | 0 | 0 | 0 | 0 | 0
BART NOX Annual-Northeastern 3314 -v5.13 | 157 | 5863 | Rate Constraint in lbs/MMBtu | FALSE | L | Annual | Generation | TWh | 0 | 0 | 0 | 0 | 0 | 0 | 0
BART NOX Annual-Northeastern 3314 -v5.13 | 157 | 5863 | Rate Constraint in lbs/MMBtu | FALSE | L | Annual | Qualifying Generation | TWh | 0 | 0 | 0 | 0 | 0 | 0 | 0
BART NOX Annual-Northeastern 3314 -v5.13 | 157 | 5863 | Rate Constraint in lbs/MMBtu | FALSE | L | Annual | Rate | lb/MWh | 0 | 0 | 0 | 0 | 0 | 0 | 0
BART NOX Annual-Northeastern 3314 -v5.13 | 157 | 5863 | Rate Constraint in lbs/MMBtu | FALSE | L | Annual | Constraint Shadow Price | US2011$/Ton | 0 | 11170.3115 | 0 | 0 | 0 | 0 | 6570.8276
BART NOX Annual-Pawnee 1 -v5.13 | 158 | 5829 | Rate Constraint in lbs/MMBtu | FALSE | L | Annual | Seasons Included | Seasons |  | Winter, Summer | Winter, Summer | Winter, Summer | Winter, Summer | Winter, Summer | Winter, Summer
BART NOX Annual-Pawnee 1 -v5.13 | 158 | 5829 | Rate Constraint in lbs/MMBtu | FALSE | L | Annual | Standard NOX | lb/MMBtu | 0 | 0.07 | 0.07 | 0.07 | 0.07 | 0.07 | 0.07
BART NOX Annual-Pawnee 1 -v5.13 | 158 | 5829 | Rate Constraint in lbs/MMBtu | FALSE | L | Annual | Emissions at Affected Plants NOX | Thousand Tons | 0 | 1.3215 | 1.3215 | 1.3215 | 1.3215 | 1.3215 | 1.3215
BART NOX Annual-Pawnee 1 -v5.13 | 158 | 5829 | Rate Constraint in lbs/MMBtu | FALSE | L | Annual | Allowances Purchased NOX | Thousand Tons | 0 | 0 | 0 | 0 | 0 | 0 | 0
BART NOX Annual-Pawnee 1 -v5.13 | 158 | 5829 | Rate Constraint in lbs/MMBtu | FALSE | L | Annual | Allowances Sold NOX | Thousand Tons | 0 | 0 | 0 | 0 | 0 | 0 | 0
BART NOX Annual-Pawnee 1 -v5.13 | 158 | 5829 | Rate Constraint in lbs/MMBtu | FALSE | L | Annual | Allowances Banked | Thousand Tons | 0 | 0 | 0 | 0 | 0 | 0 | 0
BART NOX Annual-Pawnee 1 -v5.13 | 158 | 5829 | Rate Constraint in lbs/MMBtu | FALSE | L | Annual | Allowances Withdrawn (1:1) | Thousand Tons | 0 | 0 | 0 | 0 | 0 | 0 | 0
BART NOX Annual-Pawnee 1 -v5.13 | 158 | 5829 | Rate Constraint in lbs/MMBtu | FALSE | L | Annual | Allowances Withdrawn (n:1) | Thousand Tons | 0 | 0 | 0 | 0 | 0 | 0 | 0
BART NOX Annual-Pawnee 1 -v5.13 | 158 | 5829 | Rate Constraint in lbs/MMBtu | FALSE | L | Annual | Net Emissions Allowance Position | Thousand Tons | 0 | 1.3215 | 1.3215 | 1.3215 | 1.3215 | 1.3215 | 1.3215
BART NOX Annual-Pawnee 1 -v5.13 | 158 | 5829 | Rate Constraint in lbs/MMBtu | FALSE | L | Annual | Fuel Consumed | TBtu | 0 | 37.7562 | 37.7562 | 37.7562 | 37.7562 | 37.7562 | 37.7562
BART NOX Annual-Pawnee 1 -v5.13 | 158 | 5829 | Rate Constraint in lbs/MMBtu | FALSE | L | Annual | Rate | lb/MMBtu | 0 | 0.07 | 0.07 | 0.07 | 0.07 | 0.07 | 0.07
BART NOX Annual-Pawnee 1 -v5.13 | 158 | 5829 | Rate Constraint in lbs/MMBtu | FALSE | L | Annual | Generation | TWh | 0 | 3.6231 | 3.6231 | 3.6231 | 3.6231 | 3.6231 | 3.6231
BART NOX Annual-Pawnee 1 -v5.13 | 158 | 5829 | Rate Constraint in lbs/MMBtu | FALSE | L | Annual | Qualifying Generation | TWh | 0 | 3.6231 | 3.6231 | 3.6231 | 3.6231 | 3.6231 | 3.6231
BART NOX Annual-Pawnee 1 -v5.13 | 158 | 5829 | Rate Constraint in lbs/MMBtu | FALSE | L | Annual | Rate | lb/MWh | 0 | 0.72947 | 0.72947 | 0.72947 | 0.72947 | 0.72947 | 0.72947
BART NOX Annual-Pawnee 1 -v5.13 | 158 | 5829 | Rate Constraint in lbs/MMBtu | FALSE | L | Annual | Constraint Shadow Price | US2011$/Ton | 0 | 0 | 0 | 0 | 0 | 0 | 0
BART NOX Annual-Ray D Nixon 1 -v5.13 | 159 | 5830 | Rate Constraint in lbs/MMBtu | FALSE | L | Annual | Seasons Included | Seasons |  | Winter, Summer | Winter, Summer | Winter, Summer | Winter, Summer | Winter, Summer | Winter, Summer
BART NOX Annual-Ray D Nixon 1 -v5.13 | 159 | 5830 | Rate Constraint in lbs/MMBtu | FALSE | L | Annual | Standard NOX | lb/MMBtu | 0 | 0.21 | 0.21 | 0.21 | 0.21 | 0.21 | 0.21
BART NOX Annual-Ray D Nixon 1 -v5.13 | 159 | 5830 | Rate Constraint in lbs/MMBtu | FALSE | L | Annual | Emissions at Affected Plants NOX | Thousand Tons | 0 | 1.3095 | 1.3854 | 1.3854 | 1.3854 | 1.3521 | 1.3854
BART NOX Annual-Ray D Nixon 1 -v5.13 | 159 | 5830 | Rate Constraint in lbs/MMBtu | FALSE | L | Annual | Allowances Purchased NOX | Thousand Tons | 0 | 0 | 0 | 0 | 0 | 0 | 0
BART NOX Annual-Ray D Nixon 1 -v5.13 | 159 | 5830 | Rate Constraint in lbs/MMBtu | FALSE | L | Annual | Allowances Sold NOX | Thousand Tons | 0 | 0 | 0 | 0 | 0 | 0 | 0
BART NOX Annual-Ray D Nixon 1 -v5.13 | 159 | 5830 | Rate Constraint in lbs/MMBtu | FALSE | L | Annual | Allowances Banked | Thousand Tons | 0 | 0 | 0 | 0 | 0 | 0 | 0
BART NOX Annual-Ray D Nixon 1 -v5.13 | 159 | 5830 | Rate Constraint in lbs/MMBtu | FALSE | L | Annual | Allowances Withdrawn (1:1) | Thousand Tons | 0 | 0 | 0 | 0 | 0 | 0 | 0
BART NOX Annual-Ray D Nixon 1 -v5.13 | 159 | 5830 | Rate Constraint in lbs/MMBtu | FALSE | L | Annual | Allowances Withdrawn (n:1) | Thousand Tons | 0 | 0 | 0 | 0 | 0 | 0 | 0
BART NOX Annual-Ray D Nixon 1 -v5.13 | 159 | 5830 | Rate Constraint in lbs/MMBtu | FALSE | L | Annual | Net Emissions Allowance Position | Thousand Tons | 0 | 1.3095 | 1.3854 | 1.3854 | 1.3854 | 1.3521 | 1.3854
BART NOX Annual-Ray D Nixon 1 -v5.13 | 159 | 5830 | Rate Constraint in lbs/MMBtu | FALSE | L | Annual | Fuel Consumed | TBtu | 0 | 15.0279 | 15.9031 | 15.9031 | 15.9031 | 15.5195 | 15.9031
BART NOX Annual-Ray D Nixon 1 -v5.13 | 159 | 5830 | Rate Constraint in lbs/MMBtu | FALSE | L | Annual | Rate | lb/MMBtu | 0 | 0.17427 | 0.17424 | 0.17424 | 0.17424 | 0.17425 | 0.17424
BART NOX Annual-Ray D Nixon 1 -v5.13 | 159 | 5830 | Rate Constraint in lbs/MMBtu | FALSE | L | Annual | Generation | TWh | 0 | 1.4081 | 1.4904 | 1.4904 | 1.4904 | 1.4544 | 1.4904
BART NOX Annual-Ray D Nixon 1 -v5.13 | 159 | 5830 | Rate Constraint in lbs/MMBtu | FALSE | L | Annual | Qualifying Generation | TWh | 0 | 1.4081 | 1.4904 | 1.4904 | 1.4904 | 1.4544 | 1.4904
BART NOX Annual-Ray D Nixon 1 -v5.13 | 159 | 5830 | Rate Constraint in lbs/MMBtu | FALSE | L | Annual | Rate | lb/MWh | 0 | 1.8599 | 1.8591 | 1.8591 | 1.8591 | 1.8594 | 1.8591
BART NOX Annual-Ray D Nixon 1 -v5.13 | 159 | 5830 | Rate Constraint in lbs/MMBtu | FALSE | L | Annual | Constraint Shadow Price | US2011$/Ton | 0 | 0 | 0 | 0 | 0 | 0 | 0
BART NOX Annual-San Juan 1 -v5.14 | 160 | 6237 | Rate Constraint in lbs/MMBtu | FALSE | L | Annual | Seasons Included | Seasons |  | Winter, Summer | Winter, Summer | Winter, Summer | Winter, Summer | Winter, Summer | Winter, Summer
BART NOX Annual-San Juan 1 -v5.14 | 160 | 6237 | Rate Constraint in lbs/MMBtu | FALSE | L | Annual | Standard NOX | lb/MMBtu | 0 | 0.23 | 0.23 | 0.23 | 0.23 | 0.23 | 0.23
BART NOX Annual-San Juan 1 -v5.14 | 160 | 6237 | Rate Constraint in lbs/MMBtu | FALSE | L | Annual | Emissions at Affected Plants NOX | Thousand Tons | 0 | 2.2134 | 2.7418 | 2.5905 | 2.7418 | 2.5905 | 2.3949
BART NOX Annual-San Juan 1 -v5.14 | 160 | 6237 | Rate Constraint in lbs/MMBtu | FALSE | L | Annual | Allowances Purchased NOX | Thousand Tons | 0 | 0 | 0 | 0 | 0 | 0 | 0
BART NOX Annual-San Juan 1 -v5.14 | 160 | 6237 | Rate Constraint in lbs/MMBtu | FALSE | L | Annual | Allowances Sold NOX | Thousand Tons | 0 | 0 | 0 | 0 | 0 | 0 | 0
BART NOX Annual-San Juan 1 -v5.14 | 160 | 6237 | Rate Constraint in lbs/MMBtu | FALSE | L | Annual | Allowances Banked | Thousand Tons | 0 | 0 | 0 | 0 | 0 | 0 | 0
BART NOX Annual-San Juan 1 -v5.14 | 160 | 6237 | Rate Constraint in lbs/MMBtu | FALSE | L | Annual | Allowances Withdrawn (1:1) | Thousand Tons | 0 | 0 | 0 | 0 | 0 | 0 | 0
BART NOX Annual-San Juan 1 -v5.14 | 160 | 6237 | Rate Constraint in lbs/MMBtu | FALSE | L | Annual | Allowances Withdrawn (n:1) | Thousand Tons | 0 | 0 | 0 | 0 | 0 | 0 | 0
BART NOX Annual-San Juan 1 -v5.14 | 160 | 6237 | Rate Constraint in lbs/MMBtu | FALSE | L | Annual | Net Emissions Allowance Position | Thousand Tons | 0 | 2.2134 | 2.7418 | 2.5905 | 2.7418 | 2.5905 | 2.3949
BART NOX Annual-San Juan 1 -v5.14 | 160 | 6237 | Rate Constraint in lbs/MMBtu | FALSE | L | Annual | Fuel Consumed | TBtu | 0 | 20.1218 | 24.9251 | 23.591 | 24.9681 | 23.591 | 21.8096
BART NOX Annual-San Juan 1 -v5.14 | 160 | 6237 | Rate Constraint in lbs/MMBtu | FALSE | L | Annual | Rate | lb/MMBtu | 0 | 0.22 | 0.22 | 0.21962 | 0.21962 | 0.21962 | 0.21962
BART NOX Annual-San Juan 1 -v5.14 | 160 | 6237 | Rate Constraint in lbs/MMBtu | FALSE | L | Annual | Generation | TWh | 0 | 1.9222 | 2.3811 | 2.2497 | 2.3811 | 2.2497 | 2.0799
BART NOX Annual-San Juan 1 -v5.14 | 160 | 6237 | Rate Constraint in lbs/MMBtu | FALSE | L | Annual | Qualifying Generation | TWh | 0 | 1.9222 | 2.3811 | 2.2497 | 2.3811 | 2.2497 | 2.0799
BART NOX Annual-San Juan 1 -v5.14 | 160 | 6237 | Rate Constraint in lbs/MMBtu | FALSE | L | Annual | Rate | lb/MWh | 0 | 2.303 | 2.303 | 2.303 | 2.303 | 2.303 | 2.303
BART NOX Annual-San Juan 1 -v5.14 | 160 | 6237 | Rate Constraint in lbs/MMBtu | FALSE | L | Annual | Constraint Shadow Price | US2011$/Ton | 0 | 0 | 0 | 0 | 0 | 0 | 0
BART NOX Annual-San Juan 4 -v5.14 | 161 | 6238 | Rate Constraint in lbs/MMBtu | FALSE | L | Annual | Seasons Included | Seasons |  | Winter, Summer | Winter, Summer | Winter, Summer | Winter, Summer | Winter, Summer | Winter, Summer
BART NOX Annual-San Juan 4 -v5.14 | 161 | 6238 | Rate Constraint in lbs/MMBtu | FALSE | L | Annual | Standard NOX | lb/MMBtu | 0 | 0.23 | 0.23 | 0.23 | 0.23 | 0.23 | 0.23
BART NOX Annual-San Juan 4 -v5.14 | 161 | 6238 | Rate Constraint in lbs/MMBtu | FALSE | L | Annual | Emissions at Affected Plants NOX | Thousand Tons | 0 | 3.4738 | 4.26 | 3.7211 | 4.26 | 2.9282 | 3.1238
BART NOX Annual-San Juan 4 -v5.14 | 161 | 6238 | Rate Constraint in lbs/MMBtu | FALSE | L | Annual | Allowances Purchased NOX | Thousand Tons | 0 | 0 | 0 | 0 | 0 | 0 | 0
BART NOX Annual-San Juan 4 -v5.14 | 161 | 6238 | Rate Constraint in lbs/MMBtu | FALSE | L | Annual | Allowances Sold NOX | Thousand Tons | 0 | 0 | 0 | 0 | 0 | 0 | 0
BART NOX Annual-San Juan 4 -v5.14 | 161 | 6238 | Rate Constraint in lbs/MMBtu | FALSE | L | Annual | Allowances Banked | Thousand Tons | 0 | 0 | 0 | 0 | 0 | 0 | 0
BART NOX Annual-San Juan 4 -v5.14 | 161 | 6238 | Rate Constraint in lbs/MMBtu | FALSE | L | Annual | Allowances Withdrawn (1:1) | Thousand Tons | 0 | 0 | 0 | 0 | 0 | 0 | 0
BART NOX Annual-San Juan 4 -v5.14 | 161 | 6238 | Rate Constraint in lbs/MMBtu | FALSE | L | Annual | Allowances Withdrawn (n:1) | Thousand Tons | 0 | 0 | 0 | 0 | 0 | 0 | 0
BART NOX Annual-San Juan 4 -v5.14 | 161 | 6238 | Rate Constraint in lbs/MMBtu | FALSE | L | Annual | Net Emissions Allowance Position | Thousand Tons | 0 | 3.4738 | 4.26 | 3.7211 | 4.26 | 2.9282 | 3.1238
BART NOX Annual-San Juan 4 -v5.14 | 161 | 6238 | Rate Constraint in lbs/MMBtu | FALSE | L | Annual | Fuel Consumed | TBtu | 0 | 31.58 | 38.7276 | 33.8869 | 38.7944 | 26.666 | 28.4474
BART NOX Annual-San Juan 4 -v5.14 | 161 | 6238 | Rate Constraint in lbs/MMBtu | FALSE | L | Annual | Rate | lb/MMBtu | 0 | 0.22 | 0.22 | 0.21962 | 0.21962 | 0.21962 | 0.21962
BART NOX Annual-San Juan 4 -v5.14 | 161 | 6238 | Rate Constraint in lbs/MMBtu | FALSE | L | Annual | Generation | TWh | 0 | 2.929 | 3.5919 | 3.1375 | 3.5919 | 2.4689 | 2.6339
BART NOX Annual-San Juan 4 -v5.14 | 161 | 6238 | Rate Constraint in lbs/MMBtu | FALSE | L | Annual | Qualifying Generation | TWh | 0 | 2.929 | 3.5919 | 3.1375 | 3.5919 | 2.4689 | 2.6339
BART NOX Annual-San Juan 4 -v5.14 | 161 | 6238 | Rate Constraint in lbs/MMBtu | FALSE | L | Annual | Rate | lb/MWh | 0 | 2.372 | 2.372 | 2.372 | 2.372 | 2.372 | 2.372
BART NOX Annual-San Juan 4 -v5.14 | 161 | 6238 | Rate Constraint in lbs/MMBtu | FALSE | L | Annual | Constraint Shadow Price | US2011$/Ton | 0 | 0 | 0 | 0 | 0 | 0 | 0
BART NOX Annual-Sooner 1 -v5.13 | 162 | 5864 | Rate Constraint in lbs/MMBtu | FALSE | L | Annual | Seasons Included | Seasons |  | Winter, Summer | Winter, Summer | Winter, Summer | Winter, Summer | Winter, Summer | Winter, Summer
BART NOX Annual-Sooner 1 -v5.13 | 162 | 5864 | Rate Constraint in lbs/MMBtu | FALSE | L | Annual | Standard NOX | lb/MMBtu | 0 | 0.15 | 0.15 | 0.15 | 0.15 | 0.15 | 0.15
BART NOX Annual-Sooner 1 -v5.13 | 162 | 5864 | Rate Constraint in lbs/MMBtu | FALSE | L | Annual | Emissions at Affected Plants NOX | Thousand Tons | 0 | 2.7503 | 2.7454 | 2.7503 | 2.7503 | 2.7503 | 2.7503
BART NOX Annual-Sooner 1 -v5.13 | 162 | 5864 | Rate Constraint in lbs/MMBtu | FALSE | L | Annual | Allowances Purchased NOX | Thousand Tons | 0 | 0 | 0 | 0 | 0 | 0 | 0
BART NOX Annual-Sooner 1 -v5.13 | 162 | 5864 | Rate Constraint in lbs/MMBtu | FALSE | L | Annual | Allowances Sold NOX | Thousand Tons | 0 | 0 | 0 | 0 | 0 | 0 | 0
BART NOX Annual-Sooner 1 -v5.13 | 162 | 5864 | Rate Constraint in lbs/MMBtu | FALSE | L | Annual | Allowances Banked | Thousand Tons | 0 | 0 | 0 | 0 | 0 | 0 | 0
BART NOX Annual-Sooner 1 -v5.13 | 162 | 5864 | Rate Constraint in lbs/MMBtu | FALSE | L | Annual | Allowances Withdrawn (1:1) | Thousand Tons | 0 | 0 | 0 | 0 | 0 | 0 | 0
BART NOX Annual-Sooner 1 -v5.13 | 162 | 5864 | Rate Constraint in lbs/MMBtu | FALSE | L | Annual | Allowances Withdrawn (n:1) | Thousand Tons | 0 | 0 | 0 | 0 | 0 | 0 | 0
BART NOX Annual-Sooner 1 -v5.13 | 162 | 5864 | Rate Constraint in lbs/MMBtu | FALSE | L | Annual | Net Emissions Allowance Position | Thousand Tons | 0 | 2.7503 | 2.7454 | 2.7503 | 2.7503 | 2.7503 | 2.7503
BART NOX Annual-Sooner 1 -v5.13 | 162 | 5864 | Rate Constraint in lbs/MMBtu | FALSE | L | Annual | Fuel Consumed | TBtu | 0 | 38.4543 | 38.3867 | 38.4543 | 38.4543 | 38.5412 | 38.5586
BART NOX Annual-Sooner 1 -v5.13 | 162 | 5864 | Rate Constraint in lbs/MMBtu | FALSE | L | Annual | Rate | lb/MMBtu | 0 | 0.14304 | 0.14304 | 0.14304 | 0.14304 | 0.14272 | 0.14265
BART NOX Annual-Sooner 1 -v5.13 | 162 | 5864 | Rate Constraint in lbs/MMBtu | FALSE | L | Annual | Generation | TWh | 0 | 3.6895 | 3.683 | 3.6895 | 3.6895 | 3.6895 | 3.6895
BART NOX Annual-Sooner 1 -v5.13 | 162 | 5864 | Rate Constraint in lbs/MMBtu | FALSE | L | Annual | Qualifying Generation | TWh | 0 | 3.6895 | 3.683 | 3.6895 | 3.6895 | 3.6895 | 3.6895
BART NOX Annual-Sooner 1 -v5.13 | 162 | 5864 | Rate Constraint in lbs/MMBtu | FALSE | L | Annual | Rate | lb/MWh | 0 | 1.4909 | 1.4909 | 1.4909 | 1.4909 | 1.4909 | 1.4909
BART NOX Annual-Sooner 1 -v5.13 | 162 | 5864 | Rate Constraint in lbs/MMBtu | FALSE | L | Annual | Constraint Shadow Price | US2011$/Ton | 0 | 0 | 0 | 0 | 0 | 0 | 0
BART NOX Annual-Sooner 2 -v5.13 | 163 | 5865 | Rate Constraint in lbs/MMBtu | FALSE | L | Annual | Seasons Included | Seasons |  | Winter, Summer | Winter, Summer | Winter, Summer | Winter, Summer | Winter, Summer | Winter, Summer
BART NOX Annual-Sooner 2 -v5.13 | 163 | 5865 | Rate Constraint in lbs/MMBtu | FALSE | L | Annual | Standard NOX | lb/MMBtu | 0 | 0.15 | 0.15 | 0.15 | 0.15 | 0.15 | 0.15
BART NOX Annual-Sooner 2 -v5.13 | 163 | 5865 | Rate Constraint in lbs/MMBtu | FALSE | L | Annual | Emissions at Affected Plants NOX | Thousand Tons | 0 | 2.7609 | 2.7561 | 2.7609 | 2.7609 | 2.7609 | 2.7609
BART NOX Annual-Sooner 2 -v5.13 | 163 | 5865 | Rate Constraint in lbs/MMBtu | FALSE | L | Annual | Allowances Purchased NOX | Thousand Tons | 0 | 0 | 0 | 0 | 0 | 0 | 0
BART NOX Annual-Sooner 2 -v5.13 | 163 | 5865 | Rate Constraint in lbs/MMBtu | FALSE | L | Annual | Allowances Sold NOX | Thousand Tons | 0 | 0 | 0 | 0 | 0 | 0 | 0
BART NOX Annual-Sooner 2 -v5.13 | 163 | 5865 | Rate Constraint in lbs/MMBtu | FALSE | L | Annual | Allowances Banked | Thousand Tons | 0 | 0 | 0 | 0 | 0 | 0 | 0
BART NOX Annual-Sooner 2 -v5.13 | 163 | 5865 | Rate Constraint in lbs/MMBtu | FALSE | L | Annual | Allowances Withdrawn (1:1) | Thousand Tons | 0 | 0 | 0 | 0 | 0 | 0 | 0
BART NOX Annual-Sooner 2 -v5.13 | 163 | 5865 | Rate Constraint in lbs/MMBtu | FALSE | L | Annual | Allowances Withdrawn (n:1) | Thousand Tons | 0 | 0 | 0 | 0 | 0 | 0 | 0
BART NOX Annual-Sooner 2 -v5.13 | 163 | 5865 | Rate Constraint in lbs/MMBtu | FALSE | L | Annual | Net Emissions Allowance Position | Thousand Tons | 0 | 2.7609 | 2.7561 | 2.7609 | 2.7609 | 2.7609 | 2.7609
BART NOX Annual-Sooner 2 -v5.13 | 163 | 5865 | Rate Constraint in lbs/MMBtu | FALSE | L | Annual | Fuel Consumed | TBtu | 0 | 38.6542 | 38.5863 | 38.6542 | 38.6542 | 38.7591 | 38.7591
BART NOX Annual-Sooner 2 -v5.13 | 163 | 5865 | Rate Constraint in lbs/MMBtu | FALSE | L | Annual | Rate | lb/MMBtu | 0 | 0.14285 | 0.14285 | 0.14285 | 0.14285 | 0.14247 | 0.14247
BART NOX Annual-Sooner 2 -v5.13 | 163 | 5865 | Rate Constraint in lbs/MMBtu | FALSE | L | Annual | Generation | TWh | 0 | 3.7063 | 3.6998 | 3.7063 | 3.7063 | 3.7063 | 3.7063
BART NOX Annual-Sooner 2 -v5.13 | 163 | 5865 | Rate Constraint in lbs/MMBtu | FALSE | L | Annual | Qualifying Generation | TWh | 0 | 3.7063 | 3.6998 | 3.7063 | 3.7063 | 3.7063 | 3.7063
BART NOX Annual-Sooner 2 -v5.13 | 163 | 5865 | Rate Constraint in lbs/MMBtu | FALSE | L | Annual | Rate | lb/MWh | 0 | 1.4898 | 1.4898 | 1.4898 | 1.4898 | 1.4898 | 1.4898
BART NOX Annual-Sooner 2 -v5.13 | 163 | 5865 | Rate Constraint in lbs/MMBtu | FALSE | L | Annual | Constraint Shadow Price | US2011$/Ton | 0 | 0 | 0 | 0 | 0 | 0 | 0
BART NOX Annual-Stanton 1 -v5.13 | 164 | 5859 | Rate Constraint in lbs/MMBtu | FALSE | L | Annual | Seasons Included | Seasons |  | Winter, Summer | Winter, Summer | Winter, Summer | Winter, Summer | Winter, Summer | Winter, Summer
BART NOX Annual-Stanton 1 -v5.13 | 164 | 5859 | Rate Constraint in lbs/MMBtu | FALSE | L | Annual | Standard NOX | lb/MMBtu | 0 | 0.29 | 0.29 | 0.29 | 0.29 | 0.29 | 0.29
BART NOX Annual-Stanton 1 -v5.13 | 164 | 5859 | Rate Constraint in lbs/MMBtu | FALSE | L | Annual | Emissions at Affected Plants NOX | Thousand Tons | 0 | 1.0352 | 1.0334 | 1.0352 | 1.0352 | 1.0352 | 1.0352
BART NOX Annual-Stanton 1 -v5.13 | 164 | 5859 | Rate Constraint in lbs/MMBtu | FALSE | L | Annual | Allowances Purchased NOX | Thousand Tons | 0 | 0 | 0 | 0 | 0 | 0 | 0
BART NOX Annual-Stanton 1 -v5.13 | 164 | 5859 | Rate Constraint in lbs/MMBtu | FALSE | L | Annual | Allowances Sold NOX | Thousand Tons | 0 | 0 | 0 | 0 | 0 | 0 | 0
BART NOX Annual-Stanton 1 -v5.13 | 164 | 5859 | Rate Constraint in lbs/MMBtu | FALSE | L | Annual | Allowances Banked | Thousand Tons | 0 | 0 | 0 | 0 | 0 | 0 | 0
BART NOX Annual-Stanton 1 -v5.13 | 164 | 5859 | Rate Constraint in lbs/MMBtu | FALSE | L | Annual | Allowances Withdrawn (1:1) | Thousand Tons | 0 | 0 | 0 | 0 | 0 | 0 | 0
BART NOX Annual-Stanton 1 -v5.13 | 164 | 5859 | Rate Constraint in lbs/MMBtu | FALSE | L | Annual | Allowances Withdrawn (n:1) | Thousand Tons | 0 | 0 | 0 | 0 | 0 | 0 | 0
BART NOX Annual-Stanton 1 -v5.13 | 164 | 5859 | Rate Constraint in lbs/MMBtu | FALSE | L | Annual | Net Emissions Allowance Position | Thousand Tons | 0 | 1.0352 | 1.0334 | 1.0352 | 1.0352 | 1.0352 | 1.0352
BART NOX Annual-Stanton 1 -v5.13 | 164 | 5859 | Rate Constraint in lbs/MMBtu | FALSE | L | Annual | Fuel Consumed | TBtu | 0 | 11.0134 | 10.9948 | 11.0134 | 11.0134 | 11.0134 | 11.0134
BART NOX Annual-Stanton 1 -v5.13 | 164 | 5859 | Rate Constraint in lbs/MMBtu | FALSE | L | Annual | Rate | lb/MMBtu | 0 | 0.18798 | 0.18798 | 0.18798 | 0.18798 | 0.18798 | 0.18798
BART NOX Annual-Stanton 1 -v5.13 | 164 | 5859 | Rate Constraint in lbs/MMBtu | FALSE | L | Annual | Generation | TWh | 0 | 1.0308 | 1.0291 | 1.0308 | 1.0308 | 1.0308 | 1.0308
BART NOX Annual-Stanton 1 -v5.13 | 164 | 5859 | Rate Constraint in lbs/MMBtu | FALSE | L | Annual | Qualifying Generation | TWh | 0 | 1.0308 | 1.0291 | 1.0308 | 1.0308 | 1.0308 | 1.0308
BART NOX Annual-Stanton 1 -v5.13 | 164 | 5859 | Rate Constraint in lbs/MMBtu | FALSE | L | Annual | Rate | lb/MWh | 0 | 2.0085 | 2.0085 | 2.0085 | 2.0085 | 2.0085 | 2.0085
BART NOX Annual-Stanton 1 -v5.13 | 164 | 5859 | Rate Constraint in lbs/MMBtu | FALSE | L | Annual | Constraint Shadow Price | US2011$/Ton | 0 | 0 | 0 | 0 | 0 | 0 | 0
BART NOX Annual-Tecumseh Energy Center 10 -v5.13 | 165 | 5834 | Rate Constraint in lbs/MMBtu | FALSE | L | Annual | Seasons Included | Seasons |  | Winter, Summer | Winter, Summer | Winter, Summer | Winter, Summer | Winter, Summer | Winter, Summer
BART NOX Annual-Tecumseh Energy Center 10 -v5.13 | 165 | 5834 | Rate Constraint in lbs/MMBtu | FALSE | L | Annual | Standard NOX | lb/MMBtu | 0 | 0.18 | 0.18 | 0.18 | 0.18 | 0.18 | 0.18
BART NOX Annual-Tecumseh Energy Center 10 -v5.13 | 165 | 5834 | Rate Constraint in lbs/MMBtu | FALSE | L | Annual | Emissions at Affected Plants NOX | Thousand Tons | 0 | 0 | 0 | 0 | 0 | 0 | 0
BART NOX Annual-Tecumseh Energy Center 10 -v5.13 | 165 | 5834 | Rate Constraint in lbs/MMBtu | FALSE | L | Annual | Allowances Purchased NOX | Thousand Tons | 0 | 0 | 0 | 0 | 0 | 0 | 0
BART NOX Annual-Tecumseh Energy Center 10 -v5.13 | 165 | 5834 | Rate Constraint in lbs/MMBtu | FALSE | L | Annual | Allowances Sold NOX | Thousand Tons | 0 | 0 | 0 | 0 | 0 | 0 | 0
BART NOX Annual-Tecumseh Energy Center 10 -v5.13 | 165 | 5834 | Rate Constraint in lbs/MMBtu | FALSE | L | Annual | Allowances Banked | Thousand Tons | 0 | 0 | 0 | 0 | 0 | 0 | 0
BART NOX Annual-Tecumseh Energy Center 10 -v5.13 | 165 | 5834 | Rate Constraint in lbs/MMBtu | FALSE | L | Annual | Allowances Withdrawn (1:1) | Thousand Tons | 0 | 0 | 0 | 0 | 0 | 0 | 0
BART NOX Annual-Tecumseh Energy Center 10 -v5.13 | 165 | 5834 | Rate Constraint in lbs/MMBtu | FALSE | L | Annual | Allowances Withdrawn (n:1) | Thousand Tons | 0 | 0 | 0 | 0 | 0 | 0 | 0
BART NOX Annual-Tecumseh Energy Center 10 -v5.13 | 165 | 5834 | Rate Constraint in lbs/MMBtu | FALSE | L | Annual | Net Emissions Allowance Position | Thousand Tons | 0 | 0 | 0 | 0 | 0 | 0 | 0
BART NOX Annual-Tecumseh Energy Center 10 -v5.13 | 165 | 5834 | Rate Constraint in lbs/MMBtu | FALSE | L | Annual | Fuel Consumed | TBtu | 0 | 0 | 0 | 0 | 0 | 0 | 0
BART NOX Annual-Tecumseh Energy Center 10 -v5.13 | 165 | 5834 | Rate Constraint in lbs/MMBtu | FALSE | L | Annual | Rate | lb/MMBtu | 0 | 0 | 0 | 0 | 0 | 0 | 0
BART NOX Annual-Tecumseh Energy Center 10 -v5.13 | 165 | 5834 | Rate Constraint in lbs/MMBtu | FALSE | L | Annual | Generation | TWh | 0 | 0 | 0 | 0 | 0 | 0 | 0
BART NOX Annual-Tecumseh Energy Center 10 -v5.13 | 165 | 5834 | Rate Constraint in lbs/MMBtu | FALSE | L | Annual | Qualifying Generation | TWh | 0 | 0 | 0 | 0 | 0 | 0 | 0
BART NOX Annual-Tecumseh Energy Center 10 -v5.13 | 165 | 5834 | Rate Constraint in lbs/MMBtu | FALSE | L | Annual | Rate | lb/MWh | 0 | 0 | 0 | 0 | 0 | 0 | 0
BART NOX Annual-Tecumseh Energy Center 10 -v5.13 | 165 | 5834 | Rate Constraint in lbs/MMBtu | FALSE | L | Annual | Constraint Shadow Price | US2011$/Ton | 0 | 0 | 0 | 0 | 0 | 0 | 0
BART NOX Annual-Tecumseh Energy Center 9 -v5.14 | 166 | 6031 | Rate Constraint in lbs/MMBtu | FALSE | L | Annual | Seasons Included | Seasons |  | Winter, Summer | Winter, Summer | Winter, Summer | Winter, Summer | Winter, Summer | Winter, Summer
BART NOX Annual-Tecumseh Energy Center 9 -v5.14 | 166 | 6031 | Rate Constraint in lbs/MMBtu | FALSE | L | Annual | Standard NOX | lb/MMBtu | 0 | 0.18 | 0.18 | 0.18 | 0.18 | 0.18 | 0.18
BART NOX Annual-Tecumseh Energy Center 9 -v5.14 | 166 | 6031 | Rate Constraint in lbs/MMBtu | FALSE | L | Annual | Emissions at Affected Plants NOX | Thousand Tons | 0 | 0.39579 | 0.4531 | 0.4531 | 0.4531 | 0.42841 | 0.39579
BART NOX Annual-Tecumseh Energy Center 9 -v5.14 | 166 | 6031 | Rate Constraint in lbs/MMBtu | FALSE | L | Annual | Allowances Purchased NOX | Thousand Tons | 0 | 0 | 0 | 0 | 0 | 0 | 0
BART NOX Annual-Tecumseh Energy Center 9 -v5.14 | 166 | 6031 | Rate Constraint in lbs/MMBtu | FALSE | L | Annual | Allowances Sold NOX | Thousand Tons | 0 | 0 | 0 | 0 | 0 | 0 | 0
BART NOX Annual-Tecumseh Energy Center 9 -v5.14 | 166 | 6031 | Rate Constraint in lbs/MMBtu | FALSE | L | Annual | Allowances Banked | Thousand Tons | 0 | 0 | 0 | 0 | 0 | 0 | 0
BART NOX Annual-Tecumseh Energy Center 9 -v5.14 | 166 | 6031 | Rate Constraint in lbs/MMBtu | FALSE | L | Annual | Allowances Withdrawn (1:1) | Thousand Tons | 0 | 0 | 0 | 0 | 0 | 0 | 0
BART NOX Annual-Tecumseh Energy Center 9 -v5.14 | 166 | 6031 | Rate Constraint in lbs/MMBtu | FALSE | L | Annual | Allowances Withdrawn (n:1) | Thousand Tons | 0 | 0 | 0 | 0 | 0 | 0 | 0
BART NOX Annual-Tecumseh Energy Center 9 -v5.14 | 166 | 6031 | Rate Constraint in lbs/MMBtu | FALSE | L | Annual | Net Emissions Allowance Position | Thousand Tons | 0 | 0.39579 | 0.4531 | 0.4531 | 0.4531 | 0.42841 | 0.39579
BART NOX Annual-Tecumseh Energy Center 9 -v5.14 | 166 | 6031 | Rate Constraint in lbs/MMBtu | FALSE | L | Annual | Fuel Consumed | TBtu | 0 | 5.3702 | 6.1479 | 6.1479 | 6.1479 | 5.8128 | 5.3702
BART NOX Annual-Tecumseh Energy Center 9 -v5.14 | 166 | 6031 | Rate Constraint in lbs/MMBtu | FALSE | L | Annual | Rate | lb/MMBtu | 0 | 0.1474 | 0.1474 | 0.1474 | 0.1474 | 0.1474 | 0.1474
BART NOX Annual-Tecumseh Energy Center 9 -v5.14 | 166 | 6031 | Rate Constraint in lbs/MMBtu | FALSE | L | Annual | Generation | TWh | 0 | 0.46747 | 0.53517 | 0.53517 | 0.53517 | 0.506 | 0.46747
BART NOX Annual-Tecumseh Energy Center 9 -v5.14 | 166 | 6031 | Rate Constraint in lbs/MMBtu | FALSE | L | Annual | Qualifying Generation | TWh | 0 | 0.46747 | 0.53517 | 0.53517 | 0.53517 | 0.506 | 0.46747
BART NOX Annual-Tecumseh Energy Center 9 -v5.14 | 166 | 6031 | Rate Constraint in lbs/MMBtu | FALSE | L | Annual | Rate | lb/MWh | 0 | 1.6933 | 1.6933 | 1.6933 | 1.6933 | 1.6933 | 1.6933
BART NOX Annual-Tecumseh Energy Center 9 -v5.14 | 166 | 6031 | Rate Constraint in lbs/MMBtu | FALSE | L | Annual | Constraint Shadow Price | US2011$/Ton | 0 | 0 | 0 | 0 | 0 | 0 | 0
BART NOX Annual-Wyodak 1 -v5.14 | 167 | 6102 | Rate Constraint in lbs/MMBtu | FALSE | L | Annual | Seasons Included | Seasons |  | Winter, Summer | Winter, Summer | Winter, Summer | Winter, Summer | Winter, Summer | Winter, Summer
BART NOX Annual-Wyodak 1 -v5.14 | 167 | 6102 | Rate Constraint in lbs/MMBtu | FALSE | L | Annual | Standard NOX | lb/MMBtu | 0 | 0.07 | 0.07 | 0.07 | 0.07 | 0.07 | 0.07
BART NOX Annual-Wyodak 1 -v5.14 | 167 | 6102 | Rate Constraint in lbs/MMBtu | FALSE | L | Annual | Emissions at Affected Plants NOX | Thousand Tons | 0 | 1.0117 | 1.0117 | 1.0117 | 1.0117 | 1.0117 | 1.0117
BART NOX Annual-Wyodak 1 -v5.14 | 167 | 6102 | Rate Constraint in lbs/MMBtu | FALSE | L | Annual | Allowances Purchased NOX | Thousand Tons | 0 | 0 | 0 | 0 | 0 | 0 | 0
BART NOX Annual-Wyodak 1 -v5.14 | 167 | 6102 | Rate Constraint in lbs/MMBtu | FALSE | L | Annual | Allowances Sold NOX | Thousand Tons | 0 | 0 | 0 | 0 | 0 | 0 | 0
BART NOX Annual-Wyodak 1 -v5.14 | 167 | 6102 | Rate Constraint in lbs/MMBtu | FALSE | L | Annual | Allowances Banked | Thousand Tons | 0 | 0 | 0 | 0 | 0 | 0 | 0
BART NOX Annual-Wyodak 1 -v5.14 | 167 | 6102 | Rate Constraint in lbs/MMBtu | FALSE | L | Annual | Allowances Withdrawn (1:1) | Thousand Tons | 0 | 0 | 0 | 0 | 0 | 0 | 0
BART NOX Annual-Wyodak 1 -v5.14 | 167 | 6102 | Rate Constraint in lbs/MMBtu | FALSE | L | Annual | Allowances Withdrawn (n:1) | Thousand Tons | 0 | 0 | 0 | 0 | 0 | 0 | 0
BART NOX Annual-Wyodak 1 -v5.14 | 167 | 6102 | Rate Constraint in lbs/MMBtu | FALSE | L | Annual | Net Emissions Allowance Position | Thousand Tons | 0 | 1.0117 | 1.0117 | 1.0117 | 1.0117 | 1.0117 | 1.0117
BART NOX Annual-Wyodak 1 -v5.14 | 167 | 6102 | Rate Constraint in lbs/MMBtu | FALSE | L | Annual | Fuel Consumed | TBtu | 0 | 28.9065 | 28.9065 | 28.9065 | 28.9065 | 28.9065 | 28.9065
BART NOX Annual-Wyodak 1 -v5.14 | 167 | 6102 | Rate Constraint in lbs/MMBtu | FALSE | L | Annual | Rate | lb/MMBtu | 0 | 0.07 | 0.07 | 0.07 | 0.07 | 0.07 | 0.07
BART NOX Annual-Wyodak 1 -v5.14 | 167 | 6102 | Rate Constraint in lbs/MMBtu | FALSE | L | Annual | Generation | TWh | 0 | 2.4625 | 2.4625 | 2.4625 | 2.4625 | 2.4625 | 2.4625
BART NOX Annual-Wyodak 1 -v5.14 | 167 | 6102 | Rate Constraint in lbs/MMBtu | FALSE | L | Annual | Qualifying Generation | TWh | 0 | 2.4625 | 2.4625 | 2.4625 | 2.4625 | 2.4625 | 2.4625
BART NOX Annual-Wyodak 1 -v5.14 | 167 | 6102 | Rate Constraint in lbs/MMBtu | FALSE | L | Annual | Rate | lb/MWh | 0 | 0.8217 | 0.8217 | 0.8217 | 0.8217 | 0.8217 | 0.8217
BART NOX Annual-Wyodak 1 -v5.14 | 167 | 6102 | Rate Constraint in lbs/MMBtu | FALSE | L | Annual | Constraint Shadow Price | US2011$/Ton | 0 | 1228.8189 | 9860.0487 | 554.0606 | 0 | 9853.5692 | 72.0123
BART SO2 Annual Cap-Deerhaven B2 -v5.13 | 168 | 6314 | Rate Constraint in MTons | FALSE | L | Annual | Seasons Included | Seasons |  | Winter, Summer | Winter, Summer | Winter, Summer | Winter, Summer | Winter, Summer | Winter, Summer
BART SO2 Annual Cap-Deerhaven B2 -v5.13 | 168 | 6314 | Rate Constraint in MTons | FALSE | L | Annual | Standard SO2 | Thousand Tons | 0 | 0.0055 | 0.0055 | 0.0055 | 0.0055 | 0.0055 | 0.0055
BART SO2 Annual Cap-Deerhaven B2 -v5.13 | 168 | 6314 | Rate Constraint in MTons | FALSE | L | Annual | Emissions at Affected Plants SO2 | Thousand Tons | 0 | 0.0055 | 0 | 0 | 0 | 0 | 0
BART SO2 Annual Cap-Deerhaven B2 -v5.13 | 168 | 6314 | Rate Constraint in MTons | FALSE | L | Annual | Allowances Purchased SO2 | Thousand Tons | 0 | 0 | 0 | 0 | 0 | 0 | 0
BART SO2 Annual Cap-Deerhaven B2 -v5.13 | 168 | 6314 | Rate Constraint in MTons | FALSE | L | Annual | Allowances Sold SO2 | Thousand Tons | 0 | 0 | 0 | 0 | 0 | 0 | 0
BART SO2 Annual Cap-Deerhaven B2 -v5.13 | 168 | 6314 | Rate Constraint in MTons | FALSE | L | Annual | Allowances Banked | Thousand Tons | 0 | 0 | 0 | 0 | 0 | 0 | 0
BART SO2 Annual Cap-Deerhaven B2 -v5.13 | 168 | 6314 | Rate Constraint in MTons | FALSE | L | Annual | Allowances Withdrawn (1:1) | Thousand Tons | 0 | 0 | 0 | 0 | 0 | 0 | 0
BART SO2 Annual Cap-Deerhaven B2 -v5.13 | 168 | 6314 | Rate Constraint in MTons | FALSE | L | Annual | Allowances Withdrawn (n:1) | Thousand Tons | 0 | 0 | 0 | 0 | 0 | 0 | 0
BART SO2 Annual Cap-Deerhaven B2 -v5.13 | 168 | 6314 | Rate Constraint in MTons | FALSE | L | Annual | Net Emissions Allowance Position | Thousand Tons | 0 | 0.0055 | 0 | 0 | 0 | 0 | 0
BART SO2 Annual Cap-Deerhaven B2 -v5.13 | 168 | 6314 | Rate Constraint in MTons | FALSE | L | Annual | Fuel Consumed | TBtu | 0 | 0.10875 | 0 | 0 | 0 | 0 | 0
BART SO2 Annual Cap-Deerhaven B2 -v5.13 | 168 | 6314 | Rate Constraint in MTons | FALSE | L | Annual | Rate | lb/MMBtu | 0 | 0.10115 | 0 | 0 | 0 | 0 | 0
BART SO2 Annual Cap-Deerhaven B2 -v5.13 | 168 | 6314 | Rate Constraint in MTons | FALSE | L | Annual | Generation | TWh | 0 | 0.0096793 | 0 | 0 | 0 | 0 | 0
BART SO2 Annual Cap-Deerhaven B2 -v5.13 | 168 | 6314 | Rate Constraint in MTons | FALSE | L | Annual | Qualifying Generation | TWh | 0 | 0.0096793 | 0 | 0 | 0 | 0 | 0
BART SO2 Annual Cap-Deerhaven B2 -v5.13 | 168 | 6314 | Rate Constraint in MTons | FALSE | L | Annual | Rate | lb/MWh | 0 | 1.1364 | 0 | 0 | 0 | 0 | 0
BART SO2 Annual Cap-Deerhaven B2 -v5.13 | 168 | 6314 | Rate Constraint in MTons | FALSE | L | Annual | Constraint Shadow Price | US2011$/Ton | 0 | 5196.071 | 0 | 0 | 0 | 0 | 0
BART SO2 Annual Cap-Northside 1-3 -v5.13 | 169 | 6315 | Rate Constraint in MTons | FALSE | L | Annual | Seasons Included | Seasons |  | Winter, Summer | Winter, Summer | Winter, Summer | Winter, Summer | Winter, Summer | Winter, Summer
BART SO2 Annual Cap-Northside 1-3 -v5.13 | 169 | 6315 | Rate Constraint in MTons | FALSE | L | Annual | Standard SO2 | Thousand Tons | 0 | 0.0036 | 0.0036 | 0.0036 | 0.0036 | 0.0036 | 0.0036
BART SO2 Annual Cap-Northside 1-3 -v5.13 | 169 | 6315 | Rate Constraint in MTons | FALSE | L | Annual | Emissions at Affected Plants SO2 | Thousand Tons | 0 | 0.0036 | 0.0036 | 0.0036 | 0.0036 | 0.0036 | 0.0036
BART SO2 Annual Cap-Northside 1-3 -v5.13 | 169 | 6315 | Rate Constraint in MTons | FALSE | L | Annual | Allowances Purchased SO2 | Thousand Tons | 0 | 0 | 0 | 0 | 0 | 0 | 0
BART SO2 Annual Cap-Northside 1-3 -v5.13 | 169 | 6315 | Rate Constraint in MTons | FALSE | L | Annual | Allowances Sold SO2 | Thousand Tons | 0 | 0 | 0 | 0 | 0 | 0 | 0
BART SO2 Annual Cap-Northside 1-3 -v5.13 | 169 | 6315 | Rate Constraint in MTons | FALSE | L | Annual | Allowances Banked | Thousand Tons | 0 | 0 | 0 | 0 | 0 | 0 | 0
BART SO2 Annual Cap-Northside 1-3 -v5.13 | 169 | 6315 | Rate Constraint in MTons | FALSE | L | Annual | Allowances Withdrawn (1:1) | Thousand Tons | 0 | 0 | 0 | 0 | 0 | 0 | 0
BART SO2 Annual Cap-Northside 1-3 -v5.13 | 169 | 6315 | Rate Constraint in MTons | FALSE | L | Annual | Allowances Withdrawn (n:1) | Thousand Tons | 0 | 0 | 0 | 0 | 0 | 0 | 0
BART SO2 Annual Cap-Northside 1-3 -v5.13 | 169 | 6315 | Rate Constraint in MTons | FALSE | L | Annual | Net Emissions Allowance Position | Thousand Tons | 0 | 0.0036 | 0.0036 | 0.0036 | 0.0036 | 0.0036 | 0.0036
BART SO2 Annual Cap-Northside 1-3 -v5.13 | 169 | 6315 | Rate Constraint in MTons | FALSE | L | Annual | Fuel Consumed | TBtu | 0 | 12.1005 | 8.3549 | 9.7854 | 6.045 | 4.7993 | 4.7993
BART SO2 Annual Cap-Northside 1-3 -v5.13 | 169 | 6315 | Rate Constraint in MTons | FALSE | L | Annual | Rate | lb/MMBtu | 0 | 0.00059502 | 0.00086177 | 0.00073579 | 0.0011911 | 0.0015002 | 0.0015002
BART SO2 Annual Cap-Northside 1-3 -v5.13 | 169 | 6315 | Rate Constraint in MTons | FALSE | L | Annual | Generation | TWh | 0 | 1.1988 | 0.82771 | 0.96943 | 0.59887 | 0.47546 | 0.47546
BART SO2 Annual Cap-Northside 1-3 -v5.13 | 169 | 6315 | Rate Constraint in MTons | FALSE | L | Annual | Qualifying Generation | TWh | 0 | 1.1988 | 0.82771 | 0.96943 | 0.59887 | 0.47546 | 0.47546
BART SO2 Annual Cap-Northside 1-3 -v5.13 | 169 | 6315 | Rate Constraint in MTons | FALSE | L | Annual | Rate | lb/MWh | 0 | 0.0060061 | 0.0086987 | 0.007427 | 0.012023 | 0.015143 | 0.015143
BART SO2 Annual Cap-Northside 1-3 -v5.13 | 169 | 6315 | Rate Constraint in MTons | FALSE | L | Annual | Constraint Shadow Price | US2011$/Ton | 0 | 9141.3729 | 7075.7439 | 12972.2361 | 11350.0146 | 9670.7716 | 12108.7875
BART SO2 Annual Rate-Lansing Smith 1&2 -v5.13 | 170 | 6311 | Rate Constraint in lbs/MMBtu | FALSE | L | Annual | Seasons Included | Seasons |  | Winter, Summer | Winter, Summer | Winter, Summer | Winter, Summer | Winter, Summer | Winter, Summer
BART SO2 Annual Rate-Lansing Smith 1&2 -v5.13 | 170 | 6311 | Rate Constraint in lbs/MMBtu | FALSE | L | Annual | Standard SO2 | lb/MMBtu | 0 | 0.74 | 0.74 | 0.74 | 0.74 | 0.74 | 0.74
BART SO2 Annual Rate-Lansing Smith 1&2 -v5.13 | 170 | 6311 | Rate Constraint in lbs/MMBtu | FALSE | L | Annual | Emissions at Affected Plants SO2 | Thousand Tons | 0 | 0 | 0 | 0 | 0 | 0 | 0
BART SO2 Annual Rate-Lansing Smith 1&2 -v5.13 | 170 | 6311 | Rate Constraint in lbs/MMBtu | FALSE | L | Annual | Allowances Purchased SO2 | Thousand Tons | 0 | 0 | 0 | 0 | 0 | 0 | 0
BART SO2 Annual Rate-Lansing Smith 1&2 -v5.13 | 170 | 6311 | Rate Constraint in lbs/MMBtu | FALSE | L | Annual | Allowances Sold SO2 | Thousand Tons | 0 | 0 | 0 | 0 | 0 | 0 | 0
BART SO2 Annual Rate-Lansing Smith 1&2 -v5.13 | 170 | 6311 | Rate Constraint in lbs/MMBtu | FALSE | L | Annual | Allowances Banked | Thousand Tons | 0 | 0 | 0 | 0 | 0 | 0 | 0
BART SO2 Annual Rate-Lansing Smith 1&2 -v5.13 | 170 | 6311 | Rate Constraint in lbs/MMBtu | FALSE | L | Annual | Allowances Withdrawn (1:1) | Thousand Tons | 0 | 0 | 0 | 0 | 0 | 0 | 0
BART SO2 Annual Rate-Lansing Smith 1&2 -v5.13 | 170 | 6311 | Rate Constraint in lbs/MMBtu | FALSE | L | Annual | Allowances Withdrawn (n:1) | Thousand Tons | 0 | 0 | 0 | 0 | 0 | 0 | 0
BART SO2 Annual Rate-Lansing Smith 1&2 -v5.13 | 170 | 6311 | Rate Constraint in lbs/MMBtu | FALSE | L | Annual | Net Emissions Allowance Position | Thousand Tons | 0 | 0 | 0 | 0 | 0 | 0 | 0
BART SO2 Annual Rate-Lansing Smith 1&2 -v5.13 | 170 | 6311 | Rate Constraint in lbs/MMBtu | FALSE | L | Annual | Fuel Consumed | TBtu | 0 | 0 | 0 | 0 | 0 | 0 | 0
BART SO2 Annual Rate-Lansing Smith 1&2 -v5.13 | 170 | 6311 | Rate Constraint in lbs/MMBtu | FALSE | L | Annual | Rate | lb/MMBtu | 0 | 0 | 0 | 0 | 0 | 0 | 0
BART SO2 Annual Rate-Lansing Smith 1&2 -v5.13 | 170 | 6311 | Rate Constraint in lbs/MMBtu | FALSE | L | Annual | Generation | TWh | 0 | 0 | 0 | 0 | 0 | 0 | 0
BART SO2 Annual Rate-Lansing Smith 1&2 -v5.13 | 170 | 6311 | Rate Constraint in lbs/MMBtu | FALSE | L | Annual | Qualifying Generation | TWh | 0 | 0 | 0 | 0 | 0 | 0 | 0
BART SO2 Annual Rate-Lansing Smith 1&2 -v5.13 | 170 | 6311 | Rate Constraint in lbs/MMBtu | FALSE | L | Annual | Rate | lb/MWh | 0 | 0 | 0 | 0 | 0 | 0 | 0
BART SO2 Annual Rate-Lansing Smith 1&2 -v5.13 | 170 | 6311 | Rate Constraint in lbs/MMBtu | FALSE | L | Annual | Constraint Shadow Price | US2011$/Ton | 0 | 0 | 0 | 0 | 0 | 0 | 0
BART SO2 Annual Rate-Seminole 1&2 -v5.13 | 171 | 6313 | Rate Constraint in lbs/MMBtu | FALSE | L | Annual | Seasons Included | Seasons |  | Winter, Summer | Winter, Summer | Winter, Summer | Winter, Summer | Winter, Summer | Winter, Summer
BART SO2 Annual Rate-Seminole 1&2 -v5.13 | 171 | 6313 | Rate Constraint in lbs/MMBtu | FALSE | L | Annual | Standard SO2 | lb/MMBtu | 0 | 0.25 | 0.25 | 0.25 | 0.25 | 0.25 | 0.25
BART SO2 Annual Rate-Seminole 1&2 -v5.13 | 171 | 6313 | Rate Constraint in lbs/MMBtu | FALSE | L | Annual | Emissions at Affected Plants SO2 | Thousand Tons | 0 | 7.6281 | 8.9897 | 8.9897 | 10.2916 | 7.4269 | 7.4269
BART SO2 Annual Rate-Seminole 1&2 -v5.13 | 171 | 6313 | Rate Constraint in lbs/MMBtu | FALSE | L | Annual | Allowances Purchased SO2 | Thousand Tons | 0 | 0 | 0 | 0 | 0 | 0 | 0
BART SO2 Annual Rate-Seminole 1&2 -v5.13 | 171 | 6313 | Rate Constraint in lbs/MMBtu | FALSE | L | Annual | Allowances Sold SO2 | Thousand Tons | 0 | 0 | 0 | 0 | 0 | 0 | 0
BART SO2 Annual Rate-Seminole 1&2 -v5.13 | 171 | 6313 | Rate Constraint in lbs/MMBtu | FALSE | L | Annual | Allowances Banked | Thousand Tons | 0 | 0 | 0 | 0 | 0 | 0 | 0
BART SO2 Annual Rate-Seminole 1&2 -v5.13 | 171 | 6313 | Rate Constraint in lbs/MMBtu | FALSE | L | Annual | Allowances Withdrawn (1:1) | Thousand Tons | 0 | 0 | 0 | 0 | 0 | 0 | 0
BART SO2 Annual Rate-Seminole 1&2 -v5.13 | 171 | 6313 | Rate Constraint in lbs/MMBtu | FALSE | L | Annual | Allowances Withdrawn (n:1) | Thousand Tons | 0 | 0 | 0 | 0 | 0 | 0 | 0
BART SO2 Annual Rate-Seminole 1&2 -v5.13 | 171 | 6313 | Rate Constraint in lbs/MMBtu | FALSE | L | Annual | Net Emissions Allowance Position | Thousand Tons | 0 | 7.6281 | 8.9897 | 8.9897 | 10.2916 | 7.4269 | 7.4269
BART SO2 Annual Rate-Seminole 1&2 -v5.13 | 171 | 6313 | Rate Constraint in lbs/MMBtu | FALSE | L | Annual | Fuel Consumed | TBtu | 0 | 68.4132 | 82.9889 | 82.9889 | 95.0073 | 68.5613 | 68.5613
BART SO2 Annual Rate-Seminole 1&2 -v5.13 | 171 | 6313 | Rate Constraint in lbs/MMBtu | FALSE | L | Annual | Rate | lb/MMBtu | 0 | 0.223 | 0.21665 | 0.21665 | 0.21665 | 0.21665 | 0.21665
BART SO2 Annual Rate-Seminole 1&2 -v5.13 | 171 | 6313 | Rate Constraint in lbs/MMBtu | FALSE | L | Annual | Generation | TWh | 0 | 6.8927 | 8.3431 | 8.3431 | 9.5514 | 6.8927 | 6.8927
BART SO2 Annual Rate-Seminole 1&2 -v5.13 | 171 | 6313 | Rate Constraint in lbs/MMBtu | FALSE | L | Annual | Qualifying Generation | TWh | 0 | 6.8927 | 8.3431 | 8.3431 | 9.5514 | 6.8927 | 6.8927
BART SO2 Annual Rate-Seminole 1&2 -v5.13 | 171 | 6313 | Rate Constraint in lbs/MMBtu | FALSE | L | Annual | Rate | lb/MWh | 0 | 2.2134 | 2.155 | 2.155 | 2.155 | 2.155 | 2.155
BART SO2 Annual Rate-Seminole 1&2 -v5.13 | 171 | 6313 | Rate Constraint in lbs/MMBtu | FALSE | L | Annual | Constraint Shadow Price | US2011$/Ton | 0 | 0 | 0 | 0 | 0 | 0 | 0
BART SO2 Annual-Apache Station 2 -v5.13 | 172 | 5867 | Rate Constraint in lbs/MMBtu | FALSE | L | Annual | Seasons Included | Seasons |  | Winter, Summer | Winter, Summer | Winter, Summer | Winter, Summer | Winter, Summer | Winter, Summer
BART SO2 Annual-Apache Station 2 -v5.13 | 172 | 5867 | Rate Constraint in lbs/MMBtu | FALSE | L | Annual | Standard SO2 | lb/MMBtu | 0.15 | 0.15 | 0.15 | 0.15 | 0.15 | 0.15 | 0.15
BART SO2 Annual-Apache Station 2 -v5.13 | 172 | 5867 | Rate Constraint in lbs/MMBtu | FALSE | L | Annual | Emissions at Affected Plants SO2 | Thousand Tons | 0 | 0 | 0 | 0 | 0 | 0 | 0
BART SO2 Annual-Apache Station 2 -v5.13 | 172 | 5867 | Rate Constraint in lbs/MMBtu | FALSE | L | Annual | Allowances Purchased SO2 | Thousand Tons | 0 | 0 | 0 | 0 | 0 | 0 | 0
BART SO2 Annual-Apache Station 2 -v5.13 | 172 | 5867 | Rate Constraint in lbs/MMBtu | FALSE | L | Annual | Allowances Sold SO2 | Thousand Tons | 0 | 0 | 0 | 0 | 0 | 0 | 0
BART SO2 Annual-Apache Station 2 -v5.13 | 172 | 5867 | Rate Constraint in lbs/MMBtu | FALSE | L | Annual | Allowances Banked | Thousand Tons | 0 | 0 | 0 | 0 | 0 | 0 | 0
BART SO2 Annual-Apache Station 2 -v5.13 | 172 | 5867 | Rate Constraint in lbs/MMBtu | FALSE | L | Annual | Allowances Withdrawn (1:1) | Thousand Tons | 0 | 0 | 0 | 0 | 0 | 0 | 0
BART SO2 Annual-Apache Station 2 -v5.13 | 172 | 5867 | Rate Constraint in lbs/MMBtu | FALSE | L | Annual | Allowances Withdrawn (n:1) | Thousand Tons | 0 | 0 | 0 | 0 | 0 | 0 | 0
BART SO2 Annual-Apache Station 2 -v5.13 | 172 | 5867 | Rate Constraint in lbs/MMBtu | FALSE | L | Annual | Net Emissions Allowance Position | Thousand Tons | 0 | 0 | 0 | 0 | 0 | 0 | 0
BART SO2 Annual-Apache Station 2 -v5.13 | 172 | 5867 | Rate Constraint in lbs/MMBtu | FALSE | L | Annual | Fuel Consumed | TBtu | 0 | 0 | 0 | 0 | 0 | 0 | 0
BART SO2 Annual-Apache Station 2 -v5.13 | 172 | 5867 | Rate Constraint in lbs/MMBtu | FALSE | L | Annual | Rate | lb/MMBtu | 0 | 0 | 0 | 0 | 0 | 0 | 0
BART SO2 Annual-Apache Station 2 -v5.13 | 172 | 5867 | Rate Constraint in lbs/MMBtu | FALSE | L | Annual | Generation | TWh | 0 | 0 | 0 | 0 | 0 | 0 | 0
BART SO2 Annual-Apache Station 2 -v5.13 | 172 | 5867 | Rate Constraint in lbs/MMBtu | FALSE | L | Annual | Qualifying Generation | TWh | 0 | 0 | 0 | 0 | 0 | 0 | 0
BART SO2 Annual-Apache Station 2 -v5.13 | 172 | 5867 | Rate Constraint in lbs/MMBtu | FALSE | L | Annual | Rate | lb/MWh | 0 | 0 | 0 | 0 | 0 | 0 | 0
BART SO2 Annual-Apache Station 2 -v5.13 | 172 | 5867 | Rate Constraint in lbs/MMBtu | FALSE | L | Annual | Constraint Shadow Price | US2011$/Ton | 0 | 11877.6732 | 14207.2675 | 8628.4305 | 14972.7473 | 16881.1489 | 19096.9182
BART SO2 Annual-Apache Station 3 -v5.13 | 173 | 5868 | Rate Constraint in lbs/MMBtu | FALSE | L | Annual | Seasons Included | Seasons |  | Winter, Summer | Winter, Summer | Winter, Summer | Winter, Summer | Winter, Summer | Winter, Summer
BART SO2 Annual-Apache Station 3 -v5.13 | 173 | 5868 | Rate Constraint in lbs/MMBtu | FALSE | L | Annual | Standard SO2 | lb/MMBtu | 0.15 | 0.15 | 0.15 | 0.15 | 0.15 | 0.15 | 0.15
BART SO2 Annual-Apache Station 3 -v5.13 | 173 | 5868 | Rate Constraint in lbs/MMBtu | FALSE | L | Annual | Emissions at Affected Plants SO2 | Thousand Tons | 0 | 1.0481 | 1.0481 | 1.0481 | 1.0481 | 1.0481 | 1.0481
BART SO2 Annual-Apache Station 3 -v5.13 | 173 | 5868 | Rate Constraint in lbs/MMBtu | FALSE | L | Annual | Allowances Purchased SO2 | Thousand Tons | 0 | 0 | 0 | 0 | 0 | 0 | 0
BART SO2 Annual-Apache Station 3 -v5.13 | 173 | 5868 | Rate Constraint in lbs/MMBtu | FALSE | L | Annual | Allowances Sold SO2 | Thousand Tons | 0 | 0 | 0 | 0 | 0 | 0 | 0
BART SO2 Annual-Apache Station 3 -v5.13 | 173 | 5868 | Rate Constraint in lbs/MMBtu | FALSE | L | Annual | Allowances Banked | Thousand Tons | 0 | 0 | 0 | 0 | 0 | 0 | 0
BART SO2 Annual-Apache Station 3 -v5.13 | 173 | 5868 | Rate Constraint in lbs/MMBtu | FALSE | L | Annual | Allowances Withdrawn (1:1) | Thousand Tons | 0 | 0 | 0 | 0 | 0 | 0 | 0
BART SO2 Annual-Apache Station 3 -v5.13 | 173 | 5868 | Rate Constraint in lbs/MMBtu | FALSE | L | Annual | Allowances Withdrawn (n:1) | Thousand Tons | 0 | 0 | 0 | 0 | 0 | 0 | 0
BART SO2 Annual-Apache Station 3 -v5.13 | 173 | 5868 | Rate Constraint in lbs/MMBtu | FALSE | L | Annual | Net Emissions Allowance Position | Thousand Tons | 0 | 1.0481 | 1.0481 | 1.0481 | 1.0481 | 1.0481 | 1.0481
BART SO2 Annual-Apache Station 3 -v5.13 | 173 | 5868 | Rate Constraint in lbs/MMBtu | FALSE | L | Annual | Fuel Consumed | TBtu | 0 | 13.9743 | 13.9743 | 13.9743 | 13.9743 | 13.9743 | 13.9743
BART SO2 Annual-Apache Station 3 -v5.13 | 173 | 5868 | Rate Constraint in lbs/MMBtu | FALSE | L | Annual | Rate | lb/MMBtu | 0 | 0.15 | 0.15 | 0.15 | 0.15 | 0.15 | 0.15
BART SO2 Annual-Apache Station 3 -v5.13 | 173 | 5868 | Rate Constraint in lbs/MMBtu | FALSE | L | Annual | Generation | TWh | 0 | 1.3028 | 1.3028 | 1.3028 | 1.3028 | 1.3028 | 1.3028
BART SO2 Annual-Apache Station 3 -v5.13 | 173 | 5868 | Rate Constraint in lbs/MMBtu | FALSE | L | Annual | Qualifying Generation | TWh | 0 | 1.3028 | 1.3028 | 1.3028 | 1.3028 | 1.3028 | 1.3028
BART SO2 Annual-Apache Station 3 -v5.13 | 173 | 5868 | Rate Constraint in lbs/MMBtu | FALSE | L | Annual | Rate | lb/MWh | 0 | 1.6089 | 1.6089 | 1.6089 | 1.6089 | 1.6089 | 1.6089
BART SO2 Annual-Apache Station 3 -v5.13 | 173 | 5868 | Rate Constraint in lbs/MMBtu | FALSE | L | Annual | Constraint Shadow Price | US2011$/Ton | 0 | 14199.926 | 14486.173 | 15221.4983 | 15256.9121 | 16881.1489 | 19096.9182
BART SO2 Annual-Boardman 1SG -v5.13 | 174 | 5894 | Rate Constraint in lbs/MMBtu | FALSE | L | Annual | Seasons Included | Seasons |  | Winter, Summer | Winter, Summer | Winter, Summer | Winter, Summer | Winter, Summer | Winter, Summer
BART SO2 Annual-Boardman 1SG -v5.13 | 174 | 5894 | Rate Constraint in lbs/MMBtu | FALSE | L | Annual | Standard SO2 | lb/MMBtu | 0 | 1.2 | 1.2 | 1.2 | 1.2 | 1.2 | 1.2
BART SO2 Annual-Boardman 1SG -v5.13 | 174 | 5894 | Rate Constraint in lbs/MMBtu | FALSE | L | Annual | Emissions at Affected Plants SO2 | Thousand Tons | 0 | 3.3959 | 0 | 0 | 0 | 0 | 0
BART SO2 Annual-Boardman 1SG -v5.13 | 174 | 5894 | Rate Constraint in lbs/MMBtu | FALSE | L | Annual | Allowances Purchased SO2 | Thousand Tons | 0 | 0 | 0 | 0 | 0 | 0 | 0
BART SO2 Annual-Boardman 1SG -v5.13 | 174 | 5894 | Rate Constraint in lbs/MMBtu | FALSE | L | Annual | Allowances Sold SO2 | Thousand Tons | 0 | 0 | 0 | 0 | 0 | 0 | 0
BART SO2 Annual-Boardman 1SG -v5.13 | 174 | 5894 | Rate Constraint in lbs/MMBtu | FALSE | L | Annual | Allowances Banked | Thousand Tons | 0 | 0 | 0 | 0 | 0 | 0 | 0
BART SO2 Annual-Boardman 1SG -v5.13 | 174 | 5894 | Rate Constraint in lbs/MMBtu | FALSE | L | Annual | Allowances Withdrawn (1:1) | Thousand Tons | 0 | 0 | 0 | 0 | 0 | 0 | 0
BART SO2 Annual-Boardman 1SG -v5.13 | 174 | 5894 | Rate Constraint in lbs/MMBtu | FALSE | L | Annual | Allowances Withdrawn (n:1) | Thousand Tons | 0 | 0 | 0 | 0 | 0 | 0 | 0
BART SO2 Annual-Boardman 1SG -v5.13 | 174 | 5894 | Rate Constraint in lbs/MMBtu | FALSE | L | Annual | Net Emissions Allowance Position | Thousand Tons | 0 | 3.3959 | 0 | 0 | 0 | 0 | 0
BART SO2 Annual-Boardman 1SG -v5.13 | 174 | 5894 | Rate Constraint in lbs/MMBtu | FALSE | L | Annual | Fuel Consumed | TBtu | 0 | 24.4731 | 0 | 0 | 0 | 0 | 0
BART SO2 Annual-Boardman 1SG -v5.13 | 174 | 5894 | Rate Constraint in lbs/MMBtu | FALSE | L | Annual | Rate | lb/MMBtu | 0 | 0.27752 | 0 | 0 | 0 | 0 | 0
BART SO2 Annual-Boardman 1SG -v5.13 | 174 | 5894 | Rate Constraint in lbs/MMBtu | FALSE | L | Annual | Generation | TWh | 0 | 2.4892 | 0 | 0 | 0 | 0 | 0
BART SO2 Annual-Boardman 1SG -v5.13 | 174 | 5894 | Rate Constraint in lbs/MMBtu | FALSE | L | Annual | Qualifying Generation | TWh | 0 | 2.4892 | 0 | 0 | 0 | 0 | 0
BART SO2 Annual-Boardman 1SG -v5.13 | 174 | 5894 | Rate Constraint in lbs/MMBtu | FALSE | L | Annual | Rate | lb/MWh | 0 | 2.7285 | 0 | 0 | 0 | 0 | 0
BART SO2 Annual-Boardman 1SG -v5.13 | 174 | 5894 | Rate Constraint in lbs/MMBtu | FALSE | L | Annual | Constraint Shadow Price | US2011$/Ton | 0 | 0 | 0 | 0 | 0 | 0 | 0
BART SO2 Annual-Campbell 1 -v5.14 | 175 | 6117 | Rate Constraint in lbs/MMBtu | FALSE | L | Annual | Seasons Included | Seasons |  | Winter, Summer | Winter, Summer | Winter, Summer | Winter, Summer | Winter, Summer | Winter, Summer
BART SO2 Annual-Campbell 1 -v5.14 | 175 | 6117 | Rate Constraint in lbs/MMBtu | FALSE | L | Annual | Standard SO2 | lb/MMBtu | 0.29 | 0.29 | 0.29 | 0.29 | 0.29 | 0.29 | 0.29
BART SO2 Annual-Campbell 1 -v5.14 | 175 | 6117 | Rate Constraint in lbs/MMBtu | FALSE | L | Annual | Emissions at Affected Plants SO2 | Thousand Tons | 0 | 0 | 0 | 0 | 0 | 0 | 0
BART SO2 Annual-Campbell 1 -v5.14 | 175 | 6117 | Rate Constraint in lbs/MMBtu | FALSE | L | Annual | Allowances Purchased SO2 | Thousand Tons | 0 | 0 | 0 | 0 | 0 | 0 | 0
BART SO2 Annual-Campbell 1 -v5.14 | 175 | 6117 | Rate Constraint in lbs/MMBtu | FALSE | L | Annual | Allowances Sold SO2 | Thousand Tons | 0 | 0 | 0 | 0 | 0 | 0 | 0
BART SO2 Annual-Campbell 1 -v5.14 | 175 | 6117 | Rate Constraint in lbs/MMBtu | FALSE | L | Annual | Allowances Banked | Thousand Tons | 0 | 0 | 0 | 0 | 0 | 0 | 0
BART SO2 Annual-Campbell 1 -v5.14 | 175 | 6117 | Rate Constraint in lbs/MMBtu | FALSE | L | Annual | Allowances Withdrawn (1:1) | Thousand Tons | 0 | 0 | 0 | 0 | 0 | 0 | 0
BART SO2 Annual-Campbell 1 -v5.14 | 175 | 6117 | Rate Constraint in lbs/MMBtu | FALSE | L | Annual | Allowances Withdrawn (n:1) | Thousand Tons | 0 | 0 | 0 | 0 | 0 | 0 | 0
BART SO2 Annual-Campbell 1 -v5.14 | 175 | 6117 | Rate Constraint in lbs/MMBtu | FALSE | L | Annual | Net Emissions Allowance Position | Thousand Tons | 0 | 0 | 0 | 0 | 0 | 0 | 0
BART SO2 Annual-Campbell 1 -v5.14 | 175 | 6117 | Rate Constraint in lbs/MMBtu | FALSE | L | Annual | Fuel Consumed | TBtu | 0 | 0 | 0 | 0 | 0 | 0 | 0
BART SO2 Annual-Campbell 1 -v5.14 | 175 | 6117 | Rate Constraint in lbs/MMBtu | FALSE | L | Annual | Rate | lb/MMBtu | 0 | 0 | 0 | 0 | 0 | 0 | 0
BART SO2 Annual-Campbell 1 -v5.14 | 175 | 6117 | Rate Constraint in lbs/MMBtu | FALSE | L | Annual | Generation | TWh | 0 | 0 | 0 | 0 | 0 | 0 | 0
BART SO2 Annual-Campbell 1 -v5.14 | 175 | 6117 | Rate Constraint in lbs/MMBtu | FALSE | L | Annual | Qualifying Generation | TWh | 0 | 0 | 0 | 0 | 0 | 0 | 0
BART SO2 Annual-Campbell 1 -v5.14 | 175 | 6117 | Rate Constraint in lbs/MMBtu | FALSE | L | Annual | Rate | lb/MWh | 0 | 0 | 0 | 0 | 0 | 0 | 0
BART SO2 Annual-Campbell 1 -v5.14 | 175 | 6117 | Rate Constraint in lbs/MMBtu | FALSE | L | Annual | Constraint Shadow Price | US2011$/Ton | 0 | 0 | 1.7935 | 898.9633 | 0 | 0 | 0
BART SO2 Annual-Campbell 2 -v5.14 | 176 | 6118 | Rate Constraint in lbs/MMBtu | FALSE | L | Annual | Seasons Included | Seasons |  | Winter, Summer | Winter, Summer | Winter, Summer | Winter, Summer | Winter, Summer | Winter, Summer
BART SO2 Annual-Campbell 2 -v5.14 | 176 | 6118 | Rate Constraint in lbs/MMBtu | FALSE | L | Annual | Standard SO2 | lb/MMBtu | 0.32 | 0.32 | 0.32 | 0.32 | 0.32 | 0.32 | 0.32
BART SO2 Annual-Campbell 2 -v5.14 | 176 | 6118 | Rate Constraint in lbs/MMBtu | FALSE | L | Annual | Emissions at Affected Plants SO2 | Thousand Tons | 0 | 0 | 0 | 0 | 0 | 0 | 0
BART SO2 Annual-Campbell 2 -v5.14 | 176 | 6118 | Rate Constraint in lbs/MMBtu | FALSE | L | Annual | Allowances Purchased SO2 | Thousand Tons | 0 | 0 | 0 | 0 | 0 | 0 | 0
BART SO2 Annual-Campbell 2 -v5.14 | 176 | 6118 | Rate Constraint in lbs/MMBtu | FALSE | L | Annual | Allowances Sold SO2 | Thousand Tons | 0 | 0 | 0 | 0 | 0 | 0 | 0
BART SO2 Annual-Campbell 2 -v5.14 | 176 | 6118 | Rate Constraint in lbs/MMBtu | FALSE | L | Annual | Allowances Banked | Thousand Tons | 0 | 0 | 0 | 0 | 0 | 0 | 0
BART SO2 Annual-Campbell 2 -v5.14 | 176 | 6118 | Rate Constraint in lbs/MMBtu | FALSE | L | Annual | Allowances Withdrawn (1:1) | Thousand Tons | 0 | 0 | 0 | 0 | 0 | 0 | 0
BART SO2 Annual-Campbell 2 -v5.14 | 176 | 6118 | Rate Constraint in lbs/MMBtu | FALSE | L | Annual | Allowances Withdrawn (n:1) | Thousand Tons | 0 | 0 | 0 | 0 | 0 | 0 | 0
BART SO2 Annual-Campbell 2 -v5.14 | 176 | 6118 | Rate Constraint in lbs/MMBtu | FALSE | L | Annual | Net Emissions Allowance Position | Thousand Tons | 0 | 0 | 0 | 0 | 0 | 0 | 0
BART SO2 Annual-Campbell 2 -v5.14 | 176 | 6118 | Rate Constraint in lbs/MMBtu | FALSE | L | Annual | Fuel Consumed | TBtu | 0 | 0 | 0 | 0 | 0 | 0 | 0
BART SO2 Annual-Campbell 2 -v5.14 | 176 | 6118 | Rate Constraint in lbs/MMBtu | FALSE | L | Annual | Rate | lb/MMBtu | 0 | 0 | 0 | 0 | 0 | 0 | 0
BART SO2 Annual-Campbell 2 -v5.14 | 176 | 6118 | Rate Constraint in lbs/MMBtu | FALSE | L | Annual | Generation | TWh | 0 | 0 | 0 | 0 | 0 | 0 | 0
BART SO2 Annual-Campbell 2 -v5.14 | 176 | 6118 | Rate Constraint in lbs/MMBtu | FALSE | L | Annual | Qualifying Generation | TWh | 0 | 0 | 0 | 0 | 0 | 0 | 0
BART SO2 Annual-Campbell 2 -v5.14 | 176 | 6118 | Rate Constraint in lbs/MMBtu | FALSE | L | Annual | Rate | lb/MWh | 0 | 0 | 0 | 0 | 0 | 0 | 0
BART SO2 Annual-Campbell 2 -v5.14 | 176 | 6118 | Rate Constraint in lbs/MMBtu | FALSE | L | Annual | Constraint Shadow Price | US2011$/Ton | 0 | 0 | 3672.7118 | 0 | 234.5865 | 5367.3541 | 4102.8569
BART SO2 Annual-Campbell 3 -v5.14 | 177 | 6119 | Rate Constraint in lbs/MMBtu | FALSE | L | Annual | Seasons Included | Seasons |  | Winter, Summer | Winter, Summer | Winter, Summer | Winter, Summer | Winter, Summer | Winter, Summer
BART SO2 Annual-Campbell 3 -v5.14 | 177 | 6119 | Rate Constraint in lbs/MMBtu | FALSE | L | Annual | Standard SO2 | lb/MMBtu | 0 | 0.07 | 0.07 | 0.07 | 0.07 | 0.07 | 0.07
BART SO2 Annual-Campbell 3 -v5.14 | 177 | 6119 | Rate Constraint in lbs/MMBtu | FALSE | L | Annual | Emissions at Affected Plants SO2 | Thousand Tons | 0 | 0 | 0.0093083 | 0.009324 | 0.0092678 | 0.0091332 | 0.0091332
BART SO2 Annual-Campbell 3 -v5.14 | 177 | 6119 | Rate Constraint in lbs/MMBtu | FALSE | L | Annual | Allowances Purchased SO2 | Thousand Tons | 0 | 0 | 0 | 0 | 0 | 0 | 0
BART SO2 Annual-Campbell 3 -v5.14 | 177 | 6119 | Rate Constraint in lbs/MMBtu | FALSE | L | Annual | Allowances Sold SO2 | Thousand Tons | 0 | 0 | 0 | 0 | 0 | 0 | 0
BART SO2 Annual-Campbell 3 -v5.14 | 177 | 6119 | Rate Constraint in lbs/MMBtu | FALSE | L | Annual | Allowances Banked | Thousand Tons | 0 | 0 | 0 | 0 | 0 | 0 | 0
BART SO2 Annual-Campbell 3 -v5.14 | 177 | 6119 | Rate Constraint in lbs/MMBtu | FALSE | L | Annual | Allowances Withdrawn (1:1) | Thousand Tons | 0 | 0 | 0 | 0 | 0 | 0 | 0
BART SO2 Annual-Campbell 3 -v5.14 | 177 | 6119 | Rate Constraint in lbs/MMBtu | FALSE | L | Annual | Allowances Withdrawn (n:1) | Thousand Tons | 0 | 0 | 0 | 0 | 0 | 0 | 0
BART SO2 Annual-Campbell 3 -v5.14 | 177 | 6119 | Rate Constraint in lbs/MMBtu | FALSE | L | Annual | Net Emissions Allowance Position | Thousand Tons | 0 | 0 | 0.0093083 | 0.009324 | 0.0092678 | 0.0091332 | 0.0091332
BART SO2 Annual-Campbell 3 -v5.14 | 177 | 6119 | Rate Constraint in lbs/MMBtu | FALSE | L | Annual | Fuel Consumed | TBtu | 0 | 0 | 0.26595 | 0.2664 | 0.26479 | 0.26095 | 0.26095
BART SO2 Annual-Campbell 3 -v5.14 | 177 | 6119 | Rate Constraint in lbs/MMBtu | FALSE | L | Annual | Rate | lb/MMBtu | 0 | 0 | 0.07 | 0.07 | 0.07 | 0.07 | 0.07
BART SO2 Annual-Campbell 3 -v5.14 | 177 | 6119 | Rate Constraint in lbs/MMBtu | FALSE | L | Annual | Generation | TWh | 0 | 0 | 0.026942 | 0.026987 | 0.026816 | 0.026427 | 0.026427
BART SO2 Annual-Campbell 3 -v5.14 | 177 | 6119 | Rate Constraint in lbs/MMBtu | FALSE | L | Annual | Qualifying Generation | TWh | 0 | 0 | 0.026942 | 0.026987 | 0.026816 | 0.026427 | 0.026427
BART SO2 Annual-Campbell 3 -v5.14 | 177 | 6119 | Rate Constraint in lbs/MMBtu | FALSE | L | Annual | Rate | lb/MWh | 0 | 0 | 0.691 | 0.691 | 0.6912 | 0.6912 | 0.6912
BART SO2 Annual-Campbell 3 -v5.14 | 177 | 6119 | Rate Constraint in lbs/MMBtu | FALSE | L | Annual | Constraint Shadow Price | US2011$/Ton | 0 | 0 | 46556.0679 | 0 | 0 | 54646.5858 | 0
BART SO2 Annual-Cherokee 4 -v5.13 | 178 | 5874 | Rate Constraint in lbs/MMBtu | FALSE | L | Annual | Seasons Included | Seasons |  | Winter, Summer | Winter, Summer | Winter, Summer | Winter, Summer | Winter, Summer | Winter, Summer
BART SO2 Annual-Cherokee 4 -v5.13 | 178 | 5874 | Rate Constraint in lbs/MMBtu | FALSE | L | Annual | Standard SO2 | lb/MMBtu | 0 | 0.00781 | 0.00781 | 0.00781 | 0.00781 | 0.00781 | 0.00781
BART SO2 Annual-Cherokee 4 -v5.13 | 178 | 5874 | Rate Constraint in lbs/MMBtu | FALSE | L | Annual | Emissions at Affected Plants SO2 | Thousand Tons | 0 | 0 | 0 | 0 | 0 | 0 | 0
BART SO2 Annual-Cherokee 4 -v5.13 | 178 | 5874 | Rate Constraint in lbs/MMBtu | FALSE | L | Annual | Allowances Purchased SO2 | Thousand Tons | 0 | 0 | 0 | 0 | 0 | 0 | 0
BART SO2 Annual-Cherokee 4 -v5.13 | 178 | 5874 | Rate Constraint in lbs/MMBtu | FALSE | L | Annual | Allowances Sold SO2 | Thousand Tons | 0 | 0 | 0 | 0 | 0 | 0 | 0
BART SO2 Annual-Cherokee 4 -v5.13 | 178 | 5874 | Rate Constraint in lbs/MMBtu | FALSE | L | Annual | Allowances Banked | Thousand Tons | 0 | 0 | 0 | 0 | 0 | 0 | 0
BART SO2 Annual-Cherokee 4 -v5.13 | 178 | 5874 | Rate Constraint in lbs/MMBtu | FALSE | L | Annual | Allowances Withdrawn (1:1) | Thousand Tons | 0 | 0 | 0 | 0 | 0 | 0 | 0
BART SO2 Annual-Cherokee 4 -v5.13 | 178 | 5874 | Rate Constraint in lbs/MMBtu | FALSE | L | Annual | Allowances Withdrawn (n:1) | Thousand Tons | 0 | 0 | 0 | 0 | 0 | 0 | 0
BART SO2 Annual-Cherokee 4 -v5.13 | 178 | 5874 | Rate Constraint in lbs/MMBtu | FALSE | L | Annual | Net Emissions Allowance Position | Thousand Tons | 0 | 0 | 0 | 0 | 0 | 0 | 0
BART SO2 Annual-Cherokee 4 -v5.13 | 178 | 5874 | Rate Constraint in lbs/MMBtu | FALSE | L | Annual | Fuel Consumed | TBtu | 0 | 0 | 0 | 0 | 0 | 0 | 0
BART SO2 Annual-Cherokee 4 -v5.13 | 178 | 5874 | Rate Constraint in lbs/MMBtu | FALSE | L | Annual | Rate | lb/MMBtu | 0 | 0 | 0 | 0 | 0 | 0 | 0
BART SO2 Annual-Cherokee 4 -v5.13 | 178 | 5874 | Rate Constraint in lbs/MMBtu | FALSE | L | Annual | Generation | TWh | 0 | 0 | 0 | 0 | 0 | 0 | 0
BART SO2 Annual-Cherokee 4 -v5.13 | 178 | 5874 | Rate Constraint in lbs/MMBtu | FALSE | L | Annual | Qualifying Generation | TWh | 0 | 0 | 0 | 0 | 0 | 0 | 0
BART SO2 Annual-Cherokee 4 -v5.13 | 178 | 5874 | Rate Constraint in lbs/MMBtu | FALSE | L | Annual | Rate | lb/MWh | 0 | 0 | 0 | 0 | 0 | 0 | 0
BART SO2 Annual-Cherokee 4 -v5.13 | 178 | 5874 | Rate Constraint in lbs/MMBtu | FALSE | L | Annual | Constraint Shadow Price | US2011$/Ton | 0 | 362969.4769 | 85612.3876 | 78831.2881 | 97235.2368 | 39577.2922 | 99422.4981
BART SO2 Annual-Cholla 2 -v5.13 | 179 | 5869 | Rate Constraint in lbs/MMBtu | FALSE | L | Annual | Seasons Included | Seasons | Winter, Summer | Winter, Summer | Winter, Summer | Winter, Summer | Winter, Summer | Winter, Summer | Winter, Summer
BART SO2 Annual-Cholla 2 -v5.13 | 179 | 5869 | Rate Constraint in lbs/MMBtu | FALSE | L | Annual | Standard SO2 | lb/MMBtu | 0.15 | 0.15 | 0.15 | 0.15 | 0.15 | 0.15 | 0.15
BART SO2 Annual-Cholla 2 -v5.13 | 179 | 5869 | Rate Constraint in lbs/MMBtu | FALSE | L | Annual | Emissions at Affected Plants SO2 | Thousand Tons | 0 | 0 | 0 | 0 | 0 | 0 | 0
BART SO2 Annual-Cholla 2 -v5.13 | 179 | 5869 | Rate Constraint in lbs/MMBtu | FALSE | L | Annual | Allowances Purchased SO2 | Thousand Tons | 0 | 0 | 0 | 0 | 0 | 0 | 0
BART SO2 Annual-Cholla 2 -v5.13 | 179 | 5869 | Rate Constraint in lbs/MMBtu | FALSE | L | Annual | Allowances Sold SO2 | Thousand Tons | 0 | 0 | 0 | 0 | 0 | 0 | 0
BART SO2 Annual-Cholla 2 -v5.13 | 179 | 5869 | Rate Constraint in lbs/MMBtu | FALSE | L | Annual | Allowances Banked | Thousand Tons | 0 | 0 | 0 | 0 | 0 | 0 | 0
BART SO2 Annual-Cholla 2 -v5.13 | 179 | 5869 | Rate Constraint in lbs/MMBtu | FALSE | L | Annual | Allowances Withdrawn (1:1) | Thousand Tons | 0 | 0 | 0 | 0 | 0 | 0 | 0
BART SO2 Annual-Cholla 2 -v5.13 | 179 | 5869 | Rate Constraint in lbs/MMBtu | FALSE | L | Annual | Allowances Withdrawn (n:1) | Thousand Tons | 0 | 0 | 0 | 0 | 0 | 0 | 0
BART SO2 Annual-Cholla 2 -v5.13 | 179 | 5869 | Rate Constraint in lbs/MMBtu | FALSE | L | Annual | Net Emissions Allowance Position | Thousand Tons | 0 | 0 | 0 | 0 | 0 | 0 | 0
BART SO2 Annual-Cholla 2 -v5.13 | 179 | 5869 | Rate Constraint in lbs/MMBtu | FALSE | L | Annual | Fuel Consumed | TBtu | 0 | 0 | 0 | 0 | 0 | 0 | 0
BART SO2 Annual-Cholla 2 -v5.13 | 179 | 5869 | Rate Constraint in lbs/MMBtu | FALSE | L | Annual | Rate | lb/MMBtu | 0 | 0 | 0 | 0 | 0 | 0 | 0
BART SO2 Annual-Cholla 2 -v5.13 | 179 | 5869 | Rate Constraint in lbs/MMBtu | FALSE | L | Annual | Generation | TWh | 0 | 0 | 0 | 0 | 0 | 0 | 0
BART SO2 Annual-Cholla 2 -v5.13 | 179 | 5869 | Rate Constraint in lbs/MMBtu | FALSE | L | Annual | Qualifying Generation | TWh | 0 | 0 | 0 | 0 | 0 | 0 | 0
BART SO2 Annual-Cholla 2 -v5.13 | 179 | 5869 | Rate Constraint in lbs/MMBtu | FALSE | L | Annual | Rate | lb/MWh | 0 | 0 | 0 | 0 | 0 | 0 | 0
BART SO2 Annual-Cholla 2 -v5.13 | 179 | 5869 | Rate Constraint in lbs/MMBtu | FALSE | L | Annual | Constraint Shadow Price | US2011$/Ton | 0 | 100.3067 | 5099.1496 | 220.6425 | 0 | 6871.7746 | 1023.3582
BART SO2 Annual-Cholla 3 -v5.13 | 180 | 5870 | Rate Constraint in lbs/MMBtu | FALSE | L | Annual | Seasons Included | Seasons | Winter, Summer | Winter, Summer | Winter, Summer | Winter, Summer | Winter, Summer | Winter, Summer | Winter, Summer
BART SO2 Annual-Cholla 3 -v5.13 | 180 | 5870 | Rate Constraint in lbs/MMBtu | FALSE | L | Annual | Standard SO2 | lb/MMBtu | 0.15 | 0.15 | 0.15 | 0.15 | 0.15 | 0.15 | 0.15
BART SO2 Annual-Cholla 3 -v5.13 | 180 | 5870 | Rate Constraint in lbs/MMBtu | FALSE | L | Annual | Emissions at Affected Plants SO2 | Thousand Tons | 1.1092 | 1.1038 | 1.1019 | 1.1092 | 1.1092 | 1.1092 | 1.1092
BART SO2 Annual-Cholla 3 -v5.13 | 180 | 5870 | Rate Constraint in lbs/MMBtu | FALSE | L | Annual | Allowances Purchased SO2 | Thousand Tons | 0 | 0 | 0 | 0 | 0 | 0 | 0
BART SO2 Annual-Cholla 3 -v5.13 | 180 | 5870 | Rate Constraint in lbs/MMBtu | FALSE | L | Annual | Allowances Sold SO2 | Thousand Tons | 0 | 0 | 0 | 0 | 0 | 0 | 0
BART SO2 Annual-Cholla 3 -v5.13 | 180 | 5870 | Rate Constraint in lbs/MMBtu | FALSE | L | Annual | Allowances Banked | Thousand Tons | 0 | 0 | 0 | 0 | 0 | 0 | 0
BART SO2 Annual-Cholla 3 -v5.13 | 180 | 5870 | Rate Constraint in lbs/MMBtu | FALSE | L | Annual | Allowances Withdrawn (1:1) | Thousand Tons | 0 | 0 | 0 | 0 | 0 | 0 | 0
BART SO2 Annual-Cholla 3 -v5.13 | 180 | 5870 | Rate Constraint in lbs/MMBtu | FALSE | L | Annual | Allowances Withdrawn (n:1) | Thousand Tons | 0 | 0 | 0 | 0 | 0 | 0 | 0
BART SO2 Annual-Cholla 3 -v5.13 | 180 | 5870 | Rate Constraint in lbs/MMBtu | FALSE | L | Annual | Net Emissions Allowance Position | Thousand Tons | 1.1092 | 1.1038 | 1.1019 | 1.1092 | 1.1092 | 1.1092 | 1.1092
BART SO2 Annual-Cholla 3 -v5.13 | 180 | 5870 | Rate Constraint in lbs/MMBtu | FALSE | L | Annual | Fuel Consumed | TBtu | 20.4216 | 20.3233 | 20.2879 | 20.4216 | 20.4216 | 20.4216 | 20.4216
BART SO2 Annual-Cholla 3 -v5.13 | 180 | 5870 | Rate Constraint in lbs/MMBtu | FALSE | L | Annual | Rate | lb/MMBtu | 0.10863 | 0.10863 | 0.10863 | 0.10863 | 0.10863 | 0.10863 | 0.10863
BART SO2 Annual-Cholla 3 -v5.13 | 180 | 5870 | Rate Constraint in lbs/MMBtu | FALSE | L | Annual | Generation | TWh | 1.96 | 1.9395 | 1.9362 | 1.949 | 1.949 | 1.949 | 1.949
BART SO2 Annual-Cholla 3 -v5.13 | 180 | 5870 | Rate Constraint in lbs/MMBtu | FALSE | L | Annual | Qualifying Generation | TWh | 1.96 | 1.9395 | 1.9362 | 1.949 | 1.949 | 1.949 | 1.949
BART SO2 Annual-Cholla 3 -v5.13 | 180 | 5870 | Rate Constraint in lbs/MMBtu | FALSE | L | Annual | Rate | lb/MWh | 1.1318 | 1.1382 | 1.1382 | 1.1382 | 1.1382 | 1.1382 | 1.1382
BART SO2 Annual-Cholla 3 -v5.13 | 180 | 5870 | Rate Constraint in lbs/MMBtu | FALSE | L | Annual | Constraint Shadow Price | US2011$/Ton | 0 | 0 | 0 | 0 | 0 | 0 | 0
BART SO2 Annual-Cholla 4 -v5.13 | 181 | 5871 | Rate Constraint in lbs/MMBtu | FALSE | L | Annual | Seasons Included | Seasons | Winter, Summer | Winter, Summer | Winter, Summer | Winter, Summer | Winter, Summer | Winter, Summer | Winter, Summer
BART SO2 Annual-Cholla 4 -v5.13 | 181 | 5871 | Rate Constraint in lbs/MMBtu | FALSE | L | Annual | Standard SO2 | lb/MMBtu | 0.15 | 0.15 | 0.15 | 0.15 | 0.15 | 0.15 | 0.15
BART SO2 Annual-Cholla 4 -v5.13 | 181 | 5871 | Rate Constraint in lbs/MMBtu | FALSE | L | Annual | Emissions at Affected Plants SO2 | Thousand Tons | 0.76607 | 0.011121 | 0.011102 | 0.0083099 | 0.0083099 | 0.0083099 | 0.0083099
BART SO2 Annual-Cholla 4 -v5.13 | 181 | 5871 | Rate Constraint in lbs/MMBtu | FALSE | L | Annual | Allowances Purchased SO2 | Thousand Tons | 0 | 0 | 0 | 0 | 0 | 0 | 0
BART SO2 Annual-Cholla 4 -v5.13 | 181 | 5871 | Rate Constraint in lbs/MMBtu | FALSE | L | Annual | Allowances Sold SO2 | Thousand Tons | 0 | 0 | 0 | 0 | 0 | 0 | 0
BART SO2 Annual-Cholla 4 -v5.13 | 181 | 5871 | Rate Constraint in lbs/MMBtu | FALSE | L | Annual | Allowances Banked | Thousand Tons | 0 | 0 | 0 | 0 | 0 | 0 | 0
BART SO2 Annual-Cholla 4 -v5.13 | 181 | 5871 | Rate Constraint in lbs/MMBtu | FALSE | L | Annual | Allowances Withdrawn (1:1) | Thousand Tons | 0 | 0 | 0 | 0 | 0 | 0 | 0
BART SO2 Annual-Cholla 4 -v5.13 | 181 | 5871 | Rate Constraint in lbs/MMBtu | FALSE | L | Annual | Allowances Withdrawn (n:1) | Thousand Tons | 0 | 0 | 0 | 0 | 0 | 0 | 0
BART SO2 Annual-Cholla 4 -v5.13 | 181 | 5871 | Rate Constraint in lbs/MMBtu | FALSE | L | Annual | Net Emissions Allowance Position | Thousand Tons | 0.76607 | 0.011121 | 0.011102 | 0.0083099 | 0.0083099 | 0.0083099 | 0.0083099
BART SO2 Annual-Cholla 4 -v5.13 | 181 | 5871 | Rate Constraint in lbs/MMBtu | FALSE | L | Annual | Fuel Consumed | TBtu | 24.2088 | 0.24225 | 0.24183 | 0.153 | 0.153 | 0.153 | 0.153
BART SO2 Annual-Cholla 4 -v5.13 | 181 | 5871 | Rate Constraint in lbs/MMBtu | FALSE | L | Annual | Rate | lb/MMBtu | 0.063288 | 0.091818 | 0.091818 | 0.10863 | 0.10863 | 0.10863 | 0.10863
BART SO2 Annual-Cholla 4 -v5.13 | 181 | 5871 | Rate Constraint in lbs/MMBtu | FALSE | L | Annual | Generation | TWh | 2.4564 | 0.023755 | 0.023714 | 0.014696 | 0.014696 | 0.014696 | 0.014696
BART SO2 Annual-Cholla 4 -v5.13 | 181 | 5871 | Rate Constraint in lbs/MMBtu | FALSE | L | Annual | Qualifying Generation | TWh | 2.4564 | 0.023755 | 0.023714 | 0.014696 | 0.014696 | 0.014696 | 0.014696
BART SO2 Annual-Cholla 4 -v5.13 | 181 | 5871 | Rate Constraint in lbs/MMBtu | FALSE | L | Annual | Rate | lb/MWh | 0.62374 | 0.93635 | 0.93635 | 1.1309 | 1.1309 | 1.1309 | 1.1309
BART SO2 Annual-Cholla 4 -v5.13 | 181 | 5871 | Rate Constraint in lbs/MMBtu | FALSE | L | Annual | Constraint Shadow Price | US2011$/Ton | 0 | 0 | 0 | 0 | 0 | 0 | 0
BART SO2 Annual-Coal Creek 1 -v5.13 | 182 | 5881 | Rate Constraint in lbs/MMBtu | FALSE | L | Annual | Seasons Included | Seasons |  | Winter, Summer | Winter, Summer | Winter, Summer | Winter, Summer | Winter, Summer | Winter, Summer
BART SO2 Annual-Coal Creek 1 -v5.13 | 182 | 5881 | Rate Constraint in lbs/MMBtu | FALSE | L | Annual | Standard SO2 | lb/MMBtu | 0 | 0.15 | 0.15 | 0.15 | 0.15 | 0.15 | 0.15
BART SO2 Annual-Coal Creek 1 -v5.13 | 182 | 5881 | Rate Constraint in lbs/MMBtu | FALSE | L | Annual | Emissions at Affected Plants SO2 | Thousand Tons | 0 | 1.6534 | 2.7165 | 2.9948 | 3.0011 | 3.0011 | 3.0011
BART SO2 Annual-Coal Creek 1 -v5.13 | 182 | 5881 | Rate Constraint in lbs/MMBtu | FALSE | L | Annual | Allowances Purchased SO2 | Thousand Tons | 0 | 0 | 0 | 0 | 0 | 0 | 0
BART SO2 Annual-Coal Creek 1 -v5.13 | 182 | 5881 | Rate Constraint in lbs/MMBtu | FALSE | L | Annual | Allowances Sold SO2 | Thousand Tons | 0 | 0 | 0 | 0 | 0 | 0 | 0
BART SO2 Annual-Coal Creek 1 -v5.13 | 182 | 5881 | Rate Constraint in lbs/MMBtu | FALSE | L | Annual | Allowances Banked | Thousand Tons | 0 | 0 | 0 | 0 | 0 | 0 | 0
BART SO2 Annual-Coal Creek 1 -v5.13 | 182 | 5881 | Rate Constraint in lbs/MMBtu | FALSE | L | Annual | Allowances Withdrawn (1:1) | Thousand Tons | 0 | 0 | 0 | 0 | 0 | 0 | 0
BART SO2 Annual-Coal Creek 1 -v5.13 | 182 | 5881 | Rate Constraint in lbs/MMBtu | FALSE | L | Annual | Allowances Withdrawn (n:1) | Thousand Tons | 0 | 0 | 0 | 0 | 0 | 0 | 0
BART SO2 Annual-Coal Creek 1 -v5.13 | 182 | 5881 | Rate Constraint in lbs/MMBtu | FALSE | L | Annual | Net Emissions Allowance Position | Thousand Tons | 0 | 1.6534 | 2.7165 | 2.9948 | 3.0011 | 3.0011 | 3.0011
BART SO2 Annual-Coal Creek 1 -v5.13 | 182 | 5881 | Rate Constraint in lbs/MMBtu | FALSE | L | Annual | Fuel Consumed | TBtu | 0 | 22.0457 | 36.2199 | 39.9309 | 40.0146 | 40.0146 | 40.0146
BART SO2 Annual-Coal Creek 1 -v5.13 | 182 | 5881 | Rate Constraint in lbs/MMBtu | FALSE | L | Annual | Rate | lb/MMBtu | 0 | 0.15 | 0.15 | 0.15 | 0.15 | 0.15 | 0.15
BART SO2 Annual-Coal Creek 1 -v5.13 | 182 | 5881 | Rate Constraint in lbs/MMBtu | FALSE | L | Annual | Generation | TWh | 0 | 1.9832 | 3.2582 | 3.5921 | 3.5996 | 3.5996 | 3.5996
BART SO2 Annual-Coal Creek 1 -v5.13 | 182 | 5881 | Rate Constraint in lbs/MMBtu | FALSE | L | Annual | Qualifying Generation | TWh | 0 | 1.9832 | 3.2582 | 3.5921 | 3.5996 | 3.5996 | 3.5996
BART SO2 Annual-Coal Creek 1 -v5.13 | 182 | 5881 | Rate Constraint in lbs/MMBtu | FALSE | L | Annual | Rate | lb/MWh | 0 | 1.6675 | 1.6675 | 1.6675 | 1.6675 | 1.6675 | 1.6675
BART SO2 Annual-Coal Creek 1 -v5.13 | 182 | 5881 | Rate Constraint in lbs/MMBtu | FALSE | L | Annual | Constraint Shadow Price | US2011$/Ton | 0 | 18813.1753 | 25197.4402 | 21293.4491 | 34325.8146 | 27501.8324 | 36353.9116
BART SO2 Annual-Coal Creek 2 -v5.13 | 183 | 5882 | Rate Constraint in lbs/MMBtu | FALSE | L | Annual | Seasons Included | Seasons |  | Winter, Summer | Winter, Summer | Winter, Summer | Winter, Summer | Winter, Summer | Winter, Summer
BART SO2 Annual-Coal Creek 2 -v5.13 | 183 | 5882 | Rate Constraint in lbs/MMBtu | FALSE | L | Annual | Standard SO2 | lb/MMBtu | 0 | 0.15 | 0.15 | 0.15 | 0.15 | 0.15 | 0.15
BART SO2 Annual-Coal Creek 2 -v5.13 | 183 | 5882 | Rate Constraint in lbs/MMBtu | FALSE | L | Annual | Emissions at Affected Plants SO2 | Thousand Tons | 0 | 2.1211 | 2.9528 | 3.0713 | 3.1241 | 3.1241 | 3.1241
BART SO2 Annual-Coal Creek 2 -v5.13 | 183 | 5882 | Rate Constraint in lbs/MMBtu | FALSE | L | Annual | Allowances Purchased SO2 | Thousand Tons | 0 | 0 | 0 | 0 | 0 | 0 | 0
BART SO2 Annual-Coal Creek 2 -v5.13 | 183 | 5882 | Rate Constraint in lbs/MMBtu | FALSE | L | Annual | Allowances Sold SO2 | Thousand Tons | 0 | 0 | 0 | 0 | 0 | 0 | 0
BART SO2 Annual-Coal Creek 2 -v5.13 | 183 | 5882 | Rate Constraint in lbs/MMBtu | FALSE | L | Annual | Allowances Banked | Thousand Tons | 0 | 0 | 0 | 0 | 0 | 0 | 0
BART SO2 Annual-Coal Creek 2 -v5.13 | 183 | 5882 | Rate Constraint in lbs/MMBtu | FALSE | L | Annual | Allowances Withdrawn (1:1) | Thousand Tons | 0 | 0 | 0 | 0 | 0 | 0 | 0
BART SO2 Annual-Coal Creek 2 -v5.13 | 183 | 5882 | Rate Constraint in lbs/MMBtu | FALSE | L | Annual | Allowances Withdrawn (n:1) | Thousand Tons | 0 | 0 | 0 | 0 | 0 | 0 | 0
BART SO2 Annual-Coal Creek 2 -v5.13 | 183 | 5882 | Rate Constraint in lbs/MMBtu | FALSE | L | Annual | Net Emissions Allowance Position | Thousand Tons | 0 | 2.1211 | 2.9528 | 3.0713 | 3.1241 | 3.1241 | 3.1241
BART SO2 Annual-Coal Creek 2 -v5.13 | 183 | 5882 | Rate Constraint in lbs/MMBtu | FALSE | L | Annual | Fuel Consumed | TBtu | 0 | 28.2817 | 39.3708 | 40.9504 | 41.6541 | 41.6541 | 41.6541
BART SO2 Annual-Coal Creek 2 -v5.13 | 183 | 5882 | Rate Constraint in lbs/MMBtu | FALSE | L | Annual | Rate | lb/MMBtu | 0 | 0.15 | 0.15 | 0.15 | 0.15 | 0.15 | 0.15
BART SO2 Annual-Coal Creek 2 -v5.13 | 183 | 5882 | Rate Constraint in lbs/MMBtu | FALSE | L | Annual | Generation | TWh | 0 | 2.5458 | 3.544 | 3.6862 | 3.7495 | 3.7495 | 3.7495
BART SO2 Annual-Coal Creek 2 -v5.13 | 183 | 5882 | Rate Constraint in lbs/MMBtu | FALSE | L | Annual | Qualifying Generation | TWh | 0 | 2.5458 | 3.544 | 3.6862 | 3.7495 | 3.7495 | 3.7495
BART SO2 Annual-Coal Creek 2 -v5.13 | 183 | 5882 | Rate Constraint in lbs/MMBtu | FALSE | L | Annual | Rate | lb/MWh | 0 | 1.6664 | 1.6664 | 1.6664 | 1.6664 | 1.6664 | 1.6664
BART SO2 Annual-Coal Creek 2 -v5.13 | 183 | 5882 | Rate Constraint in lbs/MMBtu | FALSE | L | Annual | Constraint Shadow Price | US2011$/Ton | 0 | 19772.5249 | 26628.9335 | 24029.8253 | 34390.6922 | 26745.1203 | 30247.8818
BART SO2 Annual-Coronado U1B -v5.13 | 184 | 5872 | Rate Constraint in lbs/MMBtu | FALSE | L | Annual | Seasons Included | Seasons | Winter, Summer | Winter, Summer | Winter, Summer | Winter, Summer | Winter, Summer | Winter, Summer | Winter, Summer
BART SO2 Annual-Coronado U1B -v5.13 | 184 | 5872 | Rate Constraint in lbs/MMBtu | FALSE | L | Annual | Standard SO2 | lb/MMBtu | 0.08 | 0.08 | 0.08 | 0.08 | 0.08 | 0.08 | 0.08
BART SO2 Annual-Coronado U1B -v5.13 | 184 | 5872 | Rate Constraint in lbs/MMBtu | FALSE | L | Annual | Emissions at Affected Plants SO2 | Thousand Tons | 1.1301 | 1.1301 | 1.1301 | 1.1301 | 1.1301 | 1.135 | 1.135
BART SO2 Annual-Coronado U1B -v5.13 | 184 | 5872 | Rate Constraint in lbs/MMBtu | FALSE | L | Annual | Allowances Purchased SO2 | Thousand Tons | 0 | 0 | 0 | 0 | 0 | 0 | 0
BART SO2 Annual-Coronado U1B -v5.13 | 184 | 5872 | Rate Constraint in lbs/MMBtu | FALSE | L | Annual | Allowances Sold SO2 | Thousand Tons | 0 | 0 | 0 | 0 | 0 | 0 | 0
BART SO2 Annual-Coronado U1B -v5.13 | 184 | 5872 | Rate Constraint in lbs/MMBtu | FALSE | L | Annual | Allowances Banked | Thousand Tons | 0 | 0 | 0 | 0 | 0 | 0 | 0
BART SO2 Annual-Coronado U1B -v5.13 | 184 | 5872 | Rate Constraint in lbs/MMBtu | FALSE | L | Annual | Allowances Withdrawn (1:1) | Thousand Tons | 0 | 0 | 0 | 0 | 0 | 0 | 0
BART SO2 Annual-Coronado U1B -v5.13 | 184 | 5872 | Rate Constraint in lbs/MMBtu | FALSE | L | Annual | Allowances Withdrawn (n:1) | Thousand Tons | 0 | 0 | 0 | 0 | 0 | 0 | 0
BART SO2 Annual-Coronado U1B -v5.13 | 184 | 5872 | Rate Constraint in lbs/MMBtu | FALSE | L | Annual | Net Emissions Allowance Position | Thousand Tons | 1.1301 | 1.1301 | 1.1301 | 1.1301 | 1.1301 | 1.135 | 1.135
BART SO2 Annual-Coronado U1B -v5.13 | 184 | 5872 | Rate Constraint in lbs/MMBtu | FALSE | L | Annual | Fuel Consumed | TBtu | 28.2534 | 28.2534 | 28.2534 | 28.2534 | 28.2534 | 28.3744 | 28.3744
BART SO2 Annual-Coronado U1B -v5.13 | 184 | 5872 | Rate Constraint in lbs/MMBtu | FALSE | L | Annual | Rate | lb/MMBtu | 0.08 | 0.08 | 0.08 | 0.08 | 0.08 | 0.08 | 0.08
BART SO2 Annual-Coronado U1B -v5.13 | 184 | 5872 | Rate Constraint in lbs/MMBtu | FALSE | L | Annual | Generation | TWh | 2.733 | 2.733 | 2.733 | 2.733 | 2.733 | 2.733 | 2.733
BART SO2 Annual-Coronado U1B -v5.13 | 184 | 5872 | Rate Constraint in lbs/MMBtu | FALSE | L | Annual | Qualifying Generation | TWh | 2.733 | 2.733 | 2.733 | 2.733 | 2.733 | 2.733 | 2.733
BART SO2 Annual-Coronado U1B -v5.13 | 184 | 5872 | Rate Constraint in lbs/MMBtu | FALSE | L | Annual | Rate | lb/MWh | 0.82704 | 0.82704 | 0.82704 | 0.82704 | 0.82704 | 0.83058 | 0.83058
BART SO2 Annual-Coronado U1B -v5.13 | 184 | 5872 | Rate Constraint in lbs/MMBtu | FALSE | L | Annual | Constraint Shadow Price | US2011$/Ton | 41441.8413 | 36005.8274 | 34930.4986 | 28786.1947 | 30141.4532 | 30325.9177 | 42375.017
BART SO2 Annual-Coronado U2B -v5.13 | 185 | 5873 | Rate Constraint in lbs/MMBtu | FALSE | L | Annual | Seasons Included | Seasons | Winter, Summer | Winter, Summer | Winter, Summer | Winter, Summer | Winter, Summer | Winter, Summer | Winter, Summer
BART SO2 Annual-Coronado U2B -v5.13 | 185 | 5873 | Rate Constraint in lbs/MMBtu | FALSE | L | Annual | Standard SO2 | lb/MMBtu | 0.08 | 0.08 | 0.08 | 0.08 | 0.08 | 0.08 | 0.08
BART SO2 Annual-Coronado U2B -v5.13 | 185 | 5873 | Rate Constraint in lbs/MMBtu | FALSE | L | Annual | Emissions at Affected Plants SO2 | Thousand Tons | 1.143 | 1.143 | 1.143 | 1.143 | 1.143 | 1.1479 | 1.1479
BART SO2 Annual-Coronado U2B -v5.13 | 185 | 5873 | Rate Constraint in lbs/MMBtu | FALSE | L | Annual | Allowances Purchased SO2 | Thousand Tons | 0 | 0 | 0 | 0 | 0 | 0 | 0
BART SO2 Annual-Coronado U2B -v5.13 | 185 | 5873 | Rate Constraint in lbs/MMBtu | FALSE | L | Annual | Allowances Sold SO2 | Thousand Tons | 0 | 0 | 0 | 0 | 0 | 0 | 0
BART SO2 Annual-Coronado U2B -v5.13 | 185 | 5873 | Rate Constraint in lbs/MMBtu | FALSE | L | Annual | Allowances Banked | Thousand Tons | 0 | 0 | 0 | 0 | 0 | 0 | 0
BART SO2 Annual-Coronado U2B -v5.13 | 185 | 5873 | Rate Constraint in lbs/MMBtu | FALSE | L | Annual | Allowances Withdrawn (1:1) | Thousand Tons | 0 | 0 | 0 | 0 | 0 | 0 | 0
BART SO2 Annual-Coronado U2B -v5.13 | 185 | 5873 | Rate Constraint in lbs/MMBtu | FALSE | L | Annual | Allowances Withdrawn (n:1) | Thousand Tons | 0 | 0 | 0 | 0 | 0 | 0 | 0
BART SO2 Annual-Coronado U2B -v5.13 | 185 | 5873 | Rate Constraint in lbs/MMBtu | FALSE | L | Annual | Net Emissions Allowance Position | Thousand Tons | 1.143 | 1.143 | 1.143 | 1.143 | 1.143 | 1.1479 | 1.1479
BART SO2 Annual-Coronado U2B -v5.13 | 185 | 5873 | Rate Constraint in lbs/MMBtu | FALSE | L | Annual | Fuel Consumed | TBtu | 28.5756 | 28.5756 | 28.5756 | 28.5756 | 28.5756 | 28.698 | 28.698
BART SO2 Annual-Coronado U2B -v5.13 | 185 | 5873 | Rate Constraint in lbs/MMBtu | FALSE | L | Annual | Rate | lb/MMBtu | 0.08 | 0.08 | 0.08 | 0.08 | 0.08 | 0.08 | 0.08
BART SO2 Annual-Coronado U2B -v5.13 | 185 | 5873 | Rate Constraint in lbs/MMBtu | FALSE | L | Annual | Generation | TWh | 2.7697 | 2.7697 | 2.7697 | 2.7697 | 2.7697 | 2.7697 | 2.7697
BART SO2 Annual-Coronado U2B -v5.13 | 185 | 5873 | Rate Constraint in lbs/MMBtu | FALSE | L | Annual | Qualifying Generation | TWh | 2.7697 | 2.7697 | 2.7697 | 2.7697 | 2.7697 | 2.7697 | 2.7697
BART SO2 Annual-Coronado U2B -v5.13 | 185 | 5873 | Rate Constraint in lbs/MMBtu | FALSE | L | Annual | Rate | lb/MWh | 0.82537 | 0.82537 | 0.82537 | 0.82537 | 0.82537 | 0.82891 | 0.82891
BART SO2 Annual-Coronado U2B -v5.13 | 185 | 5873 | Rate Constraint in lbs/MMBtu | FALSE | L | Annual | Constraint Shadow Price | US2011$/Ton | 41327.436 | 37869.4967 | 34742.5067 | 28786.1947 | 29909.1628 | 30325.9177 | 42375.017
BART SO2 Annual-Craig C1 -v5.14 | 186 | 6097 | Rate Constraint in lbs/MMBtu | FALSE | L | Annual | Seasons Included | Seasons | Winter, Summer | Winter, Summer | Winter, Summer | Winter, Summer | Winter, Summer | Winter, Summer | Winter, Summer
BART SO2 Annual-Craig C1 -v5.14 | 186 | 6097 | Rate Constraint in lbs/MMBtu | FALSE | L | Annual | Standard SO2 | lb/MMBtu | 0.11 | 0.11 | 0.11 | 0.11 | 0.11 | 0.11 | 0.11
BART SO2 Annual-Craig C1 -v5.14 | 186 | 6097 | Rate Constraint in lbs/MMBtu | FALSE | L | Annual | Emissions at Affected Plants SO2 | Thousand Tons | 0.88076 | 0.88076 | 0.88076 | 0.88076 | 0.88076 | 0.88076 | 0.88076
BART SO2 Annual-Craig C1 -v5.14 | 186 | 6097 | Rate Constraint in lbs/MMBtu | FALSE | L | Annual | Allowances Purchased SO2 | Thousand Tons | 0 | 0 | 0 | 0 | 0 | 0 | 0
BART SO2 Annual-Craig C1 -v5.14 | 186 | 6097 | Rate Constraint in lbs/MMBtu | FALSE | L | Annual | Allowances Sold SO2 | Thousand Tons | 0 | 0 | 0 | 0 | 0 | 0 | 0
BART SO2 Annual-Craig C1 -v5.14 | 186 | 6097 | Rate Constraint in lbs/MMBtu | FALSE | L | Annual | Allowances Banked | Thousand Tons | 0 | 0 | 0 | 0 | 0 | 0 | 0
BART SO2 Annual-Craig C1 -v5.14 | 186 | 6097 | Rate Constraint in lbs/MMBtu | FALSE | L | Annual | Allowances Withdrawn (1:1) | Thousand Tons | 0 | 0 | 0 | 0 | 0 | 0 | 0
BART SO2 Annual-Craig C1 -v5.14 | 186 | 6097 | Rate Constraint in lbs/MMBtu | FALSE | L | Annual | Allowances Withdrawn (n:1) | Thousand Tons | 0 | 0 | 0 | 0 | 0 | 0 | 0
BART SO2 Annual-Craig C1 -v5.14 | 186 | 6097 | Rate Constraint in lbs/MMBtu | FALSE | L | Annual | Net Emissions Allowance Position | Thousand Tons | 0.88076 | 0.88076 | 0.88076 | 0.88076 | 0.88076 | 0.88076 | 0.88076
BART SO2 Annual-Craig C1 -v5.14 | 186 | 6097 | Rate Constraint in lbs/MMBtu | FALSE | L | Annual | Fuel Consumed | TBtu | 29.3586 | 29.3586 | 29.3586 | 29.3586 | 29.3586 | 29.3586 | 29.3586
BART SO2 Annual-Craig C1 -v5.14 | 186 | 6097 | Rate Constraint in lbs/MMBtu | FALSE | L | Annual | Rate | lb/MMBtu | 0.06 | 0.06 | 0.06 | 0.06 | 0.06 | 0.06 | 0.06
BART SO2 Annual-Craig C1 -v5.14 | 186 | 6097 | Rate Constraint in lbs/MMBtu | FALSE | L | Annual | Generation | TWh | 3.0691 | 3.0691 | 3.0691 | 3.0531 | 3.0531 | 3.0531 | 3.0531
BART SO2 Annual-Craig C1 -v5.14 | 186 | 6097 | Rate Constraint in lbs/MMBtu | FALSE | L | Annual | Qualifying Generation | TWh | 3.0691 | 3.0691 | 3.0691 | 3.0531 | 3.0531 | 3.0531 | 3.0531
BART SO2 Annual-Craig C1 -v5.14 | 186 | 6097 | Rate Constraint in lbs/MMBtu | FALSE | L | Annual | Rate | lb/MWh | 0.57395 | 0.57395 | 0.57395 | 0.57695 | 0.57695 | 0.57695 | 0.57695
BART SO2 Annual-Craig C1 -v5.14 | 186 | 6097 | Rate Constraint in lbs/MMBtu | FALSE | L | Annual | Constraint Shadow Price | US2011$/Ton | 0 | 0 | 0 | 0 | 0 | 0 | 0
BART SO2 Annual-Craig C2 -v5.14 | 187 | 6098 | Rate Constraint in lbs/MMBtu | FALSE | L | Annual | Seasons Included | Seasons | Winter, Summer | Winter, Summer | Winter, Summer | Winter, Summer | Winter, Summer | Winter, Summer | Winter, Summer
BART SO2 Annual-Craig C2 -v5.14 | 187 | 6098 | Rate Constraint in lbs/MMBtu | FALSE | L | Annual | Standard SO2 | lb/MMBtu | 0.11 | 0.11 | 0.11 | 0.11 | 0.11 | 0.11 | 0.11
BART SO2 Annual-Craig C2 -v5.14 | 187 | 6098 | Rate Constraint in lbs/MMBtu | FALSE | L | Annual | Emissions at Affected Plants SO2 | Thousand Tons | 0.9095 | 0.91571 | 0.91571 | 0.91571 | 0.91571 | 0.91571 | 0.91571
BART SO2 Annual-Craig C2 -v5.14 | 187 | 6098 | Rate Constraint in lbs/MMBtu | FALSE | L | Annual | Allowances Purchased SO2 | Thousand Tons | 0 | 0 | 0 | 0 | 0 | 0 | 0
BART SO2 Annual-Craig C2 -v5.14 | 187 | 6098 | Rate Constraint in lbs/MMBtu | FALSE | L | Annual | Allowances Sold SO2 | Thousand Tons | 0 | 0 | 0 | 0 | 0 | 0 | 0
BART SO2 Annual-Craig C2 -v5.14 | 187 | 6098 | Rate Constraint in lbs/MMBtu | FALSE | L | Annual | Allowances Banked | Thousand Tons | 0 | 0 | 0 | 0 | 0 | 0 | 0
BART SO2 Annual-Craig C2 -v5.14 | 187 | 6098 | Rate Constraint in lbs/MMBtu | FALSE | L | Annual | Allowances Withdrawn (1:1) | Thousand Tons | 0 | 0 | 0 | 0 | 0 | 0 | 0
BART SO2 Annual-Craig C2 -v5.14 | 187 | 6098 | Rate Constraint in lbs/MMBtu | FALSE | L | Annual | Allowances Withdrawn (n:1) | Thousand Tons | 0 | 0 | 0 | 0 | 0 | 0 | 0
BART SO2 Annual-Craig C2 -v5.14 | 187 | 6098 | Rate Constraint in lbs/MMBtu | FALSE | L | Annual | Net Emissions Allowance Position | Thousand Tons | 0.9095 | 0.91571 | 0.91571 | 0.91571 | 0.91571 | 0.91571 | 0.91571
BART SO2 Annual-Craig C2 -v5.14 | 187 | 6098 | Rate Constraint in lbs/MMBtu | FALSE | L | Annual | Fuel Consumed | TBtu | 30.3166 | 30.5237 | 30.5237 | 30.5237 | 30.5237 | 30.5237 | 30.5237
BART SO2 Annual-Craig C2 -v5.14 | 187 | 6098 | Rate Constraint in lbs/MMBtu | FALSE | L | Annual | Rate | lb/MMBtu | 0.06 | 0.06 | 0.06 | 0.06 | 0.06 | 0.06 | 0.06
BART SO2 Annual-Craig C2 -v5.14 | 187 | 6098 | Rate Constraint in lbs/MMBtu | FALSE | L | Annual | Generation | TWh | 3.033 | 3.0537 | 3.0537 | 3.0537 | 3.0537 | 3.0537 | 3.0537
BART SO2 Annual-Craig C2 -v5.14 | 187 | 6098 | Rate Constraint in lbs/MMBtu | FALSE | L | Annual | Qualifying Generation | TWh | 3.033 | 3.0537 | 3.0537 | 3.0537 | 3.0537 | 3.0537 | 3.0537
BART SO2 Annual-Craig C2 -v5.14 | 187 | 6098 | Rate Constraint in lbs/MMBtu | FALSE | L | Annual | Rate | lb/MWh | 0.59974 | 0.59974 | 0.59974 | 0.59974 | 0.59974 | 0.59974 | 0.59974
BART SO2 Annual-Craig C2 -v5.14 | 187 | 6098 | Rate Constraint in lbs/MMBtu | FALSE | L | Annual | Constraint Shadow Price | US2011$/Ton | 0 | 0 | 0 | 0 | 0 | 0 | 0
BART SO2 Annual-Jeffrey Energy Center 1 -v5.13 | 188 | 5877 | Rate Constraint in lbs/MMBtu | FALSE | L | Annual | Seasons Included | Seasons |  | Winter, Summer | Winter, Summer | Winter, Summer | Winter, Summer | Winter, Summer | Winter, Summer
BART SO2 Annual-Jeffrey Energy Center 1 -v5.13 | 188 | 5877 | Rate Constraint in lbs/MMBtu | FALSE | L | Annual | Standard SO2 | lb/MMBtu | 0 | 0.15 | 0.15 | 0.15 | 0.15 | 0.15 | 0.15
BART SO2 Annual-Jeffrey Energy Center 1 -v5.13 | 188 | 5877 | Rate Constraint in lbs/MMBtu | FALSE | L | Annual | Emissions at Affected Plants SO2 | Thousand Tons | 0 | 1.7668 | 1.7668 | 1.7668 | 1.7668 | 1.7668 | 1.7668
BART SO2 Annual-Jeffrey Energy Center 1 -v5.13 | 188 | 5877 | Rate Constraint in lbs/MMBtu | FALSE | L | Annual | Allowances Purchased SO2 | Thousand Tons | 0 | 0 | 0 | 0 | 0 | 0 | 0
BART SO2 Annual-Jeffrey Energy Center 1 -v5.13 | 188 | 5877 | Rate Constraint in lbs/MMBtu | FALSE | L | Annual | Allowances Sold SO2 | Thousand Tons | 0 | 0 | 0 | 0 | 0 | 0 | 0
BART SO2 Annual-Jeffrey Energy Center 1 -v5.13 | 188 | 5877 | Rate Constraint in lbs/MMBtu | FALSE | L | Annual | Allowances Banked | Thousand Tons | 0 | 0 | 0 | 0 | 0 | 0 | 0
BART SO2 Annual-Jeffrey Energy Center 1 -v5.13 | 188 | 5877 | Rate Constraint in lbs/MMBtu | FALSE | L | Annual | Allowances Withdrawn (1:1) | Thousand Tons | 0 | 0 | 0 | 0 | 0 | 0 | 0
BART SO2 Annual-Jeffrey Energy Center 1 -v5.13 | 188 | 5877 | Rate Constraint in lbs/MMBtu | FALSE | L | Annual | Allowances Withdrawn (n:1) | Thousand Tons | 0 | 0 | 0 | 0 | 0 | 0 | 0
BART SO2 Annual-Jeffrey Energy Center 1 -v5.13 | 188 | 5877 | Rate Constraint in lbs/MMBtu | FALSE | L | Annual | Net Emissions Allowance Position | Thousand Tons | 0 | 1.7668 | 1.7668 | 1.7668 | 1.7668 | 1.7668 | 1.7668
BART SO2 Annual-Jeffrey Energy Center 1 -v5.13 | 188 | 5877 | Rate Constraint in lbs/MMBtu | FALSE | L | Annual | Fuel Consumed | TBtu | 0 | 58.8929 | 58.8929 | 58.8929 | 58.8929 | 58.8929 | 58.8929
BART SO2 Annual-Jeffrey Energy Center 1 -v5.13 | 188 | 5877 | Rate Constraint in lbs/MMBtu | FALSE | L | Annual | Rate | lb/MMBtu | 0 | 0.06 | 0.06 | 0.06 | 0.06 | 0.06 | 0.06
BART SO2 Annual-Jeffrey Energy Center 1 -v5.13 | 188 | 5877 | Rate Constraint in lbs/MMBtu | FALSE | L | Annual | Generation | TWh | 0 | 5.2715 | 5.2715 | 5.2715 | 5.2715 | 5.2715 | 5.2715
BART SO2 Annual-Jeffrey Energy Center 1 -v5.13 | 188 | 5877 | Rate Constraint in lbs/MMBtu | FALSE | L | Annual | Qualifying Generation | TWh | 0 | 5.2715 | 5.2715 | 5.2715 | 5.2715 | 5.2715 | 5.2715
BART SO2 Annual-Jeffrey Energy Center 1 -v5.13 | 188 | 5877 | Rate Constraint in lbs/MMBtu | FALSE | L | Annual | Rate | lb/MWh | 0 | 0.67032 | 0.67032 | 0.67032 | 0.67032 | 0.67032 | 0.67032
BART SO2 Annual-Jeffrey Energy Center 1 -v5.13 | 188 | 5877 | Rate Constraint in lbs/MMBtu | FALSE | L | Annual | Constraint Shadow Price | US2011$/Ton | 0 | 0 | 0 | 0 | 0 | 0 | 0
BART SO2 Annual-Jeffrey Energy Center 2 -v5.13 | 189 | 5878 | Rate Constraint in lbs/MMBtu | FALSE | L | Annual | Seasons Included | Seasons |  | Winter, Summer | Winter, Summer | Winter, Summer | Winter, Summer | Winter, Summer | Winter, Summer
BART SO2 Annual-Jeffrey Energy Center 2 -v5.13 | 189 | 5878 | Rate Constraint in lbs/MMBtu | FALSE | L | Annual | Standard SO2 | lb/MMBtu | 0 | 0.15 | 0.15 | 0.15 | 0.15 | 0.15 | 0.15
BART SO2 Annual-Jeffrey Energy Center 2 -v5.13 | 189 | 5878 | Rate Constraint in lbs/MMBtu | FALSE | L | Annual | Emissions at Affected Plants SO2 | Thousand Tons | 0 | 1.7664 | 1.7664 | 1.7664 | 1.7664 | 1.7664 | 1.7664
BART SO2 Annual-Jeffrey Energy Center 2 -v5.13 | 189 | 5878 | Rate Constraint in lbs/MMBtu | FALSE | L | Annual | Allowances Purchased SO2 | Thousand Tons | 0 | 0 | 0 | 0 | 0 | 0 | 0
BART SO2 Annual-Jeffrey Energy Center 2 -v5.13 | 189 | 5878 | Rate Constraint in lbs/MMBtu | FALSE | L | Annual | Allowances Sold SO2 | Thousand Tons | 0 | 0 | 0 | 0 | 0 | 0 | 0
BART SO2 Annual-Jeffrey Energy Center 2 -v5.13 | 189 | 5878 | Rate Constraint in lbs/MMBtu | FALSE | L | Annual | Allowances Banked | Thousand Tons | 0 | 0 | 0 | 0 | 0 | 0 | 0
BART SO2 Annual-Jeffrey Energy Center 2 -v5.13 | 189 | 5878 | Rate Constraint in lbs/MMBtu | FALSE | L | Annual | Allowances Withdrawn (1:1) | Thousand Tons | 0 | 0 | 0 | 0 | 0 | 0 | 0
BART SO2 Annual-Jeffrey Energy Center 2 -v5.13 | 189 | 5878 | Rate Constraint in lbs/MMBtu | FALSE | L | Annual | Allowances Withdrawn (n:1) | Thousand Tons | 0 | 0 | 0 | 0 | 0 | 0 | 0
BART SO2 Annual-Jeffrey Energy Center 2 -v5.13 | 189 | 5878 | Rate Constraint in lbs/MMBtu | FALSE | L | Annual | Net Emissions Allowance Position | Thousand Tons | 0 | 1.7664 | 1.7664 | 1.7664 | 1.7664 | 1.7664 | 1.7664
BART SO2 Annual-Jeffrey Energy Center 2 -v5.13 | 189 | 5878 | Rate Constraint in lbs/MMBtu | FALSE | L | Annual | Fuel Consumed | TBtu | 0 | 58.8814 | 58.8814 | 58.8814 | 58.8814 | 58.8814 | 58.8814
BART SO2 Annual-Jeffrey Energy Center 2 -v5.13 | 189 | 5878 | Rate Constraint in lbs/MMBtu | FALSE | L | Annual | Rate | lb/MMBtu | 0 | 0.06 | 0.06 | 0.06 | 0.06 | 0.06 | 0.06
BART SO2 Annual-Jeffrey Energy Center 2 -v5.13 | 189 | 5878 | Rate Constraint in lbs/MMBtu | FALSE | L | Annual | Generation | TWh | 0 | 5.2861 | 5.2861 | 5.2861 | 5.2861 | 5.2861 | 5.2861
BART SO2 Annual-Jeffrey Energy Center 2 -v5.13 | 189 | 5878 | Rate Constraint in lbs/MMBtu | FALSE | L | Annual | Qualifying Generation | TWh | 0 | 5.2861 | 5.2861 | 5.2861 | 5.2861 | 5.2861 | 5.2861
BART SO2 Annual-Jeffrey Energy Center 2 -v5.13 | 189 | 5878 | Rate Constraint in lbs/MMBtu | FALSE | L | Annual | Rate | lb/MWh | 0 | 0.66834 | 0.66834 | 0.66834 | 0.66834 | 0.66834 | 0.66834
BART SO2 Annual-Jeffrey Energy Center 2 -v5.13 | 189 | 5878 | Rate Constraint in lbs/MMBtu | FALSE | L | Annual | Constraint Shadow Price | US2011$/Ton | 0 | 0 | 0 | 0 | 0 | 0 | 0
BART SO2 Annual-La Cygne 1 -v5.13 | 190 | 5879 | Rate Constraint in lbs/MMBtu | FALSE | L | Annual | Seasons Included | Seasons | Winter, Summer | Winter, Summer | Winter, Summer | Winter, Summer | Winter, Summer | Winter, Summer | Winter, Summer
BART SO2 Annual-La Cygne 1 -v5.13 | 190 | 5879 | Rate Constraint in lbs/MMBtu | FALSE | L | Annual | Standard SO2 | lb/MMBtu | 0.15 | 0.15 | 0.15 | 0.15 | 0.15 | 0.15 | 0.15
BART SO2 Annual-La Cygne 1 -v5.13 | 190 | 5879 | Rate Constraint in lbs/MMBtu | FALSE | L | Annual | Emissions at Affected Plants SO2 | Thousand Tons | 2.5902 | 2.5902 | 2.5857 | 2.5902 | 2.5902 | 2.5834 | 2.5834
BART SO2 Annual-La Cygne 1 -v5.13 | 190 | 5879 | Rate Constraint in lbs/MMBtu | FALSE | L | Annual | Allowances Purchased SO2 | Thousand Tons | 0 | 0 | 0 | 0 | 0 | 0 | 0
BART SO2 Annual-La Cygne 1 -v5.13 | 190 | 5879 | Rate Constraint in lbs/MMBtu | FALSE | L | Annual | Allowances Sold SO2 | Thousand Tons | 0 | 0 | 0 | 0 | 0 | 0 | 0
BART SO2 Annual-La Cygne 1 -v5.13 | 190 | 5879 | Rate Constraint in lbs/MMBtu | FALSE | L | Annual | Allowances Banked | Thousand Tons | 0 | 0 | 0 | 0 | 0 | 0 | 0
BART SO2 Annual-La Cygne 1 -v5.13 | 190 | 5879 | Rate Constraint in lbs/MMBtu | FALSE | L | Annual | Allowances Withdrawn (1:1) | Thousand Tons | 0 | 0 | 0 | 0 | 0 | 0 | 0
BART SO2 Annual-La Cygne 1 -v5.13 | 190 | 5879 | Rate Constraint in lbs/MMBtu | FALSE | L | Annual | Allowances Withdrawn (n:1) | Thousand Tons | 0 | 0 | 0 | 0 | 0 | 0 | 0
BART SO2 Annual-La Cygne 1 -v5.13 | 190 | 5879 | Rate Constraint in lbs/MMBtu | FALSE | L | Annual | Net Emissions Allowance Position | Thousand Tons | 2.5902 | 2.5902 | 2.5857 | 2.5902 | 2.5902 | 2.5834 | 2.5834
BART SO2 Annual-La Cygne 1 -v5.13 | 190 | 5879 | Rate Constraint in lbs/MMBtu | FALSE | L | Annual | Fuel Consumed | TBtu | 57.8657 | 57.8657 | 57.7657 | 57.8657 | 57.8657 | 57.8697 | 57.8697
BART SO2 Annual-La Cygne 1 -v5.13 | 190 | 5879 | Rate Constraint in lbs/MMBtu | FALSE | L | Annual | Rate | lb/MMBtu | 0.089524 | 0.089524 | 0.089524 | 0.089524 | 0.089524 | 0.089284 | 0.089284
BART SO2 Annual-La Cygne 1 -v5.13 | 190 | 5879 | Rate Constraint in lbs/MMBtu | FALSE | L | Annual | Generation | TWh | 5.3663 | 5.3663 | 5.357 | 5.3663 | 5.3663 | 5.3663 | 5.3663
BART SO2 Annual-La Cygne 1 -v5.13 | 190 | 5879 | Rate Constraint in lbs/MMBtu | FALSE | L | Annual | Qualifying Generation | TWh | 5.3663 | 5.3663 | 5.357 | 5.3663 | 5.3663 | 5.3663 | 5.3663
BART SO2 Annual-La Cygne 1 -v5.13 | 190 | 5879 | Rate Constraint in lbs/MMBtu | FALSE | L | Annual | Rate | lb/MWh | 0.96536 | 0.96536 | 0.96536 | 0.96536 | 0.96536 | 0.96284 | 0.96284
BART SO2 Annual-La Cygne 1 -v5.13 | 190 | 5879 | Rate Constraint in lbs/MMBtu | FALSE | L | Annual | Constraint Shadow Price | US2011$/Ton | 0 | 0 | 0 | 0 | 0 | 0 | 0
BART SO2 Annual-La Cygne 2 -v5.13 | 191 | 5880 | Rate Constraint in lbs/MMBtu | FALSE | L | Annual | Seasons Included | Seasons |  | Winter, Summer | Winter, Summer | Winter, Summer | Winter, Summer | Winter, Summer | Winter, Summer
BART SO2 Annual-La Cygne 2 -v5.13 | 191 | 5880 | Rate Constraint in lbs/MMBtu | FALSE | L | Annual | Standard SO2 | lb/MMBtu | 0 | 0.15 | 0.15 | 0.15 | 0.15 | 0.15 | 0.15
BART SO2 Annual-La Cygne 2 -v5.13 | 191 | 5880 | Rate Constraint in lbs/MMBtu | FALSE | L | Annual | Emissions at Affected Plants SO2 | Thousand Tons | 0 | 1.4572 | 1.4547 | 1.4572 | 1.4572 | 1.4572 | 1.4572
BART SO2 Annual-La Cygne 2 -v5.13 | 191 | 5880 | Rate Constraint in lbs/MMBtu | FALSE | L | Annual | Allowances Purchased SO2 | Thousand Tons | 0 | 0 | 0 | 0 | 0 | 0 | 0
BART SO2 Annual-La Cygne 2 -v5.13 | 191 | 5880 | Rate Constraint in lbs/MMBtu | FALSE | L | Annual | Allowances Sold SO2 | Thousand Tons | 0 | 0 | 0 | 0 | 0 | 0 | 0
BART SO2 Annual-La Cygne 2 -v5.13 | 191 | 5880 | Rate Constraint in lbs/MMBtu | FALSE | L | Annual | Allowances Banked | Thousand Tons | 0 | 0 | 0 | 0 | 0 | 0 | 0
BART SO2 Annual-La Cygne 2 -v5.13 | 191 | 5880 | Rate Constraint in lbs/MMBtu | FALSE | L | Annual | Allowances Withdrawn (1:1) | Thousand Tons | 0 | 0 | 0 | 0 | 0 | 0 | 0
BART SO2 Annual-La Cygne 2 -v5.13 | 191 | 5880 | Rate Constraint in lbs/MMBtu | FALSE | L | Annual | Allowances Withdrawn (n:1) | Thousand Tons | 0 | 0 | 0 | 0 | 0 | 0 | 0
BART SO2 Annual-La Cygne 2 -v5.13 | 191 | 5880 | Rate Constraint in lbs/MMBtu | FALSE | L | Annual | Net Emissions Allowance Position | Thousand Tons | 0 | 1.4572 | 1.4547 | 1.4572 | 1.4572 | 1.4572 | 1.4572
BART SO2 Annual-La Cygne 2 -v5.13 | 191 | 5880 | Rate Constraint in lbs/MMBtu | FALSE | L | Annual | Fuel Consumed | TBtu | 0 | 51.0022 | 50.914 | 51.0022 | 51.0022 | 51.0192 | 51.0192
BART SO2 Annual-La Cygne 2 -v5.13 | 191 | 5880 | Rate Constraint in lbs/MMBtu | FALSE | L | Annual | Rate | lb/MMBtu | 0 | 0.057143 | 0.057143 | 0.057143 | 0.057143 | 0.057124 | 0.057124
BART SO2 Annual-La Cygne 2 -v5.13 | 191 | 5880 | Rate Constraint in lbs/MMBtu | FALSE | L | Annual | Generation | TWh | 0 | 4.9725 | 4.9639 | 4.9725 | 4.9725 | 4.9725 | 4.9725
BART SO2 Annual-La Cygne 2 -v5.13 | 191 | 5880 | Rate Constraint in lbs/MMBtu | FALSE | L | Annual | Qualifying Generation | TWh | 0 | 4.9725 | 4.9639 | 4.9725 | 4.9725 | 4.9725 | 4.9725
BART SO2 Annual-La Cygne 2 -v5.13 | 191 | 5880 | Rate Constraint in lbs/MMBtu | FALSE | L | Annual | Rate | lb/MWh | 0 | 0.5861 | 0.5861 | 0.5861 | 0.5861 | 0.5861 | 0.5861
BART SO2 Annual-La Cygne 2 -v5.13 | 191 | 5880 | Rate Constraint in lbs/MMBtu | FALSE | L | Annual | Constraint Shadow Price | US2011$/Ton | 0 | 0 | 0 | 0 | 0 | 0 | 0
BART SO2 Annual-Lawrence 4 -v5.14 | 192 | 6092 | Rate Constraint in lbs/MMBtu | FALSE | L | Annual | Seasons Included | Seasons | Winter, Summer | Winter, Summer | Winter, Summer | Winter, Summer | Winter, Summer | Winter, Summer | Winter, Summer
BART SO2 Annual-Lawrence 4 -v5.14 | 192 | 6092 | Rate Constraint in lbs/MMBtu | FALSE | L | Annual | Standard SO2 | lb/MMBtu | 0.15 | 0.15 | 0.15 | 0.15 | 0.15 | 0.15 | 0.15
BART SO2 Annual-Lawrence 4 -v5.14 | 192 | 6092 | Rate Constraint in lbs/MMBtu | FALSE | L | Annual | Emissions at Affected Plants SO2 | Thousand Tons | 0.23038 | 0.24923 | 0.26375 | 0.26375 | 0.26375 | 0.26375 | 0.26375
BART SO2 Annual-Lawrence 4 -v5.14 | 192 | 6092 | Rate Constraint in lbs/MMBtu | FALSE | L | Annual | Allowances Purchased SO2 | Thousand Tons | 0 | 0 | 0 | 0 | 0 | 0 | 0
BART SO2 Annual-Lawrence 4 -v5.14 | 192 | 6092 | Rate Constraint in lbs/MMBtu | FALSE | L | Annual | Allowances Sold SO2 | Thousand Tons | 0 | 0 | 0 | 0 | 0 | 0 | 0
BART SO2 Annual-Lawrence 4 -v5.14 | 192 | 6092 | Rate Constraint in lbs/MMBtu | FALSE | L | Annual | Allowances Banked | Thousand Tons | 0 | 0 | 0 | 0 | 0 | 0 | 0
BART SO2 Annual-Lawrence 4 -v5.14 | 192 | 6092 | Rate Constraint in lbs/MMBtu | FALSE | L | Annual | Allowances Withdrawn (1:1) | Thousand Tons | 0 | 0 | 0 | 0 | 0 | 0 | 0
BART SO2 Annual-Lawrence 4 -v5.14 | 192 | 6092 | Rate Constraint in lbs/MMBtu | FALSE | L | Annual | Allowances Withdrawn (n:1) | Thousand Tons | 0 | 0 | 0 | 0 | 0 | 0 | 0
BART SO2 Annual-Lawrence 4 -v5.14 | 192 | 6092 | Rate Constraint in lbs/MMBtu | FALSE | L | Annual | Net Emissions Allowance Position | Thousand Tons | 0.23038 | 0.24923 | 0.26375 | 0.26375 | 0.26375 | 0.26375 | 0.26375
BART SO2 Annual-Lawrence 4 -v5.14 | 192 | 6092 | Rate Constraint in lbs/MMBtu | FALSE | L | Annual | Fuel Consumed | TBtu | 8.0634 | 8.7231 | 9.2312 | 9.2312 | 9.2312 | 9.2394 | 9.2394
BART SO2 Annual-Lawrence 4 -v5.14 | 192 | 6092 | Rate Constraint in lbs/MMBtu | FALSE | L | Annual | Rate | lb/MMBtu | 0.057143 | 0.057143 | 0.057143 | 0.057143 | 0.057143 | 0.057092 | 0.057092
BART SO2 Annual-Lawrence 4 -v5.14 | 192 | 6092 | Rate Constraint in lbs/MMBtu | FALSE | L | Annual | Generation | TWh | 0.70233 | 0.75979 | 0.80404 | 0.80404 | 0.80404 | 0.80404 | 0.80404
BART SO2 Annual-Lawrence 4 -v5.14 | 192 | 6092 | Rate Constraint in lbs/MMBtu | FALSE | L | Annual | Qualifying Generation | TWh | 0.70233 | 0.75979 | 0.80404 | 0.80404 | 0.80404 | 0.80404 | 0.80404
BART SO2 Annual-Lawrence 4 -v5.14 | 192 | 6092 | Rate Constraint in lbs/MMBtu | FALSE | L | Annual | Rate | lb/MWh | 0.65606 | 0.65606 | 0.65606 | 0.65606 | 0.65606 | 0.65606 | 0.65606
BART SO2 Annual-Lawrence 4 -v5.14 | 192 | 6092 | Rate Constraint in lbs/MMBtu | FALSE | L | Annual | Constraint Shadow Price | US2011$/Ton | 0 | 0 | 0 | 0 | 0 | 0 | 0
BART SO2 Annual-Lawrence 5 -v5.14 | 193 | 6093 | Rate Constraint in lbs/MMBtu | FALSE | L | Annual | Seasons Included | Seasons | Winter, Summer | Winter, Summer | Winter, Summer | Winter, Summer | Winter, Summer | Winter, Summer | Winter, Summer
BART SO2 Annual-Lawrence 5 -v5.14 | 193 | 6093 | Rate Constraint in lbs/MMBtu | FALSE | L | Annual | Standard SO2 | lb/MMBtu | 0.15 | 0.15 | 0.15 | 0.15 | 0.15 | 0.15 | 0.15
BART SO2 Annual-Lawrence 5 -v5.14 | 193 | 6093 | Rate Constraint in lbs/MMBtu | FALSE | L | Annual | Emissions at Affected Plants SO2 | Thousand Tons | 0.80318 | 0.85007 | 0.85007 | 0.85007 | 0.85007 | 0.85007 | 0.85007
BART SO2 Annual-Lawrence 5 -v5.14 | 193 | 6093 | Rate Constraint in lbs/MMBtu | FALSE | L | Annual | Allowances Purchased SO2 | Thousand Tons | 0 | 0 | 0 | 0 | 0 | 0 | 0
BART SO2 Annual-Lawrence 5 -v5.14 | 193 | 6093 | Rate Constraint in lbs/MMBtu | FALSE | L | Annual | Allowances Sold SO2 | Thousand Tons | 0 | 0 | 0 | 0 | 0 | 0 | 0
BART SO2 Annual-Lawrence 5 -v5.14 | 193 | 6093 | Rate Constraint in lbs/MMBtu | FALSE | L | Annual | Allowances Banked | Thousand Tons | 0 | 0 | 0 | 0 | 0 | 0 | 0
BART SO2 Annual-Lawrence 5 -v5.14 | 193 | 6093 | Rate Constraint in lbs/MMBtu | FALSE | L | Annual | Allowances Withdrawn (1:1) | Thousand Tons | 0 | 0 | 0 | 0 | 0 | 0 | 0
BART SO2 Annual-Lawrence 5 -v5.14 | 193 | 6093 | Rate Constraint in lbs/MMBtu | FALSE | L | Annual | Allowances Withdrawn (n:1) | Thousand Tons | 0 | 0 | 0 | 0 | 0 | 0 | 0
BART SO2 Annual-Lawrence 5 -v5.14 | 193 | 6093 | Rate Constraint in lbs/MMBtu | FALSE | L | Annual | Net Emissions Allowance Position | Thousand Tons | 0.80318 | 0.85007 | 0.85007 | 0.85007 | 0.85007 | 0.85007 | 0.85007
BART SO2 Annual-Lawrence 5 -v5.14 | 193 | 6093 | Rate Constraint in lbs/MMBtu | FALSE | L | Annual | Fuel Consumed | TBtu | 28.1113 | 29.7523 | 29.7523 | 29.7523 | 29.7523 | 29.7789 | 29.7789
BART SO2 Annual-Lawrence 5 -v5.14 | 193 | 6093 | Rate Constraint in lbs/MMBtu | FALSE | L | Annual | Rate | lb/MMBtu | 0.057143 | 0.057143 | 0.057143 | 0.057143 | 0.057143 | 0.057092 | 0.057092
BART SO2 Annual-Lawrence 5 -v5.14 | 193 | 6093 | Rate Constraint in lbs/MMBtu | FALSE | L | Annual | Generation | TWh | 2.5921 | 2.7434 | 2.7434 | 2.7434 | 2.7434 | 2.7434 | 2.7434
BART SO2 Annual-Lawrence 5 -v5.14 | 193 | 6093 | Rate Constraint in lbs/MMBtu | FALSE | L | Annual | Qualifying Generation | TWh | 2.5921 | 2.7434 | 2.7434 | 2.7434 | 2.7434 | 2.7434 | 2.7434
BART SO2 Annual-Lawrence 5 -v5.14 | 193 | 6093 | Rate Constraint in lbs/MMBtu | FALSE | L | Annual | Rate | lb/MWh | 0.61971 | 0.61971 | 0.61971 | 0.61971 | 0.61971 | 0.61971 | 0.61971
BART SO2 Annual-Lawrence 5 -v5.14 | 193 | 6093 | Rate Constraint in lbs/MMBtu | FALSE | L | Annual | Constraint Shadow Price | US2011$/Ton | 0 | 0 | 0 | 0 | 0 | 0 | 0
BART SO2 Annual-Leland Olds 1 -v5.13 | 194 | 5883 | Rate Constraint in lbs/MMBtu | FALSE | L | Annual | Seasons Included | Seasons |  | Winter, Summer | Winter, Summer | Winter, Summer | Winter, Summer | Winter, Summer | Winter, Summer
BART SO2 Annual-Leland Olds 1 -v5.13 | 194 | 5883 | Rate Constraint in lbs/MMBtu | FALSE | L | Annual | Standard SO2 | lb/MMBtu | 0 | 0.15 | 0.15 | 0.15 | 0.15 | 0.15 | 0.15
BART SO2 Annual-Leland Olds 1 -v5.13 | 194 | 5883 | Rate Constraint in lbs/MMBtu | FALSE | L | Annual | Emissions at Affected Plants SO2 | Thousand Tons | 0 | 0.54716 | 0.54716 | 0.54716 | 0.54716 | 0.54716 | 0.54716
BART SO2 Annual-Leland Olds 1 -v5.13 | 194 | 5883 | Rate Constraint in lbs/MMBtu | FALSE | L | Annual | Allowances Purchased SO2 | Thousand Tons | 0 | 0 | 0 | 0 | 0 | 0 | 0
BART SO2 Annual-Leland Olds 1 -v5.13 | 194 | 5883 | Rate Constraint in lbs/MMBtu | FALSE | L | Annual | Allowances Sold SO2 | Thousand Tons | 0 | 0 | 0 | 0 | 0 | 0 | 0
BART SO2 Annual-Leland Olds 1 -v5.13 | 194 | 5883 | Rate Constraint in lbs/MMBtu | FALSE | L | Annual | Allowances Banked | Thousand Tons | 0 | 0 | 0 | 0 | 0 | 0 | 0
BART SO2 Annual-Leland Olds 1 -v5.13 | 194 | 5883 | Rate Constraint in lbs/MMBtu | FALSE | L | Annual | Allowances Withdrawn (1:1) | Thousand Tons | 0 | 0 | 0 | 0 | 0 | 0 | 0
BART SO2 Annual-Leland Olds 1 -v5.13 | 194 | 5883 | Rate Constraint in lbs/MMBtu | FALSE | L | Annual | Allowances Withdrawn (n:1) | Thousand Tons | 0 | 0 | 0 | 0 | 0 | 0 | 0
BART SO2 Annual-Leland Olds 1 -v5.13 | 194 | 5883 | Rate Constraint in lbs/MMBtu | FALSE | L | Annual | Net Emissions Allowance Position | Thousand Tons | 0 | 0.54716 | 0.54716 | 0.54716 | 0.54716 | 0.54716 | 0.54716
BART SO2 Annual-Leland Olds 1 -v5.13 | 194 | 5883 | Rate Constraint in lbs/MMBtu | FALSE | L | Annual | Fuel Consumed | TBtu | 0 | 18.2388 | 18.2388 | 18.2388 | 18.2388 | 18.2388 | 18.2388
BART SO2 Annual-Leland Olds 1 -v5.13 | 194 | 5883 | Rate Constraint in lbs/MMBtu | FALSE | L | Annual | Rate | lb/MMBtu | 0 | 0.06 | 0.06 | 0.06 | 0.06 | 0.06 | 0.06
BART SO2 Annual-Leland Olds 1 -v5.13 | 194 | 5883 | Rate Constraint in lbs/MMBtu | FALSE | L | Annual | Generation | TWh | 0 | 1.6034 | 1.6034 | 1.6034 | 1.6034 | 1.6034 | 1.6034
BART SO2 Annual-Leland Olds 1 -v5.13 | 194 | 5883 | Rate Constraint in lbs/MMBtu | FALSE | L | Annual | Qualifying Generation | TWh | 0 | 1.6034 | 1.6034 | 1.6034 | 1.6034 | 1.6034 | 1.6034
BART SO2 Annual-Leland Olds 1 -v5.13 | 194 | 5883 | Rate Constraint in lbs/MMBtu | FALSE | L | Annual | Rate | lb/MWh | 0 | 0.68249 | 0.68249 | 0.68249 | 0.68249 | 0.68249 | 0.68249
BART SO2 Annual-Leland Olds 1 -v5.13 | 194 | 5883 | Rate Constraint in lbs/MMBtu | FALSE | L | Annual | Constraint Shadow Price | US2011$/Ton | 0 | 0 | 0 | 0 | 0 | 0 | 0
BART SO2 Annual-Leland Olds 2 -v5.13 | 195 | 5884 | Rate Constraint in lbs/MMBtu | FALSE | L | Annual | Seasons Included | Seasons |  | Winter, Summer | Winter, Summer | Winter, Summer | Winter, Summer | Winter, Summer | Winter, Summer
BART SO2 Annual-Leland Olds 2 -v5.13 | 195 | 5884 | Rate Constraint in lbs/MMBtu | FALSE | L | Annual | Standard SO2 | lb/MMBtu | 0 | 0.15 | 0.15 | 0.15 | 0.15 | 0.15 | 0.15
BART SO2 Annual-Leland Olds 2 -v5.13 | 195 | 5884 | Rate Constraint in lbs/MMBtu | FALSE | L | Annual | Emissions at Affected Plants SO2 | Thousand Tons | 0 | 1.0908 | 1.0908 | 1.0908 | 1.0908 | 1.0908 | 1.0908
BART SO2 Annual-Leland Olds 2 -v5.13 | 195 | 5884 | Rate Constraint in lbs/MMBtu | FALSE | L | Annual | Allowances Purchased SO2 | Thousand Tons | 0 | 0 | 0 | 0 | 0 | 0 | 0
BART SO2 Annual-Leland Olds 2 -v5.13 | 195 | 5884 | Rate Constraint in lbs/MMBtu | FALSE | L | Annual | Allowances Sold SO2 | Thousand Tons | 0 | 0 | 0 | 0 | 0 | 0 | 0
BART SO2 Annual-Leland Olds 2 -v5.13 | 195 | 5884 | Rate Constraint in lbs/MMBtu | FALSE | L | Annual | Allowances Banked | Thousand Tons | 0 | 0 | 0 | 0 | 0 | 0 | 0
BART SO2 Annual-Leland Olds 2 -v5.13 | 195 | 5884 | Rate Constraint in lbs/MMBtu | FALSE | L | Annual | Allowances Withdrawn (1:1) | Thousand Tons | 0 | 0 | 0 | 0 | 0 | 0 | 0
BART SO2 Annual-Leland Olds 2 -v5.13 | 195 | 5884 | Rate Constraint in lbs/MMBtu | FALSE | L | Annual | Allowances Withdrawn (n:1) | Thousand Tons | 0 | 0 | 0 | 0 | 0 | 0 | 0
BART SO2 Annual-Leland Olds 2 -v5.13 | 195 | 5884 | Rate Constraint in lbs/MMBtu | FALSE | L | Annual | Net Emissions Allowance Position | Thousand Tons | 0 | 1.0908 | 1.0908 | 1.0908 | 1.0908 | 1.0908 | 1.0908
BART SO2 Annual-Leland Olds 2 -v5.13 | 195 | 5884 | Rate Constraint in lbs/MMBtu | FALSE | L | Annual | Fuel Consumed | TBtu | 0 | 36.3585 | 36.3585 | 36.3585 | 36.3585 | 36.3585 | 36.3585
BART SO2 Annual-Leland Olds 2 -v5.13 | 195 | 5884 | Rate Constraint in lbs/MMBtu | FALSE | L | Annual | Rate | lb/MMBtu | 0 | 0.06 | 0.06 | 0.06 | 0.06 | 0.06 | 0.06
BART SO2 Annual-Leland Olds 2 -v5.13 | 195 | 5884 | Rate Constraint in lbs/MMBtu | FALSE | L | Annual | Generation | TWh | 0 | 3.2141 | 3.2141 | 3.2141 | 3.2141 | 3.2141 | 3.2141
BART SO2 Annual-Leland Olds 2 -v5.13 | 195 | 5884 | Rate Constraint in lbs/MMBtu | FALSE | L | Annual | Qualifying Generation | TWh | 0 | 3.2141 | 3.2141 | 3.2141 | 3.2141 | 3.2141 | 3.2141
BART SO2 Annual-Leland Olds 2 -v5.13 | 195 | 5884 | Rate Constraint in lbs/MMBtu | FALSE | L | Annual | Rate | lb/MWh | 0 | 0.67872 | 0.67872 | 0.67872 | 0.67872 | 0.67872 | 0.67872
BART SO2 Annual-Leland Olds 2 -v5.13 | 195 | 5884 | Rate Constraint in lbs/MMBtu | FALSE | L | Annual | Constraint Shadow Price | US2011$/Ton | 0 | 0 | 0 | 0 | 0 | 0 | 0
BART SO2 Annual-Milton R Young B1 -v5.13 | 196 | 5885 | Rate Constraint in lbs/MMBtu | FALSE | L | Annual | Seasons Included | Seasons |  | Winter, Summer | Winter, Summer | Winter, Summer | Winter, Summer | Winter, Summer | Winter, Summer
BART SO2 Annual-Milton R Young B1 -v5.13 | 196 | 5885 | Rate Constraint in lbs/MMBtu | FALSE | L | Annual | Standard SO2 | lb/MMBtu | 0 | 0.15 | 0.15 | 0.15 | 0.15 | 0.15 | 0.15
BART SO2 Annual-Milton R Young B1 -v5.13 | 196 | 5885 | Rate Constraint in lbs/MMBtu | FALSE | L | Annual | Emissions at Affected Plants SO2 | Thousand Tons | 0 | 0.15302 | 1.0382 | 1.0943 | 1.1836 | 1.1187 | 1.1836
BART SO2 Annual-Milton R Young B1 -v5.13 | 196 | 5885 | Rate Constraint in lbs/MMBtu | FALSE | L | Annual | Allowances Purchased SO2 | Thousand Tons | 0 | 0 | 0 | 0 | 0 | 0 | 0
BART SO2 Annual-Milton R Young B1 -v5.13 | 196 | 5885 | Rate Constraint in lbs/MMBtu | FALSE | L | Annual | Allowances Sold SO2 | Thousand Tons | 0 | 0 | 0 | 0 | 0 | 0 | 0
BART SO2 Annual-Milton R Young B1 -v5.13 | 196 | 5885 | Rate Constraint in lbs/MMBtu | FALSE | L | Annual | Allowances Banked | Thousand Tons | 0 | 0 | 0 | 0 | 0 | 0 | 0
BART SO2 Annual-Milton R Young B1 -v5.13 | 196 | 5885 | Rate Constraint in lbs/MMBtu | FALSE | L | Annual | Allowances Withdrawn (1:1) | Thousand Tons | 0 | 0 | 0 | 0 | 0 | 0 | 0
BART SO2 Annual-Milton R Young B1 -v5.13 | 196 | 5885 | Rate Constraint in lbs/MMBtu | FALSE | L | Annual | Allowances Withdrawn (n:1) | Thousand Tons | 0 | 0 | 0 | 0 | 0 | 0 | 0
BART SO2 Annual-Milton R Young B1 -v5.13 | 196 | 5885 | Rate Constraint in lbs/MMBtu | FALSE | L | Annual | Net Emissions Allowance Position | Thousand Tons | 0 | 0.15302 | 1.0382 | 1.0943 | 1.1836 | 1.1187 | 1.1836
BART SO2 Annual-Milton R Young B1 -v5.13 | 196 | 5885 | Rate Constraint in lbs/MMBtu | FALSE | L | Annual | Fuel Consumed | TBtu | 0 | 2.6965 | 18.295 | 19.2835 | 20.8565 | 19.7132 | 20.8565
BART SO2 Annual-Milton R Young B1 -v5.13 | 196 | 5885 | Rate Constraint in lbs/MMBtu | FALSE | L | Annual | Rate | lb/MMBtu | 0 | 0.1135 | 0.1135 | 0.1135 | 0.1135 | 0.1135 | 0.1135
BART SO2 Annual-Milton R Young B1 -v5.13 | 196 | 5885 | Rate Constraint in lbs/MMBtu | FALSE | L | Annual | Generation | TWh | 0 | 0.24281 | 1.6474 | 1.7365 | 1.8781 | 1.7752 | 1.8781
BART SO2 Annual-Milton R Young B1 -v5.13 | 196 | 5885 | Rate Constraint in lbs/MMBtu | FALSE | L | Annual | Qualifying Generation | TWh | 0 | 0.24281 | 1.6474 | 1.7365 | 1.8781 | 1.7752 | 1.8781
BART SO2 Annual-Milton R Young B1 -v5.13 | 196 | 5885 | Rate Constraint in lbs/MMBtu | FALSE | L | Annual | Rate | lb/MWh | 0 | 1.2604 | 1.2604 | 1.2604 | 1.2604 | 1.2604 | 1.2604
BART SO2 Annual-Milton R Young B1 -v5.13 | 196 | 5885 | Rate Constraint in lbs/MMBtu | FALSE | L | Annual | Constraint Shadow Price | US2011$/Ton | 0 | 0 | 0 | 0 | 0 | 0 | 0
BART SO2 Annual-Milton R Young B2 -v5.13 | 197 | 5886 | Rate Constraint in lbs/MMBtu | FALSE | L | Annual | Seasons Included | Seasons |  | Winter, Summer | Winter, Summer | Winter, Summer | Winter, Summer | Winter, Summer | Winter, Summer
BART SO2 Annual-Milton R Young B2 -v5.13 | 197 | 5886 | Rate Constraint in lbs/MMBtu | FALSE | L | Annual | Standard SO2 | lb/MMBtu | 0 | 0.15 | 0.15 | 0.15 | 0.15 | 0.15 | 0.15
BART SO2 Annual-Milton R Young B2 -v5.13 | 197 | 5886 | Rate Constraint in lbs/MMBtu | FALSE | L | Annual | Emissions at Affected Plants SO2 | Thousand Tons | 0 | 0.75812 | 1.9033 | 1.9978 | 2.1136 | 2.0847 | 2.1136
BART SO2 Annual-Milton R Young B2 -v5.13 | 197 | 5886 | Rate Constraint in lbs/MMBtu | FALSE | L | Annual | Allowances Purchased SO2 | Thousand Tons | 0 | 0 | 0 | 0 | 0 | 0 | 0
BART SO2 Annual-Milton R Young B2 -v5.13 | 197 | 5886 | Rate Constraint in lbs/MMBtu | FALSE | L | Annual | Allowances Sold SO2 | Thousand Tons | 0 | 0 | 0 | 0 | 0 | 0 | 0
BART SO2 Annual-Milton R Young B2 -v5.13 | 197 | 5886 | Rate Constraint in lbs/MMBtu | FALSE | L | Annual | Allowances Banked | Thousand Tons | 0 | 0 | 0 | 0 | 0 | 0 | 0
BART SO2 Annual-Milton R Young B2 -v5.13 | 197 | 5886 | Rate Constraint in lbs/MMBtu | FALSE | L | Annual | Allowances Withdrawn (1:1) | Thousand Tons | 0 | 0 | 0 | 0 | 0 | 0 | 0
BART SO2 Annual-Milton R Young B2 -v5.13 | 197 | 5886 | Rate Constraint in lbs/MMBtu | FALSE | L | Annual | Allowances Withdrawn (n:1) | Thousand Tons | 0 | 0 | 0 | 0 | 0 | 0 | 0
BART SO2 Annual-Milton R Young B2 -v5.13 | 197 | 5886 | Rate Constraint in lbs/MMBtu | FALSE | L | Annual | Net Emissions Allowance Position | Thousand Tons | 0 | 0.75812 | 1.9033 | 1.9978 | 2.1136 | 2.0847 | 2.1136
BART SO2 Annual-Milton R Young B2 -v5.13 | 197 | 5886 | Rate Constraint in lbs/MMBtu | FALSE | L | Annual | Fuel Consumed | TBtu | 0 | 13.359 | 33.5378 | 35.2028 | 37.2443 | 36.7354 | 37.2443
BART SO2 Annual-Milton R Young B2 -v5.13 | 197 | 5886 | Rate Constraint in lbs/MMBtu | FALSE | L | Annual | Rate | lb/MMBtu | 0 | 0.1135 | 0.1135 | 0.1135 | 0.1135 | 0.1135 | 0.1135
BART SO2 Annual-Milton R Young B2 -v5.13 | 197 | 5886 | Rate Constraint in lbs/MMBtu | FALSE | L | Annual | Generation | TWh | 0 | 1.2045 | 3.0239 | 3.174 | 3.3581 | 3.3122 | 3.3581
BART SO2 Annual-Milton R Young B2 -v5.13 | 197 | 5886 | Rate Constraint in lbs/MMBtu | FALSE | L | Annual | Qualifying Generation | TWh | 0 | 1.2045 | 3.0239 | 3.174 | 3.3581 | 3.3122 | 3.3581
BART SO2 Annual-Milton R Young B2 -v5.13 | 197 | 5886 | Rate Constraint in lbs/MMBtu | FALSE | L | Annual | Rate | lb/MWh | 0 | 1.2588 | 1.2588 | 1.2588 | 1.2588 | 1.2588 | 1.2588
BART SO2 Annual-Milton R Young B2 -v5.13 | 197 | 5886 | Rate Constraint in lbs/MMBtu | FALSE | L | Annual | Constraint Shadow Price | US2011$/Ton | 0 | 0 | 0 | 0 | 0 | 0 | 0
BART SO2 Annual-Muskogee 4 -v5.13 | 198 | 5888 | Rate Constraint in lbs/MMBtu | FALSE | L | Annual | Seasons Included | Seasons |  | Winter, Summer | Winter, Summer | Winter, Summer | Winter, Summer | Winter, Summer | Winter, Summer
BART SO2 Annual-Muskogee 4 -v5.13 | 198 | 5888 | Rate Constraint in lbs/MMBtu | FALSE | L | Annual | Standard SO2 | lb/MMBtu | 0 | 0.06 | 0.06 | 0.06 | 0.06 | 0.06 | 0.06
BART SO2 Annual-Muskogee 4 -v5.13 | 198 | 5888 | Rate Constraint in lbs/MMBtu | FALSE | L | Annual | Emissions at Affected Plants SO2 | Thousand Tons | 0 | 0.0045599 | 0.0043197 | 0.0045599 | 0.0045599 | 0.0045599 | 0.0045599
BART SO2 Annual-Muskogee 4 -v5.13 | 198 | 5888 | Rate Constraint in lbs/MMBtu | FALSE | L | Annual | Allowances Purchased SO2 | Thousand Tons | 0 | 0 | 0 | 0 | 0 | 0 | 0
BART SO2 Annual-Muskogee 4 -v5.13 | 198 | 5888 | Rate Constraint in lbs/MMBtu | FALSE | L | Annual | Allowances Sold SO2 | Thousand Tons | 0 | 0 | 0 | 0 | 0 | 0 | 0
BART SO2 Annual-Muskogee 4 -v5.13 | 198 | 5888 | Rate Constraint in lbs/MMBtu | FALSE | L | Annual | Allowances Banked | Thousand Tons | 0 | 0 | 0 | 0 | 0 | 0 | 0
BART SO2 Annual-Muskogee 4 -v5.13 | 198 | 5888 | Rate Constraint in lbs/MMBtu | FALSE | L | Annual | Allowances Withdrawn (1:1) | Thousand Tons | 0 | 0 | 0 | 0 | 0 | 0 | 0
BART SO2 Annual-Muskogee 4 -v5.13 | 198 | 5888 | Rate Constraint in lbs/MMBtu | FALSE | L | Annual | Allowances Withdrawn (n:1) | Thousand Tons | 0 | 0 | 0 | 0 | 0 | 0 | 0
BART SO2 Annual-Muskogee 4 -v5.13 | 198 | 5888 | Rate Constraint in lbs/MMBtu | FALSE | L | Annual | Net Emissions Allowance Position | Thousand Tons | 0 | 0.0045599 | 0.0043197 | 0.0045599 | 0.0045599 | 0.0045599 | 0.0045599
BART SO2 Annual-Muskogee 4 -v5.13 | 198 | 5888 | Rate Constraint in lbs/MMBtu | FALSE | L | Annual | Fuel Consumed | TBtu | 0 | 0.152 | 0.14399 | 0.152 | 0.152 | 0.15228 | 0.15228
BART SO2 Annual-Muskogee 4 -v5.13 | 198 | 5888 | Rate Constraint in lbs/MMBtu | FALSE | L | Annual | Rate | lb/MMBtu | 0 | 0.06 | 0.06 | 0.06 | 0.06 | 0.059889 | 0.059889
BART SO2 Annual-Muskogee 4 -v5.13 | 198 | 5888 | Rate Constraint in lbs/MMBtu | FALSE | L | Annual | Generation | TWh | 0 | 0.014129 | 0.013385 | 0.014129 | 0.014129 | 0.014129 | 0.014129
BART SO2 Annual-Muskogee 4 -v5.13 | 198 | 5888 | Rate Constraint in lbs/MMBtu | FALSE | L | Annual | Qualifying Generation | TWh | 0 | 0.014129 | 0.013385 | 0.014129 | 0.014129 | 0.014129 | 0.014129
BART SO2 Annual-Muskogee 4 -v5.13 | 198 | 5888 | Rate Constraint in lbs/MMBtu | FALSE | L | Annual | Rate | lb/MWh | 0 | 0.64546 | 0.64546 | 0.64546 | 0.64546 | 0.64546 | 0.64546
BART SO2 Annual-Muskogee 4 -v5.13 | 198 | 5888 | Rate Constraint in lbs/MMBtu | FALSE | L | Annual | Constraint Shadow Price | US2011$/Ton | 0 | 7372.299 | 40838.1922 | 36000.8995 | 26563.7682 | 0 | 0
BART SO2 Annual-Muskogee 5 -v5.13 | 199 | 5889 | Rate Constraint in lbs/MMBtu | FALSE | L | Annual | Seasons Included | Seasons |  | Winter, Summer | Winter, Summer | Winter, Summer | Winter, Summer | Winter, Summer | Winter, Summer
BART SO2 Annual-Muskogee 5 -v5.13 | 199 | 5889 | Rate Constraint in lbs/MMBtu | FALSE | L | Annual | Standard SO2 | lb/MMBtu | 0 | 0.06 | 0.06 | 0.06 | 0.06 | 0.06 | 0.06
BART SO2 Annual-Muskogee 5 -v5.13 | 199 | 5889 | Rate Constraint in lbs/MMBtu | FALSE | L | Annual | Emissions at Affected Plants SO2 | Thousand Tons | 0 | 0 | 0 | 0 | 0 | 0 | 0
BART SO2 Annual-Muskogee 5 -v5.13 | 199 | 5889 | Rate Constraint in lbs/MMBtu | FALSE | L | Annual | Allowances Purchased SO2 | Thousand Tons | 0 | 0 | 0 | 0 | 0 | 0 | 0
BART SO2 Annual-Muskogee 5 -v5.13 | 199 | 5889 | Rate Constraint in lbs/MMBtu | FALSE | L | Annual | Allowances Sold SO2 | Thousand Tons | 0 | 0 | 0 | 0 | 0 | 0 | 0
BART SO2 Annual-Muskogee 5 -v5.13 | 199 | 5889 | Rate Constraint in lbs/MMBtu | FALSE | L | Annual | Allowances Banked | Thousand Tons | 0 | 0 | 0 | 0 | 0 | 0 | 0
BART SO2 Annual-Muskogee 5 -v5.13 | 199 | 5889 | Rate Constraint in lbs/MMBtu | FALSE | L | Annual | Allowances Withdrawn (1:1) | Thousand Tons | 0 | 0 | 0 | 0 | 0 | 0 | 0
BART SO2 Annual-Muskogee 5 -v5.13 | 199 | 5889 | Rate Constraint in lbs/MMBtu | FALSE | L | Annual | Allowances Withdrawn (n:1) | Thousand Tons | 0 | 0 | 0 | 0 | 0 | 0 | 0
BART SO2 Annual-Muskogee 5 -v5.13 | 199 | 5889 | Rate Constraint in lbs/MMBtu | FALSE | L | Annual | Net Emissions Allowance Position | Thousand Tons | 0 | 0 | 0 | 0 | 0 | 0 | 0
BART SO2 Annual-Muskogee 5 -v5.13 | 199 | 5889 | Rate Constraint in lbs/MMBtu | FALSE | L | Annual | Fuel Consumed | TBtu | 0 | 0 | 0 | 0 | 0 | 0 | 0
BART SO2 Annual-Muskogee 5 -v5.13 | 199 | 5889 | Rate Constraint in lbs/MMBtu | FALSE | L | Annual | Rate | lb/MMBtu | 0 | 0 | 0 | 0 | 0 | 0 | 0
BART SO2 Annual-Muskogee 5 -v5.13 | 199 | 5889 | Rate Constraint in lbs/MMBtu | FALSE | L | Annual | Generation | TWh | 0 | 0 | 0 | 0 | 0 | 0 | 0
BART SO2 Annual-Muskogee 5 -v5.13 | 199 | 5889 | Rate Constraint in lbs/MMBtu | FALSE | L | Annual | Qualifying Generation | TWh | 0 | 0 | 0 | 0 | 0 | 0 | 0
BART SO2 Annual-Muskogee 5 -v5.13 | 199 | 5889 | Rate Constraint in lbs/MMBtu | FALSE | L | Annual | Rate | lb/MWh | 0 | 0 | 0 | 0 | 0 | 0 | 0
BART SO2 Annual-Muskogee 5 -v5.13 | 199 | 5889 | Rate Constraint in lbs/MMBtu | FALSE | L | Annual | Constraint Shadow Price | US2011$/Ton | 0 | 35181.0177 | 41510.4565 | 14117.6643 | 27497.9581 | 38139.6946 | 45943.8198
BART SO2 Annual-Northeastern 3313 -v5.13 | 200 | 5890 | Rate Constraint in lbs/MMBtu | FALSE | L | Annual | Seasons Included | Seasons |  | Winter, Summer | Winter, Summer | Winter, Summer | Winter, Summer | Winter, Summer | Winter, Summer
BART SO2 Annual-Northeastern 3313 -v5.13 | 200 | 5890 | Rate Constraint in lbs/MMBtu | FALSE | L | Annual | Standard SO2 | lb/MMBtu | 0 | 0.6 | 0.6 | 0.6 | 0.6 | 0.6 | 0.6
BART SO2 Annual-Northeastern 3313 -v5.13 | 200 | 5890 | Rate Constraint in lbs/MMBtu | FALSE | L | Annual | Emissions at Affected Plants SO2 | Thousand Tons | 0 | 5.2486 | 5.5375 | 5.5375 | 0 | 0 | 0
BART SO2 Annual-Northeastern 3313 -v5.13 | 200 | 5890 | Rate Constraint in lbs/MMBtu | FALSE | L | Annual | Allowances Purchased SO2 | Thousand Tons | 0 | 0 | 0 | 0 | 0 | 0 | 0
BART SO2 Annual-Northeastern 3313 -v5.13 | 200 | 5890 | Rate Constraint in lbs/MMBtu | FALSE | L | Annual | Allowances Sold SO2 | Thousand Tons | 0 | 0 | 0 | 0 | 0 | 0 | 0
BART SO2 Annual-Northeastern 3313 -v5.13 | 200 | 5890 | Rate Constraint in lbs/MMBtu | FALSE | L | Annual | Allowances Banked | Thousand Tons | 0 | 0 | 0 | 0 | 0 | 0 | 0
BART SO2 Annual-Northeastern 3313 -v5.13 | 200 | 5890 | Rate Constraint in lbs/MMBtu | FALSE | L | Annual | Allowances Withdrawn (1:1) | Thousand Tons | 0 | 0 | 0 | 0 | 0 | 0 | 0
BART SO2 Annual-Northeastern 3313 -v5.13 | 200 | 5890 | Rate Constraint in lbs/MMBtu | FALSE | L | Annual | Allowances Withdrawn (n:1) | Thousand Tons | 0 | 0 | 0 | 0 | 0 | 0 | 0
BART SO2 Annual-Northeastern 3313 -v5.13 | 200 | 5890 | Rate Constraint in lbs/MMBtu | FALSE | L | Annual | Net Emissions Allowance Position | Thousand Tons | 0 | 5.2486 | 5.5375 | 5.5375 | 0 | 0 | 0
BART SO2 Annual-Northeastern 3313 -v5.13 | 200 | 5890 | Rate Constraint in lbs/MMBtu | FALSE | L | Annual | Fuel Consumed | TBtu | 0 | 32.2096 | 33.9826 | 33.9826 | 0 | 0 | 0
BART SO2 Annual-Northeastern 3313 -v5.13 | 200 | 5890 | Rate Constraint in lbs/MMBtu | FALSE | L | Annual | Rate | lb/MMBtu | 0 | 0.3259 | 0.3259 | 0.3259 | 0 | 0 | 0
BART SO2 Annual-Northeastern 3313 -v5.13 | 200 | 5890 | Rate Constraint in lbs/MMBtu | FALSE | L | Annual | Generation | TWh | 0 | 3.1269 | 3.299 | 3.299 | 0 | 0 | 0
BART SO2 Annual-Northeastern 3313 -v5.13 | 200 | 5890 | Rate Constraint in lbs/MMBtu | FALSE | L | Annual | Qualifying Generation | TWh | 0 | 3.1269 | 3.299 | 3.299 | 0 | 0 | 0
BART SO2 Annual-Northeastern 3313 -v5.13 | 200 | 5890 | Rate Constraint in lbs/MMBtu | FALSE | L | Annual | Rate | lb/MWh | 0 | 3.3571 | 3.3571 | 3.3571 | 0 | 0 | 0
BART SO2 Annual-Northeastern 3313 -v5.13 | 200 | 5890 | Rate Constraint in lbs/MMBtu | FALSE | L | Annual | Constraint Shadow Price | US2011$/Ton | 0 | 0 | 0 | 0 | 0 | 0 | 0
BART SO2 Annual-Northeastern 3314 -v5.13 | 201 | 5891 | Rate Constraint in lbs/MMBtu | FALSE | L | Annual | Seasons Included | Seasons |  | Winter, Summer | Winter, Summer | Winter, Summer | Winter, Summer | Winter, Summer | Winter, Summer
BART SO2 Annual-Northeastern 3314 -v5.13 | 201 | 5891 | Rate Constraint in lbs/MMBtu | FALSE | L | Annual | Standard SO2 | lb/MMBtu | 0 | 0.4 | 0.4 | 0.4 | 0.4 | 0.4 | 0.4
BART SO2 Annual-Northeastern 3314 -v5.13 | 201 | 5891 | Rate Constraint in lbs/MMBtu | FALSE | L | Annual | Emissions at Affected Plants SO2 | Thousand Tons | 0 | 0 | 0 | 0 | 0 | 0 | 0
BART SO2 Annual-Northeastern 3314 -v5.13 | 201 | 5891 | Rate Constraint in lbs/MMBtu | FALSE | L | Annual | Allowances Purchased SO2 | Thousand Tons | 0 | 0 | 0 | 0 | 0 | 0 | 0
BART SO2 Annual-Northeastern 3314 -v5.13 | 201 | 5891 | Rate Constraint in lbs/MMBtu | FALSE | L | Annual | Allowances Sold SO2 | Thousand Tons | 0 | 0 | 0 | 0 | 0 | 0 | 0
BART SO2 Annual-Northeastern 3314 -v5.13 | 201 | 5891 | Rate Constraint in lbs/MMBtu | FALSE | L | Annual | Allowances Banked | Thousand Tons | 0 | 0 | 0 | 0 | 0 | 0 | 0
BART SO2 Annual-Northeastern 3314 -v5.13 | 201 | 5891 | Rate Constraint in lbs/MMBtu | FALSE | L | Annual | Allowances Withdrawn (1:1) | Thousand Tons | 0 | 0 | 0 | 0 | 0 | 0 | 0
BART SO2 Annual-Northeastern 3314 -v5.13 | 201 | 5891 | Rate Constraint in lbs/MMBtu | FALSE | L | Annual | Allowances Withdrawn (n:1) | Thousand Tons | 0 | 0 | 0 | 0 | 0 | 0 | 0
BART SO2 Annual-Northeastern 3314 -v5.13 | 201 | 5891 | Rate Constraint in lbs/MMBtu | FALSE | L | Annual | Net Emissions Allowance Position | Thousand Tons | 0 | 0 | 0 | 0 | 0 | 0 | 0
BART SO2 Annual-Northeastern 3314 -v5.13 | 201 | 5891 | Rate Constraint in lbs/MMBtu | FALSE | L | Annual | Fuel Consumed | TBtu | 0 | 0 | 0 | 0 | 0 | 0 | 0
BART SO2 Annual-Northeastern 3314 -v5.13 | 201 | 5891 | Rate Constraint in lbs/MMBtu | FALSE | L | Annual | Rate | lb/MMBtu | 0 | 0 | 0 | 0 | 0 | 0 | 0
BART SO2 Annual-Northeastern 3314 -v5.13 | 201 | 5891 | Rate Constraint in lbs/MMBtu | FALSE | L | Annual | Generation | TWh | 0 | 0 | 0 | 0 | 0 | 0 | 0
BART SO2 Annual-Northeastern 3314 -v5.13 | 201 | 5891 | Rate Constraint in lbs/MMBtu | FALSE | L | Annual | Qualifying Generation | TWh | 0 | 0 | 0 | 0 | 0 | 0 | 0
BART SO2 Annual-Northeastern 3314 -v5.13 | 201 | 5891 | Rate Constraint in lbs/MMBtu | FALSE | L | Annual | Rate | lb/MWh | 0 | 0 | 0 | 0 | 0 | 0 | 0
BART SO2 Annual-Northeastern 3314 -v5.13 | 201 | 5891 | Rate Constraint in lbs/MMBtu | FALSE | L | Annual | Constraint Shadow Price | US2011$/Ton | 0 | 0 | 0 | 0 | 0 | 0 | 0
BART SO2 Annual-Pawnee 1 -v5.13 | 202 | 5875 | Rate Constraint in lbs/MMBtu | FALSE | L | Annual | Seasons Included | Seasons |  | Winter, Summer | Winter, Summer | Winter, Summer | Winter, Summer | Winter, Summer | Winter, Summer
BART SO2 Annual-Pawnee 1 -v5.13 | 202 | 5875 | Rate Constraint in lbs/MMBtu | FALSE | L | Annual | Standard SO2 | lb/MMBtu | 0 | 0.12 | 0.12 | 0.12 | 0.12 | 0.12 | 0.12
BART SO2 Annual-Pawnee 1 -v5.13 | 202 | 5875 | Rate Constraint in lbs/MMBtu | FALSE | L | Annual | Emissions at Affected Plants SO2 | Thousand Tons | 0 | 1.5102 | 1.5102 | 1.5102 | 1.5102 | 1.5102 | 1.7745
BART SO2 Annual-Pawnee 1 -v5.13 | 202 | 5875 | Rate Constraint in lbs/MMBtu | FALSE | L | Annual | Allowances Purchased SO2 | Thousand Tons | 0 | 0 | 0 | 0 | 0 | 0 | 0
BART SO2 Annual-Pawnee 1 -v5.13 | 202 | 5875 | Rate Constraint in lbs/MMBtu | FALSE | L | Annual | Allowances Sold SO2 | Thousand Tons | 0 | 0 | 0 | 0 | 0 | 0 | 0
BART SO2 Annual-Pawnee 1 -v5.13 | 202 | 5875 | Rate Constraint in lbs/MMBtu | FALSE | L | Annual | Allowances Banked | Thousand Tons | 0 | 0 | 0 | 0 | 0 | 0 | 0
BART SO2 Annual-Pawnee 1 -v5.13 | 202 | 5875 | Rate Constraint in lbs/MMBtu | FALSE | L | Annual | Allowances Withdrawn (1:1) | Thousand Tons | 0 | 0 | 0 | 0 | 0 | 0 | 0
BART SO2 Annual-Pawnee 1 -v5.13 | 202 | 5875 | Rate Constraint in lbs/MMBtu | FALSE | L | Annual | Allowances Withdrawn (n:1) | Thousand Tons | 0 | 0 | 0 | 0 | 0 | 0 | 0
BART SO2 Annual-Pawnee 1 -v5.13 | 202 | 5875 | Rate Constraint in lbs/MMBtu | FALSE | L | Annual | Net Emissions Allowance Position | Thousand Tons | 0 | 1.5102 | 1.5102 | 1.5102 | 1.5102 | 1.5102 | 1.7745
BART SO2 Annual-Pawnee 1 -v5.13 | 202 | 5875 | Rate Constraint in lbs/MMBtu | FALSE | L | Annual | Fuel Consumed | TBtu | 0 | 37.7562 | 37.7562 | 37.7562 | 37.7562 | 37.7562 | 37.7562
BART SO2 Annual-Pawnee 1 -v5.13 | 202 | 5875 | Rate Constraint in lbs/MMBtu | FALSE | L | Annual | Rate | lb/MMBtu | 0 | 0.08 | 0.08 | 0.08 | 0.08 | 0.08 | 0.094
BART SO2 Annual-Pawnee 1 -v5.13 | 202 | 5875 | Rate Constraint in lbs/MMBtu | FALSE | L | Annual | Generation | TWh | 0 | 3.6231 | 3.6231 | 3.6231 | 3.6231 | 3.6231 | 3.6231
BART SO2 Annual-Pawnee 1 -v5.13 | 202 | 5875 | Rate Constraint in lbs/MMBtu | FALSE | L | Annual | Qualifying Generation | TWh | 0 | 3.6231 | 3.6231 | 3.6231 | 3.6231 | 3.6231 | 3.6231
BART SO2 Annual-Pawnee 1 -v5.13 | 202 | 5875 | Rate Constraint in lbs/MMBtu | FALSE | L | Annual | Rate | lb/MWh | 0 | 0.83368 | 0.83368 | 0.83368 | 0.83368 | 0.83368 | 0.97957
BART SO2 Annual-Pawnee 1 -v5.13 | 202 | 5875 | Rate Constraint in lbs/MMBtu | FALSE | L | Annual | Constraint Shadow Price | US2011$/Ton | 0 | 0 | 0 | 0 | 0 | 0 | 0
BART SO2 Annual-Ray D Nixon 1 -v5.13 | 203 | 5876 | Rate Constraint in lbs/MMBtu | FALSE | L | Annual | Seasons Included | Seasons |  | Winter, Summer | Winter, Summer | Winter, Summer | Winter, Summer | Winter, Summer | Winter, Summer
BART SO2 Annual-Ray D Nixon 1 -v5.13 | 203 | 5876 | Rate Constraint in lbs/MMBtu | FALSE | L | Annual | Standard SO2 | lb/MMBtu | 0 | 0.11 | 0.11 | 0.11 | 0.11 | 0.11 | 0.11
BART SO2 Annual-Ray D Nixon 1 -v5.13 | 203 | 5876 | Rate Constraint in lbs/MMBtu | FALSE | L | Annual | Emissions at Affected Plants SO2 | Thousand Tons | 0 | 0.82654 | 0.87467 | 0.87467 | 0.87467 | 0.85357 | 0.87467
BART SO2 Annual-Ray D Nixon 1 -v5.13 | 203 | 5876 | Rate Constraint in lbs/MMBtu | FALSE | L | Annual | Allowances Purchased SO2 | Thousand Tons | 0 | 0 | 0 | 0 | 0 | 0 | 0
BART SO2 Annual-Ray D Nixon 1 -v5.13 | 203 | 5876 | Rate Constraint in lbs/MMBtu | FALSE | L | Annual | Allowances Sold SO2 | Thousand Tons | 0 | 0 | 0 | 0 | 0 | 0 | 0
BART SO2 Annual-Ray D Nixon 1 -v5.13 | 203 | 5876 | Rate Constraint in lbs/MMBtu | FALSE | L | Annual | Allowances Banked | Thousand Tons | 0 | 0 | 0 | 0 | 0 | 0 | 0
BART SO2 Annual-Ray D Nixon 1 -v5.13 | 203 | 5876 | Rate Constraint in lbs/MMBtu | FALSE | L | Annual | Allowances Withdrawn (1:1) | Thousand Tons | 0 | 0 | 0 | 0 | 0 | 0 | 0
BART SO2 Annual-Ray D Nixon 1 -v5.13 | 203 | 5876 | Rate Constraint in lbs/MMBtu | FALSE | L | Annual | Allowances Withdrawn (n:1) | Thousand Tons | 0 | 0 | 0 | 0 | 0 | 0 | 0
BART SO2 Annual-Ray D Nixon 1 -v5.13 | 203 | 5876 | Rate Constraint in lbs/MMBtu | FALSE | L | Annual | Net Emissions Allowance Position | Thousand Tons | 0 | 0.82654 | 0.87467 | 0.87467 | 0.87467 | 0.85357 | 0.87467
BART SO2 Annual-Ray D Nixon 1 -v5.13 | 203 | 5876 | Rate Constraint in lbs/MMBtu | FALSE | L | Annual | Fuel Consumed | TBtu | 0 | 15.0279 | 15.9031 | 15.9031 | 15.9031 | 15.5195 | 15.9031
BART SO2 Annual-Ray D Nixon 1 -v5.13 | 203 | 5876 | Rate Constraint in lbs/MMBtu | FALSE | L | Annual | Rate | lb/MMBtu | 0 | 0.11 | 0.11 | 0.11 | 0.11 | 0.11 | 0.11
BART SO2 Annual-Ray D Nixon 1 -v5.13 | 203 | 5876 | Rate Constraint in lbs/MMBtu | FALSE | L | Annual | Generation | TWh | 0 | 1.4081 | 1.4904 | 1.4904 | 1.4904 | 1.4544 | 1.4904
BART SO2 Annual-Ray D Nixon 1 -v5.13 | 203 | 5876 | Rate Constraint in lbs/MMBtu | FALSE | L | Annual | Qualifying Generation | TWh | 0 | 1.4081 | 1.4904 | 1.4904 | 1.4904 | 1.4544 | 1.4904
BART SO2 Annual-Ray D Nixon 1 -v5.13 | 203 | 5876 | Rate Constraint in lbs/MMBtu | FALSE | L | Annual | Rate | lb/MWh | 0 | 1.1739 | 1.1737 | 1.1737 | 1.1737 | 1.1738 | 1.1737
BART SO2 Annual-Ray D Nixon 1 -v5.13 | 203 | 5876 | Rate Constraint in lbs/MMBtu | FALSE | L | Annual | Constraint Shadow Price | US2011$/Ton | 0 | 19061.8306 | 6878.2442 | 4111.5423 | 9409.7027 | 15683.3712 | 12949.9793
BART SO2 Annual-Sooner 1 -v5.13 | 204 | 5892 | Rate Constraint in lbs/MMBtu | FALSE | L | Annual | Seasons Included | Seasons |  | Winter, Summer | Winter, Summer | Winter, Summer | Winter, Summer | Winter, Summer | Winter, Summer
BART SO2 Annual-Sooner 1 -v5.13 | 204 | 5892 | Rate Constraint in lbs/MMBtu | FALSE | L | Annual | Standard SO2 | lb/MMBtu | 0 | 0.06 | 0.06 | 0.06 | 0.06 | 0.06 | 0.06
BART SO2 Annual-Sooner 1 -v5.13 | 204 | 5892 | Rate Constraint in lbs/MMBtu | FALSE | L | Annual | Emissions at Affected Plants SO2 | Thousand Tons | 0 | 1.1536 | 1.1516 | 1.1536 | 1.1536 | 1.1536 | 1.1536
BART SO2 Annual-Sooner 1 -v5.13 | 204 | 5892 | Rate Constraint in lbs/MMBtu | FALSE | L | Annual | Allowances Purchased SO2 | Thousand Tons | 0 | 0 | 0 | 0 | 0 | 0 | 0
BART SO2 Annual-Sooner 1 -v5.13 | 204 | 5892 | Rate Constraint in lbs/MMBtu | FALSE | L | Annual | Allowances Sold SO2 | Thousand Tons | 0 | 0 | 0 | 0 | 0 | 0 | 0
BART SO2 Annual-Sooner 1 -v5.13 | 204 | 5892 | Rate Constraint in lbs/MMBtu | FALSE | L | Annual | Allowances Banked | Thousand Tons | 0 | 0 | 0 | 0 | 0 | 0 | 0
BART SO2 Annual-Sooner 1 -v5.13 | 204 | 5892 | Rate Constraint in lbs/MMBtu | FALSE | L | Annual | Allowances Withdrawn (1:1) | Thousand Tons | 0 | 0 | 0 | 0 | 0 | 0 | 0
BART SO2 Annual-Sooner 1 -v5.13 | 204 | 5892 | Rate Constraint in lbs/MMBtu | FALSE | L | Annual | Allowances Withdrawn (n:1) | Thousand Tons | 0 | 0 | 0 | 0 | 0 | 0 | 0
BART SO2 Annual-Sooner 1 -v5.13 | 204 | 5892 | Rate Constraint in lbs/MMBtu | FALSE | L | Annual | Net Emissions Allowance Position | Thousand Tons | 0 | 1.1536 | 1.1516 | 1.1536 | 1.1536 | 1.1536 | 1.1536
BART SO2 Annual-Sooner 1 -v5.13 | 204 | 5892 | Rate Constraint in lbs/MMBtu | FALSE | L | Annual | Fuel Consumed | TBtu | 0 | 38.4543 | 38.3867 | 38.4543 | 38.4543 | 38.5412 | 38.5586
BART SO2 Annual-Sooner 1 -v5.13 | 204 | 5892 | Rate Constraint in lbs/MMBtu | FALSE | L | Annual | Rate | lb/MMBtu | 0 | 0.06 | 0.06 | 0.06 | 0.06 | 0.059865 | 0.059838
BART SO2 Annual-Sooner 1 -v5.13 | 204 | 5892 | Rate Constraint in lbs/MMBtu | FALSE | L | Annual | Generation | TWh | 0 | 3.6895 | 3.683 | 3.6895 | 3.6895 | 3.6895 | 3.6895
BART SO2 Annual-Sooner 1 -v5.13 | 204 | 5892 | Rate Constraint in lbs/MMBtu | FALSE | L | Annual | Qualifying Generation | TWh | 0 | 3.6895 | 3.683 | 3.6895 | 3.6895 | 3.6895 | 3.6895
BART SO2 Annual-Sooner 1 -v5.13 | 204 | 5892 | Rate Constraint in lbs/MMBtu | FALSE | L | Annual | Rate | lb/MWh | 0 | 0.62536 | 0.62536 | 0.62536 | 0.62536 | 0.62536 | 0.62536
BART SO2 Annual-Sooner 1 -v5.13 | 204 | 5892 | Rate Constraint in lbs/MMBtu | FALSE | L | Annual | Constraint Shadow Price | US2011$/Ton | 0 | 194821.6936 | 37733.9459 | 137940.8326 | 58461.1172 | 0 | 0
BART SO2 Annual-Sooner 2 -v5.13 | 205 | 5893 | Rate Constraint in lbs/MMBtu | FALSE | L | Annual | Seasons Included | Seasons |  | Winter, Summer | Winter, Summer | Winter, Summer | Winter, Summer | Winter, Summer | Winter, Summer
BART SO2 Annual-Sooner 2 -v5.13 | 205 | 5893 | Rate Constraint in lbs/MMBtu | FALSE | L | Annual | Standard SO2 | lb/MMBtu | 0 | 0.06 | 0.06 | 0.06 | 0.06 | 0.06 | 0.06
BART SO2 Annual-Sooner 2 -v5.13 | 205 | 5893 | Rate Constraint in lbs/MMBtu | FALSE | L | Annual | Emissions at Affected Plants SO2 | Thousand Tons | 0 | 1.1596 | 1.1576 | 1.1596 | 1.1596 | 1.1596 | 1.1596
BART SO2 Annual-Sooner 2 -v5.13 | 205 | 5893 | Rate Constraint in lbs/MMBtu | FALSE | L | Annual | Allowances Purchased SO2 | Thousand Tons | 0 | 0 | 0 | 0 | 0 | 0 | 0
BART SO2 Annual-Sooner 2 -v5.13 | 205 | 5893 | Rate Constraint in lbs/MMBtu | FALSE | L | Annual | Allowances Sold SO2 | Thousand Tons | 0 | 0 | 0 | 0 | 0 | 0 | 0
BART SO2 Annual-Sooner 2 -v5.13 | 205 | 5893 | Rate Constraint in lbs/MMBtu | FALSE | L | Annual | Allowances Banked | Thousand Tons | 0 | 0 | 0 | 0 | 0 | 0 | 0
BART SO2 Annual-Sooner 2 -v5.13 | 205 | 5893 | Rate Constraint in lbs/MMBtu | FALSE | L | Annual | Allowances Withdrawn (1:1) | Thousand Tons | 0 | 0 | 0 | 0 | 0 | 0 | 0
BART SO2 Annual-Sooner 2 -v5.13 | 205 | 5893 | Rate Constraint in lbs/MMBtu | FALSE | L | Annual | Allowances Withdrawn (n:1) | Thousand Tons | 0 | 0 | 0 | 0 | 0 | 0 | 0
BART SO2 Annual-Sooner 2 -v5.13 | 205 | 5893 | Rate Constraint in lbs/MMBtu | FALSE | L | Annual | Net Emissions Allowance Position | Thousand Tons | 0 | 1.1596 | 1.1576 | 1.1596 | 1.1596 | 1.1596 | 1.1596
BART SO2 Annual-Sooner 2 -v5.13 | 205 | 5893 | Rate Constraint in lbs/MMBtu | FALSE | L | Annual | Fuel Consumed | TBtu | 0 | 38.6542 | 38.5863 | 38.6542 | 38.6542 | 38.7591 | 38.7591
BART SO2 Annual-Sooner 2 -v5.13 | 205 | 5893 | Rate Constraint in lbs/MMBtu | FALSE | L | Annual | Rate | lb/MMBtu | 0 | 0.06 | 0.06 | 0.06 | 0.06 | 0.059838 | 0.059838
BART SO2 Annual-Sooner 2 -v5.13 | 205 | 5893 | Rate Constraint in lbs/MMBtu | FALSE | L | Annual | Generation | TWh | 0 | 3.7063 | 3.6998 | 3.7063 | 3.7063 | 3.7063 | 3.7063
BART SO2 Annual-Sooner 2 -v5.13 | 205 | 5893 | Rate Constraint in lbs/MMBtu | FALSE | L | Annual | Qualifying Generation | TWh | 0 | 3.7063 | 3.6998 | 3.7063 | 3.7063 | 3.7063 | 3.7063
BART SO2 Annual-Sooner 2 -v5.13 | 205 | 5893 | Rate Constraint in lbs/MMBtu | FALSE | L | Annual | Rate | lb/MWh | 0 | 0.62575 | 0.62575 | 0.62575 | 0.62575 | 0.62575 | 0.62575
BART SO2 Annual-Sooner 2 -v5.13 | 205 | 5893 | Rate Constraint in lbs/MMBtu | FALSE | L | Annual | Constraint Shadow Price | US2011$/Ton | 0 | 30736.379 | 195868.9398 | 35969.1923 | 59017.7484 | 0 | 0
BART SO2 Annual-Stanton 1 -v5.13 | 206 | 5887 | Rate Constraint in lbs/MMBtu | FALSE | L | Annual | Seasons Included | Seasons |  | Winter, Summer | Winter, Summer | Winter, Summer | Winter, Summer | Winter, Summer | Winter, Summer
BART SO2 Annual-Stanton 1 -v5.13 | 206 | 5887 | Rate Constraint in lbs/MMBtu | FALSE | L | Annual | Standard SO2 | lb/MMBtu | 0 | 0.24 | 0.24 | 0.24 | 0.24 | 0.24 | 0.24
BART SO2 Annual-Stanton 1 -v5.13 | 206 | 5887 | Rate Constraint in lbs/MMBtu | FALSE | L | Annual | Emissions at Affected Plants SO2 | Thousand Tons | 0 | 1.3216 | 1.3194 | 1.3216 | 1.3216 | 1.3216 | 1.3216
BART SO2 Annual-Stanton 1 -v5.13 | 206 | 5887 | Rate Constraint in lbs/MMBtu | FALSE | L | Annual | Allowances Purchased SO2 | Thousand Tons | 0 | 0 | 0 | 0 | 0 | 0 | 0
BART SO2 Annual-Stanton 1 -v5.13 | 206 | 5887 | Rate Constraint in lbs/MMBtu | FALSE | L | Annual | Allowances Sold SO2 | Thousand Tons | 0 | 0 | 0 | 0 | 0 | 0 | 0
BART SO2 Annual-Stanton 1 -v5.13 | 206 | 5887 | Rate Constraint in lbs/MMBtu | FALSE | L | Annual | Allowances Banked | Thousand Tons | 0 | 0 | 0 | 0 | 0 | 0 | 0
BART SO2 Annual-Stanton 1 -v5.13 | 206 | 5887 | Rate Constraint in lbs/MMBtu | FALSE | L | Annual | Allowances Withdrawn (1:1) | Thousand Tons | 0 | 0 | 0 | 0 | 0 | 0 | 0
BART SO2 Annual-Stanton 1 -v5.13 | 206 | 5887 | Rate Constraint in lbs/MMBtu | FALSE | L | Annual | Allowances Withdrawn (n:1) | Thousand Tons | 0 | 0 | 0 | 0 | 0 | 0 | 0
BART SO2 Annual-Stanton 1 -v5.13 | 206 | 5887 | Rate Constraint in lbs/MMBtu | FALSE | L | Annual | Net Emissions Allowance Position | Thousand Tons | 0 | 1.3216 | 1.3194 | 1.3216 | 1.3216 | 1.3216 | 1.3216
BART SO2 Annual-Stanton 1 -v5.13 | 206 | 5887 | Rate Constraint in lbs/MMBtu | FALSE | L | Annual | Fuel Consumed | TBtu | 0 | 11.0134 | 10.9948 | 11.0134 | 11.0134 | 11.0134 | 11.0134
BART SO2 Annual-Stanton 1 -v5.13 | 206 | 5887 | Rate Constraint in lbs/MMBtu | FALSE | L | Annual | Rate | lb/MMBtu | 0 | 0.24 | 0.24 | 0.24 | 0.24 | 0.24 | 0.24
BART SO2 Annual-Stanton 1 -v5.13 | 206 | 5887 | Rate Constraint in lbs/MMBtu | FALSE | L | Annual | Generation | TWh | 0 | 1.0308 | 1.0291 | 1.0308 | 1.0308 | 1.0308 | 1.0308
BART SO2 Annual-Stanton 1 -v5.13 | 206 | 5887 | Rate Constraint in lbs/MMBtu | FALSE | L | Annual | Qualifying Generation | TWh | 0 | 1.0308 | 1.0291 | 1.0308 | 1.0308 | 1.0308 | 1.0308
BART SO2 Annual-Stanton 1 -v5.13 | 206 | 5887 | Rate Constraint in lbs/MMBtu | FALSE | L | Annual | Rate | lb/MWh | 0 | 2.5642 | 2.5642 | 2.5642 | 2.5642 | 2.5642 | 2.5642
BART SO2 Annual-Stanton 1 -v5.13 | 206 | 5887 | Rate Constraint in lbs/MMBtu | FALSE | L | Annual | Constraint Shadow Price | US2011$/Ton | 0 | 5938.3432 | 5239.1834 | 4524.5872 | 4006.4522 | 2799.7082 | 1318.7925
Black RiverGen MER Rate Limit v3.1 | 207 | 2045 | Rate Constraint in lbs/MMBtu | FALSE | L | Annual | Seasons Included | Seasons | Winter, Summer | Winter, Summer | Winter, Summer | Winter, Summer | Winter, Summer | Winter, Summer | Winter, Summer
Black RiverGen MER Rate Limit v3.1 | 207 | 2045 | Rate Constraint in lbs/MMBtu | FALSE | L | Annual | Standard MER | lb/MMBtu | 6e-07 | 6e-07 | 6e-07 | 6e-07 | 6e-07 | 6e-07 | 6e-07
Black RiverGen MER Rate Limit v3.1 | 207 | 2045 | Rate Constraint in lbs/MMBtu | FALSE | L | Annual | Emissions at Affected Plants MER | lbs | 1.2786 | 1.2786 | 1.2786 | 1.2786 | 1.2786 | 1.2786 | 1.2786
Black RiverGen MER Rate Limit v3.1 | 207 | 2045 | Rate Constraint in lbs/MMBtu | FALSE | L | Annual | Allowances Purchased MER | lbs | 0 | 0 | 0 | 0 | 0 | 0 | 0
Black RiverGen MER Rate Limit v3.1 | 207 | 2045 | Rate Constraint in lbs/MMBtu | FALSE | L | Annual | Allowances Sold MER | lbs | 0 | 0 | 0 | 0 | 0 | 0 | 0
Black RiverGen MER Rate Limit v3.1 | 207 | 2045 | Rate Constraint in lbs/MMBtu | FALSE | L | Annual | Allowances Banked | lbs | 0 | 0 | 0 | 0 | 0 | 0 | 0
Black RiverGen MER Rate Limit v3.1 | 207 | 2045 | Rate Constraint in lbs/MMBtu | FALSE | L | Annual | Allowances Withdrawn (1:1) | lbs | 0 | 0 | 0 | 0 | 0 | 0 | 0
Black RiverGen MER Rate Limit v3.1 | 207 | 2045 | Rate Constraint in lbs/MMBtu | FALSE | L | Annual | Allowances Withdrawn (n:1) | lbs | 0 | 0 | 0 | 0 | 0 | 0 | 0
Black RiverGen MER Rate Limit v3.1 | 207 | 2045 | Rate Constraint in lbs/MMBtu | FALSE | L | Annual | Net Emissions Allowance Position | lbs | 1.2786 | 1.2786 | 1.2786 | 1.2786 | 1.2786 | 1.2786 | 1.2786
Black RiverGen MER Rate Limit v3.1 | 207 | 2045 | Rate Constraint in lbs/MMBtu | FALSE | L | Annual | Fuel Consumed | TBtu | 5.5298 | 5.5298 | 5.5298 | 5.5298 | 5.5298 | 5.5298 | 5.5298
Black RiverGen MER Rate Limit v3.1 | 207 | 2045 | Rate Constraint in lbs/MMBtu | FALSE | L | Annual | Rate | lb/MMBtu | 2.3123e-07 | 2.3123e-07 | 2.3123e-07 | 2.3123e-07 | 2.3123e-07 | 2.3123e-07 | 2.3123e-07
Black RiverGen MER Rate Limit v3.1 | 207 | 2045 | Rate Constraint in lbs/MMBtu | FALSE | L | Annual | Generation | TWh | 0.40412 | 0.40412 | 0.40412 | 0.40412 | 0.40412 | 0.40412 | 0.40412
Black RiverGen MER Rate Limit v3.1 | 207 | 2045 | Rate Constraint in lbs/MMBtu | FALSE | L | Annual | Qualifying Generation | TWh | 0.40412 | 0.40412 | 0.40412 | 0.40412 | 0.40412 | 0.40412 | 0.40412
Black RiverGen MER Rate Limit v3.1 | 207 | 2045 | Rate Constraint in lbs/MMBtu | FALSE | L | Annual | Rate | lb/MWh | 3.164e-06 | 3.164e-06 | 3.164e-06 | 3.164e-06 | 3.164e-06 | 3.164e-06 | 3.164e-06
Black RiverGen MER Rate Limit v3.1 | 207 | 2045 | Rate Constraint in lbs/MMBtu | FALSE | L | Annual | Constraint Shadow Price | US2011$/Lb | 0 | 0 | 0 | 0 | 0 | 0 | 0
CA AB 32- CO2 Constraint- v.5.13 | 208 | 5895 | Rate Constraint in MTons | FALSE | L | Annual | Seasons Included | Seasons | Winter, Summer | Winter, Summer | Winter, Summer | Winter, Summer | Winter, Summer | Winter, Summer | Winter, Summer
CA AB 32- CO2 Constraint- v.5.13 | 208 | 5895 | Rate Constraint in MTons | FALSE | L | Annual | Standard CO2 | Thousand Tons | 0 | 0 | 0 | 0 | 0 | 0 | 0
CA AB 32- CO2 Constraint- v.5.13 | 208 | 5895 | Rate Constraint in MTons | FALSE | L | Annual | Emissions at Affected Plants CO2 | Thousand Tons | 64879.8701 | 59769.53 | 61525.9056 | 62724.0009 | 69310.5764 | 71027.6002 | 81322.8901
CA AB 32- CO2 Constraint- v.5.13 | 208 | 5895 | Rate Constraint in MTons | FALSE | L | Annual | Allowances Purchased CO2 | Thousand Tons | -64879.87 | -59769.5299 | -61525.9056 | -62724.0009 | -69310.5764 | -71027.6002 | -81322.8901
CA AB 32- CO2 Constraint- v.5.13 | 208 | 5895 | Rate Constraint in MTons | FALSE | L | Annual | Allowances Sold CO2 | Thousand Tons | 0 | 0 | 0 | 0 | 0 | 0 | 0
CA AB 32- CO2 Constraint- v.5.13 | 208 | 5895 | Rate Constraint in MTons | FALSE | L | Annual | Allowances Banked | Thousand Tons | 0 | 0 | 0 | 0 | 0 | 0 | 0
CA AB 32- CO2 Constraint- v.5.13 | 208 | 5895 | Rate Constraint in MTons | FALSE | L | Annual | Allowances Withdrawn (1:1) | Thousand Tons | 0 | 0 | 0 | 0 | 0 | 0 | 0
CA AB 32- CO2 Constraint- v.5.13 | 208 | 5895 | Rate Constraint in MTons | FALSE | L | Annual | Allowances Withdrawn (n:1) | Thousand Tons | 0 | 0 | 0 | 0 | 0 | 0 | 0
CA AB 32- CO2 Constraint- v.5.13 | 208 | 5895 | Rate Constraint in MTons | FALSE | L | Annual | Net Emissions Allowance Position | Thousand Tons | 1.5004e-05 | 1.1381e-06 | 3.9191e-06 | 7.1185e-06 | 7.6879e-06 | 1.0644e-06 | 1.4318e-05
CA AB 32- CO2 Constraint- v.5.13 | 208 | 5895 | Rate Constraint in MTons | FALSE | L | Annual | Fuel Consumed | TBtu | 1018.6115 | 954.6993 | 972.4355 | 989.4828 | 1089.0143 | 1138.6132 | 1297.7459
CA AB 32- CO2 Constraint- v.5.13 | 208 | 5895 | Rate Constraint in MTons | FALSE | L | Annual | Rate | lb/MMBtu | 127.3888 | 125.2112 | 126.5398 | 126.7814 | 127.2905 | 124.7616 | 125.3295
CA AB 32- CO2 Constraint- v.5.13 | 208 | 5895 | Rate Constraint in MTons | FALSE | L | Annual | Generation | TWh | 135.9713 | 129.461 | 132.9358 | 135.4839 | 149.0722 | 161.5861 | 186.9126
CA AB 32- CO2 Constraint- v.5.13 | 208 | 5895 | Rate Constraint in MTons | FALSE | L | Annual | Qualifying Generation | TWh | 135.9713 | 129.461 | 132.9358 | 135.4839 | 149.0722 | 161.5861 | 185.3157
CA AB 32- CO2 Constraint- v.5.13 | 208 | 5895 | Rate Constraint in MTons | FALSE | L | Annual | Rate | lb/MWh | 954.3173 | 923.3594 | 925.6482 | 925.9257 | 929.8929 | 879.1301 | 877.6687
CA AB 32- CO2 Constraint- v.5.13 | 208 | 5895 | Rate Constraint in MTons | FALSE | L | Annual | Constraint Shadow Price | US2011$/Ton | 10.147 | 11.1875 | 12.3338 | 12.3336 | 12.3333 | 12.3333 | 12.3338
CA NOx Annual v5.14 | 209 | 6121 | Rate Constraint in MTons | FALSE | L | Annual | Seasons Included | Seasons | Winter, Summer | Winter, Summer | Winter, Summer | Winter, Summer | Winter, Summer | Winter, Summer | Winter, Summer
CA NOx Annual v5.14 | 209 | 6121 | Rate Constraint in MTons | FALSE | L | Annual | Standard NOX | Thousand Tons | 9.676 | 9.676 | 9.676 | 9.676 | 9.676 | 9.676 | 9.676
CA NOx Annual v5.14 | 209 | 6121 | Rate Constraint in MTons | FALSE | L | Annual | Emissions at Affected Plants NOX | Thousand Tons | 0.72583 | 0.62675 | 0.64811 | 0.59791 | 0.5603 | 0.40756 | 0.34482
CA NOx Annual v5.14 | 209 | 6121 | Rate Constraint in MTons | FALSE | L | Annual | Allowances Purchased NOX | Thousand Tons | 0 | 0 | 0 | 0 | 0 | 0 | 0
CA NOx Annual v5.14 | 209 | 6121 | Rate Constraint in MTons | FALSE | L | Annual | Allowances Sold NOX | Thousand Tons | 0 | 0 | 0 | 0 | 0 | 0 | 0
CA NOx Annual v5.14 | 209 | 6121 | Rate Constraint in MTons | FALSE | L | Annual | Allowances Banked | Thousand Tons | 0 | 0 | 0 | 0 | 0 | 0 | 0
CA NOx Annual v5.14 | 209 | 6121 | Rate Constraint in MTons | FALSE | L | Annual | Allowances Withdrawn (1:1) | Thousand Tons | 0 | 0 | 0 | 0 | 0 | 0 | 0
CA NOx Annual v5.14 | 209 | 6121 | Rate Constraint in MTons | FALSE | L | Annual | Allowances Withdrawn (n:1) | Thousand Tons | 0 | 0 | 0 | 0 | 0 | 0 | 0
CA NOx Annual v5.14 | 209 | 6121 | Rate Constraint in MTons | FALSE | L | Annual | Net Emissions Allowance Position | Thousand Tons | 0.72583 | 0.62675 | 0.64811 | 0.59791 | 0.5603 | 0.40756 | 0.34482
CA NOx Annual v5.14 | 209 | 6121 | Rate Constraint in MTons | FALSE | L | Annual | Fuel Consumed | TBtu | 164.856 | 158.7946 | 168.2984 | 158.6164 | 155.0294 | 117.2425 | 103.5877
CA NOx Annual v5.14 | 209 | 6121 | Rate Constraint in MTons | FALSE | L | Annual | Rate | lb/MMBtu | 0.0088056 | 0.0078938 | 0.0077019 | 0.007539 | 0.0072283 | 0.0069524 | 0.0066575
CA NOx Annual v5.14 | 209 | 6121 | Rate Constraint in MTons | FALSE | L | Annual | Generation | TWh | 21.6166 | 20.8717 | 22.5439 | 21.6345 | 21.2411 | 16.2194 | 14.2911
CA NOx Annual v5.14 | 209 | 6121 | Rate Constraint in MTons | FALSE | L | Annual | Qualifying Generation | TWh | 21.6166 | 20.8717 | 22.5439 | 21.6345 | 21.2411 | 16.2194 | 14.2911
CA NOx Annual v5.14 | 209 | 6121 | Rate Constraint in MTons | FALSE | L | Annual | Rate | lb/MWh | 0.067155 | 0.060057 | 0.057497 | 0.055273 | 0.052756 | 0.050256 | 0.048256
CA NOx Annual v5.14 | 209 | 6121 | Rate Constraint in MTons | FALSE | L | Annual | Constraint Shadow Price | US2011$/Ton | 0 | 0 | 0 | 0 | 0 | 0 | 0
CA SO2 Annual v5.14 | 210 | 6122 | Rate Constraint in MTons | FALSE | L | Annual | Seasons Included | Seasons | Winter, Summer | Winter, Summer | Winter, Summer | Winter, Summer | Winter, Summer | Winter, Summer | Winter, Summer
CA SO2 Annual v5.14 | 210 | 6122 | Rate Constraint in MTons | FALSE | L | Annual | Standard SO2 | Thousand Tons | 2.6565 | 2.474 | 2.219 | 2.219 | 2.219 | 2.219 | 2.219
CA SO2 Annual v5.14 | 210 | 6122 | Rate Constraint in MTons | FALSE | L | Annual | Emissions at Affected Plants SO2 | Thousand Tons | 0 | 0 | 0 | 0 | 0 | 0 | 0
CA SO2 Annual v5.14 | 210 | 6122 | Rate Constraint in MTons | FALSE | L | Annual | Allowances Purchased SO2 | Thousand Tons | 0 | 0 | 0 | 0 | 0 | 0 | 0
CA SO2 Annual v5.14 | 210 | 6122 | Rate Constraint in MTons | FALSE | L | Annual | Allowances Sold SO2 | Thousand Tons | 0 | 0 | 0 | 0 | 0 | 0 | 0
CA SO2 Annual v5.14 | 210 | 6122 | Rate Constraint in MTons | FALSE | L | Annual | Allowances Banked | Thousand Tons | 0 | 0 | 0 | 0 | 0 | 0 | 0
CA SO2 Annual v5.14 | 210 | 6122 | Rate Constraint in MTons | FALSE | L | Annual | Allowances Withdrawn (1:1) | Thousand Tons | 0 | 0 | 0 | 0 | 0 | 0 | 0
CA SO2 Annual v5.14 | 210 | 6122 | Rate Constraint in MTons | FALSE | L | Annual | Allowances Withdrawn (n:1) | Thousand Tons | 0 | 0 | 0 | 0 | 0 | 0 | 0
CA SO2 Annual v5.14 | 210 | 6122 | Rate Constraint in MTons | FALSE | L | Annual | Net Emissions Allowance Position | Thousand Tons | 0 | 0 | 0 | 0 | 0 | 0 | 0
CA SO2 Annual v5.14 | 210 | 6122 | Rate Constraint in MTons | FALSE | L | Annual | Fuel Consumed | TBtu | 4.8174 | 4.8174 | 0 | 0 | 0 | 0 | 0
CA SO2 Annual v5.14 | 210 | 6122 | Rate Constraint in MTons | FALSE | L | Annual | Rate | lb/MMBtu | 0 | 0 | 0 | 0 | 0 | 0 | 0
CA SO2 Annual v5.14 | 210 | 6122 | Rate Constraint in MTons | FALSE | L | Annual | Generation | TWh | 0.4269 | 0.4269 | 0 | 0 | 0 | 0 | 0
CA SO2 Annual v5.14 | 210 | 6122 | Rate Constraint in MTons | FALSE | L | Annual | Qualifying Generation | TWh | 0.4269 | 0.4269 | 0 | 0 | 0 | 0 | 0
CA SO2 Annual v5.14 | 210 | 6122 | Rate Constraint in MTons | FALSE | L | Annual | Rate | lb/MWh | 0 | 0 | 0 | 0 | 0 | 0 | 0
CA SO2 Annual v5.14 | 210 | 6122 | Rate Constraint in MTons | FALSE | L | Annual | Constraint Shadow Price | US2011$/Ton | 0 | 0 | 0 | 0 | 0 | 0 | 0
CO Hg Rate Annual - Comanche 1,2 & 3 v5.14 | 211 | 6123 | Rate Constraint in lbs/MWh | FALSE | L | Annual | Seasons Included | Seasons | Winter, Summer | Winter, Summer | Winter, Summer | Winter, Summer | Winter, Summer | Winter, Summer | Winter, Summer
CO Hg Rate Annual - Comanche 1,2 & 3 v5.14 | 211 | 6123 | Rate Constraint in lbs/MWh | FALSE | L | Annual | Standard MER | lb/MWh | 1.3e-05 | 1.3e-05 | 1.3e-05 | 1.3e-05 | 1.3e-05 | 1.3e-05 | 1.3e-05
CO Hg Rate Annual - Comanche 1,2 & 3 v5.14 | 211 | 6123 | Rate Constraint in lbs/MWh | FALSE | L | Annual | Emissions at Affected Plants MER | lbs | 54.4441 | 57.6034 | 58.4263 | 58.3242 | 58.4263 | 58.4263 | 58.4263
CO Hg Rate Annual - Comanche 1,2 & 3 v5.14 | 211 | 6123 | Rate Constraint in lbs/MWh | FALSE | L | Annual | Allowances Purchased MER | lbs | 0 | 0 | 0 | 0 | 0 | 0 | 0
CO Hg Rate Annual - Comanche 1,2 & 3 v5.14 | 211 | 6123 | Rate Constraint in lbs/MWh | FALSE | L | Annual | Allowances Sold MER | lbs | 0 | 0 | 0 | 0 | 0 | 0 | 0
CO Hg Rate Annual - Comanche 1,2 & 3 v5.14 | 211 | 6123 | Rate Constraint in lbs/MWh | FALSE | L | Annual | Allowances Banked | lbs | 0 | 0 | 0 | 0 | 0 | 0 | 0
CO Hg Rate Annual - Comanche 1,2 & 3 v5.14 | 211 | 6123 | Rate Constraint in lbs/MWh | FALSE | L | Annual | Allowances Withdrawn (1:1) | lbs | 0 | 0 | 0 | 0 | 0 | 0 | 0
CO Hg Rate Annual - Comanche 1,2 & 3 v5.14 | 211 | 6123 | Rate Constraint in lbs/MWh | FALSE | L | Annual | Allowances Withdrawn (n:1) | lbs | 0 | 0 | 0 | 0 | 0 | 0 | 0
CO Hg Rate Annual - Comanche 1,2 & 3 v5.14 | 211 | 6123 | Rate Constraint in lbs/MWh | FALSE | L | Annual | Net Emissions Allowance Position | lbs | 54.4441 | 57.6034 | 58.4263 | 58.3242 | 58.4263 | 58.4263 | 58.4263
CO Hg Rate Annual - Comanche 1,2 & 3 v5.14 | 211 | 6123 | Rate Constraint in lbs/MWh | FALSE | L | Annual | Fuel Consumed | TBtu | 97.0483 | 102.6798 | 104.1467 | 104.1589 | 104.1467 | 104.1467 | 104.1467
CO Hg Rate Annual - Comanche 1,2 & 3 v5.14 | 211 | 6123 | Rate Constraint in lbs/MWh | FALSE | L | Annual | Rate | lb/MMBtu | 5.61e-07 | 5.61e-07 | 5.61e-07 | 5.5995e-07 | 5.61e-07 | 5.61e-07 | 5.61e-07
CO Hg Rate Annual - Comanche 1,2 & 3 v5.14 | 211 | 6123 | Rate Constraint in lbs/MWh | FALSE | L | Annual | Generation | TWh | 9.7826 | 10.3273 | 10.4638 | 10.4638 | 10.4638 | 10.4638 | 10.4638
CO Hg Rate Annual - Comanche 1,2 & 3 v5.14 | 211 | 6123 | Rate Constraint in lbs/MWh | FALSE | L | Annual | Qualifying Generation | TWh | 9.7826 | 10.3273 | 10.4638 | 10.4638 | 10.4638 | 10.4638 | 10.4638
CO Hg Rate Annual - Comanche 1,2 & 3 v5.14 | 211 | 6123 | Rate Constraint in lbs/MWh | FALSE | L | Annual | Constraint Shadow Price | US2011$/Lb | 0 | 0 | 0 | 0 | 0 | 0 | 0
CO Hg Rule - MER Removal Annual v3.1 | 212 | 1515 | MACT Fuel Choice Floor in lbs/MMBtu | FALSE | L | Annual | Seasons Included | Seasons | Winter, Summer | Winter, Summer | Winter, Summer | Winter, Summer | Winter, Summer | Winter, Summer | Winter, Summer
CO Hg Rule - MER Removal Annual v3.1 | 212 | 1515 | MACT Fuel Choice Floor in lbs/MMBtu | FALSE | L | Annual | Emission Floor | lbs/MMBtu | 1.6496e-06 | 8.248e-07 | 8.248e-07 | 8.248e-07 | 8.248e-07 | 8.248e-07 | 8.248e-07
CO Hg Rule - MER Removal Annual v3.1 | 212 | 1515 | MACT Fuel Choice Floor in lbs/MMBtu | FALSE | L | Annual | Emissions at Affected Plants MER | lbs | 151.8458 | 147.912 | 150.4846 | 150.4213 | 150.4846 | 150.3514 | 154.2656
CO Hg Rule - MER Removal Annual v3.1 | 212 | 1515 | MACT Fuel Choice Floor in lbs/MMBtu | FALSE | L | Annual | Allowances Purchased MER | lbs | 0 | 0 | 0 | 0 | 0 | 0 | 0
CO Hg Rule - MER Removal Annual v3.1 | 212 | 1515 | MACT Fuel Choice Floor in lbs/MMBtu | FALSE | L | Annual | Allowances Sold MER | lbs | 0 | 0 | 0 | 0 | 0 | 0 | 0
CO Hg Rule - MER Removal Annual v3.1 | 212 | 1515 | MACT Fuel Choice Floor in lbs/MMBtu | FALSE | L | Annual | Allowances Banked | lbs | 0 | 0 | 0 | 0 | 0 | 0 | 0
CO Hg Rule - MER Removal Annual v3.1 | 212 | 1515 | MACT Fuel Choice Floor in lbs/MMBtu | FALSE | L | Annual | Allowances Withdrawn (1:1) | lbs | 0 | 0 | 0 | 0 | 0 | 0 | 0
CO Hg Rule - MER Removal Annual v3.1 | 212 | 1515 | MACT Fuel Choice Floor in lbs/MMBtu | FALSE | L | Annual | Allowances Withdrawn (n:1) | lbs | 0 | 0 | 0 | 0 | 0 | 0 | 0
CO Hg Rule - MER Removal Annual v3.1 | 212 | 1515 | MACT Fuel Choice Floor in lbs/MMBtu | FALSE | L | Annual | Net Emissions Allowance Position | lbs | 151.8458 | 147.912 | 150.4846 | 150.4213 | 150.4846 | 150.3514 | 154.2656
CO Hg Rule - MER Removal Annual v3.1 | 212 | 1515 | MACT Fuel Choice Floor in lbs/MMBtu | FALSE | L | Annual | Fuel Consumed | TBtu | 358.2679 | 329.5804 | 334.6285 | 334.6929 | 334.6285 | 334.2449 | 334.1728
CO Hg Rule - MER Removal Annual v3.1 | 212 | 1515 | MACT Fuel Choice Floor in lbs/MMBtu | FALSE | L | Annual | Rate | lb/MMBtu | 4.2383e-07 | 4.4879e-07 | 4.4971e-07 | 4.4943e-07 | 4.4971e-07 | 4.4982e-07 | 4.6163e-07
CO Hg Rule - MER Removal Annual v3.1 | 212 | 1515 | MACT Fuel Choice Floor in lbs/MMBtu | FALSE | L | Annual | Generation | TWh | 35.1132 | 32.3583 | 32.8148 | 32.7989 | 32.7989 | 32.7628 | 32.7579
CO Hg Rule - MER Removal Annual v3.1 | 212 | 1515 | MACT Fuel Choice Floor in lbs/MMBtu | FALSE | L | Annual | Qualifying Generation | TWh | 35.1132 | 32.3583 | 32.8148 | 32.7989 | 32.7989 | 32.7628 | 32.7579
CO Hg Rule - MER Removal Annual v3.1 | 212 | 1515 | MACT Fuel Choice Floor in lbs/MMBtu | FALSE | L | Annual | Constraint Shadow Price | US2011$/Lb | 0 | 0 | 0 | 0 | 0 | 0 | 0
CO NOX Rate Annual - Craig 1,3 v5.14 | 213 | 6124 | Rate Constraint in lbs/MMBtu | FALSE | L | Annual | Seasons Included | Seasons | Winter, Summer | Winter, Summer | Winter, Summer | Winter, Summer | Winter, Summer | Winter, Summer | Winter, Summer
CO NOX Rate Annual - Craig 1,3 v5.14 | 213 | 6124 | Rate Constraint in lbs/MMBtu | FALSE | L | Annual | Standard NOX | lb/MMBtu | 0.28 | 0.28 | 0.28 | 0.28 | 0.28 | 0.28 | 0.28
CO NOX Rate Annual - Craig 1,3 v5.14 | 213 | 6124 | Rate Constraint in lbs/MMBtu | FALSE | L | Annual | Emissions at Affected Plants NOX | Thousand Tons | 8.4 | 8.4 | 8.4 | 5.5978 | 5.5978 | 5.5978 | 5.5978
CO NOX Rate Annual - Craig 1,3 v5.14 | 213 | 6124 | Rate Constraint in lbs/MMBtu | FALSE | L | Annual | Allowances Purchased NOX | Thousand Tons | 0 | 0 | 0 | 0 | 0 | 0 | 0
CO NOX Rate Annual - Craig 1,3 v5.14 | 213 | 6124 | Rate Constraint in lbs/MMBtu | FALSE | L | Annual | Allowances Sold NOX | Thousand Tons | 0 | 0 | 0 | 0 | 0 | 0 | 0
CO NOX Rate Annual - Craig 1,3 v5.14 | 213 | 6124 | Rate Constraint in lbs/MMBtu | FALSE | L | Annual | Allowances Banked | Thousand Tons | 0 | 0 | 0 | 0 | 0 | 0 | 0
CO NOX Rate Annual - Craig 1,3 v5.14 | 213 | 6124 | Rate Constraint in lbs/MMBtu | FALSE | L | Annual | Allowances Withdrawn (1:1) | Thousand Tons | 0 | 0 | 0 | 0 | 0 | 0 | 0
CO NOX Rate Annual - Craig 1,3 v5.14 | 213 | 6124 | Rate Constraint in lbs/MMBtu | FALSE | L | Annual | Allowances Withdrawn (n:1) | Thousand Tons | 0 | 0 | 0 | 0 | 0 | 0 | 0
CO NOX Rate Annual - Craig 1,3 v5.14 | 213 | 6124 | Rate Constraint in lbs/MMBtu | FALSE | L | Annual | Net Emissions Allowance Position | Thousand Tons | 8.4 | 8.4 | 8.4 | 5.5978 | 5.5978 | 5.5978 | 5.5978
CO NOX Rate Annual - Craig 1,3 v5.14 | 213 | 6124 | Rate Constraint in lbs/MMBtu | FALSE | L | Annual | Fuel Consumed | TBtu | 59.9996 | 59.9996 | 59.9996 | 59.9996 | 59.9996 | 59.9996 | 59.9996
CO NOX Rate Annual - Craig 1,3 v5.14 | 213 | 6124 | Rate Constraint in lbs/MMBtu | FALSE | L | Annual | Rate | lb/MMBtu | 0.28 | 0.28 | 0.28 | 0.18659 | 0.18659 | 0.18659 | 0.18659
CO NOX Rate Annual - Craig 1,3 v5.14 | 213 | 6124 | Rate Constraint in lbs/MMBtu | FALSE | L | Annual | Generation | TWh | 6.2832 | 6.2832 | 6.2832 | 6.2673 | 6.2673 | 6.2673 | 6.2673
CO NOX Rate Annual - Craig 1,3 v5.14 | 213 | 6124 | Rate Constraint in lbs/MMBtu | FALSE | L | Annual | Qualifying Generation | TWh | 6.2832 | 6.2832 | 6.2832 | 6.2673 | 6.2673 | 6.2673 | 6.2673
CO NOX Rate Annual - Craig 1,3 v5.14 | 213 | 6124 | Rate Constraint in lbs/MMBtu | FALSE | L | Annual | Rate | lb/MWh | 2.6738 | 2.6738 | 2.6738 | 1.7864 | 1.7864 | 1.7864 | 1.7864
CO NOX Rate Annual - Craig 1,3 v5.14 | 213 | 6124 | Rate Constraint in lbs/MMBtu | FALSE | L | Annual | Constraint Shadow Price | US2011$/Ton | 5466.5632 | 5152.9664 | 0 | 0 | 0 | 0 | 0
CO NOX Rate Annual - Craig 2 v5.14 | 214 | 6125 | Rate Constraint in lbs/MMBtu | FALSE | L | Annual | Seasons Included | Seasons | Winter, Summer | Winter, Summer | Winter, Summer | Winter, Summer | Winter, Summer | Winter, Summer | Winter, Summer
CO NOX Rate Annual - Craig 2 v5.14 | 214 | 6125 | Rate Constraint in lbs/MMBtu | FALSE | L | Annual | Standard NOX | lb/MMBtu | 0.08 | 0.08 | 0.08 | 0.08 | 0.08 | 0.08 | 0.08
CO NOX Rate Annual - Craig 2 v5.14 | 214 | 6125 | Rate Constraint in lbs/MMBtu | FALSE | L | Annual | Emissions at Affected Plants NOX | Thousand Tons | 1.2127 | 1.2209 | 1.2209 | 1.2209 | 1.2209 | 1.2209 | 1.2209
CO NOX Rate Annual - Craig 2 v5.14 | 214 | 6125 | Rate Constraint in lbs/MMBtu | FALSE | L | Annual | Allowances Purchased NOX | Thousand Tons | 0 | 0 | 0 | 0 | 0 | 0 | 0
CO NOX Rate Annual - Craig 2 v5.14 | 214 | 6125 | Rate Constraint in lbs/MMBtu | FALSE | L | Annual | Allowances Sold NOX | Thousand Tons | 0 | 0 | 0 | 0 | 0 | 0 | 0
CO NOX Rate Annual - Craig 2 v5.14 | 214 | 6125 | Rate Constraint in lbs/MMBtu | FALSE | L | Annual | Allowances Banked | Thousand Tons | 0 | 0 | 0 | 0 | 0 | 0 | 0
CO NOX Rate Annual - Craig 2 v5.14 | 214 | 6125 | Rate Constraint in lbs/MMBtu | FALSE | L | Annual | Allowances Withdrawn (1:1) | Thousand Tons | 0 | 0 | 0 | 0 | 0 | 0 | 0
CO NOX Rate Annual - Craig 2 v5.14 | 214 | 6125 | Rate Constraint in lbs/MMBtu | FALSE | L | Annual | Allowances Withdrawn (n:1) | Thousand Tons | 0 | 0 | 0 | 0 | 0 | 0 | 0
CO NOX Rate Annual - Craig 2 v5.14 | 214 | 6125 | Rate Constraint in lbs/MMBtu | FALSE | L | Annual | Net Emissions Allowance Position | Thousand Tons | 1.2127 | 1.2209 | 1.2209 | 1.2209 | 1.2209 | 1.2209 | 1.2209
CO NOX Rate Annual - Craig 2 v5.14 | 214 | 6125 | Rate Constraint in lbs/MMBtu | FALSE | L | Annual | Fuel Consumed | TBtu | 30.3166 | 30.5237 | 30.5237 | 30.5237 | 30.5237 | 30.5237 | 30.5237
CO NOX Rate Annual - Craig 2 v5.14 | 214 | 6125 | Rate Constraint in lbs/MMBtu | FALSE | L | Annual | Rate | lb/MMBtu | 0.08 | 0.08 | 0.08 | 0.08 | 0.08 | 0.08 | 0.08
CO NOX Rate Annual - Craig 2 v5.14 | 214 | 6125 | Rate Constraint in lbs/MMBtu | FALSE | L | Annual | Generation | TWh | 3.033 | 3.0537 | 3.0537 | 3.0537 | 3.0537 | 3.0537 | 3.0537
CO NOX Rate Annual - Craig 2 v5.14 | 214 | 6125 | Rate Constraint in lbs/MMBtu | FALSE | L | Annual | Qualifying Generation | TWh | 3.033 | 3.0537 | 3.0537 | 3.0537 | 3.0537 | 3.0537 | 3.0537
CO NOX Rate Annual - Craig 2 v5.14 | 214 | 6125 | Rate Constraint in lbs/MMBtu | FALSE | L | Annual | Rate | lb/MWh | 0.79966 | 0.79966 | 0.79966 | 0.79966 | 0.79966 | 0.79966 | 0.79966
CO NOX Rate Annual - Craig 2 v5.14 | 214 | 6125 | Rate Constraint in lbs/MMBtu | FALSE | L | Annual | Constraint Shadow Price | US2011$/Ton | 3555.1489 | 0 | 0 | 0 | 0 | 0 | 0
CR Huntley MER Rate Limit v3.1 | 215 | 2040 | Rate Constraint in lbs/MMBtu | FALSE | L | Annual | Seasons Included | Seasons | Winter, Summer | Winter, Summer | Winter, Summer | Winter, Summer | Winter, Summer | Winter, Summer | Winter, Summer
CR Huntley MER Rate Limit v3.1 | 215 | 2040 | Rate Constraint in lbs/MMBtu | FALSE | L | Annual | Standard MER | lb/MMBtu | 6e-07 | 6e-07 | 6e-07 | 6e-07 | 6e-07 | 6e-07 | 6e-07
CR Huntley MER Rate Limit v3.1 | 215 | 2040 | Rate Constraint in lbs/MMBtu | FALSE | L | Annual | Emissions at Affected Plants MER | lbs | 0 | 0 | 0 | 0 | 0 | 0 | 0
CR Huntley MER Rate Limit v3.1 | 215 | 2040 | Rate Constraint in lbs/MMBtu | FALSE | L | Annual | Allowances Purchased MER | lbs | 0 | 0 | 0 | 0 | 0 | 0 | 0
CR Huntley MER Rate Limit v3.1 | 215 | 2040 | Rate Constraint in lbs/MMBtu | FALSE | L | Annual | Allowances Sold MER | lbs | 0 | 0 | 0 | 0 | 0 | 0 | 0
CR Huntley MER Rate Limit v3.1 | 215 | 2040 | Rate Constraint in lbs/MMBtu | FALSE | L | Annual | Allowances Banked | lbs | 0 | 0 | 0 | 0 | 0 | 0 | 0
CR Huntley MER Rate Limit v3.1 | 215 | 2040 | Rate Constraint in lbs/MMBtu | FALSE | L | Annual | Allowances Withdrawn (1:1) | lbs | 0 | 0 | 0 | 0 | 0 | 0 | 0
CR Huntley MER Rate Limit v3.1 | 215 | 2040 | Rate Constraint in lbs/MMBtu | FALSE | L | Annual | Allowances Withdrawn (n:1) | lbs | 0 | 0 | 0 | 0 | 0 | 0 | 0
CR Huntley MER Rate Limit v3.1 | 215 | 2040 | Rate Constraint in lbs/MMBtu | FALSE | L | Annual | Net Emissions Allowance Position | lbs | 0 | 0 | 0 | 0 | 0 | 0 | 0
CR Huntley MER Rate Limit v3.1 | 215 | 2040 | Rate Constraint in lbs/MMBtu | FALSE | L | Annual | Fuel Consumed | TBtu | 0 | 0 | 0 | 0 | 0 | 0 | 0
CR Huntley MER Rate Limit v3.1 | 215 | 2040 | Rate Constraint in lbs/MMBtu | FALSE | L | Annual | Rate | lb/MMBtu | 0 | 0 | 0 | 0 | 0 | 0 | 0
CR Huntley MER Rate Limit v3.1 | 215 | 2040 | Rate Constraint in lbs/MMBtu | FALSE | L | Annual | Generation | TWh | 0 | 0 | 0 | 0 | 0 | 0 | 0
CR Huntley MER Rate Limit v3.1 | 215 | 2040 | Rate Constraint in lbs/MMBtu | FALSE | L | Annual | Qualifying Generation | TWh | 0 | 0 | 0 | 0 | 0 | 0 | 0
CR Huntley MER Rate Limit v3.1 | 215 | 2040 | Rate Constraint in lbs/MMBtu | FALSE | L | Annual | Rate | lb/MWh | 0 | 0 | 0 | 0 | 0 | 0 | 0
CR Huntley MER Rate Limit v3.1 | 215 | 2040 | Rate Constraint in lbs/MMBtu | FALSE | L | Annual | Constraint Shadow Price | US2011$/Lb | 43219.354 | 0 | 0 | 0 | 0 | 0 | 0
CSAPR- NOX Annual- AL | 216 | 6347 | Rate Constraint in MTons | FALSE | L | Annual | Seasons Included | Seasons |  | Winter, Summer | Winter, Summer | Winter, Summer | Winter, Summer | Winter, Summer | Winter, Summer
CSAPR- NOX Annual- AL | 216 | 6347 | Rate Constraint in MTons | FALSE | L | Annual | Standard NOX | Thousand Tons | 0 | 84.9152 | 84.9152 | 84.9152 | 84.9152 | 84.9152 | 84.9152
CSAPR- NOX Annual- AL | 216 | 6347 | Rate Constraint in MTons | FALSE | L | Annual | Emissions at Affected Plants NOX | Thousand Tons | 0 | 20.4909 | 19.2961 | 19.5653 | 19.7736 | 18.379 | 18.1362
CSAPR- NOX Annual- AL | 216 | 6347 | Rate Constraint in MTons | FALSE | L | Annual | Allowances Purchased NOX | Thousand Tons | 0 | 0 | 0 | 0 | 0 | 0 | 0
CSAPR- NOX Annual- AL | 216 | 6347 | Rate Constraint in MTons | FALSE | L | Annual | Allowances Sold NOX | Thousand Tons | 0 | 0 | 0 | 0 | 0 | 0 | 0
CSAPR- NOX Annual- AL | 216 | 6347 | Rate Constraint in MTons | FALSE | L | Annual | Allowances Banked | Thousand Tons | 0 | 0 | 0 | 0 | 0 | 0 | 0
CSAPR- NOX Annual- AL | 216 | 6347 | Rate Constraint in MTons | FALSE | L | Annual | Allowances Withdrawn (1:1) | Thousand Tons | 0 | 0 | 0 | 0 | 0 | 0 | 0
CSAPR- NOX Annual- AL | 216 | 6347 | Rate Constraint in MTons | FALSE | L | Annual | Allowances Withdrawn (n:1) | Thousand Tons | 0 | 0 | 0 | 0 | 0 | 0 | 0
CSAPR- NOX Annual- AL | 216 | 6347 | Rate Constraint in MTons | FALSE | L | Annual | Net Emissions Allowance Position | Thousand Tons | 0 | 20.4909 | 19.2961 | 19.5653 | 19.7736 | 18.379 | 18.1362
CSAPR- NOX Annual- AL | 216 | 6347 | Rate Constraint in MTons | FALSE | L | Annual | Fuel Consumed | TBtu | 0 | 726.6993 | 635.0009 | 670.031 | 676.3694 | 690.7733 | 733.8496
CSAPR- NOX Annual- AL | 216 | 6347 | Rate Constraint in MTons | FALSE | L | Annual | Rate | lb/MMBtu | 0 | 0.056394 | 0.060775 | 0.058401 | 0.05847 | 0.053213 | 0.049428
CSAPR- NOX Annual- AL | 216 | 6347 | Rate Constraint in MTons | FALSE | L | Annual | Generation | TWh | 0 | 86.0716 | 73.7439 | 78.1994 | 107.7305 | 140.2473 | 178.4199
CSAPR- NOX Annual- AL | 216 | 6347 | Rate Constraint in MTons | FALSE | L | Annual | Qualifying Generation | TWh | 0 | 86.0716 | 73.7439 | 78.1994 | 80.2248 | 84.4104 | 92.6917
CSAPR- NOX Annual- AL | 216 | 6347 | Rate Constraint in MTons | FALSE | L | Annual | Rate | lb/MWh | 0 | 0.47614 | 0.52333 | 0.50039 | 0.49296 | 0.43547 | 0.39132
CSAPR- NOX Annual- AL | 216 | 6347 | Rate Constraint in MTons | FALSE | L | Annual | Constraint Shadow Price | US2011$/Ton | 0 | 0 | 0 | 0 | 0 | 0 | 0
CSAPR- NOX Annual- GA | 217 | 6348 | Rate Constraint in MTons | FALSE | L | Annual | Seasons Included | Seasons |  | Winter, Summer | Winter, Summer | Winter, Summer | Winter, Summer | Winter, Summer | Winter, Summer
CSAPR- NOX Annual- GA | 217 | 6348 | Rate Constraint in MTons | FALSE | L | Annual | Standard NOX | Thousand Tons | 0 | 63.4108 | 63.4108 | 63.4108 | 63.4108 | 63.4108 | 63.4108
CSAPR- NOX Annual- GA | 217 | 6348 | Rate Constraint in MTons | FALSE | L | Annual | Emissions at Affected Plants NOX | Thousand Tons | 0 | 21.722 | 22.695 | 24.056 | 26.1195 | 19.7539 | 20.9211
CSAPR- NOX Annual- GA | 217 | 6348 | Rate Constraint in MTons | FALSE | L | Annual | Allowances Purchased NOX | Thousand Tons | 0 | 0 | 0 | 0 | 0 | 0 | 0
CSAPR- NOX Annual- GA | 217 | 6348 | Rate Constraint in MTons | FALSE | L | Annual | Allowances Sold NOX | Thousand Tons | 0 | 0 | 0 | 0 | 0 | 0 | 0
CSAPR- NOX Annual- GA | 217 | 6348 | Rate Constraint in MTons | FALSE | L | Annual | Allowances Banked | Thousand Tons | 0 | 0 | 0 | 0 | 0 | 0 | 0
CSAPR- NOX Annual- GA | 217 | 6348 | Rate Constraint in MTons | FALSE | L | Annual | Allowances Withdrawn (1:1) | Thousand Tons | 0 | 0 | 0 | 0 | 0 | 0 | 0
CSAPR- NOX Annual- GA | 217 | 6348 | Rate Constraint in MTons | FALSE | L | Annual | Allowances Withdrawn (n:1) | Thousand Tons | 0 | 0 | 0 | 0 | 0 | 0 | 0
CSAPR- NOX Annual- GA | 217 | 6348 | Rate Constraint in MTons | FALSE | L | Annual | Net Emissions Allowance Position | Thousand Tons | 0 | 21.722 | 22.695 | 24.056 | 26.1195 | 19.7539 | 20.9211
CSAPR- NOX Annual- GA | 217 | 6348 | Rate Constraint in MTons | FALSE | L | Annual | Fuel Consumed | TBtu | 0 | 779.4827 | 750.5658 | 807.3325 | 873.609 | 747.5177 | 909.7214
CSAPR- NOX Annual- GA | 217 | 6348 | Rate Constraint in MTons | FALSE | L | Annual | Rate | lb/MMBtu | 0 | 0.055734 | 0.060474 | 0.059594 | 0.059797 | 0.052852 | 0.045995
CSAPR- NOX Annual- GA | 217 | 6348 | Rate Constraint in MTons | FALSE | L | Annual | Generation | TWh | 0 | 94.0365 | 89.4449 | 99.6175 | 158.2283 | 219.7936 | 343.0269
CSAPR- NOX Annual- GA | 217 | 6348 | Rate Constraint in MTons | FALSE | L | Annual | Qualifying Generation | TWh | 0 | 94.0365 | 89.4449 | 95.8458 | 105.1984 | 92.1628 | 117.3031
CSAPR- NOX Annual- GA | 217 | 6348 | Rate Constraint in MTons | FALSE | L | Annual | Rate | lb/MWh | 0 | 0.46199 | 0.50746 | 0.50197 | 0.49658 | 0.42868 | 0.3567
CSAPR- NOX Annual- GA | 217 | 6348 | Rate Constraint in MTons | FALSE | L | Annual | Constraint Shadow Price | US2011$/Ton | 0 | 0 | 0 | 0 | 0 | 0 | 0
CSAPR- NOX Annual- IA | 218 | 6351 | Rate Constraint in MTons | FALSE | L | Annual | Seasons Included | Seasons |  | Winter, Summer | Winter, Summer | Winter, Summer | Winter, Summer | Winter, Summer | Winter, Summer
CSAPR- NOX Annual- IA | 218 | 6351 | Rate Constraint in MTons | FALSE | L | Annual | Standard NOX | Thousand Tons | 0 | 44.2476 | 44.2476 | 44.2476 | 44.2476 | 44.2476 | 44.2476
CSAPR- NOX Annual- IA | 218 | 6351 | Rate Constraint in MTons | FALSE | L | Annual | Emissions at Affected Plants NOX | Thousand Tons | 0 | 24.8263 | 25.4964 | 25.5144 | 25.5493 | 25.7699 | 25.1943
CSAPR- NOX Annual- IA | 218 | 6351 | Rate Constraint in MTons | FALSE | L | Annual | Allowances Purchased NOX | Thousand Tons | 0 | 0 | 0 | 0 | 0 | 0 | 0
CSAPR- NOX Annual- IA | 218 | 6351 | Rate Constraint in MTons | FALSE | L | Annual | Allowances Sold NOX | Thousand Tons | 0 | 0 | 0 | 0 | 0 | 0 | 0
CSAPR- NOX Annual- IA | 218 | 6351 | Rate Constraint in MTons | FALSE | L | Annual | Allowances Banked | Thousand Tons | 0 | 0 | 0 | 0 | 0 | 0 | 0
CSAPR- NOX Annual- IA | 218 | 6351 | Rate Constraint in MTons | FALSE | L | Annual | Allowances Withdrawn (1:1) | Thousand Tons | 0 | 0 | 0 | 0 | 0 | 0 | 0
CSAPR- NOX Annual- IA | 218 | 6351 | Rate Constraint in MTons | FALSE | L | Annual | Allowances Withdrawn (n:1) | Thousand Tons | 0 | 0 | 0 | 0 | 0 | 0 | 0
CSAPR- NOX Annual- IA | 218 | 6351 | Rate Constraint in MTons | FALSE | L | Annual | Net Emissions Allowance Position | Thousand Tons | 0 | 24.8263 | 25.4964 | 25.5144 | 25.5493 | 25.7699 | 25.1943
CSAPR- NOX Annual- IA | 218 | 6351 | Rate Constraint in MTons | FALSE | L | Annual | Fuel Consumed | TBtu | 0 | 358.115 | 357.45 | 358.2802 | 358.8368 | 406.4311 | 413.7047
CSAPR- NOX Annual- IA | 218 | 6351 | Rate Constraint in MTons | FALSE | L | Annual | Rate | lb/MMBtu | 0 | 0.13865 | 0.14266 | 0.14243 | 0.1424 | 0.12681 | 0.1218
CSAPR- NOX Annual- IA | 218 | 6351 | Rate Constraint in MTons | FALSE | L | Annual | Generation | TWh | 0 | 37.0138 | 36.3054 | 36.3961 | 36.3923 | 51.526 | 69.5129
CSAPR- NOX Annual- IA | 218 | 6351 | Rate Constraint in MTons | FALSE | L | Annual | Qualifying Generation | TWh | 0 | 37.0138 | 36.3054 | 36.3961 | 36.3923 | 43.6346 | 45.2848
CSAPR- NOX Annual- IA | 218 | 6351 | Rate Constraint in MTons | FALSE | L | Annual | Rate | lb/MWh | 0 | 1.3415 | 1.4046 | 1.402 | 1.4041 | 1.1812 | 1.1127
CSAPR- NOX Annual- IA | 218 | 6351 | Rate Constraint in MTons | FALSE | L | Annual | Constraint Shadow Price | US2011$/Ton | 0 | 0 | 0 | 0 | 0 | 0 | 0
CSAPR- NOX Annual- IL | 219 | 6349 | Rate Constraint in MTons | FALSE | L | Annual | Seasons Included | Seasons |  | Winter, Summer | Winter, Summer | Winter, Summer | Winter, Summer | Winter, Summer | Winter, Summer
CSAPR- NOX Annual- IL | 219 | 6349 | Rate Constraint in MTons | FALSE | L | Annual | Standard NOX | Thousand Tons | 0 | 56.489 | 56.489 | 56.489 | 56.489 | 56.489 | 56.489
CSAPR- NOX Annual- IL | 219 | 6349 | Rate Constraint in MTons | FALSE | L | Annual | Emissions at Affected Plants NOX | Thousand Tons | 0 | 30.9598 | 31.7275 | 31.2897 | 32.5424 | 30.0284 | 31.3734
CSAPR- NOX Annual- IL | 219 | 6349 | Rate Constraint in MTons | FALSE | L | Annual | Allowances Purchased NOX | Thousand Tons | 0 | 0 | 0 | 0 | 0 | 0 | 0
CSAPR- NOX Annual- IL | 219 | 6349 | Rate Constraint in MTons | FALSE | L | Annual | Allowances Sold NOX | Thousand Tons | 0 | 0 | 0 | 0 | 0 | 0 | 0
CSAPR- NOX Annual- IL | 219 | 6349 | Rate Constraint in MTons | FALSE | L | Annual | Allowances Banked | Thousand Tons | 0 | 0 | 0 | 0 | 0 | 0 | 0
CSAPR- NOX Annual- IL | 219 | 6349 | Rate Constraint in MTons | FALSE | L | Annual | Allowances Withdrawn (1:1) | Thousand Tons | 0 | 0 | 0 | 0 | 0 | 0 | 0
CSAPR- NOX Annual- IL | 219 | 6349 | Rate Constraint in MTons | FALSE | L | Annual | Allowances Withdrawn (n:1) | Thousand Tons | 0 | 0 | 0 | 0 | 0 | 0 | 0
CSAPR- NOX Annual- IL | 219 | 6349 | Rate Constraint in MTons | FALSE | L | Annual | Net Emissions Allowance Position | Thousand Tons | 0 | 30.9598 | 31.7275 | 31.2897 | 32.5424 | 30.0284 | 31.3734
CSAPR- NOX Annual- IL | 219 | 6349 | Rate Constraint in MTons | FALSE | L | Annual | Fuel Consumed | TBtu | 0 | 772.2605 | 806.9201 | 793.6357 | 832.1778 | 773.2068 | 1043.6589
CSAPR- NOX Annual- IL | 219 | 6349 | Rate Constraint in MTons | FALSE | L | Annual | Rate | lb/MMBtu | 0 | 0.08018 | 0.078639 | 0.078852 | 0.07821 | 0.077672 | 0.060122
CSAPR- NOX Annual- IL | 219 | 6349 | Rate Constraint in MTons | FALSE | L | Annual | Generation | TWh | 0 | 77.9635 | 81.1614 | 79.827 | 83.4764 | 79.0842 | 131.6096
CSAPR- NOX Annual- IL | 219 | 6349 | Rate Constraint in MTons | FALSE | L | Annual | Qualifying Generation | TWh | 0 | 77.9635 | 81.1614 | 79.827 | 83.4764 | 78.5028 | 120.6472
CSAPR- NOX Annual- IL | 219 | 6349 | Rate Constraint in MTons | FALSE | L | Annual | Rate | lb/MWh | 0 | 0.79421 | 0.78184 | 0.78394 | 0.77968 | 0.76503 | 0.52009
CSAPR- NOX Annual- IL | 219 | 6349 | Rate Constraint in MTons | FALSE | L | Annual | Constraint Shadow Price | US2011$/Ton | 0 | 0 | 0 | 0 | 0 | 0 | 0
CSAPR- NOX Annual- IN | 220 | 6350 | Rate Constraint in MTons | FALSE | L | Annual | Seasons Included | Seasons |  | Winter, Summer | Winter, Summer | Winter, Summer | Winter, Summer | Winter, Summer | Winter, Summer
CSAPR- NOX Annual- IN | 220 | 6350 | Rate Constraint in MTons | FALSE | L | Annual | Standard NOX | Thousand Tons | 0 | 127.9403 | 127.9403 | 127.9403 | 127.9403 | 127.9403 | 127.9403
CSAPR- NOX Annual- IN | 220 | 6350 | Rate Constraint in MTons | FALSE | L | Annual | Emissions at Affected Plants NOX | Thousand Tons | 0 | 94.4665 | 98.7691 | 96.6547 | 83.9204 | 79.0798 | 74.8353
CSAPR- NOX Annual- IN | 220 | 6350 | Rate Constraint in MTons | FALSE | L | Annual | Allowances Purchased NOX | Thousand Tons | 0 | 0 | 0 | 0 | 0 | 0 | 0
CSAPR- NOX Annual- IN | 220 | 6350 | Rate Constraint in MTons | FALSE | L | Annual | Allowances Sold NOX | Thousand Tons | 0 | 0 | 0 | 0 | 0 | 0 | 0
CSAPR- NOX Annual- IN | 220 | 6350 | Rate Constraint in MTons | FALSE | L | Annual | Allowances Banked | Thousand Tons | 0 | 0 | 0 | 0 | 0 | 0 | 0
CSAPR- NOX Annual- IN | 220 | 6350 | Rate Constraint in MTons | FALSE | L | Annual | Allowances Withdrawn (1:1) | Thousand Tons | 0 | 0 | 0 | 0 | 0 | 0 | 0
CSAPR- NOX Annual- IN | 220 | 6350 | Rate Constraint in MTons | FALSE | L | Annual | Allowances Withdrawn (n:1) | Thousand Tons | 0 | 0 | 0 | 0 | 0 | 0 | 0
CSAPR- NOX Annual- IN | 220 | 6350 | Rate Constraint in MTons | FALSE | L | Annual | Net Emissions Allowance Position | Thousand Tons | 0 | 94.4665 | 98.7691 | 96.6547 | 83.9204 | 79.0798 | 74.8353
CSAPR- NOX Annual- IN | 220 | 6350 | Rate Constraint in MTons | FALSE | L | Annual | Fuel Consumed | TBtu | 0 | 1033.5585 | 1076.7568 | 1054.8821 | 1091.6094 | 1078.7165 | 1147.1564
CSAPR- NOX Annual- IN | 220 | 6350 | Rate Constraint in MTons | FALSE | L | Annual | Rate | lb/MMBtu | 0 | 0.1828 | 0.18346 | 0.18325 | 0.15376 | 0.14662 | 0.13047
CSAPR- NOX Annual- IN | 220 | 6350 | Rate Constraint in MTons | FALSE | L | Annual | Generation | TWh | 0 | 104.2264 | 107.2222 | 105.7412 | 117.4508 | 170.4275 | 236.1881
CSAPR- NOX Annual- IN | 220 | 6350 | Rate Constraint in MTons | FALSE | L | Annual | Qualifying Generation | TWh | 0 | 104.2264 | 107.2222 | 105.7412 | 108.8783 | 112.2567 | 125.5863
CSAPR- NOX Annual- IN | 220 | 6350 | Rate Constraint in MTons | FALSE | L | Annual | Rate | lb/MWh | 0 | 1.8127 | 1.8423 | 1.8281 | 1.5415 | 1.4089 | 1.1918
CSAPR- NOX Annual- IN | 220 | 6350 | Rate Constraint in MTons | FALSE | L | Annual | Constraint Shadow Price | US2011$/Ton | 0 | 0 | 0 | 0 | 0 | 0 | 0
CSAPR- NOX Annual- KS | 221 | 6352 | Rate Constraint in MTons | FALSE | L | Annual | Seasons Included | Seasons |  | Winter, Summer | Winter, Summer | Winter, Summer | Winter, Summer | Winter, Summer | Winter, Summer
CSAPR- NOX Annual- KS | 221 | 6352 | Rate Constraint in MTons | FALSE | L | Annual | Standard NOX | Thousand Tons | 0 | 36.9977 | 36.9977 | 36.9977 | 36.9977 | 36.9977 | 36.9977
CSAPR- NOX Annual- KS | 221 | 6352 | Rate Constraint in MTons | FALSE | L | Annual | Emissions at Affected Plants NOX | Thousand Tons | 0 | 24.219 | 24.1213 | 23.5603 | 23.331 | 23.1966 | 23.1869
CSAPR- NOX Annual- KS | 221 | 6352 | Rate Constraint in MTons | FALSE | L | Annual | Allowances Purchased NOX | Thousand Tons | 0 | 0 | 0 | 0 | 0 | 0 | 0
CSAPR- NOX Annual- KS | 221 | 6352 | Rate Constraint in MTons | FALSE | L | Annual | Allowances Sold NOX | Thousand Tons | 0 | 0 | 0 | 0 | 0 | 0 | 0
CSAPR- NOX Annual- KS | 221 | 6352 | Rate Constraint in MTons | FALSE | L | Annual | Allowances Banked | Thousand Tons | 0 | 0 | 0 | 0 | 0 | 0 | 0
CSAPR- NOX Annual- KS | 221 | 6352 | Rate Constraint in MTons | FALSE | L | Annual | Allowances Withdrawn (1:1) | Thousand Tons | 0 | 0 | 0 | 0 | 0 | 0 | 0
CSAPR- NOX Annual- KS | 221 | 6352 | Rate Constraint in MTons | FALSE | L | Annual | Allowances Withdrawn (n:1) | Thousand Tons | 0 | 0 | 0 | 0 | 0 | 0 | 0
CSAPR- NOX Annual- KS | 221 | 6352 | Rate Constraint in MTons | FALSE | L | Annual | Net Emissions Allowance Position | Thousand Tons | 0 | 24.219 | 24.1213 | 23.5603 | 23.331 | 23.1966 | 23.1869
CSAPR- NOX Annual- KS | 221 | 6352 | Rate Constraint in MTons | FALSE | L | Annual | Fuel Consumed | TBtu | 0 | 398.0042 | 398.5105 | 394.6064 | 393.7569 | 390.9422 | 394.6595
CSAPR- NOX Annual- KS | 221 | 6352 | Rate Constraint in MTons | FALSE | L | Annual | Rate | lb/MMBtu | 0 | 0.1217 | 0.12106 | 0.11941 | 0.1185 | 0.11867 | 0.1175
CSAPR- NOX Annual- KS | 221 | 6352 | Rate Constraint in MTons | FALSE | L | Annual | Generation | TWh | 0 | 37.1856 | 37.2442 | 36.9238 | 42.7879 | 56.9331 | 79.6301
CSAPR- NOX Annual- KS | 221 | 6352 | Rate Constraint in MTons | FALSE | L | Annual | Qualifying Generation | TWh | 0 | 37.1856 | 37.2442 | 36.9238 | 36.906 | 36.6953 | 37.1879
CSAPR- NOX Annual- KS | 221 | 6352 | Rate Constraint in MTons | FALSE | L | Annual | Rate | lb/MWh | 0 | 1.3026 | 1.2953 | 1.2762 | 1.2643 | 1.2643 | 1.247
CSAPR- NOX Annual- KS | 221 | 6352 | Rate Constraint in MTons | FALSE | L | Annual | Constraint Shadow Price | US2011$/Ton | 0 | 0 | 0 | 0 | 0 | 0 | 0
CSAPR- NOX Annual- KY | 222 | 6353 | Rate Constraint in MTons | FALSE | L | Annual | Seasons Included | Seasons |  | Winter, Summer | Winter, Summer | Winter, Summer | Winter, Summer | Winter, Summer | Winter, Summer
CSAPR- NOX Annual- KY | 222 | 6353 | Rate Constraint in MTons | FALSE | L | Annual | Standard NOX | Thousand Tons | 0 | 91.1408 | 91.1408 | 91.1408 | 91.1408 | 91.1408 | 91.1408
CSAPR- NOX Annual- KY | 222 | 6353 | Rate Constraint in MTons | FALSE | L | Annual | Emissions at Affected Plants NOX | Thousand Tons | 0 | 49.7953 | 54.7061 | 53.8855 | 56.8552 | 54.8781 | 53.2189
CSAPR- NOX Annual- KY | 222 | 6353 | Rate Constraint in MTons | FALSE | L | Annual | Allowances Purchased NOX | Thousand Tons | 0 | 0 | 0 | 0 | 0 | 0 | 0
CSAPR- NOX Annual- KY | 222 | 6353 | Rate Constraint in MTons | FALSE | L | Annual | Allowances Sold NOX | Thousand Tons | 0 | 0 | 0 | 0 | 0 | 0 | 0
CSAPR- NOX Annual- KY | 222 | 6353 | Rate Constraint in MTons | FALSE | L | Annual | Allowances Banked | Thousand Tons | 0 | 0 | 0 | 0 | 0 | 0 | 0
CSAPR- NOX Annual- KY | 222 | 6353 | Rate Constraint in MTons | FALSE | L | Annual | Allowances Withdrawn (1:1) | Thousand Tons | 0 | 0 | 0 | 0 | 0 | 0 | 0
CSAPR- NOX Annual- KY | 222 | 6353 | Rate Constraint in MTons | FALSE | L | Annual | Allowances Withdrawn (n:1) | Thousand Tons | 0 | 0 | 0 | 0 | 0 | 0 | 0
CSAPR- NOX Annual- KY | 222 | 6353 | Rate Constraint in MTons | FALSE | L | Annual | Net Emissions Allowance Position | Thousand Tons | 0 | 49.7953 | 54.7061 | 53.8855 | 56.8552 | 54.8781 | 53.2189
CSAPR- NOX Annual- KY | 222 | 6353 | Rate Constraint in MTons | FALSE | L | Annual | Fuel Consumed | TBtu | 0 | 719.7354 | 792.1592 | 788.0419 | 830.8629 | 871.2998 | 897.4114
CSAPR- NOX Annual- KY | 222 | 6353 | Rate Constraint in MTons | FALSE | L | Annual | Rate | lb/MMBtu | 0 | 0.13837 | 0.13812 | 0.13676 | 0.13686 | 0.12597 | 0.11861
CSAPR- NOX Annual- KY | 222 | 6353 | Rate Constraint in MTons | FALSE | L | Annual | Generation | TWh | 0 | 73.2039 | 82.5224 | 82.4306 | 114.367 | 210.0904 | 281.4831
CSAPR- NOX Annual- KY | 222 | 6353 | Rate Constraint in MTons | FALSE | L | Annual | Qualifying Generation | TWh | 0 | 73.2039 | 82.5224 | 82.4306 | 87.2685 | 95.0706 | 100.0601
CSAPR- NOX Annual- KY | 222 | 6353 | Rate Constraint in MTons | FALSE | L | Annual | Rate | lb/MWh | 0 | 1.3605 | 1.3258 | 1.3074 | 1.303 | 1.1545 | 1.0637
CSAPR- NOX Annual- KY | 222 | 6353 | Rate Constraint in MTons | FALSE | L | Annual | Constraint Shadow Price | US2011$/Ton | 0 | 0 | 0 | 0 | 0 | 0 | 0
CSAPR- NOX Annual- MD | 223 | 6354 | Rate Constraint in MTons | FALSE | L | Annual | Seasons Included | Seasons |  | Winter, Summer | Winter, Summer | Winter, Summer | Winter, Summer | Winter, Summer | Winter, Summer
CSAPR- NOX Annual- MD | 223 | 6354 | Rate Constraint in MTons | FALSE | L | Annual | Standard NOX | Thousand Tons | 0 | 19.5573 | 19.5573 | 19.5573 | 19.5573 | 19.5573 | 19.5573
CSAPR- NOX Annual- MD | 223 | 6354 | Rate Constraint in MTons | FALSE | L | Annual | Emissions at Affected Plants NOX | Thousand Tons | 0 | 3.266 | 3.7649 | 2.9688 | 3.3284 | 1.2333 | 1.3735
CSAPR- NOX Annual- MD | 223 | 6354 | Rate Constraint in MTons | FALSE | L | Annual | Allowances Purchased NOX | Thousand Tons | 0 | 0 | 0 | 0 | 0 | 0 | 0
CSAPR- NOX Annual- MD | 223 | 6354 | Rate Constraint in MTons | FALSE | L | Annual | Allowances Sold NOX | Thousand Tons | 0 | 0 | 0 | 0 | 0 | 0 | 0
CSAPR- NOX Annual- MD | 223 | 6354 | Rate Constraint in MTons | FALSE | L | Annual | Allowances Banked | Thousand Tons | 0 | 0 | 0 | 0 | 0 | 0 | 0
CSAPR- NOX Annual- MD | 223 | 6354 | Rate Constraint in MTons | FALSE | L | Annual | Allowances Withdrawn (1:1) | Thousand Tons | 0 | 0 | 0 | 0 | 0 | 0 | 0
CSAPR- NOX Annual- MD | 223 | 6354 | Rate Constraint in MTons | FALSE | L | Annual | Allowances Withdrawn (n:1) | Thousand Tons | 0 | 0 | 0 | 0 | 0 | 0 | 0
CSAPR- NOX Annual- MD | 223 | 6354 | Rate Constraint in MTons | FALSE | L | Annual | Net Emissions Allowance Position | Thousand Tons | 0 | 3.266 | 3.7649 | 2.9688 | 3.3284 | 1.2333 | 1.3735
CSAPR- NOX Annual- MD | 223 | 6354 | Rate Constraint in MTons | FALSE | L | Annual | Fuel Consumed | TBtu | 0 | 169.5469 | 218.0285 | 193.5616 | 210.1475 | 142.7593 | 168.244
CSAPR- NOX Annual- MD | 223 | 6354 | Rate Constraint in MTons | FALSE | L | Annual | Rate | lb/MMBtu | 0 | 0.038527 | 0.034536 | 0.030675 | 0.031677 | 0.017278 | 0.016327
CSAPR- NOX Annual- MD | 223 | 6354 | Rate Constraint in MTons | FALSE | L | Annual | Generation | TWh | 0 | 22.0058 | 26.9777 | 24.5326 | 40.196 | 105.0375 | 154.2028
CSAPR- NOX Annual- MD | 223 | 6354 | Rate Constraint in MTons | FALSE | L | Annual | Qualifying Generation | TWh | 0 | 22.0049 | 26.9756 | 24.5298 | 26.4322 | 19.9292 | 23.9328
CSAPR- NOX Annual- MD | 223 | 6354 | Rate Constraint in MTons | FALSE | L | Annual | Rate | lb/MWh | 0 | 0.29685 | 0.27913 | 0.24206 | 0.25184 | 0.12377 | 0.11478
CSAPR- NOX Annual- MD | 223 | 6354 | Rate Constraint in MTons | FALSE | L | Annual | Constraint Shadow Price | US2011$/Ton | 0 | 0 | 0 | 0 | 0 | 0 | 0
CSAPR- NOX Annual- MI | 224 | 6355 | Rate Constraint in MTons | FALSE | L | Annual | Seasons Included | Seasons |  | Winter, Summer | Winter, Summer | Winter, Summer | Winter, Summer | Winter, Summer | Winter, Summer
CSAPR- NOX Annual- MI | 224 | 6355 | Rate Constraint in MTons | FALSE | L | Annual | Standard NOX | Thousand Tons | 0 | 74.3872 | 74.3872 | 74.3872 | 74.3872 | 74.3872 | 74.3872
CSAPR- NOX Annual- MI | 224 | 6355 | Rate Constraint in MTons | FALSE | L | Annual | Emissions at Affected Plants NOX | Thousand Tons | 0 | 43.9254 | 40.0966 | 38.0795 | 35.9996 | 34.6792 | 30.9328
CSAPR- NOX Annual- MI | 224 | 6355 | Rate Constraint in MTons | FALSE | L | Annual | Allowances Purchased NOX | Thousand Tons | 0 | 0 | 0 | 0 | 0 | 0 | 0
CSAPR- NOX Annual- MI | 224 | 6355 | Rate Constraint in MTons | FALSE | L | Annual | Allowances Sold NOX | Thousand Tons | 0 | 0 | 0 | 0 | 0 | 0 | 0
CSAPR- NOX Annual- MI | 224 | 6355 | Rate Constraint in MTons | FALSE | L | Annual | Allowances Banked | Thousand Tons | 0 | 0 | 0 | 0 | 0 | 0 | 0
CSAPR- NOX Annual- MI | 224 | 6355 | Rate Constraint in MTons | FALSE | L | Annual | Allowances Withdrawn (1:1) | Thousand Tons | 0 | 0 | 0 | 0 | 0 | 0 | 0
CSAPR- NOX Annual- MI | 224 | 6355 | Rate Constraint in MTons | FALSE | L | Annual | Allowances Withdrawn (n:1) | Thousand Tons | 0 | 0 | 0 | 0 | 0 | 0 | 0
CSAPR- NOX Annual- MI | 224 | 6355 | Rate Constraint in MTons | FALSE | L | Annual | Net Emissions Allowance Position | Thousand Tons | 0 | 43.9254 | 40.0966 | 38.0795 | 35.9996 | 34.6792 | 30.9328
CSAPR- NOX Annual- MI | 224 | 6355 | Rate Constraint in MTons | FALSE | L | Annual | Fuel Consumed | TBtu | 0 | 571.4745 | 544.9158 | 574.2941 | 621.1181 | 728.6638 | 777.6297
CSAPR- NOX Annual- MI | 224 | 6355 | Rate Constraint in MTons | FALSE | L | Annual | Rate | lb/MMBtu | 0 | 0.15373 | 0.14717 | 0.13261 | 0.11592 | 0.095186 | 0.079557
CSAPR- NOX Annual- MI | 224 | 6355 | Rate Constraint in MTons | FALSE | L | Annual | Generation | TWh | 0 | 63.8819 | 61.0141 | 66.9569 | 84.5126 | 164.6293 | 231.1119
CSAPR- NOX Annual- MI | 224 | 6355 | Rate Constraint in MTons | FALSE | L | Annual | Qualifying Generation | TWh | 0 | 63.8819 | 61.0141 | 66.9569 | 74.9904 | 93.2583 | 102.639
CSAPR- NOX Annual- MI | 224 | 6355 | Rate Constraint in MTons | FALSE | L | Annual | Rate | lb/MWh | 0 | 1.3752 | 1.3143 | 1.1374 | 0.96011 | 0.74372 | 0.60275
CSAPR- NOX Annual- MI | 224 | 6355 | Rate Constraint in MTons | FALSE | L | Annual | Constraint Shadow Price | US2011$/Ton | 0 | 0 | 0 | 0 | 0 | 0 | 0
CSAPR- NOX Annual- MN | 225 | 6356 | Rate Constraint in MTons | FALSE | L | Annual | Seasons Included | Seasons |  | Winter, Summer | Winter, Summer | Winter, Summer | Winter, Summer | Winter, Summer | Winter, Summer
CSAPR- NOX Annual- MN | 225 | 6356 | Rate Constraint in MTons | FALSE | L | Annual | Standard NOX | Thousand Tons | 0 | 34.895 | 34.895 | 34.895 | 34.895 | 34.895 | 34.895
CSAPR- NOX Annual- MN | 225 | 6356 | Rate Constraint in MTons | FALSE | L | Annual | Emissions at Affected Plants NOX | Thousand Tons | 0 | 19.639 | 19.0655 | 19.1418 | 19.1804 | 19.5871 | 19.5901
CSAPR- NOX Annual- MN | 225 | 6356 | Rate Constraint in MTons | FALSE | L | Annual | Allowances Purchased NOX | Thousand Tons | 0 | 0 | 0 | 0 | 0 | 0 | 0
CSAPR- NOX Annual- MN | 225 | 6356 | Rate Constraint in MTons | FALSE | L | Annual | Allowances Sold NOX | Thousand Tons | 0 | 0 | 0 | 0 | 0 | 0 | 0
CSAPR- NOX Annual- MN | 225 | 6356 | Rate Constraint in MTons | FALSE | L | Annual | Allowances Banked | Thousand Tons | 0 | 0 | 0 | 0 | 0 | 0 | 0
CSAPR- NOX Annual- MN | 225 | 6356 | Rate Constraint in MTons | FALSE | L | Annual | Allowances Withdrawn (1:1) | Thousand Tons | 0 | 0 | 0 | 0 | 0 | 0 | 0
CSAPR- NOX Annual- MN | 225 | 6356 | Rate Constraint in MTons | FALSE | L | Annual | Allowances Withdrawn (n:1) | Thousand Tons | 0 | 0 | 0 | 0 | 0 | 0 | 0
CSAPR- NOX Annual- MN | 225 | 6356 | Rate Constraint in MTons | FALSE | L | Annual | Net Emissions Allowance Position | Thousand Tons | 0 | 19.639 | 19.0655 | 19.1418 | 19.1804 | 19.5871 | 19.5901
CSAPR- NOX Annual- MN | 225 | 6356 | Rate Constraint in MTons | FALSE | L | Annual | Fuel Consumed | TBtu | 0 | 305.1439 | 300.8546 | 307.0731 | 308.611 | 367.1704 | 368.1635
CSAPR- NOX Annual- MN | 225 | 6356 | Rate Constraint in MTons | FALSE | L | Annual | Rate | lb/MMBtu | 0 | 0.12872 | 0.12674 | 0.12467 | 0.1243 | 0.10669 | 0.10642
CSAPR- NOX Annual- MN | 225 | 6356 | Rate Constraint in MTons | FALSE | L | Annual | Generation | TWh | 0 | 29.9365 | 29.5932 | 40.7222 | 55.8812 | 86.3991 | 98.3819
CSAPR- NOX Annual- MN | 225 | 6356 | Rate Constraint in MTons | FALSE | L | Annual | Qualifying Generation | TWh | 0 | 29.9365 | 29.5932 | 30.4312 | 30.6126 | 39.4983 | 39.6509
CSAPR- NOX Annual- MN | 225 | 6356 | Rate Constraint in MTons | FALSE | L | Annual | Rate | lb/MWh | 0 | 1.312 | 1.2885 | 1.258 | 1.2531 | 0.99179 | 0.98813
CSAPR- NOX Annual- MN | 225 | 6356 | Rate Constraint in MTons | FALSE | L | Annual | Constraint Shadow Price | US2011$/Ton | 0 | 0 | 0 | 0 | 0 | 0 | 0
CSAPR- NOX Annual- MO | 226 | 6357 | Rate Constraint in MTons | FALSE | L | Annual | Seasons Included | Seasons |  | Winter, Summer | Winter, Summer | Winter, Summer | Winter, Summer | Winter, Summer | Winter, Summer
CSAPR- NOX Annual- MO | 226 | 6357 | Rate Constraint in MTons | FALSE | L | Annual | Standard NOX | Thousand Tons | 0 | 57.5167 | 57.5167 | 57.5167 | 57.5167 | 57.5167 | 57.5167
CSAPR- NOX Annual- MO | 226 | 6357 | Rate Constraint in MTons | FALSE | L | Annual | Emissions at Affected Plants NOX | Thousand Tons | 0 | 49.4967 | 52.2551 | 51.7261 | 52.7461 | 51.8667 | 52.0872
CSAPR- NOX Annual- MO | 226 | 6357 | Rate Constraint in MTons | FALSE | L | Annual | Allowances Purchased NOX | Thousand Tons | 0 | 0 | 0 | 0 | 0 | 0 | 0
CSAPR- NOX Annual- MO | 226 | 6357 | Rate Constraint in MTons | FALSE | L | Annual | Allowances Sold NOX | Thousand Tons | 0 | 0 | 0 | 0 | 0 | 0 | 0
CSAPR- NOX Annual- MO | 226 | 6357 | Rate Constraint in MTons | FALSE | L | Annual | Allowances Banked | Thousand Tons | 0 | 0 | 0 | 0 | 0 | 0 | 0
CSAPR- NOX Annual- MO | 226 | 6357 | Rate Constraint in MTons | FALSE | L | Annual | Allowances Withdrawn (1:1) | Thousand Tons | 0 | 0 | 0 | 0 | 0 | 0 | 0
CSAPR- NOX Annual- MO | 226 | 6357 | Rate Constraint in MTons | FALSE | L | Annual | Allowances Withdrawn (n:1) | Thousand Tons | 0 | 0 | 0 | 0 | 0 | 0 | 0
CSAPR- NOX Annual- MO | 226 | 6357 | Rate Constraint in MTons | FALSE | L | Annual | Net Emissions Allowance Position | Thousand Tons | 0 | 49.4967 | 52.2551 | 51.7261 | 52.7461 | 51.8667 | 52.0872
CSAPR- NOX Annual- MO | 226 | 6357 | Rate Constraint in MTons | FALSE | L | Annual | Fuel Consumed | TBtu | 0 | 760.7027 | 805.0762 | 795.4578 | 817.9553 | 836.5516 | 903.546
CSAPR- NOX Annual- MO | 226 | 6357 | Rate Constraint in MTons | FALSE | L | Annual | Rate | lb/MMBtu | 0 | 0.13013 | 0.12981 | 0.13005 | 0.12897 | 0.124 | 0.11529
CSAPR- NOX Annual- MO | 226 | 6357 | Rate Constraint in MTons | FALSE | L | Annual | Generation | TWh | 0 | 74.6035 | 79.0777 | 78.2115 | 86.2491 | 104.9785 | 136.2748
CSAPR- NOX Annual- MO | 226 | 6357 | Rate Constraint in MTons | FALSE | L | Annual | Qualifying Generation | TWh | 0 | 74.6035 | 79.0777 | 78.2115 | 80.4246 | 84.2726 | 94.9041
CSAPR- NOX Annual- MO | 226 | 6357 | Rate Constraint in MTons | FALSE | L | Annual | Rate | lb/MWh | 0 | 1.3269 | 1.3216 | 1.3227 | 1.3117 | 1.2309 | 1.0977
CSAPR- NOX Annual- MO | 226 | 6357 | Rate Constraint in MTons | FALSE | L | Annual | Constraint Shadow Price | US2011$/Ton | 0 | 0 | 0 | 0 | 0 | 0 | 0
CSAPR- NOX Annual- NC | 227 | 6361 | Rate Constraint in MTons | FALSE | L | Annual | Seasons Included | Seasons |  | Winter, Summer | Winter, Summer | Winter, Summer | Winter, Summer | Winter, Summer | Winter, Summer
CSAPR- NOX Annual- NC | 227 | 6361 | Rate Constraint in MTons | FALSE | L | Annual | Standard NOX | Thousand Tons | 0 | 49.0325 | 49.0325 | 49.0325 | 49.0325 | 49.0325 | 49.0325
CSAPR- NOX Annual- NC | 227 | 6361 | Rate Constraint in MTons | FALSE | L | Annual | Emissions at Affected Plants NOX | Thousand Tons | 0 | 45.8264 | 29.058 | 26.4953 | 30.1214 | 18.7037 | 16.2676
CSAPR- NOX Annual- NC | 227 | 6361 | Rate Constraint in MTons | FALSE | L | Annual | Allowances Purchased NOX | Thousand Tons | 0 | 0 | 0 | 0 | 0 | 0 | 0
CSAPR- NOX Annual- NC | 227 | 6361 | Rate Constraint in MTons | FALSE | L | Annual | Allowances Sold NOX | Thousand Tons | 0 | 0 | 0 | 0 | 0 | 0 | 0
CSAPR- NOX Annual- NC | 227 | 6361 | Rate Constraint in MTons | FALSE | L | Annual | Allowances Banked | Thousand Tons | 0 | 0 | 0 | 0 | 0 | 0 | 0
CSAPR- NOX Annual- NC | 227 | 6361 | Rate Constraint in MTons | FALSE | L | Annual | Allowances Withdrawn (1:1) | Thousand Tons | 0 | 0 | 0 | 0 | 0 | 0 | 0
CSAPR- NOX Annual- NC | 227 | 6361 | Rate Constraint in MTons | FALSE | L | Annual | Allowances Withdrawn (n:1) | Thousand Tons | 0 | 0 | 0 | 0 | 0 | 0 | 0
CSAPR- NOX Annual- NC | 227 | 6361 | Rate Constraint in MTons | FALSE | L | Annual | Net Emissions Allowance Position | Thousand Tons | 0 | 45.8264 | 29.058 | 26.4953 | 30.1214 | 18.7037 | 16.2676
CSAPR- NOX Annual- NC | 227 | 6361 | Rate Constraint in MTons | FALSE | L | Annual | Fuel Consumed | TBtu | 0 | 801.9538 | 634.3508 | 672.2842 | 665.4554 | 644.7651 | 846.7588
CSAPR- NOX Annual- NC | 227 | 6361 | Rate Constraint in MTons | FALSE | L | Annual | Rate | lb/MMBtu | 0 | 0.11429 | 0.091615 | 0.078822 | 0.090529 | 0.058017 | 0.038423
CSAPR- NOX Annual- NC | 227 | 6361 | Rate Constraint in MTons | FALSE | L | Annual | Generation | TWh | 0 | 93.5249 | 76.989 | 84.8979 | 115.0369 | 172.8318 | 243.3936
CSAPR- NOX Annual- NC | 227 | 6361 | Rate Constraint in MTons | FALSE | L | Annual | Qualifying Generation | TWh | 0 | 93.5249 | 76.989 | 83.1392 | 82.0496 | 86.8393 | 120.9389
CSAPR- NOX Annual- NC | 227 | 6361 | Rate Constraint in MTons | FALSE | L | Annual | Rate | lb/MWh | 0 | 0.97998 | 0.75486 | 0.63737 | 0.73422 | 0.43077 | 0.26902
CSAPR- NOX Annual- NC | 227 | 6361 | Rate Constraint in MTons | FALSE | L | Annual | Constraint Shadow Price | US2011$/Ton | 0 | 0 | 0 | 0 | 0 | 0 | 0
CSAPR- NOX Annual- NE | 228 | 6358 | Rate Constraint in MTons | FALSE | L | Annual | Seasons Included | Seasons |  | Winter, Summer | Winter, Summer | Winter, Summer | Winter, Summer | Winter, Summer | Winter, Summer
CSAPR- NOX Annual- NE | 228 | 6358 | Rate Constraint in MTons | FALSE | L | Annual | Standard NOX | Thousand Tons | 0 | 35.446 | 35.446 | 35.446 | 35.446 | 35.446 | 35.446
CSAPR- NOX Annual- NE | 228 | 6358 | Rate Constraint in MTons | FALSE | L | Annual | Emissions at Affected Plants NOX | Thousand Tons | 0 | 27.8611 | 27.8465 | 27.8884 | 27.9247 | 28.2603 | 28.2711
CSAPR- NOX Annual- NE | 228 | 6358 | Rate Constraint in MTons | FALSE | L | Annual | Allowances Purchased NOX | Thousand Tons | 0 | 0 | 0 | 0 | 0 | 0 | 0
CSAPR- NOX Annual- NE | 228 | 6358 | Rate Constraint in MTons | FALSE | L | Annual | Allowances Sold NOX | Thousand Tons | 0 | 0 | 0 | 0 | 0 | 0 | 0
CSAPR- NOX Annual- NE | 228 | 6358 | Rate Constraint in MTons | FALSE | L | Annual | Allowances Banked | Thousand Tons | 0 | 0 | 0 | 0 | 0 | 0 | 0
CSAPR- NOX Annual- NE | 228 | 6358 | Rate Constraint in MTons | FALSE | L | Annual | Allowances Withdrawn (1:1) | Thousand Tons | 0 | 0 | 0 | 0 | 0 | 0 | 0
CSAPR- NOX Annual- NE | 228 | 6358 | Rate Constraint in MTons | FALSE | L | Annual | Allowances Withdrawn (n:1) | Thousand Tons | 0 | 0 | 0 | 0 | 0 | 0 | 0
CSAPR- NOX Annual- NE | 228 | 6358 | Rate Constraint in MTons | FALSE | L | Annual | Net Emissions Allowance Position | Thousand Tons | 0 | 27.8611 | 27.8465 | 27.8884 | 27.9247 | 28.2603 | 28.2711
CSAPR- NOX Annual- NE | 228 | 6358 | Rate Constraint in MTons | FALSE | L | Annual | Fuel Consumed | TBtu | 0 | 264.9263 | 265.0311 | 266.0517 | 268.6589 | 328.279 | 336.1705
CSAPR- NOX Annual- NE | 228 | 6358 | Rate Constraint in MTons | FALSE | L | Annual | Rate | lb/MMBtu | 0 | 0.21033 | 0.21014 | 0.20965 | 0.20788 | 0.17217 | 0.16819
CSAPR- NOX Annual- NE | 228 | 6358 | Rate Constraint in MTons | FALSE | L | Annual | Generation | TWh | 0 | 25.3275 | 25.3339 | 25.4393 | 25.7499 | 34.9802 | 36.6285
CSAPR- NOX Annual- NE | 228 | 6358 | Rate Constraint in MTons | FALSE | L | Annual | Qualifying Generation | TWh | 0 | 25.3275 | 25.3339 | 25.4393 | 25.7499 | 34.9651 | 36.276
CSAPR- NOX Annual- NE | 228 | 6358 | Rate Constraint in MTons | FALSE | L | Annual | Rate | lb/MWh | 0 | 2.2001 | 2.1984 | 2.1925 | 2.1689 | 1.6165 | 1.5587
CSAPR- NOX Annual- NE | 228 | 6358 | Rate Constraint in MTons | FALSE | L | Annual | Constraint Shadow Price | US2011$/Ton | 0 | 0 | 0 | 0 | 0 | 0 | 0
CSAPR- NOX Annual- NJ | 229 | 6359 | Rate Constraint in MTons | FALSE | L | Annual | Seasons Included | Seasons |  | Winter, Summer | Winter, Summer | Winter, Summer | Winter, Summer | Winter, Summer | Winter, Summer
CSAPR- NOX Annual- NJ | 229 | 6359 | Rate Constraint in MTons | FALSE | L | Annual | Standard NOX | Thousand Tons | 0 | 9.3751 | 9.3751 | 9.3751 | 9.3751 | 9.3751 | 9.3751
CSAPR- NOX Annual- NJ | 229 | 6359 | Rate Constraint in MTons | FALSE | L | Annual | Emissions at Affected Plants NOX | Thousand Tons | 0 | 2.4625 | 3.2891 | 2.8834 | 3.5331 | 2.6707 | 3.5133
CSAPR- NOX Annual- NJ | 229 | 6359 | Rate Constraint in MTons | FALSE | L | Annual | Allowances Purchased NOX | Thousand Tons | 0 | 0 | 0 | 0 | 0 | 0 | 0
CSAPR- NOX Annual- NJ | 229 | 6359 | Rate Constraint in MTons | FALSE | L | Annual | Allowances Sold NOX | Thousand Tons | 0 | 0 | 0 | 0 | 0 | 0 | 0
CSAPR- NOX Annual- NJ | 229 | 6359 | Rate Constraint in MTons | FALSE | L | Annual | Allowances Banked | Thousand Tons | 0 | 0 | 0 | 0 | 0 | 0 | 0
CSAPR- NOX Annual- NJ | 229 | 6359 | Rate Constraint in MTons | FALSE | L | Annual | Allowances Withdrawn (1:1) | Thousand Tons | 0 | 0 | 0 | 0 | 0 | 0 | 0
CSAPR- NOX Annual- NJ | 229 | 6359 | Rate Constraint in MTons | FALSE | L | Annual | Allowances Withdrawn (n:1) | Thousand Tons | 0 | 0 | 0 | 0 | 0 | 0 | 0
CSAPR- NOX Annual- NJ | 229 | 6359 | Rate Constraint in MTons | FALSE | L | Annual | Net Emissions Allowance Position | Thousand Tons | 0 | 2.4625 | 3.2891 | 2.8834 | 3.5331 | 2.6707 | 3.5133
CSAPR- NOX Annual- NJ | 229 | 6359 | Rate Constraint in MTons | FALSE | L | Annual | Fuel Consumed | TBtu | 0 | 258.8369 | 276.1917 | 276.6267 | 273.5365 | 357.0245 | 503.5894
CSAPR- NOX Annual- NJ | 229 | 6359 | Rate Constraint in MTons | FALSE | L | Annual | Rate | lb/MMBtu | 0 | 0.019027 | 0.023817 | 0.020847 | 0.025833 | 0.014961 | 0.013953
CSAPR- NOX Annual- NJ | 229 | 6359 | Rate Constraint in MTons | FALSE | L | Annual | Generation | TWh | 0 | 36.2338 | 38.2423 | 38.5557 | 37.6699 | 66.0169 | 111.7218
CSAPR- NOX Annual- NJ | 229 | 6359 | Rate Constraint in MTons | FALSE | L | Annual | Qualifying Generation | TWh | 0 | 36.2338 | 38.2423 | 38.5557 | 37.6699 | 51.6785 | 74.4945
CSAPR- NOX Annual- NJ | 229 | 6359 | Rate Constraint in MTons | FALSE | L | Annual | Rate | lb/MWh | 0 | 0.13592 | 0.17201 | 0.14957 | 0.18758 | 0.10336 | 0.094323
CSAPR- NOX Annual- NJ | 229 | 6359 | Rate Constraint in MTons | FALSE | L | Annual | Constraint Shadow Price | US2011$/Ton | 0 | 0 | 0 | 0 | 0 | 0 | 0
CSAPR- NOX Annual- NY | 230 | 6360 | Rate Constraint in MTons | FALSE | L | Annual | Seasons Included | Seasons |  | Winter, Summer | Winter, Summer | Winter, Summer | Winter, Summer | Winter, Summer | Winter, Summer
CSAPR- NOX Annual- NY | 230 | 6360 | Rate Constraint in MTons | FALSE | L | Annual | Standard NOX | Thousand Tons | 0 | 25.632 | 25.632 | 25.632 | 25.632 | 25.632 | 25.632
CSAPR- NOX Annual- NY | 230 | 6360 | Rate Constraint in MTons | FALSE | L | Annual | Emissions at Affected Plants NOX | Thousand Tons | 0 | 8.86 | 6.3381 | 5.2636 | 5.4764 | 6.3677 | 5.0441
CSAPR- NOX Annual- NY | 230 | 6360 | Rate Constraint in MTons | FALSE | L | Annual | Allowances Purchased NOX | Thousand Tons | 0 | 0 | 0 | 0 | 0 | 0 | 0
CSAPR- NOX Annual- NY | 230 | 6360 | Rate Constraint in MTons | FALSE | L | Annual | Allowances Sold NOX | Thousand Tons | 0 | 0 | 0 | 0 | 0 | 0 | 0
CSAPR- NOX Annual- NY | 230 | 6360 | Rate Constraint in MTons | FALSE | L | Annual | Allowances Banked | Thousand Tons | 0 | 0 | 0 | 0 | 0 | 0 | 0
CSAPR- NOX Annual- NY | 230 | 6360 | Rate Constraint in MTons | FALSE | L | Annual | Allowances Withdrawn (1:1) | Thousand Tons | 0 | 0 | 0 | 0 | 0 | 0 | 0
CSAPR- NOX Annual- NY | 230 | 6360 | Rate Constraint in MTons | FALSE | L | Annual | Allowances Withdrawn (n:1) | Thousand Tons | 0 | 0 | 0 | 0 | 0 | 0 | 0
CSAPR- NOX Annual- NY | 230 | 6360 | Rate Constraint in MTons | FALSE | L | Annual | Net Emissions Allowance Position | Thousand Tons | 0 | 8.86 | 6.3381 | 5.2636 | 5.4764 | 6.3677 | 5.0441
CSAPR- NOX Annual- NY | 230 | 6360 | Rate Constraint in MTons | FALSE | L | Annual | Fuel Consumed | TBtu | 0 | 457.8368 | 436.8498 | 414.3134 | 413.9243 | 678.1966 | 647.8374
CSAPR- NOX Annual- NY | 230 | 6360 | Rate Constraint in MTons | FALSE | L | Annual | Rate | lb/MMBtu | 0 | 0.038704 | 0.029017 | 0.025409 | 0.026461 | 0.018778 | 0.015572
CSAPR- NOX Annual- NY | 230 | 6360 | Rate Constraint in MTons | FALSE | L | Annual | Generation | TWh | 0 | 58.7609 | 56.6844 | 54.3837 | 54.5405 | 98.0026 | 94.9042
CSAPR- NOX Annual- NY | 230 | 6360 | Rate Constraint in MTons | FALSE | L | Annual | Qualifying Generation | TWh | 0 | 58.7609 | 56.6844 | 54.3837 | 54.5405 | 98.0026 | 94.9042
CSAPR- NOX Annual- NY | 230 | 6360 | Rate Constraint in MTons | FALSE | L | Annual | Rate | lb/MWh | 0 | 0.30156 | 0.22363 | 0.19357 | 0.20082 | 0.12995 | 0.1063
CSAPR- NOX Annual- NY | 230 | 6360 | Rate Constraint in MTons | FALSE | L | Annual | Constraint Shadow Price | US2011$/Ton | 0 | 0 | 0 | 0 | 0 | 0 | 0
CSAPR- NOX Annual- OH | 231 | 6362 | Rate Constraint in MTons | FALSE | L | Annual | Seasons Included | Seasons |  | Winter, Summer | Winter, Summer | Winter, Summer | Winter, Summer | Winter, Summer | Winter, Summer
CSAPR- NOX Annual- OH | 231 | 6362 | Rate Constraint in MTons | FALSE | L | Annual | Standard NOX | Thousand Tons | 0 | 106.5044 | 106.5044 | 106.5044 | 106.5044 | 106.5044 | 106.5044
CSAPR- NOX Annual- OH | 231 | 6362 | Rate Constraint in MTons | FALSE | L | Annual | Emissions at Affected Plants NOX | Thousand Tons | 0 | 70.4779 | 71.1403 | 71.1519 | 70.6936 | 69.9723 | 67.8452
CSAPR- NOX Annual- OH | 231 | 6362 | Rate Constraint in MTons | FALSE | L | Annual | Allowances Purchased NOX | Thousand Tons | 0 | 0 | 0 | 0 | 0 | 0 | 0
CSAPR- NOX Annual- OH | 231 | 6362 | Rate Constraint in MTons | FALSE | L | Annual | Allowances Sold NOX | Thousand Tons | 0 | 0 | 0 | 0 | 0 | 0 | 0
CSAPR- NOX Annual- OH | 231 | 6362 | Rate Constraint in MTons | FALSE | L | Annual | Allowances Banked | Thousand Tons | 0 | 0 | 0 | 0 | 0 | 0 | 0
CSAPR- NOX Annual- OH | 231 | 6362 | Rate Constraint in MTons | FALSE | L | Annual | Allowances Withdrawn (1:1) | Thousand Tons | 0 | 0 | 0 | 0 | 0 | 0 | 0
CSAPR- NOX Annual- OH | 231 | 6362 | Rate Constraint in MTons | FALSE | L | Annual | Allowances Withdrawn (n:1) | Thousand Tons | 0 | 0 | 0 | 0 | 0 | 0 | 0
CSAPR- NOX Annual- OH | 231 | 6362 | Rate Constraint in MTons | FALSE | L | Annual | Net Emissions Allowance Position | Thousand Tons | 0 | 70.4779 | 71.1403 | 71.1519 | 70.6936 | 69.9723 | 67.8452
CSAPR- NOX Annual- OH | 231 | 6362 | Rate Constraint in MTons | FALSE | L | Annual | Fuel Consumed | TBtu | 0 | 1135.8075 | 1138.6045 | 1148.8133 | 1187.7977 | 1466.6924 | 1703.763
CSAPR- NOX Annual- OH | 231 | 6362 | Rate Constraint in MTons | FALSE | L | Annual | Rate | lb/MMBtu | 0 | 0.1241 | 0.12496 | 0.12387 | 0.11903 | 0.095415 | 0.079642
CSAPR- NOX Annual- OH | 231 | 6362 | Rate Constraint in MTons | FALSE | L | Annual | Generation | TWh | 0 | 122.4785 | 122.4812 | 123.6436 | 138.7148 | 247.2585 | 380.2429
CSAPR- NOX Annual- OH | 231 | 6362 | Rate Constraint in MTons | FALSE | L | Annual | Qualifying Generation | TWh | 0 | 122.4785 | 122.4812 | 123.6436 | 130.7388 | 174.8597 | 214.3256
CSAPR- NOX Annual- OH | 231 | 6362 | Rate Constraint in MTons | FALSE | L | Annual | Rate | lb/MWh | 0 | 1.1509 | 1.1617 | 1.1509 | 1.0814 | 0.80032 | 0.6331
CSAPR- NOX Annual- OH | 231 | 6362 | Rate Constraint in MTons | FALSE | L | Annual | Constraint Shadow Price | US2011$/Ton | 0 | 0 | 0 | 0 | 0 | 0 | 0
CSAPR- NOX Annual- PA | 232 | 6363 | Rate Constraint in MTons | FALSE | L | Annual | Seasons Included | Seasons |  | Winter, Summer | Winter, Summer | Winter, Summer | Winter, Summer | Winter, Summer | Winter, Summer
CSAPR- NOX Annual- PA | 232 | 6363 | Rate Constraint in MTons | FALSE | L | Annual | Standard NOX | Thousand Tons | 0 | 140.6489 | 140.6489 | 140.6489 | 140.6489 | 140.6489 | 140.6489
CSAPR- NOX Annual- PA | 232 | 6363 | Rate Constraint in MTons | FALSE | L | Annual | Emissions at Affected Plants NOX | Thousand Tons | 0 | 91.512 | 70.6345 | 70.9994 | 70.7967 | 68.0973 | 66.1961
CSAPR- NOX Annual- PA | 232 | 6363 | Rate Constraint in MTons | FALSE | L | Annual | Allowances Purchased NOX | Thousand Tons | 0 | 0 | 0 | 0 | 0 | 0 | 0
CSAPR- NOX Annual- PA | 232 | 6363 | Rate Constraint in MTons | FALSE | L | Annual | Allowances Sold NOX | Thousand Tons | 0 | 0 | 0 | 0 | 0 | 0 | 0
CSAPR- NOX Annual- PA | 232 | 6363 | Rate Constraint in MTons | FALSE | L | Annual | Allowances Banked | Thousand Tons | 0 | 0 | 0 | 0 | 0 | 0 | 0
CSAPR- NOX Annual- PA | 232 | 6363 | Rate Constraint in MTons | FALSE | L | Annual | Allowances Withdrawn (1:1) | Thousand Tons | 0 | 0 | 0 | 0 | 0 | 0 | 0
CSAPR- NOX Annual- PA | 232 | 6363 | Rate Constraint in MTons | FALSE | L | Annual | Allowances Withdrawn (n:1) | Thousand Tons | 0 | 0 | 0 | 0 | 0 | 0 | 0
CSAPR- NOX Annual- PA | 232 | 6363 | Rate Constraint in MTons | FALSE | L | Annual | Net Emissions Allowance Position | Thousand Tons | 0 | 91.512 | 70.6345 | 70.9994 | 70.7967 | 68.0973 | 66.1961
CSAPR- NOX Annual- PA | 232 | 6363 | Rate Constraint in MTons | FALSE | L | Annual | Fuel Consumed | TBtu | 0 | 1278.3802 | 1141.5926 | 1174.7064 | 1153.1767 | 1339.9541 | 1634.3867
CSAPR- NOX Annual- PA | 232 | 6363 | Rate Constraint in MTons | FALSE | L | Annual | Rate | lb/MMBtu | 0 | 0.14317 | 0.12375 | 0.12088 | 0.12279 | 0.10164 | 0.081004
CSAPR- NOX Annual- PA | 232 | 6363 | Rate Constraint in MTons | FALSE | L | Annual | Generation | TWh | 0 | 149.8673 | 135.3392 | 139.7706 | 167.843 | 318.5447 | 467.2367
CSAPR- NOX Annual- PA | 232 | 6363 | Rate Constraint in MTons | FALSE | L | Annual | Qualifying Generation | TWh | 0 | 149.8673 | 135.3392 | 139.7706 | 137.7099 | 167.8677 | 214.8412
CSAPR- NOX Annual- PA | 232 | 6363 | Rate Constraint in MTons | FALSE | L | Annual | Rate | lb/MWh | 0 | 1.2212 | 1.0438 | 1.0159 | 1.0282 | 0.81132 | 0.61623
CSAPR- NOX Annual- PA | 232 | 6363 | Rate Constraint in MTons | FALSE | L | Annual | Constraint Shadow Price | US2011$/Ton | 0 | 0 | 0 | 0 | 0 | 0 | 0
CSAPR- NOX Annual- SC | 233 | 6364 | Rate Constraint in MTons | FALSE | L | Annual | Seasons Included | Seasons |  | Winter, Summer | Winter, Summer | Winter, Summer | Winter, Summer | Winter, Summer | Winter, Summer
CSAPR- NOX Annual- SC | 233 | 6364 | Rate Constraint in MTons | FALSE | L | Annual | Standard NOX | Thousand Tons | 0 | 38.3476 | 38.3476 | 38.3476 | 38.3476 | 38.3476 | 38.3476
CSAPR- NOX Annual- SC | 233 | 6364 | Rate Constraint in MTons | FALSE | L | Annual | Emissions at Affected Plants NOX | Thousand Tons | 0 | 11.2983 | 11.5168 | 10.5595 | 12.1904 | 9.1503 | 10.252
CSAPR- NOX Annual- SC | 233 | 6364 | Rate Constraint in MTons | FALSE | L | Annual | Allowances Purchased NOX | Thousand Tons | 0 | 0 | 0 | 0 | 0 | 0 | 0
CSAPR- NOX Annual- SC | 233 | 6364 | Rate Constraint in MTons | FALSE | L | Annual | Allowances Sold NOX | Thousand Tons | 0 | 0 | 0 | 0 | 0 | 0 | 0
CSAPR- NOX Annual- SC | 233 | 6364 | Rate Constraint in MTons | FALSE | L | Annual | Allowances Banked | Thousand Tons | 0 | 0 | 0 | 0 | 0 | 0 | 0
CSAPR- NOX Annual- SC | 233 | 6364 | Rate Constraint in MTons | FALSE | L | Annual | Allowances Withdrawn (1:1) | Thousand Tons | 0 | 0 | 0 | 0 | 0 | 0 | 0
CSAPR- NOX Annual- SC | 233 | 6364 | Rate Constraint in MTons | FALSE | L | Annual | Allowances Withdrawn (n:1) | Thousand Tons | 0 | 0 | 0 | 0 | 0 | 0 | 0
CSAPR- NOX Annual- SC | 233 | 6364 | Rate Constraint in MTons | FALSE | L | Annual | Net Emissions Allowance Position | Thousand Tons | 0 | 11.2983 | 11.5168 | 10.5595 | 12.1904 | 9.1503 | 10.252
CSAPR- NOX Annual- SC | 233 | 6364 | Rate Constraint in MTons | FALSE | L | Annual | Fuel Consumed | TBtu | 0 | 298.1787 | 294.6418 | 282.9679 | 375.3762 | 414.6837 | 644.1955
CSAPR- NOX Annual- SC | 233 | 6364 | Rate Constraint in MTons | FALSE | L | Annual | Rate | lb/MMBtu | 0 | 0.075782 | 0.078175 | 0.074634 | 0.06495 | 0.044132 | 0.031829
CSAPR- NOX Annual- SC | 233 | 6364 | Rate Constraint in MTons | FALSE | L | Annual | Generation | TWh | 0 | 32.31 | 31.6858 | 33.1547 | 57.5974 | 89.5411 | 167.2248
CSAPR- NOX Annual- SC | 233 | 6364 | Rate Constraint in MTons | FALSE | L | Annual | Qualifying Generation | TWh | 0 | 32.31 | 31.6858 | 31.14 | 43.8874 | 54.4789 | 90.3907
CSAPR- NOX Annual- SC | 233 | 6364 | Rate Constraint in MTons | FALSE | L | Annual | Rate | lb/MWh | 0 | 0.69937 | 0.72694 | 0.67819 | 0.55553 | 0.33592 | 0.22684
CSAPR- NOX Annual- SC | 233 | 6364 | Rate Constraint in MTons | FALSE | L | Annual | Constraint Shadow Price | US2011$/Ton | 0 | 0 | 0 | 0 | 0 | 0 | 0
CSAPR- NOX Annual- TN | 234 | 6365 | Rate Constraint in MTons | FALSE | L | Annual | Seasons Included | Seasons |  | Winter, Summer | Winter, Summer | Winter, Summer | Winter, Summer | Winter, Summer | Winter, Summer
CSAPR- NOX Annual- TN | 234 | 6365 | Rate Constraint in MTons | FALSE | L | Annual | Standard NOX | Thousand Tons | 0 | 22.8177 | 22.8177 | 22.8177 | 22.8177 | 22.8177 | 22.8177
CSAPR- NOX Annual- TN | 234 | 6365 | Rate Constraint in MTons | FALSE | L | Annual | Emissions at Affected Plants NOX | Thousand Tons | 0 | 14.6444 | 14.6094 | 14.7563 | 15.1711 | 15.6283 | 15.6217
CSAPR- NOX Annual- TN | 234 | 6365 | Rate Constraint in MTons | FALSE | L | Annual | Allowances Purchased NOX | Thousand Tons | 0 | 0 | 0 | 0 | 0 | 0 | 0
CSAPR- NOX Annual- TN | 234 | 6365 | Rate Constraint in MTons | FALSE | L | Annual | Allowances Sold NOX | Thousand Tons | 0 | 0 | 0 | 0 | 0 | 0 | 0
CSAPR- NOX Annual- TN | 234 | 6365 | Rate Constraint in MTons | FALSE | L | Annual | Allowances Banked | Thousand Tons | 0 | 0 | 0 | 0 | 0 | 0 | 0
CSAPR- NOX Annual- TN | 234 | 6365 | Rate Constraint in MTons | FALSE | L | Annual | Allowances Withdrawn (1:1) | Thousand Tons | 0 | 0 | 0 | 0 | 0 | 0 | 0
CSAPR- NOX Annual- TN | 234 | 6365 | Rate Constraint in MTons | FALSE | L | Annual | Allowances Withdrawn (n:1) | Thousand Tons | 0 | 0 | 0 | 0 | 0 | 0 | 0
CSAPR- NOX Annual- TN | 234 | 6365 | Rate Constraint in MTons | FALSE | L | Annual | Net Emissions Allowance Position | Thousand Tons | 0 | 14.6444 | 14.6094 | 14.7563 | 15.1711 | 15.6283 | 15.6217
CSAPR- NOX Annual- TN | 234 | 6365 | Rate Constraint in MTons | FALSE | L | Annual | Fuel Consumed | TBtu | 0 | 459.1601 | 458.1934 | 461.0904 | 529.404 | 647.6517 | 646.6157
CSAPR- NOX Annual- TN | 234 | 6365 | Rate Constraint in MTons | FALSE | L | Annual | Rate | lb/MMBtu | 0 | 0.063788 | 0.06377 | 0.064006 | 0.057314 | 0.048261 | 0.048318
CSAPR- NOX Annual- TN | 234 | 6365 | Rate Constraint in MTons | FALSE | L | Annual | Generation | TWh | 0 | 48.2992 | 48.1781 | 48.4269 | 68.2229 | 102.6511 | 102.5393
CSAPR- NOX Annual- TN | 234 | 6365 | Rate Constraint in MTons | FALSE | L | Annual | Qualifying Generation | TWh | 0 | 48.2992 | 48.1781 | 48.4269 | 59.095 | 77.6277 | 77.516
CSAPR- NOX Annual- TN | 234 | 6365 | Rate Constraint in MTons | FALSE | L | Annual | Rate | lb/MWh | 0 | 0.60641 | 0.60647 | 0.60943 | 0.51345 | 0.40265 | 0.40306
CSAPR- NOX Annual- TN | 234 | 6365 | Rate Constraint in MTons | FALSE | L | Annual | Constraint Shadow Price | US2011$/Ton | 0 | 0 | 0 | 0 | 0 | 0 | 0
CSAPR- NOX Annual- TX | 235 | 6366 | Rate Constraint in MTons | FALSE | L | Annual | Seasons Included | Seasons |  | Winter, Summer | Winter, Summer | Winter, Summer | Winter, Summer | Winter, Summer | Winter, Summer
CSAPR- NOX Annual- TX | 235 | 6366 | Rate Constraint in MTons | FALSE | L | Annual | Standard NOX | Thousand Tons | 0 | 162.4872 | 162.4872 | 162.4872 | 162.4872 | 162.4872 | 162.4872
CSAPR- NOX Annual- TX | 235 | 6366 | Rate Constraint in MTons | FALSE | L | Annual | Emissions at Affected Plants NOX | Thousand Tons | 0 | 111.2698 | 126.7609 | 123.7415 | 127.3573 | 99.8792 | 97.9376
CSAPR- NOX Annual- TX | 235 | 6366 | Rate Constraint in MTons | FALSE | L | Annual | Allowances Purchased NOX | Thousand Tons | 0 | 0 | 0 | 0 | 0 | 0 | 0
CSAPR- NOX Annual- TX | 235 | 6366 | Rate Constraint in MTons | FALSE | L | Annual | Allowances Sold NOX | Thousand Tons | 0 | 0 | 0 | 0 | 0 | 0 | 0
CSAPR- NOX Annual- TX | 235 | 6366 | Rate Constraint in MTons | FALSE | L | Annual | Allowances Banked | Thousand Tons | 0 | 0 | 0 | 0 | 0 | 0 | 0
CSAPR- NOX Annual- TX | 235 | 6366 | Rate Constraint in MTons | FALSE | L | Annual | Allowances Withdrawn (1:1) | Thousand Tons | 0 | 0 | 0 | 0 | 0 | 0 | 0
CSAPR- NOX Annual- TX | 235 | 6366 | Rate Constraint in MTons | FALSE | L | Annual | Allowances Withdrawn (n:1) | Thousand Tons | 0 | 0 | 0 | 0 | 0 | 0 | 0
CSAPR- NOX Annual- TX | 235 | 6366 | Rate Constraint in MTons | FALSE | L | Annual | Net Emissions Allowance Position | Thousand Tons | 0 | 111.2698 | 126.7609 | 123.7415 | 127.3573 | 99.8792 | 97.9376
CSAPR- NOX Annual- TX | 235 | 6366 | Rate Constraint in MTons | FALSE | L | Annual | Fuel Consumed | TBtu | 0 | 2575.5144 | 2738.5117 | 2825.8741 | 2990.8906 | 2430.0471 | 2863.2111
CSAPR- NOX Annual- TX | 235 | 6366 | Rate Constraint in MTons | FALSE | L | Annual | Rate | lb/MMBtu | 0 | 0.086406 | 0.092576 | 0.087577 | 0.085163 | 0.082204 | 0.068411
CSAPR- NOX Annual- TX | 235 | 6366 | Rate Constraint in MTons | FALSE | L | Annual | Generation | TWh | 0 | 298.4566 | 308.6407 | 324.7838 | 351.4162 | 309.0961 | 436.9713
CSAPR- NOX Annual- TX | 235 | 6366 | Rate Constraint in MTons | FALSE | L | Annual | Qualifying Generation | TWh | 0 | 298.4566 | 308.6407 | 324.7838 | 345.0926 | 289.2278 | 363.6231
CSAPR- NOX Annual- TX | 235 | 6366 | Rate Constraint in MTons | FALSE | L | Annual | Rate | lb/MWh | 0 | 0.74563 | 0.82141 | 0.76199 | 0.73811 | 0.69066 | 0.53868
CSAPR- NOX Annual- TX | 235 | 6366 | Rate Constraint in MTons | FALSE | L | Annual | Constraint Shadow Price | US2011$/Ton | 0 | 0 | 0 | 0 | 0 | 0 | 0
CSAPR- NOX Annual- VA | 236 | 6367 | Rate Constraint in MTons | FALSE | L | Annual | Seasons Included | Seasons |  | Winter, Summer | Winter, Summer | Winter, Summer | Winter, Summer | Winter, Summer | Winter, Summer
CSAPR- NOX Annual- VA | 236 | 6367 | Rate Constraint in MTons | FALSE | L | Annual | Standard NOX | Thousand Tons | 0 | 39.2256 | 39.2256 | 39.2256 | 39.2256 | 39.2256 | 39.2256
CSAPR- NOX Annual- VA | 236 | 6367 | Rate Constraint in MTons | FALSE | L | Annual | Emissions at Affected Plants NOX | Thousand Tons | 0 | 5.4223 | 11.1446 | 7.975 | 10.67 | 4.1456 | 3.458
CSAPR- NOX Annual- VA | 236 | 6367 | Rate Constraint in MTons | FALSE | L | Annual | Allowances Purchased NOX | Thousand Tons | 0 | 0 | 0 | 0 | 0 | 0 | 0
CSAPR- NOX Annual- VA | 236 | 6367 | Rate Constraint in MTons | FALSE | L | Annual | Allowances Sold NOX | Thousand Tons | 0 | 0 | 0 | 0 | 0 | 0 | 0
CSAPR- NOX Annual- VA | 236 | 6367 | Rate Constraint in MTons | FALSE | L | Annual | Allowances Banked | Thousand Tons | 0 | 0 | 0 | 0 | 0 | 0 | 0
CSAPR- NOX Annual- VA | 236 | 6367 | Rate Constraint in MTons | FALSE | L | Annual | Allowances Withdrawn (1:1) | Thousand Tons | 0 | 0 | 0 | 0 | 0 | 0 | 0
CSAPR- NOX Annual- VA | 236 | 6367 | Rate Constraint in MTons | FALSE | L | Annual | Allowances Withdrawn (n:1) | Thousand Tons | 0 | 0 | 0 | 0 | 0 | 0 | 0
CSAPR- NOX Annual- VA | 236 | 6367 | Rate Constraint in MTons | FALSE | L | Annual | Net Emissions Allowance Position | Thousand Tons | 0 | 5.4223 | 11.1446 | 7.975 | 10.67 | 4.1456 | 3.458
CSAPR- NOX Annual- VA | 236 | 6367 | Rate Constraint in MTons | FALSE | L | Annual | Fuel Consumed | TBtu | 0 | 333.6081 | 354.1478 | 356.9898 | 363.7655 | 366.1021 | 371.2197
CSAPR- NOX Annual- VA | 236 | 6367 | Rate Constraint in MTons | FALSE | L | Annual | Rate | lb/MMBtu | 0 | 0.032507 | 0.062938 | 0.044679 | 0.058664 | 0.022647 | 0.018631
CSAPR- NOX Annual- VA | 236 | 6367 | Rate Constraint in MTons | FALSE | L | Annual | Generation | TWh | 0 | 45.0039 | 47.2942 | 48.486 | 71.2381 | 197.6564 | 302.7754
CSAPR- NOX Annual- VA | 236 | 6367 | Rate Constraint in MTons | FALSE | L | Annual | Qualifying Generation | TWh | 0 | 45.0039 | 47.2942 | 48.486 | 49.1522 | 52.8484 | 54.6549
CSAPR- NOX Annual- VA | 236 | 6367 | Rate Constraint in MTons | FALSE | L | Annual | Rate | lb/MWh | 0 | 0.24097 | 0.47129 | 0.32896 | 0.43416 | 0.15689 | 0.12654
CSAPR- NOX Annual- VA | 236 | 6367 | Rate Constraint in MTons | FALSE | L | Annual | Constraint Shadow Price | US2011$/Ton | 0 | 0 | 0 | 0 | 0 | 0 | 0
CSAPR- NOX Annual- WI | 237 | 6369 | Rate Constraint in MTons | FALSE | L | Annual | Seasons Included | Seasons |  | Winter, Summer | Winter, Summer | Winter, Summer | Winter, Summer | Winter, Summer | Winter, Summer
CSAPR- NOX Annual- WI | 237 | 6369 | Rate Constraint in MTons | FALSE | L | Annual | Standard NOX | Thousand Tons | 0 | 38.7878 | 38.7878 | 38.7878 | 38.7878 | 38.7878 | 38.7878
CSAPR- NOX Annual- WI | 237 | 6369 | Rate Constraint in MTons | FALSE | L | Annual | Emissions at Affected Plants NOX | Thousand Tons | 0 | 15.303 | 15.9984 | 16.198 | 16.4399 | 15.9209 | 15.4335
CSAPR- NOX Annual- WI | 237 | 6369 | Rate Constraint in MTons | FALSE | L | Annual | Allowances Purchased NOX | Thousand Tons | 0 | 0 | 0 | 0 | 0 | 0 | 0
CSAPR- NOX Annual- WI | 237 | 6369 | Rate Constraint in MTons | FALSE | L | Annual | Allowances Sold NOX | Thousand Tons | 0 | 0 | 0 | 0 | 0 | 0 | 0
CSAPR- NOX Annual- WI | 237 | 6369 | Rate Constraint in MTons | FALSE | L | Annual | Allowances Banked | Thousand Tons | 0 | 0 | 0 | 0 | 0 | 0 | 0
CSAPR- NOX Annual- WI | 237 | 6369 | Rate Constraint in MTons | FALSE | L | Annual | Allowances Withdrawn (1:1) | Thousand Tons | 0 | 0 | 0 | 0 | 0 | 0 | 0
CSAPR- NOX Annual- WI | 237 | 6369 | Rate Constraint in MTons | FALSE | L | Annual | Allowances Withdrawn (n:1) | Thousand Tons | 0 | 0 | 0 | 0 | 0 | 0 | 0
CSAPR- NOX Annual- WI | 237 | 6369 | Rate Constraint in MTons | FALSE | L | Annual | Net Emissions Allowance Position | Thousand Tons | 0 | 15.303 | 15.9984 | 16.198 | 16.4399 | 15.9209 | 15.4335
CSAPR- NOX Annual- WI | 237 | 6369 | Rate Constraint in MTons | FALSE | L | Annual | Fuel Consumed | TBtu | 0 | 414.5193 | 459.0777 | 479.1505 | 484.6934 | 502.0895 | 489.8845
CSAPR- NOX Annual- WI | 237 | 6369 | Rate Constraint in MTons | FALSE | L | Annual | Rate | lb/MMBtu | 0 | 0.073835 | 0.069698 | 0.067611 | 0.067836 | 0.063419 | 0.063009
CSAPR- NOX Annual- WI | 237 | 6369 | Rate Constraint in MTons | FALSE | L | Annual | Generation | TWh | 0 | 40.755 | 44.9367 | 47.664 | 48.1152 | 57.688 | 56.4863
CSAPR- NOX Annual- WI | 237 | 6369 | Rate Constraint in MTons | FALSE | L | Annual | Qualifying Generation | TWh | 0 | 40.755 | 44.9367 | 47.664 | 48.1152 | 51.3467 | 50.1441
CSAPR- NOX Annual- WI | 237 | 6369 | Rate Constraint in MTons | FALSE | L | Annual | Rate | lb/MWh | 0 | 0.75098 | 0.71204 | 0.67967 | 0.68336 | 0.62013 | 0.61557
CSAPR- NOX Annual- WI | 237 | 6369 | Rate Constraint in MTons | FALSE | L | Annual | Constraint Shadow Price | US2011$/Ton | 0 | 0 | 0 | 0 | 0 | 0 | 0
CSAPR- NOX Annual- WV | 238 | 6368 | Rate Constraint in MTons | FALSE | L | Annual | Seasons Included | Seasons |  | Winter, Summer | Winter, Summer | Winter, Summer | Winter, Summer | Winter, Summer | Winter, Summer
CSAPR- NOX Annual- WV | 238 | 6368 | Rate Constraint in MTons | FALSE | L | Annual | Standard NOX | Thousand Tons | 0 | 64.4068 | 64.4068 | 64.4068 | 64.4068 | 64.4068 | 64.4068
CSAPR- NOX Annual- WV | 238 | 6368 | Rate Constraint in MTons | FALSE | L | Annual | Emissions at Affected Plants NOX | Thousand Tons | 0 | 64.4068 | 64.4068 | 64.4068 | 64.4068 | 64.4068 | 64.4068
CSAPR- NOX Annual- WV | 238 | 6368 | Rate Constraint in MTons | FALSE | L | Annual | Allowances Purchased NOX | Thousand Tons | 0 | 0 | 0 | 0 | 0 | 0 | 0
CSAPR- NOX Annual- WV | 238 | 6368 | Rate Constraint in MTons | FALSE | L | Annual | Allowances Sold NOX | Thousand Tons | 0 | 0 | 0 | 0 | 0 | 0 | 0
CSAPR- NOX Annual- WV | 238 | 6368 | Rate Constraint in MTons | FALSE | L | Annual | Allowances Banked | Thousand Tons | 0 | 0 | 0 | 0 | 0 | 0 | 0
CSAPR- NOX Annual- WV | 238 | 6368 | Rate Constraint in MTons | FALSE | L | Annual | Allowances Withdrawn (1:1) | Thousand Tons | 0 | 0 | 0 | 0 | 0 | 0 | 0
CSAPR- NOX Annual- WV | 238 | 6368 | Rate Constraint in MTons | FALSE | L | Annual | Allowances Withdrawn (n:1) | Thousand Tons | 0 | 0 | 0 | 0 | 0 | 0 | 0
CSAPR- NOX Annual- WV | 238 | 6368 | Rate Constraint in MTons | FALSE | L | Annual | Net Emissions Allowance Position | Thousand Tons | 0 | 64.4068 | 64.4068 | 64.4068 | 64.4068 | 64.4068 | 64.4068
CSAPR- NOX Annual- WV | 238 | 6368 | Rate Constraint in MTons | FALSE | L | Annual | Fuel Consumed | TBtu | 0 | 801.5807 | 811.1481 | 810.8203 | 875.8727 | 1070.7547 | 1126.9833
CSAPR- NOX Annual- WV | 238 | 6368 | Rate Constraint in MTons | FALSE | L | Annual | Rate | lb/MMBtu | 0 | 0.1607 | 0.1588 | 0.15887 | 0.14707 | 0.1203 | 0.1143
CSAPR- NOX Annual- WV | 238 | 6368 | Rate Constraint in MTons | FALSE | L | Annual | Generation | TWh | 0 | 80.8979 | 81.8513 | 81.8161 | 107.5621 | 207.4239 | 268.2577
CSAPR- NOX Annual- WV | 238 | 6368 | Rate Constraint in MTons | FALSE | L | Annual | Qualifying Generation | TWh | 0 | 80.8979 | 81.8513 | 81.8161 | 91.9785 | 124.4159 | 133.3575
CSAPR- NOX Annual- WV | 238 | 6368 | Rate Constraint in MTons | FALSE | L | Annual | Rate | lb/MWh | 0 | 1.5923 | 1.5738 | 1.5744 | 1.4005 | 1.0353 | 0.96593
CSAPR- NOX Annual- WV | 238 | 6368 | Rate Constraint in MTons | FALSE | L | Annual | Constraint Shadow Price | US2011$/Ton | 0 | 2433.5966 | 4744.7479 | 3195.5597 | 5418.5333 | 1607.8956 | 777.7036
CSAPR- NOX OzoneSeason- AL | 239 | 6322 | Rate Constraint in MTons | FALSE | L | Annual | Seasons Included | Seasons |  | Summer | Summer | Summer | Summer | Summer | Summer
CSAPR- NOX OzoneSeason- AL | 239 | 6322 | Rate Constraint in MTons | FALSE | L | Annual | Standard NOX | Thousand Tons | 0 | 38.114 | 38.114 | 38.114 | 38.114 | 38.114 | 38.114
CSAPR- NOX OzoneSeason- AL | 239 | 6322 | Rate Constraint in MTons | FALSE | L | Annual | Emissions at Affected Plants NOX | Thousand Tons | 0 | 10.4027 | 8.6876 | 9.0035 | 9.0106 | 8.1884 | 8.532
CSAPR- NOX OzoneSeason- AL | 239 | 6322 | Rate Constraint in MTons | FALSE | L | Annual | Allowances Purchased NOX | Thousand Tons | 0 | 0 | 0 | 0 | 0 | 0 | 0
CSAPR- NOX OzoneSeason- AL | 239 | 6322 | Rate Constraint in MTons | FALSE | L | Annual | Allowances Sold NOX | Thousand Tons | 0 | 0 | 0 | 0 | 0 | 0 | 0
CSAPR- NOX OzoneSeason- AL | 239 | 6322 | Rate Constraint in MTons | FALSE | L | Annual | Allowances Banked | Thousand Tons | 0 | 0 | 0 | 0 | 0 | 0 | 0
CSAPR- NOX OzoneSeason- AL | 239 | 6322 | Rate Constraint in MTons | FALSE | L | Annual | Allowances Withdrawn (1:1) | Thousand Tons | 0 | 0 | 0 | 0 | 0 | 0 | 0
CSAPR- NOX OzoneSeason- AL | 239 | 6322 | Rate Constraint in MTons | FALSE | L | Annual | Allowances Withdrawn (n:1) | Thousand Tons | 0 | 0 | 0 | 0 | 0 | 0 | 0
CSAPR- NOX OzoneSeason- AL | 239 | 6322 | Rate Constraint in MTons | FALSE | L | Annual | Net Emissions Allowance Position | Thousand Tons | 0 | 10.4027 | 8.6876 | 9.0035 | 9.0106 | 8.1884 | 8.532
CSAPR- NOX OzoneSeason- AL | 239 | 6322 | Rate Constraint in MTons | FALSE | L | Annual | Fuel Consumed | TBtu | 0 | 354.0371 | 303.8712 | 330.5263 | 330.0491 | 336.1188 | 367.4425
CSAPR- NOX OzoneSeason- AL | 239 | 6322 | Rate Constraint in MTons | FALSE | L | Annual | Rate | lb/MMBtu | 0 | 0.058766 | 0.057179 | 0.05448 | 0.054602 | 0.048723 | 0.04644
CSAPR- NOX OzoneSeason- AL | 239 | 6322 | Rate Constraint in MTons | FALSE | L | Annual | Generation | TWh | 0 | 41.7809 | 35.6131 | 38.9255 | 50.9959 | 64.5004 | 82.337
CSAPR- NOX OzoneSeason- AL | 239 | 6322 | Rate Constraint in MTons | FALSE | L | Annual | Qualifying Generation | TWh | 0 | 41.7809 | 35.6131 | 38.9255 | 39.5222 | 41.4285 | 46.4604
CSAPR- NOX OzoneSeason- AL | 239 | 6322 | Rate Constraint in MTons | FALSE | L | Annual | Rate | lb/MWh | 0 | 0.49797 | 0.48789 | 0.4626 | 0.45598 | 0.3953 | 0.36728
CSAPR- NOX OzoneSeason- AL | 239 | 6322 | Rate Constraint in MTons | FALSE | L | Annual | Constraint Shadow Price | US2011$/Ton | 0 | 0 | 0 | 0 | 0 | 0 | 0
CSAPR- NOX OzoneSeason- AR | 240 | 6323 | Rate Constraint in MTons | FALSE | L | Annual | Seasons Included | Seasons |  | Summer | Summer | Summer | Summer | Summer | Summer
CSAPR- NOX OzoneSeason- AR | 240 | 6323 | Rate Constraint in MTons | FALSE | L | Annual | Standard NOX | Thousand Tons | 0 | 18.283 | 18.283 | 18.283 | 18.283 | 18.283 | 18.283
CSAPR- NOX OzoneSeason- AR | 240 | 6323 | Rate Constraint in MTons | FALSE | L | Annual | Emissions at Affected Plants NOX | Thousand Tons | 0 | 9.8914 | 12.2437 | 12.3594 | 12.2842 | 11.347 | 11.451
CSAPR- NOX OzoneSeason- AR | 240 | 6323 | Rate Constraint in MTons | FALSE | L | Annual | Allowances Purchased NOX | Thousand Tons | 0 | 0 | 0 | 0 | 0 | 0 | 0
CSAPR- NOX OzoneSeason- AR | 240 | 6323 | Rate Constraint in MTons | FALSE | L | Annual | Allowances Sold NOX | Thousand Tons | 0 | 0 | 0 | 0 | 0 | 0 | 0
CSAPR- NOX OzoneSeason- AR | 240 | 6323 | Rate Constraint in MTons | FALSE | L | Annual | Allowances Banked | Thousand Tons | 0 | 0 | 0 | 0 | 0 | 0 | 0
CSAPR- NOX OzoneSeason- AR | 240 | 6323 | Rate Constraint in MTons | FALSE | L | Annual | Allowances Withdrawn (1:1) | Thousand Tons | 0 | 0 | 0 | 0 | 0 | 0 | 0
CSAPR- NOX OzoneSeason- AR | 240 | 6323 | Rate Constraint in MTons | FALSE | L | Annual | Allowances Withdrawn (n:1) | Thousand Tons | 0 | 0 | 0 | 0 | 0 | 0 | 0
CSAPR- NOX OzoneSeason- AR | 240 | 6323 | Rate Constraint in MTons | FALSE | L | Annual | Net Emissions Allowance Position | Thousand Tons | 0 | 9.8914 | 12.2437 | 12.3594 | 12.2842 | 11.347 | 11.451
CSAPR- NOX OzoneSeason- AR | 240 | 6323 | Rate Constraint in MTons | FALSE | L | Annual | Fuel Consumed | TBtu | 0 | 168.429 | 180.877 | 187.6485 | 198.1855 | 212.1039 | 228.5624
CSAPR- NOX OzoneSeason- AR | 240 | 6323 | Rate Constraint in MTons | FALSE | L | Annual | Rate | lb/MMBtu | 0 | 0.11745 | 0.13538 | 0.13173 | 0.12397 | 0.10699 | 0.1002
CSAPR- NOX OzoneSeason- AR | 240 | 6323 | Rate Constraint in MTons | FALSE | L | Annual | Generation | TWh | 0 | 19.6956 | 20.6009 | 21.425 | 25.0746 | 31.5423 | 49.2221
CSAPR- NOX OzoneSeason- AR | 240 | 6323 | Rate Constraint in MTons | FALSE | L | Annual | Qualifying Generation | TWh | 0 | 19.6956 | 20.6009 | 21.425 | 22.8659 | 25.4787 | 28.2109
CSAPR- NOX OzoneSeason- AR | 240 | 6323 | Rate Constraint in MTons | FALSE | L | Annual | Rate | lb/MWh | 0 | 1.0044 | 1.1887 | 1.1537 | 1.0745 | 0.8907 | 0.81181
CSAPR- NOX OzoneSeason- AR | 240 | 6323 | Rate Constraint in MTons | FALSE | L | Annual | Constraint Shadow Price | US2011$/Ton | 0 | 0 | 0 | 0 | 0 | 0 | 0
CSAPR- NOX OzoneSeason- GA | 242 | 6325 | Rate Constraint in MTons | FALSE | L | Annual | Seasons Included | Seasons |  | Summer | Summer | Summer | Summer | Summer | Summer
CSAPR- NOX OzoneSeason- GA | 242 | 6325 | Rate Constraint in MTons | FALSE | L | Annual | Standard NOX | Thousand Tons | 0 | 29.09 | 29.09 | 29.09 | 29.09 | 29.09 | 29.09
CSAPR- NOX OzoneSeason- GA | 242 | 6325 | Rate Constraint in MTons | FALSE | L | Annual | Emissions at Affected Plants NOX | Thousand Tons | 0 | 8.8643 | 8.5451 | 9.744 | 10.4105 | 7.4202 | 8.0842
CSAPR- NOX OzoneSeason- GA | 242 | 6325 | Rate Constraint in MTons | FALSE | L | Annual | Allowances Purchased NOX | Thousand Tons | 0 | 0 | 0 | 0 | 0 | 0 | 0
CSAPR- NOX OzoneSeason- GA | 242 | 6325 | Rate Constraint in MTons | FALSE | L | Annual | Allowances Sold NOX | Thousand Tons | 0 | 0 | 0 | 0 | 0 | 0 | 0
CSAPR- NOX OzoneSeason- GA | 242 | 6325 | Rate Constraint in MTons | FALSE | L | Annual | Allowances Banked | Thousand Tons | 0 | 0 | 0 | 0 | 0 | 0 | 0
CSAPR- NOX OzoneSeason- GA | 242 | 6325 | Rate Constraint in MTons | FALSE | L | Annual | Allowances Withdrawn (1:1) | Thousand Tons | 0 | 0 | 0 | 0 | 0 | 0 | 0
CSAPR- NOX OzoneSeason- GA | 242 | 6325 | Rate Constraint in MTons | FALSE | L | Annual | Allowances Withdrawn (n:1) | Thousand Tons | 0 | 0 | 0 | 0 | 0 | 0 | 0
CSAPR- NOX OzoneSeason- GA | 242 | 6325 | Rate Constraint in MTons | FALSE | L | Annual | Net Emissions Allowance Position | Thousand Tons | 0 | 8.8643 | 8.5451 | 9.744 | 10.4105 | 7.4202 | 8.0842
CSAPR- NOX OzoneSeason- GA | 242 | 6325 | Rate Constraint in MTons | FALSE | L | Annual | Fuel Consumed | TBtu | 0 | 369.9784 | 347.0288 | 382.9956 | 412.3685 | 349.6803 | 420.2168
CSAPR- NOX OzoneSeason- GA | 242 | 6325 | Rate Constraint in MTons | FALSE | L | Annual | Rate | lb/MMBtu | 0 | 0.047918 | 0.049247 | 0.050883 | 0.050491 | 0.04244 | 0.038476
CSAPR- NOX OzoneSeason- GA | 242 | 6325 | Rate Constraint in MTons | FALSE | L | Annual | Generation | TWh | 0 | 44.3529 | 41.4918 | 46.6595 | 71.7093 | 94.3233 | 145.7717
CSAPR- NOX OzoneSeason- GA | 242 | 6325 | Rate Constraint in MTons | FALSE | L | Annual | Qualifying Generation | TWh | 0 | 44.3529 | 41.4918 | 45.0785 | 49.4407 | 43.3376 | 54.2046
CSAPR- NOX OzoneSeason- GA | 242 | 6325 | Rate Constraint in MTons | FALSE | L | Annual | Rate | lb/MWh | 0 | 0.39972 | 0.4119 | 0.43231 | 0.42113 | 0.34244 | 0.29828
CSAPR- NOX OzoneSeason- GA | 242 | 6325 | Rate Constraint in MTons | FALSE | L | Annual | Constraint Shadow Price | US2011$/Ton | 0 | 0 | 0 | 0 | 0 | 0 | 0
CSAPR- NOX OzoneSeason- IL | 244 | 6326 | Rate Constraint in MTons | FALSE | L | Annual | Seasons Included | Seasons |  | Summer | Summer | Summer | Summer | Summer | Summer
CSAPR- NOX OzoneSeason- IL | 244 | 6326 | Rate Constraint in MTons | FALSE | L | Annual | Standard NOX | Thousand Tons | 0 | 25.662 | 25.662 | 25.662 | 25.662 | 25.662 | 25.662
CSAPR- NOX OzoneSeason- IL | 244 | 6326 | Rate Constraint in MTons | FALSE | L | Annual | Emissions at Affected Plants NOX | Thousand Tons | 0 | 13.6052 | 14.1551 | 14.0332 | 14.6702 | 13.7348 | 14.139
CSAPR- NOX OzoneSeason- IL | 244 | 6326 | Rate Constraint in MTons | FALSE | L | Annual | Allowances Purchased NOX | Thousand Tons | 0 | 0 | 0 | 0 | 0 | 0 | 0
CSAPR- NOX OzoneSeason- IL | 244 | 6326 | Rate Constraint in MTons | FALSE | L | Annual | Allowances Sold NOX | Thousand Tons | 0 | 0 | 0 | 0 | 0 | 0 | 0
CSAPR- NOX OzoneSeason- IL | 244 | 6326 | Rate Constraint in MTons | FALSE | L | Annual | Allowances Banked | Thousand Tons | 0 | 0 | 0 | 0 | 0 | 0 | 0
CSAPR- NOX OzoneSeason- IL | 244 | 6326 | Rate Constraint in MTons | FALSE | L | Annual | Allowances Withdrawn (1:1) | Thousand Tons | 0 | 0 | 0 | 0 | 0 | 0 | 0
CSAPR- NOX OzoneSeason- IL | 244 | 6326 | Rate Constraint in MTons | FALSE | L | Annual | Allowances Withdrawn (n:1) | Thousand Tons | 0 | 0 | 0 | 0 | 0 | 0 | 0
CSAPR- NOX OzoneSeason- IL | 244 | 6326 | Rate Constraint in MTons | FALSE | L | Annual | Net Emissions Allowance Position | Thousand Tons | 0 | 13.6052 | 14.1551 | 14.0332 | 14.6702 | 13.7348 | 14.139
CSAPR- NOX OzoneSeason- IL | 244 | 6326 | Rate Constraint in MTons | FALSE | L | Annual | Fuel Consumed | TBtu | 0 | 344.5577 | 367.0181 | 363.1874 | 382.2153 | 364.3637 | 472.5175
CSAPR- NOX OzoneSeason- IL | 244 | 6326 | Rate Constraint in MTons | FALSE | L | Annual | Rate | lb/MMBtu | 0 | 0.078972 | 0.077136 | 0.077278 | 0.076764 | 0.075391 | 0.059846
CSAPR- NOX OzoneSeason- IL | 244 | 6326 | Rate Constraint in MTons | FALSE | L | Annual | Generation | TWh | 0 | 34.8813 | 37.1039 | 36.6496 | 38.4447 | 37.5563 | 59.0945
CSAPR- NOX OzoneSeason- IL | 244 | 6326 | Rate Constraint in MTons | FALSE | L | Annual | Qualifying Generation | TWh | 0 | 34.8813 | 37.1039 | 36.6496 | 38.4447 | 37.206 | 54.3559
CSAPR- NOX OzoneSeason- IL | 244 | 6326 | Rate Constraint in MTons | FALSE | L | Annual | Rate | lb/MWh | 0 | 0.78008 | 0.763 | 0.7658 | 0.76319 | 0.73831 | 0.52024
CSAPR- NOX OzoneSeason- IL | 244 | 6326 | Rate Constraint in MTons | FALSE | L | Annual | Constraint Shadow Price | US2011$/Ton | 0 | 0 | 0 | 0 | 0 | 0 | 0
CSAPR- NOX OzoneSeason- IN | 245 | 6327 | Rate Constraint in MTons | FALSE | L | Annual | Seasons Included | Seasons |  | Summer | Summer | Summer | Summer | Summer | Summer
CSAPR- NOX OzoneSeason- IN | 245 | 6327 | Rate Constraint in MTons | FALSE | L | Annual | Standard NOX | Thousand Tons | 0 | 55.872 | 55.872 | 55.872 | 55.872 | 55.872 | 55.872
CSAPR- NOX OzoneSeason- IN | 245 | 6327 | Rate Constraint in MTons | FALSE | L | Annual | Emissions at Affected Plants NOX | Thousand Tons | 0 | 42.1793 | 42.8687 | 42.7589 | 36.4599 | 34.8633 | 35.0623
CSAPR- NOX OzoneSeason- IN | 245 | 6327 | Rate Constraint in MTons | FALSE | L | Annual | Allowances Purchased NOX | Thousand Tons | 0 | 0 | 0 | 0 | 0 | 0 | 0
CSAPR- NOX OzoneSeason- IN | 245 | 6327 | Rate Constraint in MTons | FALSE | L | Annual | Allowances Sold NOX | Thousand Tons | 0 | 0 | 0 | 0 | 0 | 0 | 0
CSAPR- NOX OzoneSeason- IN | 245 | 6327 | Rate Constraint in MTons | FALSE | L | Annual | Allowances Banked | Thousand Tons | 0 | 0 | 0 | 0 | 0 | 0 | 0
CSAPR- NOX OzoneSeason- IN | 245 | 6327 | Rate Constraint in MTons | FALSE | L | Annual | Allowances Withdrawn (1:1) | Thousand Tons | 0 | 0 | 0 | 0 | 0 | 0 | 0
CSAPR- NOX OzoneSeason- IN | 245 | 6327 | Rate Constraint in MTons | FALSE | L | Annual | Allowances Withdrawn (n:1) | Thousand Tons | 0 | 0 | 0 | 0 | 0 | 0 | 0
CSAPR- NOX OzoneSeason- IN | 245 | 6327 | Rate Constraint in MTons | FALSE | L | Annual | Net Emissions Allowance Position | Thousand Tons | 0 | 42.1793 | 42.8687 | 42.7589 | 36.4599 | 34.8633 | 35.0623
CSAPR- NOX OzoneSeason- IN | 245 | 6327 | Rate Constraint in MTons | FALSE | L | Annual | Fuel Consumed | TBtu | 0 | 474.3614 | 479.2392 | 482.8314 | 491.8195 | 484.781 | 527.6064
CSAPR- NOX OzoneSeason- IN | 245 | 6327 | Rate Constraint in MTons | FALSE | L | Annual | Rate | lb/MMBtu | 0 | 0.17784 | 0.1789 | 0.17712 | 0.14827 | 0.14383 | 0.13291
CSAPR- NOX OzoneSeason- IN | 245 | 6327 | Rate Constraint in MTons | FALSE | L | Annual | Generation | TWh | 0 | 47.6925 | 47.8613 | 48.5755 | 52.9661 | 74.9263 | 104.0304
CSAPR- NOX OzoneSeason- IN | 245 | 6327 | Rate Constraint in MTons | FALSE | L | Annual | Qualifying Generation | TWh | 0 | 47.6925 | 47.8613 | 48.5755 | 49.3244 | 50.1739 | 56.9685
CSAPR- NOX OzoneSeason- IN | 245 | 6327 | Rate Constraint in MTons | FALSE | L | Annual | Rate | lb/MWh | 0 | 1.7688 | 1.7914 | 1.7605 | 1.4784 | 1.3897 | 1.2309
CSAPR- NOX OzoneSeason- IN | 245 | 6327 | Rate Constraint in MTons | FALSE | L | Annual | Constraint Shadow Price | US2011$/Ton | 0 | 0 | 0 | 0 | 0 | 0 | 0
CSAPR- NOX OzoneSeason- KY | 246 | 6329 | Rate Constraint in MTons | FALSE | L | Annual | Seasons Included | Seasons |  | Summer | Summer | Summer | Summer | Summer | Summer
CSAPR- NOX OzoneSeason- KY | 246 | 6329 | Rate Constraint in MTons | FALSE | L | Annual | Standard NOX | Thousand Tons | 0 | 39.536 | 39.536 | 39.536 | 39.536 | 39.536 | 39.536
CSAPR- NOX OzoneSeason- KY | 246 | 6329 | Rate Constraint in MTons | FALSE | L | Annual | Emissions at Affected Plants NOX | Thousand Tons | 0 | 20.9988 | 23.481 | 22.9415 | 24.5326 | 23.6313 | 23.0307
CSAPR- NOX OzoneSeason- KY | 246 | 6329 | Rate Constraint in MTons | FALSE | L | Annual | Allowances Purchased NOX | Thousand Tons | 0 | 0 | 0 | 0 | 0 | 0 | 0
CSAPR- NOX OzoneSeason- KY | 246 | 6329 | Rate Constraint in MTons | FALSE | L | Annual | Allowances Sold NOX | Thousand Tons | 0 | 0 | 0 | 0 | 0 | 0 | 0
CSAPR- NOX OzoneSeason- KY | 246 | 6329 | Rate Constraint in MTons | FALSE | L | Annual | Allowances Banked | Thousand Tons | 0 | 0 | 0 | 0 | 0 | 0 | 0
CSAPR- NOX OzoneSeason- KY | 246 | 6329 | Rate Constraint in MTons | FALSE | L | Annual | Allowances Withdrawn (1:1) | Thousand Tons | 0 | 0 | 0 | 0 | 0 | 0 | 0
CSAPR- NOX OzoneSeason- KY | 246 | 6329 | Rate Constraint in MTons | FALSE | L | Annual | Allowances Withdrawn (n:1) | Thousand Tons | 0 | 0 | 0 | 0 | 0 | 0 | 0
CSAPR- NOX OzoneSeason- KY | 246 | 6329 | Rate Constraint in MTons | FALSE | L | Annual | Net Emissions Allowance Position | Thousand Tons | 0 | 20.9988 | 23.481 | 22.9415 | 24.5326 | 23.6313 | 23.0307
CSAPR- NOX OzoneSeason- KY | 246 | 6329 | Rate Constraint in MTons | FALSE | L | Annual | Fuel Consumed | TBtu | 0 | 310.2684 | 343.1817 | 344.4469 | 363.2627 | 378.7568 | 390.8355
CSAPR- NOX OzoneSeason- KY | 246 | 6329 | Rate Constraint in MTons | FALSE | L | Annual | Rate | lb/MMBtu | 0 | 0.13536 | 0.13684 | 0.13321 | 0.13507 | 0.12478 | 0.11785
CSAPR- NOX OzoneSeason- KY | 246 | 6329 | Rate Constraint in MTons | FALSE | L | Annual | Generation | TWh | 0 | 31.8961 | 35.8129 | 36.218 | 49.4925 | 89.2265 | 119.1601
CSAPR- NOX OzoneSeason- KY | 246 | 6329 | Rate Constraint in MTons | FALSE | L | Annual | Qualifying Generation | TWh | 0 | 31.8961 | 35.8129 | 36.218 | 38.1305 | 41.1978 | 43.4701
CSAPR- NOX OzoneSeason- KY | 246 | 6329 | Rate Constraint in MTons | FALSE | L | Annual | Rate | lb/MWh | 0 | 1.3167 | 1.3113 | 1.2669 | 1.2868 | 1.1472 | 1.0596
CSAPR- NOX OzoneSeason- KY | 246 | 6329 | Rate Constraint in MTons | FALSE | L | Annual | Constraint Shadow Price | US2011$/Ton | 0 | 0 | 0 | 0 | 0 | 0 | 0
CSAPR- NOX OzoneSeason- LA | 247 | 6330 | Rate Constraint in MTons | FALSE | L | Annual | Seasons Included | Seasons |  | Summer | Summer | Summer | Summer | Summer | Summer
CSAPR- NOX OzoneSeason- LA | 247 | 6330 | Rate Constraint in MTons | FALSE | L | Annual | Standard NOX | Thousand Tons | 0 | 21.919 | 21.919 | 21.919 | 21.919 | 21.919 | 21.919
CSAPR- NOX OzoneSeason- LA | 247 | 6330 | Rate Constraint in MTons | FALSE | L | Annual | Emissions at Affected Plants NOX | Thousand Tons | 0 | 10.0072 | 10.1169 | 9.3348 | 7.9399 | 5.1094 | 5.302
CSAPR- NOX OzoneSeason- LA | 247 | 6330 | Rate Constraint in MTons | FALSE | L | Annual | Allowances Purchased NOX | Thousand Tons | 0 | 0 | 0 | 0 | 0 | 0 | 0
CSAPR- NOX OzoneSeason- LA | 247 | 6330 | Rate Constraint in MTons | FALSE | L | Annual | Allowances Sold NOX | Thousand Tons | 0 | 0 | 0 | 0 | 0 | 0 | 0
CSAPR- NOX OzoneSeason- LA | 247 | 6330 | Rate Constraint in MTons | FALSE | L | Annual | Allowances Banked | Thousand Tons | 0 | 0 | 0 | 0 | 0 | 0 | 0
CSAPR- NOX OzoneSeason- LA | 247 | 6330 | Rate Constraint in MTons | FALSE | L | Annual | Allowances Withdrawn (1:1) | Thousand Tons | 0 | 0 | 0 | 0 | 0 | 0 | 0
CSAPR- NOX OzoneSeason- LA | 247 | 6330 | Rate Constraint in MTons | FALSE | L | Annual | Allowances Withdrawn (n:1) | Thousand Tons | 0 | 0 | 0 | 0 | 0 | 0 | 0
CSAPR- NOX OzoneSeason- LA | 247 | 6330 | Rate Constraint in MTons | FALSE | L | Annual | Net Emissions Allowance Position | Thousand Tons | 0 | 10.0072 | 10.1169 | 9.3348 | 7.9399 | 5.1094 | 5.302
CSAPR- NOX OzoneSeason- LA | 247 | 6330 | Rate Constraint in MTons | FALSE | L | Annual | Fuel Consumed | TBtu | 0 | 208.6425 | 215.8257 | 223.0426 | 220.3103 | 203.3917 | 252.6893
CSAPR- NOX OzoneSeason- LA | 247 | 6330 | Rate Constraint in MTons | FALSE | L | Annual | Rate | lb/MMBtu | 0 | 0.095927 | 0.093751 | 0.083704 | 0.072079 | 0.050242 | 0.041965
CSAPR- NOX OzoneSeason- LA | 247 | 6330 | Rate Constraint in MTons | FALSE | L | Annual | Generation | TWh | 0 | 25.1702 | 25.4944 | 26.9917 | 30.5775 | 31.7121 | 55.6091
CSAPR- NOX OzoneSeason- LA | 247 | 6330 | Rate Constraint in MTons | FALSE | L | Annual | Qualifying Generation | TWh | 0 | 25.1702 | 25.4944 | 26.9917 | 27.2373 | 26.2979 | 34.0937
CSAPR- NOX OzoneSeason- LA | 247 | 6330 | Rate Constraint in MTons | FALSE | L | Annual | Rate | lb/MWh | 0 | 0.79516 | 0.79366 | 0.69168 | 0.58302 | 0.38858 | 0.31103
CSAPR- NOX OzoneSeason- LA | 247 | 6330 | Rate Constraint in MTons | FALSE | L | Annual | Constraint Shadow Price | US2011$/Ton | 0 | 0 | 0 | 0 | 0 | 0 | 0
CSAPR- NOX OzoneSeason- MO | 250 | 6334 | Rate Constraint in MTons | FALSE | L | Annual | Seasons Included | Seasons |  | Summer | Summer | Summer | Summer | Summer | Summer
CSAPR- NOX OzoneSeason- MO | 250 | 6334 | Rate Constraint in MTons | FALSE | L | Annual | Standard NOX | Thousand Tons | 0 | 25.53 | 25.53 | 25.53 | 25.53 | 25.53 | 25.53
CSAPR- NOX OzoneSeason- MO | 250 | 6334 | Rate Constraint in MTons | FALSE | L | Annual | Emissions at Affected Plants NOX | Thousand Tons | 0 | 20.6009 | 21.6993 | 21.5622 | 22.111 | 21.7171 | 21.6363
CSAPR- NOX OzoneSeason- MO | 250 | 6334 | Rate Constraint in MTons | FALSE | L | Annual | Allowances Purchased NOX | Thousand Tons | 0 | 0 | 0 | 0 | 0 | 0 | 0
CSAPR- NOX OzoneSeason- MO | 250 | 6334 | Rate Constraint in MTons | FALSE | L | Annual | Allowances Sold NOX | Thousand Tons | 0 | 0 | 0 | 0 | 0 | 0 | 0
CSAPR- NOX OzoneSeason- MO | 250 | 6334 | Rate Constraint in MTons | FALSE | L | Annual | Allowances Banked | Thousand Tons | 0 | 0 | 0 | 0 | 0 | 0 | 0
CSAPR- NOX OzoneSeason- MO | 250 | 6334 | Rate Constraint in MTons | FALSE | L | Annual | Allowances Withdrawn (1:1) | Thousand Tons | 0 | 0 | 0 | 0 | 0 | 0 | 0
CSAPR- NOX OzoneSeason- MO | 250 | 6334 | Rate Constraint in MTons | FALSE | L | Annual | Allowances Withdrawn (n:1) | Thousand Tons | 0 | 0 | 0 | 0 | 0 | 0 | 0
CSAPR- NOX OzoneSeason- MO | 250 | 6334 | Rate Constraint in MTons | FALSE | L | Annual | Net Emissions Allowance Position | Thousand Tons | 0 | 20.6009 | 21.6993 | 21.5622 | 22.111 | 21.7171 | 21.6363
CSAPR- NOX OzoneSeason- MO | 250 | 6334 | Rate Constraint in MTons | FALSE | L | Annual | Fuel Consumed | TBtu | 0 | 337.8302 | 360.4152 | 358.1371 | 369.9819 | 380.3783 | 402.2224
CSAPR- NOX OzoneSeason- MO | 250 | 6334 | Rate Constraint in MTons | FALSE | L | Annual | Rate | lb/MMBtu | 0 | 0.12196 | 0.12041 | 0.12041 | 0.11952 | 0.11419 | 0.10758
CSAPR- NOX OzoneSeason- MO | 250 | 6334 | Rate Constraint in MTons | FALSE | L | Annual | Generation | TWh | 0 | 33.3555 | 35.7004 | 35.5292 | 39.1063 | 46.8211 | 59.447
CSAPR- NOX OzoneSeason- MO | 250 | 6334 | Rate Constraint in MTons | FALSE | L | Annual | Qualifying Generation | TWh | 0 | 33.3555 | 35.7004 | 35.5292 | 36.663 | 38.6472 | 42.2767
CSAPR- NOX OzoneSeason- MO | 250 | 6334 | Rate Constraint in MTons | FALSE | L | Annual | Rate | lb/MWh | 0 | 1.2352 | 1.2156 | 1.2138 | 1.2062 | 1.1239 | 1.0236
CSAPR- NOX OzoneSeason- MO | 250 | 6334 | Rate Constraint in MTons | FALSE | L | Annual | Constraint Shadow Price | US2011$/Ton | 0 | 0 | 0 | 0 | 0 | 0 | 0
CSAPR- NOX OzoneSeason- MS | 251 | 6333 | Rate Constraint in MTons | FALSE | L | Annual | Seasons Included | Seasons |  | Summer | Summer | Summer | Summer | Summer | Summer
CSAPR- NOX OzoneSeason- MS | 251 | 6333 | Rate Constraint in MTons | FALSE | L | Annual | Standard NOX | Thousand Tons | 0 | 15.039 | 15.039 | 15.039 | 15.039 | 15.039 | 15.039
CSAPR- NOX OzoneSeason- MS | 251 | 6333 | Rate Constraint in MTons | FALSE | L | Annual | Emissions at Affected Plants NOX | Thousand Tons | 0 | 7.6243 | 8.0592 | 7.9763 | 7.2964 | 4.8281 | 4.6138
CSAPR- NOX OzoneSeason- MS | 251 | 6333 | Rate Constraint in MTons | FALSE | L | Annual | Allowances Purchased NOX | Thousand Tons | 0 | 0 | 0 | 0 | 0 | 0 | 0
CSAPR- NOX OzoneSeason- MS | 251 | 6333 | Rate Constraint in MTons | FALSE | L | Annual | Allowances Sold NOX | Thousand Tons | 0 | 0 | 0 | 0 | 0 | 0 | 0
CSAPR- NOX OzoneSeason- MS | 251 | 6333 | Rate Constraint in MTons | FALSE | L | Annual | Allowances Banked | Thousand Tons | 0 | 0 | 0 | 0 | 0 | 0 | 0
CSAPR- NOX OzoneSeason- MS | 251 | 6333 | Rate Constraint in MTons | FALSE | L | Annual | Allowances Withdrawn (1:1) | Thousand Tons | 0 | 0 | 0 | 0 | 0 | 0 | 0
CSAPR- NOX OzoneSeason- MS | 251 | 6333 | Rate Constraint in MTons | FALSE | L | Annual | Allowances Withdrawn (n:1) | Thousand Tons | 0 | 0 | 0 | 0 | 0 | 0 | 0
CSAPR- NOX OzoneSeason- MS | 251 | 6333 | Rate Constraint in MTons | FALSE | L | Annual | Net Emissions Allowance Position | Thousand Tons | 0 | 7.6243 | 8.0592 | 7.9763 | 7.2964 | 4.8281 | 4.6138
CSAPR- NOX OzoneSeason- MS | 251 | 6333 | Rate Constraint in MTons | FALSE | L | Annual | Fuel Consumed | TBtu | 0 | 194.3581 | 187.9779 | 204.6294 | 186.7823 | 180.6083 | 184.2729
CSAPR- NOX OzoneSeason- MS | 251 | 6333 | Rate Constraint in MTons | FALSE | L | Annual | Rate | lb/MMBtu | 0 | 0.078456 | 0.085746 | 0.077959 | 0.078128 | 0.053465 | 0.050075
CSAPR- NOX OzoneSeason- MS | 251 | 6333 | Rate Constraint in MTons | FALSE | L | Annual | Generation | TWh | 0 | 23.3797 | 22.2179 | 24.4937 | 36.3131 | 49.2737 | 75.5007
CSAPR- NOX OzoneSeason- MS | 251 | 6333 | Rate Constraint in MTons | FALSE | L | Annual | Qualifying Generation | TWh | 0 | 23.3797 | 22.2179 | 24.4937 | 22.453 | 22.8809 | 24.1987
CSAPR- NOX OzoneSeason- MS | 251 | 6333 | Rate Constraint in MTons | FALSE | L | Annual | Rate | lb/MWh | 0 | 0.65221 | 0.72547 | 0.6513 | 0.64993 | 0.42202 | 0.38132
CSAPR- NOX OzoneSeason- MS | 251 | 6333 | Rate Constraint in MTons | FALSE | L | Annual | Constraint Shadow Price | US2011$/Ton | 0 | 0 | 0 | 0 | 0 | 0 | 0
CSAPR- NOX OzoneSeason- TN | 259 | 6342 | Rate Constraint in MTons | FALSE | L | Annual | Seasons Included | Seasons |  | Summer | Summer | Summer | Summer | Summer | Summer
CSAPR- NOX OzoneSeason- TN | 259 | 6342 | Rate Constraint in MTons | FALSE | L | Annual | Standard NOX | Thousand Tons | 0 | 9.699 | 9.699 | 9.699 | 9.699 | 9.699 | 9.699
CSAPR- NOX OzoneSeason- TN | 259 | 6342 | Rate Constraint in MTons | FALSE | L | Annual | Emissions at Affected Plants NOX | Thousand Tons | 0 | 6.4992 | 6.4767 | 6.5687 | 6.7814 | 6.8652 | 6.8652
CSAPR- NOX OzoneSeason- TN | 259 | 6342 | Rate Constraint in MTons | FALSE | L | Annual | Allowances Purchased NOX | Thousand Tons | 0 | 0 | 0 | 0 | 0 | 0 | 0
CSAPR- NOX OzoneSeason- TN | 259 | 6342 | Rate Constraint in MTons | FALSE | L | Annual | Allowances Sold NOX | Thousand Tons | 0 | 0 | 0 | 0 | 0 | 0 | 0
CSAPR- NOX OzoneSeason- TN | 259 | 6342 | Rate Constraint in MTons | FALSE | L | Annual | Allowances Banked | Thousand Tons | 0 | 0 | 0 | 0 | 0 | 0 | 0
CSAPR- NOX OzoneSeason- TN | 259 | 6342 | Rate Constraint in MTons | FALSE | L | Annual | Allowances Withdrawn (1:1) | Thousand Tons | 0 | 0 | 0 | 0 | 0 | 0 | 0
CSAPR- NOX OzoneSeason- TN | 259 | 6342 | Rate Constraint in MTons | FALSE | L | Annual | Allowances Withdrawn (n:1) | Thousand Tons | 0 | 0 | 0 | 0 | 0 | 0 | 0
CSAPR- NOX OzoneSeason- TN | 259 | 6342 | Rate Constraint in MTons | FALSE | L | Annual | Net Emissions Allowance Position | Thousand Tons | 0 | 6.4992 | 6.4767 | 6.5687 | 6.7814 | 6.8652 | 6.8652
CSAPR- NOX OzoneSeason- TN | 259 | 6342 | Rate Constraint in MTons | FALSE | L | Annual | Fuel Consumed | TBtu | 0 | 202.9156 | 202.7199 | 203.9122 | 232.3974 | 278.4452 | 278.4452
CSAPR- NOX OzoneSeason- TN | 259 | 6342 | Rate Constraint in MTons | FALSE | L | Annual | Rate | lb/MMBtu | 0 | 0.064058 | 0.063898 | 0.064426 | 0.05836 | 0.049311 | 0.049311
CSAPR- NOX OzoneSeason- TN | 259 | 6342 | Rate Constraint in MTons | FALSE | L | Annual | Generation | TWh | 0 | 21.3433 | 21.3251 | 21.4271 | 29.7788 | 44.0014 | 44.0014
CSAPR- NOX OzoneSeason- TN | 259 | 6342 | Rate Constraint in MTons | FALSE | L | Annual | Qualifying Generation | TWh | 0 | 21.3433 | 21.3251 | 21.4271 | 25.8383 | 33.199 | 33.199
CSAPR- NOX OzoneSeason- TN | 259 | 6342 | Rate Constraint in MTons | FALSE | L | Annual | Rate | lb/MWh | 0 | 0.60902 | 0.60743 | 0.61312 | 0.52491 | 0.41358 | 0.41358
CSAPR- NOX OzoneSeason- TN | 259 | 6342 | Rate Constraint in MTons | FALSE | L | Annual | Constraint Shadow Price | US2011$/Ton | 0 | 0 | 0 | 0 | 0 | 0 | 0
CSAPR Rule Constraint- NOX Annual | 264 | 6319 | Rate Constraint in MTons | FALSE | L | Annual | Seasons Included | Seasons | Winter, Summer | Winter, Summer | Winter, Summer | Winter, Summer | Winter, Summer | Winter, Summer | Winter, Summer
CSAPR Rule Constraint- NOX Annual | 264 | 6319 | Rate Constraint in MTons | FALSE | L | Annual | Standard NOX | Thousand Tons | 1238.397 | 1206.957 | 1206.957 | 1206.957 | 1206.957 | 1206.957 | 1206.957
CSAPR Rule Constraint- NOX Annual | 264 | 6319 | Rate Constraint in MTons | FALSE | L | Annual | Emissions at Affected Plants NOX | Thousand Tons | 855.6702 | 852.1513 | 844.7369 | 828.7611 | 834.2227 | 761.9147 | 745.3302
CSAPR Rule Constraint- NOX Annual | 264 | 6319 | Rate Constraint in MTons | FALSE | L | Annual | Allowances Purchased NOX | Thousand Tons | 0 | 0 | 0 | 0 | 0 | 0 | 0
CSAPR Rule Constraint- NOX Annual | 264 | 6319 | Rate Constraint in MTons | FALSE | L | Annual | Allowances Sold NOX | Thousand Tons | 0 | 0 | 0 | 0 | 0 | 0 | 0
CSAPR Rule Constraint- NOX Annual | 264 | 6319 | Rate Constraint in MTons | FALSE | L | Annual | Allowances Banked | Thousand Tons | 0 | 0 | 0 | 0 | 0 | 0 | 0
CSAPR Rule Constraint- NOX Annual | 264 | 6319 | Rate Constraint in MTons | FALSE | L | Annual | Allowances Withdrawn (1:1) | Thousand Tons | 0 | 0 | 0 | 0 | 0 | 0 | 0
CSAPR Rule Constraint- NOX Annual | 264 | 6319 | Rate Constraint in MTons | FALSE | L | Annual | Allowances Withdrawn (n:1) | Thousand Tons | 0 | 0 | 0 | 0 | 0 | 0 | 0
CSAPR Rule Constraint- NOX Annual | 264 | 6319 | Rate Constraint in MTons | FALSE | L | Annual | Net Emissions Allowance Position | Thousand Tons | 855.6702 | 852.1513 | 844.7369 | 828.7611 | 834.2227 | 761.9147 | 745.3302
CSAPR Rule Constraint- NOX Annual | 264 | 6319 | Rate Constraint in MTons | FALSE | L | Annual | Fuel Consumed | TBtu | 15772.4917 | 15675.0264 | 15694.5794 | 15906.8801 | 16614.9639 | 17327.4663 | 19614.8354
CSAPR Rule Constraint- NOX Annual | 264 | 6319 | Rate Constraint in MTons | FALSE | L | Annual | Rate | lb/MMBtu | 0.1085 | 0.10873 | 0.10765 | 0.1042 | 0.10042 | 0.087943 | 0.075997
CSAPR Rule Constraint- NOX Annual | 264 | 6319 | Rate Constraint in MTons | FALSE | L | Annual | Generation | TWh | 1738.9725 | 1732.0443 | 1721.9639 | 1762.7443 | 1867.0782 | 2086.0036 | 2528.7148
CSAPR Rule Constraint- NOX Annual | 264 | 6319 | Rate Constraint in MTons | FALSE | L | Annual | Qualifying Generation | TWh | 1738.972 | 1732.0434 | 1721.9617 | 1762.7415 | 1859.2834 | 2051.2108 | 2431.9813
CSAPR Rule Constraint- NOX Annual | 264 | 6319 | Rate Constraint in MTons | FALSE | L | Annual | Rate | lb/MWh | 0.98411 | 0.98398 | 0.98113 | 0.94031 | 0.89736 | 0.74289 | 0.61294
CSAPR Rule Constraint- NOX Annual | 264 | 6319 | Rate Constraint in MTons | FALSE | L | Annual | Constraint Shadow Price | US2011$/Ton | 0 | 0 | 0 | 0 | 0 | 0 | 0
CSAPR Rule Constraint- NOX OzoneSeason | 265 | 6320 | Rate Constraint in MTons | FALSE | L | Annual | Seasons Included | Seasons | Summer | Summer | Summer | Summer | Summer | Summer | Summer
CSAPR Rule Constraint- NOX OzoneSeason | 265 | 6320 | Rate Constraint in MTons | FALSE | L | Annual | Standard NOX | Thousand Tons | 614.519 | 230.366 | 230.366 | 230.366 | 230.366 | 230.366 | 230.366
CSAPR Rule Constraint- NOX OzoneSeason | 265 | 6320 | Rate Constraint in MTons | FALSE | L | Annual | Emissions at Affected Plants NOX | Thousand Tons | 152.0987 | 150.6734 | 156.3333 | 156.2826 | 151.4969 | 137.7048 | 138.7164
CSAPR Rule Constraint- NOX OzoneSeason | 265 | 6320 | Rate Constraint in MTons | FALSE | L | Annual | Allowances Purchased NOX | Thousand Tons | 0 | 0 | 0 | 0 | 0 | 0 | 0
CSAPR Rule Constraint- NOX OzoneSeason | 265 | 6320 | Rate Constraint in MTons | FALSE | L | Annual | Allowances Sold NOX | Thousand Tons | 0 | 0 | 0 | 0 | 0 | 0 | 0
CSAPR Rule Constraint- NOX OzoneSeason | 265 | 6320 | Rate Constraint in MTons | FALSE | L | Annual | Allowances Banked | Thousand Tons | 0 | 0 | 0 | 0 | 0 | 0 | 0
CSAPR Rule Constraint- NOX OzoneSeason | 265 | 6320 | Rate Constraint in MTons | FALSE | L | Annual | Allowances Withdrawn (1:1) | Thousand Tons | 0 | 0 | 0 | 0 | 0 | 0 | 0
CSAPR Rule Constraint- NOX OzoneSeason | 265 | 6320 | Rate Constraint in MTons | FALSE | L | Annual | Allowances Withdrawn (n:1) | Thousand Tons | 0 | 0 | 0 | 0 | 0 | 0 | 0
CSAPR Rule Constraint- NOX OzoneSeason | 265 | 6320 | Rate Constraint in MTons | FALSE | L | Annual | Net Emissions Allowance Position | Thousand Tons | 152.0987 | 150.6734 | 156.3333 | 156.2826 | 151.4969 | 137.7048 | 138.7164
CSAPR Rule Constraint- NOX OzoneSeason | 265 | 6320 | Rate Constraint in MTons | FALSE | L | Annual | Fuel Consumed | TBtu | 2963.478 | 2965.3785 | 2988.1546 | 3081.3574 | 3187.3724 | 3168.628 | 3524.811
CSAPR Rule Constraint- NOX OzoneSeason | 265 | 6320 | Rate Constraint in MTons | FALSE | L | Annual | Rate | lb/MMBtu | 0.10265 | 0.10162 | 0.10464 | 0.10144 | 0.095061 | 0.086918 | 0.078709
CSAPR Rule Constraint- NOX OzoneSeason | 265 | 6320 | Rate Constraint in MTons | FALSE | L | Annual | Generation | TWh | 322.3385 | 323.5479 | 323.2217 | 336.8949 | 367.6224 | 414.1979 | 535.0357
CSAPR Rule Constraint- NOX OzoneSeason | 265 | 6320 | Rate Constraint in MTons | FALSE | L | Annual | Qualifying Generation | TWh | 322.3385 | 323.5479 | 323.2217 | 335.3139 | 349.92 | 359.8474 | 417.4385
CSAPR Rule Constraint- NOX OzoneSeason | 265 | 6320 | Rate Constraint in MTons | FALSE | L | Annual | Rate | lb/MWh | 0.94372 | 0.93138 | 0.96734 | 0.93216 | 0.86589 | 0.76535 | 0.66461
CSAPR Rule Constraint- NOX OzoneSeason | 265 | 6320 | Rate Constraint in MTons | FALSE | L | Annual | Constraint Shadow Price | US2011$/Ton | 0 | 0 | 0 | 0 | 0 | 0 | 0
CSAPR Rule Constraint- SO2 Annual- Region1 | 266 | 6317 | Rate Constraint in MTons | FALSE | L | Annual | Seasons Included | Seasons | Winter, Summer | Winter, Summer | Winter, Summer | Winter, Summer | Winter, Summer | Winter, Summer | Winter, Summer
CSAPR Rule Constraint- SO2 Annual- Region1 | 266 | 6317 | Rate Constraint in MTons | FALSE | L | Annual | Standard SO2 | Thousand Tons | 1962.2165 | 1372.631 | 1372.631 | 1372.631 | 1372.631 | 1372.631 | 1372.631
CSAPR Rule Constraint- SO2 Annual- Region1 | 266 | 6317 | Rate Constraint in MTons | FALSE | L | Annual | Emissions at Affected Plants SO2 | Thousand Tons | 668.0271 | 662.8652 | 659.9416 | 639.1176 | 652.6796 | 611.4356 | 599.5965
CSAPR Rule Constraint- SO2 Annual- Region1 | 266 | 6317 | Rate Constraint in MTons | FALSE | L | Annual | Allowances Purchased SO2 | Thousand Tons | 0 | 0 | 0 | 0 | 0 | 0 | 0
CSAPR Rule Constraint- SO2 Annual- Region1 | 266 | 6317 | Rate Constraint in MTons | FALSE | L | Annual | Allowances Sold SO2 | Thousand Tons | 0 | 0 | 0 | 0 | 0 | 0 | 0
CSAPR Rule Constraint- SO2 Annual- Region1 | 266 | 6317 | Rate Constraint in MTons | FALSE | L | Annual | Allowances Banked | Thousand Tons | 0 | 0 | 0 | 0 | 0 | 0 | 0
CSAPR Rule Constraint- SO2 Annual- Region1 | 266 | 6317 | Rate Constraint in MTons | FALSE | L | Annual | Allowances Withdrawn (1:1) | Thousand Tons | 0 | 0 | 0 | 0 | 0 | 0 | 0
CSAPR Rule Constraint- SO2 Annual- Region1 | 266 | 6317 | Rate Constraint in MTons | FALSE | L | Annual | Allowances Withdrawn (n:1) | Thousand Tons | 0 | 0 | 0 | 0 | 0 | 0 | 0
CSAPR Rule Constraint- SO2 Annual- Region1 | 266 | 6317 | Rate Constraint in MTons | FALSE | L | Annual | Net Emissions Allowance Position | Thousand Tons | 668.0271 | 662.8652 | 659.9416 | 639.1176 | 652.6796 | 611.4356 | 599.5965
CSAPR Rule Constraint- SO2 Annual- Region1 | 266 | 6317 | Rate Constraint in MTons | FALSE | L | Annual | Fuel Consumed | TBtu | 10475.3027 | 10327.0769 | 10311.4629 | 10352.9484 | 10751.2065 | 12024.4057 | 13432.3107
CSAPR Rule Constraint- SO2 Annual- Region1 | 266 | 6317 | Rate Constraint in MTons | FALSE | L | Annual | Rate | lb/MMBtu | 0.12754 | 0.12837 | 0.128 | 0.12347 | 0.12142 | 0.1017 | 0.089277
CSAPR Rule Constraint- SO2 Annual- Region1 | 266 | 6317 | Rate Constraint in MTons | FALSE | L | Annual | Generation | TWh | 1135.2504 | 1128.7201 | 1126.2774 | 1141.7404 | 1213.0634 | 1490.7327 | 1787.9045
CSAPR Rule Constraint- SO2 Annual- Region1 | 266 | 6317 | Rate Constraint in MTons | FALSE | L | Annual | Qualifying Generation | TWh | 1135.2499 | 1128.7192 | 1126.2753 | 1139.9789 | 1195.2688 | 1430.0905 | 1665.3463
CSAPR Rule Constraint- SO2 Annual- Region1 | 266 | 6317 | Rate Constraint in MTons | FALSE | L | Annual | Rate | lb/MWh | 1.1769 | 1.1745 | 1.1719 | 1.1213 | 1.0921 | 0.8551 | 0.72009
CSAPR Rule Constraint- SO2 Annual- Region1 | 266 | 6317 | Rate Constraint in MTons | FALSE | L | Annual | Constraint Shadow Price | US2011$/Ton | 0 | 0 | 0 | 0 | 0 | 0 | 0
CSAPR Rule Constraint- SO2 Annual- Region2 | 267 | 6318 | Rate Constraint in MTons | FALSE | L | Annual | Seasons Included | Seasons | Winter, Summer | Winter, Summer | Winter, Summer | Winter, Summer | Winter, Summer | Winter, Summer | Winter, Summer
CSAPR Rule Constraint- SO2 Annual- Region2 | 267 | 6318 | Rate Constraint in MTons | FALSE | L | Annual | Standard SO2 | Thousand Tons | 904.9185 | 892.05 | 892.05 | 892.05 | 892.05 | 892.05 | 892.05
CSAPR Rule Constraint- SO2 Annual- Region2 | 267 | 6318 | Rate Constraint in MTons | FALSE | L | Annual | Emissions at Affected Plants SO2 | Thousand Tons | 233.543 | 260.0254 | 266.8759 | 263.8317 | 280.0551 | 230.4496 | 215.8783
CSAPR Rule Constraint- SO2 Annual- Region2 | 267 | 6318 | Rate Constraint in MTons | FALSE | L | Annual | Allowances Purchased SO2 | Thousand Tons | 0 | 0 | 0 | 0 | 0 | 0 | 0
CSAPR Rule Constraint- SO2 Annual- Region2 | 267 | 6318 | Rate Constraint in MTons | FALSE | L | Annual | Allowances Sold SO2 | Thousand Tons | 0 | 0 | 0 | 0 | 0 | 0 | 0
CSAPR Rule Constraint- SO2 Annual- Region2 | 267 | 6318 | Rate Constraint in MTons | FALSE | L | Annual | Allowances Banked | Thousand Tons | 0 | 0 | 0 | 0 | 0 | 0 | 0
CSAPR Rule Constraint- SO2 Annual- Region2 | 267 | 6318 | Rate Constraint in MTons | FALSE | L | Annual | Allowances Withdrawn (1:1) | Thousand Tons | 0 | 0 | 0 | 0 | 0 | 0 | 0
CSAPR Rule Constraint- SO2 Annual- Region2 | 267 | 6318 | Rate Constraint in MTons | FALSE | L | Annual | Allowances Withdrawn (n:1) | Thousand Tons | 0 | 0 | 0 | 0 | 0 | 0 | 0
CSAPR Rule Constraint- SO2 Annual- Region2 | 267 | 6318 | Rate Constraint in MTons | FALSE | L | Annual | Net Emissions Allowance Position | Thousand Tons | 233.543 | 260.0254 | 266.8759 | 263.8317 | 280.0551 | 230.4496 | 215.8783
CSAPR Rule Constraint- SO2 Annual- Region2 | 267 | 6318 | Rate Constraint in MTons | FALSE | L | Annual | Fuel Consumed | TBtu | 5297.189 | 5347.9496 | 5383.1164 | 5553.9368 | 5887.2718 | 5369.4134 | 6249.9709
CSAPR Rule Constraint- SO2 Annual- Region2 | 267 | 6318 | Rate Constraint in MTons | FALSE | L | Annual | Rate | lb/MMBtu | 0.088176 | 0.097243 | 0.099153 | 0.095007 | 0.095139 | 0.085838 | 0.069081
CSAPR Rule Constraint- SO2 Annual- Region2 | 267 | 6318 | Rate Constraint in MTons | FALSE | L | Annual | Generation | TWh | 603.7221 | 603.3242 | 595.6865 | 635.0682 | 730.8323 | 779.3375 | 1036.4233
CSAPR Rule Constraint- SO2 Annual- Region2 | 267 | 6318 | Rate Constraint in MTons | FALSE | L | Annual | Qualifying Generation | TWh | 603.7221 | 603.3242 | 595.6865 | 622.7633 | 667.6716 | 631.4386 | 777.1234
CSAPR Rule Constraint- SO2 Annual- Region2 | 267 | 6318 | Rate Constraint in MTons | FALSE | L | Annual | Rate | lb/MWh | 0.77368 | 0.86198 | 0.89603 | 0.84729 | 0.8389 | 0.72992 | 0.55558
CSAPR Rule Constraint- SO2 Annual- Region2 | 267 | 6318 | Rate Constraint in MTons | FALSE | L | Annual | Constraint Shadow Price | US2011$/Ton | 0 | 0 | 0 | 0 | 0 | 0 | 0
CSAPR- SO2 Annual- AL | 268 | 6370 | Rate Constraint in MTons | FALSE | L | Annual | Seasons Included | Seasons |  | Winter, Summer | Winter, Summer | Winter, Summer | Winter, Summer | Winter, Summer | Winter, Summer
CSAPR- SO2 Annual- AL | 268 | 6370 | Rate Constraint in MTons | FALSE | L | Annual | Standard SO2 | Thousand Tons | 0 | 251.6444 | 251.6444 | 251.6444 | 251.6444 | 251.6444 | 251.6444
CSAPR- SO2 Annual- AL | 268 | 6370 | Rate Constraint in MTons | FALSE | L | Annual | Emissions at Affected Plants SO2 | Thousand Tons | 0 | 27.8283 | 27.9003 | 29.0355 | 29.1416 | 28.3188 | 22.1413
CSAPR- SO2 Annual- AL | 268 | 6370 | Rate Constraint in MTons | FALSE | L | Annual | Allowances Purchased SO2 | Thousand Tons | 0 | 0 | 0 | 0 | 0 | 0 | 0
CSAPR- SO2 Annual- AL | 268 | 6370 | Rate Constraint in MTons | FALSE | L | Annual | Allowances Sold SO2 | Thousand Tons | 0 | 0 | 0 | 0 | 0 | 0 | 0
CSAPR- SO2 Annual- AL | 268 | 6370 | Rate Constraint in MTons | FALSE | L | Annual | Allowances Banked | Thousand Tons | 0 | 0 | 0 | 0 | 0 | 0 | 0
CSAPR- SO2 Annual- AL | 268 | 6370 | Rate Constraint in MTons | FALSE | L | Annual | Allowances Withdrawn (1:1) | Thousand Tons | 0 | 0 | 0 | 0 | 0 | 0 | 0
CSAPR- SO2 Annual- AL | 268 | 6370 | Rate Constraint in MTons | FALSE | L | Annual | Allowances Withdrawn (n:1) | Thousand Tons | 0 | 0 | 0 | 0 | 0 | 0 | 0
CSAPR- SO2 Annual- AL | 268 | 6370 | Rate Constraint in MTons | FALSE | L | Annual | Net Emissions Allowance Position | Thousand Tons | 0 | 27.8283 | 27.9003 | 29.0355 | 29.1416 | 28.3188 | 22.1413
CSAPR- SO2 Annual- AL | 268 | 6370 | Rate Constraint in MTons | FALSE | L | Annual | Fuel Consumed | TBtu | 0 | 726.6993 | 635.0009 | 670.031 | 676.3694 | 690.7733 | 733.8496
CSAPR- SO2 Annual- AL | 268 | 6370 | Rate Constraint in MTons | FALSE | L | Annual | Rate | lb/MMBtu | 0 | 0.076588 | 0.087875 | 0.086669 | 0.086171 | 0.081992 | 0.060343
CSAPR- SO2 Annual- AL | 268 | 6370 | Rate Constraint in MTons | FALSE | L | Annual | Generation | TWh | 0 | 86.0716 | 73.7439 | 78.1994 | 107.7305 | 140.2473 | 178.4199
CSAPR- SO2 Annual- AL | 268 | 6370 | Rate Constraint in MTons | FALSE | L | Annual | Qualifying Generation | TWh | 0 | 86.0716 | 73.7439 | 78.1994 | 80.2248 | 84.4104 | 92.6917
CSAPR- SO2 Annual- AL | 268 | 6370 | Rate Constraint in MTons | FALSE | L | Annual | Rate | lb/MWh | 0 | 0.64663 | 0.75668 | 0.7426 | 0.7265 | 0.67098 | 0.47774
CSAPR- SO2 Annual- AL | 268 | 6370 | Rate Constraint in MTons | FALSE | L | Annual | Constraint Shadow Price | US2011$/Ton | 0 | 0 | 0 | 0 | 0 | 0 | 0
CSAPR- SO2 Annual- GA | 269 | 6371 | Rate Constraint in MTons | FALSE | L | Annual | Seasons Included | Seasons |  | Winter, Summer | Winter, Summer | Winter, Summer | Winter, Summer | Winter, Summer | Winter, Summer
CSAPR- SO2 Annual- GA | 269 | 6371 | Rate Constraint in MTons | FALSE | L | Annual | Standard SO2 | Thousand Tons | 0 | 159.9667 | 159.9667 | 159.9667 | 159.9667 | 159.9667 | 159.9667
CSAPR- SO2 Annual- GA | 269 | 6371 | Rate Constraint in MTons | FALSE | L | Annual | Emissions at Affected Plants SO2 | Thousand Tons | 0 | 44.3081 | 47.8173 | 48.7193 | 53.8046 | 43.9661 | 42.5136
CSAPR- SO2 Annual- GA | 269 | 6371 | Rate Constraint in MTons | FALSE | L | Annual | Allowances Purchased SO2 | Thousand Tons | 0 | 0 | 0 | 0 | 0 | 0 | 0
CSAPR- SO2 Annual- GA | 269 | 6371 | Rate Constraint in MTons | FALSE | L | Annual | Allowances Sold SO2 | Thousand Tons | 0 | 0 | 0 | 0 | 0 | 0 | 0
CSAPR- SO2 Annual- GA | 269 | 6371 | Rate Constraint in MTons | FALSE | L | Annual | Allowances Banked | Thousand Tons | 0 | 0 | 0 | 0 | 0 | 0 | 0
CSAPR- SO2 Annual- GA | 269 | 6371 | Rate Constraint in MTons | FALSE | L | Annual | Allowances Withdrawn (1:1) | Thousand Tons | 0 | 0 | 0 | 0 | 0 | 0 | 0
CSAPR- SO2 Annual- GA | 269 | 6371 | Rate Constraint in MTons | FALSE | L | Annual | Allowances Withdrawn (n:1) | Thousand Tons | 0 | 0 | 0 | 0 | 0 | 0 | 0
CSAPR- SO2 Annual- GA | 269 | 6371 | Rate Constraint in MTons | FALSE | L | Annual | Net Emissions Allowance Position | Thousand Tons | 0 | 44.3081 | 47.8173 | 48.7193 | 53.8046 | 43.9661 | 42.5136
CSAPR- SO2 Annual- GA | 269 | 6371 | Rate Constraint in MTons | FALSE | L | Annual | Fuel Consumed | TBtu | 0 | 779.4827 | 750.5658 | 807.3325 | 873.609 | 747.5177 | 909.7214
CSAPR- SO2 Annual- GA | 269 | 6371 | Rate Constraint in MTons | FALSE | L | Annual | Rate | lb/MMBtu | 0 | 0.11369 | 0.12742 | 0.12069 | 0.12318 | 0.11763 | 0.093465
CSAPR- SO2 Annual- GA | 269 | 6371 | Rate Constraint in MTons | FALSE | L | Annual | Generation | TWh | 0 | 94.0365 | 89.4449 | 99.6175 | 158.2283 | 219.7936 | 343.0269
CSAPR- SO2 Annual- GA | 269 | 6371 | Rate Constraint in MTons | FALSE | L | Annual | Qualifying Generation | TWh | 0 | 94.0365 | 89.4449 | 95.8458 | 105.1984 | 92.1628 | 117.3031
CSAPR- SO2 Annual- GA | 269 | 6371 | Rate Constraint in MTons | FALSE | L | Annual | Rate | lb/MWh | 0 | 0.94236 | 1.0692 | 1.0166 | 1.0229 | 0.9541 | 0.72485
CSAPR- SO2 Annual- GA | 269 | 6371 | Rate Constraint in MTons | FALSE | L | Annual | Constraint Shadow Price | US2011$/Ton | 0 | 0 | 0 | 0 | 0 | 0 | 0
CSAPR- SO2 Annual- IA | 270 | 6374 | Rate Constraint in MTons | FALSE | L | Annual | Seasons Included | Seasons |  | Winter, Summer | Winter, Summer | Winter, Summer | Winter, Summer | Winter, Summer | Winter, Summer
CSAPR- SO2 Annual- IA | 270 | 6374 | Rate Constraint in MTons | FALSE | L | Annual | Standard SO2 | Thousand Tons | 0 | 88.7171 | 88.7171 | 88.7171 | 88.7171 | 88.7171 | 88.7171
CSAPR- SO2 Annual- IA | 270 | 6374 | Rate Constraint in MTons | FALSE | L | Annual | Emissions at Affected Plants SO2 | Thousand Tons | 0 | 12.6895 | 13.0593 | 13.0582 | 13.0632 | 13.0632 | 13.1247
CSAPR- SO2 Annual- IA | 270 | 6374 | Rate Constraint in MTons | FALSE | L | Annual | Allowances Purchased SO2 | Thousand Tons | 0 | 0 | 0 | 0 | 0 | 0 | 0
CSAPR- SO2 Annual- IA | 270 | 6374 | Rate Constraint in MTons | FALSE | L | Annual | Allowances Sold SO2 | Thousand Tons | 0 | 0 | 0 | 0 | 0 | 0 | 0
CSAPR- SO2 Annual- IA | 270 | 6374 | Rate Constraint in MTons | FALSE | L | Annual | Allowances Banked | Thousand Tons | 0 | 0 | 0 | 0 | 0 | 0 | 0
CSAPR- SO2 Annual- IA | 270 | 6374 | Rate Constraint in MTons | FALSE | L | Annual | Allowances Withdrawn (1:1) | Thousand Tons | 0 | 0 | 0 | 0 | 0 | 0 | 0
CSAPR- SO2 Annual- IA | 270 | 6374 | Rate Constraint in MTons | FALSE | L | Annual | Allowances Withdrawn (n:1) | Thousand Tons | 0 | 0 | 0 | 0 | 0 | 0 | 0
CSAPR- SO2 Annual- IA | 270 | 6374 | Rate Constraint in MTons | FALSE | L | Annual | Net Emissions Allowance Position | Thousand Tons | 0 | 12.6895 | 13.0593 | 13.0582 | 13.0632 | 13.0632 | 13.1247
CSAPR- SO2 Annual- IA | 270 | 6374 | Rate Constraint in MTons | FALSE | L | Annual | Fuel Consumed | TBtu | 0 | 358.115 | 357.45 | 358.2802 | 358.8368 | 406.4311 | 413.7047
CSAPR- SO2 Annual- IA | 270 | 6374 | Rate Constraint in MTons | FALSE | L | Annual | Rate | lb/MMBtu | 0 | 0.070868 | 0.073069 | 0.072894 | 0.072809 | 0.064282 | 0.06345
CSAPR- SO2 Annual- IA | 270 | 6374 | Rate Constraint in MTons | FALSE | L | Annual | Generation | TWh | 0 | 37.0138 | 36.3054 | 36.3961 | 36.3923 | 51.526 | 69.5129
CSAPR- SO2 Annual- IA | 270 | 6374 | Rate Constraint in MTons | FALSE | L | Annual | Qualifying Generation | TWh | 0 | 37.0138 | 36.3054 | 36.3961 | 36.3923 | 43.6346 | 45.2848
CSAPR- SO2 Annual- IA | 270 | 6374 | Rate Constraint in MTons | FALSE | L | Annual | Rate | lb/MWh | 0 | 0.68566 | 0.71941 | 0.71756 | 0.71791 | 0.59875 | 0.57965
CSAPR- SO2 Annual- IA | 270 | 6374 | Rate Constraint in MTons | FALSE | L | Annual | Constraint Shadow Price | US2011$/Ton | 0 | 0 | 0 | 0 | 0 | 0 | 0
CSAPR- SO2 Annual- IL | 271 | 6372 | Rate Constraint in MTons | FALSE | L | Annual | Seasons Included | Seasons |  | Winter, Summer | Winter, Summer | Winter, Summer | Winter, Summer | Winter, Summer | Winter, Summer
CSAPR- SO2 Annual- IL | 271 | 6372 | Rate Constraint in MTons | FALSE | L | Annual | Standard SO2 | Thousand Tons | 0 | 146.4651 | 146.4651 | 146.4651 | 146.4651 | 146.4651 | 146.4651
CSAPR- SO2 Annual- IL | 271 | 6372 | Rate Constraint in MTons | FALSE | L | Annual | Emissions at Affected Plants SO2 | Thousand Tons | 0 | 52.3832 | 45.8064 | 44.5809 | 45.806 | 43.0912 | 42.7446
CSAPR- SO2 Annual- IL | 271 | 6372 | Rate Constraint in MTons | FALSE | L | Annual | Allowances Purchased SO2 | Thousand Tons | 0 | 0 | 0 | 0 | 0 | 0 | 0
CSAPR- SO2 Annual- IL | 271 | 6372 | Rate Constraint in MTons | FALSE | L | Annual | Allowances Sold SO2 | Thousand Tons | 0 | 0 | 0 | 0 | 0 | 0 | 0
CSAPR- SO2 Annual- IL | 271 | 6372 | Rate Constraint in MTons | FALSE | L | Annual | Allowances Banked | Thousand Tons | 0 | 0 | 0 | 0 | 0 | 0 | 0
CSAPR- SO2 Annual- IL | 271 | 6372 | Rate Constraint in MTons | FALSE | L | Annual | Allowances Withdrawn (1:1) | Thousand Tons | 0 | 0 | 0 | 0 | 0 | 0 | 0
CSAPR- SO2 Annual- IL | 271 | 6372 | Rate Constraint in MTons | FALSE | L | Annual | Allowances Withdrawn (n:1) | Thousand Tons | 0 | 0 | 0 | 0 | 0 | 0 | 0
CSAPR- SO2 Annual- IL | 271 | 6372 | Rate Constraint in MTons | FALSE | L | Annual | Net Emissions Allowance Position | Thousand Tons | 0 | 52.3832 | 45.8064 | 44.5809 | 45.806 | 43.0912 | 42.7446
CSAPR- SO2 Annual- IL | 271 | 6372 | Rate Constraint in MTons | FALSE | L | Annual | Fuel Consumed | TBtu | 0 | 772.2605 | 806.9201 | 793.6357 | 832.1778 | 773.2068 | 1043.6589
CSAPR- SO2 Annual- IL | 271 | 6372 | Rate Constraint in MTons | FALSE | L | Annual | Rate | lb/MMBtu | 0 | 0.13566 | 0.11353 | 0.11235 | 0.11009 | 0.11146 | 0.081913
CSAPR- SO2 Annual- IL | 271 | 6372 | Rate Constraint in MTons | FALSE | L | Annual | Generation | TWh | 0 | 77.9635 | 81.1614 | 79.827 | 83.4764 | 79.0842 | 131.6096
CSAPR- SO2 Annual- IL | 271 | 6372 | Rate Constraint in MTons | FALSE | L | Annual | Qualifying Generation | TWh | 0 | 77.9635 | 81.1614 | 79.827 | 83.4764 | 78.5028 | 120.6472
CSAPR- SO2 Annual- IL | 271 | 6372 | Rate Constraint in MTons | FALSE | L | Annual | Rate | lb/MWh | 0 | 1.3438 | 1.1288 | 1.1169 | 1.0975 | 1.0978 | 0.70859
CSAPR- SO2 Annual- IL | 271 | 6372 | Rate Constraint in MTons | FALSE | L | Annual | Constraint Shadow Price | US2011$/Ton | 0 | 0 | 0 | 0 | 0 | 0 | 0
CSAPR- SO2 Annual- IN | 272 | 6373 | Rate Constraint in MTons | FALSE | L | Annual | Seasons Included | Seasons |  | Winter, Summer | Winter, Summer | Winter, Summer | Winter, Summer | Winter, Summer | Winter, Summer
CSAPR- SO2 Annual- IN | 272 | 6373 | Rate Constraint in MTons | FALSE | L | Annual | Standard SO2 | Thousand Tons | 0 | 196.4098 | 196.4098 | 196.4098 | 196.4098 | 196.4098 | 196.4098
CSAPR- SO2 Annual- IN | 272 | 6373 | Rate Constraint in MTons | FALSE | L | Annual | Emissions at Affected Plants SO2 | Thousand Tons | 0 | 113.953 | 121.4508 | 114.1821 | 108.4393 | 106.8764 | 98.4438
CSAPR- SO2 Annual- IN | 272 | 6373 | Rate Constraint in MTons | FALSE | L | Annual | Allowances Purchased SO2 | Thousand Tons | 0 | 0 | 0 | 0 | 0 | 0 | 0
CSAPR- SO2 Annual- IN | 272 | 6373 | Rate Constraint in MTons | FALSE | L | Annual | Allowances Sold SO2 | Thousand Tons | 0 | 0 | 0 | 0 | 0 | 0 | 0
CSAPR- SO2 Annual- IN | 272 | 6373 | Rate Constraint in MTons | FALSE | L | Annual | Allowances Banked | Thousand Tons | 0 | 0 | 0 | 0 | 0 | 0 | 0
CSAPR- SO2 Annual- IN | 272 | 6373 | Rate Constraint in MTons | FALSE | L | Annual | Allowances Withdrawn (1:1) | Thousand Tons | 0 | 0 | 0 | 0 | 0 | 0 | 0
CSAPR- SO2 Annual- IN | 272 | 6373 | Rate Constraint in MTons | FALSE | L | Annual | Allowances Withdrawn (n:1) | Thousand Tons | 0 | 0 | 0 | 0 | 0 | 0 | 0
CSAPR- SO2 Annual- IN | 272 | 6373 | Rate Constraint in MTons | FALSE | L | Annual | Net Emissions Allowance Position | Thousand Tons | 0 | 113.953 | 121.4508 | 114.1821 | 108.4393 | 106.8764 | 98.4438
CSAPR- SO2 Annual- IN | 272 | 6373 | Rate Constraint in MTons | FALSE | L | Annual | Fuel Consumed | TBtu | 0 | 1033.5585 | 1076.7568 | 1054.8821 | 1091.6094 | 1078.7165 | 1147.1564
CSAPR- SO2 Annual- IN | 272 | 6373 | Rate Constraint in MTons | FALSE | L | Annual | Rate | lb/MMBtu | 0 | 0.22051 | 0.22559 | 0.21648 | 0.19868 | 0.19815 | 0.17163
CSAPR- SO2 Annual- IN | 272 | 6373 | Rate Constraint in MTons | FALSE | L | Annual | Generation | TWh | 0 | 104.2264 | 107.2222 | 105.7412 | 117.4508 | 170.4275 | 236.1881
CSAPR- SO2 Annual- IN | 272 | 6373 | Rate Constraint in MTons | FALSE | L | Annual | Qualifying Generation | TWh | 0 | 104.2264 | 107.2222 | 105.7412 | 108.8783 | 112.2567 | 125.5863
CSAPR- SO2 Annual- IN | 272 | 6373 | Rate Constraint in MTons | FALSE | L | Annual | Rate | lb/MWh | 0 | 2.1866 | 2.2654 | 2.1597 | 1.9919 | 1.9041 | 1.5677
CSAPR- SO2 Annual- IN | 272 | 6373 | Rate Constraint in MTons | FALSE | L | Annual | Constraint Shadow Price | US2011$/Ton | 0 | 0 | 0 | 0 | 0 | 0 | 0
CSAPR- SO2 Annual- KS | 273 | 6375 | Rate Constraint in MTons | FALSE | L | Annual | Seasons Included | Seasons |  | Winter, Summer | Winter, Summer | Winter, Summer | Winter, Summer | Winter, Summer | Winter, Summer
CSAPR- SO2 Annual- KS | 273 | 6375 | Rate Constraint in MTons | FALSE | L | Annual | Standard SO2 | Thousand Tons | 0 | 49.5364 | 49.5364 | 49.5364 | 49.5364 | 49.5364 | 49.5364
CSAPR- SO2 Annual- KS | 273 | 6375 | Rate Constraint in MTons | FALSE | L | Annual | Emissions at Affected Plants SO2 | Thousand Tons | 0 | 13.5731 | 13.645 | 13.652 | 13.652 | 13.6175 | 13.5808
CSAPR- SO2 Annual- KS | 273 | 6375 | Rate Constraint in MTons | FALSE | L | Annual | Allowances Purchased SO2 | Thousand Tons | 0 | 0 | 0 | 0 | 0 | 0 | 0
CSAPR- SO2 Annual- KS | 273 | 6375 | Rate Constraint in MTons | FALSE | L | Annual | Allowances Sold SO2 | Thousand Tons | 0 | 0 | 0 | 0 | 0 | 0 | 0
CSAPR- SO2 Annual- KS | 273 | 6375 | Rate Constraint in MTons | FALSE | L | Annual | Allowances Banked | Thousand Tons | 0 | 0 | 0 | 0 | 0 | 0 | 0
CSAPR- SO2 Annual- KS | 273 | 6375 | Rate Constraint in MTons | FALSE | L | Annual | Allowances Withdrawn (1:1) | Thousand Tons | 0 | 0 | 0 | 0 | 0 | 0 | 0
CSAPR- SO2 Annual- KS | 273 | 6375 | Rate Constraint in MTons | FALSE | L | Annual | Allowances Withdrawn (n:1) | Thousand Tons | 0 | 0 | 0 | 0 | 0 | 0 | 0
CSAPR- SO2 Annual- KS | 273 | 6375 | Rate Constraint in MTons | FALSE | L | Annual | Net Emissions Allowance Position | Thousand Tons | 0 | 13.5731 | 13.645 | 13.652 | 13.652 | 13.6175 | 13.5808
CSAPR- SO2 Annual- KS | 273 | 6375 | Rate Constraint in MTons | FALSE | L | Annual | Fuel Consumed | TBtu | 0 | 398.0042 | 398.5105 | 394.6064 | 393.7569 | 390.9422 | 394.6595
CSAPR- SO2 Annual- KS | 273 | 6375 | Rate Constraint in MTons | FALSE | L | Annual | Rate | lb/MMBtu | 0 | 0.068206 | 0.06848 | 0.069193 | 0.069342 | 0.069665 | 0.068823
CSAPR- SO2 Annual- KS | 273 | 6375 | Rate Constraint in MTons | FALSE | L | Annual | Generation | TWh | 0 | 37.1856 | 37.2442 | 36.9238 | 42.7879 | 56.9331 | 79.6301
CSAPR- SO2 Annual- KS | 273 | 6375 | Rate Constraint in MTons | FALSE | L | Annual | Qualifying Generation | TWh | 0 | 37.1856 | 37.2442 | 36.9238 | 36.906 | 36.6953 | 37.1879
CSAPR- SO2 Annual- KS | 273 | 6375 | Rate Constraint in MTons | FALSE | L | Annual | Rate | lb/MWh | 0 | 0.73002 | 0.73273 | 0.73947 | 0.73983 | 0.74219 | 0.73039
CSAPR- SO2 Annual- KS | 273 | 6375 | Rate Constraint in MTons | FALSE | L | Annual | Constraint Shadow Price | US2011$/Ton | 0 | 0 | 0 | 0 | 0 | 0 | 0
CSAPR- SO2 Annual- KY | 274 | 6376 | Rate Constraint in MTons | FALSE | L | Annual | Seasons Included | Seasons |  | Winter, Summer | Winter, Summer | Winter, Summer | Winter, Summer | Winter, Summer | Winter, Summer
CSAPR- SO2 Annual- KY | 274 | 6376 | Rate Constraint in MTons | FALSE | L | Annual | Standard SO2 | Thousand Tons | 0 | 125.4151 | 125.4151 | 125.4151 | 125.4151 | 125.4151 | 125.4151
CSAPR- SO2 Annual- KY | 274 | 6376 | Rate Constraint in MTons | FALSE | L | Annual | Emissions at Affected Plants SO2 | Thousand Tons | 0 | 77.782 | 88.2237 | 87.071 | 93.8572 | 88.981 | 79.8001
CSAPR- SO2 Annual- KY | 274 | 6376 | Rate Constraint in MTons | FALSE | L | Annual | Allowances Purchased SO2 | Thousand Tons | 0 | 0 | 0 | 0 | 0 | 0 | 0
CSAPR- SO2 Annual- KY | 274 | 6376 | Rate Constraint in MTons | FALSE | L | Annual | Allowances Sold SO2 | Thousand Tons | 0 | 0 | 0 | 0 | 0 | 0 | 0
CSAPR- SO2 Annual- KY | 274 | 6376 | Rate Constraint in MTons | FALSE | L | Annual | Allowances Banked | Thousand Tons | 0 | 0 | 0 | 0 | 0 | 0 | 0
CSAPR- SO2 Annual- KY | 274 | 6376 | Rate Constraint in MTons | FALSE | L | Annual | Allowances Withdrawn (1:1) | Thousand Tons | 0 | 0 | 0 | 0 | 0 | 0 | 0
CSAPR- SO2 Annual- KY | 274 | 6376 | Rate Constraint in MTons | FALSE | L | Annual | Allowances Withdrawn (n:1) | Thousand Tons | 0 | 0 | 0 | 0 | 0 | 0 | 0
CSAPR- SO2 Annual- KY | 274 | 6376 | Rate Constraint in MTons | FALSE | L | Annual | Net Emissions Allowance Position | Thousand Tons | 0 | 77.782 | 88.2237 | 87.071 | 93.8572 | 88.981 | 79.8001
CSAPR- SO2 Annual- KY | 274 | 6376 | Rate Constraint in MTons | FALSE | L | Annual | Fuel Consumed | TBtu | 0 | 719.7354 | 792.1592 | 788.0419 | 830.8629 | 871.2998 | 897.4114
CSAPR- SO2 Annual- KY | 274 | 6376 | Rate Constraint in MTons | FALSE | L | Annual | Rate | lb/MMBtu | 0 | 0.21614 | 0.22274 | 0.22098 | 0.22593 | 0.20425 | 0.17785
CSAPR- SO2 Annual- KY | 274 | 6376 | Rate Constraint in MTons | FALSE | L | Annual | Generation | TWh | 0 | 73.2039 | 82.5224 | 82.4306 | 114.367 | 210.0904 | 281.4831
CSAPR- SO2 Annual- KY | 274 | 6376 | Rate Constraint in MTons | FALSE | L | Annual | Qualifying Generation | TWh | 0 | 73.2039 | 82.5224 | 82.4306 | 87.2685 | 95.0706 | 100.0601
CSAPR- SO2 Annual- KY | 274 | 6376 | Rate Constraint in MTons | FALSE | L | Annual | Rate | lb/MWh | 0 | 2.1251 | 2.1382 | 2.1126 | 2.151 | 1.8719 | 1.595
CSAPR- SO2 Annual- KY | 274 | 6376 | Rate Constraint in MTons | FALSE | L | Annual | Constraint Shadow Price | US2011$/Ton | 0 | 0 | 0 | 0 | 0 | 0 | 0
CSAPR- SO2 Annual- MD | 275 | 6377 | Rate Constraint in MTons | FALSE | L | Annual | Seasons Included | Seasons |  | Winter, Summer | Winter, Summer | Winter, Summer | Winter, Summer | Winter, Summer | Winter, Summer
CSAPR- SO2 Annual- MD | 275 | 6377 | Rate Constraint in MTons | FALSE | L | Annual | Standard SO2 | Thousand Tons | 0 | 33.2795 | 33.2795 | 33.2795 | 33.2795 | 33.2795 | 33.2795
CSAPR- SO2 Annual- MD | 275 | 6377 | Rate Constraint in MTons | FALSE | L | Annual | Emissions at Affected Plants SO2 | Thousand Tons | 0 | 2.2993 | 3.656 | 2.8418 | 5.4284 | 1.6036 | 0.80568
CSAPR- SO2 Annual- MD | 275 | 6377 | Rate Constraint in MTons | FALSE | L | Annual | Allowances Purchased SO2 | Thousand Tons | 0 | 0 | 0 | 0 | 0 | 0 | 0
CSAPR- SO2 Annual- MD | 275 | 6377 | Rate Constraint in MTons | FALSE | L | Annual | Allowances Sold SO2 | Thousand Tons | 0 | 0 | 0 | 0 | 0 | 0 | 0
CSAPR- SO2 Annual- MD | 275 | 6377 | Rate Constraint in MTons | FALSE | L | Annual | Allowances Banked | Thousand Tons | 0 | 0 | 0 | 0 | 0 | 0 | 0
CSAPR- SO2 Annual- MD | 275 | 6377 | Rate Constraint in MTons | FALSE | L | Annual | Allowances Withdrawn (1:1) | Thousand Tons | 0 | 0 | 0 | 0 | 0 | 0 | 0
CSAPR- SO2 Annual- MD | 275 | 6377 | Rate Constraint in MTons | FALSE | L | Annual | Allowances Withdrawn (n:1) | Thousand Tons | 0 | 0 | 0 | 0 | 0 | 0 | 0
CSAPR- SO2 Annual- MD | 275 | 6377 | Rate Constraint in MTons | FALSE | L | Annual | Net Emissions Allowance Position | Thousand Tons | 0 | 2.2993 | 3.656 | 2.8418 | 5.4284 | 1.6036 | 0.80568
CSAPR- SO2 Annual- MD | 275 | 6377 | Rate Constraint in MTons | FALSE | L | Annual | Fuel Consumed | TBtu | 0 | 169.5469 | 218.0285 | 193.5616 | 210.1475 | 142.7593 | 168.244
CSAPR- SO2 Annual- MD | 275 | 6377 | Rate Constraint in MTons | FALSE | L | Annual | Rate | lb/MMBtu | 0 | 0.027123 | 0.033537 | 0.029363 | 0.051663 | 0.022466 | 0.0095776
CSAPR- SO2 Annual- MD | 275 | 6377 | Rate Constraint in MTons | FALSE | L | Annual | Generation | TWh | 0 | 22.0058 | 26.9777 | 24.5326 | 40.196 | 105.0375 | 154.2028
CSAPR- SO2 Annual- MD | 275 | 6377 | Rate Constraint in MTons | FALSE | L | Annual | Qualifying Generation | TWh | 0 | 22.0049 | 26.9756 | 24.5298 | 26.4322 | 19.9292 | 23.9328
CSAPR- SO2 Annual- MD | 275 | 6377 | Rate Constraint in MTons | FALSE | L | Annual | Rate | lb/MWh | 0 | 0.20898 | 0.27106 | 0.2317 | 0.41074 | 0.16093 | 0.067329
CSAPR- SO2 Annual- MD | 275 | 6377 | Rate Constraint in MTons | FALSE | L | Annual | Constraint Shadow Price | US2011$/Ton | 0 | 0 | 0 | 0 | 0 | 0 | 0
CSAPR- SO2 Annual- MI | 276 | 6378 | Rate Constraint in MTons | FALSE | L | Annual | Seasons Included | Seasons |  | Winter, Summer | Winter, Summer | Winter, Summer | Winter, Summer | Winter, Summer | Winter, Summer
CSAPR- SO2 Annual- MI | 276 | 6378 | Rate Constraint in MTons | FALSE | L | Annual | Standard SO2 | Thousand Tons | 0 | 169.9141 | 169.9141 | 169.9141 | 169.9141 | 169.9141 | 169.9141
CSAPR- SO2 Annual- MI | 276 | 6378 | Rate Constraint in MTons | FALSE | L | Annual | Emissions at Affected Plants SO2 | Thousand Tons | 0 | 67.045 | 61.0072 | 58.9024 | 61.416 | 53.3656 | 46.4163
CSAPR- SO2 Annual- MI | 276 | 6378 | Rate Constraint in MTons | FALSE | L | Annual | Allowances Purchased SO2 | Thousand Tons | 0 | 0 | 0 | 0 | 0 | 0 | 0
CSAPR- SO2 Annual- MI | 276 | 6378 | Rate Constraint in MTons | FALSE | L | Annual | Allowances Sold SO2 | Thousand Tons | 0 | 0 | 0 | 0 | 0 | 0 | 0
CSAPR- SO2 Annual- MI | 276 | 6378 | Rate Constraint in MTons | FALSE | L | Annual | Allowances Banked | Thousand Tons | 0 | 0 | 0 | 0 | 0 | 0 | 0
CSAPR- SO2 Annual- MI | 276 | 6378 | Rate Constraint in MTons | FALSE | L | Annual | Allowances Withdrawn (1:1) | Thousand Tons | 0 | 0 | 0 | 0 | 0 | 0 | 0
CSAPR- SO2 Annual- MI | 276 | 6378 | Rate Constraint in MTons | FALSE | L | Annual | Allowances Withdrawn (n:1) | Thousand Tons | 0 | 0 | 0 | 0 | 0 | 0 | 0
CSAPR- SO2 Annual- MI | 276 | 6378 | Rate Constraint in MTons | FALSE | L | Annual | Net Emissions Allowance Position | Thousand Tons | 0 | 67.045 | 61.0072 | 58.9024 | 61.416 | 53.3656 | 46.4163
CSAPR- SO2 Annual- MI | 276 | 6378 | Rate Constraint in MTons | FALSE | L | Annual | Fuel Consumed | TBtu | 0 | 571.4745 | 544.9158 | 574.2941 | 621.1181 | 728.6638 | 777.6297
CSAPR- SO2 Annual- MI | 276 | 6378 | Rate Constraint in MTons | FALSE | L | Annual | Rate | lb/MMBtu | 0 | 0.23464 | 0.22391 | 0.20513 | 0.19776 | 0.14648 | 0.11938
CSAPR- SO2 Annual- MI | 276 | 6378 | Rate Constraint in MTons | FALSE | L | Annual | Generation | TWh | 0 | 63.8819 | 61.0141 | 66.9569 | 84.5126 | 164.6293 | 231.1119
CSAPR- SO2 Annual- MI | 276 | 6378 | Rate Constraint in MTons | FALSE | L | Annual | Qualifying Generation | TWh | 0 | 63.8819 | 61.0141 | 66.9569 | 74.9904 | 93.2583 | 102.639
CSAPR- SO2 Annual- MI | 276 | 6378 | Rate Constraint in MTons | FALSE | L | Annual | Rate | lb/MWh | 0 | 2.099 | 1.9998 | 1.7594 | 1.638 | 1.1445 | 0.90446
CSAPR- SO2 Annual- MI | 276 | 6378 | Rate Constraint in MTons | FALSE | L | Annual | Constraint Shadow Price | US2011$/Ton | 0 | 0 | 0 | 0 | 0 | 0 | 0
CSAPR- SO2 Annual- MN | 277 | 6379 | Rate Constraint in MTons | FALSE | L | Annual | Seasons Included | Seasons |  | Winter, Summer | Winter, Summer | Winter, Summer | Winter, Summer | Winter, Summer | Winter, Summer
CSAPR- SO2 Annual- MN | 277 | 6379 | Rate Constraint in MTons | FALSE | L | Annual | Standard SO2 | Thousand Tons | 0 | 49.5376 | 49.5376 | 49.5376 | 49.5376 | 49.5376 | 49.5376
CSAPR- SO2 Annual- MN | 277 | 6379 | Rate Constraint in MTons | FALSE | L | Annual | Emissions at Affected Plants SO2 | Thousand Tons | 0 | 12.9254 | 10.839 | 10.8415 | 10.8415 | 11.2736 | 11.2721
CSAPR- SO2 Annual- MN | 277 | 6379 | Rate Constraint in MTons | FALSE | L | Annual | Allowances Purchased SO2 | Thousand Tons | 0 | 0 | 0 | 0 | 0 | 0 | 0
CSAPR- SO2 Annual- MN | 277 | 6379 | Rate Constraint in MTons | FALSE | L | Annual | Allowances Sold SO2 | Thousand Tons | 0 | 0 | 0 | 0 | 0 | 0 | 0
CSAPR- SO2 Annual- MN | 277 | 6379 | Rate Constraint in MTons | FALSE | L | Annual | Allowances Banked | Thousand Tons | 0 | 0 | 0 | 0 | 0 | 0 | 0
CSAPR- SO2 Annual- MN | 277 | 6379 | Rate Constraint in MTons | FALSE | L | Annual | Allowances Withdrawn (1:1) | Thousand Tons | 0 | 0 | 0 | 0 | 0 | 0 | 0
CSAPR- SO2 Annual- MN | 277 | 6379 | Rate Constraint in MTons | FALSE | L | Annual | Allowances Withdrawn (n:1) | Thousand Tons | 0 | 0 | 0 | 0 | 0 | 0 | 0
CSAPR- SO2 Annual- MN | 277 | 6379 | Rate Constraint in MTons | FALSE | L | Annual | Net Emissions Allowance Position | Thousand Tons | 0 | 12.9254 | 10.839 | 10.8415 | 10.8415 | 11.2736 | 11.2721
CSAPR- SO2 Annual- MN | 277 | 6379 | Rate Constraint in MTons | FALSE | L | Annual | Fuel Consumed | TBtu | 0 | 305.1439 | 300.8546 | 307.0731 | 308.611 | 367.1704 | 368.1635
CSAPR- SO2 Annual- MN | 277 | 6379 | Rate Constraint in MTons | FALSE | L | Annual | Rate | lb/MMBtu | 0 | 0.084717 | 0.072055 | 0.070612 | 0.07026 | 0.061408 | 0.061234
CSAPR- SO2 Annual- MN | 277 | 6379 | Rate Constraint in MTons | FALSE | L | Annual | Generation | TWh | 0 | 29.9365 | 29.5932 | 40.7222 | 55.8812 | 86.3991 | 98.3819
CSAPR- SO2 Annual- MN | 277 | 6379 | Rate Constraint in MTons | FALSE | L | Annual | Qualifying Generation | TWh | 0 | 29.9365 | 29.5932 | 30.4312 | 30.6126 | 39.4983 | 39.6509
CSAPR- SO2 Annual- MN | 277 | 6379 | Rate Constraint in MTons | FALSE | L | Annual | Rate | lb/MWh | 0 | 0.86352 | 0.73253 | 0.71252 | 0.7083 | 0.57084 | 0.56857
CSAPR- SO2 Annual- MN | 277 | 6379 | Rate Constraint in MTons | FALSE | L | Annual | Constraint Shadow Price | US2011$/Ton | 0 | 0 | 0 | 0 | 0 | 0 | 0
CSAPR- SO2 Annual- MO | 278 | 6380 | Rate Constraint in MTons | FALSE | L | Annual | Seasons Included | Seasons |  | Winter, Summer | Winter, Summer | Winter, Summer | Winter, Summer | Winter, Summer | Winter, Summer
CSAPR- SO2 Annual- MO | 278 | 6380 | Rate Constraint in MTons | FALSE | L | Annual | Standard SO2 | Thousand Tons | 0 | 195.8104 | 195.8104 | 195.8104 | 195.8104 | 195.8104 | 195.8104
CSAPR- SO2 Annual- MO | 278 | 6380 | Rate Constraint in MTons | FALSE | L | Annual | Emissions at Affected Plants SO2 | Thousand Tons | 0 | 56.9553 | 59.0538 | 57.8297 | 60.237 | 63.0515 | 74.4735
CSAPR- SO2 Annual- MO | 278 | 6380 | Rate Constraint in MTons | FALSE | L | Annual | Allowances Purchased SO2 | Thousand Tons | 0 | 0 | 0 | 0 | 0 | 0 | 0
CSAPR- SO2 Annual- MO | 278 | 6380 | Rate Constraint in MTons | FALSE | L | Annual | Allowances Sold SO2 | Thousand Tons | 0 | 0 | 0 | 0 | 0 | 0 | 0
CSAPR- SO2 Annual- MO | 278 | 6380 | Rate Constraint in MTons | FALSE | L | Annual | Allowances Banked | Thousand Tons | 0 | 0 | 0 | 0 | 0 | 0 | 0
CSAPR- SO2 Annual- MO | 278 | 6380 | Rate Constraint in MTons | FALSE | L | Annual | Allowances Withdrawn (1:1) | Thousand Tons | 0 | 0 | 0 | 0 | 0 | 0 | 0
CSAPR- SO2 Annual- MO | 278 | 6380 | Rate Constraint in MTons | FALSE | L | Annual | Allowances Withdrawn (n:1) | Thousand Tons | 0 | 0 | 0 | 0 | 0 | 0 | 0
CSAPR- SO2 Annual- MO | 278 | 6380 | Rate Constraint in MTons | FALSE | L | Annual | Net Emissions Allowance Position | Thousand Tons | 0 | 56.9553 | 59.0538 | 57.8297 | 60.237 | 63.0515 | 74.4735
CSAPR- SO2 Annual- MO | 278 | 6380 | Rate Constraint in MTons | FALSE | L | Annual | Fuel Consumed | TBtu | 0 | 760.7027 | 805.0762 | 795.4578 | 817.9553 | 836.5516 | 903.546
CSAPR- SO2 Annual- MO | 278 | 6380 | Rate Constraint in MTons | FALSE | L | Annual | Rate | lb/MMBtu | 0 | 0.14974 | 0.1467 | 0.1454 | 0.14729 | 0.15074 | 0.16485
CSAPR- SO2 Annual- MO | 278 | 6380 | Rate Constraint in MTons | FALSE | L | Annual | Generation | TWh | 0 | 74.6035 | 79.0777 | 78.2115 | 86.2491 | 104.9785 | 136.2748
CSAPR- SO2 Annual- MO | 278 | 6380 | Rate Constraint in MTons | FALSE | L | Annual | Qualifying Generation | TWh | 0 | 74.6035 | 79.0777 | 78.2115 | 80.4246 | 84.2726 | 94.9041
CSAPR- SO2 Annual- MO | 278 | 6380 | Rate Constraint in MTons | FALSE | L | Annual | Rate | lb/MWh | 0 | 1.5269 | 1.4936 | 1.4788 | 1.498 | 1.4964 | 1.5694
CSAPR- SO2 Annual- MO | 278 | 6380 | Rate Constraint in MTons | FALSE | L | Annual | Constraint Shadow Price | US2011$/Ton | 0 | 0 | 0 | 0 | 0 | 0 | 0
CSAPR- SO2 Annual- NC | 279 | 6384 | Rate Constraint in MTons | FALSE | L | Annual | Seasons Included | Seasons |  | Winter, Summer | Winter, Summer | Winter, Summer | Winter, Summer | Winter, Summer | Winter, Summer
CSAPR- SO2 Annual- NC | 279 | 6384 | Rate Constraint in MTons | FALSE | L | Annual | Standard SO2 | Thousand Tons | 0 | 67.9916 | 67.9916 | 67.9916 | 67.9916 | 67.9916 | 67.9916
CSAPR- SO2 Annual- NC | 279 | 6384 | Rate Constraint in MTons | FALSE | L | Annual | Emissions at Affected Plants SO2 | Thousand Tons | 0 | 22.1394 | 17.1444 | 19.3256 | 20.9274 | 11.5038 | 10.9738
CSAPR- SO2 Annual- NC | 279 | 6384 | Rate Constraint in MTons | FALSE | L | Annual | Allowances Purchased SO2 | Thousand Tons | 0 | 0 | 0 | 0 | 0 | 0 | 0
CSAPR- SO2 Annual- NC | 279 | 6384 | Rate Constraint in MTons | FALSE | L | Annual | Allowances Sold SO2 | Thousand Tons | 0 | 0 | 0 | 0 | 0 | 0 | 0
CSAPR- SO2 Annual- NC | 279 | 6384 | Rate Constraint in MTons | FALSE | L | Annual | Allowances Banked | Thousand Tons | 0 | 0 | 0 | 0 | 0 | 0 | 0
CSAPR- SO2 Annual- NC | 279 | 6384 | Rate Constraint in MTons | FALSE | L | Annual | Allowances Withdrawn (1:1) | Thousand Tons | 0 | 0 | 0 | 0 | 0 | 0 | 0
CSAPR- SO2 Annual- NC | 279 | 6384 | Rate Constraint in MTons | FALSE | L | Annual | Allowances Withdrawn (n:1) | Thousand Tons | 0 | 0 | 0 | 0 | 0 | 0 | 0
CSAPR- SO2 Annual- NC | 279 | 6384 | Rate Constraint in MTons | FALSE | L | Annual | Net Emissions Allowance Position | Thousand Tons | 0 | 22.1394 | 17.1444 | 19.3256 | 20.9274 | 11.5038 | 10.9738
CSAPR- SO2 Annual- NC | 279 | 6384 | Rate Constraint in MTons | FALSE | L | Annual | Fuel Consumed | TBtu | 0 | 801.9538 | 634.3508 | 672.2842 | 665.4554 | 644.7651 | 846.7588
CSAPR- SO2 Annual- NC | 279 | 6384 | Rate Constraint in MTons | FALSE | L | Annual | Rate | lb/MMBtu | 0 | 0.055214 | 0.054053 | 0.057492 | 0.062897 | 0.035684 | 0.02592
CSAPR- SO2 Annual- NC | 279 | 6384 | Rate Constraint in MTons | FALSE | L | Annual | Generation | TWh | 0 | 93.5249 | 76.989 | 84.8979 | 115.0369 | 172.8318 | 243.3936
CSAPR- SO2 Annual- NC | 279 | 6384 | Rate Constraint in MTons | FALSE | L | Annual | Qualifying Generation | TWh | 0 | 93.5249 | 76.989 | 83.1392 | 82.0496 | 86.8393 | 120.9389
CSAPR- SO2 Annual- NC | 279 | 6384 | Rate Constraint in MTons | FALSE | L | Annual | Rate | lb/MWh | 0 | 0.47345 | 0.44537 | 0.4649 | 0.51012 | 0.26495 | 0.18148
CSAPR- SO2 Annual- NC | 279 | 6384 | Rate Constraint in MTons | FALSE | L | Annual | Constraint Shadow Price | US2011$/Ton | 0 | 0 | 0 | 0 | 0 | 0 | 0
CSAPR- SO2 Annual- NE | 280 | 6381 | Rate Constraint in MTons | FALSE | L | Annual | Seasons Included | Seasons |  | Winter, Summer | Winter, Summer | Winter, Summer | Winter, Summer | Winter, Summer | Winter, Summer
CSAPR- SO2 Annual- NE | 280 | 6381 | Rate Constraint in MTons | FALSE | L | Annual | Standard SO2 | Thousand Tons | 0 | 80.4312 | 80.4312 | 80.4312 | 80.4312 | 80.4312 | 80.4312
CSAPR- SO2 Annual- NE | 280 | 6381 | Rate Constraint in MTons | FALSE | L | Annual | Emissions at Affected Plants SO2 | Thousand Tons | 0 | 19.1386 | 19.1127 | 19.1386 | 19.1386 | 21.0245 | 24.6586
CSAPR- SO2 Annual- NE | 280 | 6381 | Rate Constraint in MTons | FALSE | L | Annual | Allowances Purchased SO2 | Thousand Tons | 0 | 0 | 0 | 0 | 0 | 0 | 0
CSAPR- SO2 Annual- NE | 280 | 6381 | Rate Constraint in MTons | FALSE | L | Annual | Allowances Sold SO2 | Thousand Tons | 0 | 0 | 0 | 0 | 0 | 0 | 0
CSAPR- SO2 Annual- NE | 280 | 6381 | Rate Constraint in MTons | FALSE | L | Annual | Allowances Banked | Thousand Tons | 0 | 0 | 0 | 0 | 0 | 0 | 0
CSAPR- SO2 Annual- NE | 280 | 6381 | Rate Constraint in MTons | FALSE | L | Annual | Allowances Withdrawn (1:1) | Thousand Tons | 0 | 0 | 0 | 0 | 0 | 0 | 0
CSAPR- SO2 Annual- NE | 280 | 6381 | Rate Constraint in MTons | FALSE | L | Annual | Allowances Withdrawn (n:1) | Thousand Tons | 0 | 0 | 0 | 0 | 0 | 0 | 0
CSAPR- SO2 Annual- NE | 280 | 6381 | Rate Constraint in MTons | FALSE | L | Annual | Net Emissions Allowance Position | Thousand Tons | 0 | 19.1386 | 19.1127 | 19.1386 | 19.1386 | 21.0245 | 24.6586
CSAPR- SO2 Annual- NE | 280 | 6381 | Rate Constraint in MTons | FALSE | L | Annual | Fuel Consumed | TBtu | 0 | 264.9263 | 265.0311 | 266.0517 | 268.6589 | 328.279 | 336.1705
CSAPR- SO2 Annual- NE | 280 | 6381 | Rate Constraint in MTons | FALSE | L | Annual | Rate | lb/MMBtu | 0 | 0.14448 | 0.14423 | 0.14387 | 0.14248 | 0.12809 | 0.1467
CSAPR- SO2 Annual- NE | 280 | 6381 | Rate Constraint in MTons | FALSE | L | Annual | Generation | TWh | 0 | 25.3275 | 25.3339 | 25.4393 | 25.7499 | 34.9802 | 36.6285
CSAPR- SO2 Annual- NE | 280 | 6381 | Rate Constraint in MTons | FALSE | L | Annual | Qualifying Generation | TWh | 0 | 25.3275 | 25.3339 | 25.4393 | 25.7499 | 34.9651 | 36.276
CSAPR- SO2 Annual- NE | 280 | 6381 | Rate Constraint in MTons | FALSE | L | Annual | Rate | lb/MWh | 0 | 1.5113 | 1.5089 | 1.5046 | 1.4865 | 1.2026 | 1.3595
CSAPR- SO2 Annual- NE | 280 | 6381 | Rate Constraint in MTons | FALSE | L | Annual | Constraint Shadow Price | US2011$/Ton | 0 | 0 | 0 | 0 | 0 | 0 | 0
CSAPR- SO2 Annual- NJ | 281 | 6382 | Rate Constraint in MTons | FALSE | L | Annual | Seasons Included | Seasons |  | Winter, Summer | Winter, Summer | Winter, Summer | Winter, Summer | Winter, Summer | Winter, Summer
CSAPR- SO2 Annual- NJ | 281 | 6382 | Rate Constraint in MTons | FALSE | L | Annual | Standard SO2 | Thousand Tons | 0 | 6.5773 | 6.5773 | 6.5773 | 6.5773 | 6.5773 | 6.5773
CSAPR- SO2 Annual- NJ | 281 | 6382 | Rate Constraint in MTons | FALSE | L | Annual | Emissions at Affected Plants SO2 | Thousand Tons | 0 | 0.93971 | 1.1915 | 0.68134 | 1.1915 | 0 | 0
CSAPR- SO2 Annual- NJ | 281 | 6382 | Rate Constraint in MTons | FALSE | L | Annual | Allowances Purchased SO2 | Thousand Tons | 0 | 0 | 0 | 0 | 0 | 0 | 0
CSAPR- SO2 Annual- NJ | 281 | 6382 | Rate Constraint in MTons | FALSE | L | Annual | Allowances Sold SO2 | Thousand Tons | 0 | 0 | 0 | 0 | 0 | 0 | 0
CSAPR- SO2 Annual- NJ | 281 | 6382 | Rate Constraint in MTons | FALSE | L | Annual | Allowances Banked | Thousand Tons | 0 | 0 | 0 | 0 | 0 | 0 | 0
CSAPR- SO2 Annual- NJ | 281 | 6382 | Rate Constraint in MTons | FALSE | L | Annual | Allowances Withdrawn (1:1) | Thousand Tons | 0 | 0 | 0 | 0 | 0 | 0 | 0
CSAPR- SO2 Annual- NJ | 281 | 6382 | Rate Constraint in MTons | FALSE | L | Annual | Allowances Withdrawn (n:1) | Thousand Tons | 0 | 0 | 0 | 0 | 0 | 0 | 0
CSAPR- SO2 Annual- NJ | 281 | 6382 | Rate Constraint in MTons | FALSE | L | Annual | Net Emissions Allowance Position | Thousand Tons | 0 | 0.93971 | 1.1915 | 0.68134 | 1.1915 | 0 | 0
CSAPR- SO2 Annual- NJ | 281 | 6382 | Rate Constraint in MTons | FALSE | L | Annual | Fuel Consumed | TBtu | 0 | 258.8369 | 276.1917 | 276.6267 | 273.5365 | 357.0245 | 503.5894
CSAPR- SO2 Annual- NJ | 281 | 6382 | Rate Constraint in MTons | FALSE | L | Annual | Rate | lb/MMBtu | 0 | 0.007261 | 0.008628 | 0.0049261 | 0.0087118 | 0 | 0
CSAPR- SO2 Annual- NJ | 281 | 6382 | Rate Constraint in MTons | FALSE | L | Annual | Generation | TWh | 0 | 36.2338 | 38.2423 | 38.5557 | 37.6699 | 66.0169 | 111.7218
CSAPR- SO2 Annual- NJ | 281 | 6382 | Rate Constraint in MTons | FALSE | L | Annual | Qualifying Generation | TWh | 0 | 36.2338 | 38.2423 | 38.5557 | 37.6699 | 51.6785 | 74.4945
CSAPR- SO2 Annual- NJ | 281 | 6382 | Rate Constraint in MTons | FALSE | L | Annual | Rate | lb/MWh | 0 | 0.051869 | 0.062313 | 0.035343 | 0.06326 | 0 | 0
CSAPR- SO2 Annual- NJ | 281 | 6382 | Rate Constraint in MTons | FALSE | L | Annual | Constraint Shadow Price | US2011$/Ton | 0 | 0 | 0 | 0 | 0 | 0 | 0
CSAPR- SO2 Annual- NY | 282 | 6383 | Rate Constraint in MTons | FALSE | L | Annual | Seasons Included | Seasons |  | Winter, Summer | Winter, Summer | Winter, Summer | Winter, Summer | Winter, Summer | Winter, Summer
CSAPR- SO2 Annual- NY | 282 | 6383 | Rate Constraint in MTons | FALSE | L | Annual | Standard SO2 | Thousand Tons | 0 | 32.5161 | 32.5161 | 32.5161 | 32.5161 | 32.5161 | 32.5161
CSAPR- SO2 Annual- NY | 282 | 6383 | Rate Constraint in MTons | FALSE | L | Annual | Emissions at Affected Plants SO2 | Thousand Tons | 0 | 1.3104 | 0 | 0 | 0 | 0 | 0
CSAPR- SO2 Annual- NY | 282 | 6383 | Rate Constraint in MTons | FALSE | L | Annual | Allowances Purchased SO2 | Thousand Tons | 0 | 0 | 0 | 0 | 0 | 0 | 0
CSAPR- SO2 Annual- NY | 282 | 6383 | Rate Constraint in MTons | FALSE | L | Annual | Allowances Sold SO2 | Thousand Tons | 0 | 0 | 0 | 0 | 0 | 0 | 0
CSAPR- SO2 Annual- NY | 282 | 6383 | Rate Constraint in MTons | FALSE | L | Annual | Allowances Banked | Thousand Tons | 0 | 0 | 0 | 0 | 0 | 0 | 0
CSAPR- SO2 Annual- NY | 282 | 6383 | Rate Constraint in MTons | FALSE | L | Annual | Allowances Withdrawn (1:1) | Thousand Tons | 0 | 0 | 0 | 0 | 0 | 0 | 0
CSAPR- SO2 Annual- NY | 282 | 6383 | Rate Constraint in MTons | FALSE | L | Annual | Allowances Withdrawn (n:1) | Thousand Tons | 0 | 0 | 0 | 0 | 0 | 0 | 0
CSAPR- SO2 Annual- NY | 282 | 6383 | Rate Constraint in MTons | FALSE | L | Annual | Net Emissions Allowance Position | Thousand Tons | 0 | 1.3104 | 0 | 0 | 0 | 0 | 0
CSAPR- SO2 Annual- NY | 282 | 6383 | Rate Constraint in MTons | FALSE | L | Annual | Fuel Consumed | TBtu | 0 | 457.8368 | 436.8498 | 414.3134 | 413.9243 | 678.1966 | 647.8374
CSAPR- SO2 Annual- NY | 282 | 6383 | Rate Constraint in MTons | FALSE | L | Annual | Rate | lb/MMBtu | 0 | 0.0057244 | 0 | 0 | 0 | 0 | 0
CSAPR- SO2 Annual- NY | 282 | 6383 | Rate Constraint in MTons | FALSE | L | Annual | Generation | TWh | 0 | 58.7609 | 56.6844 | 54.3837 | 54.5405 | 98.0026 | 94.9042
CSAPR- SO2 Annual- NY | 282 | 6383 | Rate Constraint in MTons | FALSE | L | Annual | Qualifying Generation | TWh | 0 | 58.7609 | 56.6844 | 54.3837 | 54.5405 | 98.0026 | 94.9042
CSAPR- SO2 Annual- NY | 282 | 6383 | Rate Constraint in MTons | FALSE | L | Annual | Rate | lb/MWh | 0 | 0.044602 | 0 | 0 | 0 | 0 | 0
CSAPR- SO2 Annual- NY | 282 | 6383 | Rate Constraint in MTons | FALSE | L | Annual | Constraint Shadow Price | US2011$/Ton | 0 | 0 | 0 | 0 | 0 | 0 | 0
CSAPR- SO2 Annual- OH | 283 | 6385 | Rate Constraint in MTons | FALSE | L | Annual | Seasons Included | Seasons |  | Winter, Summer | Winter, Summer | Winter, Summer | Winter, Summer | Winter, Summer | Winter, Summer
CSAPR- SO2 Annual- OH | 283 | 6385 | Rate Constraint in MTons | FALSE | L | Annual | Standard SO2 | Thousand Tons | 0 | 167.8432 | 167.8432 | 167.8432 | 167.8432 | 167.8432 | 167.8432
CSAPR- SO2 Annual- OH | 283 | 6385 | Rate Constraint in MTons | FALSE | L | Annual | Emissions at Affected Plants SO2 | Thousand Tons | 0 | 80.3744 | 78.3635 | 74.8928 | 75.1592 | 69.5086 | 73.8037
CSAPR- SO2 Annual- OH | 283 | 6385 | Rate Constraint in MTons | FALSE | L | Annual | Allowances Purchased SO2 | Thousand Tons | 0 | 0 | 0 | 0 | 0 | 0 | 0
CSAPR- SO2 Annual- OH | 283 | 6385 | Rate Constraint in MTons | FALSE | L | Annual | Allowances Sold SO2 | Thousand Tons | 0 | 0 | 0 | 0 | 0 | 0 | 0
CSAPR- SO2 Annual- OH | 283 | 6385 | Rate Constraint in MTons | FALSE | L | Annual | Allowances Banked | Thousand Tons | 0 | 0 | 0 | 0 | 0 | 0 | 0
CSAPR- SO2 Annual- OH | 283 | 6385 | Rate Constraint in MTons | FALSE | L | Annual | Allowances Withdrawn (1:1) | Thousand Tons | 0 | 0 | 0 | 0 | 0 | 0 | 0
CSAPR- SO2 Annual- OH | 283 | 6385 | Rate Constraint in MTons | FALSE | L | Annual | Allowances Withdrawn (n:1) | Thousand Tons | 0 | 0 | 0 | 0 | 0 | 0 | 0
CSAPR- SO2 Annual- OH | 283 | 6385 | Rate Constraint in MTons | FALSE | L | Annual | Net Emissions Allowance Position | Thousand Tons | 0 | 80.3744 | 78.3635 | 74.8928 | 75.1592 | 69.5086 | 73.8037
CSAPR- SO2 Annual- OH | 283 | 6385 | Rate Constraint in MTons | FALSE | L | Annual | Fuel Consumed | TBtu | 0 | 1135.8075 | 1138.6045 | 1148.8133 | 1187.7977 | 1466.6924 | 1703.763
CSAPR- SO2 Annual- OH | 283 | 6385 | Rate Constraint in MTons | FALSE | L | Annual | Rate | lb/MMBtu | 0 | 0.14153 | 0.13765 | 0.13038 | 0.12655 | 0.094783 | 0.086636
CSAPR- SO2 Annual- OH | 283 | 6385 | Rate Constraint in MTons | FALSE | L | Annual | Generation | TWh | 0 | 122.4785 | 122.4812 | 123.6436 | 138.7148 | 247.2585 | 380.2429
CSAPR- SO2 Annual- OH | 283 | 6385 | Rate Constraint in MTons | FALSE | L | Annual | Qualifying Generation | TWh | 0 | 122.4785 | 122.4812 | 123.6436 | 130.7388 | 174.8597 | 214.3256
CSAPR- SO2 Annual- OH | 283 | 6385 | Rate Constraint in MTons | FALSE | L | Annual | Rate | lb/MWh | 0 | 1.3125 | 1.2796 | 1.2114 | 1.1498 | 0.79502 | 0.68871
CSAPR- SO2 Annual- OH | 283 | 6385 | Rate Constraint in MTons | FALSE | L | Annual | Constraint Shadow Price | US2011$/Ton | 0 | 0 | 0 | 0 | 0 | 0 | 0
CSAPR- SO2 Annual- PA | 284 | 6386 | Rate Constraint in MTons | FALSE | L | Annual | Seasons Included | Seasons |  | Winter, Summer | Winter, Summer | Winter, Summer | Winter, Summer | Winter, Summer | Winter, Summer
CSAPR- SO2 Annual- PA | 284 | 6386 | Rate Constraint in MTons | FALSE | L | Annual | Standard SO2 | Thousand Tons | 0 | 132.1848 | 132.1848 | 132.1848 | 132.1848 | 132.1848 | 132.1848
CSAPR- SO2 Annual- PA | 284 | 6386 | Rate Constraint in MTons | FALSE | L | Annual | Emissions at Affected Plants SO2 | Thousand Tons | 0 | 52.8934 | 45.9638 | 44.6339 | 44.9827 | 43.6201 | 41.9207
CSAPR- SO2 Annual- PA | 284 | 6386 | Rate Constraint in MTons | FALSE | L | Annual | Allowances Purchased SO2 | Thousand Tons | 0 | 0 | 0 | 0 | 0 | 0 | 0
CSAPR- SO2 Annual- PA | 284 | 6386 | Rate Constraint in MTons | FALSE | L | Annual | Allowances Sold SO2 | Thousand Tons | 0 | 0 | 0 | 0 | 0 | 0 | 0
CSAPR- SO2 Annual- PA | 284 | 6386 | Rate Constraint in MTons | FALSE | L | Annual | Allowances Banked | Thousand Tons | 0 | 0 | 0 | 0 | 0 | 0 | 0
CSAPR- SO2 Annual- PA | 284 | 6386 | Rate Constraint in MTons | FALSE | L | Annual | Allowances Withdrawn (1:1) | Thousand Tons | 0 | 0 | 0 | 0 | 0 | 0 | 0
CSAPR- SO2 Annual- PA | 284 | 6386 | Rate Constraint in MTons | FALSE | L | Annual | Allowances Withdrawn (n:1) | Thousand Tons | 0 | 0 | 0 | 0 | 0 | 0 | 0
CSAPR- SO2 Annual- PA | 284 | 6386 | Rate Constraint in MTons | FALSE | L | Annual | Net Emissions Allowance Position | Thousand Tons | 0 | 52.8934 | 45.9638 | 44.6339 | 44.9827 | 43.6201 | 41.9207
CSAPR- SO2 Annual- PA | 284 | 6386 | Rate Constraint in MTons | FALSE | L | Annual | Fuel Consumed | TBtu | 0 | 1278.3802 | 1141.5926 | 1174.7064 | 1153.1767 | 1339.9541 | 1634.3867
CSAPR- SO2 Annual- PA | 284 | 6386 | Rate Constraint in MTons | FALSE | L | Annual | Rate | lb/MMBtu | 0 | 0.082751 | 0.080526 | 0.075992 | 0.078015 | 0.065107 | 0.051298
CSAPR- SO2 Annual- PA | 284 | 6386 | Rate Constraint in MTons | FALSE | L | Annual | Generation | TWh | 0 | 149.8673 | 135.3392 | 139.7706 | 167.843 | 318.5447 | 467.2367
CSAPR- SO2 Annual- PA | 284 | 6386 | Rate Constraint in MTons | FALSE | L | Annual | Qualifying Generation | TWh | 0 | 149.8673 | 135.3392 | 139.7706 | 137.7099 | 167.8677 | 214.8412
CSAPR- SO2 Annual- PA | 284 | 6386 | Rate Constraint in MTons | FALSE | L | Annual | Rate | lb/MWh | 0 | 0.70587 | 0.67924 | 0.63867 | 0.6533 | 0.5197 | 0.39025
CSAPR- SO2 Annual- PA | 284 | 6386 | Rate Constraint in MTons | FALSE | L | Annual | Constraint Shadow Price | US2011$/Ton | 0 | 0 | 0 | 0 | 0 | 0 | 0
CSAPR- SO2 Annual- SC | 285 | 6387 | Rate Constraint in MTons | FALSE | L | Annual | Seasons Included | Seasons |  | Winter, Summer | Winter, Summer | Winter, Summer | Winter, Summer | Winter, Summer | Winter, Summer
CSAPR- SO2 Annual- SC | 285 | 6387 | Rate Constraint in MTons | FALSE | L | Annual | Standard SO2 | Thousand Tons | 0 | 114.0269 | 114.0269 | 114.0269 | 114.0269 | 114.0269 | 114.0269
CSAPR- SO2 Annual- SC | 285 | 6387 | Rate Constraint in MTons | FALSE | L | Annual | Emissions at Affected Plants SO2 | Thousand Tons | 0 | 20.7181 | 22.1063 | 19.3777 | 22.895 | 14.4783 | 13.9322
CSAPR- SO2 Annual- SC | 285 | 6387 | Rate Constraint in MTons | FALSE | L | Annual | Allowances Purchased SO2 | Thousand Tons | 0 | 0 | 0 | 0 | 0 | 0 | 0
CSAPR- SO2 Annual- SC | 285 | 6387 | Rate Constraint in MTons | FALSE | L | Annual | Allowances Sold SO2 | Thousand Tons | 0 | 0 | 0 | 0 | 0 | 0 | 0
CSAPR- SO2 Annual- SC | 285 | 6387 | Rate Constraint in MTons | FALSE | L | Annual | Allowances Banked | Thousand Tons | 0 | 0 | 0 | 0 | 0 | 0 | 0
CSAPR- SO2 Annual- SC | 285 | 6387 | Rate Constraint in MTons | FALSE | L | Annual | Allowances Withdrawn (1:1) | Thousand Tons | 0 | 0 | 0 | 0 | 0 | 0 | 0
CSAPR- SO2 Annual- SC | 285 | 6387 | Rate Constraint in MTons | FALSE | L | Annual | Allowances Withdrawn (n:1) | Thousand Tons | 0 | 0 | 0 | 0 | 0 | 0 | 0
CSAPR- SO2 Annual- SC | 285 | 6387 | Rate Constraint in MTons | FALSE | L | Annual | Net Emissions Allowance Position | Thousand Tons | 0 | 20.7181 | 22.1063 | 19.3777 | 22.895 | 14.4783 | 13.9322
CSAPR- SO2 Annual- SC | 285 | 6387 | Rate Constraint in MTons | FALSE | L | Annual | Fuel Consumed | TBtu | 0 | 298.1787 | 294.6418 | 282.9679 | 375.3762 | 414.6837 | 644.1955
CSAPR- SO2 Annual- SC | 285 | 6387 | Rate Constraint in MTons | FALSE | L | Annual | Rate | lb/MMBtu | 0 | 0.13896 | 0.15006 | 0.13696 | 0.12198 | 0.069828 | 0.043255
CSAPR- SO2 Annual- SC | 285 | 6387 | Rate Constraint in MTons | FALSE | L | Annual | Generation | TWh | 0 | 32.31 | 31.6858 | 33.1547 | 57.5974 | 89.5411 | 167.2248
CSAPR- SO2 Annual- SC | 285 | 6387 | Rate Constraint in MTons | FALSE | L | Annual | Qualifying Generation | TWh | 0 | 32.31 | 31.6858 | 31.14 | 43.8874 | 54.4789 | 90.3907
CSAPR- SO2 Annual- SC | 285 | 6387 | Rate Constraint in MTons | FALSE | L | Annual | Rate | lb/MWh | 0 | 1.2825 | 1.3953 | 1.2446 | 1.0434 | 0.53152 | 0.30827
CSAPR- SO2 Annual- SC | 285 | 6387 | Rate Constraint in MTons | FALSE | L | Annual | Constraint Shadow Price | US2011$/Ton | 0 | 0 | 0 | 0 | 0 | 0 | 0
CSAPR- SO2 Annual- TN | 286 | 6388 | Rate Constraint in MTons | FALSE | L | Annual | Seasons Included | Seasons |  | Winter, Summer | Winter, Summer | Winter, Summer | Winter, Summer | Winter, Summer | Winter, Summer
CSAPR- SO2 Annual- TN | 286 | 6388 | Rate Constraint in MTons | FALSE | L | Annual | Standard SO2 | Thousand Tons | 0 | 69.4229 | 69.4229 | 69.4229 | 69.4229 | 69.4229 | 69.4229
CSAPR- SO2 Annual- TN | 286 | 6388 | Rate Constraint in MTons | FALSE | L | Annual | Emissions at Affected Plants SO2 | Thousand Tons | 0 | 41.3527 | 41.3719 | 40.2053 | 40.849 | 39.2893 | 40.7119
CSAPR- SO2 Annual- TN | 286 | 6388 | Rate Constraint in MTons | FALSE | L | Annual | Allowances Purchased SO2 | Thousand Tons | 0 | 0 | 0 | 0 | 0 | 0 | 0
CSAPR- SO2 Annual- TN | 286 | 6388 | Rate Constraint in MTons | FALSE | L | Annual | Allowances Sold SO2 | Thousand Tons | 0 | 0 | 0 | 0 | 0 | 0 | 0
CSAPR- SO2 Annual- TN | 286 | 6388 | Rate Constraint in MTons | FALSE | L | Annual | Allowances Banked | Thousand Tons | 0 | 0 | 0 | 0 | 0 | 0 | 0
CSAPR- SO2 Annual- TN | 286 | 6388 | Rate Constraint in MTons | FALSE | L | Annual | Allowances Withdrawn (1:1) | Thousand Tons | 0 | 0 | 0 | 0 | 0 | 0 | 0
CSAPR- SO2 Annual- TN | 286 | 6388 | Rate Constraint in MTons | FALSE | L | Annual | Allowances Withdrawn (n:1) | Thousand Tons | 0 | 0 | 0 | 0 | 0 | 0 | 0
CSAPR- SO2 Annual- TN | 286 | 6388 | Rate Constraint in MTons | FALSE | L | Annual | Net Emissions Allowance Position | Thousand Tons | 0 | 41.3527 | 41.3719 | 40.2053 | 40.849 | 39.2893 | 40.7119
CSAPR- SO2 Annual- TN | 286 | 6388 | Rate Constraint in MTons | FALSE | L | Annual | Fuel Consumed | TBtu | 0 | 459.1601 | 458.1934 | 461.0904 | 529.404 | 647.6517 | 646.6157
CSAPR- SO2 Annual- TN | 286 | 6388 | Rate Constraint in MTons | FALSE | L | Annual | Rate | lb/MMBtu | 0 | 0.18012 | 0.18059 | 0.17439 | 0.15432 | 0.12133 | 0.12592
CSAPR- SO2 Annual- TN | 286 | 6388 | Rate Constraint in MTons | FALSE | L | Annual | Generation | TWh | 0 | 48.2992 | 48.1781 | 48.4269 | 68.2229 | 102.6511 | 102.5393
CSAPR- SO2 Annual- TN | 286 | 6388 | Rate Constraint in MTons | FALSE | L | Annual | Qualifying Generation | TWh | 0 | 48.2992 | 48.1781 | 48.4269 | 59.095 | 77.6277 | 77.516
CSAPR- SO2 Annual- TN | 286 | 6388 | Rate Constraint in MTons | FALSE | L | Annual | Rate | lb/MWh | 0 | 1.7124 | 1.7175 | 1.6605 | 1.3825 | 1.0122 | 1.0504
CSAPR- SO2 Annual- TN | 286 | 6388 | Rate Constraint in MTons | FALSE | L | Annual | Constraint Shadow Price | US2011$/Ton | 0 | 0 | 0 | 0 | 0 | 0 | 0
CSAPR- SO2 Annual- TX | 287 | 6389 | Rate Constraint in MTons | FALSE | L | Annual | Seasons Included | Seasons |  | Winter, Summer | Winter, Summer | Winter, Summer | Winter, Summer | Winter, Summer | Winter, Summer
CSAPR- SO2 Annual- TX | 287 | 6389 | Rate Constraint in MTons | FALSE | L | Annual | Standard SO2 | Thousand Tons | 0 | 347.4758 | 347.4758 | 347.4758 | 347.4758 | 347.4758 | 347.4758
CSAPR- SO2 Annual- TX | 287 | 6389 | Rate Constraint in MTons | FALSE | L | Annual | Emissions at Affected Plants SO2 | Thousand Tons | 0 | 121.5337 | 125.4553 | 123.0671 | 130.5818 | 97.7708 | 87.7797
CSAPR- SO2 Annual- TX | 287 | 6389 | Rate Constraint in MTons | FALSE | L | Annual | Allowances Purchased SO2 | Thousand Tons | 0 | 0 | 0 | 0 | 0 | 0 | 0
CSAPR- SO2 Annual- TX | 287 | 6389 | Rate Constraint in MTons | FALSE | L | Annual | Allowances Sold SO2 | Thousand Tons | 0 | 0 | 0 | 0 | 0 | 0 | 0
CSAPR- SO2 Annual- TX | 287 | 6389 | Rate Constraint in MTons | FALSE | L | Annual | Allowances Banked | Thousand Tons | 0 | 0 | 0 | 0 | 0 | 0 | 0
CSAPR- SO2 Annual- TX | 287 | 6389 | Rate Constraint in MTons | FALSE | L | Annual | Allowances Withdrawn (1:1) | Thousand Tons | 0 | 0 | 0 | 0 | 0 | 0 | 0
CSAPR- SO2 Annual- TX | 287 | 6389 | Rate Constraint in MTons | FALSE | L | Annual | Allowances Withdrawn (n:1) | Thousand Tons | 0 | 0 | 0 | 0 | 0 | 0 | 0
CSAPR- SO2 Annual- TX | 287 | 6389 | Rate Constraint in MTons | FALSE | L | Annual | Net Emissions Allowance Position | Thousand Tons | 0 | 121.5337 | 125.4553 | 123.0671 | 130.5818 | 97.7708 | 87.7797
CSAPR- SO2 Annual- TX | 287 | 6389 | Rate Constraint in MTons | FALSE | L | Annual | Fuel Consumed | TBtu | 0 | 2575.5144 | 2738.5117 | 2825.8741 | 2990.8906 | 2430.0471 | 2863.2111
CSAPR- SO2 Annual- TX | 287 | 6389 | Rate Constraint in MTons | FALSE | L | Annual | Rate | lb/MMBtu | 0 | 0.094376 | 0.091623 | 0.0871 | 0.08732 | 0.080468 | 0.061316
CSAPR- SO2 Annual- TX | 287 | 6389 | Rate Constraint in MTons | FALSE | L | Annual | Generation | TWh | 0 | 298.4566 | 308.6407 | 324.7838 | 351.4162 | 309.0961 | 436.9713
CSAPR- SO2 Annual- TX | 287 | 6389 | Rate Constraint in MTons | FALSE | L | Annual | Qualifying Generation | TWh | 0 | 298.4566 | 308.6407 | 324.7838 | 345.0926 | 289.2278 | 363.6231
CSAPR- SO2 Annual- TX | 287 | 6389 | Rate Constraint in MTons | FALSE | L | Annual | Rate | lb/MWh | 0 | 0.81441 | 0.81295 | 0.75784 | 0.75679 | 0.67608 | 0.48281
CSAPR- SO2 Annual- TX | 287 | 6389 | Rate Constraint in MTons | FALSE | L | Annual | Constraint Shadow Price | US2011$/Ton | 0 | 0 | 0 | 0 | 0 | 0 | 0
CSAPR- SO2 Annual- VA | 288 | 6390 | Rate Constraint in MTons | FALSE | L | Annual | Seasons Included | Seasons |  | Winter, Summer | Winter, Summer | Winter, Summer | Winter, Summer | Winter, Summer | Winter, Summer
CSAPR- SO2 Annual- VA | 288 | 6390 | Rate Constraint in MTons | FALSE | L | Annual | Standard SO2 | Thousand Tons | 0 | 41.3673 | 41.3673 | 41.3673 | 41.3673 | 41.3673 | 41.3673
CSAPR- SO2 Annual- VA | 288 | 6390 | Rate Constraint in MTons | FALSE | L | Annual | Emissions at Affected Plants SO2 | Thousand Tons | 0 | 2.5552 | 2.726 | 1.5936 | 2.6431 | 0.81439 | 0.59785
CSAPR- SO2 Annual- VA | 288 | 6390 | Rate Constraint in MTons | FALSE | L | Annual | Allowances Purchased SO2 | Thousand Tons | 0 | 0 | 0 | 0 | 0 | 0 | 0
CSAPR- SO2 Annual- VA | 288 | 6390 | Rate Constraint in MTons | FALSE | L | Annual | Allowances Sold SO2 | Thousand Tons | 0 | 0 | 0 | 0 | 0 | 0 | 0
CSAPR- SO2 Annual- VA | 288 | 6390 | Rate Constraint in MTons | FALSE | L | Annual | Allowances Banked | Thousand Tons | 0 | 0 | 0 | 0 | 0 | 0 | 0
CSAPR- SO2 Annual- VA | 288 | 6390 | Rate Constraint in MTons | FALSE | L | Annual | Allowances Withdrawn (1:1) | Thousand Tons | 0 | 0 | 0 | 0 | 0 | 0 | 0
CSAPR- SO2 Annual- VA | 288 | 6390 | Rate Constraint in MTons | FALSE | L | Annual | Allowances Withdrawn (n:1) | Thousand Tons | 0 | 0 | 0 | 0 | 0 | 0 | 0
CSAPR- SO2 Annual- VA | 288 | 6390 | Rate Constraint in MTons | FALSE | L | Annual | Net Emissions Allowance Position | Thousand Tons | 0 | 2.5552 | 2.726 | 1.5936 | 2.6431 | 0.81439 | 0.59785
CSAPR- SO2 Annual- VA | 288 | 6390 | Rate Constraint in MTons | FALSE | L | Annual | Fuel Consumed | TBtu | 0 | 333.6081 | 354.1478 | 356.9898 | 363.7655 | 366.1021 | 371.2197
CSAPR- SO2 Annual- VA | 288 | 6390 | Rate Constraint in MTons | FALSE | L | Annual | Rate | lb/MMBtu | 0 | 0.015319 | 0.015395 | 0.0089279 | 0.014532 | 0.004449 | 0.003221
CSAPR- SO2 Annual- VA | 288 | 6390 | Rate Constraint in MTons | FALSE | L | Annual | Generation | TWh | 0 | 45.0039 | 47.2942 | 48.486 | 71.2381 | 197.6564 | 302.7754
CSAPR- SO2 Annual- VA | 288 | 6390 | Rate Constraint in MTons | FALSE | L | Annual | Qualifying Generation | TWh | 0 | 45.0039 | 47.2942 | 48.486 | 49.1522 | 52.8484 | 54.6549
CSAPR- SO2 Annual- VA | 288 | 6390 | Rate Constraint in MTons | FALSE | L | Annual | Rate | lb/MWh | 0 | 0.11356 | 0.11528 | 0.065734 | 0.10755 | 0.03082 | 0.021877
CSAPR- SO2 Annual- VA | 288 | 6390 | Rate Constraint in MTons | FALSE | L | Annual | Constraint Shadow Price | US2011$/Ton | 0 | 0 | 0 | 0 | 0 | 0 | 0
CSAPR- SO2 Annual- WI | 289 | 6392 | Rate Constraint in MTons | FALSE | L | Annual | Seasons Included | Seasons |  | Winter, Summer | Winter, Summer | Winter, Summer | Winter, Summer | Winter, Summer | Winter, Summer
CSAPR- SO2 Annual- WI | 289 | 6392 | Rate Constraint in MTons | FALSE | L | Annual | Standard SO2 | Thousand Tons | 0 | 56.5019 | 56.5019 | 56.5019 | 56.5019 | 56.5019 | 56.5019
CSAPR- SO2 Annual- WI | 289 | 6392 | Rate Constraint in MTons | FALSE | L | Annual | Emissions at Affected Plants SO2 | Thousand Tons | 0 | 11.3211 | 12.0965 | 12.2008 | 12.4363 | 11.7834 | 11.4351
CSAPR- SO2 Annual- WI | 289 | 6392 | Rate Constraint in MTons | FALSE | L | Annual | Allowances Purchased SO2 | Thousand Tons | 0 | 0 | 0 | 0 | 0 | 0 | 0
CSAPR- SO2 Annual- WI | 289 | 6392 | Rate Constraint in MTons | FALSE | L | Annual | Allowances Sold SO2 | Thousand Tons | 0 | 0 | 0 | 0 | 0 | 0 | 0
CSAPR- SO2 Annual- WI | 289 | 6392 | Rate Constraint in MTons | FALSE | L | Annual | Allowances Banked | Thousand Tons | 0 | 0 | 0 | 0 | 0 | 0 | 0
CSAPR- SO2 Annual- WI | 289 | 6392 | Rate Constraint in MTons | FALSE | L | Annual | Allowances Withdrawn (1:1) | Thousand Tons | 0 | 0 | 0 | 0 | 0 | 0 | 0
CSAPR- SO2 Annual- WI | 289 | 6392 | Rate Constraint in MTons | FALSE | L | Annual | Allowances Withdrawn (n:1) | Thousand Tons | 0 | 0 | 0 | 0 | 0 | 0 | 0
CSAPR- SO2 Annual- WI | 289 | 6392 | Rate Constraint in MTons | FALSE | L | Annual | Net Emissions Allowance Position | Thousand Tons | 0 | 11.3211 | 12.0965 | 12.2008 | 12.4363 | 11.7834 | 11.4351
CSAPR- SO2 Annual- WI | 289 | 6392 | Rate Constraint in MTons | FALSE | L | Annual | Fuel Consumed | TBtu | 0 | 414.5193 | 459.0777 | 479.1505 | 484.6934 | 502.0895 | 489.8845
CSAPR- SO2 Annual- WI | 289 | 6392 | Rate Constraint in MTons | FALSE | L | Annual | Rate | lb/MMBtu | 0 | 0.054623 | 0.052699 | 0.050927 | 0.051316 | 0.046937 | 0.046685
CSAPR- SO2 Annual- WI | 289 | 6392 | Rate Constraint in MTons | FALSE | L | Annual | Generation | TWh | 0 | 40.755 | 44.9367 | 47.664 | 48.1152 | 57.688 | 56.4863
CSAPR- SO2 Annual- WI | 289 | 6392 | Rate Constraint in MTons | FALSE | L | Annual | Qualifying Generation | TWh | 0 | 40.755 | 44.9367 | 47.664 | 48.1152 | 51.3467 | 50.1441
CSAPR- SO2 Annual- WI | 289 | 6392 | Rate Constraint in MTons | FALSE | L | Annual | Rate | lb/MWh | 0 | 0.55557 | 0.53838 | 0.51195 | 0.51694 | 0.45897 | 0.45609
CSAPR- SO2 Annual- WI | 289 | 6392 | Rate Constraint in MTons | FALSE | L | Annual | Constraint Shadow Price | US2011$/Ton | 0 | 0 | 0 | 0 | 0 | 0 | 0
CSAPR- SO2 Annual- WV | 290 | 6391 | Rate Constraint in MTons | FALSE | L | Annual | Seasons Included | Seasons |  | Winter, Summer | Winter, Summer | Winter, Summer | Winter, Summer | Winter, Summer | Winter, Summer
CSAPR- SO2 Annual- WV | 290 | 6391 | Rate Constraint in MTons | FALSE | L | Annual | Standard SO2 | Thousand Tons | 0 | 89.2882 | 89.2882 | 89.2882 | 89.2882 | 89.2882 | 89.2882
CSAPR- SO2 Annual- WV | 290 | 6391 | Rate Constraint in MTons | FALSE | L | Annual | Emissions at Affected Plants SO2 | Thousand Tons | 0 | 66.8716 | 68.8269 | 67.1182 | 66.2434 | 64.8836 | 64.3448
CSAPR- SO2 Annual- WV | 290 | 6391 | Rate Constraint in MTons | FALSE | L | Annual | Allowances Purchased SO2 | Thousand Tons | 0 | 0 | 0 | 0 | 0 | 0 | 0
CSAPR- SO2 Annual- WV | 290 | 6391 | Rate Constraint in MTons | FALSE | L | Annual | Allowances Sold SO2 | Thousand Tons | 0 | 0 | 0 | 0 | 0 | 0 | 0
CSAPR- SO2 Annual- WV | 290 | 6391 | Rate Constraint in MTons | FALSE | L | Annual | Allowances Banked | Thousand Tons | 0 | 0 | 0 | 0 | 0 | 0 | 0
CSAPR- SO2 Annual- WV | 290 | 6391 | Rate Constraint in MTons | FALSE | L | Annual | Allowances Withdrawn (1:1) | Thousand Tons | 0 | 0 | 0 | 0 | 0 | 0 | 0
CSAPR- SO2 Annual- WV | 290 | 6391 | Rate Constraint in MTons | FALSE | L | Annual | Allowances Withdrawn (n:1) | Thousand Tons | 0 | 0 | 0 | 0 | 0 | 0 | 0
CSAPR- SO2 Annual- WV | 290 | 6391 | Rate Constraint in MTons | FALSE | L | Annual | Net Emissions Allowance Position | Thousand Tons | 0 | 66.8716 | 68.8269 | 67.1182 | 66.2434 | 64.8836 | 64.3448
CSAPR- SO2 Annual- WV | 290 | 6391 | Rate Constraint in MTons | FALSE | L | Annual | Fuel Consumed | TBtu | 0 | 801.5807 | 811.1481 | 810.8203 | 875.8727 | 1070.7547 | 1126.9833
CSAPR- SO2 Annual- WV | 290 | 6391 | Rate Constraint in MTons | FALSE | L | Annual | Rate | lb/MMBtu | 0 | 0.16685 | 0.1697 | 0.16556 | 0.15126 | 0.12119 | 0.11419
CSAPR- SO2 Annual- WV | 290 | 6391 | Rate Constraint in MTons | FALSE | L | Annual | Generation | TWh | 0 | 80.8979 | 81.8513 | 81.8161 | 107.5621 | 207.4239 | 268.2577
CSAPR- SO2 Annual- WV | 290 | 6391 | Rate Constraint in MTons | FALSE | L | Annual | Qualifying Generation | TWh | 0 | 80.8979 | 81.8513 | 81.8161 | 91.9785 | 124.4159 | 133.3575
CSAPR- SO2 Annual- WV | 290 | 6391 | Rate Constraint in MTons | FALSE | L | Annual | Rate | lb/MWh | 0 | 1.6532 | 1.6818 | 1.6407 | 1.4404 | 1.043 | 0.965
CSAPR- SO2 Annual- WV | 290 | 6391 | Rate Constraint in MTons | FALSE | L | Annual | Constraint Shadow Price | US2011$/Ton | 0 | 0 | 0 | 0 | 0 | 0 | 0
CT Fac. Spec. - MER Rate Annual v3.1 | 291 | 1767 | MACT Fuel Choice Floor in lbs/MMBtu | FALSE | L | Annual | Seasons Included | Seasons | Winter, Summer | Winter, Summer | Winter, Summer | Winter, Summer | Winter, Summer | Winter, Summer | Winter, Summer
CT Fac. Spec. - MER Rate Annual v3.1 | 291 | 1767 | MACT Fuel Choice Floor in lbs/MMBtu | FALSE | L | Annual | Emission Floor | lbs/MMBtu | 6e-07 | 6e-07 | 6e-07 | 6e-07 | 6e-07 | 6e-07 | 6e-07
CT Fac. Spec. - MER Rate Annual v3.1 | 291 | 1767 | MACT Fuel Choice Floor in lbs/MMBtu | FALSE | L | Annual | Emissions at Affected Plants MER | lbs | 0 | 0 | 0 | 0 | 0 | 0 | 0
CT Fac. Spec. - MER Rate Annual v3.1 | 291 | 1767 | MACT Fuel Choice Floor in lbs/MMBtu | FALSE | L | Annual | Allowances Purchased MER | lbs | 0 | 0 | 0 | 0 | 0 | 0 | 0
CT Fac. Spec. - MER Rate Annual v3.1 | 291 | 1767 | MACT Fuel Choice Floor in lbs/MMBtu | FALSE | L | Annual | Allowances Sold MER | lbs | 0 | 0 | 0 | 0 | 0 | 0 | 0
CT Fac. Spec. - MER Rate Annual v3.1 | 291 | 1767 | MACT Fuel Choice Floor in lbs/MMBtu | FALSE | L | Annual | Allowances Banked | lbs | 0 | 0 | 0 | 0 | 0 | 0 | 0
CT Fac. Spec. - MER Rate Annual v3.1 | 291 | 1767 | MACT Fuel Choice Floor in lbs/MMBtu | FALSE | L | Annual | Allowances Withdrawn (1:1) | lbs | 0 | 0 | 0 | 0 | 0 | 0 | 0
CT Fac. Spec. - MER Rate Annual v3.1 | 291 | 1767 | MACT Fuel Choice Floor in lbs/MMBtu | FALSE | L | Annual | Allowances Withdrawn (n:1) | lbs | 0 | 0 | 0 | 0 | 0 | 0 | 0
CT Fac. Spec. - MER Rate Annual v3.1 | 291 | 1767 | MACT Fuel Choice Floor in lbs/MMBtu | FALSE | L | Annual | Net Emissions Allowance Position | lbs | 0 | 0 | 0 | 0 | 0 | 0 | 0
CT Fac. Spec. - MER Rate Annual v3.1 | 291 | 1767 | MACT Fuel Choice Floor in lbs/MMBtu | FALSE | L | Annual | Fuel Consumed | TBtu | 0 | 0 | 0 | 0 | 0 | 0 | 0
CT Fac. Spec. - MER Rate Annual v3.1 | 291 | 1767 | MACT Fuel Choice Floor in lbs/MMBtu | FALSE | L | Annual | Rate | lb/MMBtu | 0 | 0 | 0 | 0 | 0 | 0 | 0
CT Fac. Spec. - MER Rate Annual v3.1 | 291 | 1767 | MACT Fuel Choice Floor in lbs/MMBtu | FALSE | L | Annual | Generation | TWh | 0 | 0 | 0 | 0 | 0 | 0 | 0
CT Fac. Spec. - MER Rate Annual v3.1 | 291 | 1767 | MACT Fuel Choice Floor in lbs/MMBtu | FALSE | L | Annual | Qualifying Generation | TWh | 0 | 0 | 0 | 0 | 0 | 0 | 0
CT Fac. Spec. - MER Rate Annual v3.1 | 291 | 1767 | MACT Fuel Choice Floor in lbs/MMBtu | FALSE | L | Annual | Constraint Shadow Price | US2011$/Lb | 0 | 0 | 0 | 0 | 0 | 0 | 0
CT Fac. Spec. - NOX Rate Winter v.4.10 Final, Unit 1155 and retrofits | 292 | 2270 | Rate Constraint in lbs/MMBtu | FALSE | L | Annual | Seasons Included | Seasons | Winter | Winter | Winter | Winter | Winter | Winter | Winter
CT Fac. Spec. - NOX Rate Winter v.4.10 Final, Unit 1155 and retrofits | 292 | 2270 | Rate Constraint in lbs/MMBtu | FALSE | L | Annual | Standard NOX | lb/MMBtu | 0.15 | 0.15 | 0.15 | 0.15 | 0.15 | 0.15 | 0.15
CT Fac. Spec. - NOX Rate Winter v.4.10 Final, Unit 1155 and retrofits | 292 | 2270 | Rate Constraint in lbs/MMBtu | FALSE | L | Annual | Emissions at Affected Plants NOX | Thousand Tons | 0 | 0 | 0 | 0 | 0 | 0 | 0
CT Fac. Spec. - NOX Rate Winter v.4.10 Final, Unit 1155 and retrofits | 292 | 2270 | Rate Constraint in lbs/MMBtu | FALSE | L | Annual | Allowances Purchased NOX | Thousand Tons | 0 | 0 | 0 | 0 | 0 | 0 | 0
CT Fac. Spec. - NOX Rate Winter v.4.10 Final, Unit 1155 and retrofits | 292 | 2270 | Rate Constraint in lbs/MMBtu | FALSE | L | Annual | Allowances Sold NOX | Thousand Tons | 0 | 0 | 0 | 0 | 0 | 0 | 0
CT Fac. Spec. - NOX Rate Winter v.4.10 Final, Unit 1155 and retrofits | 292 | 2270 | Rate Constraint in lbs/MMBtu | FALSE | L | Annual | Allowances Banked | Thousand Tons | 0 | 0 | 0 | 0 | 0 | 0 | 0
CT Fac. Spec. - NOX Rate Winter v.4.10 Final, Unit 1155 and retrofits | 292 | 2270 | Rate Constraint in lbs/MMBtu | FALSE | L | Annual | Allowances Withdrawn (1:1) | Thousand Tons | 0 | 0 | 0 | 0 | 0 | 0 | 0
CT Fac. Spec. - NOX Rate Winter v.4.10 Final, Unit 1155 and retrofits | 292 | 2270 | Rate Constraint in lbs/MMBtu | FALSE | L | Annual | Allowances Withdrawn (n:1) | Thousand Tons | 0 | 0 | 0 | 0 | 0 | 0 | 0
CT Fac. Spec. - NOX Rate Winter v.4.10 Final, Unit 1155 and retrofits | 292 | 2270 | Rate Constraint in lbs/MMBtu | FALSE | L | Annual | Net Emissions Allowance Position | Thousand Tons | 0 | 0 | 0 | 0 | 0 | 0 | 0
CT Fac. Spec. - NOX Rate Winter v.4.10 Final, Unit 1155 and retrofits | 292 | 2270 | Rate Constraint in lbs/MMBtu | FALSE | L | Annual | Fuel Consumed | TBtu | 0 | 0 | 0 | 0 | 0 | 0 | 0
CT Fac. Spec. - NOX Rate Winter v.4.10 Final, Unit 1155 and retrofits | 292 | 2270 | Rate Constraint in lbs/MMBtu | FALSE | L | Annual | Rate | lb/MMBtu | 0 | 0 | 0 | 0 | 0 | 0 | 0
CT Fac. Spec. - NOX Rate Winter v.4.10 Final, Unit 1155 and retrofits | 292 | 2270 | Rate Constraint in lbs/MMBtu | FALSE | L | Annual | Generation | TWh | 0 | 0 | 0 | 0 | 0 | 0 | 0
CT Fac. Spec. - NOX Rate Winter v.4.10 Final, Unit 1155 and retrofits | 292 | 2270 | Rate Constraint in lbs/MMBtu | FALSE | L | Annual | Qualifying Generation | TWh | 0 | 0 | 0 | 0 | 0 | 0 | 0
CT Fac. Spec. - NOX Rate Winter v.4.10 Final, Unit 1155 and retrofits | 292 | 2270 | Rate Constraint in lbs/MMBtu | FALSE | L | Annual | Rate | lb/MWh | 0 | 0 | 0 | 0 | 0 | 0 | 0
CT Fac. Spec. - NOX Rate Winter v.4.10 Final, Unit 1155 and retrofits | 292 | 2270 | Rate Constraint in lbs/MMBtu | FALSE | L | Annual | Constraint Shadow Price | US2011$/Ton | 0 | 0 | 0 | 0 | 0 | 0 | 0
CT Fac. Spec. - NOX Rate Winter v.4.10 Final, Unit 1156 and retrofits | 293 | 2270 | Rate Constraint in lbs/MMBtu | FALSE | L | Annual | Seasons Included | Seasons | Winter | Winter | Winter | Winter | Winter | Winter | Winter
CT Fac. Spec. - NOX Rate Winter v.4.10 Final, Unit 1156 and retrofits | 293 | 2270 | Rate Constraint in lbs/MMBtu | FALSE | L | Annual | Standard NOX | lb/MMBtu | 0.15 | 0.15 | 0.15 | 0.15 | 0.15 | 0.15 | 0.15
CT Fac. Spec. - NOX Rate Winter v.4.10 Final, Unit 1156 and retrofits | 293 | 2270 | Rate Constraint in lbs/MMBtu | FALSE | L | Annual | Emissions at Affected Plants NOX | Thousand Tons | 0 | 0 | 0 | 0 | 0 | 0 | 0
CT Fac. Spec. - NOX Rate Winter v.4.10 Final, Unit 1156 and retrofits | 293 | 2270 | Rate Constraint in lbs/MMBtu | FALSE | L | Annual | Allowances Purchased NOX | Thousand Tons | 0 | 0 | 0 | 0 | 0 | 0 | 0
CT Fac. Spec. - NOX Rate Winter v.4.10 Final, Unit 1156 and retrofits | 293 | 2270 | Rate Constraint in lbs/MMBtu | FALSE | L | Annual | Allowances Sold NOX | Thousand Tons | 0 | 0 | 0 | 0 | 0 | 0 | 0
CT Fac. Spec. - NOX Rate Winter v.4.10 Final, Unit 1156 and retrofits | 293 | 2270 | Rate Constraint in lbs/MMBtu | FALSE | L | Annual | Allowances Banked | Thousand Tons | 0 | 0 | 0 | 0 | 0 | 0 | 0
CT Fac. Spec. - NOX Rate Winter v.4.10 Final, Unit 1156 and retrofits | 293 | 2270 | Rate Constraint in lbs/MMBtu | FALSE | L | Annual | Allowances Withdrawn (1:1) | Thousand Tons | 0 | 0 | 0 | 0 | 0 | 0 | 0
CT Fac. Spec. - NOX Rate Winter v.4.10 Final, Unit 1156 and retrofits | 293 | 2270 | Rate Constraint in lbs/MMBtu | FALSE | L | Annual | Allowances Withdrawn (n:1) | Thousand Tons | 0 | 0 | 0 | 0 | 0 | 0 | 0
CT Fac. Spec. - NOX Rate Winter v.4.10 Final, Unit 1156 and retrofits | 293 | 2270 | Rate Constraint in lbs/MMBtu | FALSE | L | Annual | Net Emissions Allowance Position | Thousand Tons | 0 | 0 | 0 | 0 | 0 | 0 | 0
CT Fac. Spec. - NOX Rate Winter v.4.10 Final, Unit 1156 and retrofits | 293 | 2270 | Rate Constraint in lbs/MMBtu | FALSE | L | Annual | Fuel Consumed | TBtu | 0 | 0 | 0 | 0 | 0 | 0 | 0
CT Fac. Spec. - NOX Rate Winter v.4.10 Final, Unit 1156 and retrofits | 293 | 2270 | Rate Constraint in lbs/MMBtu | FALSE | L | Annual | Rate | lb/MMBtu | 0 | 0 | 0 | 0 | 0 | 0 | 0
CT Fac. Spec. - NOX Rate Winter v.4.10 Final, Unit 1156 and retrofits | 293 | 2270 | Rate Constraint in lbs/MMBtu | FALSE | L | Annual | Generation | TWh | 0 | 0 | 0 | 0 | 0 | 0 | 0
CT Fac. Spec. - NOX Rate Winter v.4.10 Final, Unit 1156 and retrofits | 293 | 2270 | Rate Constraint in lbs/MMBtu | FALSE | L | Annual | Qualifying Generation | TWh | 0 | 0 | 0 | 0 | 0 | 0 | 0
CT Fac. Spec. - NOX Rate Winter v.4.10 Final, Unit 1156 and retrofits | 293 | 2270 | Rate Constraint in lbs/MMBtu | FALSE | L | Annual | Rate | lb/MWh | 0 | 0 | 0 | 0 | 0 | 0 | 0
CT Fac. Spec. - NOX Rate Winter v.4.10 Final, Unit 1156 and retrofits | 293 | 2270 | Rate Constraint in lbs/MMBtu | FALSE | L | Annual | Constraint Shadow Price | US2011$/Ton | 0 | 0 | 0 | 0 | 0 | 0 | 0
CT Fac. Spec. - NOX Rate Winter v.4.10 Final, Unit 1157 and retrofits | 294 | 2270 | Rate Constraint in lbs/MMBtu | FALSE | L | Annual | Seasons Included | Seasons | Winter | Winter | Winter | Winter | Winter | Winter | Winter
CT Fac. Spec. - NOX Rate Winter v.4.10 Final, Unit 1157 and retrofits | 294 | 2270 | Rate Constraint in lbs/MMBtu | FALSE | L | Annual | Standard NOX | lb/MMBtu | 0.15 | 0.15 | 0.15 | 0.15 | 0.15 | 0.15 | 0.15
CT Fac. Spec. - NOX Rate Winter v.4.10 Final, Unit 1157 and retrofits | 294 | 2270 | Rate Constraint in lbs/MMBtu | FALSE | L | Annual | Emissions at Affected Plants NOX | Thousand Tons | 0 | 0 | 0 | 0 | 0 | 0 | 0
CT Fac. Spec. - NOX Rate Winter v.4.10 Final, Unit 1157 and retrofits | 294 | 2270 | Rate Constraint in lbs/MMBtu | FALSE | L | Annual | Allowances Purchased NOX | Thousand Tons | 0 | 0 | 0 | 0 | 0 | 0 | 0
CT Fac. Spec. - NOX Rate Winter v.4.10 Final, Unit 1157 and retrofits | 294 | 2270 | Rate Constraint in lbs/MMBtu | FALSE | L | Annual | Allowances Sold NOX | Thousand Tons | 0 | 0 | 0 | 0 | 0 | 0 | 0
CT Fac. Spec. - NOX Rate Winter v.4.10 Final, Unit 1157 and retrofits | 294 | 2270 | Rate Constraint in lbs/MMBtu | FALSE | L | Annual | Allowances Banked | Thousand Tons | 0 | 0 | 0 | 0 | 0 | 0 | 0
CT Fac. Spec. - NOX Rate Winter v.4.10 Final, Unit 1157 and retrofits | 294 | 2270 | Rate Constraint in lbs/MMBtu | FALSE | L | Annual | Allowances Withdrawn (1:1) | Thousand Tons | 0 | 0 | 0 | 0 | 0 | 0 | 0
CT Fac. Spec. - NOX Rate Winter v.4.10 Final, Unit 1157 and retrofits | 294 | 2270 | Rate Constraint in lbs/MMBtu | FALSE | L | Annual | Allowances Withdrawn (n:1) | Thousand Tons | 0 | 0 | 0 | 0 | 0 | 0 | 0
CT Fac. Spec. - NOX Rate Winter v.4.10 Final, Unit 1157 and retrofits | 294 | 2270 | Rate Constraint in lbs/MMBtu | FALSE | L | Annual | Net Emissions Allowance Position | Thousand Tons | 0 | 0 | 0 | 0 | 0 | 0 | 0
CT Fac. Spec. - NOX Rate Winter v.4.10 Final, Unit 1157 and retrofits | 294 | 2270 | Rate Constraint in lbs/MMBtu | FALSE | L | Annual | Fuel Consumed | TBtu | 0 | 0 | 0 | 0 | 0 | 0 | 0
CT Fac. Spec. - NOX Rate Winter v.4.10 Final, Unit 1157 and retrofits | 294 | 2270 | Rate Constraint in lbs/MMBtu | FALSE | L | Annual | Rate | lb/MMBtu | 0 | 0 | 0 | 0 | 0 | 0 | 0
CT Fac. Spec. - NOX Rate Winter v.4.10 Final, Unit 1157 and retrofits | 294 | 2270 | Rate Constraint in lbs/MMBtu | FALSE | L | Annual | Generation | TWh | 0 | 0 | 0 | 0 | 0 | 0 | 0
CT Fac. Spec. - NOX Rate Winter v.4.10 Final, Unit 1157 and retrofits | 294 | 2270 | Rate Constraint in lbs/MMBtu | FALSE | L | Annual | Qualifying Generation | TWh | 0 | 0 | 0 | 0 | 0 | 0 | 0
CT Fac. Spec. - NOX Rate Winter v.4.10 Final, Unit 1157 and retrofits | 294 | 2270 | Rate Constraint in lbs/MMBtu | FALSE | L | Annual | Rate | lb/MWh | 0 | 0 | 0 | 0 | 0 | 0 | 0
CT Fac. Spec. - NOX Rate Winter v.4.10 Final, Unit 1157 and retrofits | 294 | 2270 | Rate Constraint in lbs/MMBtu | FALSE | L | Annual | Constraint Shadow Price | US2011$/Ton | 0 | 0 | 0 | 0 | 0 | 0 | 0
CT Fac. Spec. - NOX Rate Winter v.4.10 Final, Unit 1158 and retrofits | 295 | 2270 | Rate Constraint in lbs/MMBtu | FALSE | L | Annual | Seasons Included | Seasons | Winter | Winter | Winter | Winter | Winter | Winter | Winter
CT Fac. Spec. - NOX Rate Winter v.4.10 Final, Unit 1158 and retrofits | 295 | 2270 | Rate Constraint in lbs/MMBtu | FALSE | L | Annual | Standard NOX | lb/MMBtu | 0.15 | 0.15 | 0.15 | 0.15 | 0.15 | 0.15 | 0.15
CT Fac. Spec. - NOX Rate Winter v.4.10 Final, Unit 1158 and retrofits | 295 | 2270 | Rate Constraint in lbs/MMBtu | FALSE | L | Annual | Emissions at Affected Plants NOX | Thousand Tons | 0 | 0 | 0 | 0 | 0 | 0 | 0
CT Fac. Spec. - NOX Rate Winter v.4.10 Final, Unit 1158 and retrofits | 295 | 2270 | Rate Constraint in lbs/MMBtu | FALSE | L | Annual | Allowances Purchased NOX | Thousand Tons | 0 | 0 | 0 | 0 | 0 | 0 | 0
CT Fac. Spec. - NOX Rate Winter v.4.10 Final, Unit 1158 and retrofits | 295 | 2270 | Rate Constraint in lbs/MMBtu | FALSE | L | Annual | Allowances Sold NOX | Thousand Tons | 0 | 0 | 0 | 0 | 0 | 0 | 0
CT Fac. Spec. - NOX Rate Winter v.4.10 Final, Unit 1158 and retrofits | 295 | 2270 | Rate Constraint in lbs/MMBtu | FALSE | L | Annual | Allowances Banked | Thousand Tons | 0 | 0 | 0 | 0 | 0 | 0 | 0
CT Fac. Spec. - NOX Rate Winter v.4.10 Final, Unit 1158 and retrofits | 295 | 2270 | Rate Constraint in lbs/MMBtu | FALSE | L | Annual | Allowances Withdrawn (1:1) | Thousand Tons | 0 | 0 | 0 | 0 | 0 | 0 | 0
CT Fac. Spec. - NOX Rate Winter v.4.10 Final, Unit 1158 and retrofits | 295 | 2270 | Rate Constraint in lbs/MMBtu | FALSE | L | Annual | Allowances Withdrawn (n:1) | Thousand Tons | 0 | 0 | 0 | 0 | 0 | 0 | 0
CT Fac. Spec. - NOX Rate Winter v.4.10 Final, Unit 1158 and retrofits | 295 | 2270 | Rate Constraint in lbs/MMBtu | FALSE | L | Annual | Net Emissions Allowance Position | Thousand Tons | 0 | 0 | 0 | 0 | 0 | 0 | 0
CT Fac. Spec. - NOX Rate Winter v.4.10 Final, Unit 1158 and retrofits | 295 | 2270 | Rate Constraint in lbs/MMBtu | FALSE | L | Annual | Fuel Consumed | TBtu | 0 | 0 | 0 | 0 | 0 | 0 | 0
CT Fac. Spec. - NOX Rate Winter v.4.10 Final, Unit 1158 and retrofits | 295 | 2270 | Rate Constraint in lbs/MMBtu | FALSE | L | Annual | Rate | lb/MMBtu | 0 | 0 | 0 | 0 | 0 | 0 | 0
CT Fac. Spec. - NOX Rate Winter v.4.10 Final, Unit 1158 and retrofits | 295 | 2270 | Rate Constraint in lbs/MMBtu | FALSE | L | Annual | Generation | TWh | 0 | 0 | 0 | 0 | 0 | 0 | 0
CT Fac. Spec. - NOX Rate Winter v.4.10 Final, Unit 1158 and retrofits | 295 | 2270 | Rate Constraint in lbs/MMBtu | FALSE | L | Annual | Qualifying Generation | TWh | 0 | 0 | 0 | 0 | 0 | 0 | 0
CT Fac. Spec. - NOX Rate Winter v.4.10 Final, Unit 1158 and retrofits | 295 | 2270 | Rate Constraint in lbs/MMBtu | FALSE | L | Annual | Rate | lb/MWh | 0 | 0 | 0 | 0 | 0 | 0 | 0
CT Fac. Spec. - NOX Rate Winter v.4.10 Final, Unit 1158 and retrofits | 295 | 2270 | Rate Constraint in lbs/MMBtu | FALSE | L | Annual | Constraint Shadow Price | US2011$/Ton | 0 | 0 | 0 | 0 | 0 | 0 | 0
CT Fac. Spec. - NOX Rate Winter v.4.10 Final, Unit 1159 and retrofits | 296 | 2270 | Rate Constraint in lbs/MMBtu | FALSE | L | Annual | Seasons Included | Seasons | Winter | Winter | Winter | Winter | Winter | Winter | Winter
CT Fac. Spec. - NOX Rate Winter v.4.10 Final, Unit 1159 and retrofits | 296 | 2270 | Rate Constraint in lbs/MMBtu | FALSE | L | Annual | Standard NOX | lb/MMBtu | 0.15 | 0.15 | 0.15 | 0.15 | 0.15 | 0.15 | 0.15
CT Fac. Spec. - NOX Rate Winter v.4.10 Final, Unit 1159 and retrofits | 296 | 2270 | Rate Constraint in lbs/MMBtu | FALSE | L | Annual | Emissions at Affected Plants NOX | Thousand Tons | 0 | 0 | 0 | 0 | 0 | 0 | 0
CT Fac. Spec. - NOX Rate Winter v.4.10 Final, Unit 1159 and retrofits | 296 | 2270 | Rate Constraint in lbs/MMBtu | FALSE | L | Annual | Allowances Purchased NOX | Thousand Tons | 0 | 0 | 0 | 0 | 0 | 0 | 0
CT Fac. Spec. - NOX Rate Winter v.4.10 Final, Unit 1159 and retrofits | 296 | 2270 | Rate Constraint in lbs/MMBtu | FALSE | L | Annual | Allowances Sold NOX | Thousand Tons | 0 | 0 | 0 | 0 | 0 | 0 | 0
CT Fac. Spec. - NOX Rate Winter v.4.10 Final, Unit 1159 and retrofits | 296 | 2270 | Rate Constraint in lbs/MMBtu | FALSE | L | Annual | Allowances Banked | Thousand Tons | 0 | 0 | 0 | 0 | 0 | 0 | 0
CT Fac. Spec. - NOX Rate Winter v.4.10 Final, Unit 1159 and retrofits | 296 | 2270 | Rate Constraint in lbs/MMBtu | FALSE | L | Annual | Allowances Withdrawn (1:1) | Thousand Tons | 0 | 0 | 0 | 0 | 0 | 0 | 0
CT Fac. Spec. - NOX Rate Winter v.4.10 Final, Unit 1159 and retrofits | 296 | 2270 | Rate Constraint in lbs/MMBtu | FALSE | L | Annual | Allowances Withdrawn (n:1) | Thousand Tons | 0 | 0 | 0 | 0 | 0 | 0 | 0
CT Fac. Spec. - NOX Rate Winter v.4.10 Final, Unit 1159 and retrofits | 296 | 2270 | Rate Constraint in lbs/MMBtu | FALSE | L | Annual | Net Emissions Allowance Position | Thousand Tons | 0 | 0 | 0 | 0 | 0 | 0 | 0
CT Fac. Spec. - NOX Rate Winter v.4.10 Final, Unit 1159 and retrofits | 296 | 2270 | Rate Constraint in lbs/MMBtu | FALSE | L | Annual | Fuel Consumed | TBtu | 0 | 0 | 0 | 0 | 0 | 0 | 0
CT Fac. Spec. - NOX Rate Winter v.4.10 Final, Unit 1159 and retrofits | 296 | 2270 | Rate Constraint in lbs/MMBtu | FALSE | L | Annual | Rate | lb/MMBtu | 0 | 0 | 0 | 0 | 0 | 0 | 0
CT Fac. Spec. - NOX Rate Winter v.4.10 Final, Unit 1159 and retrofits | 296 | 2270 | Rate Constraint in lbs/MMBtu | FALSE | L | Annual | Generation | TWh | 0 | 0 | 0 | 0 | 0 | 0 | 0
CT Fac. Spec. - NOX Rate Winter v.4.10 Final, Unit 1159 and retrofits | 296 | 2270 | Rate Constraint in lbs/MMBtu | FALSE | L | Annual | Qualifying Generation | TWh | 0 | 0 | 0 | 0 | 0 | 0 | 0
CT Fac. Spec. - NOX Rate Winter v.4.10 Final, Unit 1159 and retrofits | 296 | 2270 | Rate Constraint in lbs/MMBtu | FALSE | L | Annual | Rate | lb/MWh | 0 | 0 | 0 | 0 | 0 | 0 | 0
CT Fac. Spec. - NOX Rate Winter v.4.10 Final, Unit 1159 and retrofits | 296 | 2270 | Rate Constraint in lbs/MMBtu | FALSE | L | Annual | Constraint Shadow Price | US2011$/Ton | 0 | 0 | 0 | 0 | 0 | 0 | 0
CT Fac. Spec. - NOX Rate Winter v.4.10 Final, Unit 1160 and retrofits | 297 | 2270 | Rate Constraint in lbs/MMBtu | FALSE | L | Annual | Seasons Included | Seasons | Winter | Winter | Winter | Winter | Winter | Winter | Winter
CT Fac. Spec. - NOX Rate Winter v.4.10 Final, Unit 1160 and retrofits | 297 | 2270 | Rate Constraint in lbs/MMBtu | FALSE | L | Annual | Standard NOX | lb/MMBtu | 0.15 | 0.15 | 0.15 | 0.15 | 0.15 | 0.15 | 0.15
CT Fac. Spec. - NOX Rate Winter v.4.10 Final, Unit 1160 and retrofits | 297 | 2270 | Rate Constraint in lbs/MMBtu | FALSE | L | Annual | Emissions at Affected Plants NOX | Thousand Tons | 0 | 0 | 0 | 0 | 0 | 0 | 0
CT Fac. Spec. - NOX Rate Winter v.4.10 Final, Unit 1160 and retrofits | 297 | 2270 | Rate Constraint in lbs/MMBtu | FALSE | L | Annual | Allowances Purchased NOX | Thousand Tons | 0 | 0 | 0 | 0 | 0 | 0 | 0
CT Fac. Spec. - NOX Rate Winter v.4.10 Final, Unit 1160 and retrofits | 297 | 2270 | Rate Constraint in lbs/MMBtu | FALSE | L | Annual | Allowances Sold NOX | Thousand Tons | 0 | 0 | 0 | 0 | 0 | 0 | 0
CT Fac. Spec. - NOX Rate Winter v.4.10 Final, Unit 1160 and retrofits | 297 | 2270 | Rate Constraint in lbs/MMBtu | FALSE | L | Annual | Allowances Banked | Thousand Tons | 0 | 0 | 0 | 0 | 0 | 0 | 0
CT Fac. Spec. - NOX Rate Winter v.4.10 Final, Unit 1160 and retrofits | 297 | 2270 | Rate Constraint in lbs/MMBtu | FALSE | L | Annual | Allowances Withdrawn (1:1) | Thousand Tons | 0 | 0 | 0 | 0 | 0 | 0 | 0
CT Fac. Spec. - NOX Rate Winter v.4.10 Final, Unit 1160 and retrofits | 297 | 2270 | Rate Constraint in lbs/MMBtu | FALSE | L | Annual | Allowances Withdrawn (n:1) | Thousand Tons | 0 | 0 | 0 | 0 | 0 | 0 | 0
CT Fac. Spec. - NOX Rate Winter v.4.10 Final, Unit 1160 and retrofits | 297 | 2270 | Rate Constraint in lbs/MMBtu | FALSE | L | Annual | Net Emissions Allowance Position | Thousand Tons | 0 | 0 | 0 | 0 | 0 | 0 | 0
CT Fac. Spec. - NOX Rate Winter v.4.10 Final, Unit 1160 and retrofits | 297 | 2270 | Rate Constraint in lbs/MMBtu | FALSE | L | Annual | Fuel Consumed | TBtu | 0 | 0 | 0 | 0 | 0 | 0 | 0
CT Fac. Spec. - NOX Rate Winter v.4.10 Final, Unit 1160 and retrofits | 297 | 2270 | Rate Constraint in lbs/MMBtu | FALSE | L | Annual | Rate | lb/MMBtu | 0 | 0 | 0 | 0 | 0 | 0 | 0
CT Fac. Spec. - NOX Rate Winter v.4.10 Final, Unit 1160 and retrofits | 297 | 2270 | Rate Constraint in lbs/MMBtu | FALSE | L | Annual | Generation | TWh | 0 | 0 | 0 | 0 | 0 | 0 | 0
CT Fac. Spec. - NOX Rate Winter v.4.10 Final, Unit 1160 and retrofits | 297 | 2270 | Rate Constraint in lbs/MMBtu | FALSE | L | Annual | Qualifying Generation | TWh | 0 | 0 | 0 | 0 | 0 | 0 | 0
CT Fac. Spec. - NOX Rate Winter v.4.10 Final, Unit 1160 and retrofits | 297 | 2270 | Rate Constraint in lbs/MMBtu | FALSE | L | Annual | Rate | lb/MWh | 0 | 0 | 0 | 0 | 0 | 0 | 0
CT Fac. Spec. - NOX Rate Winter v.4.10 Final, Unit 1160 and retrofits | 297 | 2270 | Rate Constraint in lbs/MMBtu | FALSE | L | Annual | Constraint Shadow Price | US2011$/Ton | 0 | 0 | 0 | 0 | 0 | 0 | 0
CT Fac. Spec. - NOX Rate Winter v.4.10 Final, Unit 1161 and retrofits | 298 | 2270 | Rate Constraint in lbs/MMBtu | FALSE | L | Annual | Seasons Included | Seasons | Winter | Winter | Winter | Winter | Winter | Winter | Winter
CT Fac. Spec. - NOX Rate Winter v.4.10 Final, Unit 1161 and retrofits | 298 | 2270 | Rate Constraint in lbs/MMBtu | FALSE | L | Annual | Standard NOX | lb/MMBtu | 0.15 | 0.15 | 0.15 | 0.15 | 0.15 | 0.15 | 0.15
CT Fac. Spec. - NOX Rate Winter v.4.10 Final, Unit 1161 and retrofits | 298 | 2270 | Rate Constraint in lbs/MMBtu | FALSE | L | Annual | Emissions at Affected Plants NOX | Thousand Tons | 0 | 0 | 0 | 0 | 0 | 0 | 0
CT Fac. Spec. - NOX Rate Winter v.4.10 Final, Unit 1161 and retrofits | 298 | 2270 | Rate Constraint in lbs/MMBtu | FALSE | L | Annual | Allowances Purchased NOX | Thousand Tons | 0 | 0 | 0 | 0 | 0 | 0 | 0
CT Fac. Spec. - NOX Rate Winter v.4.10 Final, Unit 1161 and retrofits | 298 | 2270 | Rate Constraint in lbs/MMBtu | FALSE | L | Annual | Allowances Sold NOX | Thousand Tons | 0 | 0 | 0 | 0 | 0 | 0 | 0
CT Fac. Spec. - NOX Rate Winter v.4.10 Final, Unit 1161 and retrofits | 298 | 2270 | Rate Constraint in lbs/MMBtu | FALSE | L | Annual | Allowances Banked | Thousand Tons | 0 | 0 | 0 | 0 | 0 | 0 | 0
CT Fac. Spec. - NOX Rate Winter v.4.10 Final, Unit 1161 and retrofits | 298 | 2270 | Rate Constraint in lbs/MMBtu | FALSE | L | Annual | Allowances Withdrawn (1:1) | Thousand Tons | 0 | 0 | 0 | 0 | 0 | 0 | 0
CT Fac. Spec. - NOX Rate Winter v.4.10 Final, Unit 1161 and retrofits | 298 | 2270 | Rate Constraint in lbs/MMBtu | FALSE | L | Annual | Allowances Withdrawn (n:1) | Thousand Tons | 0 | 0 | 0 | 0 | 0 | 0 | 0
CT Fac. Spec. - NOX Rate Winter v.4.10 Final, Unit 1161 and retrofits | 298 | 2270 | Rate Constraint in lbs/MMBtu | FALSE | L | Annual | Net Emissions Allowance Position | Thousand Tons | 0 | 0 | 0 | 0 | 0 | 0 | 0
CT Fac. Spec. - NOX Rate Winter v.4.10 Final, Unit 1161 and retrofits | 298 | 2270 | Rate Constraint in lbs/MMBtu | FALSE | L | Annual | Fuel Consumed | TBtu | 0 | 0 | 0 | 0 | 0 | 0 | 0
CT Fac. Spec. - NOX Rate Winter v.4.10 Final, Unit 1161 and retrofits | 298 | 2270 | Rate Constraint in lbs/MMBtu | FALSE | L | Annual | Rate | lb/MMBtu | 0 | 0 | 0 | 0 | 0 | 0 | 0
CT Fac. Spec. - NOX Rate Winter v.4.10 Final, Unit 1161 and retrofits | 298 | 2270 | Rate Constraint in lbs/MMBtu | FALSE | L | Annual | Generation | TWh | 0 | 0 | 0 | 0 | 0 | 0 | 0
CT Fac. Spec. - NOX Rate Winter v.4.10 Final, Unit 1161 and retrofits | 298 | 2270 | Rate Constraint in lbs/MMBtu | FALSE | L | Annual | Qualifying Generation | TWh | 0 | 0 | 0 | 0 | 0 | 0 | 0
CT Fac. Spec. - NOX Rate Winter v.4.10 Final, Unit 1161 and retrofits | 298 | 2270 | Rate Constraint in lbs/MMBtu | FALSE | L | Annual | Rate | lb/MWh | 0 | 0 | 0 | 0 | 0 | 0 | 0
CT Fac. Spec. - NOX Rate Winter v.4.10 Final, Unit 1161 and retrofits | 298 | 2270 | Rate Constraint in lbs/MMBtu | FALSE | L | Annual | Constraint Shadow Price | US2011$/Ton | 0 | 0 | 0 | 0 | 0 | 0 | 0
CT Fac. Spec. - NOX Rate Winter v.4.10 Final, Unit 1162 and retrofits | 299 | 2270 | Rate Constraint in lbs/MMBtu | FALSE | L | Annual | Seasons Included | Seasons | Winter | Winter | Winter | Winter | Winter | Winter | Winter
CT Fac. Spec. - NOX Rate Winter v.4.10 Final, Unit 1162 and retrofits | 299 | 2270 | Rate Constraint in lbs/MMBtu | FALSE | L | Annual | Standard NOX | lb/MMBtu | 0.15 | 0.15 | 0.15 | 0.15 | 0.15 | 0.15 | 0.15
CT Fac. Spec. - NOX Rate Winter v.4.10 Final, Unit 1162 and retrofits | 299 | 2270 | Rate Constraint in lbs/MMBtu | FALSE | L | Annual | Emissions at Affected Plants NOX | Thousand Tons | 0 | 0 | 0 | 0 | 0 | 0 | 0
CT Fac. Spec. - NOX Rate Winter v.4.10 Final, Unit 1162 and retrofits | 299 | 2270 | Rate Constraint in lbs/MMBtu | FALSE | L | Annual | Allowances Purchased NOX | Thousand Tons | 0 | 0 | 0 | 0 | 0 | 0 | 0
CT Fac. Spec. - NOX Rate Winter v.4.10 Final, Unit 1162 and retrofits | 299 | 2270 | Rate Constraint in lbs/MMBtu | FALSE | L | Annual | Allowances Sold NOX | Thousand Tons | 0 | 0 | 0 | 0 | 0 | 0 | 0
CT Fac. Spec. - NOX Rate Winter v.4.10 Final, Unit 1162 and retrofits | 299 | 2270 | Rate Constraint in lbs/MMBtu | FALSE | L | Annual | Allowances Banked | Thousand Tons | 0 | 0 | 0 | 0 | 0 | 0 | 0
CT Fac. Spec. - NOX Rate Winter v.4.10 Final, Unit 1162 and retrofits | 299 | 2270 | Rate Constraint in lbs/MMBtu | FALSE | L | Annual | Allowances Withdrawn (1:1) | Thousand Tons | 0 | 0 | 0 | 0 | 0 | 0 | 0
CT Fac. Spec. - NOX Rate Winter v.4.10 Final, Unit 1162 and retrofits | 299 | 2270 | Rate Constraint in lbs/MMBtu | FALSE | L | Annual | Allowances Withdrawn (n:1) | Thousand Tons | 0 | 0 | 0 | 0 | 0 | 0 | 0
CT Fac. Spec. - NOX Rate Winter v.4.10 Final, Unit 1162 and retrofits | 299 | 2270 | Rate Constraint in lbs/MMBtu | FALSE | L | Annual | Net Emissions Allowance Position | Thousand Tons | 0 | 0 | 0 | 0 | 0 | 0 | 0
CT Fac. Spec. - NOX Rate Winter v.4.10 Final, Unit 1162 and retrofits | 299 | 2270 | Rate Constraint in lbs/MMBtu | FALSE | L | Annual | Fuel Consumed | TBtu | 0 | 0 | 0 | 0 | 0 | 0 | 0
CT Fac. Spec. - NOX Rate Winter v.4.10 Final, Unit 1162 and retrofits | 299 | 2270 | Rate Constraint in lbs/MMBtu | FALSE | L | Annual | Rate | lb/MMBtu | 0 | 0 | 0 | 0 | 0 | 0 | 0
CT Fac. Spec. - NOX Rate Winter v.4.10 Final, Unit 1162 and retrofits | 299 | 2270 | Rate Constraint in lbs/MMBtu | FALSE | L | Annual | Generation | TWh | 0 | 0 | 0 | 0 | 0 | 0 | 0
CT Fac. Spec. - NOX Rate Winter v.4.10 Final, Unit 1162 and retrofits | 299 | 2270 | Rate Constraint in lbs/MMBtu | FALSE | L | Annual | Qualifying Generation | TWh | 0 | 0 | 0 | 0 | 0 | 0 | 0
CT Fac. Spec. - NOX Rate Winter v.4.10 Final, Unit 1162 and retrofits | 299 | 2270 | Rate Constraint in lbs/MMBtu | FALSE | L | Annual | Rate | lb/MWh | 0 | 0 | 0 | 0 | 0 | 0 | 0
CT Fac. Spec. - NOX Rate Winter v.4.10 Final, Unit 1162 and retrofits | 299 | 2270 | Rate Constraint in lbs/MMBtu | FALSE | L | Annual | Constraint Shadow Price | US2011$/Ton | 0 | 0 | 0 | 0 | 0 | 0 | 0
CT Fac. Spec. - NOX Rate Winter v.4.10 Final, Unit 1163 and retrofits | 300 | 2270 | Rate Constraint in lbs/MMBtu | FALSE | L | Annual | Seasons Included | Seasons | Winter | Winter | Winter | Winter | Winter | Winter | Winter
CT Fac. Spec. - NOX Rate Winter v.4.10 Final, Unit 1163 and retrofits | 300 | 2270 | Rate Constraint in lbs/MMBtu | FALSE | L | Annual | Standard NOX | lb/MMBtu | 0.15 | 0.15 | 0.15 | 0.15 | 0.15 | 0.15 | 0.15
CT Fac. Spec. - NOX Rate Winter v.4.10 Final, Unit 1163 and retrofits | 300 | 2270 | Rate Constraint in lbs/MMBtu | FALSE | L | Annual | Emissions at Affected Plants NOX | Thousand Tons | 0 | 0 | 0 | 0 | 0 | 0 | 0
CT Fac. Spec. - NOX Rate Winter v.4.10 Final, Unit 1163 and retrofits | 300 | 2270 | Rate Constraint in lbs/MMBtu | FALSE | L | Annual | Allowances Purchased NOX | Thousand Tons | 0 | 0 | 0 | 0 | 0 | 0 | 0
CT Fac. Spec. - NOX Rate Winter v.4.10 Final, Unit 1163 and retrofits | 300 | 2270 | Rate Constraint in lbs/MMBtu | FALSE | L | Annual | Allowances Sold NOX | Thousand Tons | 0 | 0 | 0 | 0 | 0 | 0 | 0
CT Fac. Spec. - NOX Rate Winter v.4.10 Final, Unit 1163 and retrofits | 300 | 2270 | Rate Constraint in lbs/MMBtu | FALSE | L | Annual | Allowances Banked | Thousand Tons | 0 | 0 | 0 | 0 | 0 | 0 | 0
CT Fac. Spec. - NOX Rate Winter v.4.10 Final, Unit 1163 and retrofits | 300 | 2270 | Rate Constraint in lbs/MMBtu | FALSE | L | Annual | Allowances Withdrawn (1:1) | Thousand Tons | 0 | 0 | 0 | 0 | 0 | 0 | 0
CT Fac. Spec. - NOX Rate Winter v.4.10 Final, Unit 1163 and retrofits | 300 | 2270 | Rate Constraint in lbs/MMBtu | FALSE | L | Annual | Allowances Withdrawn (n:1) | Thousand Tons | 0 | 0 | 0 | 0 | 0 | 0 | 0
CT Fac. Spec. - NOX Rate Winter v.4.10 Final, Unit 1163 and retrofits | 300 | 2270 | Rate Constraint in lbs/MMBtu | FALSE | L | Annual | Net Emissions Allowance Position | Thousand Tons | 0 | 0 | 0 | 0 | 0 | 0 | 0
CT Fac. Spec. - NOX Rate Winter v.4.10 Final, Unit 1163 and retrofits | 300 | 2270 | Rate Constraint in lbs/MMBtu | FALSE | L | Annual | Fuel Consumed | TBtu | 0 | 0 | 0 | 0 | 0 | 0 | 0
CT Fac. Spec. - NOX Rate Winter v.4.10 Final, Unit 1163 and retrofits | 300 | 2270 | Rate Constraint in lbs/MMBtu | FALSE | L | Annual | Rate | lb/MMBtu | 0 | 0 | 0 | 0 | 0 | 0 | 0
CT Fac. Spec. - NOX Rate Winter v.4.10 Final, Unit 1163 and retrofits | 300 | 2270 | Rate Constraint in lbs/MMBtu | FALSE | L | Annual | Generation | TWh | 0 | 0 | 0 | 0 | 0 | 0 | 0
CT Fac. Spec. - NOX Rate Winter v.4.10 Final, Unit 1163 and retrofits | 300 | 2270 | Rate Constraint in lbs/MMBtu | FALSE | L | Annual | Qualifying Generation | TWh | 0 | 0 | 0 | 0 | 0 | 0 | 0
CT Fac. Spec. - NOX Rate Winter v.4.10 Final, Unit 1163 and retrofits | 300 | 2270 | Rate Constraint in lbs/MMBtu | FALSE | L | Annual | Rate | lb/MWh | 0 | 0 | 0 | 0 | 0 | 0 | 0
CT Fac. Spec. - NOX Rate Winter v.4.10 Final, Unit 1163 and retrofits | 300 | 2270 | Rate Constraint in lbs/MMBtu | FALSE | L | Annual | Constraint Shadow Price | US2011$/Ton | 0 | 0 | 0 | 0 | 0 | 0 | 0
CT Fac. Spec. - NOX Rate Winter v.4.10 Final, Unit 1177 and retrofits | 301 | 2270 | Rate Constraint in lbs/MMBtu | FALSE | L | Annual | Seasons Included | Seasons | Winter | Winter | Winter | Winter | Winter | Winter | Winter
CT Fac. Spec. - NOX Rate Winter v.4.10 Final, Unit 1177 and retrofits | 301 | 2270 | Rate Constraint in lbs/MMBtu | FALSE | L | Annual | Standard NOX | lb/MMBtu | 0.15 | 0.15 | 0.15 | 0.15 | 0.15 | 0.15 | 0.15
CT Fac. Spec. - NOX Rate Winter v.4.10 Final, Unit 1177 and retrofits | 301 | 2270 | Rate Constraint in lbs/MMBtu | FALSE | L | Annual | Emissions at Affected Plants NOX | Thousand Tons | 0 | 0 | 0 | 0 | 0 | 0 | 0
CT Fac. Spec. - NOX Rate Winter v.4.10 Final, Unit 1177 and retrofits | 301 | 2270 | Rate Constraint in lbs/MMBtu | FALSE | L | Annual | Allowances Purchased NOX | Thousand Tons | 0 | 0 | 0 | 0 | 0 | 0 | 0
CT Fac. Spec. - NOX Rate Winter v.4.10 Final, Unit 1177 and retrofits | 301 | 2270 | Rate Constraint in lbs/MMBtu | FALSE | L | Annual | Allowances Sold NOX | Thousand Tons | 0 | 0 | 0 | 0 | 0 | 0 | 0
CT Fac. Spec. - NOX Rate Winter v.4.10 Final, Unit 1177 and retrofits | 301 | 2270 | Rate Constraint in lbs/MMBtu | FALSE | L | Annual | Allowances Banked | Thousand Tons | 0 | 0 | 0 | 0 | 0 | 0 | 0
CT Fac. Spec. - NOX Rate Winter v.4.10 Final, Unit 1177 and retrofits | 301 | 2270 | Rate Constraint in lbs/MMBtu | FALSE | L | Annual | Allowances Withdrawn (1:1) | Thousand Tons | 0 | 0 | 0 | 0 | 0 | 0 | 0
CT Fac. Spec. - NOX Rate Winter v.4.10 Final, Unit 1177 and retrofits | 301 | 2270 | Rate Constraint in lbs/MMBtu | FALSE | L | Annual | Allowances Withdrawn (n:1) | Thousand Tons | 0 | 0 | 0 | 0 | 0 | 0 | 0
CT Fac. Spec. - NOX Rate Winter v.4.10 Final, Unit 1177 and retrofits | 301 | 2270 | Rate Constraint in lbs/MMBtu | FALSE | L | Annual | Net Emissions Allowance Position | Thousand Tons | 0 | 0 | 0 | 0 | 0 | 0 | 0
CT Fac. Spec. - NOX Rate Winter v.4.10 Final, Unit 1177 and retrofits | 301 | 2270 | Rate Constraint in lbs/MMBtu | FALSE | L | Annual | Fuel Consumed | TBtu | 0 | 0 | 0 | 0 | 0 | 0 | 0
CT Fac. Spec. - NOX Rate Winter v.4.10 Final, Unit 1177 and retrofits | 301 | 2270 | Rate Constraint in lbs/MMBtu | FALSE | L | Annual | Rate | lb/MMBtu | 0 | 0 | 0 | 0 | 0 | 0 | 0
CT Fac. Spec. - NOX Rate Winter v.4.10 Final, Unit 1177 and retrofits | 301 | 2270 | Rate Constraint in lbs/MMBtu | FALSE | L | Annual | Generation | TWh | 0 | 0 | 0 | 0 | 0 | 0 | 0
CT Fac. Spec. - NOX Rate Winter v.4.10 Final, Unit 1177 and retrofits | 301 | 2270 | Rate Constraint in lbs/MMBtu | FALSE | L | Annual | Qualifying Generation | TWh | 0 | 0 | 0 | 0 | 0 | 0 | 0
CT Fac. Spec. - NOX Rate Winter v.4.10 Final, Unit 1177 and retrofits | 301 | 2270 | Rate Constraint in lbs/MMBtu | FALSE | L | Annual | Rate | lb/MWh | 0 | 0 | 0 | 0 | 0 | 0 | 0
CT Fac. Spec. - NOX Rate Winter v.4.10 Final, Unit 1177 and retrofits | 301 | 2270 | Rate Constraint in lbs/MMBtu | FALSE | L | Annual | Constraint Shadow Price | US2011$/Ton | 0 | 0 | 0 | 0 | 0 | 0 | 0
CT Fac. Spec. - NOX Rate Winter v.4.10 Final, Unit 1178 and retrofits | 302 | 2270 | Rate Constraint in lbs/MMBtu | FALSE | L | Annual | Seasons Included | Seasons | Winter | Winter | Winter | Winter | Winter | Winter | Winter
CT Fac. Spec. - NOX Rate Winter v.4.10 Final, Unit 1178 and retrofits | 302 | 2270 | Rate Constraint in lbs/MMBtu | FALSE | L | Annual | Standard NOX | lb/MMBtu | 0.15 | 0.15 | 0.15 | 0.15 | 0.15 | 0.15 | 0.15
CT Fac. Spec. - NOX Rate Winter v.4.10 Final, Unit 1178 and retrofits | 302 | 2270 | Rate Constraint in lbs/MMBtu | FALSE | L | Annual | Emissions at Affected Plants NOX | Thousand Tons | 0 | 0 | 0 | 0 | 0 | 0 | 0
CT Fac. Spec. - NOX Rate Winter v.4.10 Final, Unit 1178 and retrofits | 302 | 2270 | Rate Constraint in lbs/MMBtu | FALSE | L | Annual | Allowances Purchased NOX | Thousand Tons | 0 | 0 | 0 | 0 | 0 | 0 | 0
CT Fac. Spec. - NOX Rate Winter v.4.10 Final, Unit 1178 and retrofits | 302 | 2270 | Rate Constraint in lbs/MMBtu | FALSE | L | Annual | Allowances Sold NOX | Thousand Tons | 0 | 0 | 0 | 0 | 0 | 0 | 0
CT Fac. Spec. - NOX Rate Winter v.4.10 Final, Unit 1178 and retrofits | 302 | 2270 | Rate Constraint in lbs/MMBtu | FALSE | L | Annual | Allowances Banked | Thousand Tons | 0 | 0 | 0 | 0 | 0 | 0 | 0
CT Fac. Spec. - NOX Rate Winter v.4.10 Final, Unit 1178 and retrofits | 302 | 2270 | Rate Constraint in lbs/MMBtu | FALSE | L | Annual | Allowances Withdrawn (1:1) | Thousand Tons | 0 | 0 | 0 | 0 | 0 | 0 | 0
CT Fac. Spec. - NOX Rate Winter v.4.10 Final, Unit 1178 and retrofits | 302 | 2270 | Rate Constraint in lbs/MMBtu | FALSE | L | Annual | Allowances Withdrawn (n:1) | Thousand Tons | 0 | 0 | 0 | 0 | 0 | 0 | 0
CT Fac. Spec. - NOX Rate Winter v.4.10 Final, Unit 1178 and retrofits | 302 | 2270 | Rate Constraint in lbs/MMBtu | FALSE | L | Annual | Net Emissions Allowance Position | Thousand Tons | 0 | 0 | 0 | 0 | 0 | 0 | 0
CT Fac. Spec. - NOX Rate Winter v.4.10 Final, Unit 1178 and retrofits | 302 | 2270 | Rate Constraint in lbs/MMBtu | FALSE | L | Annual | Fuel Consumed | TBtu | 0 | 0 | 0 | 0 | 0 | 0 | 0
CT Fac. Spec. - NOX Rate Winter v.4.10 Final, Unit 1178 and retrofits | 302 | 2270 | Rate Constraint in lbs/MMBtu | FALSE | L | Annual | Rate | lb/MMBtu | 0 | 0 | 0 | 0 | 0 | 0 | 0
CT Fac. Spec. - NOX Rate Winter v.4.10 Final, Unit 1178 and retrofits | 302 | 2270 | Rate Constraint in lbs/MMBtu | FALSE | L | Annual | Generation | TWh | 0 | 0 | 0 | 0 | 0 | 0 | 0
CT Fac. Spec. - NOX Rate Winter v.4.10 Final, Unit 1178 and retrofits | 302 | 2270 | Rate Constraint in lbs/MMBtu | FALSE | L | Annual | Qualifying Generation | TWh | 0 | 0 | 0 | 0 | 0 | 0 | 0
CT Fac. Spec. - NOX Rate Winter v.4.10 Final, Unit 1178 and retrofits | 302 | 2270 | Rate Constraint in lbs/MMBtu | FALSE | L | Annual | Rate | lb/MWh | 0 | 0 | 0 | 0 | 0 | 0 | 0
CT Fac. Spec. - NOX Rate Winter v.4.10 Final, Unit 1178 and retrofits | 302 | 2270 | Rate Constraint in lbs/MMBtu | FALSE | L | Annual | Constraint Shadow Price | US2011$/Ton | 0 | 0 | 0 | 0 | 0 | 0 | 0
CT Fac. Spec. - NOX Rate Winter v.4.10 Final, Unit 1179 and retrofits | 303 | 2270 | Rate Constraint in lbs/MMBtu | FALSE | L | Annual | Seasons Included | Seasons | Winter | Winter | Winter | Winter | Winter | Winter | Winter
CT Fac. Spec. - NOX Rate Winter v.4.10 Final, Unit 1179 and retrofits | 303 | 2270 | Rate Constraint in lbs/MMBtu | FALSE | L | Annual | Standard NOX | lb/MMBtu | 0.15 | 0.15 | 0.15 | 0.15 | 0.15 | 0.15 | 0.15
CT Fac. Spec. - NOX Rate Winter v.4.10 Final, Unit 1179 and retrofits | 303 | 2270 | Rate Constraint in lbs/MMBtu | FALSE | L | Annual | Emissions at Affected Plants NOX | Thousand Tons | 0 | 0 | 0 | 0 | 0 | 0 | 0
CT Fac. Spec. - NOX Rate Winter v.4.10 Final, Unit 1179 and retrofits | 303 | 2270 | Rate Constraint in lbs/MMBtu | FALSE | L | Annual | Allowances Purchased NOX | Thousand Tons | 0 | 0 | 0 | 0 | 0 | 0 | 0
CT Fac. Spec. - NOX Rate Winter v.4.10 Final, Unit 1179 and retrofits | 303 | 2270 | Rate Constraint in lbs/MMBtu | FALSE | L | Annual | Allowances Sold NOX | Thousand Tons | 0 | 0 | 0 | 0 | 0 | 0 | 0
CT Fac. Spec. - NOX Rate Winter v.4.10 Final, Unit 1179 and retrofits | 303 | 2270 | Rate Constraint in lbs/MMBtu | FALSE | L | Annual | Allowances Banked | Thousand Tons | 0 | 0 | 0 | 0 | 0 | 0 | 0
CT Fac. Spec. - NOX Rate Winter v.4.10 Final, Unit 1179 and retrofits | 303 | 2270 | Rate Constraint in lbs/MMBtu | FALSE | L | Annual | Allowances Withdrawn (1:1) | Thousand Tons | 0 | 0 | 0 | 0 | 0 | 0 | 0
CT Fac. Spec. - NOX Rate Winter v.4.10 Final, Unit 1179 and retrofits | 303 | 2270 | Rate Constraint in lbs/MMBtu | FALSE | L | Annual | Allowances Withdrawn (n:1) | Thousand Tons | 0 | 0 | 0 | 0 | 0 | 0 | 0
CT Fac. Spec. - NOX Rate Winter v.4.10 Final, Unit 1179 and retrofits | 303 | 2270 | Rate Constraint in lbs/MMBtu | FALSE | L | Annual | Net Emissions Allowance Position | Thousand Tons | 0 | 0 | 0 | 0 | 0 | 0 | 0
CT Fac. Spec. - NOX Rate Winter v.4.10 Final, Unit 1179 and retrofits | 303 | 2270 | Rate Constraint in lbs/MMBtu | FALSE | L | Annual | Fuel Consumed | TBtu | 0 | 0 | 0 | 0 | 0 | 0 | 0
CT Fac. Spec. - NOX Rate Winter v.4.10 Final, Unit 1179 and retrofits | 303 | 2270 | Rate Constraint in lbs/MMBtu | FALSE | L | Annual | Rate | lb/MMBtu | 0 | 0 | 0 | 0 | 0 | 0 | 0
CT Fac. Spec. - NOX Rate Winter v.4.10 Final, Unit 1179 and retrofits | 303 | 2270 | Rate Constraint in lbs/MMBtu | FALSE | L | Annual | Generation | TWh | 0 | 0 | 0 | 0 | 0 | 0 | 0
CT Fac. Spec. - NOX Rate Winter v.4.10 Final, Unit 1179 and retrofits | 303 | 2270 | Rate Constraint in lbs/MMBtu | FALSE | L | Annual | Qualifying Generation | TWh | 0 | 0 | 0 | 0 | 0 | 0 | 0
CT Fac. Spec. - NOX Rate Winter v.4.10 Final, Unit 1179 and retrofits | 303 | 2270 | Rate Constraint in lbs/MMBtu | FALSE | L | Annual | Rate | lb/MWh | 0 | 0 | 0 | 0 | 0 | 0 | 0
CT Fac. Spec. - NOX Rate Winter v.4.10 Final, Unit 1179 and retrofits | 303 | 2270 | Rate Constraint in lbs/MMBtu | FALSE | L | Annual | Constraint Shadow Price | US2011$/Ton | 0 | 0 | 0 | 0 | 0 | 0 | 0
CT Fac. Spec. - NOX Rate Winter v.4.10 Final, Unit 1180 and retrofits | 304 | 2270 | Rate Constraint in lbs/MMBtu | FALSE | L | Annual | Seasons Included | Seasons | Winter | Winter | Winter | Winter | Winter | Winter | Winter
CT Fac. Spec. - NOX Rate Winter v.4.10 Final, Unit 1180 and retrofits | 304 | 2270 | Rate Constraint in lbs/MMBtu | FALSE | L | Annual | Standard NOX | lb/MMBtu | 0.15 | 0.15 | 0.15 | 0.15 | 0.15 | 0.15 | 0.15
CT Fac. Spec. - NOX Rate Winter v.4.10 Final, Unit 1180 and retrofits | 304 | 2270 | Rate Constraint in lbs/MMBtu | FALSE | L | Annual | Emissions at Affected Plants NOX | Thousand Tons | 0 | 0 | 0 | 0 | 0 | 0 | 0
CT Fac. Spec. - NOX Rate Winter v.4.10 Final, Unit 1180 and retrofits | 304 | 2270 | Rate Constraint in lbs/MMBtu | FALSE | L | Annual | Allowances Purchased NOX | Thousand Tons | 0 | 0 | 0 | 0 | 0 | 0 | 0
CT Fac. Spec. - NOX Rate Winter v.4.10 Final, Unit 1180 and retrofits | 304 | 2270 | Rate Constraint in lbs/MMBtu | FALSE | L | Annual | Allowances Sold NOX | Thousand Tons | 0 | 0 | 0 | 0 | 0 | 0 | 0
CT Fac. Spec. - NOX Rate Winter v.4.10 Final, Unit 1180 and retrofits | 304 | 2270 | Rate Constraint in lbs/MMBtu | FALSE | L | Annual | Allowances Banked | Thousand Tons | 0 | 0 | 0 | 0 | 0 | 0 | 0
CT Fac. Spec. - NOX Rate Winter v.4.10 Final, Unit 1180 and retrofits | 304 | 2270 | Rate Constraint in lbs/MMBtu | FALSE | L | Annual | Allowances Withdrawn (1:1) | Thousand Tons | 0 | 0 | 0 | 0 | 0 | 0 | 0
CT Fac. Spec. - NOX Rate Winter v.4.10 Final, Unit 1180 and retrofits | 304 | 2270 | Rate Constraint in lbs/MMBtu | FALSE | L | Annual | Allowances Withdrawn (n:1) | Thousand Tons | 0 | 0 | 0 | 0 | 0 | 0 | 0
CT Fac. Spec. - NOX Rate Winter v.4.10 Final, Unit 1180 and retrofits | 304 | 2270 | Rate Constraint in lbs/MMBtu | FALSE | L | Annual | Net Emissions Allowance Position | Thousand Tons | 0 | 0 | 0 | 0 | 0 | 0 | 0
CT Fac. Spec. - NOX Rate Winter v.4.10 Final, Unit 1180 and retrofits | 304 | 2270 | Rate Constraint in lbs/MMBtu | FALSE | L | Annual | Fuel Consumed | TBtu | 0 | 0 | 0 | 0 | 0 | 0 | 0
CT Fac. Spec. - NOX Rate Winter v.4.10 Final, Unit 1180 and retrofits | 304 | 2270 | Rate Constraint in lbs/MMBtu | FALSE | L | Annual | Rate | lb/MMBtu | 0 | 0 | 0 | 0 | 0 | 0 | 0
CT Fac. Spec. - NOX Rate Winter v.4.10 Final, Unit 1180 and retrofits | 304 | 2270 | Rate Constraint in lbs/MMBtu | FALSE | L | Annual | Generation | TWh | 0 | 0 | 0 | 0 | 0 | 0 | 0
CT Fac. Spec. - NOX Rate Winter v.4.10 Final, Unit 1180 and retrofits | 304 | 2270 | Rate Constraint in lbs/MMBtu | FALSE | L | Annual | Qualifying Generation | TWh | 0 | 0 | 0 | 0 | 0 | 0 | 0
CT Fac. Spec. - NOX Rate Winter v.4.10 Final, Unit 1180 and retrofits | 304 | 2270 | Rate Constraint in lbs/MMBtu | FALSE | L | Annual | Rate | lb/MWh | 0 | 0 | 0 | 0 | 0 | 0 | 0
CT Fac. Spec. - NOX Rate Winter v.4.10 Final, Unit 1180 and retrofits | 304 | 2270 | Rate Constraint in lbs/MMBtu | FALSE | L | Annual | Constraint Shadow Price | US2011$/Ton | 0 | 0 | 0 | 0 | 0 | 0 | 0
CT Fac. Spec. - NOX Rate Winter v.4.10 Final, Unit 1181 and retrofits | 305 | 2270 | Rate Constraint in lbs/MMBtu | FALSE | L | Annual | Seasons Included | Seasons | Winter | Winter | Winter | Winter | Winter | Winter | Winter
CT Fac. Spec. - NOX Rate Winter v.4.10 Final, Unit 1181 and retrofits | 305 | 2270 | Rate Constraint in lbs/MMBtu | FALSE | L | Annual | Standard NOX | lb/MMBtu | 0.15 | 0.15 | 0.15 | 0.15 | 0.15 | 0.15 | 0.15
CT Fac. Spec. - NOX Rate Winter v.4.10 Final, Unit 1181 and retrofits | 305 | 2270 | Rate Constraint in lbs/MMBtu | FALSE | L | Annual | Emissions at Affected Plants NOX | Thousand Tons | 0 | 0 | 0 | 0 | 0 | 0 | 0
CT Fac. Spec. - NOX Rate Winter v.4.10 Final, Unit 1181 and retrofits | 305 | 2270 | Rate Constraint in lbs/MMBtu | FALSE | L | Annual | Allowances Purchased NOX | Thousand Tons | 0 | 0 | 0 | 0 | 0 | 0 | 0
CT Fac. Spec. - NOX Rate Winter v.4.10 Final, Unit 1181 and retrofits | 305 | 2270 | Rate Constraint in lbs/MMBtu | FALSE | L | Annual | Allowances Sold NOX | Thousand Tons | 0 | 0 | 0 | 0 | 0 | 0 | 0
CT Fac. Spec. - NOX Rate Winter v.4.10 Final, Unit 1181 and retrofits | 305 | 2270 | Rate Constraint in lbs/MMBtu | FALSE | L | Annual | Allowances Banked | Thousand Tons | 0 | 0 | 0 | 0 | 0 | 0 | 0
CT Fac. Spec. - NOX Rate Winter v.4.10 Final, Unit 1181 and retrofits | 305 | 2270 | Rate Constraint in lbs/MMBtu | FALSE | L | Annual | Allowances Withdrawn (1:1) | Thousand Tons | 0 | 0 | 0 | 0 | 0 | 0 | 0
CT Fac. Spec. - NOX Rate Winter v.4.10 Final, Unit 1181 and retrofits | 305 | 2270 | Rate Constraint in lbs/MMBtu | FALSE | L | Annual | Allowances Withdrawn (n:1) | Thousand Tons | 0 | 0 | 0 | 0 | 0 | 0 | 0
CT Fac. Spec. - NOX Rate Winter v.4.10 Final, Unit 1181 and retrofits | 305 | 2270 | Rate Constraint in lbs/MMBtu | FALSE | L | Annual | Net Emissions Allowance Position | Thousand Tons | 0 | 0 | 0 | 0 | 0 | 0 | 0
CT Fac. Spec. - NOX Rate Winter v.4.10 Final, Unit 1181 and retrofits | 305 | 2270 | Rate Constraint in lbs/MMBtu | FALSE | L | Annual | Fuel Consumed | TBtu | 0 | 0 | 0 | 0 | 0 | 0 | 0
CT Fac. Spec. - NOX Rate Winter v.4.10 Final, Unit 1181 and retrofits | 305 | 2270 | Rate Constraint in lbs/MMBtu | FALSE | L | Annual | Rate | lb/MMBtu | 0 | 0 | 0 | 0 | 0 | 0 | 0
CT Fac. Spec. - NOX Rate Winter v.4.10 Final, Unit 1181 and retrofits | 305 | 2270 | Rate Constraint in lbs/MMBtu | FALSE | L | Annual | Generation | TWh | 0 | 0 | 0 | 0 | 0 | 0 | 0
CT Fac. Spec. - NOX Rate Winter v.4.10 Final, Unit 1181 and retrofits | 305 | 2270 | Rate Constraint in lbs/MMBtu | FALSE | L | Annual | Qualifying Generation | TWh | 0 | 0 | 0 | 0 | 0 | 0 | 0
CT Fac. Spec. - NOX Rate Winter v.4.10 Final, Unit 1181 and retrofits | 305 | 2270 | Rate Constraint in lbs/MMBtu | FALSE | L | Annual | Rate | lb/MWh | 0 | 0 | 0 | 0 | 0 | 0 | 0
CT Fac. Spec. - NOX Rate Winter v.4.10 Final, Unit 1181 and retrofits | 305 | 2270 | Rate Constraint in lbs/MMBtu | FALSE | L | Annual | Constraint Shadow Price | US2011$/Ton | 0 | 0 | 0 | 0 | 0 | 0 | 0
CT Fac. Spec. - NOX Rate Winter v.4.10 Final, Unit 1182 and retrofits | 306 | 2270 | Rate Constraint in lbs/MMBtu | FALSE | L | Annual | Seasons Included | Seasons | Winter | Winter | Winter | Winter | Winter | Winter | Winter
CT Fac. Spec. - NOX Rate Winter v.4.10 Final, Unit 1182 and retrofits | 306 | 2270 | Rate Constraint in lbs/MMBtu | FALSE | L | Annual | Standard NOX | lb/MMBtu | 0.15 | 0.15 | 0.15 | 0.15 | 0.15 | 0.15 | 0.15
CT Fac. Spec. - NOX Rate Winter v.4.10 Final, Unit 1182 and retrofits | 306 | 2270 | Rate Constraint in lbs/MMBtu | FALSE | L | Annual | Emissions at Affected Plants NOX | Thousand Tons | 0 | 0 | 0 | 0 | 0 | 0 | 0
CT Fac. Spec. - NOX Rate Winter v.4.10 Final, Unit 1182 and retrofits | 306 | 2270 | Rate Constraint in lbs/MMBtu | FALSE | L | Annual | Allowances Purchased NOX | Thousand Tons | 0 | 0 | 0 | 0 | 0 | 0 | 0
CT Fac. Spec. - NOX Rate Winter v.4.10 Final, Unit 1182 and retrofits | 306 | 2270 | Rate Constraint in lbs/MMBtu | FALSE | L | Annual | Allowances Sold NOX | Thousand Tons | 0 | 0 | 0 | 0 | 0 | 0 | 0
CT Fac. Spec. - NOX Rate Winter v.4.10 Final, Unit 1182 and retrofits | 306 | 2270 | Rate Constraint in lbs/MMBtu | FALSE | L | Annual | Allowances Banked | Thousand Tons | 0 | 0 | 0 | 0 | 0 | 0 | 0
CT Fac. Spec. - NOX Rate Winter v.4.10 Final, Unit 1182 and retrofits | 306 | 2270 | Rate Constraint in lbs/MMBtu | FALSE | L | Annual | Allowances Withdrawn (1:1) | Thousand Tons | 0 | 0 | 0 | 0 | 0 | 0 | 0
CT Fac. Spec. - NOX Rate Winter v.4.10 Final, Unit 1182 and retrofits | 306 | 2270 | Rate Constraint in lbs/MMBtu | FALSE | L | Annual | Allowances Withdrawn (n:1) | Thousand Tons | 0 | 0 | 0 | 0 | 0 | 0 | 0
CT Fac. Spec. - NOX Rate Winter v.4.10 Final, Unit 1182 and retrofits | 306 | 2270 | Rate Constraint in lbs/MMBtu | FALSE | L | Annual | Net Emissions Allowance Position | Thousand Tons | 0 | 0 | 0 | 0 | 0 | 0 | 0
CT Fac. Spec. - NOX Rate Winter v.4.10 Final, Unit 1182 and retrofits | 306 | 2270 | Rate Constraint in lbs/MMBtu | FALSE | L | Annual | Fuel Consumed | TBtu | 0 | 0 | 0 | 0 | 0 | 0 | 0
CT Fac. Spec. - NOX Rate Winter v.4.10 Final, Unit 1182 and retrofits | 306 | 2270 | Rate Constraint in lbs/MMBtu | FALSE | L | Annual | Rate | lb/MMBtu | 0 | 0 | 0 | 0 | 0 | 0 | 0
CT Fac. Spec. - NOX Rate Winter v.4.10 Final, Unit 1182 and retrofits | 306 | 2270 | Rate Constraint in lbs/MMBtu | FALSE | L | Annual | Generation | TWh | 0 | 0 | 0 | 0 | 0 | 0 | 0
CT Fac. Spec. - NOX Rate Winter v.4.10 Final, Unit 1182 and retrofits | 306 | 2270 | Rate Constraint in lbs/MMBtu | FALSE | L | Annual | Qualifying Generation | TWh | 0 | 0 | 0 | 0 | 0 | 0 | 0
CT Fac. Spec. - NOX Rate Winter v.4.10 Final, Unit 1182 and retrofits | 306 | 2270 | Rate Constraint in lbs/MMBtu | FALSE | L | Annual | Rate | lb/MWh | 0 | 0 | 0 | 0 | 0 | 0 | 0
CT Fac. Spec. - NOX Rate Winter v.4.10 Final, Unit 1182 and retrofits | 306 | 2270 | Rate Constraint in lbs/MMBtu | FALSE | L | Annual | Constraint Shadow Price | US2011$/Ton | 0 | 0 | 0 | 0 | 0 | 0 | 0
CT Fac. Spec. - NOX Rate Winter v.4.10 Final, Unit 1183 and retrofits | 307 | 2270 | Rate Constraint in lbs/MMBtu | FALSE | L | Annual | Seasons Included | Seasons | Winter | Winter | Winter | Winter | Winter | Winter | Winter
CT Fac. Spec. - NOX Rate Winter v.4.10 Final, Unit 1183 and retrofits | 307 | 2270 | Rate Constraint in lbs/MMBtu | FALSE | L | Annual | Standard NOX | lb/MMBtu | 0.15 | 0.15 | 0.15 | 0.15 | 0.15 | 0.15 | 0.15
CT Fac. Spec. - NOX Rate Winter v.4.10 Final, Unit 1183 and retrofits | 307 | 2270 | Rate Constraint in lbs/MMBtu | FALSE | L | Annual | Emissions at Affected Plants NOX | Thousand Tons | 0 | 0 | 0 | 0 | 0 | 0 | 0
CT Fac. Spec. - NOX Rate Winter v.4.10 Final, Unit 1183 and retrofits | 307 | 2270 | Rate Constraint in lbs/MMBtu | FALSE | L | Annual | Allowances Purchased NOX | Thousand Tons | 0 | 0 | 0 | 0 | 0 | 0 | 0
CT Fac. Spec. - NOX Rate Winter v.4.10 Final, Unit 1183 and retrofits | 307 | 2270 | Rate Constraint in lbs/MMBtu | FALSE | L | Annual | Allowances Sold NOX | Thousand Tons | 0 | 0 | 0 | 0 | 0 | 0 | 0
CT Fac. Spec. - NOX Rate Winter v.4.10 Final, Unit 1183 and retrofits | 307 | 2270 | Rate Constraint in lbs/MMBtu | FALSE | L | Annual | Allowances Banked | Thousand Tons | 0 | 0 | 0 | 0 | 0 | 0 | 0
CT Fac. Spec. - NOX Rate Winter v.4.10 Final, Unit 1183 and retrofits | 307 | 2270 | Rate Constraint in lbs/MMBtu | FALSE | L | Annual | Allowances Withdrawn (1:1) | Thousand Tons | 0 | 0 | 0 | 0 | 0 | 0 | 0
CT Fac. Spec. - NOX Rate Winter v.4.10 Final, Unit 1183 and retrofits | 307 | 2270 | Rate Constraint in lbs/MMBtu | FALSE | L | Annual | Allowances Withdrawn (n:1) | Thousand Tons | 0 | 0 | 0 | 0 | 0 | 0 | 0
CT Fac. Spec. - NOX Rate Winter v.4.10 Final, Unit 1183 and retrofits | 307 | 2270 | Rate Constraint in lbs/MMBtu | FALSE | L | Annual | Net Emissions Allowance Position | Thousand Tons | 0 | 0 | 0 | 0 | 0 | 0 | 0
CT Fac. Spec. - NOX Rate Winter v.4.10 Final, Unit 1183 and retrofits | 307 | 2270 | Rate Constraint in lbs/MMBtu | FALSE | L | Annual | Fuel Consumed | TBtu | 0 | 0 | 0 | 0 | 0 | 0 | 0
CT Fac. Spec. - NOX Rate Winter v.4.10 Final, Unit 1183 and retrofits | 307 | 2270 | Rate Constraint in lbs/MMBtu | FALSE | L | Annual | Rate | lb/MMBtu | 0 | 0 | 0 | 0 | 0 | 0 | 0
CT Fac. Spec. - NOX Rate Winter v.4.10 Final, Unit 1183 and retrofits | 307 | 2270 | Rate Constraint in lbs/MMBtu | FALSE | L | Annual | Generation | TWh | 0 | 0 | 0 | 0 | 0 | 0 | 0
CT Fac. Spec. - NOX Rate Winter v.4.10 Final, Unit 1183 and retrofits | 307 | 2270 | Rate Constraint in lbs/MMBtu | FALSE | L | Annual | Qualifying Generation | TWh | 0 | 0 | 0 | 0 | 0 | 0 | 0
CT Fac. Spec. - NOX Rate Winter v.4.10 Final, Unit 1183 and retrofits | 307 | 2270 | Rate Constraint in lbs/MMBtu | FALSE | L | Annual | Rate | lb/MWh | 0 | 0 | 0 | 0 | 0 | 0 | 0
CT Fac. Spec. - NOX Rate Winter v.4.10 Final, Unit 1183 and retrofits | 307 | 2270 | Rate Constraint in lbs/MMBtu | FALSE | L | Annual | Constraint Shadow Price | US2011$/Ton | 0 | 0 | 0 | 0 | 0 | 0 | 0
CT Fac. Spec. - NOX Rate Winter v.4.10 Final, Unit 1184 and retrofits | 308 | 2270 | Rate Constraint in lbs/MMBtu | FALSE | L | Annual | Seasons Included | Seasons | Winter | Winter | Winter | Winter | Winter | Winter | Winter
CT Fac. Spec. - NOX Rate Winter v.4.10 Final, Unit 1184 and retrofits | 308 | 2270 | Rate Constraint in lbs/MMBtu | FALSE | L | Annual | Standard NOX | lb/MMBtu | 0.15 | 0.15 | 0.15 | 0.15 | 0.15 | 0.15 | 0.15
CT Fac. Spec. - NOX Rate Winter v.4.10 Final, Unit 1184 and retrofits | 308 | 2270 | Rate Constraint in lbs/MMBtu | FALSE | L | Annual | Emissions at Affected Plants NOX | Thousand Tons | 0 | 0 | 0 | 0 | 0 | 0 | 0
CT Fac. Spec. - NOX Rate Winter v.4.10 Final, Unit 1184 and retrofits | 308 | 2270 | Rate Constraint in lbs/MMBtu | FALSE | L | Annual | Allowances Purchased NOX | Thousand Tons | 0 | 0 | 0 | 0 | 0 | 0 | 0
CT Fac. Spec. - NOX Rate Winter v.4.10 Final, Unit 1184 and retrofits | 308 | 2270 | Rate Constraint in lbs/MMBtu | FALSE | L | Annual | Allowances Sold NOX | Thousand Tons | 0 | 0 | 0 | 0 | 0 | 0 | 0
CT Fac. Spec. - NOX Rate Winter v.4.10 Final, Unit 1184 and retrofits | 308 | 2270 | Rate Constraint in lbs/MMBtu | FALSE | L | Annual | Allowances Banked | Thousand Tons | 0 | 0 | 0 | 0 | 0 | 0 | 0
CT Fac. Spec. - NOX Rate Winter v.4.10 Final, Unit 1184 and retrofits | 308 | 2270 | Rate Constraint in lbs/MMBtu | FALSE | L | Annual | Allowances Withdrawn (1:1) | Thousand Tons | 0 | 0 | 0 | 0 | 0 | 0 | 0
CT Fac. Spec. - NOX Rate Winter v.4.10 Final, Unit 1184 and retrofits | 308 | 2270 | Rate Constraint in lbs/MMBtu | FALSE | L | Annual | Allowances Withdrawn (n:1) | Thousand Tons | 0 | 0 | 0 | 0 | 0 | 0 | 0
CT Fac. Spec. - NOX Rate Winter v.4.10 Final, Unit 1184 and retrofits | 308 | 2270 | Rate Constraint in lbs/MMBtu | FALSE | L | Annual | Net Emissions Allowance Position | Thousand Tons | 0 | 0 | 0 | 0 | 0 | 0 | 0
CT Fac. Spec. - NOX Rate Winter v.4.10 Final, Unit 1184 and retrofits | 308 | 2270 | Rate Constraint in lbs/MMBtu | FALSE | L | Annual | Fuel Consumed | TBtu | 0 | 0 | 0 | 0 | 0 | 0 | 0
CT Fac. Spec. - NOX Rate Winter v.4.10 Final, Unit 1184 and retrofits | 308 | 2270 | Rate Constraint in lbs/MMBtu | FALSE | L | Annual | Rate | lb/MMBtu | 0 | 0 | 0 | 0 | 0 | 0 | 0
CT Fac. Spec. - NOX Rate Winter v.4.10 Final, Unit 1184 and retrofits | 308 | 2270 | Rate Constraint in lbs/MMBtu | FALSE | L | Annual | Generation | TWh | 0 | 0 | 0 | 0 | 0 | 0 | 0
CT Fac. Spec. - NOX Rate Winter v.4.10 Final, Unit 1184 and retrofits | 308 | 2270 | Rate Constraint in lbs/MMBtu | FALSE | L | Annual | Qualifying Generation | TWh | 0 | 0 | 0 | 0 | 0 | 0 | 0
CT Fac. Spec. - NOX Rate Winter v.4.10 Final, Unit 1184 and retrofits | 308 | 2270 | Rate Constraint in lbs/MMBtu | FALSE | L | Annual | Rate | lb/MWh | 0 | 0 | 0 | 0 | 0 | 0 | 0
CT Fac. Spec. - NOX Rate Winter v.4.10 Final, Unit 1184 and retrofits | 308 | 2270 | Rate Constraint in lbs/MMBtu | FALSE | L | Annual | Constraint Shadow Price | US2011$/Ton | 0 | 0 | 0 | 0 | 0 | 0 | 0
CT Fac. Spec. - NOX Rate Winter v.4.10 Final, Unit 1185 and retrofits | 309 | 2270 | Rate Constraint in lbs/MMBtu | FALSE | L | Annual | Seasons Included | Seasons | Winter | Winter | Winter | Winter | Winter | Winter | Winter
CT Fac. Spec. - NOX Rate Winter v.4.10 Final, Unit 1185 and retrofits | 309 | 2270 | Rate Constraint in lbs/MMBtu | FALSE | L | Annual | Standard NOX | lb/MMBtu | 0.15 | 0.15 | 0.15 | 0.15 | 0.15 | 0.15 | 0.15
CT Fac. Spec. - NOX Rate Winter v.4.10 Final, Unit 1185 and retrofits | 309 | 2270 | Rate Constraint in lbs/MMBtu | FALSE | L | Annual | Emissions at Affected Plants NOX | Thousand Tons | 0 | 0 | 0 | 0 | 0 | 0 | 0
CT Fac. Spec. - NOX Rate Winter v.4.10 Final, Unit 1185 and retrofits | 309 | 2270 | Rate Constraint in lbs/MMBtu | FALSE | L | Annual | Allowances Purchased NOX | Thousand Tons | 0 | 0 | 0 | 0 | 0 | 0 | 0
CT Fac. Spec. - NOX Rate Winter v.4.10 Final, Unit 1185 and retrofits | 309 | 2270 | Rate Constraint in lbs/MMBtu | FALSE | L | Annual | Allowances Sold NOX | Thousand Tons | 0 | 0 | 0 | 0 | 0 | 0 | 0
CT Fac. Spec. - NOX Rate Winter v.4.10 Final, Unit 1185 and retrofits | 309 | 2270 | Rate Constraint in lbs/MMBtu | FALSE | L | Annual | Allowances Banked | Thousand Tons | 0 | 0 | 0 | 0 | 0 | 0 | 0
CT Fac. Spec. - NOX Rate Winter v.4.10 Final, Unit 1185 and retrofits | 309 | 2270 | Rate Constraint in lbs/MMBtu | FALSE | L | Annual | Allowances Withdrawn (1:1) | Thousand Tons | 0 | 0 | 0 | 0 | 0 | 0 | 0
CT Fac. Spec. - NOX Rate Winter v.4.10 Final, Unit 1185 and retrofits | 309 | 2270 | Rate Constraint in lbs/MMBtu | FALSE | L | Annual | Allowances Withdrawn (n:1) | Thousand Tons | 0 | 0 | 0 | 0 | 0 | 0 | 0
CT Fac. Spec. - NOX Rate Winter v.4.10 Final, Unit 1185 and retrofits | 309 | 2270 | Rate Constraint in lbs/MMBtu | FALSE | L | Annual | Net Emissions Allowance Position | Thousand Tons | 0 | 0 | 0 | 0 | 0 | 0 | 0
CT Fac. Spec. - NOX Rate Winter v.4.10 Final, Unit 1185 and retrofits | 309 | 2270 | Rate Constraint in lbs/MMBtu | FALSE | L | Annual | Fuel Consumed | TBtu | 0 | 0 | 0 | 0 | 0 | 0 | 0
CT Fac. Spec. - NOX Rate Winter v.4.10 Final, Unit 1185 and retrofits | 309 | 2270 | Rate Constraint in lbs/MMBtu | FALSE | L | Annual | Rate | lb/MMBtu | 0 | 0 | 0 | 0 | 0 | 0 | 0
CT Fac. Spec. - NOX Rate Winter v.4.10 Final, Unit 1185 and retrofits | 309 | 2270 | Rate Constraint in lbs/MMBtu | FALSE | L | Annual | Generation | TWh | 0 | 0 | 0 | 0 | 0 | 0 | 0
CT Fac. Spec. - NOX Rate Winter v.4.10 Final, Unit 1185 and retrofits | 309 | 2270 | Rate Constraint in lbs/MMBtu | FALSE | L | Annual | Qualifying Generation | TWh | 0 | 0 | 0 | 0 | 0 | 0 | 0
CT Fac. Spec. - NOX Rate Winter v.4.10 Final, Unit 1185 and retrofits | 309 | 2270 | Rate Constraint in lbs/MMBtu | FALSE | L | Annual | Rate | lb/MWh | 0 | 0 | 0 | 0 | 0 | 0 | 0
CT Fac. Spec. - NOX Rate Winter v.4.10 Final, Unit 1185 and retrofits | 309 | 2270 | Rate Constraint in lbs/MMBtu | FALSE | L | Annual | Constraint Shadow Price | US2011$/Ton | 0 | 0 | 0 | 0 | 0 | 0 | 0
CT Fac. Spec. - NOX Rate Winter v.4.10 Final, Unit 1186 and retrofits | 310 | 2270 | Rate Constraint in lbs/MMBtu | FALSE | L | Annual | Seasons Included | Seasons | Winter | Winter | Winter | Winter | Winter | Winter | Winter
CT Fac. Spec. - NOX Rate Winter v.4.10 Final, Unit 1186 and retrofits | 310 | 2270 | Rate Constraint in lbs/MMBtu | FALSE | L | Annual | Standard NOX | lb/MMBtu | 0.15 | 0.15 | 0.15 | 0.15 | 0.15 | 0.15 | 0.15
CT Fac. Spec. - NOX Rate Winter v.4.10 Final, Unit 1186 and retrofits | 310 | 2270 | Rate Constraint in lbs/MMBtu | FALSE | L | Annual | Emissions at Affected Plants NOX | Thousand Tons | 0 | 0 | 0 | 0 | 0 | 0 | 0
CT Fac. Spec. - NOX Rate Winter v.4.10 Final, Unit 1186 and retrofits | 310 | 2270 | Rate Constraint in lbs/MMBtu | FALSE | L | Annual | Allowances Purchased NOX | Thousand Tons | 0 | 0 | 0 | 0 | 0 | 0 | 0
CT Fac. Spec. - NOX Rate Winter v.4.10 Final, Unit 1186 and retrofits | 310 | 2270 | Rate Constraint in lbs/MMBtu | FALSE | L | Annual | Allowances Sold NOX | Thousand Tons | 0 | 0 | 0 | 0 | 0 | 0 | 0
CT Fac. Spec. - NOX Rate Winter v.4.10 Final, Unit 1186 and retrofits | 310 | 2270 | Rate Constraint in lbs/MMBtu | FALSE | L | Annual | Allowances Banked | Thousand Tons | 0 | 0 | 0 | 0 | 0 | 0 | 0
CT Fac. Spec. - NOX Rate Winter v.4.10 Final, Unit 1186 and retrofits | 310 | 2270 | Rate Constraint in lbs/MMBtu | FALSE | L | Annual | Allowances Withdrawn (1:1) | Thousand Tons | 0 | 0 | 0 | 0 | 0 | 0 | 0
CT Fac. Spec. - NOX Rate Winter v.4.10 Final, Unit 1186 and retrofits | 310 | 2270 | Rate Constraint in lbs/MMBtu | FALSE | L | Annual | Allowances Withdrawn (n:1) | Thousand Tons | 0 | 0 | 0 | 0 | 0 | 0 | 0
CT Fac. Spec. - NOX Rate Winter v.4.10 Final, Unit 1186 and retrofits | 310 | 2270 | Rate Constraint in lbs/MMBtu | FALSE | L | Annual | Net Emissions Allowance Position | Thousand Tons | 0 | 0 | 0 | 0 | 0 | 0 | 0
CT Fac. Spec. - NOX Rate Winter v.4.10 Final, Unit 1186 and retrofits | 310 | 2270 | Rate Constraint in lbs/MMBtu | FALSE | L | Annual | Fuel Consumed | TBtu | 0 | 0 | 0 | 0 | 0 | 0 | 0
CT Fac. Spec. - NOX Rate Winter v.4.10 Final, Unit 1186 and retrofits | 310 | 2270 | Rate Constraint in lbs/MMBtu | FALSE | L | Annual | Rate | lb/MMBtu | 0 | 0 | 0 | 0 | 0 | 0 | 0
CT Fac. Spec. - NOX Rate Winter v.4.10 Final, Unit 1186 and retrofits | 310 | 2270 | Rate Constraint in lbs/MMBtu | FALSE | L | Annual | Generation | TWh | 0 | 0 | 0 | 0 | 0 | 0 | 0
CT Fac. Spec. - NOX Rate Winter v.4.10 Final, Unit 1186 and retrofits | 310 | 2270 | Rate Constraint in lbs/MMBtu | FALSE | L | Annual | Qualifying Generation | TWh | 0 | 0 | 0 | 0 | 0 | 0 | 0
CT Fac. Spec. - NOX Rate Winter v.4.10 Final, Unit 1186 and retrofits | 310 | 2270 | Rate Constraint in lbs/MMBtu | FALSE | L | Annual | Rate | lb/MWh | 0 | 0 | 0 | 0 | 0 | 0 | 0
CT Fac. Spec. - NOX Rate Winter v.4.10 Final, Unit 1186 and retrofits | 310 | 2270 | Rate Constraint in lbs/MMBtu | FALSE | L | Annual | Constraint Shadow Price | US2011$/Ton | 0 | 0 | 0 | 0 | 0 | 0 | 0
CT Fac. Spec. - NOX Rate Winter v.4.10 Final, Unit 1187 and retrofits | 311 | 2270 | Rate Constraint in lbs/MMBtu | FALSE | L | Annual | Seasons Included | Seasons | Winter | Winter | Winter | Winter | Winter | Winter | Winter
CT Fac. Spec. - NOX Rate Winter v.4.10 Final, Unit 1187 and retrofits | 311 | 2270 | Rate Constraint in lbs/MMBtu | FALSE | L | Annual | Standard NOX | lb/MMBtu | 0.15 | 0.15 | 0.15 | 0.15 | 0.15 | 0.15 | 0.15
CT Fac. Spec. - NOX Rate Winter v.4.10 Final, Unit 1187 and retrofits | 311 | 2270 | Rate Constraint in lbs/MMBtu | FALSE | L | Annual | Emissions at Affected Plants NOX | Thousand Tons | 0 | 0 | 0 | 0 | 0 | 0 | 0
CT Fac. Spec. - NOX Rate Winter v.4.10 Final, Unit 1187 and retrofits | 311 | 2270 | Rate Constraint in lbs/MMBtu | FALSE | L | Annual | Allowances Purchased NOX | Thousand Tons | 0 | 0 | 0 | 0 | 0 | 0 | 0
CT Fac. Spec. - NOX Rate Winter v.4.10 Final, Unit 1187 and retrofits | 311 | 2270 | Rate Constraint in lbs/MMBtu | FALSE | L | Annual | Allowances Sold NOX | Thousand Tons | 0 | 0 | 0 | 0 | 0 | 0 | 0
CT Fac. Spec. - NOX Rate Winter v.4.10 Final, Unit 1187 and retrofits | 311 | 2270 | Rate Constraint in lbs/MMBtu | FALSE | L | Annual | Allowances Banked | Thousand Tons | 0 | 0 | 0 | 0 | 0 | 0 | 0
CT Fac. Spec. - NOX Rate Winter v.4.10 Final, Unit 1187 and retrofits | 311 | 2270 | Rate Constraint in lbs/MMBtu | FALSE | L | Annual | Allowances Withdrawn (1:1) | Thousand Tons | 0 | 0 | 0 | 0 | 0 | 0 | 0
CT Fac. Spec. - NOX Rate Winter v.4.10 Final, Unit 1187 and retrofits | 311 | 2270 | Rate Constraint in lbs/MMBtu | FALSE | L | Annual | Allowances Withdrawn (n:1) | Thousand Tons | 0 | 0 | 0 | 0 | 0 | 0 | 0
CT Fac. Spec. - NOX Rate Winter v.4.10 Final, Unit 1187 and retrofits | 311 | 2270 | Rate Constraint in lbs/MMBtu | FALSE | L | Annual | Net Emissions Allowance Position | Thousand Tons | 0 | 0 | 0 | 0 | 0 | 0 | 0
CT Fac. Spec. - NOX Rate Winter v.4.10 Final, Unit 1187 and retrofits | 311 | 2270 | Rate Constraint in lbs/MMBtu | FALSE | L | Annual | Fuel Consumed | TBtu | 0 | 0 | 0 | 0 | 0 | 0 | 0
CT Fac. Spec. - NOX Rate Winter v.4.10 Final, Unit 1187 and retrofits | 311 | 2270 | Rate Constraint in lbs/MMBtu | FALSE | L | Annual | Rate | lb/MMBtu | 0 | 0 | 0 | 0 | 0 | 0 | 0
CT Fac. Spec. - NOX Rate Winter v.4.10 Final, Unit 1187 and retrofits | 311 | 2270 | Rate Constraint in lbs/MMBtu | FALSE | L | Annual | Generation | TWh | 0 | 0 | 0 | 0 | 0 | 0 | 0
CT Fac. Spec. - NOX Rate Winter v.4.10 Final, Unit 1187 and retrofits | 311 | 2270 | Rate Constraint in lbs/MMBtu | FALSE | L | Annual | Qualifying Generation | TWh | 0 | 0 | 0 | 0 | 0 | 0 | 0
CT Fac. Spec. - NOX Rate Winter v.4.10 Final, Unit 1187 and retrofits | 311 | 2270 | Rate Constraint in lbs/MMBtu | FALSE | L | Annual | Rate | lb/MWh | 0 | 0 | 0 | 0 | 0 | 0 | 0
CT Fac. Spec. - NOX Rate Winter v.4.10 Final, Unit 1187 and retrofits | 311 | 2270 | Rate Constraint in lbs/MMBtu | FALSE | L | Annual | Constraint Shadow Price | US2011$/Ton | 0 | 0 | 0 | 0 | 0 | 0 | 0
CT Fac. Spec. - NOX Rate Winter v.4.10 Final, Unit 1193 and retrofits | 312 | 2270 | Rate Constraint in lbs/MMBtu | FALSE | L | Annual | Seasons Included | Seasons | Winter | Winter | Winter | Winter | Winter | Winter | Winter
CT Fac. Spec. - NOX Rate Winter v.4.10 Final, Unit 1193 and retrofits | 312 | 2270 | Rate Constraint in lbs/MMBtu | FALSE | L | Annual | Standard NOX | lb/MMBtu | 0.15 | 0.15 | 0.15 | 0.15 | 0.15 | 0.15 | 0.15
CT Fac. Spec. - NOX Rate Winter v.4.10 Final, Unit 1193 and retrofits | 312 | 2270 | Rate Constraint in lbs/MMBtu | FALSE | L | Annual | Emissions at Affected Plants NOX | Thousand Tons | 0 | 0 | 0 | 0 | 0 | 0 | 0
CT Fac. Spec. - NOX Rate Winter v.4.10 Final, Unit 1193 and retrofits | 312 | 2270 | Rate Constraint in lbs/MMBtu | FALSE | L | Annual | Allowances Purchased NOX | Thousand Tons | 0 | 0 | 0 | 0 | 0 | 0 | 0
CT Fac. Spec. - NOX Rate Winter v.4.10 Final, Unit 1193 and retrofits | 312 | 2270 | Rate Constraint in lbs/MMBtu | FALSE | L | Annual | Allowances Sold NOX | Thousand Tons | 0 | 0 | 0 | 0 | 0 | 0 | 0
CT Fac. Spec. - NOX Rate Winter v.4.10 Final, Unit 1193 and retrofits | 312 | 2270 | Rate Constraint in lbs/MMBtu | FALSE | L | Annual | Allowances Banked | Thousand Tons | 0 | 0 | 0 | 0 | 0 | 0 | 0
CT Fac. Spec. - NOX Rate Winter v.4.10 Final, Unit 1193 and retrofits | 312 | 2270 | Rate Constraint in lbs/MMBtu | FALSE | L | Annual | Allowances Withdrawn (1:1) | Thousand Tons | 0 | 0 | 0 | 0 | 0 | 0 | 0
CT Fac. Spec. - NOX Rate Winter v.4.10 Final, Unit 1193 and retrofits | 312 | 2270 | Rate Constraint in lbs/MMBtu | FALSE | L | Annual | Allowances Withdrawn (n:1) | Thousand Tons | 0 | 0 | 0 | 0 | 0 | 0 | 0
CT Fac. Spec. - NOX Rate Winter v.4.10 Final, Unit 1193 and retrofits | 312 | 2270 | Rate Constraint in lbs/MMBtu | FALSE | L | Annual | Net Emissions Allowance Position | Thousand Tons | 0 | 0 | 0 | 0 | 0 | 0 | 0
CT Fac. Spec. - NOX Rate Winter v.4.10 Final, Unit 1193 and retrofits | 312 | 2270 | Rate Constraint in lbs/MMBtu | FALSE | L | Annual | Fuel Consumed | TBtu | 0 | 0 | 0 | 0 | 0 | 0 | 0
CT Fac. Spec. - NOX Rate Winter v.4.10 Final, Unit 1193 and retrofits | 312 | 2270 | Rate Constraint in lbs/MMBtu | FALSE | L | Annual | Rate | lb/MMBtu | 0 | 0 | 0 | 0 | 0 | 0 | 0
CT Fac. Spec. - NOX Rate Winter v.4.10 Final, Unit 1193 and retrofits | 312 | 2270 | Rate Constraint in lbs/MMBtu | FALSE | L | Annual | Generation | TWh | 0 | 0 | 0 | 0 | 0 | 0 | 0
CT Fac. Spec. - NOX Rate Winter v.4.10 Final, Unit 1193 and retrofits | 312 | 2270 | Rate Constraint in lbs/MMBtu | FALSE | L | Annual | Qualifying Generation | TWh | 0 | 0 | 0 | 0 | 0 | 0 | 0
CT Fac. Spec. - NOX Rate Winter v.4.10 Final, Unit 1193 and retrofits | 312 | 2270 | Rate Constraint in lbs/MMBtu | FALSE | L | Annual | Rate | lb/MWh | 0 | 0 | 0 | 0 | 0 | 0 | 0
CT Fac. Spec. - NOX Rate Winter v.4.10 Final, Unit 1193 and retrofits | 312 | 2270 | Rate Constraint in lbs/MMBtu | FALSE | L | Annual | Constraint Shadow Price | US2011$/Ton | 0 | 0 | 0 | 0 | 0 | 0 | 0
CT Fac. Spec. - NOX Rate Winter v.4.10 Final, Unit 1194 and retrofits | 313 | 2270 | Rate Constraint in lbs/MMBtu | FALSE | L | Annual | Seasons Included | Seasons | Winter | Winter | Winter | Winter | Winter | Winter | Winter
CT Fac. Spec. - NOX Rate Winter v.4.10 Final, Unit 1194 and retrofits | 313 | 2270 | Rate Constraint in lbs/MMBtu | FALSE | L | Annual | Standard NOX | lb/MMBtu | 0.15 | 0.15 | 0.15 | 0.15 | 0.15 | 0.15 | 0.15
CT Fac. Spec. - NOX Rate Winter v.4.10 Final, Unit 1194 and retrofits | 313 | 2270 | Rate Constraint in lbs/MMBtu | FALSE | L | Annual | Emissions at Affected Plants NOX | Thousand Tons | 0 | 0 | 0 | 0 | 0 | 0 | 0
CT Fac. Spec. - NOX Rate Winter v.4.10 Final, Unit 1194 and retrofits | 313 | 2270 | Rate Constraint in lbs/MMBtu | FALSE | L | Annual | Allowances Purchased NOX | Thousand Tons | 0 | 0 | 0 | 0 | 0 | 0 | 0
CT Fac. Spec. - NOX Rate Winter v.4.10 Final, Unit 1194 and retrofits | 313 | 2270 | Rate Constraint in lbs/MMBtu | FALSE | L | Annual | Allowances Sold NOX | Thousand Tons | 0 | 0 | 0 | 0 | 0 | 0 | 0
CT Fac. Spec. - NOX Rate Winter v.4.10 Final, Unit 1194 and retrofits | 313 | 2270 | Rate Constraint in lbs/MMBtu | FALSE | L | Annual | Allowances Banked | Thousand Tons | 0 | 0 | 0 | 0 | 0 | 0 | 0
CT Fac. Spec. - NOX Rate Winter v.4.10 Final, Unit 1194 and retrofits | 313 | 2270 | Rate Constraint in lbs/MMBtu | FALSE | L | Annual | Allowances Withdrawn (1:1) | Thousand Tons | 0 | 0 | 0 | 0 | 0 | 0 | 0
CT Fac. Spec. - NOX Rate Winter v.4.10 Final, Unit 1194 and retrofits | 313 | 2270 | Rate Constraint in lbs/MMBtu | FALSE | L | Annual | Allowances Withdrawn (n:1) | Thousand Tons | 0 | 0 | 0 | 0 | 0 | 0 | 0
CT Fac. Spec. - NOX Rate Winter v.4.10 Final, Unit 1194 and retrofits | 313 | 2270 | Rate Constraint in lbs/MMBtu | FALSE | L | Annual | Net Emissions Allowance Position | Thousand Tons | 0 | 0 | 0 | 0 | 0 | 0 | 0
CT Fac. Spec. - NOX Rate Winter v.4.10 Final, Unit 1194 and retrofits | 313 | 2270 | Rate Constraint in lbs/MMBtu | FALSE | L | Annual | Fuel Consumed | TBtu | 0 | 0 | 0 | 0 | 0 | 0 | 0
CT Fac. Spec. - NOX Rate Winter v.4.10 Final, Unit 1194 and retrofits | 313 | 2270 | Rate Constraint in lbs/MMBtu | FALSE | L | Annual | Rate | lb/MMBtu | 0 | 0 | 0 | 0 | 0 | 0 | 0
CT Fac. Spec. - NOX Rate Winter v.4.10 Final, Unit 1194 and retrofits | 313 | 2270 | Rate Constraint in lbs/MMBtu | FALSE | L | Annual | Generation | TWh | 0 | 0 | 0 | 0 | 0 | 0 | 0
CT Fac. Spec. - NOX Rate Winter v.4.10 Final, Unit 1194 and retrofits | 313 | 2270 | Rate Constraint in lbs/MMBtu | FALSE | L | Annual | Qualifying Generation | TWh | 0 | 0 | 0 | 0 | 0 | 0 | 0
CT Fac. Spec. - NOX Rate Winter v.4.10 Final, Unit 1194 and retrofits | 313 | 2270 | Rate Constraint in lbs/MMBtu | FALSE | L | Annual | Rate | lb/MWh | 0 | 0 | 0 | 0 | 0 | 0 | 0
CT Fac. Spec. - NOX Rate Winter v.4.10 Final, Unit 1194 and retrofits | 313 | 2270 | Rate Constraint in lbs/MMBtu | FALSE | L | Annual | Constraint Shadow Price | US2011$/Ton | 0 | 0 | 0 | 0 | 0 | 0 | 0
CT Fac. Spec. - NOX Rate Winter v.4.10 Final, Unit 1195 and retrofits | 314 | 2270 | Rate Constraint in lbs/MMBtu | FALSE | L | Annual | Seasons Included | Seasons | Winter | Winter | Winter | Winter | Winter | Winter | Winter
CT Fac. Spec. - NOX Rate Winter v.4.10 Final, Unit 1195 and retrofits | 314 | 2270 | Rate Constraint in lbs/MMBtu | FALSE | L | Annual | Standard NOX | lb/MMBtu | 0.15 | 0.15 | 0.15 | 0.15 | 0.15 | 0.15 | 0.15
CT Fac. Spec. - NOX Rate Winter v.4.10 Final, Unit 1195 and retrofits | 314 | 2270 | Rate Constraint in lbs/MMBtu | FALSE | L | Annual | Emissions at Affected Plants NOX | Thousand Tons | 0 | 0 | 0 | 0 | 0 | 0 | 0
CT Fac. Spec. - NOX Rate Winter v.4.10 Final, Unit 1195 and retrofits | 314 | 2270 | Rate Constraint in lbs/MMBtu | FALSE | L | Annual | Allowances Purchased NOX | Thousand Tons | 0 | 0 | 0 | 0 | 0 | 0 | 0
CT Fac. Spec. - NOX Rate Winter v.4.10 Final, Unit 1195 and retrofits | 314 | 2270 | Rate Constraint in lbs/MMBtu | FALSE | L | Annual | Allowances Sold NOX | Thousand Tons | 0 | 0 | 0 | 0 | 0 | 0 | 0
CT Fac. Spec. - NOX Rate Winter v.4.10 Final, Unit 1195 and retrofits | 314 | 2270 | Rate Constraint in lbs/MMBtu | FALSE | L | Annual | Allowances Banked | Thousand Tons | 0 | 0 | 0 | 0 | 0 | 0 | 0
CT Fac. Spec. - NOX Rate Winter v.4.10 Final, Unit 1195 and retrofits | 314 | 2270 | Rate Constraint in lbs/MMBtu | FALSE | L | Annual | Allowances Withdrawn (1:1) | Thousand Tons | 0 | 0 | 0 | 0 | 0 | 0 | 0
CT Fac. Spec. - NOX Rate Winter v.4.10 Final, Unit 1195 and retrofits | 314 | 2270 | Rate Constraint in lbs/MMBtu | FALSE | L | Annual | Allowances Withdrawn (n:1) | Thousand Tons | 0 | 0 | 0 | 0 | 0 | 0 | 0
CT Fac. Spec. - NOX Rate Winter v.4.10 Final, Unit 1195 and retrofits | 314 | 2270 | Rate Constraint in lbs/MMBtu | FALSE | L | Annual | Net Emissions Allowance Position | Thousand Tons | 0 | 0 | 0 | 0 | 0 | 0 | 0
CT Fac. Spec. - NOX Rate Winter v.4.10 Final, Unit 1195 and retrofits | 314 | 2270 | Rate Constraint in lbs/MMBtu | FALSE | L | Annual | Fuel Consumed | TBtu | 0 | 0 | 0 | 0 | 0 | 0 | 0
CT Fac. Spec. - NOX Rate Winter v.4.10 Final, Unit 1195 and retrofits | 314 | 2270 | Rate Constraint in lbs/MMBtu | FALSE | L | Annual | Rate | lb/MMBtu | 0 | 0 | 0 | 0 | 0 | 0 | 0
CT Fac. Spec. - NOX Rate Winter v.4.10 Final, Unit 1195 and retrofits | 314 | 2270 | Rate Constraint in lbs/MMBtu | FALSE | L | Annual | Generation | TWh | 0 | 0 | 0 | 0 | 0 | 0 | 0
CT Fac. Spec. - NOX Rate Winter v.4.10 Final, Unit 1195 and retrofits | 314 | 2270 | Rate Constraint in lbs/MMBtu | FALSE | L | Annual | Qualifying Generation | TWh | 0 | 0 | 0 | 0 | 0 | 0 | 0
CT Fac. Spec. - NOX Rate Winter v.4.10 Final, Unit 1195 and retrofits | 314 | 2270 | Rate Constraint in lbs/MMBtu | FALSE | L | Annual | Rate | lb/MWh | 0 | 0 | 0 | 0 | 0 | 0 | 0
CT Fac. Spec. - NOX Rate Winter v.4.10 Final, Unit 1195 and retrofits | 314 | 2270 | Rate Constraint in lbs/MMBtu | FALSE | L | Annual | Constraint Shadow Price | US2011$/Ton | 0 | 0 | 0 | 0 | 0 | 0 | 0
CT Fac. Spec. - NOX Rate Winter v.4.10 Final, Unit 1196 and retrofits | 315 | 2270 | Rate Constraint in lbs/MMBtu | FALSE | L | Annual | Seasons Included | Seasons | Winter | Winter | Winter | Winter | Winter | Winter | Winter
CT Fac. Spec. - NOX Rate Winter v.4.10 Final, Unit 1196 and retrofits | 315 | 2270 | Rate Constraint in lbs/MMBtu | FALSE | L | Annual | Standard NOX | lb/MMBtu | 0.15 | 0.15 | 0.15 | 0.15 | 0.15 | 0.15 | 0.15
CT Fac. Spec. - NOX Rate Winter v.4.10 Final, Unit 1196 and retrofits | 315 | 2270 | Rate Constraint in lbs/MMBtu | FALSE | L | Annual | Emissions at Affected Plants NOX | Thousand Tons | 0 | 0 | 0 | 0 | 0 | 0 | 0
CT Fac. Spec. - NOX Rate Winter v.4.10 Final, Unit 1196 and retrofits | 315 | 2270 | Rate Constraint in lbs/MMBtu | FALSE | L | Annual | Allowances Purchased NOX | Thousand Tons | 0 | 0 | 0 | 0 | 0 | 0 | 0
CT Fac. Spec. - NOX Rate Winter v.4.10 Final, Unit 1196 and retrofits | 315 | 2270 | Rate Constraint in lbs/MMBtu | FALSE | L | Annual | Allowances Sold NOX | Thousand Tons | 0 | 0 | 0 | 0 | 0 | 0 | 0
CT Fac. Spec. - NOX Rate Winter v.4.10 Final, Unit 1196 and retrofits | 315 | 2270 | Rate Constraint in lbs/MMBtu | FALSE | L | Annual | Allowances Banked | Thousand Tons | 0 | 0 | 0 | 0 | 0 | 0 | 0
CT Fac. Spec. - NOX Rate Winter v.4.10 Final, Unit 1196 and retrofits | 315 | 2270 | Rate Constraint in lbs/MMBtu | FALSE | L | Annual | Allowances Withdrawn (1:1) | Thousand Tons | 0 | 0 | 0 | 0 | 0 | 0 | 0
CT Fac. Spec. - NOX Rate Winter v.4.10 Final, Unit 1196 and retrofits | 315 | 2270 | Rate Constraint in lbs/MMBtu | FALSE | L | Annual | Allowances Withdrawn (n:1) | Thousand Tons | 0 | 0 | 0 | 0 | 0 | 0 | 0
CT Fac. Spec. - NOX Rate Winter v.4.10 Final, Unit 1196 and retrofits | 315 | 2270 | Rate Constraint in lbs/MMBtu | FALSE | L | Annual | Net Emissions Allowance Position | Thousand Tons | 0 | 0 | 0 | 0 | 0 | 0 | 0
CT Fac. Spec. - NOX Rate Winter v.4.10 Final, Unit 1196 and retrofits | 315 | 2270 | Rate Constraint in lbs/MMBtu | FALSE | L | Annual | Fuel Consumed | TBtu | 0 | 0 | 0 | 0 | 0 | 0 | 0
CT Fac. Spec. - NOX Rate Winter v.4.10 Final, Unit 1196 and retrofits | 315 | 2270 | Rate Constraint in lbs/MMBtu | FALSE | L | Annual | Rate | lb/MMBtu | 0 | 0 | 0 | 0 | 0 | 0 | 0
CT Fac. Spec. - NOX Rate Winter v.4.10 Final, Unit 1196 and retrofits | 315 | 2270 | Rate Constraint in lbs/MMBtu | FALSE | L | Annual | Generation | TWh | 0 | 0 | 0 | 0 | 0 | 0 | 0
CT Fac. Spec. - NOX Rate Winter v.4.10 Final, Unit 1196 and retrofits | 315 | 2270 | Rate Constraint in lbs/MMBtu | FALSE | L | Annual | Qualifying Generation | TWh | 0 | 0 | 0 | 0 | 0 | 0 | 0
CT Fac. Spec. - NOX Rate Winter v.4.10 Final, Unit 1196 and retrofits | 315 | 2270 | Rate Constraint in lbs/MMBtu | FALSE | L | Annual | Rate | lb/MWh | 0 | 0 | 0 | 0 | 0 | 0 | 0
CT Fac. Spec. - NOX Rate Winter v.4.10 Final, Unit 1196 and retrofits | 315 | 2270 | Rate Constraint in lbs/MMBtu | FALSE | L | Annual | Constraint Shadow Price | US2011$/Ton | 0 | 0 | 0 | 0 | 0 | 0 | 0
CT Fac. Spec. - NOX Rate Winter v.4.10 Final, Unit 1197 and retrofits | 316 | 2270 | Rate Constraint in lbs/MMBtu | FALSE | L | Annual | Seasons Included | Seasons | Winter | Winter | Winter | Winter | Winter | Winter | Winter
CT Fac. Spec. - NOX Rate Winter v.4.10 Final, Unit 1197 and retrofits | 316 | 2270 | Rate Constraint in lbs/MMBtu | FALSE | L | Annual | Standard NOX | lb/MMBtu | 0.15 | 0.15 | 0.15 | 0.15 | 0.15 | 0.15 | 0.15
CT Fac. Spec. - NOX Rate Winter v.4.10 Final, Unit 1197 and retrofits | 316 | 2270 | Rate Constraint in lbs/MMBtu | FALSE | L | Annual | Emissions at Affected Plants NOX | Thousand Tons | 0 | 0 | 0 | 0 | 0 | 0 | 0
CT Fac. Spec. - NOX Rate Winter v.4.10 Final, Unit 1197 and retrofits | 316 | 2270 | Rate Constraint in lbs/MMBtu | FALSE | L | Annual | Allowances Purchased NOX | Thousand Tons | 0 | 0 | 0 | 0 | 0 | 0 | 0
CT Fac. Spec. - NOX Rate Winter v.4.10 Final, Unit 1197 and retrofits | 316 | 2270 | Rate Constraint in lbs/MMBtu | FALSE | L | Annual | Allowances Sold NOX | Thousand Tons | 0 | 0 | 0 | 0 | 0 | 0 | 0
CT Fac. Spec. - NOX Rate Winter v.4.10 Final, Unit 1197 and retrofits | 316 | 2270 | Rate Constraint in lbs/MMBtu | FALSE | L | Annual | Allowances Banked | Thousand Tons | 0 | 0 | 0 | 0 | 0 | 0 | 0
CT Fac. Spec. - NOX Rate Winter v.4.10 Final, Unit 1197 and retrofits | 316 | 2270 | Rate Constraint in lbs/MMBtu | FALSE | L | Annual | Allowances Withdrawn (1:1) | Thousand Tons | 0 | 0 | 0 | 0 | 0 | 0 | 0
CT Fac. Spec. - NOX Rate Winter v.4.10 Final, Unit 1197 and retrofits | 316 | 2270 | Rate Constraint in lbs/MMBtu | FALSE | L | Annual | Allowances Withdrawn (n:1) | Thousand Tons | 0 | 0 | 0 | 0 | 0 | 0 | 0
CT Fac. Spec. - NOX Rate Winter v.4.10 Final, Unit 1197 and retrofits | 316 | 2270 | Rate Constraint in lbs/MMBtu | FALSE | L | Annual | Net Emissions Allowance Position | Thousand Tons | 0 | 0 | 0 | 0 | 0 | 0 | 0
CT Fac. Spec. - NOX Rate Winter v.4.10 Final, Unit 1197 and retrofits | 316 | 2270 | Rate Constraint in lbs/MMBtu | FALSE | L | Annual | Fuel Consumed | TBtu | 0 | 0 | 0 | 0 | 0 | 0 | 0
CT Fac. Spec. - NOX Rate Winter v.4.10 Final, Unit 1197 and retrofits | 316 | 2270 | Rate Constraint in lbs/MMBtu | FALSE | L | Annual | Rate | lb/MMBtu | 0 | 0 | 0 | 0 | 0 | 0 | 0
CT Fac. Spec. - NOX Rate Winter v.4.10 Final, Unit 1197 and retrofits | 316 | 2270 | Rate Constraint in lbs/MMBtu | FALSE | L | Annual | Generation | TWh | 0 | 0 | 0 | 0 | 0 | 0 | 0
CT Fac. Spec. - NOX Rate Winter v.4.10 Final, Unit 1197 and retrofits | 316 | 2270 | Rate Constraint in lbs/MMBtu | FALSE | L | Annual | Qualifying Generation | TWh | 0 | 0 | 0 | 0 | 0 | 0 | 0
CT Fac. Spec. - NOX Rate Winter v.4.10 Final, Unit 1197 and retrofits | 316 | 2270 | Rate Constraint in lbs/MMBtu | FALSE | L | Annual | Rate | lb/MWh | 0 | 0 | 0 | 0 | 0 | 0 | 0
CT Fac. Spec. - NOX Rate Winter v.4.10 Final, Unit 1197 and retrofits | 316 | 2270 | Rate Constraint in lbs/MMBtu | FALSE | L | Annual | Constraint Shadow Price | US2011$/Ton | 0 | 0 | 0 | 0 | 0 | 0 | 0
CT Fac. Spec. - NOX Rate Winter v.4.10 Final, Unit 1198 and retrofits | 317 | 2270 | Rate Constraint in lbs/MMBtu | FALSE | L | Annual | Seasons Included | Seasons | Winter | Winter | Winter | Winter | Winter | Winter | Winter
CT Fac. Spec. - NOX Rate Winter v.4.10 Final, Unit 1198 and retrofits | 317 | 2270 | Rate Constraint in lbs/MMBtu | FALSE | L | Annual | Standard NOX | lb/MMBtu | 0.15 | 0.15 | 0.15 | 0.15 | 0.15 | 0.15 | 0.15
CT Fac. Spec. - NOX Rate Winter v.4.10 Final, Unit 1198 and retrofits | 317 | 2270 | Rate Constraint in lbs/MMBtu | FALSE | L | Annual | Emissions at Affected Plants NOX | Thousand Tons | 0 | 0 | 0 | 0 | 0 | 0 | 0
CT Fac. Spec. - NOX Rate Winter v.4.10 Final, Unit 1198 and retrofits | 317 | 2270 | Rate Constraint in lbs/MMBtu | FALSE | L | Annual | Allowances Purchased NOX | Thousand Tons | 0 | 0 | 0 | 0 | 0 | 0 | 0
CT Fac. Spec. - NOX Rate Winter v.4.10 Final, Unit 1198 and retrofits | 317 | 2270 | Rate Constraint in lbs/MMBtu | FALSE | L | Annual | Allowances Sold NOX | Thousand Tons | 0 | 0 | 0 | 0 | 0 | 0 | 0
CT Fac. Spec. - NOX Rate Winter v.4.10 Final, Unit 1198 and retrofits | 317 | 2270 | Rate Constraint in lbs/MMBtu | FALSE | L | Annual | Allowances Banked | Thousand Tons | 0 | 0 | 0 | 0 | 0 | 0 | 0
CT Fac. Spec. - NOX Rate Winter v.4.10 Final, Unit 1198 and retrofits | 317 | 2270 | Rate Constraint in lbs/MMBtu | FALSE | L | Annual | Allowances Withdrawn (1:1) | Thousand Tons | 0 | 0 | 0 | 0 | 0 | 0 | 0
CT Fac. Spec. - NOX Rate Winter v.4.10 Final, Unit 1198 and retrofits | 317 | 2270 | Rate Constraint in lbs/MMBtu | FALSE | L | Annual | Allowances Withdrawn (n:1) | Thousand Tons | 0 | 0 | 0 | 0 | 0 | 0 | 0
CT Fac. Spec. - NOX Rate Winter v.4.10 Final, Unit 1198 and retrofits | 317 | 2270 | Rate Constraint in lbs/MMBtu | FALSE | L | Annual | Net Emissions Allowance Position | Thousand Tons | 0 | 0 | 0 | 0 | 0 | 0 | 0
CT Fac. Spec. - NOX Rate Winter v.4.10 Final, Unit 1198 and retrofits | 317 | 2270 | Rate Constraint in lbs/MMBtu | FALSE | L | Annual | Fuel Consumed | TBtu | 0 | 0 | 0 | 0 | 0 | 0 | 0
CT Fac. Spec. - NOX Rate Winter v.4.10 Final, Unit 1198 and retrofits | 317 | 2270 | Rate Constraint in lbs/MMBtu | FALSE | L | Annual | Rate | lb/MMBtu | 0 | 0 | 0 | 0 | 0 | 0 | 0
CT Fac. Spec. - NOX Rate Winter v.4.10 Final, Unit 1198 and retrofits | 317 | 2270 | Rate Constraint in lbs/MMBtu | FALSE | L | Annual | Generation | TWh | 0 | 0 | 0 | 0 | 0 | 0 | 0
CT Fac. Spec. - NOX Rate Winter v.4.10 Final, Unit 1198 and retrofits | 317 | 2270 | Rate Constraint in lbs/MMBtu | FALSE | L | Annual | Qualifying Generation | TWh | 0 | 0 | 0 | 0 | 0 | 0 | 0
CT Fac. Spec. - NOX Rate Winter v.4.10 Final, Unit 1198 and retrofits | 317 | 2270 | Rate Constraint in lbs/MMBtu | FALSE | L | Annual | Rate | lb/MWh | 0 | 0 | 0 | 0 | 0 | 0 | 0
CT Fac. Spec. - NOX Rate Winter v.4.10 Final, Unit 1198 and retrofits | 317 | 2270 | Rate Constraint in lbs/MMBtu | FALSE | L | Annual | Constraint Shadow Price | US2011$/Ton | 0 | 0 | 0 | 0 | 0 | 0 | 0
CT Fac. Spec. - NOX Rate Winter v.4.10 Final, Unit 1199 and retrofits | 318 | 2270 | Rate Constraint in lbs/MMBtu | FALSE | L | Annual | Seasons Included | Seasons | Winter | Winter | Winter | Winter | Winter | Winter | Winter
CT Fac. Spec. - NOX Rate Winter v.4.10 Final, Unit 1199 and retrofits | 318 | 2270 | Rate Constraint in lbs/MMBtu | FALSE | L | Annual | Standard NOX | lb/MMBtu | 0.15 | 0.15 | 0.15 | 0.15 | 0.15 | 0.15 | 0.15
CT Fac. Spec. - NOX Rate Winter v.4.10 Final, Unit 1199 and retrofits | 318 | 2270 | Rate Constraint in lbs/MMBtu | FALSE | L | Annual | Emissions at Affected Plants NOX | Thousand Tons | 0 | 0 | 0 | 0 | 0 | 0 | 0
CT Fac. Spec. - NOX Rate Winter v.4.10 Final, Unit 1199 and retrofits | 318 | 2270 | Rate Constraint in lbs/MMBtu | FALSE | L | Annual | Allowances Purchased NOX | Thousand Tons | 0 | 0 | 0 | 0 | 0 | 0 | 0
CT Fac. Spec. - NOX Rate Winter v.4.10 Final, Unit 1199 and retrofits | 318 | 2270 | Rate Constraint in lbs/MMBtu | FALSE | L | Annual | Allowances Sold NOX | Thousand Tons | 0 | 0 | 0 | 0 | 0 | 0 | 0
CT Fac. Spec. - NOX Rate Winter v.4.10 Final, Unit 1199 and retrofits | 318 | 2270 | Rate Constraint in lbs/MMBtu | FALSE | L | Annual | Allowances Banked | Thousand Tons | 0 | 0 | 0 | 0 | 0 | 0 | 0
CT Fac. Spec. - NOX Rate Winter v.4.10 Final, Unit 1199 and retrofits | 318 | 2270 | Rate Constraint in lbs/MMBtu | FALSE | L | Annual | Allowances Withdrawn (1:1) | Thousand Tons | 0 | 0 | 0 | 0 | 0 | 0 | 0
CT Fac. Spec. - NOX Rate Winter v.4.10 Final, Unit 1199 and retrofits | 318 | 2270 | Rate Constraint in lbs/MMBtu | FALSE | L | Annual | Allowances Withdrawn (n:1) | Thousand Tons | 0 | 0 | 0 | 0 | 0 | 0 | 0
CT Fac. Spec. - NOX Rate Winter v.4.10 Final, Unit 1199 and retrofits | 318 | 2270 | Rate Constraint in lbs/MMBtu | FALSE | L | Annual | Net Emissions Allowance Position | Thousand Tons | 0 | 0 | 0 | 0 | 0 | 0 | 0
CT Fac. Spec. - NOX Rate Winter v.4.10 Final, Unit 1199 and retrofits | 318 | 2270 | Rate Constraint in lbs/MMBtu | FALSE | L | Annual | Fuel Consumed | TBtu | 0 | 0 | 0 | 0 | 0 | 0 | 0
CT Fac. Spec. - NOX Rate Winter v.4.10 Final, Unit 1199 and retrofits | 318 | 2270 | Rate Constraint in lbs/MMBtu | FALSE | L | Annual | Rate | lb/MMBtu | 0 | 0 | 0 | 0 | 0 | 0 | 0
CT Fac. Spec. - NOX Rate Winter v.4.10 Final, Unit 1199 and retrofits | 318 | 2270 | Rate Constraint in lbs/MMBtu | FALSE | L | Annual | Generation | TWh | 0 | 0 | 0 | 0 | 0 | 0 | 0
CT Fac. Spec. - NOX Rate Winter v.4.10 Final, Unit 1199 and retrofits | 318 | 2270 | Rate Constraint in lbs/MMBtu | FALSE | L | Annual | Qualifying Generation | TWh | 0 | 0 | 0 | 0 | 0 | 0 | 0
CT Fac. Spec. - NOX Rate Winter v.4.10 Final, Unit 1199 and retrofits | 318 | 2270 | Rate Constraint in lbs/MMBtu | FALSE | L | Annual | Rate | lb/MWh | 0 | 0 | 0 | 0 | 0 | 0 | 0
CT Fac. Spec. - NOX Rate Winter v.4.10 Final, Unit 1199 and retrofits | 318 | 2270 | Rate Constraint in lbs/MMBtu | FALSE | L | Annual | Constraint Shadow Price | US2011$/Ton | 0 | 0 | 0 | 0 | 0 | 0 | 0
CT Fac. Spec. - NOX Rate Winter v.4.10 Final, Unit 1200 and retrofits | 319 | 2270 | Rate Constraint in lbs/MMBtu | FALSE | L | Annual | Seasons Included | Seasons | Winter | Winter | Winter | Winter | Winter | Winter | Winter
CT Fac. Spec. - NOX Rate Winter v.4.10 Final, Unit 1200 and retrofits | 319 | 2270 | Rate Constraint in lbs/MMBtu | FALSE | L | Annual | Standard NOX | lb/MMBtu | 0.15 | 0.15 | 0.15 | 0.15 | 0.15 | 0.15 | 0.15
CT Fac. Spec. - NOX Rate Winter v.4.10 Final, Unit 1200 and retrofits | 319 | 2270 | Rate Constraint in lbs/MMBtu | FALSE | L | Annual | Emissions at Affected Plants NOX | Thousand Tons | 0 | 0 | 0 | 0 | 0 | 0 | 0
CT Fac. Spec. - NOX Rate Winter v.4.10 Final, Unit 1200 and retrofits | 319 | 2270 | Rate Constraint in lbs/MMBtu | FALSE | L | Annual | Allowances Purchased NOX | Thousand Tons | 0 | 0 | 0 | 0 | 0 | 0 | 0
CT Fac. Spec. - NOX Rate Winter v.4.10 Final, Unit 1200 and retrofits | 319 | 2270 | Rate Constraint in lbs/MMBtu | FALSE | L | Annual | Allowances Sold NOX | Thousand Tons | 0 | 0 | 0 | 0 | 0 | 0 | 0
CT Fac. Spec. - NOX Rate Winter v.4.10 Final, Unit 1200 and retrofits | 319 | 2270 | Rate Constraint in lbs/MMBtu | FALSE | L | Annual | Allowances Banked | Thousand Tons | 0 | 0 | 0 | 0 | 0 | 0 | 0
CT Fac. Spec. - NOX Rate Winter v.4.10 Final, Unit 1200 and retrofits | 319 | 2270 | Rate Constraint in lbs/MMBtu | FALSE | L | Annual | Allowances Withdrawn (1:1) | Thousand Tons | 0 | 0 | 0 | 0 | 0 | 0 | 0
CT Fac. Spec. - NOX Rate Winter v.4.10 Final, Unit 1200 and retrofits | 319 | 2270 | Rate Constraint in lbs/MMBtu | FALSE | L | Annual | Allowances Withdrawn (n:1) | Thousand Tons | 0 | 0 | 0 | 0 | 0 | 0 | 0
CT Fac. Spec. - NOX Rate Winter v.4.10 Final, Unit 1200 and retrofits | 319 | 2270 | Rate Constraint in lbs/MMBtu | FALSE | L | Annual | Net Emissions Allowance Position | Thousand Tons | 0 | 0 | 0 | 0 | 0 | 0 | 0
CT Fac. Spec. - NOX Rate Winter v.4.10 Final, Unit 1200 and retrofits | 319 | 2270 | Rate Constraint in lbs/MMBtu | FALSE | L | Annual | Fuel Consumed | TBtu | 0 | 0 | 0 | 0 | 0 | 0 | 0
CT Fac. Spec. - NOX Rate Winter v.4.10 Final, Unit 1200 and retrofits | 319 | 2270 | Rate Constraint in lbs/MMBtu | FALSE | L | Annual | Rate | lb/MMBtu | 0 | 0 | 0 | 0 | 0 | 0 | 0
CT Fac. Spec. - NOX Rate Winter v.4.10 Final, Unit 1200 and retrofits | 319 | 2270 | Rate Constraint in lbs/MMBtu | FALSE | L | Annual | Generation | TWh | 0 | 0 | 0 | 0 | 0 | 0 | 0
CT Fac. Spec. - NOX Rate Winter v.4.10 Final, Unit 1200 and retrofits | 319 | 2270 | Rate Constraint in lbs/MMBtu | FALSE | L | Annual | Qualifying Generation | TWh | 0 | 0 | 0 | 0 | 0 | 0 | 0
CT Fac. Spec. - NOX Rate Winter v.4.10 Final, Unit 1200 and retrofits | 319 | 2270 | Rate Constraint in lbs/MMBtu | FALSE | L | Annual | Rate | lb/MWh | 0 | 0 | 0 | 0 | 0 | 0 | 0
CT Fac. Spec. - NOX Rate Winter v.4.10 Final, Unit 1200 and retrofits | 319 | 2270 | Rate Constraint in lbs/MMBtu | FALSE | L | Annual | Constraint Shadow Price | US2011$/Ton | 0 | 0 | 0 | 0 | 0 | 0 | 0
CT Fac. Spec. - NOX Rate Winter v.4.10 Final, Unit 1201 and retrofits | 320 | 2270 | Rate Constraint in lbs/MMBtu | FALSE | L | Annual | Seasons Included | Seasons | Winter | Winter | Winter | Winter | Winter | Winter | Winter
CT Fac. Spec. - NOX Rate Winter v.4.10 Final, Unit 1201 and retrofits | 320 | 2270 | Rate Constraint in lbs/MMBtu | FALSE | L | Annual | Standard NOX | lb/MMBtu | 0.15 | 0.15 | 0.15 | 0.15 | 0.15 | 0.15 | 0.15
CT Fac. Spec. - NOX Rate Winter v.4.10 Final, Unit 1201 and retrofits | 320 | 2270 | Rate Constraint in lbs/MMBtu | FALSE | L | Annual | Emissions at Affected Plants NOX | Thousand Tons | 0 | 0 | 0 | 0 | 0 | 0 | 0
CT Fac. Spec. - NOX Rate Winter v.4.10 Final, Unit 1201 and retrofits | 320 | 2270 | Rate Constraint in lbs/MMBtu | FALSE | L | Annual | Allowances Purchased NOX | Thousand Tons | 0 | 0 | 0 | 0 | 0 | 0 | 0
CT Fac. Spec. - NOX Rate Winter v.4.10 Final, Unit 1201 and retrofits | 320 | 2270 | Rate Constraint in lbs/MMBtu | FALSE | L | Annual | Allowances Sold NOX | Thousand Tons | 0 | 0 | 0 | 0 | 0 | 0 | 0
CT Fac. Spec. - NOX Rate Winter v.4.10 Final, Unit 1201 and retrofits | 320 | 2270 | Rate Constraint in lbs/MMBtu | FALSE | L | Annual | Allowances Banked | Thousand Tons | 0 | 0 | 0 | 0 | 0 | 0 | 0
CT Fac. Spec. - NOX Rate Winter v.4.10 Final, Unit 1201 and retrofits | 320 | 2270 | Rate Constraint in lbs/MMBtu | FALSE | L | Annual | Allowances Withdrawn (1:1) | Thousand Tons | 0 | 0 | 0 | 0 | 0 | 0 | 0
CT Fac. Spec. - NOX Rate Winter v.4.10 Final, Unit 1201 and retrofits | 320 | 2270 | Rate Constraint in lbs/MMBtu | FALSE | L | Annual | Allowances Withdrawn (n:1) | Thousand Tons | 0 | 0 | 0 | 0 | 0 | 0 | 0
CT Fac. Spec. - NOX Rate Winter v.4.10 Final, Unit 1201 and retrofits | 320 | 2270 | Rate Constraint in lbs/MMBtu | FALSE | L | Annual | Net Emissions Allowance Position | Thousand Tons | 0 | 0 | 0 | 0 | 0 | 0 | 0
CT Fac. Spec. - NOX Rate Winter v.4.10 Final, Unit 1201 and retrofits | 320 | 2270 | Rate Constraint in lbs/MMBtu | FALSE | L | Annual | Fuel Consumed | TBtu | 0 | 0 | 0 | 0 | 0 | 0 | 0
CT Fac. Spec. - NOX Rate Winter v.4.10 Final, Unit 1201 and retrofits | 320 | 2270 | Rate Constraint in lbs/MMBtu | FALSE | L | Annual | Rate | lb/MMBtu | 0 | 0 | 0 | 0 | 0 | 0 | 0
CT Fac. Spec. - NOX Rate Winter v.4.10 Final, Unit 1201 and retrofits | 320 | 2270 | Rate Constraint in lbs/MMBtu | FALSE | L | Annual | Generation | TWh | 0 | 0 | 0 | 0 | 0 | 0 | 0
CT Fac. Spec. - NOX Rate Winter v.4.10 Final, Unit 1201 and retrofits | 320 | 2270 | Rate Constraint in lbs/MMBtu | FALSE | L | Annual | Qualifying Generation | TWh | 0 | 0 | 0 | 0 | 0 | 0 | 0
CT Fac. Spec. - NOX Rate Winter v.4.10 Final, Unit 1201 and retrofits | 320 | 2270 | Rate Constraint in lbs/MMBtu | FALSE | L | Annual | Rate | lb/MWh | 0 | 0 | 0 | 0 | 0 | 0 | 0
CT Fac. Spec. - NOX Rate Winter v.4.10 Final, Unit 1201 and retrofits | 320 | 2270 | Rate Constraint in lbs/MMBtu | FALSE | L | Annual | Constraint Shadow Price | US2011$/Ton | 0 | 0 | 0 | 0 | 0 | 0 | 0
CT Fac. Spec. - NOX Rate Winter v.4.10 Final, Unit 1202 and retrofits | 321 | 2270 | Rate Constraint in lbs/MMBtu | FALSE | L | Annual | Seasons Included | Seasons | Winter | Winter | Winter | Winter | Winter | Winter | Winter
CT Fac. Spec. - NOX Rate Winter v.4.10 Final, Unit 1202 and retrofits | 321 | 2270 | Rate Constraint in lbs/MMBtu | FALSE | L | Annual | Standard NOX | lb/MMBtu | 0.15 | 0.15 | 0.15 | 0.15 | 0.15 | 0.15 | 0.15
CT Fac. Spec. - NOX Rate Winter v.4.10 Final, Unit 1202 and retrofits | 321 | 2270 | Rate Constraint in lbs/MMBtu | FALSE | L | Annual | Emissions at Affected Plants NOX | Thousand Tons | 0 | 0 | 0 | 0 | 0 | 0 | 0
CT Fac. Spec. - NOX Rate Winter v.4.10 Final, Unit 1202 and retrofits | 321 | 2270 | Rate Constraint in lbs/MMBtu | FALSE | L | Annual | Allowances Purchased NOX | Thousand Tons | 0 | 0 | 0 | 0 | 0 | 0 | 0
CT Fac. Spec. - NOX Rate Winter v.4.10 Final, Unit 1202 and retrofits | 321 | 2270 | Rate Constraint in lbs/MMBtu | FALSE | L | Annual | Allowances Sold NOX | Thousand Tons | 0 | 0 | 0 | 0 | 0 | 0 | 0
CT Fac. Spec. - NOX Rate Winter v.4.10 Final, Unit 1202 and retrofits | 321 | 2270 | Rate Constraint in lbs/MMBtu | FALSE | L | Annual | Allowances Banked | Thousand Tons | 0 | 0 | 0 | 0 | 0 | 0 | 0
CT Fac. Spec. - NOX Rate Winter v.4.10 Final, Unit 1202 and retrofits | 321 | 2270 | Rate Constraint in lbs/MMBtu | FALSE | L | Annual | Allowances Withdrawn (1:1) | Thousand Tons | 0 | 0 | 0 | 0 | 0 | 0 | 0
CT Fac. Spec. - NOX Rate Winter v.4.10 Final, Unit 1202 and retrofits | 321 | 2270 | Rate Constraint in lbs/MMBtu | FALSE | L | Annual | Allowances Withdrawn (n:1) | Thousand Tons | 0 | 0 | 0 | 0 | 0 | 0 | 0
CT Fac. Spec. - NOX Rate Winter v.4.10 Final, Unit 1202 and retrofits | 321 | 2270 | Rate Constraint in lbs/MMBtu | FALSE | L | Annual | Net Emissions Allowance Position | Thousand Tons | 0 | 0 | 0 | 0 | 0 | 0 | 0
CT Fac. Spec. - NOX Rate Winter v.4.10 Final, Unit 1202 and retrofits | 321 | 2270 | Rate Constraint in lbs/MMBtu | FALSE | L | Annual | Fuel Consumed | TBtu | 0 | 0 | 0 | 0 | 0 | 0 | 0
CT Fac. Spec. - NOX Rate Winter v.4.10 Final, Unit 1202 and retrofits | 321 | 2270 | Rate Constraint in lbs/MMBtu | FALSE | L | Annual | Rate | lb/MMBtu | 0 | 0 | 0 | 0 | 0 | 0 | 0
CT Fac. Spec. - NOX Rate Winter v.4.10 Final, Unit 1202 and retrofits | 321 | 2270 | Rate Constraint in lbs/MMBtu | FALSE | L | Annual | Generation | TWh | 0 | 0 | 0 | 0 | 0 | 0 | 0
CT Fac. Spec. - NOX Rate Winter v.4.10 Final, Unit 1202 and retrofits | 321 | 2270 | Rate Constraint in lbs/MMBtu | FALSE | L | Annual | Qualifying Generation | TWh | 0 | 0 | 0 | 0 | 0 | 0 | 0
CT Fac. Spec. - NOX Rate Winter v.4.10 Final, Unit 1202 and retrofits | 321 | 2270 | Rate Constraint in lbs/MMBtu | FALSE | L | Annual | Rate | lb/MWh | 0 | 0 | 0 | 0 | 0 | 0 | 0
CT Fac. Spec. - NOX Rate Winter v.4.10 Final, Unit 1202 and retrofits | 321 | 2270 | Rate Constraint in lbs/MMBtu | FALSE | L | Annual | Constraint Shadow Price | US2011$/Ton | 0 | 0 | 0 | 0 | 0 | 0 | 0
CT Fac. Spec. - NOX Rate Winter v.4.10 Final, Unit 1203 and retrofits | 322 | 2270 | Rate Constraint in lbs/MMBtu | FALSE | L | Annual | Seasons Included | Seasons | Winter | Winter | Winter | Winter | Winter | Winter | Winter
CT Fac. Spec. - NOX Rate Winter v.4.10 Final, Unit 1203 and retrofits | 322 | 2270 | Rate Constraint in lbs/MMBtu | FALSE | L | Annual | Standard NOX | lb/MMBtu | 0.15 | 0.15 | 0.15 | 0.15 | 0.15 | 0.15 | 0.15
CT Fac. Spec. - NOX Rate Winter v.4.10 Final, Unit 1203 and retrofits | 322 | 2270 | Rate Constraint in lbs/MMBtu | FALSE | L | Annual | Emissions at Affected Plants NOX | Thousand Tons | 0 | 0 | 0 | 0 | 0 | 0 | 0
CT Fac. Spec. - NOX Rate Winter v.4.10 Final, Unit 1203 and retrofits | 322 | 2270 | Rate Constraint in lbs/MMBtu | FALSE | L | Annual | Allowances Purchased NOX | Thousand Tons | 0 | 0 | 0 | 0 | 0 | 0 | 0
CT Fac. Spec. - NOX Rate Winter v.4.10 Final, Unit 1203 and retrofits | 322 | 2270 | Rate Constraint in lbs/MMBtu | FALSE | L | Annual | Allowances Sold NOX | Thousand Tons | 0 | 0 | 0 | 0 | 0 | 0 | 0
CT Fac. Spec. - NOX Rate Winter v.4.10 Final, Unit 1203 and retrofits | 322 | 2270 | Rate Constraint in lbs/MMBtu | FALSE | L | Annual | Allowances Banked | Thousand Tons | 0 | 0 | 0 | 0 | 0 | 0 | 0
CT Fac. Spec. - NOX Rate Winter v.4.10 Final, Unit 1203 and retrofits | 322 | 2270 | Rate Constraint in lbs/MMBtu | FALSE | L | Annual | Allowances Withdrawn (1:1) | Thousand Tons | 0 | 0 | 0 | 0 | 0 | 0 | 0
CT Fac. Spec. - NOX Rate Winter v.4.10 Final, Unit 1203 and retrofits | 322 | 2270 | Rate Constraint in lbs/MMBtu | FALSE | L | Annual | Allowances Withdrawn (n:1) | Thousand Tons | 0 | 0 | 0 | 0 | 0 | 0 | 0
CT Fac. Spec. - NOX Rate Winter v.4.10 Final, Unit 1203 and retrofits | 322 | 2270 | Rate Constraint in lbs/MMBtu | FALSE | L | Annual | Net Emissions Allowance Position | Thousand Tons | 0 | 0 | 0 | 0 | 0 | 0 | 0
CT Fac. Spec. - NOX Rate Winter v.4.10 Final, Unit 1203 and retrofits | 322 | 2270 | Rate Constraint in lbs/MMBtu | FALSE | L | Annual | Fuel Consumed | TBtu | 0 | 0 | 0 | 0 | 0 | 0 | 0
CT Fac. Spec. - NOX Rate Winter v.4.10 Final, Unit 1203 and retrofits | 322 | 2270 | Rate Constraint in lbs/MMBtu | FALSE | L | Annual | Rate | lb/MMBtu | 0 | 0 | 0 | 0 | 0 | 0 | 0
CT Fac. Spec. - NOX Rate Winter v.4.10 Final, Unit 1203 and retrofits | 322 | 2270 | Rate Constraint in lbs/MMBtu | FALSE | L | Annual | Generation | TWh | 0 | 0 | 0 | 0 | 0 | 0 | 0
CT Fac. Spec. - NOX Rate Winter v.4.10 Final, Unit 1203 and retrofits | 322 | 2270 | Rate Constraint in lbs/MMBtu | FALSE | L | Annual | Qualifying Generation | TWh | 0 | 0 | 0 | 0 | 0 | 0 | 0
CT Fac. Spec. - NOX Rate Winter v.4.10 Final, Unit 1203 and retrofits | 322 | 2270 | Rate Constraint in lbs/MMBtu | FALSE | L | Annual | Rate | lb/MWh | 0 | 0 | 0 | 0 | 0 | 0 | 0
CT Fac. Spec. - NOX Rate Winter v.4.10 Final, Unit 1203 and retrofits | 322 | 2270 | Rate Constraint in lbs/MMBtu | FALSE | L | Annual | Constraint Shadow Price | US2011$/Ton | 0 | 0 | 0 | 0 | 0 | 0 | 0
CT Fac. Spec. - NOX Rate Winter v.4.10 Final, Unit 1204 and retrofits | 323 | 2270 | Rate Constraint in lbs/MMBtu | FALSE | L | Annual | Seasons Included | Seasons | Winter | Winter | Winter | Winter | Winter | Winter | Winter
CT Fac. Spec. - NOX Rate Winter v.4.10 Final, Unit 1204 and retrofits | 323 | 2270 | Rate Constraint in lbs/MMBtu | FALSE | L | Annual | Standard NOX | lb/MMBtu | 0.15 | 0.15 | 0.15 | 0.15 | 0.15 | 0.15 | 0.15
CT Fac. Spec. - NOX Rate Winter v.4.10 Final, Unit 1204 and retrofits | 323 | 2270 | Rate Constraint in lbs/MMBtu | FALSE | L | Annual | Emissions at Affected Plants NOX | Thousand Tons | 0 | 0 | 0 | 0 | 0 | 0 | 0
CT Fac. Spec. - NOX Rate Winter v.4.10 Final, Unit 1204 and retrofits | 323 | 2270 | Rate Constraint in lbs/MMBtu | FALSE | L | Annual | Allowances Purchased NOX | Thousand Tons | 0 | 0 | 0 | 0 | 0 | 0 | 0
CT Fac. Spec. - NOX Rate Winter v.4.10 Final, Unit 1204 and retrofits | 323 | 2270 | Rate Constraint in lbs/MMBtu | FALSE | L | Annual | Allowances Sold NOX | Thousand Tons | 0 | 0 | 0 | 0 | 0 | 0 | 0
CT Fac. Spec. - NOX Rate Winter v.4.10 Final, Unit 1204 and retrofits | 323 | 2270 | Rate Constraint in lbs/MMBtu | FALSE | L | Annual | Allowances Banked | Thousand Tons | 0 | 0 | 0 | 0 | 0 | 0 | 0
CT Fac. Spec. - NOX Rate Winter v.4.10 Final, Unit 1204 and retrofits | 323 | 2270 | Rate Constraint in lbs/MMBtu | FALSE | L | Annual | Allowances Withdrawn (1:1) | Thousand Tons | 0 | 0 | 0 | 0 | 0 | 0 | 0
CT Fac. Spec. - NOX Rate Winter v.4.10 Final, Unit 1204 and retrofits | 323 | 2270 | Rate Constraint in lbs/MMBtu | FALSE | L | Annual | Allowances Withdrawn (n:1) | Thousand Tons | 0 | 0 | 0 | 0 | 0 | 0 | 0
CT Fac. Spec. - NOX Rate Winter v.4.10 Final, Unit 1204 and retrofits | 323 | 2270 | Rate Constraint in lbs/MMBtu | FALSE | L | Annual | Net Emissions Allowance Position | Thousand Tons | 0 | 0 | 0 | 0 | 0 | 0 | 0
CT Fac. Spec. - NOX Rate Winter v.4.10 Final, Unit 1204 and retrofits | 323 | 2270 | Rate Constraint in lbs/MMBtu | FALSE | L | Annual | Fuel Consumed | TBtu | 0 | 0 | 0 | 0 | 0 | 0 | 0
CT Fac. Spec. - NOX Rate Winter v.4.10 Final, Unit 1204 and retrofits | 323 | 2270 | Rate Constraint in lbs/MMBtu | FALSE | L | Annual | Rate | lb/MMBtu | 0 | 0 | 0 | 0 | 0 | 0 | 0
CT Fac. Spec. - NOX Rate Winter v.4.10 Final, Unit 1204 and retrofits | 323 | 2270 | Rate Constraint in lbs/MMBtu | FALSE | L | Annual | Generation | TWh | 0 | 0 | 0 | 0 | 0 | 0 | 0
CT Fac. Spec. - NOX Rate Winter v.4.10 Final, Unit 1204 and retrofits | 323 | 2270 | Rate Constraint in lbs/MMBtu | FALSE | L | Annual | Qualifying Generation | TWh | 0 | 0 | 0 | 0 | 0 | 0 | 0
CT Fac. Spec. - NOX Rate Winter v.4.10 Final, Unit 1204 and retrofits | 323 | 2270 | Rate Constraint in lbs/MMBtu | FALSE | L | Annual | Rate | lb/MWh | 0 | 0 | 0 | 0 | 0 | 0 | 0
CT Fac. Spec. - NOX Rate Winter v.4.10 Final, Unit 1204 and retrofits | 323 | 2270 | Rate Constraint in lbs/MMBtu | FALSE | L | Annual | Constraint Shadow Price | US2011$/Ton | 0 | 0 | 0 | 0 | 0 | 0 | 0
CT Fac. Spec. - NOX Rate Winter v.4.10 Final, Unit 1206 and retrofits | 324 | 2270 | Rate Constraint in lbs/MMBtu | FALSE | L | Annual | Seasons Included | Seasons | Winter | Winter | Winter | Winter | Winter | Winter | Winter
CT Fac. Spec. - NOX Rate Winter v.4.10 Final, Unit 1206 and retrofits | 324 | 2270 | Rate Constraint in lbs/MMBtu | FALSE | L | Annual | Standard NOX | lb/MMBtu | 0.15 | 0.15 | 0.15 | 0.15 | 0.15 | 0.15 | 0.15
CT Fac. Spec. - NOX Rate Winter v.4.10 Final, Unit 1206 and retrofits | 324 | 2270 | Rate Constraint in lbs/MMBtu | FALSE | L | Annual | Emissions at Affected Plants NOX | Thousand Tons | 0 | 0 | 0 | 0 | 0 | 0 | 0
CT Fac. Spec. - NOX Rate Winter v.4.10 Final, Unit 1206 and retrofits | 324 | 2270 | Rate Constraint in lbs/MMBtu | FALSE | L | Annual | Allowances Purchased NOX | Thousand Tons | 0 | 0 | 0 | 0 | 0 | 0 | 0
CT Fac. Spec. - NOX Rate Winter v.4.10 Final, Unit 1206 and retrofits | 324 | 2270 | Rate Constraint in lbs/MMBtu | FALSE | L | Annual | Allowances Sold NOX | Thousand Tons | 0 | 0 | 0 | 0 | 0 | 0 | 0
CT Fac. Spec. - NOX Rate Winter v.4.10 Final, Unit 1206 and retrofits | 324 | 2270 | Rate Constraint in lbs/MMBtu | FALSE | L | Annual | Allowances Banked | Thousand Tons | 0 | 0 | 0 | 0 | 0 | 0 | 0
CT Fac. Spec. - NOX Rate Winter v.4.10 Final, Unit 1206 and retrofits | 324 | 2270 | Rate Constraint in lbs/MMBtu | FALSE | L | Annual | Allowances Withdrawn (1:1) | Thousand Tons | 0 | 0 | 0 | 0 | 0 | 0 | 0
CT Fac. Spec. - NOX Rate Winter v.4.10 Final, Unit 1206 and retrofits | 324 | 2270 | Rate Constraint in lbs/MMBtu | FALSE | L | Annual | Allowances Withdrawn (n:1) | Thousand Tons | 0 | 0 | 0 | 0 | 0 | 0 | 0
CT Fac. Spec. - NOX Rate Winter v.4.10 Final, Unit 1206 and retrofits | 324 | 2270 | Rate Constraint in lbs/MMBtu | FALSE | L | Annual | Net Emissions Allowance Position | Thousand Tons | 0 | 0 | 0 | 0 | 0 | 0 | 0
CT Fac. Spec. - NOX Rate Winter v.4.10 Final, Unit 1206 and retrofits | 324 | 2270 | Rate Constraint in lbs/MMBtu | FALSE | L | Annual | Fuel Consumed | TBtu | 0 | 0 | 0 | 0 | 0 | 0 | 0
CT Fac. Spec. - NOX Rate Winter v.4.10 Final, Unit 1206 and retrofits | 324 | 2270 | Rate Constraint in lbs/MMBtu | FALSE | L | Annual | Rate | lb/MMBtu | 0 | 0 | 0 | 0 | 0 | 0 | 0
CT Fac. Spec. - NOX Rate Winter v.4.10 Final, Unit 1206 and retrofits | 324 | 2270 | Rate Constraint in lbs/MMBtu | FALSE | L | Annual | Generation | TWh | 0 | 0 | 0 | 0 | 0 | 0 | 0
CT Fac. Spec. - NOX Rate Winter v.4.10 Final, Unit 1206 and retrofits | 324 | 2270 | Rate Constraint in lbs/MMBtu | FALSE | L | Annual | Qualifying Generation | TWh | 0 | 0 | 0 | 0 | 0 | 0 | 0
CT Fac. Spec. - NOX Rate Winter v.4.10 Final, Unit 1206 and retrofits | 324 | 2270 | Rate Constraint in lbs/MMBtu | FALSE | L | Annual | Rate | lb/MWh | 0 | 0 | 0 | 0 | 0 | 0 | 0
CT Fac. Spec. - NOX Rate Winter v.4.10 Final, Unit 1206 and retrofits | 324 | 2270 | Rate Constraint in lbs/MMBtu | FALSE | L | Annual | Constraint Shadow Price | US2011$/Ton | 0 | 0 | 0 | 0 | 0 | 0 | 0
CT Fac. Spec. - NOX Rate Winter v.4.10 Final, Unit 1207 and retrofits | 325 | 2270 | Rate Constraint in lbs/MMBtu | FALSE | L | Annual | Seasons Included | Seasons | Winter | Winter | Winter | Winter | Winter | Winter | Winter
CT Fac. Spec. - NOX Rate Winter v.4.10 Final, Unit 1207 and retrofits | 325 | 2270 | Rate Constraint in lbs/MMBtu | FALSE | L | Annual | Standard NOX | lb/MMBtu | 0.15 | 0.15 | 0.15 | 0.15 | 0.15 | 0.15 | 0.15
CT Fac. Spec. - NOX Rate Winter v.4.10 Final, Unit 1207 and retrofits | 325 | 2270 | Rate Constraint in lbs/MMBtu | FALSE | L | Annual | Emissions at Affected Plants NOX | Thousand Tons | 0 | 0 | 0 | 0 | 0 | 0 | 0
CT Fac. Spec. - NOX Rate Winter v.4.10 Final, Unit 1207 and retrofits | 325 | 2270 | Rate Constraint in lbs/MMBtu | FALSE | L | Annual | Allowances Purchased NOX | Thousand Tons | 0 | 0 | 0 | 0 | 0 | 0 | 0
CT Fac. Spec. - NOX Rate Winter v.4.10 Final, Unit 1207 and retrofits | 325 | 2270 | Rate Constraint in lbs/MMBtu | FALSE | L | Annual | Allowances Sold NOX | Thousand Tons | 0 | 0 | 0 | 0 | 0 | 0 | 0
CT Fac. Spec. - NOX Rate Winter v.4.10 Final, Unit 1207 and retrofits | 325 | 2270 | Rate Constraint in lbs/MMBtu | FALSE | L | Annual | Allowances Banked | Thousand Tons | 0 | 0 | 0 | 0 | 0 | 0 | 0
CT Fac. Spec. - NOX Rate Winter v.4.10 Final, Unit 1207 and retrofits | 325 | 2270 | Rate Constraint in lbs/MMBtu | FALSE | L | Annual | Allowances Withdrawn (1:1) | Thousand Tons | 0 | 0 | 0 | 0 | 0 | 0 | 0
CT Fac. Spec. - NOX Rate Winter v.4.10 Final, Unit 1207 and retrofits | 325 | 2270 | Rate Constraint in lbs/MMBtu | FALSE | L | Annual | Allowances Withdrawn (n:1) | Thousand Tons | 0 | 0 | 0 | 0 | 0 | 0 | 0
CT Fac. Spec. - NOX Rate Winter v.4.10 Final, Unit 1207 and retrofits | 325 | 2270 | Rate Constraint in lbs/MMBtu | FALSE | L | Annual | Net Emissions Allowance Position | Thousand Tons | 0 | 0 | 0 | 0 | 0 | 0 | 0
CT Fac. Spec. - NOX Rate Winter v.4.10 Final, Unit 1207 and retrofits | 325 | 2270 | Rate Constraint in lbs/MMBtu | FALSE | L | Annual | Fuel Consumed | TBtu | 0 | 0 | 0 | 0 | 0 | 0 | 0
CT Fac. Spec. - NOX Rate Winter v.4.10 Final, Unit 1207 and retrofits | 325 | 2270 | Rate Constraint in lbs/MMBtu | FALSE | L | Annual | Rate | lb/MMBtu | 0 | 0 | 0 | 0 | 0 | 0 | 0
CT Fac. Spec. - NOX Rate Winter v.4.10 Final, Unit 1207 and retrofits | 325 | 2270 | Rate Constraint in lbs/MMBtu | FALSE | L | Annual | Generation | TWh | 0 | 0 | 0 | 0 | 0 | 0 | 0
CT Fac. Spec. - NOX Rate Winter v.4.10 Final, Unit 1207 and retrofits | 325 | 2270 | Rate Constraint in lbs/MMBtu | FALSE | L | Annual | Qualifying Generation | TWh | 0 | 0 | 0 | 0 | 0 | 0 | 0
CT Fac. Spec. - NOX Rate Winter v.4.10 Final, Unit 1207 and retrofits | 325 | 2270 | Rate Constraint in lbs/MMBtu | FALSE | L | Annual | Rate | lb/MWh | 0 | 0 | 0 | 0 | 0 | 0 | 0
CT Fac. Spec. - NOX Rate Winter v.4.10 Final, Unit 1207 and retrofits | 325 | 2270 | Rate Constraint in lbs/MMBtu | FALSE | L | Annual | Constraint Shadow Price | US2011$/Ton | 0 | 0 | 0 | 0 | 0 | 0 | 0
CT Fac. Spec. - NOX Rate Winter v.4.10 Final, Unit 1208 and retrofits | 326 | 2270 | Rate Constraint in lbs/MMBtu | FALSE | L | Annual | Seasons Included | Seasons | Winter | Winter | Winter | Winter | Winter | Winter | Winter
CT Fac. Spec. - NOX Rate Winter v.4.10 Final, Unit 1208 and retrofits | 326 | 2270 | Rate Constraint in lbs/MMBtu | FALSE | L | Annual | Standard NOX | lb/MMBtu | 0.15 | 0.15 | 0.15 | 0.15 | 0.15 | 0.15 | 0.15
CT Fac. Spec. - NOX Rate Winter v.4.10 Final, Unit 1208 and retrofits | 326 | 2270 | Rate Constraint in lbs/MMBtu | FALSE | L | Annual | Emissions at Affected Plants NOX | Thousand Tons | 0 | 0 | 0 | 0 | 0 | 0 | 0
CT Fac. Spec. - NOX Rate Winter v.4.10 Final, Unit 1208 and retrofits | 326 | 2270 | Rate Constraint in lbs/MMBtu | FALSE | L | Annual | Allowances Purchased NOX | Thousand Tons | 0 | 0 | 0 | 0 | 0 | 0 | 0
CT Fac. Spec. - NOX Rate Winter v.4.10 Final, Unit 1208 and retrofits | 326 | 2270 | Rate Constraint in lbs/MMBtu | FALSE | L | Annual | Allowances Sold NOX | Thousand Tons | 0 | 0 | 0 | 0 | 0 | 0 | 0
CT Fac. Spec. - NOX Rate Winter v.4.10 Final, Unit 1208 and retrofits | 326 | 2270 | Rate Constraint in lbs/MMBtu | FALSE | L | Annual | Allowances Banked | Thousand Tons | 0 | 0 | 0 | 0 | 0 | 0 | 0
CT Fac. Spec. - NOX Rate Winter v.4.10 Final, Unit 1208 and retrofits | 326 | 2270 | Rate Constraint in lbs/MMBtu | FALSE | L | Annual | Allowances Withdrawn (1:1) | Thousand Tons | 0 | 0 | 0 | 0 | 0 | 0 | 0
CT Fac. Spec. - NOX Rate Winter v.4.10 Final, Unit 1208 and retrofits | 326 | 2270 | Rate Constraint in lbs/MMBtu | FALSE | L | Annual | Allowances Withdrawn (n:1) | Thousand Tons | 0 | 0 | 0 | 0 | 0 | 0 | 0
CT Fac. Spec. - NOX Rate Winter v.4.10 Final, Unit 1208 and retrofits | 326 | 2270 | Rate Constraint in lbs/MMBtu | FALSE | L | Annual | Net Emissions Allowance Position | Thousand Tons | 0 | 0 | 0 | 0 | 0 | 0 | 0
CT Fac. Spec. - NOX Rate Winter v.4.10 Final, Unit 1208 and retrofits | 326 | 2270 | Rate Constraint in lbs/MMBtu | FALSE | L | Annual | Fuel Consumed | TBtu | 0 | 0 | 0 | 0 | 0 | 0 | 0
CT Fac. Spec. - NOX Rate Winter v.4.10 Final, Unit 1208 and retrofits | 326 | 2270 | Rate Constraint in lbs/MMBtu | FALSE | L | Annual | Rate | lb/MMBtu | 0 | 0 | 0 | 0 | 0 | 0 | 0
CT Fac. Spec. - NOX Rate Winter v.4.10 Final, Unit 1208 and retrofits | 326 | 2270 | Rate Constraint in lbs/MMBtu | FALSE | L | Annual | Generation | TWh | 0 | 0 | 0 | 0 | 0 | 0 | 0
CT Fac. Spec. - NOX Rate Winter v.4.10 Final, Unit 1208 and retrofits | 326 | 2270 | Rate Constraint in lbs/MMBtu | FALSE | L | Annual | Qualifying Generation | TWh | 0 | 0 | 0 | 0 | 0 | 0 | 0
CT Fac. Spec. - NOX Rate Winter v.4.10 Final, Unit 1208 and retrofits | 326 | 2270 | Rate Constraint in lbs/MMBtu | FALSE | L | Annual | Rate | lb/MWh | 0 | 0 | 0 | 0 | 0 | 0 | 0
CT Fac. Spec. - NOX Rate Winter v.4.10 Final, Unit 1208 and retrofits | 326 | 2270 | Rate Constraint in lbs/MMBtu | FALSE | L | Annual | Constraint Shadow Price | US2011$/Ton | 0 | 0 | 0 | 0 | 0 | 0 | 0
CT Fac. Spec. - NOX Rate Winter v.4.10 Final, Unit 3058 and retrofits | 327 | 2270 | Rate Constraint in lbs/MMBtu | FALSE | L | Annual | Seasons Included | Seasons | Winter | Winter | Winter | Winter | Winter | Winter | Winter
CT Fac. Spec. - NOX Rate Winter v.4.10 Final, Unit 3058 and retrofits | 327 | 2270 | Rate Constraint in lbs/MMBtu | FALSE | L | Annual | Standard NOX | lb/MMBtu | 0.15 | 0.15 | 0.15 | 0.15 | 0.15 | 0.15 | 0.15
CT Fac. Spec. - NOX Rate Winter v.4.10 Final, Unit 3058 and retrofits | 327 | 2270 | Rate Constraint in lbs/MMBtu | FALSE | L | Annual | Emissions at Affected Plants NOX | Thousand Tons | 0.023843 | 0.023843 | 0.023843 | 0.023843 | 0.023843 | 0.023843 | 0.023843
CT Fac. Spec. - NOX Rate Winter v.4.10 Final, Unit 3058 and retrofits | 327 | 2270 | Rate Constraint in lbs/MMBtu | FALSE | L | Annual | Allowances Purchased NOX | Thousand Tons | 0 | 0 | 0 | 0 | 0 | 0 | 0
CT Fac. Spec. - NOX Rate Winter v.4.10 Final, Unit 3058 and retrofits | 327 | 2270 | Rate Constraint in lbs/MMBtu | FALSE | L | Annual | Allowances Sold NOX | Thousand Tons | 0 | 0 | 0 | 0 | 0 | 0 | 0
CT Fac. Spec. - NOX Rate Winter v.4.10 Final, Unit 3058 and retrofits | 327 | 2270 | Rate Constraint in lbs/MMBtu | FALSE | L | Annual | Allowances Banked | Thousand Tons | 0 | 0 | 0 | 0 | 0 | 0 | 0
CT Fac. Spec. - NOX Rate Winter v.4.10 Final, Unit 3058 and retrofits | 327 | 2270 | Rate Constraint in lbs/MMBtu | FALSE | L | Annual | Allowances Withdrawn (1:1) | Thousand Tons | 0 | 0 | 0 | 0 | 0 | 0 | 0
CT Fac. Spec. - NOX Rate Winter v.4.10 Final, Unit 3058 and retrofits | 327 | 2270 | Rate Constraint in lbs/MMBtu | FALSE | L | Annual | Allowances Withdrawn (n:1) | Thousand Tons | 0 | 0 | 0 | 0 | 0 | 0 | 0
CT Fac. Spec. - NOX Rate Winter v.4.10 Final, Unit 3058 and retrofits | 327 | 2270 | Rate Constraint in lbs/MMBtu | FALSE | L | Annual | Net Emissions Allowance Position | Thousand Tons | 0.023843 | 0.023843 | 0.023843 | 0.023843 | 0.023843 | 0.023843 | 0.023843
CT Fac. Spec. - NOX Rate Winter v.4.10 Final, Unit 3058 and retrofits | 327 | 2270 | Rate Constraint in lbs/MMBtu | FALSE | L | Annual | Fuel Consumed | TBtu | 4.8237 | 4.8237 | 4.8237 | 4.8237 | 4.8237 | 4.8237 | 4.8237
CT Fac. Spec. - NOX Rate Winter v.4.10 Final, Unit 3058 and retrofits | 327 | 2270 | Rate Constraint in lbs/MMBtu | FALSE | L | Annual | Rate | lb/MMBtu | 0.009886 | 0.009886 | 0.009886 | 0.009886 | 0.009886 | 0.009886 | 0.009886
CT Fac. Spec. - NOX Rate Winter v.4.10 Final, Unit 3058 and retrofits | 327 | 2270 | Rate Constraint in lbs/MMBtu | FALSE | L | Annual | Generation | TWh | 0.67492 | 0.67492 | 0.67492 | 0.67492 | 0.67492 | 0.67492 | 0.67492
CT Fac. Spec. - NOX Rate Winter v.4.10 Final, Unit 3058 and retrofits | 327 | 2270 | Rate Constraint in lbs/MMBtu | FALSE | L | Annual | Qualifying Generation | TWh | 0.67492 | 0.67492 | 0.67492 | 0.67492 | 0.67492 | 0.67492 | 0.67492
CT Fac. Spec. - NOX Rate Winter v.4.10 Final, Unit 3058 and retrofits | 327 | 2270 | Rate Constraint in lbs/MMBtu | FALSE | L | Annual | Rate | lb/MWh | 0.070655 | 0.070655 | 0.070655 | 0.070655 | 0.070655 | 0.070655 | 0.070655
CT Fac. Spec. - NOX Rate Winter v.4.10 Final, Unit 3058 and retrofits | 327 | 2270 | Rate Constraint in lbs/MMBtu | FALSE | L | Annual | Constraint Shadow Price | US2011$/Ton | 0 | 0 | 0 | 0 | 0 | 0 | 0
CT Fac. Spec. - NOX Rate Winter v.4.10 Final, Unit 3059 and retrofits | 328 | 2270 | Rate Constraint in lbs/MMBtu | FALSE | L | Annual | Seasons Included | Seasons | Winter | Winter | Winter | Winter | Winter | Winter | Winter
CT Fac. Spec. - NOX Rate Winter v.4.10 Final, Unit 3059 and retrofits | 328 | 2270 | Rate Constraint in lbs/MMBtu | FALSE | L | Annual | Standard NOX | lb/MMBtu | 0.15 | 0.15 | 0.15 | 0.15 | 0.15 | 0.15 | 0.15
CT Fac. Spec. - NOX Rate Winter v.4.10 Final, Unit 3059 and retrofits | 328 | 2270 | Rate Constraint in lbs/MMBtu | FALSE | L | Annual | Emissions at Affected Plants NOX | Thousand Tons | 0.022476 | 0.022476 | 0.022476 | 0.022476 | 0.022476 | 0.022476 | 0.022476
CT Fac. Spec. - NOX Rate Winter v.4.10 Final, Unit 3059 and retrofits | 328 | 2270 | Rate Constraint in lbs/MMBtu | FALSE | L | Annual | Allowances Purchased NOX | Thousand Tons | 0 | 0 | 0 | 0 | 0 | 0 | 0
CT Fac. Spec. - NOX Rate Winter v.4.10 Final, Unit 3059 and retrofits | 328 | 2270 | Rate Constraint in lbs/MMBtu | FALSE | L | Annual | Allowances Sold NOX | Thousand Tons | 0 | 0 | 0 | 0 | 0 | 0 | 0
CT Fac. Spec. - NOX Rate Winter v.4.10 Final, Unit 3059 and retrofits | 328 | 2270 | Rate Constraint in lbs/MMBtu | FALSE | L | Annual | Allowances Banked | Thousand Tons | 0 | 0 | 0 | 0 | 0 | 0 | 0
CT Fac. Spec. - NOX Rate Winter v.4.10 Final, Unit 3059 and retrofits | 328 | 2270 | Rate Constraint in lbs/MMBtu | FALSE | L | Annual | Allowances Withdrawn (1:1) | Thousand Tons | 0 | 0 | 0 | 0 | 0 | 0 | 0
CT Fac. Spec. - NOX Rate Winter v.4.10 Final, Unit 3059 and retrofits | 328 | 2270 | Rate Constraint in lbs/MMBtu | FALSE | L | Annual | Allowances Withdrawn (n:1) | Thousand Tons | 0 | 0 | 0 | 0 | 0 | 0 | 0
CT Fac. Spec. - NOX Rate Winter v.4.10 Final, Unit 3059 and retrofits | 328 | 2270 | Rate Constraint in lbs/MMBtu | FALSE | L | Annual | Net Emissions Allowance Position | Thousand Tons | 0.022476 | 0.022476 | 0.022476 | 0.022476 | 0.022476 | 0.022476 | 0.022476
CT Fac. Spec. - NOX Rate Winter v.4.10 Final, Unit 3059 and retrofits | 328 | 2270 | Rate Constraint in lbs/MMBtu | FALSE | L | Annual | Fuel Consumed | TBtu | 4.5471 | 4.5471 | 4.5471 | 4.5471 | 4.5471 | 4.5471 | 4.5471
CT Fac. Spec. - NOX Rate Winter v.4.10 Final, Unit 3059 and retrofits | 328 | 2270 | Rate Constraint in lbs/MMBtu | FALSE | L | Annual | Rate | lb/MMBtu | 0.009886 | 0.009886 | 0.009886 | 0.009886 | 0.009886 | 0.009886 | 0.009886
CT Fac. Spec. - NOX Rate Winter v.4.10 Final, Unit 3059 and retrofits | 328 | 2270 | Rate Constraint in lbs/MMBtu | FALSE | L | Annual | Generation | TWh | 0.63623 | 0.63623 | 0.63623 | 0.63623 | 0.63623 | 0.63623 | 0.63623
CT Fac. Spec. - NOX Rate Winter v.4.10 Final, Unit 3059 and retrofits | 328 | 2270 | Rate Constraint in lbs/MMBtu | FALSE | L | Annual | Qualifying Generation | TWh | 0.63623 | 0.63623 | 0.63623 | 0.63623 | 0.63623 | 0.63623 | 0.63623
CT Fac. Spec. - NOX Rate Winter v.4.10 Final, Unit 3059 and retrofits | 328 | 2270 | Rate Constraint in lbs/MMBtu | FALSE | L | Annual | Rate | lb/MWh | 0.070655 | 0.070655 | 0.070655 | 0.070655 | 0.070655 | 0.070655 | 0.070655
CT Fac. Spec. - NOX Rate Winter v.4.10 Final, Unit 3059 and retrofits | 328 | 2270 | Rate Constraint in lbs/MMBtu | FALSE | L | Annual | Constraint Shadow Price | US2011$/Ton | 0 | 0 | 0 | 0 | 0 | 0 | 0
CT Fac. Spec. - NOX Rate Winter v.4.10 Final, Unit 3060 and retrofits | 329 | 2270 | Rate Constraint in lbs/MMBtu | FALSE | L | Annual | Seasons Included | Seasons | Winter | Winter | Winter | Winter | Winter | Winter | Winter
CT Fac. Spec. - NOX Rate Winter v.4.10 Final, Unit 3060 and retrofits | 329 | 2270 | Rate Constraint in lbs/MMBtu | FALSE | L | Annual | Standard NOX | lb/MMBtu | 0.15 | 0.15 | 0.15 | 0.15 | 0.15 | 0.15 | 0.15
CT Fac. Spec. - NOX Rate Winter v.4.10 Final, Unit 3060 and retrofits | 329 | 2270 | Rate Constraint in lbs/MMBtu | FALSE | L | Annual | Emissions at Affected Plants NOX | Thousand Tons | 0.022476 | 0.022476 | 0.022476 | 0.022476 | 0.022476 | 0.022476 | 0.022476
CT Fac. Spec. - NOX Rate Winter v.4.10 Final, Unit 3060 and retrofits | 329 | 2270 | Rate Constraint in lbs/MMBtu | FALSE | L | Annual | Allowances Purchased NOX | Thousand Tons | 0 | 0 | 0 | 0 | 0 | 0 | 0
CT Fac. Spec. - NOX Rate Winter v.4.10 Final, Unit 3060 and retrofits | 329 | 2270 | Rate Constraint in lbs/MMBtu | FALSE | L | Annual | Allowances Sold NOX | Thousand Tons | 0 | 0 | 0 | 0 | 0 | 0 | 0
CT Fac. Spec. - NOX Rate Winter v.4.10 Final, Unit 3060 and retrofits | 329 | 2270 | Rate Constraint in lbs/MMBtu | FALSE | L | Annual | Allowances Banked | Thousand Tons | 0 | 0 | 0 | 0 | 0 | 0 | 0
CT Fac. Spec. - NOX Rate Winter v.4.10 Final, Unit 3060 and retrofits | 329 | 2270 | Rate Constraint in lbs/MMBtu | FALSE | L | Annual | Allowances Withdrawn (1:1) | Thousand Tons | 0 | 0 | 0 | 0 | 0 | 0 | 0
CT Fac. Spec. - NOX Rate Winter v.4.10 Final, Unit 3060 and retrofits | 329 | 2270 | Rate Constraint in lbs/MMBtu | FALSE | L | Annual | Allowances Withdrawn (n:1) | Thousand Tons | 0 | 0 | 0 | 0 | 0 | 0 | 0
CT Fac. Spec. - NOX Rate Winter v.4.10 Final, Unit 3060 and retrofits | 329 | 2270 | Rate Constraint in lbs/MMBtu | FALSE | L | Annual | Net Emissions Allowance Position | Thousand Tons | 0.022476 | 0.022476 | 0.022476 | 0.022476 | 0.022476 | 0.022476 | 0.022476
CT Fac. Spec. - NOX Rate Winter v.4.10 Final, Unit 3060 and retrofits | 329 | 2270 | Rate Constraint in lbs/MMBtu | FALSE | L | Annual | Fuel Consumed | TBtu | 4.5471 | 4.5471 | 4.5471 | 4.5471 | 4.5471 | 4.5471 | 4.5471
CT Fac. Spec. - NOX Rate Winter v.4.10 Final, Unit 3060 and retrofits | 329 | 2270 | Rate Constraint in lbs/MMBtu | FALSE | L | Annual | Rate | lb/MMBtu | 0.009886 | 0.009886 | 0.009886 | 0.009886 | 0.009886 | 0.009886 | 0.009886
CT Fac. Spec. - NOX Rate Winter v.4.10 Final, Unit 3060 and retrofits | 329 | 2270 | Rate Constraint in lbs/MMBtu | FALSE | L | Annual | Generation | TWh | 0.63623 | 0.63623 | 0.63623 | 0.63623 | 0.63623 | 0.63623 | 0.63623
CT Fac. Spec. - NOX Rate Winter v.4.10 Final, Unit 3060 and retrofits | 329 | 2270 | Rate Constraint in lbs/MMBtu | FALSE | L | Annual | Qualifying Generation | TWh | 0.63623 | 0.63623 | 0.63623 | 0.63623 | 0.63623 | 0.63623 | 0.63623
CT Fac. Spec. - NOX Rate Winter v.4.10 Final, Unit 3060 and retrofits | 329 | 2270 | Rate Constraint in lbs/MMBtu | FALSE | L | Annual | Rate | lb/MWh | 0.070655 | 0.070655 | 0.070655 | 0.070655 | 0.070655 | 0.070655 | 0.070655
CT Fac. Spec. - NOX Rate Winter v.4.10 Final, Unit 3060 and retrofits | 329 | 2270 | Rate Constraint in lbs/MMBtu | FALSE | L | Annual | Constraint Shadow Price | US2011$/Ton | 0 | 0 | 0 | 0 | 0 | 0 | 0
CT Fac. Spec. - NOX Rate Winter v.4.10 Final, Unit 3062 and retrofits | 330 | 2270 | Rate Constraint in lbs/MMBtu | FALSE | L | Annual | Seasons Included | Seasons | Winter | Winter | Winter | Winter | Winter | Winter | Winter
CT Fac. Spec. - NOX Rate Winter v.4.10 Final, Unit 3062 and retrofits | 330 | 2270 | Rate Constraint in lbs/MMBtu | FALSE | L | Annual | Standard NOX | lb/MMBtu | 0.15 | 0.15 | 0.15 | 0.15 | 0.15 | 0.15 | 0.15
CT Fac. Spec. - NOX Rate Winter v.4.10 Final, Unit 3062 and retrofits | 330 | 2270 | Rate Constraint in lbs/MMBtu | FALSE | L | Annual | Emissions at Affected Plants NOX | Thousand Tons | 0.011006 | 0.011006 | 0.011006 | 0.011006 | 0.011006 | 0.011006 | 0.011006
CT Fac. Spec. - NOX Rate Winter v.4.10 Final, Unit 3062 and retrofits | 330 | 2270 | Rate Constraint in lbs/MMBtu | FALSE | L | Annual | Allowances Purchased NOX | Thousand Tons | 0 | 0 | 0 | 0 | 0 | 0 | 0
CT Fac. Spec. - NOX Rate Winter v.4.10 Final, Unit 3062 and retrofits | 330 | 2270 | Rate Constraint in lbs/MMBtu | FALSE | L | Annual | Allowances Sold NOX | Thousand Tons | 0 | 0 | 0 | 0 | 0 | 0 | 0
CT Fac. Spec. - NOX Rate Winter v.4.10 Final, Unit 3062 and retrofits | 330 | 2270 | Rate Constraint in lbs/MMBtu | FALSE | L | Annual | Allowances Banked | Thousand Tons | 0 | 0 | 0 | 0 | 0 | 0 | 0
CT Fac. Spec. - NOX Rate Winter v.4.10 Final, Unit 3062 and retrofits | 330 | 2270 | Rate Constraint in lbs/MMBtu | FALSE | L | Annual | Allowances Withdrawn (1:1) | Thousand Tons | 0 | 0 | 0 | 0 | 0 | 0 | 0
CT Fac. Spec. - NOX Rate Winter v.4.10 Final, Unit 3062 and retrofits | 330 | 2270 | Rate Constraint in lbs/MMBtu | FALSE | L | Annual | Allowances Withdrawn (n:1) | Thousand Tons | 0 | 0 | 0 | 0 | 0 | 0 | 0
CT Fac. Spec. - NOX Rate Winter v.4.10 Final, Unit 3062 and retrofits | 330 | 2270 | Rate Constraint in lbs/MMBtu | FALSE | L | Annual | Net Emissions Allowance Position | Thousand Tons | 0.011006 | 0.011006 | 0.011006 | 0.011006 | 0.011006 | 0.011006 | 0.011006
CT Fac. Spec. - NOX Rate Winter v.4.10 Final, Unit 3062 and retrofits | 330 | 2270 | Rate Constraint in lbs/MMBtu | FALSE | L | Annual | Fuel Consumed | TBtu | 5.3643 | 5.3643 | 5.3643 | 5.3643 | 5.3643 | 5.3643 | 5.3643
CT Fac. Spec. - NOX Rate Winter v.4.10 Final, Unit 3062 and retrofits | 330 | 2270 | Rate Constraint in lbs/MMBtu | FALSE | L | Annual | Rate | lb/MMBtu | 0.0041036 | 0.0041036 | 0.0041036 | 0.0041036 | 0.0041036 | 0.0041036 | 0.0041036
CT Fac. Spec. - NOX Rate Winter v.4.10 Final, Unit 3062 and retrofits | 330 | 2270 | Rate Constraint in lbs/MMBtu | FALSE | L | Annual | Generation | TWh | 0.7609 | 0.7609 | 0.7609 | 0.7609 | 0.7609 | 0.7609 | 0.7609
CT Fac. Spec. - NOX Rate Winter v.4.10 Final, Unit 3062 and retrofits | 330 | 2270 | Rate Constraint in lbs/MMBtu | FALSE | L | Annual | Qualifying Generation | TWh | 0.7609 | 0.7609 | 0.7609 | 0.7609 | 0.7609 | 0.7609 | 0.7609
CT Fac. Spec. - NOX Rate Winter v.4.10 Final, Unit 3062 and retrofits | 330 | 2270 | Rate Constraint in lbs/MMBtu | FALSE | L | Annual | Rate | lb/MWh | 0.02893 | 0.02893 | 0.02893 | 0.02893 | 0.02893 | 0.02893 | 0.02893
CT Fac. Spec. - NOX Rate Winter v.4.10 Final, Unit 3062 and retrofits | 330 | 2270 | Rate Constraint in lbs/MMBtu | FALSE | L | Annual | Constraint Shadow Price | US2011$/Ton | 0 | 0 | 0 | 0 | 0 | 0 | 0
CT Fac. Spec. - NOX Rate Winter v.4.10 Final, Unit 3063 and retrofits | 331 | 2270 | Rate Constraint in lbs/MMBtu | FALSE | L | Annual | Seasons Included | Seasons | Winter | Winter | Winter | Winter | Winter | Winter | Winter
CT Fac. Spec. - NOX Rate Winter v.4.10 Final, Unit 3063 and retrofits | 331 | 2270 | Rate Constraint in lbs/MMBtu | FALSE | L | Annual | Standard NOX | lb/MMBtu | 0.15 | 0.15 | 0.15 | 0.15 | 0.15 | 0.15 | 0.15
CT Fac. Spec. - NOX Rate Winter v.4.10 Final, Unit 3063 and retrofits | 331 | 2270 | Rate Constraint in lbs/MMBtu | FALSE | L | Annual | Emissions at Affected Plants NOX | Thousand Tons | 0.011006 | 0.011006 | 0.011006 | 0.011006 | 0.011006 | 0.011006 | 0.011006
CT Fac. Spec. - NOX Rate Winter v.4.10 Final, Unit 3063 and retrofits | 331 | 2270 | Rate Constraint in lbs/MMBtu | FALSE | L | Annual | Allowances Purchased NOX | Thousand Tons | 0 | 0 | 0 | 0 | 0 | 0 | 0
CT Fac. Spec. - NOX Rate Winter v.4.10 Final, Unit 3063 and retrofits | 331 | 2270 | Rate Constraint in lbs/MMBtu | FALSE | L | Annual | Allowances Sold NOX | Thousand Tons | 0 | 0 | 0 | 0 | 0 | 0 | 0
CT Fac. Spec. - NOX Rate Winter v.4.10 Final, Unit 3063 and retrofits | 331 | 2270 | Rate Constraint in lbs/MMBtu | FALSE | L | Annual | Allowances Banked | Thousand Tons | 0 | 0 | 0 | 0 | 0 | 0 | 0
CT Fac. Spec. - NOX Rate Winter v.4.10 Final, Unit 3063 and retrofits | 331 | 2270 | Rate Constraint in lbs/MMBtu | FALSE | L | Annual | Allowances Withdrawn (1:1) | Thousand Tons | 0 | 0 | 0 | 0 | 0 | 0 | 0
CT Fac. Spec. - NOX Rate Winter v.4.10 Final, Unit 3063 and retrofits | 331 | 2270 | Rate Constraint in lbs/MMBtu | FALSE | L | Annual | Allowances Withdrawn (n:1) | Thousand Tons | 0 | 0 | 0 | 0 | 0 | 0 | 0
CT Fac. Spec. - NOX Rate Winter v.4.10 Final, Unit 3063 and retrofits | 331 | 2270 | Rate Constraint in lbs/MMBtu | FALSE | L | Annual | Net Emissions Allowance Position | Thousand Tons | 0.011006 | 0.011006 | 0.011006 | 0.011006 | 0.011006 | 0.011006 | 0.011006
CT Fac. Spec. - NOX Rate Winter v.4.10 Final, Unit 3063 and retrofits | 331 | 2270 | Rate Constraint in lbs/MMBtu | FALSE | L | Annual | Fuel Consumed | TBtu | 5.3643 | 5.3643 | 5.3643 | 5.3643 | 5.3643 | 5.3643 | 5.3643
CT Fac. Spec. - NOX Rate Winter v.4.10 Final, Unit 3063 and retrofits | 331 | 2270 | Rate Constraint in lbs/MMBtu | FALSE | L | Annual | Rate | lb/MMBtu | 0.0041036 | 0.0041036 | 0.0041036 | 0.0041036 | 0.0041036 | 0.0041036 | 0.0041036
CT Fac. Spec. - NOX Rate Winter v.4.10 Final, Unit 3063 and retrofits | 331 | 2270 | Rate Constraint in lbs/MMBtu | FALSE | L | Annual | Generation | TWh | 0.7609 | 0.7609 | 0.7609 | 0.7609 | 0.7609 | 0.7609 | 0.7609
CT Fac. Spec. - NOX Rate Winter v.4.10 Final, Unit 3063 and retrofits | 331 | 2270 | Rate Constraint in lbs/MMBtu | FALSE | L | Annual | Qualifying Generation | TWh | 0.7609 | 0.7609 | 0.7609 | 0.7609 | 0.7609 | 0.7609 | 0.7609
CT Fac. Spec. - NOX Rate Winter v.4.10 Final, Unit 3063 and retrofits | 331 | 2270 | Rate Constraint in lbs/MMBtu | FALSE | L | Annual | Rate | lb/MWh | 0.02893 | 0.02893 | 0.02893 | 0.02893 | 0.02893 | 0.02893 | 0.02893
CT Fac. Spec. - NOX Rate Winter v.4.10 Final, Unit 3063 and retrofits | 331 | 2270 | Rate Constraint in lbs/MMBtu | FALSE | L | Annual | Constraint Shadow Price | US2011$/Ton | 0 | 0 | 0 | 0 | 0 | 0 | 0
CT Fac. Spec. - NOX Rate Winter v.4.10 Final, Unit 3064 and retrofits | 332 | 2270 | Rate Constraint in lbs/MMBtu | FALSE | L | Annual | Seasons Included | Seasons | Winter | Winter | Winter | Winter | Winter | Winter | Winter
CT Fac. Spec. - NOX Rate Winter v.4.10 Final, Unit 3064 and retrofits | 332 | 2270 | Rate Constraint in lbs/MMBtu | FALSE | L | Annual | Standard NOX | lb/MMBtu | 0.15 | 0.15 | 0.15 | 0.15 | 0.15 | 0.15 | 0.15
CT Fac. Spec. - NOX Rate Winter v.4.10 Final, Unit 3064 and retrofits | 332 | 2270 | Rate Constraint in lbs/MMBtu | FALSE | L | Annual | Emissions at Affected Plants NOX | Thousand Tons | 0.017038 | 0.017038 | 0.017038 | 0.017038 | 0.017038 | 0.017038 | 0.017038
CT Fac. Spec. - NOX Rate Winter v.4.10 Final, Unit 3064 and retrofits | 332 | 2270 | Rate Constraint in lbs/MMBtu | FALSE | L | Annual | Allowances Purchased NOX | Thousand Tons | 0 | 0 | 0 | 0 | 0 | 0 | 0
CT Fac. Spec. - NOX Rate Winter v.4.10 Final, Unit 3064 and retrofits | 332 | 2270 | Rate Constraint in lbs/MMBtu | FALSE | L | Annual | Allowances Sold NOX | Thousand Tons | 0 | 0 | 0 | 0 | 0 | 0 | 0
CT Fac. Spec. - NOX Rate Winter v.4.10 Final, Unit 3064 and retrofits | 332 | 2270 | Rate Constraint in lbs/MMBtu | FALSE | L | Annual | Allowances Banked | Thousand Tons | 0 | 0 | 0 | 0 | 0 | 0 | 0
CT Fac. Spec. - NOX Rate Winter v.4.10 Final, Unit 3064 and retrofits | 332 | 2270 | Rate Constraint in lbs/MMBtu | FALSE | L | Annual | Allowances Withdrawn (1:1) | Thousand Tons | 0 | 0 | 0 | 0 | 0 | 0 | 0
CT Fac. Spec. - NOX Rate Winter v.4.10 Final, Unit 3064 and retrofits | 332 | 2270 | Rate Constraint in lbs/MMBtu | FALSE | L | Annual | Allowances Withdrawn (n:1) | Thousand Tons | 0 | 0 | 0 | 0 | 0 | 0 | 0
CT Fac. Spec. - NOX Rate Winter v.4.10 Final, Unit 3064 and retrofits | 332 | 2270 | Rate Constraint in lbs/MMBtu | FALSE | L | Annual | Net Emissions Allowance Position | Thousand Tons | 0.017038 | 0.017038 | 0.017038 | 0.017038 | 0.017038 | 0.017038 | 0.017038
CT Fac. Spec. - NOX Rate Winter v.4.10 Final, Unit 3064 and retrofits | 332 | 2270 | Rate Constraint in lbs/MMBtu | FALSE | L | Annual | Fuel Consumed | TBtu | 8.3041 | 8.3041 | 8.3041 | 8.3041 | 8.3041 | 8.3041 | 8.3041
CT Fac. Spec. - NOX Rate Winter v.4.10 Final, Unit 3064 and retrofits | 332 | 2270 | Rate Constraint in lbs/MMBtu | FALSE | L | Annual | Rate | lb/MMBtu | 0.0041036 | 0.0041036 | 0.0041036 | 0.0041036 | 0.0041036 | 0.0041036 | 0.0041036
CT Fac. Spec. - NOX Rate Winter v.4.10 Final, Unit 3064 and retrofits | 332 | 2270 | Rate Constraint in lbs/MMBtu | FALSE | L | Annual | Generation | TWh | 1.1779 | 1.1779 | 1.1779 | 1.1779 | 1.1779 | 1.1779 | 1.1779
CT Fac. Spec. - NOX Rate Winter v.4.10 Final, Unit 3064 and retrofits | 332 | 2270 | Rate Constraint in lbs/MMBtu | FALSE | L | Annual | Qualifying Generation | TWh | 1.1779 | 1.1779 | 1.1779 | 1.1779 | 1.1779 | 1.1779 | 1.1779
CT Fac. Spec. - NOX Rate Winter v.4.10 Final, Unit 3064 and retrofits | 332 | 2270 | Rate Constraint in lbs/MMBtu | FALSE | L | Annual | Rate | lb/MWh | 0.02893 | 0.02893 | 0.02893 | 0.02893 | 0.02893 | 0.02893 | 0.02893
CT Fac. Spec. - NOX Rate Winter v.4.10 Final, Unit 3064 and retrofits | 332 | 2270 | Rate Constraint in lbs/MMBtu | FALSE | L | Annual | Constraint Shadow Price | US2011$/Ton | 0 | 0 | 0 | 0 | 0 | 0 | 0
CT Fac. Spec. - NOX Rate Winter v.4.10 Final, Unit 3065 and retrofits | 333 | 2270 | Rate Constraint in lbs/MMBtu | FALSE | L | Annual | Seasons Included | Seasons | Winter | Winter | Winter | Winter | Winter | Winter | Winter
CT Fac. Spec. - NOX Rate Winter v.4.10 Final, Unit 3065 and retrofits | 333 | 2270 | Rate Constraint in lbs/MMBtu | FALSE | L | Annual | Standard NOX | lb/MMBtu | 0.15 | 0.15 | 0.15 | 0.15 | 0.15 | 0.15 | 0.15
CT Fac. Spec. - NOX Rate Winter v.4.10 Final, Unit 3065 and retrofits | 333 | 2270 | Rate Constraint in lbs/MMBtu | FALSE | L | Annual | Emissions at Affected Plants NOX | Thousand Tons | 0.00027249 | 0.00027249 | 0 | 0.00027249 | 0.00027249 | 0 | 0
CT Fac. Spec. - NOX Rate Winter v.4.10 Final, Unit 3065 and retrofits | 333 | 2270 | Rate Constraint in lbs/MMBtu | FALSE | L | Annual | Allowances Purchased NOX | Thousand Tons | 0 | 0 | 0 | 0 | 0 | 0 | 0
CT Fac. Spec. - NOX Rate Winter v.4.10 Final, Unit 3065 and retrofits | 333 | 2270 | Rate Constraint in lbs/MMBtu | FALSE | L | Annual | Allowances Sold NOX | Thousand Tons | 0 | 0 | 0 | 0 | 0 | 0 | 0
CT Fac. Spec. - NOX Rate Winter v.4.10 Final, Unit 3065 and retrofits | 333 | 2270 | Rate Constraint in lbs/MMBtu | FALSE | L | Annual | Allowances Banked | Thousand Tons | 0 | 0 | 0 | 0 | 0 | 0 | 0
CT Fac. Spec. - NOX Rate Winter v.4.10 Final, Unit 3065 and retrofits | 333 | 2270 | Rate Constraint in lbs/MMBtu | FALSE | L | Annual | Allowances Withdrawn (1:1) | Thousand Tons | 0 | 0 | 0 | 0 | 0 | 0 | 0
CT Fac. Spec. - NOX Rate Winter v.4.10 Final, Unit 3065 and retrofits | 333 | 2270 | Rate Constraint in lbs/MMBtu | FALSE | L | Annual | Allowances Withdrawn (n:1) | Thousand Tons | 0 | 0 | 0 | 0 | 0 | 0 | 0
CT Fac. Spec. - NOX Rate Winter v.4.10 Final, Unit 3065 and retrofits | 333 | 2270 | Rate Constraint in lbs/MMBtu | FALSE | L | Annual | Net Emissions Allowance Position | Thousand Tons | 0.00027249 | 0.00027249 | 0 | 0.00027249 | 0.00027249 | 0 | 0
CT Fac. Spec. - NOX Rate Winter v.4.10 Final, Unit 3065 and retrofits | 333 | 2270 | Rate Constraint in lbs/MMBtu | FALSE | L | Annual | Fuel Consumed | TBtu | 0.0087347 | 0.0087347 | 0 | 0.0087347 | 0.0087347 | 0 | 0
CT Fac. Spec. - NOX Rate Winter v.4.10 Final, Unit 3065 and retrofits | 333 | 2270 | Rate Constraint in lbs/MMBtu | FALSE | L | Annual | Rate | lb/MMBtu | 0.062393 | 0.062393 | 0 | 0.062393 | 0.062393 | 0 | 0
CT Fac. Spec. - NOX Rate Winter v.4.10 Final, Unit 3065 and retrofits | 333 | 2270 | Rate Constraint in lbs/MMBtu | FALSE | L | Annual | Generation | TWh | 0.0009843 | 0.0009843 | 0 | 0.0009843 | 0.0009843 | 0 | 0
CT Fac. Spec. - NOX Rate Winter v.4.10 Final, Unit 3065 and retrofits | 333 | 2270 | Rate Constraint in lbs/MMBtu | FALSE | L | Annual | Qualifying Generation | TWh | 0.0009843 | 0.0009843 | 0 | 0.0009843 | 0.0009843 | 0 | 0
CT Fac. Spec. - NOX Rate Winter v.4.10 Final, Unit 3065 and retrofits | 333 | 2270 | Rate Constraint in lbs/MMBtu | FALSE | L | Annual | Rate | lb/MWh | 0.55368 | 0.55368 | 0 | 0.55368 | 0.55368 | 0 | 0
CT Fac. Spec. - NOX Rate Winter v.4.10 Final, Unit 3065 and retrofits | 333 | 2270 | Rate Constraint in lbs/MMBtu | FALSE | L | Annual | Constraint Shadow Price | US2011$/Ton | 0 | 0 | 0 | 0 | 0 | 0 | 0
CT Fac. Spec. - NOX Rate Winter v.4.10 Final, Unit 3066 and retrofits | 334 | 2270 | Rate Constraint in lbs/MMBtu | FALSE | L | Annual | Seasons Included | Seasons | Winter | Winter | Winter | Winter | Winter | Winter | Winter
CT Fac. Spec. - NOX Rate Winter v.4.10 Final, Unit 3066 and retrofits | 334 | 2270 | Rate Constraint in lbs/MMBtu | FALSE | L | Annual | Standard NOX | lb/MMBtu | 0.15 | 0.15 | 0.15 | 0.15 | 0.15 | 0.15 | 0.15
CT Fac. Spec. - NOX Rate Winter v.4.10 Final, Unit 3066 and retrofits | 334 | 2270 | Rate Constraint in lbs/MMBtu | FALSE | L | Annual | Emissions at Affected Plants NOX | Thousand Tons | 0.00037424 | 0 | 0 | 0.00037424 | 0.00037424 | 0 | 0
CT Fac. Spec. - NOX Rate Winter v.4.10 Final, Unit 3066 and retrofits | 334 | 2270 | Rate Constraint in lbs/MMBtu | FALSE | L | Annual | Allowances Purchased NOX | Thousand Tons | 0 | 0 | 0 | 0 | 0 | 0 | 0
CT Fac. Spec. - NOX Rate Winter v.4.10 Final, Unit 3066 and retrofits | 334 | 2270 | Rate Constraint in lbs/MMBtu | FALSE | L | Annual | Allowances Sold NOX | Thousand Tons | 0 | 0 | 0 | 0 | 0 | 0 | 0
CT Fac. Spec. - NOX Rate Winter v.4.10 Final, Unit 3066 and retrofits | 334 | 2270 | Rate Constraint in lbs/MMBtu | FALSE | L | Annual | Allowances Banked | Thousand Tons | 0 | 0 | 0 | 0 | 0 | 0 | 0
CT Fac. Spec. - NOX Rate Winter v.4.10 Final, Unit 3066 and retrofits | 334 | 2270 | Rate Constraint in lbs/MMBtu | FALSE | L | Annual | Allowances Withdrawn (1:1) | Thousand Tons | 0 | 0 | 0 | 0 | 0 | 0 | 0
CT Fac. Spec. - NOX Rate Winter v.4.10 Final, Unit 3066 and retrofits | 334 | 2270 | Rate Constraint in lbs/MMBtu | FALSE | L | Annual | Allowances Withdrawn (n:1) | Thousand Tons | 0 | 0 | 0 | 0 | 0 | 0 | 0
CT Fac. Spec. - NOX Rate Winter v.4.10 Final, Unit 3066 and retrofits | 334 | 2270 | Rate Constraint in lbs/MMBtu | FALSE | L | Annual | Net Emissions Allowance Position | Thousand Tons | 0.00037424 | 0 | 0 | 0.00037424 | 0.00037424 | 0 | 0
CT Fac. Spec. - NOX Rate Winter v.4.10 Final, Unit 3066 and retrofits | 334 | 2270 | Rate Constraint in lbs/MMBtu | FALSE | L | Annual | Fuel Consumed | TBtu | 0.011996 | 0 | 0 | 0.011996 | 0.011996 | 0 | 0
CT Fac. Spec. - NOX Rate Winter v.4.10 Final, Unit 3066 and retrofits | 334 | 2270 | Rate Constraint in lbs/MMBtu | FALSE | L | Annual | Rate | lb/MMBtu | 0.062393 | 0 | 0 | 0.062393 | 0.062393 | 0 | 0
CT Fac. Spec. - NOX Rate Winter v.4.10 Final, Unit 3066 and retrofits | 334 | 2270 | Rate Constraint in lbs/MMBtu | FALSE | L | Annual | Generation | TWh | 0.0013518 | 0 | 0 | 0.0013518 | 0.0013518 | 0 | 0
CT Fac. Spec. - NOX Rate Winter v.4.10 Final, Unit 3066 and retrofits | 334 | 2270 | Rate Constraint in lbs/MMBtu | FALSE | L | Annual | Qualifying Generation | TWh | 0.0013518 | 0 | 0 | 0.0013518 | 0.0013518 | 0 | 0
CT Fac. Spec. - NOX Rate Winter v.4.10 Final, Unit 3066 and retrofits | 334 | 2270 | Rate Constraint in lbs/MMBtu | FALSE | L | Annual | Rate | lb/MWh | 0.55368 | 0 | 0 | 0.55368 | 0.55368 | 0 | 0
CT Fac. Spec. - NOX Rate Winter v.4.10 Final, Unit 3066 and retrofits | 334 | 2270 | Rate Constraint in lbs/MMBtu | FALSE | L | Annual | Constraint Shadow Price | US2011$/Ton | 0 | 0 | 0 | 0 | 0 | 0 | 0
CT Fac. Spec. - NOX Rate Winter v.4.10 Final, Unit 3069 and retrofits | 335 | 2270 | Rate Constraint in lbs/MMBtu | FALSE | L | Annual | Seasons Included | Seasons | Winter | Winter | Winter | Winter | Winter | Winter | Winter
CT Fac. Spec. - NOX Rate Winter v.4.10 Final, Unit 3069 and retrofits | 335 | 2270 | Rate Constraint in lbs/MMBtu | FALSE | L | Annual | Standard NOX | lb/MMBtu | 0.15 | 0.15 | 0.15 | 0.15 | 0.15 | 0.15 | 0.15
CT Fac. Spec. - NOX Rate Winter v.4.10 Final, Unit 3069 and retrofits | 335 | 2270 | Rate Constraint in lbs/MMBtu | FALSE | L | Annual | Emissions at Affected Plants NOX | Thousand Tons | 0.016339 | 0.016339 | 0.016339 | 0.016339 | 0.011146 | 0.00081568 | 0
CT Fac. Spec. - NOX Rate Winter v.4.10 Final, Unit 3069 and retrofits | 335 | 2270 | Rate Constraint in lbs/MMBtu | FALSE | L | Annual | Allowances Purchased NOX | Thousand Tons | 0 | 0 | 0 | 0 | 0 | 0 | 0
CT Fac. Spec. - NOX Rate Winter v.4.10 Final, Unit 3069 and retrofits | 335 | 2270 | Rate Constraint in lbs/MMBtu | FALSE | L | Annual | Allowances Sold NOX | Thousand Tons | 0 | 0 | 0 | 0 | 0 | 0 | 0
CT Fac. Spec. - NOX Rate Winter v.4.10 Final, Unit 3069 and retrofits | 335 | 2270 | Rate Constraint in lbs/MMBtu | FALSE | L | Annual | Allowances Banked | Thousand Tons | 0 | 0 | 0 | 0 | 0 | 0 | 0
CT Fac. Spec. - NOX Rate Winter v.4.10 Final, Unit 3069 and retrofits | 335 | 2270 | Rate Constraint in lbs/MMBtu | FALSE | L | Annual | Allowances Withdrawn (1:1) | Thousand Tons | 0 | 0 | 0 | 0 | 0 | 0 | 0
CT Fac. Spec. - NOX Rate Winter v.4.10 Final, Unit 3069 and retrofits | 335 | 2270 | Rate Constraint in lbs/MMBtu | FALSE | L | Annual | Allowances Withdrawn (n:1) | Thousand Tons | 0 | 0 | 0 | 0 | 0 | 0 | 0
CT Fac. Spec. - NOX Rate Winter v.4.10 Final, Unit 3069 and retrofits | 335 | 2270 | Rate Constraint in lbs/MMBtu | FALSE | L | Annual | Net Emissions Allowance Position | Thousand Tons | 0.016339 | 0.016339 | 0.016339 | 0.016339 | 0.011146 | 0.00081568 | 0
CT Fac. Spec. - NOX Rate Winter v.4.10 Final, Unit 3069 and retrofits | 335 | 2270 | Rate Constraint in lbs/MMBtu | FALSE | L | Annual | Fuel Consumed | TBtu | 7.8827 | 7.8827 | 7.8827 | 7.8827 | 5.3775 | 0.39352 | 0
CT Fac. Spec. - NOX Rate Winter v.4.10 Final, Unit 3069 and retrofits | 335 | 2270 | Rate Constraint in lbs/MMBtu | FALSE | L | Annual | Rate | lb/MMBtu | 0.0041456 | 0.0041456 | 0.0041456 | 0.0041456 | 0.0041456 | 0.0041456 | 0
CT Fac. Spec. - NOX Rate Winter v.4.10 Final, Unit 3069 and retrofits | 335 | 2270 | Rate Constraint in lbs/MMBtu | FALSE | L | Annual | Generation | TWh | 1.0575 | 1.0575 | 1.0575 | 1.0575 | 0.72142 | 0.052793 | 0
CT Fac. Spec. - NOX Rate Winter v.4.10 Final, Unit 3069 and retrofits | 335 | 2270 | Rate Constraint in lbs/MMBtu | FALSE | L | Annual | Qualifying Generation | TWh | 1.0575 | 1.0575 | 1.0575 | 1.0575 | 0.72142 | 0.052793 | 0
CT Fac. Spec. - NOX Rate Winter v.4.10 Final, Unit 3069 and retrofits | 335 | 2270 | Rate Constraint in lbs/MMBtu | FALSE | L | Annual | Rate | lb/MWh | 0.030901 | 0.030901 | 0.030901 | 0.030901 | 0.030901 | 0.030901 | 0
CT Fac. Spec. - NOX Rate Winter v.4.10 Final, Unit 3069 and retrofits | 335 | 2270 | Rate Constraint in lbs/MMBtu | FALSE | L | Annual | Constraint Shadow Price | US2011$/Ton | 0 | 0 | 0 | 0 | 0 | 0 | 0
CT Fac. Spec. - NOX Rate Winter v.4.10 Final, Unit 3070 and retrofits | 336 | 2270 | Rate Constraint in lbs/MMBtu | FALSE | L | Annual | Seasons Included | Seasons | Winter | Winter | Winter | Winter | Winter | Winter | Winter
CT Fac. Spec. - NOX Rate Winter v.4.10 Final, Unit 3070 and retrofits | 336 | 2270 | Rate Constraint in lbs/MMBtu | FALSE | L | Annual | Standard NOX | lb/MMBtu | 0.15 | 0.15 | 0.15 | 0.15 | 0.15 | 0.15 | 0.15
CT Fac. Spec. - NOX Rate Winter v.4.10 Final, Unit 3070 and retrofits | 336 | 2270 | Rate Constraint in lbs/MMBtu | FALSE | L | Annual | Emissions at Affected Plants NOX | Thousand Tons | 0.016369 | 0.013522 | 0.014607 | 0.01519 | 0.010479 | 0.00081717 | 0
CT Fac. Spec. - NOX Rate Winter v.4.10 Final, Unit 3070 and retrofits | 336 | 2270 | Rate Constraint in lbs/MMBtu | FALSE | L | Annual | Allowances Purchased NOX | Thousand Tons | 0 | 0 | 0 | 0 | 0 | 0 | 0
CT Fac. Spec. - NOX Rate Winter v.4.10 Final, Unit 3070 and retrofits | 336 | 2270 | Rate Constraint in lbs/MMBtu | FALSE | L | Annual | Allowances Sold NOX | Thousand Tons | 0 | 0 | 0 | 0 | 0 | 0 | 0
CT Fac. Spec. - NOX Rate Winter v.4.10 Final, Unit 3070 and retrofits | 336 | 2270 | Rate Constraint in lbs/MMBtu | FALSE | L | Annual | Allowances Banked | Thousand Tons | 0 | 0 | 0 | 0 | 0 | 0 | 0
CT Fac. Spec. - NOX Rate Winter v.4.10 Final, Unit 3070 and retrofits | 336 | 2270 | Rate Constraint in lbs/MMBtu | FALSE | L | Annual | Allowances Withdrawn (1:1) | Thousand Tons | 0 | 0 | 0 | 0 | 0 | 0 | 0
CT Fac. Spec. - NOX Rate Winter v.4.10 Final, Unit 3070 and retrofits | 336 | 2270 | Rate Constraint in lbs/MMBtu | FALSE | L | Annual | Allowances Withdrawn (n:1) | Thousand Tons | 0 | 0 | 0 | 0 | 0 | 0 | 0
CT Fac. Spec. - NOX Rate Winter v.4.10 Final, Unit 3070 and retrofits | 336 | 2270 | Rate Constraint in lbs/MMBtu | FALSE | L | Annual | Net Emissions Allowance Position | Thousand Tons | 0.016369 | 0.013522 | 0.014607 | 0.01519 | 0.010479 | 0.00081717 | 0
CT Fac. Spec. - NOX Rate Winter v.4.10 Final, Unit 3070 and retrofits | 336 | 2270 | Rate Constraint in lbs/MMBtu | FALSE | L | Annual | Fuel Consumed | TBtu | 8.043 | 6.6438 | 7.1773 | 7.4637 | 5.1487 | 0.40152 | 0
CT Fac. Spec. - NOX Rate Winter v.4.10 Final, Unit 3070 and retrofits | 336 | 2270 | Rate Constraint in lbs/MMBtu | FALSE | L | Annual | Rate | lb/MMBtu | 0.0040704 | 0.0040704 | 0.0040704 | 0.0040704 | 0.0040704 | 0.0040704 | 0
CT Fac. Spec. - NOX Rate Winter v.4.10 Final, Unit 3070 and retrofits | 336 | 2270 | Rate Constraint in lbs/MMBtu | FALSE | L | Annual | Generation | TWh | 1.079 | 0.8913 | 0.96288 | 1.0013 | 0.69073 | 0.053866 | 0
CT Fac. Spec. - NOX Rate Winter v.4.10 Final, Unit 3070 and retrofits | 336 | 2270 | Rate Constraint in lbs/MMBtu | FALSE | L | Annual | Qualifying Generation | TWh | 1.079 | 0.8913 | 0.96288 | 1.0013 | 0.69073 | 0.053866 | 0
CT Fac. Spec. - NOX Rate Winter v.4.10 Final, Unit 3070 and retrofits | 336 | 2270 | Rate Constraint in lbs/MMBtu | FALSE | L | Annual | Rate | lb/MWh | 0.030341 | 0.030341 | 0.030341 | 0.030341 | 0.030341 | 0.030341 | 0
CT Fac. Spec. - NOX Rate Winter v.4.10 Final, Unit 3070 and retrofits | 336 | 2270 | Rate Constraint in lbs/MMBtu | FALSE | L | Annual | Constraint Shadow Price | US2011$/Ton | 0 | 0 | 0 | 0 | 0 | 0 | 0
CT Fac. Spec. - NOX Rate Winter v.4.10 Final, Unit 3071 and retrofits | 337 | 2270 | Rate Constraint in lbs/MMBtu | FALSE | L | Annual | Seasons Included | Seasons | Winter | Winter | Winter | Winter | Winter | Winter | Winter
CT Fac. Spec. - NOX Rate Winter v.4.10 Final, Unit 3071 and retrofits | 337 | 2270 | Rate Constraint in lbs/MMBtu | FALSE | L | Annual | Standard NOX | lb/MMBtu | 0.15 | 0.15 | 0.15 | 0.15 | 0.15 | 0.15 | 0.15
CT Fac. Spec. - NOX Rate Winter v.4.10 Final, Unit 3071 and retrofits | 337 | 2270 | Rate Constraint in lbs/MMBtu | FALSE | L | Annual | Emissions at Affected Plants NOX | Thousand Tons | 0.016878 | 0.016878 | 0.016878 | 0.0067341 | 0.016878 | 0.0008426 | 0
CT Fac. Spec. - NOX Rate Winter v.4.10 Final, Unit 3071 and retrofits | 337 | 2270 | Rate Constraint in lbs/MMBtu | FALSE | L | Annual | Allowances Purchased NOX | Thousand Tons | 0 | 0 | 0 | 0 | 0 | 0 | 0
CT Fac. Spec. - NOX Rate Winter v.4.10 Final, Unit 3071 and retrofits | 337 | 2270 | Rate Constraint in lbs/MMBtu | FALSE | L | Annual | Allowances Sold NOX | Thousand Tons | 0 | 0 | 0 | 0 | 0 | 0 | 0
CT Fac. Spec. - NOX Rate Winter v.4.10 Final, Unit 3071 and retrofits | 337 | 2270 | Rate Constraint in lbs/MMBtu | FALSE | L | Annual | Allowances Banked | Thousand Tons | 0 | 0 | 0 | 0 | 0 | 0 | 0
CT Fac. Spec. - NOX Rate Winter v.4.10 Final, Unit 3071 and retrofits | 337 | 2270 | Rate Constraint in lbs/MMBtu | FALSE | L | Annual | Allowances Withdrawn (1:1) | Thousand Tons | 0 | 0 | 0 | 0 | 0 | 0 | 0
CT Fac. Spec. - NOX Rate Winter v.4.10 Final, Unit 3071 and retrofits | 337 | 2270 | Rate Constraint in lbs/MMBtu | FALSE | L | Annual | Allowances Withdrawn (n:1) | Thousand Tons | 0 | 0 | 0 | 0 | 0 | 0 | 0
CT Fac. Spec. - NOX Rate Winter v.4.10 Final, Unit 3071 and retrofits | 337 | 2270 | Rate Constraint in lbs/MMBtu | FALSE | L | Annual | Net Emissions Allowance Position | Thousand Tons | 0.016878 | 0.016878 | 0.016878 | 0.0067341 | 0.016878 | 0.0008426 | 0
CT Fac. Spec. - NOX Rate Winter v.4.10 Final, Unit 3071 and retrofits | 337 | 2270 | Rate Constraint in lbs/MMBtu | FALSE | L | Annual | Fuel Consumed | TBtu | 7.9468 | 7.9468 | 7.9468 | 3.1706 | 7.9468 | 0.39672 | 0
CT Fac. Spec. - NOX Rate Winter v.4.10 Final, Unit 3071 and retrofits | 337 | 2270 | Rate Constraint in lbs/MMBtu | FALSE | L | Annual | Rate | lb/MMBtu | 0.0042479 | 0.0042479 | 0.0042479 | 0.0042479 | 0.0042479 | 0.0042479 | 0
CT Fac. Spec. - NOX Rate Winter v.4.10 Final, Unit 3071 and retrofits | 337 | 2270 | Rate Constraint in lbs/MMBtu | FALSE | L | Annual | Generation | TWh | 1.0661 | 1.0661 | 1.0661 | 0.42535 | 1.0661 | 0.053222 | 0
CT Fac. Spec. - NOX Rate Winter v.4.10 Final, Unit 3071 and retrofits | 337 | 2270 | Rate Constraint in lbs/MMBtu | FALSE | L | Annual | Qualifying Generation | TWh | 1.0661 | 1.0661 | 1.0661 | 0.42535 | 1.0661 | 0.053222 | 0
CT Fac. Spec. - NOX Rate Winter v.4.10 Final, Unit 3071 and retrofits | 337 | 2270 | Rate Constraint in lbs/MMBtu | FALSE | L | Annual | Rate | lb/MWh | 0.031664 | 0.031664 | 0.031664 | 0.031664 | 0.031664 | 0.031664 | 0
CT Fac. Spec. - NOX Rate Winter v.4.10 Final, Unit 3071 and retrofits | 337 | 2270 | Rate Constraint in lbs/MMBtu | FALSE | L | Annual | Constraint Shadow Price | US2011$/Ton | 0 | 0 | 0 | 0 | 0 | 0 | 0
CT Fac. Spec. - NOX Rate Winter v.4.10 Final, Unit 3072 and retrofits | 338 | 2270 | Rate Constraint in lbs/MMBtu | FALSE | L | Annual | Seasons Included | Seasons | Winter | Winter | Winter | Winter | Winter | Winter | Winter
CT Fac. Spec. - NOX Rate Winter v.4.10 Final, Unit 3072 and retrofits | 338 | 2270 | Rate Constraint in lbs/MMBtu | FALSE | L | Annual | Standard NOX | lb/MMBtu | 0.15 | 0.15 | 0.15 | 0.15 | 0.15 | 0.15 | 0.15
CT Fac. Spec. - NOX Rate Winter v.4.10 Final, Unit 3072 and retrofits | 338 | 2270 | Rate Constraint in lbs/MMBtu | FALSE | L | Annual | Emissions at Affected Plants NOX | Thousand Tons | 0.013249 | 0.013249 | 0.013249 | 0.013249 | 0.013249 | 0.0087324 | 0.00033462
CT Fac. Spec. - NOX Rate Winter v.4.10 Final, Unit 3072 and retrofits | 338 | 2270 | Rate Constraint in lbs/MMBtu | FALSE | L | Annual | Allowances Purchased NOX | Thousand Tons | 0 | 0 | 0 | 0 | 0 | 0 | 0
CT Fac. Spec. - NOX Rate Winter v.4.10 Final, Unit 3072 and retrofits | 338 | 2270 | Rate Constraint in lbs/MMBtu | FALSE | L | Annual | Allowances Sold NOX | Thousand Tons | 0 | 0 | 0 | 0 | 0 | 0 | 0
CT Fac. Spec. - NOX Rate Winter v.4.10 Final, Unit 3072 and retrofits | 338 | 2270 | Rate Constraint in lbs/MMBtu | FALSE | L | Annual | Allowances Banked | Thousand Tons | 0 | 0 | 0 | 0 | 0 | 0 | 0
CT Fac. Spec. - NOX Rate Winter v.4.10 Final, Unit 3072 and retrofits | 338 | 2270 | Rate Constraint in lbs/MMBtu | FALSE | L | Annual | Allowances Withdrawn (1:1) | Thousand Tons | 0 | 0 | 0 | 0 | 0 | 0 | 0
CT Fac. Spec. - NOX Rate Winter v.4.10 Final, Unit 3072 and retrofits | 338 | 2270 | Rate Constraint in lbs/MMBtu | FALSE | L | Annual | Allowances Withdrawn (n:1) | Thousand Tons | 0 | 0 | 0 | 0 | 0 | 0 | 0
CT Fac. Spec. - NOX Rate Winter v.4.10 Final, Unit 3072 and retrofits | 338 | 2270 | Rate Constraint in lbs/MMBtu | FALSE | L | Annual | Net Emissions Allowance Position | Thousand Tons | 0.013249 | 0.013249 | 0.013249 | 0.013249 | 0.013249 | 0.0087324 | 0.00033462
CT Fac. Spec. - NOX Rate Winter v.4.10 Final, Unit 3072 and retrofits | 338 | 2270 | Rate Constraint in lbs/MMBtu | FALSE | L | Annual | Fuel Consumed | TBtu | 8.0048 | 8.0048 | 8.0048 | 8.0048 | 8.0048 | 5.2759 | 0.20217
CT Fac. Spec. - NOX Rate Winter v.4.10 Final, Unit 3072 and retrofits | 338 | 2270 | Rate Constraint in lbs/MMBtu | FALSE | L | Annual | Rate | lb/MMBtu | 0.0033103 | 0.0033103 | 0.0033103 | 0.0033103 | 0.0033103 | 0.0033103 | 0.0033103
CT Fac. Spec. - NOX Rate Winter v.4.10 Final, Unit 3072 and retrofits | 338 | 2270 | Rate Constraint in lbs/MMBtu | FALSE | L | Annual | Generation | TWh | 1.0876 | 1.0876 | 1.0876 | 1.0876 | 1.0876 | 0.71683 | 0.027468
CT Fac. Spec. - NOX Rate Winter v.4.10 Final, Unit 3072 and retrofits | 338 | 2270 | Rate Constraint in lbs/MMBtu | FALSE | L | Annual | Qualifying Generation | TWh | 1.0876 | 1.0876 | 1.0876 | 1.0876 | 1.0876 | 0.71683 | 0.027468
CT Fac. Spec. - NOX Rate Winter v.4.10 Final, Unit 3072 and retrofits | 338 | 2270 | Rate Constraint in lbs/MMBtu | FALSE | L | Annual | Rate | lb/MWh | 0.024364 | 0.024364 | 0.024364 | 0.024364 | 0.024364 | 0.024364 | 0.024364
CT Fac. Spec. - NOX Rate Winter v.4.10 Final, Unit 3072 and retrofits | 338 | 2270 | Rate Constraint in lbs/MMBtu | FALSE | L | Annual | Constraint Shadow Price | US2011$/Ton | 0 | 0 | 0 | 0 | 0 | 0 | 0
CT Fac. Spec. - NOX Rate Winter v.4.10 Final, Unit 3073 and retrofits | 339 | 2270 | Rate Constraint in lbs/MMBtu | FALSE | L | Annual | Seasons Included | Seasons | Winter | Winter | Winter | Winter | Winter | Winter | Winter
CT Fac. Spec. - NOX Rate Winter v.4.10 Final, Unit 3073 and retrofits | 339 | 2270 | Rate Constraint in lbs/MMBtu | FALSE | L | Annual | Standard NOX | lb/MMBtu | 0.15 | 0.15 | 0.15 | 0.15 | 0.15 | 0.15 | 0.15
CT Fac. Spec. - NOX Rate Winter v.4.10 Final, Unit 3073 and retrofits | 339 | 2270 | Rate Constraint in lbs/MMBtu | FALSE | L | Annual | Emissions at Affected Plants NOX | Thousand Tons | 0.014712 | 0.014712 | 0.014712 | 0.014712 | 0.014712 | 0.014712 | 0.00073447
CT Fac. Spec. - NOX Rate Winter v.4.10 Final, Unit 3073 and retrofits | 339 | 2270 | Rate Constraint in lbs/MMBtu | FALSE | L | Annual | Allowances Purchased NOX | Thousand Tons | 0 | 0 | 0 | 0 | 0 | 0 | 0
CT Fac. Spec. - NOX Rate Winter v.4.10 Final, Unit 3073 and retrofits | 339 | 2270 | Rate Constraint in lbs/MMBtu | FALSE | L | Annual | Allowances Sold NOX | Thousand Tons | 0 | 0 | 0 | 0 | 0 | 0 | 0
CT Fac. Spec. - NOX Rate Winter v.4.10 Final, Unit 3073 and retrofits | 339 | 2270 | Rate Constraint in lbs/MMBtu | FALSE | L | Annual | Allowances Banked | Thousand Tons | 0 | 0 | 0 | 0 | 0 | 0 | 0
CT Fac. Spec. - NOX Rate Winter v.4.10 Final, Unit 3073 and retrofits | 339 | 2270 | Rate Constraint in lbs/MMBtu | FALSE | L | Annual | Allowances Withdrawn (1:1) | Thousand Tons | 0 | 0 | 0 | 0 | 0 | 0 | 0
CT Fac. Spec. - NOX Rate Winter v.4.10 Final, Unit 3073 and retrofits | 339 | 2270 | Rate Constraint in lbs/MMBtu | FALSE | L | Annual | Allowances Withdrawn (n:1) | Thousand Tons | 0 | 0 | 0 | 0 | 0 | 0 | 0
CT Fac. Spec. - NOX Rate Winter v.4.10 Final, Unit 3073 and retrofits | 339 | 2270 | Rate Constraint in lbs/MMBtu | FALSE | L | Annual | Net Emissions Allowance Position | Thousand Tons | 0.014712 | 0.014712 | 0.014712 | 0.014712 | 0.014712 | 0.014712 | 0.00073447
CT Fac. Spec. - NOX Rate Winter v.4.10 Final, Unit 3073 and retrofits | 339 | 2270 | Rate Constraint in lbs/MMBtu | FALSE | L | Annual | Fuel Consumed | TBtu | 8.0354 | 8.0354 | 8.0354 | 8.0354 | 8.0354 | 8.0354 | 0.40114
CT Fac. Spec. - NOX Rate Winter v.4.10 Final, Unit 3073 and retrofits | 339 | 2270 | Rate Constraint in lbs/MMBtu | FALSE | L | Annual | Rate | lb/MMBtu | 0.0036619 | 0.0036619 | 0.0036619 | 0.0036619 | 0.0036619 | 0.0036619 | 0.0036619
CT Fac. Spec. - NOX Rate Winter v.4.10 Final, Unit 3073 and retrofits | 339 | 2270 | Rate Constraint in lbs/MMBtu | FALSE | L | Annual | Generation | TWh | 1.0919 | 1.0919 | 1.0919 | 1.0919 | 1.0919 | 1.0919 | 0.05451
CT Fac. Spec. - NOX Rate Winter v.4.10 Final, Unit 3073 and retrofits | 339 | 2270 | Rate Constraint in lbs/MMBtu | FALSE | L | Annual | Qualifying Generation | TWh | 1.0919 | 1.0919 | 1.0919 | 1.0919 | 1.0919 | 1.0919 | 0.05451
CT Fac. Spec. - NOX Rate Winter v.4.10 Final, Unit 3073 and retrofits | 339 | 2270 | Rate Constraint in lbs/MMBtu | FALSE | L | Annual | Rate | lb/MWh | 0.026948 | 0.026948 | 0.026948 | 0.026948 | 0.026948 | 0.026948 | 0.026948
CT Fac. Spec. - NOX Rate Winter v.4.10 Final, Unit 3073 and retrofits | 339 | 2270 | Rate Constraint in lbs/MMBtu | FALSE | L | Annual | Constraint Shadow Price | US2011$/Ton | 0 | 0 | 0 | 0 | 0 | 0 | 0
CT Fac. Spec. - NOX Rate Winter v.4.10 Final, Unit 3074 and retrofits | 340 | 2270 | Rate Constraint in lbs/MMBtu | FALSE | L | Annual | Seasons Included | Seasons | Winter | Winter | Winter | Winter | Winter | Winter | Winter
CT Fac. Spec. - NOX Rate Winter v.4.10 Final, Unit 3074 and retrofits | 340 | 2270 | Rate Constraint in lbs/MMBtu | FALSE | L | Annual | Standard NOX | lb/MMBtu | 0.15 | 0.15 | 0.15 | 0.15 | 0.15 | 0.15 | 0.15
CT Fac. Spec. - NOX Rate Winter v.4.10 Final, Unit 3074 and retrofits | 340 | 2270 | Rate Constraint in lbs/MMBtu | FALSE | L | Annual | Emissions at Affected Plants NOX | Thousand Tons | 0.029403 | 0.029403 | 0.029403 | 0.029403 | 0.029403 | 0.029403 | 0.029403
CT Fac. Spec. - NOX Rate Winter v.4.10 Final, Unit 3074 and retrofits | 340 | 2270 | Rate Constraint in lbs/MMBtu | FALSE | L | Annual | Allowances Purchased NOX | Thousand Tons | 0 | 0 | 0 | 0 | 0 | 0 | 0
CT Fac. Spec. - NOX Rate Winter v.4.10 Final, Unit 3074 and retrofits | 340 | 2270 | Rate Constraint in lbs/MMBtu | FALSE | L | Annual | Allowances Sold NOX | Thousand Tons | 0 | 0 | 0 | 0 | 0 | 0 | 0
CT Fac. Spec. - NOX Rate Winter v.4.10 Final, Unit 3074 and retrofits | 340 | 2270 | Rate Constraint in lbs/MMBtu | FALSE | L | Annual | Allowances Banked | Thousand Tons | 0 | 0 | 0 | 0 | 0 | 0 | 0
CT Fac. Spec. - NOX Rate Winter v.4.10 Final, Unit 3074 and retrofits | 340 | 2270 | Rate Constraint in lbs/MMBtu | FALSE | L | Annual | Allowances Withdrawn (1:1) | Thousand Tons | 0 | 0 | 0 | 0 | 0 | 0 | 0
CT Fac. Spec. - NOX Rate Winter v.4.10 Final, Unit 3074 and retrofits | 340 | 2270 | Rate Constraint in lbs/MMBtu | FALSE | L | Annual | Allowances Withdrawn (n:1) | Thousand Tons | 0 | 0 | 0 | 0 | 0 | 0 | 0
CT Fac. Spec. - NOX Rate Winter v.4.10 Final, Unit 3074 and retrofits | 340 | 2270 | Rate Constraint in lbs/MMBtu | FALSE | L | Annual | Net Emissions Allowance Position | Thousand Tons | 0.029403 | 0.029403 | 0.029403 | 0.029403 | 0.029403 | 0.029403 | 0.029403
CT Fac. Spec. - NOX Rate Winter v.4.10 Final, Unit 3074 and retrofits | 340 | 2270 | Rate Constraint in lbs/MMBtu | FALSE | L | Annual | Fuel Consumed | TBtu | 0.49426 | 0.49426 | 0.49426 | 0.49426 | 0.49426 | 0.49426 | 0.49426
CT Fac. Spec. - NOX Rate Winter v.4.10 Final, Unit 3074 and retrofits | 340 | 2270 | Rate Constraint in lbs/MMBtu | FALSE | L | Annual | Rate | lb/MMBtu | 0.11898 | 0.11898 | 0.11898 | 0.11898 | 0.11898 | 0.11898 | 0.11898
CT Fac. Spec. - NOX Rate Winter v.4.10 Final, Unit 3074 and retrofits | 340 | 2270 | Rate Constraint in lbs/MMBtu | FALSE | L | Annual | Generation | TWh | 0.068781 | 0.068781 | 0.068781 | 0.068781 | 0.068781 | 0.068781 | 0.068781
CT Fac. Spec. - NOX Rate Winter v.4.10 Final, Unit 3074 and retrofits | 340 | 2270 | Rate Constraint in lbs/MMBtu | FALSE | L | Annual | Qualifying Generation | TWh | 0.068781 | 0.068781 | 0.068781 | 0.068781 | 0.068781 | 0.068781 | 0.068781
CT Fac. Spec. - NOX Rate Winter v.4.10 Final, Unit 3074 and retrofits | 340 | 2270 | Rate Constraint in lbs/MMBtu | FALSE | L | Annual | Rate | lb/MWh | 0.85498 | 0.85498 | 0.85498 | 0.85498 | 0.85498 | 0.85498 | 0.85498
CT Fac. Spec. - NOX Rate Winter v.4.10 Final, Unit 3074 and retrofits | 340 | 2270 | Rate Constraint in lbs/MMBtu | FALSE | L | Annual | Constraint Shadow Price | US2011$/Ton | 0 | 0 | 0 | 0 | 0 | 0 | 0
CT Fac. Spec. - NOX Rate Winter v.4.10 Final, Unit 3075 and retrofits | 341 | 2270 | Rate Constraint in lbs/MMBtu | FALSE | L | Annual | Seasons Included | Seasons | Winter | Winter | Winter | Winter | Winter | Winter | Winter
CT Fac. Spec. - NOX Rate Winter v.4.10 Final, Unit 3075 and retrofits | 341 | 2270 | Rate Constraint in lbs/MMBtu | FALSE | L | Annual | Standard NOX | lb/MMBtu | 0.15 | 0.15 | 0.15 | 0.15 | 0.15 | 0.15 | 0.15
CT Fac. Spec. - NOX Rate Winter v.4.10 Final, Unit 3075 and retrofits | 341 | 2270 | Rate Constraint in lbs/MMBtu | FALSE | L | Annual | Emissions at Affected Plants NOX | Thousand Tons | 0.064319 | 0.064319 | 0.064319 | 0.064319 | 0.064319 | 0.0032109 | 0
CT Fac. Spec. - NOX Rate Winter v.4.10 Final, Unit 3075 and retrofits | 341 | 2270 | Rate Constraint in lbs/MMBtu | FALSE | L | Annual | Allowances Purchased NOX | Thousand Tons | 0 | 0 | 0 | 0 | 0 | 0 | 0
CT Fac. Spec. - NOX Rate Winter v.4.10 Final, Unit 3075 and retrofits | 341 | 2270 | Rate Constraint in lbs/MMBtu | FALSE | L | Annual | Allowances Sold NOX | Thousand Tons | 0 | 0 | 0 | 0 | 0 | 0 | 0
CT Fac. Spec. - NOX Rate Winter v.4.10 Final, Unit 3075 and retrofits | 341 | 2270 | Rate Constraint in lbs/MMBtu | FALSE | L | Annual | Allowances Banked | Thousand Tons | 0 | 0 | 0 | 0 | 0 | 0 | 0
CT Fac. Spec. - NOX Rate Winter v.4.10 Final, Unit 3075 and retrofits | 341 | 2270 | Rate Constraint in lbs/MMBtu | FALSE | L | Annual | Allowances Withdrawn (1:1) | Thousand Tons | 0 | 0 | 0 | 0 | 0 | 0 | 0
CT Fac. Spec. - NOX Rate Winter v.4.10 Final, Unit 3075 and retrofits | 341 | 2270 | Rate Constraint in lbs/MMBtu | FALSE | L | Annual | Allowances Withdrawn (n:1) | Thousand Tons | 0 | 0 | 0 | 0 | 0 | 0 | 0
CT Fac. Spec. - NOX Rate Winter v.4.10 Final, Unit 3075 and retrofits | 341 | 2270 | Rate Constraint in lbs/MMBtu | FALSE | L | Annual | Net Emissions Allowance Position | Thousand Tons | 0.064319 | 0.064319 | 0.064319 | 0.064319 | 0.064319 | 0.0032109 | 0
CT Fac. Spec. - NOX Rate Winter v.4.10 Final, Unit 3075 and retrofits | 341 | 2270 | Rate Constraint in lbs/MMBtu | FALSE | L | Annual | Fuel Consumed | TBtu | 1.0812 | 1.0812 | 1.0812 | 1.0812 | 1.0812 | 0.053975 | 0
CT Fac. Spec. - NOX Rate Winter v.4.10 Final, Unit 3075 and retrofits | 341 | 2270 | Rate Constraint in lbs/MMBtu | FALSE | L | Annual | Rate | lb/MMBtu | 0.11898 | 0.11898 | 0.11898 | 0.11898 | 0.11898 | 0.11898 | 0
CT Fac. Spec. - NOX Rate Winter v.4.10 Final, Unit 3075 and retrofits | 341 | 2270 | Rate Constraint in lbs/MMBtu | FALSE | L | Annual | Generation | TWh | 0.15046 | 0.15046 | 0.15046 | 0.15046 | 0.15046 | 0.0075111 | 0
CT Fac. Spec. - NOX Rate Winter v.4.10 Final, Unit 3075 and retrofits | 341 | 2270 | Rate Constraint in lbs/MMBtu | FALSE | L | Annual | Qualifying Generation | TWh | 0.15046 | 0.15046 | 0.15046 | 0.15046 | 0.15046 | 0.0075111 | 0
CT Fac. Spec. - NOX Rate Winter v.4.10 Final, Unit 3075 and retrofits | 341 | 2270 | Rate Constraint in lbs/MMBtu | FALSE | L | Annual | Rate | lb/MWh | 0.85498 | 0.85498 | 0.85498 | 0.85498 | 0.85498 | 0.85498 | 0
CT Fac. Spec. - NOX Rate Winter v.4.10 Final, Unit 3075 and retrofits | 341 | 2270 | Rate Constraint in lbs/MMBtu | FALSE | L | Annual | Constraint Shadow Price | US2011$/Ton | 0 | 0 | 0 | 0 | 0 | 0 | 0
CT Fac. Spec. - NOX Rate Winter v.4.10 Final, Unit 3766 and retrofits | 342 | 2270 | Rate Constraint in lbs/MMBtu | FALSE | L | Annual | Seasons Included | Seasons | Winter | Winter | Winter | Winter | Winter | Winter | Winter
CT Fac. Spec. - NOX Rate Winter v.4.10 Final, Unit 3766 and retrofits | 342 | 2270 | Rate Constraint in lbs/MMBtu | FALSE | L | Annual | Standard NOX | lb/MMBtu | 0.15 | 0.15 | 0.15 | 0.15 | 0.15 | 0.15 | 0.15
CT Fac. Spec. - NOX Rate Winter v.4.10 Final, Unit 3766 and retrofits | 342 | 2270 | Rate Constraint in lbs/MMBtu | FALSE | L | Annual | Emissions at Affected Plants NOX | Thousand Tons | 0.006925 | 0 | 0 | 0 | 0 | 0 | 0
CT Fac. Spec. - NOX Rate Winter v.4.10 Final, Unit 3766 and retrofits | 342 | 2270 | Rate Constraint in lbs/MMBtu | FALSE | L | Annual | Allowances Purchased NOX | Thousand Tons | 0 | 0 | 0 | 0 | 0 | 0 | 0
CT Fac. Spec. - NOX Rate Winter v.4.10 Final, Unit 3766 and retrofits | 342 | 2270 | Rate Constraint in lbs/MMBtu | FALSE | L | Annual | Allowances Sold NOX | Thousand Tons | 0 | 0 | 0 | 0 | 0 | 0 | 0
CT Fac. Spec. - NOX Rate Winter v.4.10 Final, Unit 3766 and retrofits | 342 | 2270 | Rate Constraint in lbs/MMBtu | FALSE | L | Annual | Allowances Banked | Thousand Tons | 0 | 0 | 0 | 0 | 0 | 0 | 0
CT Fac. Spec. - NOX Rate Winter v.4.10 Final, Unit 3766 and retrofits | 342 | 2270 | Rate Constraint in lbs/MMBtu | FALSE | L | Annual | Allowances Withdrawn (1:1) | Thousand Tons | 0 | 0 | 0 | 0 | 0 | 0 | 0
CT Fac. Spec. - NOX Rate Winter v.4.10 Final, Unit 3766 and retrofits | 342 | 2270 | Rate Constraint in lbs/MMBtu | FALSE | L | Annual | Allowances Withdrawn (n:1) | Thousand Tons | 0 | 0 | 0 | 0 | 0 | 0 | 0
CT Fac. Spec. - NOX Rate Winter v.4.10 Final, Unit 3766 and retrofits | 342 | 2270 | Rate Constraint in lbs/MMBtu | FALSE | L | Annual | Net Emissions Allowance Position | Thousand Tons | 0.006925 | 0 | 0 | 0 | 0 | 0 | 0
CT Fac. Spec. - NOX Rate Winter v.4.10 Final, Unit 3766 and retrofits | 342 | 2270 | Rate Constraint in lbs/MMBtu | FALSE | L | Annual | Fuel Consumed | TBtu | 0.1589 | 0 | 0 | 0 | 0 | 0 | 0
CT Fac. Spec. - NOX Rate Winter v.4.10 Final, Unit 3766 and retrofits | 342 | 2270 | Rate Constraint in lbs/MMBtu | FALSE | L | Annual | Rate | lb/MMBtu | 0.087162 | 0 | 0 | 0 | 0 | 0 | 0
CT Fac. Spec. - NOX Rate Winter v.4.10 Final, Unit 3766 and retrofits | 342 | 2270 | Rate Constraint in lbs/MMBtu | FALSE | L | Annual | Generation | TWh | 0.013127 | 0 | 0 | 0 | 0 | 0 | 0
CT Fac. Spec. - NOX Rate Winter v.4.10 Final, Unit 3766 and retrofits | 342 | 2270 | Rate Constraint in lbs/MMBtu | FALSE | L | Annual | Qualifying Generation | TWh | 0.013127 | 0 | 0 | 0 | 0 | 0 | 0
CT Fac. Spec. - NOX Rate Winter v.4.10 Final, Unit 3766 and retrofits | 342 | 2270 | Rate Constraint in lbs/MMBtu | FALSE | L | Annual | Rate | lb/MWh | 1.0551 | 0 | 0 | 0 | 0 | 0 | 0
CT Fac. Spec. - NOX Rate Winter v.4.10 Final, Unit 3766 and retrofits | 342 | 2270 | Rate Constraint in lbs/MMBtu | FALSE | L | Annual | Constraint Shadow Price | US2011$/Ton | 0 | 0 | 0 | 0 | 0 | 0 | 0
CT Fac. Spec. - NOX Rate Winter v.4.10 Final, Unit 3767 and retrofits | 343 | 2270 | Rate Constraint in lbs/MMBtu | FALSE | L | Annual | Seasons Included | Seasons | Winter | Winter | Winter | Winter | Winter | Winter | Winter
CT Fac. Spec. - NOX Rate Winter v.4.10 Final, Unit 3767 and retrofits | 343 | 2270 | Rate Constraint in lbs/MMBtu | FALSE | L | Annual | Standard NOX | lb/MMBtu | 0.15 | 0.15 | 0.15 | 0.15 | 0.15 | 0.15 | 0.15
CT Fac. Spec. - NOX Rate Winter v.4.10 Final, Unit 3767 and retrofits | 343 | 2270 | Rate Constraint in lbs/MMBtu | FALSE | L | Annual | Emissions at Affected Plants NOX | Thousand Tons | 0.0039841 | 0 | 0 | 0 | 0 | 0 | 0
CT Fac. Spec. - NOX Rate Winter v.4.10 Final, Unit 3767 and retrofits | 343 | 2270 | Rate Constraint in lbs/MMBtu | FALSE | L | Annual | Allowances Purchased NOX | Thousand Tons | 0 | 0 | 0 | 0 | 0 | 0 | 0
CT Fac. Spec. - NOX Rate Winter v.4.10 Final, Unit 3767 and retrofits | 343 | 2270 | Rate Constraint in lbs/MMBtu | FALSE | L | Annual | Allowances Sold NOX | Thousand Tons | 0 | 0 | 0 | 0 | 0 | 0 | 0
CT Fac. Spec. - NOX Rate Winter v.4.10 Final, Unit 3767 and retrofits | 343 | 2270 | Rate Constraint in lbs/MMBtu | FALSE | L | Annual | Allowances Banked | Thousand Tons | 0 | 0 | 0 | 0 | 0 | 0 | 0
CT Fac. Spec. - NOX Rate Winter v.4.10 Final, Unit 3767 and retrofits | 343 | 2270 | Rate Constraint in lbs/MMBtu | FALSE | L | Annual | Allowances Withdrawn (1:1) | Thousand Tons | 0 | 0 | 0 | 0 | 0 | 0 | 0
CT Fac. Spec. - NOX Rate Winter v.4.10 Final, Unit 3767 and retrofits | 343 | 2270 | Rate Constraint in lbs/MMBtu | FALSE | L | Annual | Allowances Withdrawn (n:1) | Thousand Tons | 0 | 0 | 0 | 0 | 0 | 0 | 0
CT Fac. Spec. - NOX Rate Winter v.4.10 Final, Unit 3767 and retrofits | 343 | 2270 | Rate Constraint in lbs/MMBtu | FALSE | L | Annual | Net Emissions Allowance Position | Thousand Tons | 0.0039841 | 0 | 0 | 0 | 0 | 0 | 0
CT Fac. Spec. - NOX Rate Winter v.4.10 Final, Unit 3767 and retrofits | 343 | 2270 | Rate Constraint in lbs/MMBtu | FALSE | L | Annual | Fuel Consumed | TBtu | 0.091125 | 0 | 0 | 0 | 0 | 0 | 0
CT Fac. Spec. - NOX Rate Winter v.4.10 Final, Unit 3767 and retrofits | 343 | 2270 | Rate Constraint in lbs/MMBtu | FALSE | L | Annual | Rate | lb/MMBtu | 0.087442 | 0 | 0 | 0 | 0 | 0 | 0
CT Fac. Spec. - NOX Rate Winter v.4.10 Final, Unit 3767 and retrofits | 343 | 2270 | Rate Constraint in lbs/MMBtu | FALSE | L | Annual | Generation | TWh | 0.0075341 | 0 | 0 | 0 | 0 | 0 | 0
CT Fac. Spec. - NOX Rate Winter v.4.10 Final, Unit 3767 and retrofits | 343 | 2270 | Rate Constraint in lbs/MMBtu | FALSE | L | Annual | Qualifying Generation | TWh | 0.0075341 | 0 | 0 | 0 | 0 | 0 | 0
CT Fac. Spec. - NOX Rate Winter v.4.10 Final, Unit 3767 and retrofits | 343 | 2270 | Rate Constraint in lbs/MMBtu | FALSE | L | Annual | Rate | lb/MWh | 1.0576 | 0 | 0 | 0 | 0 | 0 | 0
CT Fac. Spec. - NOX Rate Winter v.4.10 Final, Unit 3767 and retrofits | 343 | 2270 | Rate Constraint in lbs/MMBtu | FALSE | L | Annual | Constraint Shadow Price | US2011$/Ton | 0 | 0 | 0 | 0 | 0 | 0 | 0
CT Fac. Spec. - NOX Rate Winter v.4.10 Final, Unit 3957 and retrofits | 344 | 2270 | Rate Constraint in lbs/MMBtu | FALSE | L | Annual | Seasons Included | Seasons | Winter | Winter | Winter | Winter | Winter | Winter | Winter
CT Fac. Spec. - NOX Rate Winter v.4.10 Final, Unit 3957 and retrofits | 344 | 2270 | Rate Constraint in lbs/MMBtu | FALSE | L | Annual | Standard NOX | lb/MMBtu | 0.15 | 0.15 | 0.15 | 0.15 | 0.15 | 0.15 | 0.15
CT Fac. Spec. - NOX Rate Winter v.4.10 Final, Unit 3957 and retrofits | 344 | 2270 | Rate Constraint in lbs/MMBtu | FALSE | L | Annual | Emissions at Affected Plants NOX | Thousand Tons | 0 | 0 | 0 | 0 | 0 | 0 | 0
CT Fac. Spec. - NOX Rate Winter v.4.10 Final, Unit 3957 and retrofits | 344 | 2270 | Rate Constraint in lbs/MMBtu | FALSE | L | Annual | Allowances Purchased NOX | Thousand Tons | 0 | 0 | 0 | 0 | 0 | 0 | 0
CT Fac. Spec. - NOX Rate Winter v.4.10 Final, Unit 3957 and retrofits | 344 | 2270 | Rate Constraint in lbs/MMBtu | FALSE | L | Annual | Allowances Sold NOX | Thousand Tons | 0 | 0 | 0 | 0 | 0 | 0 | 0
CT Fac. Spec. - NOX Rate Winter v.4.10 Final, Unit 3957 and retrofits | 344 | 2270 | Rate Constraint in lbs/MMBtu | FALSE | L | Annual | Allowances Banked | Thousand Tons | 0 | 0 | 0 | 0 | 0 | 0 | 0
CT Fac. Spec. - NOX Rate Winter v.4.10 Final, Unit 3957 and retrofits | 344 | 2270 | Rate Constraint in lbs/MMBtu | FALSE | L | Annual | Allowances Withdrawn (1:1) | Thousand Tons | 0 | 0 | 0 | 0 | 0 | 0 | 0
CT Fac. Spec. - NOX Rate Winter v.4.10 Final, Unit 3957 and retrofits | 344 | 2270 | Rate Constraint in lbs/MMBtu | FALSE | L | Annual | Allowances Withdrawn (n:1) | Thousand Tons | 0 | 0 | 0 | 0 | 0 | 0 | 0
CT Fac. Spec. - NOX Rate Winter v.4.10 Final, Unit 3957 and retrofits | 344 | 2270 | Rate Constraint in lbs/MMBtu | FALSE | L | Annual | Net Emissions Allowance Position | Thousand Tons | 0 | 0 | 0 | 0 | 0 | 0 | 0
CT Fac. Spec. - NOX Rate Winter v.4.10 Final, Unit 3957 and retrofits | 344 | 2270 | Rate Constraint in lbs/MMBtu | FALSE | L | Annual | Fuel Consumed | TBtu | 0 | 0 | 0 | 0 | 0 | 0 | 0
CT Fac. Spec. - NOX Rate Winter v.4.10 Final, Unit 3957 and retrofits | 344 | 2270 | Rate Constraint in lbs/MMBtu | FALSE | L | Annual | Rate | lb/MMBtu | 0 | 0 | 0 | 0 | 0 | 0 | 0
CT Fac. Spec. - NOX Rate Winter v.4.10 Final, Unit 3957 and retrofits | 344 | 2270 | Rate Constraint in lbs/MMBtu | FALSE | L | Annual | Generation | TWh | 0 | 0 | 0 | 0 | 0 | 0 | 0
CT Fac. Spec. - NOX Rate Winter v.4.10 Final, Unit 3957 and retrofits | 344 | 2270 | Rate Constraint in lbs/MMBtu | FALSE | L | Annual | Qualifying Generation | TWh | 0 | 0 | 0 | 0 | 0 | 0 | 0
CT Fac. Spec. - NOX Rate Winter v.4.10 Final, Unit 3957 and retrofits | 344 | 2270 | Rate Constraint in lbs/MMBtu | FALSE | L | Annual | Rate | lb/MWh | 0 | 0 | 0 | 0 | 0 | 0 | 0
CT Fac. Spec. - NOX Rate Winter v.4.10 Final, Unit 3957 and retrofits | 344 | 2270 | Rate Constraint in lbs/MMBtu | FALSE | L | Annual | Constraint Shadow Price | US2011$/Ton | 0 | 0 | 0 | 0 | 0 | 0 | 0
CT Fac. Spec. - NOX Rate Winter v.4.10 Final, Unit 3958 and retrofits | 345 | 2270 | Rate Constraint in lbs/MMBtu | FALSE | L | Annual | Seasons Included | Seasons | Winter | Winter | Winter | Winter | Winter | Winter | Winter
CT Fac. Spec. - NOX Rate Winter v.4.10 Final, Unit 3958 and retrofits | 345 | 2270 | Rate Constraint in lbs/MMBtu | FALSE | L | Annual | Standard NOX | lb/MMBtu | 0.15 | 0.15 | 0.15 | 0.15 | 0.15 | 0.15 | 0.15
CT Fac. Spec. - NOX Rate Winter v.4.10 Final, Unit 3958 and retrofits | 345 | 2270 | Rate Constraint in lbs/MMBtu | FALSE | L | Annual | Emissions at Affected Plants NOX | Thousand Tons | 0 | 0 | 0 | 0 | 0 | 0 | 0
CT Fac. Spec. - NOX Rate Winter v.4.10 Final, Unit 3958 and retrofits | 345 | 2270 | Rate Constraint in lbs/MMBtu | FALSE | L | Annual | Allowances Purchased NOX | Thousand Tons | 0 | 0 | 0 | 0 | 0 | 0 | 0
CT Fac. Spec. - NOX Rate Winter v.4.10 Final, Unit 3958 and retrofits | 345 | 2270 | Rate Constraint in lbs/MMBtu | FALSE | L | Annual | Allowances Sold NOX | Thousand Tons | 0 | 0 | 0 | 0 | 0 | 0 | 0
CT Fac. Spec. - NOX Rate Winter v.4.10 Final, Unit 3958 and retrofits | 345 | 2270 | Rate Constraint in lbs/MMBtu | FALSE | L | Annual | Allowances Banked | Thousand Tons | 0 | 0 | 0 | 0 | 0 | 0 | 0
CT Fac. Spec. - NOX Rate Winter v.4.10 Final, Unit 3958 and retrofits | 345 | 2270 | Rate Constraint in lbs/MMBtu | FALSE | L | Annual | Allowances Withdrawn (1:1) | Thousand Tons | 0 | 0 | 0 | 0 | 0 | 0 | 0
CT Fac. Spec. - NOX Rate Winter v.4.10 Final, Unit 3958 and retrofits | 345 | 2270 | Rate Constraint in lbs/MMBtu | FALSE | L | Annual | Allowances Withdrawn (n:1) | Thousand Tons | 0 | 0 | 0 | 0 | 0 | 0 | 0
CT Fac. Spec. - NOX Rate Winter v.4.10 Final, Unit 3958 and retrofits | 345 | 2270 | Rate Constraint in lbs/MMBtu | FALSE | L | Annual | Net Emissions Allowance Position | Thousand Tons | 0 | 0 | 0 | 0 | 0 | 0 | 0
CT Fac. Spec. - NOX Rate Winter v.4.10 Final, Unit 3958 and retrofits | 345 | 2270 | Rate Constraint in lbs/MMBtu | FALSE | L | Annual | Fuel Consumed | TBtu | 0 | 0 | 0 | 0 | 0 | 0 | 0
CT Fac. Spec. - NOX Rate Winter v.4.10 Final, Unit 3958 and retrofits | 345 | 2270 | Rate Constraint in lbs/MMBtu | FALSE | L | Annual | Rate | lb/MMBtu | 0 | 0 | 0 | 0 | 0 | 0 | 0
CT Fac. Spec. - NOX Rate Winter v.4.10 Final, Unit 3958 and retrofits | 345 | 2270 | Rate Constraint in lbs/MMBtu | FALSE | L | Annual | Generation | TWh | 0 | 0 | 0 | 0 | 0 | 0 | 0
CT Fac. Spec. - NOX Rate Winter v.4.10 Final, Unit 3958 and retrofits | 345 | 2270 | Rate Constraint in lbs/MMBtu | FALSE | L | Annual | Qualifying Generation | TWh | 0 | 0 | 0 | 0 | 0 | 0 | 0
CT Fac. Spec. - NOX Rate Winter v.4.10 Final, Unit 3958 and retrofits | 345 | 2270 | Rate Constraint in lbs/MMBtu | FALSE | L | Annual | Rate | lb/MWh | 0 | 0 | 0 | 0 | 0 | 0 | 0
CT Fac. Spec. - NOX Rate Winter v.4.10 Final, Unit 3958 and retrofits | 345 | 2270 | Rate Constraint in lbs/MMBtu | FALSE | L | Annual | Constraint Shadow Price | US2011$/Ton | 0 | 0 | 0 | 0 | 0 | 0 | 0
CT Fac. Spec. - NOX Rate Winter v.4.10 Final, Unit 3959 and retrofits | 346 | 2270 | Rate Constraint in lbs/MMBtu | FALSE | L | Annual | Seasons Included | Seasons | Winter | Winter | Winter | Winter | Winter | Winter | Winter
CT Fac. Spec. - NOX Rate Winter v.4.10 Final, Unit 3959 and retrofits | 346 | 2270 | Rate Constraint in lbs/MMBtu | FALSE | L | Annual | Standard NOX | lb/MMBtu | 0.15 | 0.15 | 0.15 | 0.15 | 0.15 | 0.15 | 0.15
CT Fac. Spec. - NOX Rate Winter v.4.10 Final, Unit 3959 and retrofits | 346 | 2270 | Rate Constraint in lbs/MMBtu | FALSE | L | Annual | Emissions at Affected Plants NOX | Thousand Tons | 0 | 0 | 0 | 0 | 0 | 0 | 0
CT Fac. Spec. - NOX Rate Winter v.4.10 Final, Unit 3959 and retrofits | 346 | 2270 | Rate Constraint in lbs/MMBtu | FALSE | L | Annual | Allowances Purchased NOX | Thousand Tons | 0 | 0 | 0 | 0 | 0 | 0 | 0
CT Fac. Spec. - NOX Rate Winter v.4.10 Final, Unit 3959 and retrofits | 346 | 2270 | Rate Constraint in lbs/MMBtu | FALSE | L | Annual | Allowances Sold NOX | Thousand Tons | 0 | 0 | 0 | 0 | 0 | 0 | 0
CT Fac. Spec. - NOX Rate Winter v.4.10 Final, Unit 3959 and retrofits | 346 | 2270 | Rate Constraint in lbs/MMBtu | FALSE | L | Annual | Allowances Banked | Thousand Tons | 0 | 0 | 0 | 0 | 0 | 0 | 0
CT Fac. Spec. - NOX Rate Winter v.4.10 Final, Unit 3959 and retrofits | 346 | 2270 | Rate Constraint in lbs/MMBtu | FALSE | L | Annual | Allowances Withdrawn (1:1) | Thousand Tons | 0 | 0 | 0 | 0 | 0 | 0 | 0
CT Fac. Spec. - NOX Rate Winter v.4.10 Final, Unit 3959 and retrofits | 346 | 2270 | Rate Constraint in lbs/MMBtu | FALSE | L | Annual | Allowances Withdrawn (n:1) | Thousand Tons | 0 | 0 | 0 | 0 | 0 | 0 | 0
CT Fac. Spec. - NOX Rate Winter v.4.10 Final, Unit 3959 and retrofits | 346 | 2270 | Rate Constraint in lbs/MMBtu | FALSE | L | Annual | Net Emissions Allowance Position | Thousand Tons | 0 | 0 | 0 | 0 | 0 | 0 | 0
CT Fac. Spec. - NOX Rate Winter v.4.10 Final, Unit 3959 and retrofits | 346 | 2270 | Rate Constraint in lbs/MMBtu | FALSE | L | Annual | Fuel Consumed | TBtu | 0 | 0 | 0 | 0 | 0 | 0 | 0
CT Fac. Spec. - NOX Rate Winter v.4.10 Final, Unit 3959 and retrofits | 346 | 2270 | Rate Constraint in lbs/MMBtu | FALSE | L | Annual | Rate | lb/MMBtu | 0 | 0 | 0 | 0 | 0 | 0 | 0
CT Fac. Spec. - NOX Rate Winter v.4.10 Final, Unit 3959 and retrofits | 346 | 2270 | Rate Constraint in lbs/MMBtu | FALSE | L | Annual | Generation | TWh | 0 | 0 | 0 | 0 | 0 | 0 | 0
CT Fac. Spec. - NOX Rate Winter v.4.10 Final, Unit 3959 and retrofits | 346 | 2270 | Rate Constraint in lbs/MMBtu | FALSE | L | Annual | Qualifying Generation | TWh | 0 | 0 | 0 | 0 | 0 | 0 | 0
CT Fac. Spec. - NOX Rate Winter v.4.10 Final, Unit 3959 and retrofits | 346 | 2270 | Rate Constraint in lbs/MMBtu | FALSE | L | Annual | Rate | lb/MWh | 0 | 0 | 0 | 0 | 0 | 0 | 0
CT Fac. Spec. - NOX Rate Winter v.4.10 Final, Unit 3959 and retrofits | 346 | 2270 | Rate Constraint in lbs/MMBtu | FALSE | L | Annual | Constraint Shadow Price | US2011$/Ton | 0 | 0 | 0 | 0 | 0 | 0 | 0
CT Fac. Spec. - NOX Rate Winter v.4.10 Final, Unit 3960 and retrofits | 347 | 2270 | Rate Constraint in lbs/MMBtu | FALSE | L | Annual | Seasons Included | Seasons | Winter | Winter | Winter | Winter | Winter | Winter | Winter
CT Fac. Spec. - NOX Rate Winter v.4.10 Final, Unit 3960 and retrofits | 347 | 2270 | Rate Constraint in lbs/MMBtu | FALSE | L | Annual | Standard NOX | lb/MMBtu | 0.15 | 0.15 | 0.15 | 0.15 | 0.15 | 0.15 | 0.15
CT Fac. Spec. - NOX Rate Winter v.4.10 Final, Unit 3960 and retrofits | 347 | 2270 | Rate Constraint in lbs/MMBtu | FALSE | L | Annual | Emissions at Affected Plants NOX | Thousand Tons | 0.013297 | 0 | 0 | 0 | 0 | 0 | 0
CT Fac. Spec. - NOX Rate Winter v.4.10 Final, Unit 3960 and retrofits | 347 | 2270 | Rate Constraint in lbs/MMBtu | FALSE | L | Annual | Allowances Purchased NOX | Thousand Tons | 0 | 0 | 0 | 0 | 0 | 0 | 0
CT Fac. Spec. - NOX Rate Winter v.4.10 Final, Unit 3960 and retrofits | 347 | 2270 | Rate Constraint in lbs/MMBtu | FALSE | L | Annual | Allowances Sold NOX | Thousand Tons | 0 | 0 | 0 | 0 | 0 | 0 | 0
CT Fac. Spec. - NOX Rate Winter v.4.10 Final, Unit 3960 and retrofits | 347 | 2270 | Rate Constraint in lbs/MMBtu | FALSE | L | Annual | Allowances Banked | Thousand Tons | 0 | 0 | 0 | 0 | 0 | 0 | 0
CT Fac. Spec. - NOX Rate Winter v.4.10 Final, Unit 3960 and retrofits | 347 | 2270 | Rate Constraint in lbs/MMBtu | FALSE | L | Annual | Allowances Withdrawn (1:1) | Thousand Tons | 0 | 0 | 0 | 0 | 0 | 0 | 0
CT Fac. Spec. - NOX Rate Winter v.4.10 Final, Unit 3960 and retrofits | 347 | 2270 | Rate Constraint in lbs/MMBtu | FALSE | L | Annual | Allowances Withdrawn (n:1) | Thousand Tons | 0 | 0 | 0 | 0 | 0 | 0 | 0
CT Fac. Spec. - NOX Rate Winter v.4.10 Final, Unit 3960 and retrofits | 347 | 2270 | Rate Constraint in lbs/MMBtu | FALSE | L | Annual | Net Emissions Allowance Position | Thousand Tons | 0.013297 | 0 | 0 | 0 | 0 | 0 | 0
CT Fac. Spec. - NOX Rate Winter v.4.10 Final, Unit 3960 and retrofits | 347 | 2270 | Rate Constraint in lbs/MMBtu | FALSE | L | Annual | Fuel Consumed | TBtu | 0.47487 | 0 | 0 | 0 | 0 | 0 | 0
CT Fac. Spec. - NOX Rate Winter v.4.10 Final, Unit 3960 and retrofits | 347 | 2270 | Rate Constraint in lbs/MMBtu | FALSE | L | Annual | Rate | lb/MMBtu | 0.056002 | 0 | 0 | 0 | 0 | 0 | 0
CT Fac. Spec. - NOX Rate Winter v.4.10 Final, Unit 3960 and retrofits | 347 | 2270 | Rate Constraint in lbs/MMBtu | FALSE | L | Annual | Generation | TWh | 0.037427 | 0 | 0 | 0 | 0 | 0 | 0
CT Fac. Spec. - NOX Rate Winter v.4.10 Final, Unit 3960 and retrofits | 347 | 2270 | Rate Constraint in lbs/MMBtu | FALSE | L | Annual | Qualifying Generation | TWh | 0.037427 | 0 | 0 | 0 | 0 | 0 | 0
CT Fac. Spec. - NOX Rate Winter v.4.10 Final, Unit 3960 and retrofits | 347 | 2270 | Rate Constraint in lbs/MMBtu | FALSE | L | Annual | Rate | lb/MWh | 0.71056 | 0 | 0 | 0 | 0 | 0 | 0
CT Fac. Spec. - NOX Rate Winter v.4.10 Final, Unit 3960 and retrofits | 347 | 2270 | Rate Constraint in lbs/MMBtu | FALSE | L | Annual | Constraint Shadow Price | US2011$/Ton | 0 | 0 | 0 | 0 | 0 | 0 | 0
CT Fac. Spec. - NOX Rate Winter v.4.10 Final, Unit 4317 and retrofits | 348 | 2270 | Rate Constraint in lbs/MMBtu | FALSE | L | Annual | Seasons Included | Seasons | Winter | Winter | Winter | Winter | Winter | Winter | Winter
CT Fac. Spec. - NOX Rate Winter v.4.10 Final, Unit 4317 and retrofits | 348 | 2270 | Rate Constraint in lbs/MMBtu | FALSE | L | Annual | Standard NOX | lb/MMBtu | 0.15 | 0.15 | 0.15 | 0.15 | 0.15 | 0.15 | 0.15
CT Fac. Spec. - NOX Rate Winter v.4.10 Final, Unit 4317 and retrofits | 348 | 2270 | Rate Constraint in lbs/MMBtu | FALSE | L | Annual | Emissions at Affected Plants NOX | Thousand Tons | 0 | 0 | 0 | 0 | 0 | 0 | 0
CT Fac. Spec. - NOX Rate Winter v.4.10 Final, Unit 4317 and retrofits | 348 | 2270 | Rate Constraint in lbs/MMBtu | FALSE | L | Annual | Allowances Purchased NOX | Thousand Tons | 0 | 0 | 0 | 0 | 0 | 0 | 0
CT Fac. Spec. - NOX Rate Winter v.4.10 Final, Unit 4317 and retrofits | 348 | 2270 | Rate Constraint in lbs/MMBtu | FALSE | L | Annual | Allowances Sold NOX | Thousand Tons | 0 | 0 | 0 | 0 | 0 | 0 | 0
CT Fac. Spec. - NOX Rate Winter v.4.10 Final, Unit 4317 and retrofits | 348 | 2270 | Rate Constraint in lbs/MMBtu | FALSE | L | Annual | Allowances Banked | Thousand Tons | 0 | 0 | 0 | 0 | 0 | 0 | 0
CT Fac. Spec. - NOX Rate Winter v.4.10 Final, Unit 4317 and retrofits | 348 | 2270 | Rate Constraint in lbs/MMBtu | FALSE | L | Annual | Allowances Withdrawn (1:1) | Thousand Tons | 0 | 0 | 0 | 0 | 0 | 0 | 0
CT Fac. Spec. - NOX Rate Winter v.4.10 Final, Unit 4317 and retrofits | 348 | 2270 | Rate Constraint in lbs/MMBtu | FALSE | L | Annual | Allowances Withdrawn (n:1) | Thousand Tons | 0 | 0 | 0 | 0 | 0 | 0 | 0
CT Fac. Spec. - NOX Rate Winter v.4.10 Final, Unit 4317 and retrofits | 348 | 2270 | Rate Constraint in lbs/MMBtu | FALSE | L | Annual | Net Emissions Allowance Position | Thousand Tons | 0 | 0 | 0 | 0 | 0 | 0 | 0
CT Fac. Spec. - NOX Rate Winter v.4.10 Final, Unit 4317 and retrofits | 348 | 2270 | Rate Constraint in lbs/MMBtu | FALSE | L | Annual | Fuel Consumed | TBtu | 0 | 0 | 0 | 0 | 0 | 0 | 0
CT Fac. Spec. - NOX Rate Winter v.4.10 Final, Unit 4317 and retrofits | 348 | 2270 | Rate Constraint in lbs/MMBtu | FALSE | L | Annual | Rate | lb/MMBtu | 0 | 0 | 0 | 0 | 0 | 0 | 0
CT Fac. Spec. - NOX Rate Winter v.4.10 Final, Unit 4317 and retrofits | 348 | 2270 | Rate Constraint in lbs/MMBtu | FALSE | L | Annual | Generation | TWh | 0 | 0 | 0 | 0 | 0 | 0 | 0
CT Fac. Spec. - NOX Rate Winter v.4.10 Final, Unit 4317 and retrofits | 348 | 2270 | Rate Constraint in lbs/MMBtu | FALSE | L | Annual | Qualifying Generation | TWh | 0 | 0 | 0 | 0 | 0 | 0 | 0
CT Fac. Spec. - NOX Rate Winter v.4.10 Final, Unit 4317 and retrofits | 348 | 2270 | Rate Constraint in lbs/MMBtu | FALSE | L | Annual | Rate | lb/MWh | 0 | 0 | 0 | 0 | 0 | 0 | 0
CT Fac. Spec. - NOX Rate Winter v.4.10 Final, Unit 4317 and retrofits | 348 | 2270 | Rate Constraint in lbs/MMBtu | FALSE | L | Annual | Constraint Shadow Price | US2011$/Ton | 0 | 0 | 0 | 0 | 0 | 0 | 0
CT Fac. Spec. - SO2 Rate Annual Non-Title IV v3.1, Unit 72 and retrofits | 349 | 2294 | Rate Constraint in lbs/MMBtu | FALSE | L | Annual | Seasons Included | Seasons | Winter, Summer | Winter, Summer | Winter, Summer | Winter, Summer | Winter, Summer | Winter, Summer | Winter, Summer
CT Fac. Spec. - SO2 Rate Annual Non-Title IV v3.1, Unit 72 and retrofits | 349 | 2294 | Rate Constraint in lbs/MMBtu | FALSE | L | Annual | Standard SO2 | lb/MMBtu | 0.55 | 0.55 | 0.55 | 0.55 | 0.55 | 0.55 | 0.55
CT Fac. Spec. - SO2 Rate Annual Non-Title IV v3.1, Unit 72 and retrofits | 349 | 2294 | Rate Constraint in lbs/MMBtu | FALSE | L | Annual | Emissions at Affected Plants SO2 | Thousand Tons | 0.053118 | 0.05319 | 0.066238 | 0.066238 | 0.066238 | 0.066238 | 0.066238
CT Fac. Spec. - SO2 Rate Annual Non-Title IV v3.1, Unit 72 and retrofits | 349 | 2294 | Rate Constraint in lbs/MMBtu | FALSE | L | Annual | Allowances Purchased SO2 | Thousand Tons | 0 | 0 | 0 | 0 | 0 | 0 | 0
CT Fac. Spec. - SO2 Rate Annual Non-Title IV v3.1, Unit 72 and retrofits | 349 | 2294 | Rate Constraint in lbs/MMBtu | FALSE | L | Annual | Allowances Sold SO2 | Thousand Tons | 0 | 0 | 0 | 0 | 0 | 0 | 0
CT Fac. Spec. - SO2 Rate Annual Non-Title IV v3.1, Unit 72 and retrofits | 349 | 2294 | Rate Constraint in lbs/MMBtu | FALSE | L | Annual | Allowances Banked | Thousand Tons | 0 | 0 | 0 | 0 | 0 | 0 | 0
CT Fac. Spec. - SO2 Rate Annual Non-Title IV v3.1, Unit 72 and retrofits | 349 | 2294 | Rate Constraint in lbs/MMBtu | FALSE | L | Annual | Allowances Withdrawn (1:1) | Thousand Tons | 0 | 0 | 0 | 0 | 0 | 0 | 0
CT Fac. Spec. - SO2 Rate Annual Non-Title IV v3.1, Unit 72 and retrofits | 349 | 2294 | Rate Constraint in lbs/MMBtu | FALSE | L | Annual | Allowances Withdrawn (n:1) | Thousand Tons | 0 | 0 | 0 | 0 | 0 | 0 | 0
CT Fac. Spec. - SO2 Rate Annual Non-Title IV v3.1, Unit 72 and retrofits | 349 | 2294 | Rate Constraint in lbs/MMBtu | FALSE | L | Annual | Net Emissions Allowance Position | Thousand Tons | 0.053118 | 0.05319 | 0.066238 | 0.066238 | 0.066238 | 0.066238 | 0.066238
CT Fac. Spec. - SO2 Rate Annual Non-Title IV v3.1, Unit 72 and retrofits | 349 | 2294 | Rate Constraint in lbs/MMBtu | FALSE | L | Annual | Fuel Consumed | TBtu | 1.3279 | 1.3297 | 1.656 | 1.656 | 1.656 | 1.656 | 1.656
CT Fac. Spec. - SO2 Rate Annual Non-Title IV v3.1, Unit 72 and retrofits | 349 | 2294 | Rate Constraint in lbs/MMBtu | FALSE | L | Annual | Rate | lb/MMBtu | 0.08 | 0.08 | 0.08 | 0.08 | 0.08 | 0.08 | 0.08
CT Fac. Spec. - SO2 Rate Annual Non-Title IV v3.1, Unit 72 and retrofits | 349 | 2294 | Rate Constraint in lbs/MMBtu | FALSE | L | Annual | Generation | TWh | 0.098366 | 0.0985 | 0.12266 | 0.12266 | 0.12266 | 0.12266 | 0.12266
CT Fac. Spec. - SO2 Rate Annual Non-Title IV v3.1, Unit 72 and retrofits | 349 | 2294 | Rate Constraint in lbs/MMBtu | FALSE | L | Annual | Qualifying Generation | TWh | 0.098366 | 0.0985 | 0.12266 | 0.12266 | 0.12266 | 0.12266 | 0.12266
CT Fac. Spec. - SO2 Rate Annual Non-Title IV v3.1, Unit 72 and retrofits | 349 | 2294 | Rate Constraint in lbs/MMBtu | FALSE | L | Annual | Rate | lb/MWh | 1.08 | 1.08 | 1.08 | 1.08 | 1.08 | 1.08 | 1.08
CT Fac. Spec. - SO2 Rate Annual Non-Title IV v3.1, Unit 72 and retrofits | 349 | 2294 | Rate Constraint in lbs/MMBtu | FALSE | L | Annual | Constraint Shadow Price | US2011$/Ton | 0 | 0 | 0 | 0 | 0 | 0 | 0
CT Fac. Spec. - SO2 Rate Annual Non-Title IV v3.1, Unit 73 and retrofits | 350 | 2294 | Rate Constraint in lbs/MMBtu | FALSE | L | Annual | Seasons Included | Seasons | Winter, Summer | Winter, Summer | Winter, Summer | Winter, Summer | Winter, Summer | Winter, Summer | Winter, Summer
CT Fac. Spec. - SO2 Rate Annual Non-Title IV v3.1, Unit 73 and retrofits | 350 | 2294 | Rate Constraint in lbs/MMBtu | FALSE | L | Annual | Standard SO2 | lb/MMBtu | 0.55 | 0.55 | 0.55 | 0.55 | 0.55 | 0.55 | 0.55
CT Fac. Spec. - SO2 Rate Annual Non-Title IV v3.1, Unit 73 and retrofits | 350 | 2294 | Rate Constraint in lbs/MMBtu | FALSE | L | Annual | Emissions at Affected Plants SO2 | Thousand Tons | 0.076483 | 0.076483 | 0.068638 | 0.072701 | 0.075818 | 0.062767 | 0.062767
CT Fac. Spec. - SO2 Rate Annual Non-Title IV v3.1, Unit 73 and retrofits | 350 | 2294 | Rate Constraint in lbs/MMBtu | FALSE | L | Annual | Allowances Purchased SO2 | Thousand Tons | 0 | 0 | 0 | 0 | 0 | 0 | 0
CT Fac. Spec. - SO2 Rate Annual Non-Title IV v3.1, Unit 73 and retrofits | 350 | 2294 | Rate Constraint in lbs/MMBtu | FALSE | L | Annual | Allowances Sold SO2 | Thousand Tons | 0 | 0 | 0 | 0 | 0 | 0 | 0
CT Fac. Spec. - SO2 Rate Annual Non-Title IV v3.1, Unit 73 and retrofits | 350 | 2294 | Rate Constraint in lbs/MMBtu | FALSE | L | Annual | Allowances Banked | Thousand Tons | 0 | 0 | 0 | 0 | 0 | 0 | 0
CT Fac. Spec. - SO2 Rate Annual Non-Title IV v3.1, Unit 73 and retrofits | 350 | 2294 | Rate Constraint in lbs/MMBtu | FALSE | L | Annual | Allowances Withdrawn (1:1) | Thousand Tons | 0 | 0 | 0 | 0 | 0 | 0 | 0
CT Fac. Spec. - SO2 Rate Annual Non-Title IV v3.1, Unit 73 and retrofits | 350 | 2294 | Rate Constraint in lbs/MMBtu | FALSE | L | Annual | Allowances Withdrawn (n:1) | Thousand Tons | 0 | 0 | 0 | 0 | 0 | 0 | 0
CT Fac. Spec. - SO2 Rate Annual Non-Title IV v3.1, Unit 73 and retrofits | 350 | 2294 | Rate Constraint in lbs/MMBtu | FALSE | L | Annual | Net Emissions Allowance Position | Thousand Tons | 0.076483 | 0.076483 | 0.068638 | 0.072701 | 0.075818 | 0.062767 | 0.062767
CT Fac. Spec. - SO2 Rate Annual Non-Title IV v3.1, Unit 73 and retrofits | 350 | 2294 | Rate Constraint in lbs/MMBtu | FALSE | L | Annual | Fuel Consumed | TBtu | 1.9121 | 1.9121 | 1.716 | 1.8175 | 1.8954 | 1.5692 | 1.5692
CT Fac. Spec. - SO2 Rate Annual Non-Title IV v3.1, Unit 73 and retrofits | 350 | 2294 | Rate Constraint in lbs/MMBtu | FALSE | L | Annual | Rate | lb/MMBtu | 0.08 | 0.08 | 0.08 | 0.08 | 0.08 | 0.08 | 0.08
CT Fac. Spec. - SO2 Rate Annual Non-Title IV v3.1, Unit 73 and retrofits | 350 | 2294 | Rate Constraint in lbs/MMBtu | FALSE | L | Annual | Generation | TWh | 0.14164 | 0.14164 | 0.12711 | 0.13463 | 0.1404 | 0.11624 | 0.11624
CT Fac. Spec. - SO2 Rate Annual Non-Title IV v3.1, Unit 73 and retrofits | 350 | 2294 | Rate Constraint in lbs/MMBtu | FALSE | L | Annual | Qualifying Generation | TWh | 0.14164 | 0.14164 | 0.12711 | 0.13463 | 0.1404 | 0.11624 | 0.11624
CT Fac. Spec. - SO2 Rate Annual Non-Title IV v3.1, Unit 73 and retrofits | 350 | 2294 | Rate Constraint in lbs/MMBtu | FALSE | L | Annual | Rate | lb/MWh | 1.08 | 1.08 | 1.08 | 1.08 | 1.08 | 1.08 | 1.08
CT Fac. Spec. - SO2 Rate Annual Non-Title IV v3.1, Unit 73 and retrofits | 350 | 2294 | Rate Constraint in lbs/MMBtu | FALSE | L | Annual | Constraint Shadow Price | US2011$/Ton | 0 | 0 | 0 | 0 | 0 | 0 | 0
CT Fac. Spec. - SO2 Rate Annual Non-Title IV v3.1, Unit 1155 and retrofits | 351 | 2294 | Rate Constraint in lbs/MMBtu | FALSE | L | Annual | Seasons Included | Seasons | Winter, Summer | Winter, Summer | Winter, Summer | Winter, Summer | Winter, Summer | Winter, Summer | Winter, Summer
CT Fac. Spec. - SO2 Rate Annual Non-Title IV v3.1, Unit 1155 and retrofits | 351 | 2294 | Rate Constraint in lbs/MMBtu | FALSE | L | Annual | Standard SO2 | lb/MMBtu | 0.55 | 0.55 | 0.55 | 0.55 | 0.55 | 0.55 | 0.55
CT Fac. Spec. - SO2 Rate Annual Non-Title IV v3.1, Unit 1155 and retrofits | 351 | 2294 | Rate Constraint in lbs/MMBtu | FALSE | L | Annual | Emissions at Affected Plants SO2 | Thousand Tons | 0 | 0 | 0 | 0 | 0 | 0 | 0
CT Fac. Spec. - SO2 Rate Annual Non-Title IV v3.1, Unit 1155 and retrofits | 351 | 2294 | Rate Constraint in lbs/MMBtu | FALSE | L | Annual | Allowances Purchased SO2 | Thousand Tons | 0 | 0 | 0 | 0 | 0 | 0 | 0
CT Fac. Spec. - SO2 Rate Annual Non-Title IV v3.1, Unit 1155 and retrofits | 351 | 2294 | Rate Constraint in lbs/MMBtu | FALSE | L | Annual | Allowances Sold SO2 | Thousand Tons | 0 | 0 | 0 | 0 | 0 | 0 | 0
CT Fac. Spec. - SO2 Rate Annual Non-Title IV v3.1, Unit 1155 and retrofits | 351 | 2294 | Rate Constraint in lbs/MMBtu | FALSE | L | Annual | Allowances Banked | Thousand Tons | 0 | 0 | 0 | 0 | 0 | 0 | 0
CT Fac. Spec. - SO2 Rate Annual Non-Title IV v3.1, Unit 1155 and retrofits | 351 | 2294 | Rate Constraint in lbs/MMBtu | FALSE | L | Annual | Allowances Withdrawn (1:1) | Thousand Tons | 0 | 0 | 0 | 0 | 0 | 0 | 0
CT Fac. Spec. - SO2 Rate Annual Non-Title IV v3.1, Unit 1155 and retrofits | 351 | 2294 | Rate Constraint in lbs/MMBtu | FALSE | L | Annual | Allowances Withdrawn (n:1) | Thousand Tons | 0 | 0 | 0 | 0 | 0 | 0 | 0
CT Fac. Spec. - SO2 Rate Annual Non-Title IV v3.1, Unit 1155 and retrofits | 351 | 2294 | Rate Constraint in lbs/MMBtu | FALSE | L | Annual | Net Emissions Allowance Position | Thousand Tons | 0 | 0 | 0 | 0 | 0 | 0 | 0
CT Fac. Spec. - SO2 Rate Annual Non-Title IV v3.1, Unit 1155 and retrofits | 351 | 2294 | Rate Constraint in lbs/MMBtu | FALSE | L | Annual | Fuel Consumed | TBtu | 0 | 0 | 0 | 0 | 0 | 0 | 0
CT Fac. Spec. - SO2 Rate Annual Non-Title IV v3.1, Unit 1155 and retrofits | 351 | 2294 | Rate Constraint in lbs/MMBtu | FALSE | L | Annual | Rate | lb/MMBtu | 0 | 0 | 0 | 0 | 0 | 0 | 0
CT Fac. Spec. - SO2 Rate Annual Non-Title IV v3.1, Unit 1155 and retrofits | 351 | 2294 | Rate Constraint in lbs/MMBtu | FALSE | L | Annual | Generation | TWh | 0 | 0 | 0 | 0 | 0 | 0 | 0
CT Fac. Spec. - SO2 Rate Annual Non-Title IV v3.1, Unit 1155 and retrofits | 351 | 2294 | Rate Constraint in lbs/MMBtu | FALSE | L | Annual | Qualifying Generation | TWh | 0 | 0 | 0 | 0 | 0 | 0 | 0
CT Fac. Spec. - SO2 Rate Annual Non-Title IV v3.1, Unit 1155 and retrofits | 351 | 2294 | Rate Constraint in lbs/MMBtu | FALSE | L | Annual | Rate | lb/MWh | 0 | 0 | 0 | 0 | 0 | 0 | 0
CT Fac. Spec. - SO2 Rate Annual Non-Title IV v3.1, Unit 1155 and retrofits | 351 | 2294 | Rate Constraint in lbs/MMBtu | FALSE | L | Annual | Constraint Shadow Price | US2011$/Ton | 0 | 0 | 0 | 0 | 0 | 0 | 0
CT Fac. Spec. - SO2 Rate Annual Non-Title IV v3.1, Unit 1159 and retrofits | 352 | 2294 | Rate Constraint in lbs/MMBtu | FALSE | L | Annual | Seasons Included | Seasons | Winter, Summer | Winter, Summer | Winter, Summer | Winter, Summer | Winter, Summer | Winter, Summer | Winter, Summer
CT Fac. Spec. - SO2 Rate Annual Non-Title IV v3.1, Unit 1159 and retrofits | 352 | 2294 | Rate Constraint in lbs/MMBtu | FALSE | L | Annual | Standard SO2 | lb/MMBtu | 0.55 | 0.55 | 0.55 | 0.55 | 0.55 | 0.55 | 0.55
CT Fac. Spec. - SO2 Rate Annual Non-Title IV v3.1, Unit 1159 and retrofits | 352 | 2294 | Rate Constraint in lbs/MMBtu | FALSE | L | Annual | Emissions at Affected Plants SO2 | Thousand Tons | 0 | 0 | 0 | 0 | 0 | 0 | 0
CT Fac. Spec. - SO2 Rate Annual Non-Title IV v3.1, Unit 1159 and retrofits | 352 | 2294 | Rate Constraint in lbs/MMBtu | FALSE | L | Annual | Allowances Purchased SO2 | Thousand Tons | 0 | 0 | 0 | 0 | 0 | 0 | 0
CT Fac. Spec. - SO2 Rate Annual Non-Title IV v3.1, Unit 1159 and retrofits | 352 | 2294 | Rate Constraint in lbs/MMBtu | FALSE | L | Annual | Allowances Sold SO2 | Thousand Tons | 0 | 0 | 0 | 0 | 0 | 0 | 0
CT Fac. Spec. - SO2 Rate Annual Non-Title IV v3.1, Unit 1159 and retrofits | 352 | 2294 | Rate Constraint in lbs/MMBtu | FALSE | L | Annual | Allowances Banked | Thousand Tons | 0 | 0 | 0 | 0 | 0 | 0 | 0
CT Fac. Spec. - SO2 Rate Annual Non-Title IV v3.1, Unit 1159 and retrofits | 352 | 2294 | Rate Constraint in lbs/MMBtu | FALSE | L | Annual | Allowances Withdrawn (1:1) | Thousand Tons | 0 | 0 | 0 | 0 | 0 | 0 | 0
CT Fac. Spec. - SO2 Rate Annual Non-Title IV v3.1, Unit 1159 and retrofits | 352 | 2294 | Rate Constraint in lbs/MMBtu | FALSE | L | Annual | Allowances Withdrawn (n:1) | Thousand Tons | 0 | 0 | 0 | 0 | 0 | 0 | 0
CT Fac. Spec. - SO2 Rate Annual Non-Title IV v3.1, Unit 1159 and retrofits | 352 | 2294 | Rate Constraint in lbs/MMBtu | FALSE | L | Annual | Net Emissions Allowance Position | Thousand Tons | 0 | 0 | 0 | 0 | 0 | 0 | 0
CT Fac. Spec. - SO2 Rate Annual Non-Title IV v3.1, Unit 1159 and retrofits | 352 | 2294 | Rate Constraint in lbs/MMBtu | FALSE | L | Annual | Fuel Consumed | TBtu | 0 | 0 | 0 | 0 | 0 | 0 | 0
CT Fac. Spec. - SO2 Rate Annual Non-Title IV v3.1, Unit 1159 and retrofits | 352 | 2294 | Rate Constraint in lbs/MMBtu | FALSE | L | Annual | Rate | lb/MMBtu | 0 | 0 | 0 | 0 | 0 | 0 | 0
CT Fac. Spec. - SO2 Rate Annual Non-Title IV v3.1, Unit 1159 and retrofits | 352 | 2294 | Rate Constraint in lbs/MMBtu | FALSE | L | Annual | Generation | TWh | 0 | 0 | 0 | 0 | 0 | 0 | 0
CT Fac. Spec. - SO2 Rate Annual Non-Title IV v3.1, Unit 1159 and retrofits | 352 | 2294 | Rate Constraint in lbs/MMBtu | FALSE | L | Annual | Qualifying Generation | TWh | 0 | 0 | 0 | 0 | 0 | 0 | 0
CT Fac. Spec. - SO2 Rate Annual Non-Title IV v3.1, Unit 1159 and retrofits | 352 | 2294 | Rate Constraint in lbs/MMBtu | FALSE | L | Annual | Rate | lb/MWh | 0 | 0 | 0 | 0 | 0 | 0 | 0
CT Fac. Spec. - SO2 Rate Annual Non-Title IV v3.1, Unit 1159 and retrofits | 352 | 2294 | Rate Constraint in lbs/MMBtu | FALSE | L | Annual | Constraint Shadow Price | US2011$/Ton | 0 | 0 | 0 | 0 | 0 | 0 | 0
CT Fac. Spec. - SO2 Rate Annual Non-Title IV v3.1, Unit 1160 and retrofits | 353 | 2294 | Rate Constraint in lbs/MMBtu | FALSE | L | Annual | Seasons Included | Seasons | Winter, Summer | Winter, Summer | Winter, Summer | Winter, Summer | Winter, Summer | Winter, Summer | Winter, Summer
CT Fac. Spec. - SO2 Rate Annual Non-Title IV v3.1, Unit 1160 and retrofits | 353 | 2294 | Rate Constraint in lbs/MMBtu | FALSE | L | Annual | Standard SO2 | lb/MMBtu | 0.55 | 0.55 | 0.55 | 0.55 | 0.55 | 0.55 | 0.55
CT Fac. Spec. - SO2 Rate Annual Non-Title IV v3.1, Unit 1160 and retrofits | 353 | 2294 | Rate Constraint in lbs/MMBtu | FALSE | L | Annual | Emissions at Affected Plants SO2 | Thousand Tons | 0 | 0 | 0 | 0 | 0 | 0 | 0
CT Fac. Spec. - SO2 Rate Annual Non-Title IV v3.1, Unit 1160 and retrofits | 353 | 2294 | Rate Constraint in lbs/MMBtu | FALSE | L | Annual | Allowances Purchased SO2 | Thousand Tons | 0 | 0 | 0 | 0 | 0 | 0 | 0
CT Fac. Spec. - SO2 Rate Annual Non-Title IV v3.1, Unit 1160 and retrofits | 353 | 2294 | Rate Constraint in lbs/MMBtu | FALSE | L | Annual | Allowances Sold SO2 | Thousand Tons | 0 | 0 | 0 | 0 | 0 | 0 | 0
CT Fac. Spec. - SO2 Rate Annual Non-Title IV v3.1, Unit 1160 and retrofits | 353 | 2294 | Rate Constraint in lbs/MMBtu | FALSE | L | Annual | Allowances Banked | Thousand Tons | 0 | 0 | 0 | 0 | 0 | 0 | 0
CT Fac. Spec. - SO2 Rate Annual Non-Title IV v3.1, Unit 1160 and retrofits | 353 | 2294 | Rate Constraint in lbs/MMBtu | FALSE | L | Annual | Allowances Withdrawn (1:1) | Thousand Tons | 0 | 0 | 0 | 0 | 0 | 0 | 0
CT Fac. Spec. - SO2 Rate Annual Non-Title IV v3.1, Unit 1160 and retrofits | 353 | 2294 | Rate Constraint in lbs/MMBtu | FALSE | L | Annual | Allowances Withdrawn (n:1) | Thousand Tons | 0 | 0 | 0 | 0 | 0 | 0 | 0
CT Fac. Spec. - SO2 Rate Annual Non-Title IV v3.1, Unit 1160 and retrofits | 353 | 2294 | Rate Constraint in lbs/MMBtu | FALSE | L | Annual | Net Emissions Allowance Position | Thousand Tons | 0 | 0 | 0 | 0 | 0 | 0 | 0
CT Fac. Spec. - SO2 Rate Annual Non-Title IV v3.1, Unit 1160 and retrofits | 353 | 2294 | Rate Constraint in lbs/MMBtu | FALSE | L | Annual | Fuel Consumed | TBtu | 0 | 0 | 0 | 0 | 0 | 0 | 0
CT Fac. Spec. - SO2 Rate Annual Non-Title IV v3.1, Unit 1160 and retrofits | 353 | 2294 | Rate Constraint in lbs/MMBtu | FALSE | L | Annual | Rate | lb/MMBtu | 0 | 0 | 0 | 0 | 0 | 0 | 0
CT Fac. Spec. - SO2 Rate Annual Non-Title IV v3.1, Unit 1160 and retrofits | 353 | 2294 | Rate Constraint in lbs/MMBtu | FALSE | L | Annual | Generation | TWh | 0 | 0 | 0 | 0 | 0 | 0 | 0
CT Fac. Spec. - SO2 Rate Annual Non-Title IV v3.1, Unit 1160 and retrofits | 353 | 2294 | Rate Constraint in lbs/MMBtu | FALSE | L | Annual | Qualifying Generation | TWh | 0 | 0 | 0 | 0 | 0 | 0 | 0
CT Fac. Spec. - SO2 Rate Annual Non-Title IV v3.1, Unit 1160 and retrofits | 353 | 2294 | Rate Constraint in lbs/MMBtu | FALSE | L | Annual | Rate | lb/MWh | 0 | 0 | 0 | 0 | 0 | 0 | 0
CT Fac. Spec. - SO2 Rate Annual Non-Title IV v3.1, Unit 1160 and retrofits | 353 | 2294 | Rate Constraint in lbs/MMBtu | FALSE | L | Annual | Constraint Shadow Price | US2011$/Ton | 0 | 0 | 0 | 0 | 0 | 0 | 0
CT Fac. Spec. - SO2 Rate Annual Non-Title IV v3.1, Unit 1161 and retrofits | 354 | 2294 | Rate Constraint in lbs/MMBtu | FALSE | L | Annual | Seasons Included | Seasons | Winter, Summer | Winter, Summer | Winter, Summer | Winter, Summer | Winter, Summer | Winter, Summer | Winter, Summer
CT Fac. Spec. - SO2 Rate Annual Non-Title IV v3.1, Unit 1161 and retrofits | 354 | 2294 | Rate Constraint in lbs/MMBtu | FALSE | L | Annual | Standard SO2 | lb/MMBtu | 0.55 | 0.55 | 0.55 | 0.55 | 0.55 | 0.55 | 0.55
CT Fac. Spec. - SO2 Rate Annual Non-Title IV v3.1, Unit 1161 and retrofits | 354 | 2294 | Rate Constraint in lbs/MMBtu | FALSE | L | Annual | Emissions at Affected Plants SO2 | Thousand Tons | 0 | 0 | 0 | 0 | 0 | 0 | 0
CT Fac. Spec. - SO2 Rate Annual Non-Title IV v3.1, Unit 1161 and retrofits | 354 | 2294 | Rate Constraint in lbs/MMBtu | FALSE | L | Annual | Allowances Purchased SO2 | Thousand Tons | 0 | 0 | 0 | 0 | 0 | 0 | 0
CT Fac. Spec. - SO2 Rate Annual Non-Title IV v3.1, Unit 1161 and retrofits | 354 | 2294 | Rate Constraint in lbs/MMBtu | FALSE | L | Annual | Allowances Sold SO2 | Thousand Tons | 0 | 0 | 0 | 0 | 0 | 0 | 0
CT Fac. Spec. - SO2 Rate Annual Non-Title IV v3.1, Unit 1161 and retrofits | 354 | 2294 | Rate Constraint in lbs/MMBtu | FALSE | L | Annual | Allowances Banked | Thousand Tons | 0 | 0 | 0 | 0 | 0 | 0 | 0
CT Fac. Spec. - SO2 Rate Annual Non-Title IV v3.1, Unit 1161 and retrofits | 354 | 2294 | Rate Constraint in lbs/MMBtu | FALSE | L | Annual | Allowances Withdrawn (1:1) | Thousand Tons | 0 | 0 | 0 | 0 | 0 | 0 | 0
CT Fac. Spec. - SO2 Rate Annual Non-Title IV v3.1, Unit 1161 and retrofits | 354 | 2294 | Rate Constraint in lbs/MMBtu | FALSE | L | Annual | Allowances Withdrawn (n:1) | Thousand Tons | 0 | 0 | 0 | 0 | 0 | 0 | 0
CT Fac. Spec. - SO2 Rate Annual Non-Title IV v3.1, Unit 1161 and retrofits | 354 | 2294 | Rate Constraint in lbs/MMBtu | FALSE | L | Annual | Net Emissions Allowance Position | Thousand Tons | 0 | 0 | 0 | 0 | 0 | 0 | 0
CT Fac. Spec. - SO2 Rate Annual Non-Title IV v3.1, Unit 1161 and retrofits | 354 | 2294 | Rate Constraint in lbs/MMBtu | FALSE | L | Annual | Fuel Consumed | TBtu | 0 | 0 | 0 | 0 | 0 | 0 | 0
CT Fac. Spec. - SO2 Rate Annual Non-Title IV v3.1, Unit 1161 and retrofits | 354 | 2294 | Rate Constraint in lbs/MMBtu | FALSE | L | Annual | Rate | lb/MMBtu | 0 | 0 | 0 | 0 | 0 | 0 | 0
CT Fac. Spec. - SO2 Rate Annual Non-Title IV v3.1, Unit 1161 and retrofits | 354 | 2294 | Rate Constraint in lbs/MMBtu | FALSE | L | Annual | Generation | TWh | 0 | 0 | 0 | 0 | 0 | 0 | 0
CT Fac. Spec. - SO2 Rate Annual Non-Title IV v3.1, Unit 1161 and retrofits | 354 | 2294 | Rate Constraint in lbs/MMBtu | FALSE | L | Annual | Qualifying Generation | TWh | 0 | 0 | 0 | 0 | 0 | 0 | 0
CT Fac. Spec. - SO2 Rate Annual Non-Title IV v3.1, Unit 1161 and retrofits | 354 | 2294 | Rate Constraint in lbs/MMBtu | FALSE | L | Annual | Rate | lb/MWh | 0 | 0 | 0 | 0 | 0 | 0 | 0
CT Fac. Spec. - SO2 Rate Annual Non-Title IV v3.1, Unit 1161 and retrofits | 354 | 2294 | Rate Constraint in lbs/MMBtu | FALSE | L | Annual | Constraint Shadow Price | US2011$/Ton | 0 | 0 | 0 | 0 | 0 | 0 | 0
CT Fac. Spec. - SO2 Rate Annual Non-Title IV v3.1, Unit 1162 and retrofits | 355 | 2294 | Rate Constraint in lbs/MMBtu | FALSE | L | Annual | Seasons Included | Seasons | Winter, Summer | Winter, Summer | Winter, Summer | Winter, Summer | Winter, Summer | Winter, Summer | Winter, Summer
CT Fac. Spec. - SO2 Rate Annual Non-Title IV v3.1, Unit 1162 and retrofits | 355 | 2294 | Rate Constraint in lbs/MMBtu | FALSE | L | Annual | Standard SO2 | lb/MMBtu | 0.55 | 0.55 | 0.55 | 0.55 | 0.55 | 0.55 | 0.55
CT Fac. Spec. - SO2 Rate Annual Non-Title IV v3.1, Unit 1162 and retrofits | 355 | 2294 | Rate Constraint in lbs/MMBtu | FALSE | L | Annual | Emissions at Affected Plants SO2 | Thousand Tons | 0 | 0 | 0 | 0 | 0 | 0 | 0
CT Fac. Spec. - SO2 Rate Annual Non-Title IV v3.1, Unit 1162 and retrofits | 355 | 2294 | Rate Constraint in lbs/MMBtu | FALSE | L | Annual | Allowances Purchased SO2 | Thousand Tons | 0 | 0 | 0 | 0 | 0 | 0 | 0
CT Fac. Spec. - SO2 Rate Annual Non-Title IV v3.1, Unit 1162 and retrofits | 355 | 2294 | Rate Constraint in lbs/MMBtu | FALSE | L | Annual | Allowances Sold SO2 | Thousand Tons | 0 | 0 | 0 | 0 | 0 | 0 | 0
CT Fac. Spec. - SO2 Rate Annual Non-Title IV v3.1, Unit 1162 and retrofits | 355 | 2294 | Rate Constraint in lbs/MMBtu | FALSE | L | Annual | Allowances Banked | Thousand Tons | 0 | 0 | 0 | 0 | 0 | 0 | 0
CT Fac. Spec. - SO2 Rate Annual Non-Title IV v3.1, Unit 1162 and retrofits | 355 | 2294 | Rate Constraint in lbs/MMBtu | FALSE | L | Annual | Allowances Withdrawn (1:1) | Thousand Tons | 0 | 0 | 0 | 0 | 0 | 0 | 0
CT Fac. Spec. - SO2 Rate Annual Non-Title IV v3.1, Unit 1162 and retrofits | 355 | 2294 | Rate Constraint in lbs/MMBtu | FALSE | L | Annual | Allowances Withdrawn (n:1) | Thousand Tons | 0 | 0 | 0 | 0 | 0 | 0 | 0
CT Fac. Spec. - SO2 Rate Annual Non-Title IV v3.1, Unit 1162 and retrofits | 355 | 2294 | Rate Constraint in lbs/MMBtu | FALSE | L | Annual | Net Emissions Allowance Position | Thousand Tons | 0 | 0 | 0 | 0 | 0 | 0 | 0
CT Fac. Spec. - SO2 Rate Annual Non-Title IV v3.1, Unit 1162 and retrofits | 355 | 2294 | Rate Constraint in lbs/MMBtu | FALSE | L | Annual | Fuel Consumed | TBtu | 0 | 0 | 0 | 0 | 0 | 0 | 0
CT Fac. Spec. - SO2 Rate Annual Non-Title IV v3.1, Unit 1162 and retrofits | 355 | 2294 | Rate Constraint in lbs/MMBtu | FALSE | L | Annual | Rate | lb/MMBtu | 0 | 0 | 0 | 0 | 0 | 0 | 0
CT Fac. Spec. - SO2 Rate Annual Non-Title IV v3.1, Unit 1162 and retrofits | 355 | 2294 | Rate Constraint in lbs/MMBtu | FALSE | L | Annual | Generation | TWh | 0 | 0 | 0 | 0 | 0 | 0 | 0
CT Fac. Spec. - SO2 Rate Annual Non-Title IV v3.1, Unit 1162 and retrofits | 355 | 2294 | Rate Constraint in lbs/MMBtu | FALSE | L | Annual | Qualifying Generation | TWh | 0 | 0 | 0 | 0 | 0 | 0 | 0
CT Fac. Spec. - SO2 Rate Annual Non-Title IV v3.1, Unit 1162 and retrofits | 355 | 2294 | Rate Constraint in lbs/MMBtu | FALSE | L | Annual | Rate | lb/MWh | 0 | 0 | 0 | 0 | 0 | 0 | 0
CT Fac. Spec. - SO2 Rate Annual Non-Title IV v3.1, Unit 1162 and retrofits | 355 | 2294 | Rate Constraint in lbs/MMBtu | FALSE | L | Annual | Constraint Shadow Price | US2011$/Ton | 0 | 0 | 0 | 0 | 0 | 0 | 0
CT Fac. Spec. - SO2 Rate Annual Non-Title IV v3.1, Unit 1163 and retrofits | 356 | 2294 | Rate Constraint in lbs/MMBtu | FALSE | L | Annual | Seasons Included | Seasons | Winter, Summer | Winter, Summer | Winter, Summer | Winter, Summer | Winter, Summer | Winter, Summer | Winter, Summer
CT Fac. Spec. - SO2 Rate Annual Non-Title IV v3.1, Unit 1163 and retrofits | 356 | 2294 | Rate Constraint in lbs/MMBtu | FALSE | L | Annual | Standard SO2 | lb/MMBtu | 0.55 | 0.55 | 0.55 | 0.55 | 0.55 | 0.55 | 0.55
CT Fac. Spec. - SO2 Rate Annual Non-Title IV v3.1, Unit 1163 and retrofits | 356 | 2294 | Rate Constraint in lbs/MMBtu | FALSE | L | Annual | Emissions at Affected Plants SO2 | Thousand Tons | 0 | 0 | 0 | 0 | 0 | 0 | 0
CT Fac. Spec. - SO2 Rate Annual Non-Title IV v3.1, Unit 1163 and retrofits | 356 | 2294 | Rate Constraint in lbs/MMBtu | FALSE | L | Annual | Allowances Purchased SO2 | Thousand Tons | 0 | 0 | 0 | 0 | 0 | 0 | 0
CT Fac. Spec. - SO2 Rate Annual Non-Title IV v3.1, Unit 1163 and retrofits | 356 | 2294 | Rate Constraint in lbs/MMBtu | FALSE | L | Annual | Allowances Sold SO2 | Thousand Tons | 0 | 0 | 0 | 0 | 0 | 0 | 0
CT Fac. Spec. - SO2 Rate Annual Non-Title IV v3.1, Unit 1163 and retrofits | 356 | 2294 | Rate Constraint in lbs/MMBtu | FALSE | L | Annual | Allowances Banked | Thousand Tons | 0 | 0 | 0 | 0 | 0 | 0 | 0
CT Fac. Spec. - SO2 Rate Annual Non-Title IV v3.1, Unit 1163 and retrofits | 356 | 2294 | Rate Constraint in lbs/MMBtu | FALSE | L | Annual | Allowances Withdrawn (1:1) | Thousand Tons | 0 | 0 | 0 | 0 | 0 | 0 | 0
CT Fac. Spec. - SO2 Rate Annual Non-Title IV v3.1, Unit 1163 and retrofits | 356 | 2294 | Rate Constraint in lbs/MMBtu | FALSE | L | Annual | Allowances Withdrawn (n:1) | Thousand Tons | 0 | 0 | 0 | 0 | 0 | 0 | 0
CT Fac. Spec. - SO2 Rate Annual Non-Title IV v3.1, Unit 1163 and retrofits | 356 | 2294 | Rate Constraint in lbs/MMBtu | FALSE | L | Annual | Net Emissions Allowance Position | Thousand Tons | 0 | 0 | 0 | 0 | 0 | 0 | 0
CT Fac. Spec. - SO2 Rate Annual Non-Title IV v3.1, Unit 1163 and retrofits | 356 | 2294 | Rate Constraint in lbs/MMBtu | FALSE | L | Annual | Fuel Consumed | TBtu | 0 | 0 | 0 | 0 | 0 | 0 | 0
CT Fac. Spec. - SO2 Rate Annual Non-Title IV v3.1, Unit 1163 and retrofits | 356 | 2294 | Rate Constraint in lbs/MMBtu | FALSE | L | Annual | Rate | lb/MMBtu | 0 | 0 | 0 | 0 | 0 | 0 | 0
CT Fac. Spec. - SO2 Rate Annual Non-Title IV v3.1, Unit 1163 and retrofits | 356 | 2294 | Rate Constraint in lbs/MMBtu | FALSE | L | Annual | Generation | TWh | 0 | 0 | 0 | 0 | 0 | 0 | 0
CT Fac. Spec. - SO2 Rate Annual Non-Title IV v3.1, Unit 1163 and retrofits | 356 | 2294 | Rate Constraint in lbs/MMBtu | FALSE | L | Annual | Qualifying Generation | TWh | 0 | 0 | 0 | 0 | 0 | 0 | 0
CT Fac. Spec. - SO2 Rate Annual Non-Title IV v3.1, Unit 1163 and retrofits | 356 | 2294 | Rate Constraint in lbs/MMBtu | FALSE | L | Annual | Rate | lb/MWh | 0 | 0 | 0 | 0 | 0 | 0 | 0
CT Fac. Spec. - SO2 Rate Annual Non-Title IV v3.1, Unit 1163 and retrofits | 356 | 2294 | Rate Constraint in lbs/MMBtu | FALSE | L | Annual | Constraint Shadow Price | US2011$/Ton | 0 | 0 | 0 | 0 | 0 | 0 | 0
CT Fac. Spec. - SO2 Rate Annual Non-Title IV v3.1, Unit 1177 and retrofits | 357 | 2294 | Rate Constraint in lbs/MMBtu | FALSE | L | Annual | Seasons Included | Seasons | Winter, Summer | Winter, Summer | Winter, Summer | Winter, Summer | Winter, Summer | Winter, Summer | Winter, Summer
CT Fac. Spec. - SO2 Rate Annual Non-Title IV v3.1, Unit 1177 and retrofits | 357 | 2294 | Rate Constraint in lbs/MMBtu | FALSE | L | Annual | Standard SO2 | lb/MMBtu | 0.55 | 0.55 | 0.55 | 0.55 | 0.55 | 0.55 | 0.55
CT Fac. Spec. - SO2 Rate Annual Non-Title IV v3.1, Unit 1177 and retrofits | 357 | 2294 | Rate Constraint in lbs/MMBtu | FALSE | L | Annual | Emissions at Affected Plants SO2 | Thousand Tons | 0 | 0 | 0 | 0 | 0 | 0 | 0
CT Fac. Spec. - SO2 Rate Annual Non-Title IV v3.1, Unit 1177 and retrofits | 357 | 2294 | Rate Constraint in lbs/MMBtu | FALSE | L | Annual | Allowances Purchased SO2 | Thousand Tons | 0 | 0 | 0 | 0 | 0 | 0 | 0
CT Fac. Spec. - SO2 Rate Annual Non-Title IV v3.1, Unit 1177 and retrofits | 357 | 2294 | Rate Constraint in lbs/MMBtu | FALSE | L | Annual | Allowances Sold SO2 | Thousand Tons | 0 | 0 | 0 | 0 | 0 | 0 | 0
CT Fac. Spec. - SO2 Rate Annual Non-Title IV v3.1, Unit 1177 and retrofits | 357 | 2294 | Rate Constraint in lbs/MMBtu | FALSE | L | Annual | Allowances Banked | Thousand Tons | 0 | 0 | 0 | 0 | 0 | 0 | 0
CT Fac. Spec. - SO2 Rate Annual Non-Title IV v3.1, Unit 1177 and retrofits | 357 | 2294 | Rate Constraint in lbs/MMBtu | FALSE | L | Annual | Allowances Withdrawn (1:1) | Thousand Tons | 0 | 0 | 0 | 0 | 0 | 0 | 0
CT Fac. Spec. - SO2 Rate Annual Non-Title IV v3.1, Unit 1177 and retrofits | 357 | 2294 | Rate Constraint in lbs/MMBtu | FALSE | L | Annual | Allowances Withdrawn (n:1) | Thousand Tons | 0 | 0 | 0 | 0 | 0 | 0 | 0
CT Fac. Spec. - SO2 Rate Annual Non-Title IV v3.1, Unit 1177 and retrofits | 357 | 2294 | Rate Constraint in lbs/MMBtu | FALSE | L | Annual | Net Emissions Allowance Position | Thousand Tons | 0 | 0 | 0 | 0 | 0 | 0 | 0
CT Fac. Spec. - SO2 Rate Annual Non-Title IV v3.1, Unit 1177 and retrofits | 357 | 2294 | Rate Constraint in lbs/MMBtu | FALSE | L | Annual | Fuel Consumed | TBtu | 0 | 0 | 0 | 0 | 0 | 0 | 0
CT Fac. Spec. - SO2 Rate Annual Non-Title IV v3.1, Unit 1177 and retrofits | 357 | 2294 | Rate Constraint in lbs/MMBtu | FALSE | L | Annual | Rate | lb/MMBtu | 0 | 0 | 0 | 0 | 0 | 0 | 0
CT Fac. Spec. - SO2 Rate Annual Non-Title IV v3.1, Unit 1177 and retrofits | 357 | 2294 | Rate Constraint in lbs/MMBtu | FALSE | L | Annual | Generation | TWh | 0 | 0 | 0 | 0 | 0 | 0 | 0
CT Fac. Spec. - SO2 Rate Annual Non-Title IV v3.1, Unit 1177 and retrofits | 357 | 2294 | Rate Constraint in lbs/MMBtu | FALSE | L | Annual | Qualifying Generation | TWh | 0 | 0 | 0 | 0 | 0 | 0 | 0
CT Fac. Spec. - SO2 Rate Annual Non-Title IV v3.1, Unit 1177 and retrofits | 357 | 2294 | Rate Constraint in lbs/MMBtu | FALSE | L | Annual | Rate | lb/MWh | 0 | 0 | 0 | 0 | 0 | 0 | 0
CT Fac. Spec. - SO2 Rate Annual Non-Title IV v3.1, Unit 1177 and retrofits | 357 | 2294 | Rate Constraint in lbs/MMBtu | FALSE | L | Annual | Constraint Shadow Price | US2011$/Ton | 0 | 0 | 0 | 0 | 0 | 0 | 0
CT Fac. Spec. - SO2 Rate Annual Non-Title IV v3.1, Unit 1178 and retrofits | 358 | 2294 | Rate Constraint in lbs/MMBtu | FALSE | L | Annual | Seasons Included | Seasons | Winter, Summer | Winter, Summer | Winter, Summer | Winter, Summer | Winter, Summer | Winter, Summer | Winter, Summer
CT Fac. Spec. - SO2 Rate Annual Non-Title IV v3.1, Unit 1178 and retrofits | 358 | 2294 | Rate Constraint in lbs/MMBtu | FALSE | L | Annual | Standard SO2 | lb/MMBtu | 0.55 | 0.55 | 0.55 | 0.55 | 0.55 | 0.55 | 0.55
CT Fac. Spec. - SO2 Rate Annual Non-Title IV v3.1, Unit 1178 and retrofits | 358 | 2294 | Rate Constraint in lbs/MMBtu | FALSE | L | Annual | Emissions at Affected Plants SO2 | Thousand Tons | 0 | 0 | 0 | 0 | 0 | 0 | 0
CT Fac. Spec. - SO2 Rate Annual Non-Title IV v3.1, Unit 1178 and retrofits | 358 | 2294 | Rate Constraint in lbs/MMBtu | FALSE | L | Annual | Allowances Purchased SO2 | Thousand Tons | 0 | 0 | 0 | 0 | 0 | 0 | 0
CT Fac. Spec. - SO2 Rate Annual Non-Title IV v3.1, Unit 1178 and retrofits | 358 | 2294 | Rate Constraint in lbs/MMBtu | FALSE | L | Annual | Allowances Sold SO2 | Thousand Tons | 0 | 0 | 0 | 0 | 0 | 0 | 0
CT Fac. Spec. - SO2 Rate Annual Non-Title IV v3.1, Unit 1178 and retrofits | 358 | 2294 | Rate Constraint in lbs/MMBtu | FALSE | L | Annual | Allowances Banked | Thousand Tons | 0 | 0 | 0 | 0 | 0 | 0 | 0
CT Fac. Spec. - SO2 Rate Annual Non-Title IV v3.1, Unit 1178 and retrofits | 358 | 2294 | Rate Constraint in lbs/MMBtu | FALSE | L | Annual | Allowances Withdrawn (1:1) | Thousand Tons | 0 | 0 | 0 | 0 | 0 | 0 | 0
CT Fac. Spec. - SO2 Rate Annual Non-Title IV v3.1, Unit 1178 and retrofits | 358 | 2294 | Rate Constraint in lbs/MMBtu | FALSE | L | Annual | Allowances Withdrawn (n:1) | Thousand Tons | 0 | 0 | 0 | 0 | 0 | 0 | 0
CT Fac. Spec. - SO2 Rate Annual Non-Title IV v3.1, Unit 1178 and retrofits | 358 | 2294 | Rate Constraint in lbs/MMBtu | FALSE | L | Annual | Net Emissions Allowance Position | Thousand Tons | 0 | 0 | 0 | 0 | 0 | 0 | 0
CT Fac. Spec. - SO2 Rate Annual Non-Title IV v3.1, Unit 1178 and retrofits | 358 | 2294 | Rate Constraint in lbs/MMBtu | FALSE | L | Annual | Fuel Consumed | TBtu | 0 | 0 | 0 | 0 | 0 | 0 | 0
CT Fac. Spec. - SO2 Rate Annual Non-Title IV v3.1, Unit 1178 and retrofits | 358 | 2294 | Rate Constraint in lbs/MMBtu | FALSE | L | Annual | Rate | lb/MMBtu | 0 | 0 | 0 | 0 | 0 | 0 | 0
CT Fac. Spec. - SO2 Rate Annual Non-Title IV v3.1, Unit 1178 and retrofits | 358 | 2294 | Rate Constraint in lbs/MMBtu | FALSE | L | Annual | Generation | TWh | 0 | 0 | 0 | 0 | 0 | 0 | 0
CT Fac. Spec. - SO2 Rate Annual Non-Title IV v3.1, Unit 1178 and retrofits | 358 | 2294 | Rate Constraint in lbs/MMBtu | FALSE | L | Annual | Qualifying Generation | TWh | 0 | 0 | 0 | 0 | 0 | 0 | 0
CT Fac. Spec. - SO2 Rate Annual Non-Title IV v3.1, Unit 1178 and retrofits | 358 | 2294 | Rate Constraint in lbs/MMBtu | FALSE | L | Annual | Rate | lb/MWh | 0 | 0 | 0 | 0 | 0 | 0 | 0
CT Fac. Spec. - SO2 Rate Annual Non-Title IV v3.1, Unit 1178 and retrofits | 358 | 2294 | Rate Constraint in lbs/MMBtu | FALSE | L | Annual | Constraint Shadow Price | US2011$/Ton | 0 | 0 | 0 | 0 | 0 | 0 | 0
CT Fac. Spec. - SO2 Rate Annual Non-Title IV v3.1, Unit 1179 and retrofits | 359 | 2294 | Rate Constraint in lbs/MMBtu | FALSE | L | Annual | Seasons Included | Seasons | Winter, Summer | Winter, Summer | Winter, Summer | Winter, Summer | Winter, Summer | Winter, Summer | Winter, Summer
CT Fac. Spec. - SO2 Rate Annual Non-Title IV v3.1, Unit 1179 and retrofits | 359 | 2294 | Rate Constraint in lbs/MMBtu | FALSE | L | Annual | Standard SO2 | lb/MMBtu | 0.55 | 0.55 | 0.55 | 0.55 | 0.55 | 0.55 | 0.55
CT Fac. Spec. - SO2 Rate Annual Non-Title IV v3.1, Unit 1179 and retrofits | 359 | 2294 | Rate Constraint in lbs/MMBtu | FALSE | L | Annual | Emissions at Affected Plants SO2 | Thousand Tons | 0 | 0 | 0 | 0 | 0 | 0 | 0
CT Fac. Spec. - SO2 Rate Annual Non-Title IV v3.1, Unit 1179 and retrofits | 359 | 2294 | Rate Constraint in lbs/MMBtu | FALSE | L | Annual | Allowances Purchased SO2 | Thousand Tons | 0 | 0 | 0 | 0 | 0 | 0 | 0
CT Fac. Spec. - SO2 Rate Annual Non-Title IV v3.1, Unit 1179 and retrofits | 359 | 2294 | Rate Constraint in lbs/MMBtu | FALSE | L | Annual | Allowances Sold SO2 | Thousand Tons | 0 | 0 | 0 | 0 | 0 | 0 | 0
CT Fac. Spec. - SO2 Rate Annual Non-Title IV v3.1, Unit 1179 and retrofits | 359 | 2294 | Rate Constraint in lbs/MMBtu | FALSE | L | Annual | Allowances Banked | Thousand Tons | 0 | 0 | 0 | 0 | 0 | 0 | 0
CT Fac. Spec. - SO2 Rate Annual Non-Title IV v3.1, Unit 1179 and retrofits | 359 | 2294 | Rate Constraint in lbs/MMBtu | FALSE | L | Annual | Allowances Withdrawn (1:1) | Thousand Tons | 0 | 0 | 0 | 0 | 0 | 0 | 0
CT Fac. Spec. - SO2 Rate Annual Non-Title IV v3.1, Unit 1179 and retrofits | 359 | 2294 | Rate Constraint in lbs/MMBtu | FALSE | L | Annual | Allowances Withdrawn (n:1) | Thousand Tons | 0 | 0 | 0 | 0 | 0 | 0 | 0
CT Fac. Spec. - SO2 Rate Annual Non-Title IV v3.1, Unit 1179 and retrofits | 359 | 2294 | Rate Constraint in lbs/MMBtu | FALSE | L | Annual | Net Emissions Allowance Position | Thousand Tons | 0 | 0 | 0 | 0 | 0 | 0 | 0
CT Fac. Spec. - SO2 Rate Annual Non-Title IV v3.1, Unit 1179 and retrofits | 359 | 2294 | Rate Constraint in lbs/MMBtu | FALSE | L | Annual | Fuel Consumed | TBtu | 0 | 0 | 0 | 0 | 0 | 0 | 0
CT Fac. Spec. - SO2 Rate Annual Non-Title IV v3.1, Unit 1179 and retrofits | 359 | 2294 | Rate Constraint in lbs/MMBtu | FALSE | L | Annual | Rate | lb/MMBtu | 0 | 0 | 0 | 0 | 0 | 0 | 0
CT Fac. Spec. - SO2 Rate Annual Non-Title IV v3.1, Unit 1179 and retrofits | 359 | 2294 | Rate Constraint in lbs/MMBtu | FALSE | L | Annual | Generation | TWh | 0 | 0 | 0 | 0 | 0 | 0 | 0
CT Fac. Spec. - SO2 Rate Annual Non-Title IV v3.1, Unit 1179 and retrofits | 359 | 2294 | Rate Constraint in lbs/MMBtu | FALSE | L | Annual | Qualifying Generation | TWh | 0 | 0 | 0 | 0 | 0 | 0 | 0
CT Fac. Spec. - SO2 Rate Annual Non-Title IV v3.1, Unit 1179 and retrofits | 359 | 2294 | Rate Constraint in lbs/MMBtu | FALSE | L | Annual | Rate | lb/MWh | 0 | 0 | 0 | 0 | 0 | 0 | 0
CT Fac. Spec. - SO2 Rate Annual Non-Title IV v3.1, Unit 1179 and retrofits | 359 | 2294 | Rate Constraint in lbs/MMBtu | FALSE | L | Annual | Constraint Shadow Price | US2011$/Ton | 0 | 0 | 0 | 0 | 0 | 0 | 0
CT Fac. Spec. - SO2 Rate Annual Non-Title IV v3.1, Unit 1180 and retrofits | 360 | 2294 | Rate Constraint in lbs/MMBtu | FALSE | L | Annual | Seasons Included | Seasons | Winter, Summer | Winter, Summer | Winter, Summer | Winter, Summer | Winter, Summer | Winter, Summer | Winter, Summer
CT Fac. Spec. - SO2 Rate Annual Non-Title IV v3.1, Unit 1180 and retrofits | 360 | 2294 | Rate Constraint in lbs/MMBtu | FALSE | L | Annual | Standard SO2 | lb/MMBtu | 0.55 | 0.55 | 0.55 | 0.55 | 0.55 | 0.55 | 0.55
CT Fac. Spec. - SO2 Rate Annual Non-Title IV v3.1, Unit 1180 and retrofits | 360 | 2294 | Rate Constraint in lbs/MMBtu | FALSE | L | Annual | Emissions at Affected Plants SO2 | Thousand Tons | 0 | 0 | 0 | 0 | 0 | 0 | 0
CT Fac. Spec. - SO2 Rate Annual Non-Title IV v3.1, Unit 1180 and retrofits | 360 | 2294 | Rate Constraint in lbs/MMBtu | FALSE | L | Annual | Allowances Purchased SO2 | Thousand Tons | 0 | 0 | 0 | 0 | 0 | 0 | 0
CT Fac. Spec. - SO2 Rate Annual Non-Title IV v3.1, Unit 1180 and retrofits | 360 | 2294 | Rate Constraint in lbs/MMBtu | FALSE | L | Annual | Allowances Sold SO2 | Thousand Tons | 0 | 0 | 0 | 0 | 0 | 0 | 0
CT Fac. Spec. - SO2 Rate Annual Non-Title IV v3.1, Unit 1180 and retrofits | 360 | 2294 | Rate Constraint in lbs/MMBtu | FALSE | L | Annual | Allowances Banked | Thousand Tons | 0 | 0 | 0 | 0 | 0 | 0 | 0
CT Fac. Spec. - SO2 Rate Annual Non-Title IV v3.1, Unit 1180 and retrofits | 360 | 2294 | Rate Constraint in lbs/MMBtu | FALSE | L | Annual | Allowances Withdrawn (1:1) | Thousand Tons | 0 | 0 | 0 | 0 | 0 | 0 | 0
CT Fac. Spec. - SO2 Rate Annual Non-Title IV v3.1, Unit 1180 and retrofits | 360 | 2294 | Rate Constraint in lbs/MMBtu | FALSE | L | Annual | Allowances Withdrawn (n:1) | Thousand Tons | 0 | 0 | 0 | 0 | 0 | 0 | 0
CT Fac. Spec. - SO2 Rate Annual Non-Title IV v3.1, Unit 1180 and retrofits | 360 | 2294 | Rate Constraint in lbs/MMBtu | FALSE | L | Annual | Net Emissions Allowance Position | Thousand Tons | 0 | 0 | 0 | 0 | 0 | 0 | 0
CT Fac. Spec. - SO2 Rate Annual Non-Title IV v3.1, Unit 1180 and retrofits | 360 | 2294 | Rate Constraint in lbs/MMBtu | FALSE | L | Annual | Fuel Consumed | TBtu | 0 | 0 | 0 | 0 | 0 | 0 | 0
CT Fac. Spec. - SO2 Rate Annual Non-Title IV v3.1, Unit 1180 and retrofits | 360 | 2294 | Rate Constraint in lbs/MMBtu | FALSE | L | Annual | Rate | lb/MMBtu | 0 | 0 | 0 | 0 | 0 | 0 | 0
CT Fac. Spec. - SO2 Rate Annual Non-Title IV v3.1, Unit 1180 and retrofits | 360 | 2294 | Rate Constraint in lbs/MMBtu | FALSE | L | Annual | Generation | TWh | 0 | 0 | 0 | 0 | 0 | 0 | 0
CT Fac. Spec. - SO2 Rate Annual Non-Title IV v3.1, Unit 1180 and retrofits | 360 | 2294 | Rate Constraint in lbs/MMBtu | FALSE | L | Annual | Qualifying Generation | TWh | 0 | 0 | 0 | 0 | 0 | 0 | 0
CT Fac. Spec. - SO2 Rate Annual Non-Title IV v3.1, Unit 1180 and retrofits | 360 | 2294 | Rate Constraint in lbs/MMBtu | FALSE | L | Annual | Rate | lb/MWh | 0 | 0 | 0 | 0 | 0 | 0 | 0
CT Fac. Spec. - SO2 Rate Annual Non-Title IV v3.1, Unit 1180 and retrofits | 360 | 2294 | Rate Constraint in lbs/MMBtu | FALSE | L | Annual | Constraint Shadow Price | US2011$/Ton | 0 | 0 | 0 | 0 | 0 | 0 | 0
CT Fac. Spec. - SO2 Rate Annual Non-Title IV v3.1, Unit 1181 and retrofits | 361 | 2294 | Rate Constraint in lbs/MMBtu | FALSE | L | Annual | Seasons Included | Seasons | Winter, Summer | Winter, Summer | Winter, Summer | Winter, Summer | Winter, Summer | Winter, Summer | Winter, Summer
CT Fac. Spec. - SO2 Rate Annual Non-Title IV v3.1, Unit 1181 and retrofits | 361 | 2294 | Rate Constraint in lbs/MMBtu | FALSE | L | Annual | Standard SO2 | lb/MMBtu | 0.55 | 0.55 | 0.55 | 0.55 | 0.55 | 0.55 | 0.55
CT Fac. Spec. - SO2 Rate Annual Non-Title IV v3.1, Unit 1181 and retrofits | 361 | 2294 | Rate Constraint in lbs/MMBtu | FALSE | L | Annual | Emissions at Affected Plants SO2 | Thousand Tons | 0 | 0 | 0 | 0 | 0 | 0 | 0
CT Fac. Spec. - SO2 Rate Annual Non-Title IV v3.1, Unit 1181 and retrofits | 361 | 2294 | Rate Constraint in lbs/MMBtu | FALSE | L | Annual | Allowances Purchased SO2 | Thousand Tons | 0 | 0 | 0 | 0 | 0 | 0 | 0
CT Fac. Spec. - SO2 Rate Annual Non-Title IV v3.1, Unit 1181 and retrofits | 361 | 2294 | Rate Constraint in lbs/MMBtu | FALSE | L | Annual | Allowances Sold SO2 | Thousand Tons | 0 | 0 | 0 | 0 | 0 | 0 | 0
CT Fac. Spec. - SO2 Rate Annual Non-Title IV v3.1, Unit 1181 and retrofits | 361 | 2294 | Rate Constraint in lbs/MMBtu | FALSE | L | Annual | Allowances Banked | Thousand Tons | 0 | 0 | 0 | 0 | 0 | 0 | 0
CT Fac. Spec. - SO2 Rate Annual Non-Title IV v3.1, Unit 1181 and retrofits | 361 | 2294 | Rate Constraint in lbs/MMBtu | FALSE | L | Annual | Allowances Withdrawn (1:1) | Thousand Tons | 0 | 0 | 0 | 0 | 0 | 0 | 0
CT Fac. Spec. - SO2 Rate Annual Non-Title IV v3.1, Unit 1181 and retrofits | 361 | 2294 | Rate Constraint in lbs/MMBtu | FALSE | L | Annual | Allowances Withdrawn (n:1) | Thousand Tons | 0 | 0 | 0 | 0 | 0 | 0 | 0
CT Fac. Spec. - SO2 Rate Annual Non-Title IV v3.1, Unit 1181 and retrofits | 361 | 2294 | Rate Constraint in lbs/MMBtu | FALSE | L | Annual | Net Emissions Allowance Position | Thousand Tons | 0 | 0 | 0 | 0 | 0 | 0 | 0
CT Fac. Spec. - SO2 Rate Annual Non-Title IV v3.1, Unit 1181 and retrofits | 361 | 2294 | Rate Constraint in lbs/MMBtu | FALSE | L | Annual | Fuel Consumed | TBtu | 0 | 0 | 0 | 0 | 0 | 0 | 0
CT Fac. Spec. - SO2 Rate Annual Non-Title IV v3.1, Unit 1181 and retrofits | 361 | 2294 | Rate Constraint in lbs/MMBtu | FALSE | L | Annual | Rate | lb/MMBtu | 0 | 0 | 0 | 0 | 0 | 0 | 0
CT Fac. Spec. - SO2 Rate Annual Non-Title IV v3.1, Unit 1181 and retrofits | 361 | 2294 | Rate Constraint in lbs/MMBtu | FALSE | L | Annual | Generation | TWh | 0 | 0 | 0 | 0 | 0 | 0 | 0
CT Fac. Spec. - SO2 Rate Annual Non-Title IV v3.1, Unit 1181 and retrofits | 361 | 2294 | Rate Constraint in lbs/MMBtu | FALSE | L | Annual | Qualifying Generation | TWh | 0 | 0 | 0 | 0 | 0 | 0 | 0
CT Fac. Spec. - SO2 Rate Annual Non-Title IV v3.1, Unit 1181 and retrofits | 361 | 2294 | Rate Constraint in lbs/MMBtu | FALSE | L | Annual | Rate | lb/MWh | 0 | 0 | 0 | 0 | 0 | 0 | 0
CT Fac. Spec. - SO2 Rate Annual Non-Title IV v3.1, Unit 1181 and retrofits | 361 | 2294 | Rate Constraint in lbs/MMBtu | FALSE | L | Annual | Constraint Shadow Price | US2011$/Ton | 0 | 0 | 0 | 0 | 0 | 0 | 0
CT Fac. Spec. - SO2 Rate Annual Non-Title IV v3.1, Unit 1182 and retrofits | 362 | 2294 | Rate Constraint in lbs/MMBtu | FALSE | L | Annual | Seasons Included | Seasons | Winter, Summer | Winter, Summer | Winter, Summer | Winter, Summer | Winter, Summer | Winter, Summer | Winter, Summer
CT Fac. Spec. - SO2 Rate Annual Non-Title IV v3.1, Unit 1182 and retrofits | 362 | 2294 | Rate Constraint in lbs/MMBtu | FALSE | L | Annual | Standard SO2 | lb/MMBtu | 0.55 | 0.55 | 0.55 | 0.55 | 0.55 | 0.55 | 0.55
CT Fac. Spec. - SO2 Rate Annual Non-Title IV v3.1, Unit 1182 and retrofits | 362 | 2294 | Rate Constraint in lbs/MMBtu | FALSE | L | Annual | Emissions at Affected Plants SO2 | Thousand Tons | 0 | 0 | 0 | 0 | 0 | 0 | 0
CT Fac. Spec. - SO2 Rate Annual Non-Title IV v3.1, Unit 1182 and retrofits | 362 | 2294 | Rate Constraint in lbs/MMBtu | FALSE | L | Annual | Allowances Purchased SO2 | Thousand Tons | 0 | 0 | 0 | 0 | 0 | 0 | 0
CT Fac. Spec. - SO2 Rate Annual Non-Title IV v3.1, Unit 1182 and retrofits | 362 | 2294 | Rate Constraint in lbs/MMBtu | FALSE | L | Annual | Allowances Sold SO2 | Thousand Tons | 0 | 0 | 0 | 0 | 0 | 0 | 0
CT Fac. Spec. - SO2 Rate Annual Non-Title IV v3.1, Unit 1182 and retrofits | 362 | 2294 | Rate Constraint in lbs/MMBtu | FALSE | L | Annual | Allowances Banked | Thousand Tons | 0 | 0 | 0 | 0 | 0 | 0 | 0
CT Fac. Spec. - SO2 Rate Annual Non-Title IV v3.1, Unit 1182 and retrofits | 362 | 2294 | Rate Constraint in lbs/MMBtu | FALSE | L | Annual | Allowances Withdrawn (1:1) | Thousand Tons | 0 | 0 | 0 | 0 | 0 | 0 | 0
CT Fac. Spec. - SO2 Rate Annual Non-Title IV v3.1, Unit 1182 and retrofits | 362 | 2294 | Rate Constraint in lbs/MMBtu | FALSE | L | Annual | Allowances Withdrawn (n:1) | Thousand Tons | 0 | 0 | 0 | 0 | 0 | 0 | 0
CT Fac. Spec. - SO2 Rate Annual Non-Title IV v3.1, Unit 1182 and retrofits | 362 | 2294 | Rate Constraint in lbs/MMBtu | FALSE | L | Annual | Net Emissions Allowance Position | Thousand Tons | 0 | 0 | 0 | 0 | 0 | 0 | 0
CT Fac. Spec. - SO2 Rate Annual Non-Title IV v3.1, Unit 1182 and retrofits | 362 | 2294 | Rate Constraint in lbs/MMBtu | FALSE | L | Annual | Fuel Consumed | TBtu | 0 | 0 | 0 | 0 | 0 | 0 | 0
CT Fac. Spec. - SO2 Rate Annual Non-Title IV v3.1, Unit 1182 and retrofits | 362 | 2294 | Rate Constraint in lbs/MMBtu | FALSE | L | Annual | Rate | lb/MMBtu | 0 | 0 | 0 | 0 | 0 | 0 | 0
CT Fac. Spec. - SO2 Rate Annual Non-Title IV v3.1, Unit 1182 and retrofits | 362 | 2294 | Rate Constraint in lbs/MMBtu | FALSE | L | Annual | Generation | TWh | 0 | 0 | 0 | 0 | 0 | 0 | 0
CT Fac. Spec. - SO2 Rate Annual Non-Title IV v3.1, Unit 1182 and retrofits | 362 | 2294 | Rate Constraint in lbs/MMBtu | FALSE | L | Annual | Qualifying Generation | TWh | 0 | 0 | 0 | 0 | 0 | 0 | 0
CT Fac. Spec. - SO2 Rate Annual Non-Title IV v3.1, Unit 1182 and retrofits | 362 | 2294 | Rate Constraint in lbs/MMBtu | FALSE | L | Annual | Rate | lb/MWh | 0 | 0 | 0 | 0 | 0 | 0 | 0
CT Fac. Spec. - SO2 Rate Annual Non-Title IV v3.1, Unit 1182 and retrofits | 362 | 2294 | Rate Constraint in lbs/MMBtu | FALSE | L | Annual | Constraint Shadow Price | US2011$/Ton | 0 | 0 | 0 | 0 | 0 | 0 | 0
CT Fac. Spec. - SO2 Rate Annual Non-Title IV v3.1, Unit 1183 and retrofits | 363 | 2294 | Rate Constraint in lbs/MMBtu | FALSE | L | Annual | Seasons Included | Seasons | Winter, Summer | Winter, Summer | Winter, Summer | Winter, Summer | Winter, Summer | Winter, Summer | Winter, Summer
CT Fac. Spec. - SO2 Rate Annual Non-Title IV v3.1, Unit 1183 and retrofits | 363 | 2294 | Rate Constraint in lbs/MMBtu | FALSE | L | Annual | Standard SO2 | lb/MMBtu | 0.55 | 0.55 | 0.55 | 0.55 | 0.55 | 0.55 | 0.55
CT Fac. Spec. - SO2 Rate Annual Non-Title IV v3.1, Unit 1183 and retrofits | 363 | 2294 | Rate Constraint in lbs/MMBtu | FALSE | L | Annual | Emissions at Affected Plants SO2 | Thousand Tons | 0 | 0 | 0 | 0 | 0 | 0 | 0
CT Fac. Spec. - SO2 Rate Annual Non-Title IV v3.1, Unit 1183 and retrofits | 363 | 2294 | Rate Constraint in lbs/MMBtu | FALSE | L | Annual | Allowances Purchased SO2 | Thousand Tons | 0 | 0 | 0 | 0 | 0 | 0 | 0
CT Fac. Spec. - SO2 Rate Annual Non-Title IV v3.1, Unit 1183 and retrofits | 363 | 2294 | Rate Constraint in lbs/MMBtu | FALSE | L | Annual | Allowances Sold SO2 | Thousand Tons | 0 | 0 | 0 | 0 | 0 | 0 | 0
CT Fac. Spec. - SO2 Rate Annual Non-Title IV v3.1, Unit 1183 and retrofits | 363 | 2294 | Rate Constraint in lbs/MMBtu | FALSE | L | Annual | Allowances Banked | Thousand Tons | 0 | 0 | 0 | 0 | 0 | 0 | 0
CT Fac. Spec. - SO2 Rate Annual Non-Title IV v3.1, Unit 1183 and retrofits | 363 | 2294 | Rate Constraint in lbs/MMBtu | FALSE | L | Annual | Allowances Withdrawn (1:1) | Thousand Tons | 0 | 0 | 0 | 0 | 0 | 0 | 0
CT Fac. Spec. - SO2 Rate Annual Non-Title IV v3.1, Unit 1183 and retrofits | 363 | 2294 | Rate Constraint in lbs/MMBtu | FALSE | L | Annual | Allowances Withdrawn (n:1) | Thousand Tons | 0 | 0 | 0 | 0 | 0 | 0 | 0
CT Fac. Spec. - SO2 Rate Annual Non-Title IV v3.1, Unit 1183 and retrofits | 363 | 2294 | Rate Constraint in lbs/MMBtu | FALSE | L | Annual | Net Emissions Allowance Position | Thousand Tons | 0 | 0 | 0 | 0 | 0 | 0 | 0
CT Fac. Spec. - SO2 Rate Annual Non-Title IV v3.1, Unit 1183 and retrofits | 363 | 2294 | Rate Constraint in lbs/MMBtu | FALSE | L | Annual | Fuel Consumed | TBtu | 0 | 0 | 0 | 0 | 0 | 0 | 0
CT Fac. Spec. - SO2 Rate Annual Non-Title IV v3.1, Unit 1183 and retrofits | 363 | 2294 | Rate Constraint in lbs/MMBtu | FALSE | L | Annual | Rate | lb/MMBtu | 0 | 0 | 0 | 0 | 0 | 0 | 0
CT Fac. Spec. - SO2 Rate Annual Non-Title IV v3.1, Unit 1183 and retrofits | 363 | 2294 | Rate Constraint in lbs/MMBtu | FALSE | L | Annual | Generation | TWh | 0 | 0 | 0 | 0 | 0 | 0 | 0
CT Fac. Spec. - SO2 Rate Annual Non-Title IV v3.1, Unit 1183 and retrofits | 363 | 2294 | Rate Constraint in lbs/MMBtu | FALSE | L | Annual | Qualifying Generation | TWh | 0 | 0 | 0 | 0 | 0 | 0 | 0
CT Fac. Spec. - SO2 Rate Annual Non-Title IV v3.1, Unit 1183 and retrofits | 363 | 2294 | Rate Constraint in lbs/MMBtu | FALSE | L | Annual | Rate | lb/MWh | 0 | 0 | 0 | 0 | 0 | 0 | 0
CT Fac. Spec. - SO2 Rate Annual Non-Title IV v3.1, Unit 1183 and retrofits | 363 | 2294 | Rate Constraint in lbs/MMBtu | FALSE | L | Annual | Constraint Shadow Price | US2011$/Ton | 0 | 0 | 0 | 0 | 0 | 0 | 0
CT Fac. Spec. - SO2 Rate Annual Non-Title IV v3.1, Unit 1200 and retrofits | 364 | 2294 | Rate Constraint in lbs/MMBtu | FALSE | L | Annual | Seasons Included | Seasons | Winter, Summer | Winter, Summer | Winter, Summer | Winter, Summer | Winter, Summer | Winter, Summer | Winter, Summer
CT Fac. Spec. - SO2 Rate Annual Non-Title IV v3.1, Unit 1200 and retrofits | 364 | 2294 | Rate Constraint in lbs/MMBtu | FALSE | L | Annual | Standard SO2 | lb/MMBtu | 0.55 | 0.55 | 0.55 | 0.55 | 0.55 | 0.55 | 0.55
CT Fac. Spec. - SO2 Rate Annual Non-Title IV v3.1, Unit 1200 and retrofits | 364 | 2294 | Rate Constraint in lbs/MMBtu | FALSE | L | Annual | Emissions at Affected Plants SO2 | Thousand Tons | 0 | 0 | 0 | 0 | 0 | 0 | 0
CT Fac. Spec. - SO2 Rate Annual Non-Title IV v3.1, Unit 1200 and retrofits | 364 | 2294 | Rate Constraint in lbs/MMBtu | FALSE | L | Annual | Allowances Purchased SO2 | Thousand Tons | 0 | 0 | 0 | 0 | 0 | 0 | 0
CT Fac. Spec. - SO2 Rate Annual Non-Title IV v3.1, Unit 1200 and retrofits | 364 | 2294 | Rate Constraint in lbs/MMBtu | FALSE | L | Annual | Allowances Sold SO2 | Thousand Tons | 0 | 0 | 0 | 0 | 0 | 0 | 0
CT Fac. Spec. - SO2 Rate Annual Non-Title IV v3.1, Unit 1200 and retrofits | 364 | 2294 | Rate Constraint in lbs/MMBtu | FALSE | L | Annual | Allowances Banked | Thousand Tons | 0 | 0 | 0 | 0 | 0 | 0 | 0
CT Fac. Spec. - SO2 Rate Annual Non-Title IV v3.1, Unit 1200 and retrofits | 364 | 2294 | Rate Constraint in lbs/MMBtu | FALSE | L | Annual | Allowances Withdrawn (1:1) | Thousand Tons | 0 | 0 | 0 | 0 | 0 | 0 | 0
CT Fac. Spec. - SO2 Rate Annual Non-Title IV v3.1, Unit 1200 and retrofits | 364 | 2294 | Rate Constraint in lbs/MMBtu | FALSE | L | Annual | Allowances Withdrawn (n:1) | Thousand Tons | 0 | 0 | 0 | 0 | 0 | 0 | 0
CT Fac. Spec. - SO2 Rate Annual Non-Title IV v3.1, Unit 1200 and retrofits | 364 | 2294 | Rate Constraint in lbs/MMBtu | FALSE | L | Annual | Net Emissions Allowance Position | Thousand Tons | 0 | 0 | 0 | 0 | 0 | 0 | 0
CT Fac. Spec. - SO2 Rate Annual Non-Title IV v3.1, Unit 1200 and retrofits | 364 | 2294 | Rate Constraint in lbs/MMBtu | FALSE | L | Annual | Fuel Consumed | TBtu | 0.012774 | 0.01254 | 0.0073262 | 0.037242 | 0.037242 | 0.037242 | 0.037242
CT Fac. Spec. - SO2 Rate Annual Non-Title IV v3.1, Unit 1200 and retrofits | 364 | 2294 | Rate Constraint in lbs/MMBtu | FALSE | L | Annual | Rate | lb/MMBtu | 0 | 0 | 0 | 0 | 0 | 0 | 0
CT Fac. Spec. - SO2 Rate Annual Non-Title IV v3.1, Unit 1200 and retrofits | 364 | 2294 | Rate Constraint in lbs/MMBtu | FALSE | L | Annual | Generation | TWh | 0.0013102 | 0.0012862 | 0.00075141 | 0.0038196 | 0.0038196 | 0.0038196 | 0.0038196
CT Fac. Spec. - SO2 Rate Annual Non-Title IV v3.1, Unit 1200 and retrofits | 364 | 2294 | Rate Constraint in lbs/MMBtu | FALSE | L | Annual | Qualifying Generation | TWh | 0.0013102 | 0.0012862 | 0.00075141 | 0.0038196 | 0.0038196 | 0.0038196 | 0.0038196
CT Fac. Spec. - SO2 Rate Annual Non-Title IV v3.1, Unit 1200 and retrofits | 364 | 2294 | Rate Constraint in lbs/MMBtu | FALSE | L | Annual | Rate | lb/MWh | 0 | 0 | 0 | 0 | 0 | 0 | 0
CT Fac. Spec. - SO2 Rate Annual Non-Title IV v3.1, Unit 1200 and retrofits | 364 | 2294 | Rate Constraint in lbs/MMBtu | FALSE | L | Annual | Constraint Shadow Price | US2011$/Ton | 0 | 0 | 0 | 0 | 0 | 0 | 0
CT Fac. Spec. - SO2 Rate Annual Non-Title IV v3.1, Unit 1208 and retrofits | 365 | 2294 | Rate Constraint in lbs/MMBtu | FALSE | L | Annual | Seasons Included | Seasons | Winter, Summer | Winter, Summer | Winter, Summer | Winter, Summer | Winter, Summer | Winter, Summer | Winter, Summer
CT Fac. Spec. - SO2 Rate Annual Non-Title IV v3.1, Unit 1208 and retrofits | 365 | 2294 | Rate Constraint in lbs/MMBtu | FALSE | L | Annual | Standard SO2 | lb/MMBtu | 0.55 | 0.55 | 0.55 | 0.55 | 0.55 | 0.55 | 0.55
CT Fac. Spec. - SO2 Rate Annual Non-Title IV v3.1, Unit 1208 and retrofits | 365 | 2294 | Rate Constraint in lbs/MMBtu | FALSE | L | Annual | Emissions at Affected Plants SO2 | Thousand Tons | 0 | 0 | 0 | 0 | 0 | 0 | 0
CT Fac. Spec. - SO2 Rate Annual Non-Title IV v3.1, Unit 1208 and retrofits | 365 | 2294 | Rate Constraint in lbs/MMBtu | FALSE | L | Annual | Allowances Purchased SO2 | Thousand Tons | 0 | 0 | 0 | 0 | 0 | 0 | 0
CT Fac. Spec. - SO2 Rate Annual Non-Title IV v3.1, Unit 1208 and retrofits | 365 | 2294 | Rate Constraint in lbs/MMBtu | FALSE | L | Annual | Allowances Sold SO2 | Thousand Tons | 0 | 0 | 0 | 0 | 0 | 0 | 0
CT Fac. Spec. - SO2 Rate Annual Non-Title IV v3.1, Unit 1208 and retrofits | 365 | 2294 | Rate Constraint in lbs/MMBtu | FALSE | L | Annual | Allowances Banked | Thousand Tons | 0 | 0 | 0 | 0 | 0 | 0 | 0
CT Fac. Spec. - SO2 Rate Annual Non-Title IV v3.1, Unit 1208 and retrofits | 365 | 2294 | Rate Constraint in lbs/MMBtu | FALSE | L | Annual | Allowances Withdrawn (1:1) | Thousand Tons | 0 | 0 | 0 | 0 | 0 | 0 | 0
CT Fac. Spec. - SO2 Rate Annual Non-Title IV v3.1, Unit 1208 and retrofits | 365 | 2294 | Rate Constraint in lbs/MMBtu | FALSE | L | Annual | Allowances Withdrawn (n:1) | Thousand Tons | 0 | 0 | 0 | 0 | 0 | 0 | 0
CT Fac. Spec. - SO2 Rate Annual Non-Title IV v3.1, Unit 1208 and retrofits | 365 | 2294 | Rate Constraint in lbs/MMBtu | FALSE | L | Annual | Net Emissions Allowance Position | Thousand Tons | 0 | 0 | 0 | 0 | 0 | 0 | 0
CT Fac. Spec. - SO2 Rate Annual Non-Title IV v3.1, Unit 1208 and retrofits | 365 | 2294 | Rate Constraint in lbs/MMBtu | FALSE | L | Annual | Fuel Consumed | TBtu | 0 | 0 | 0 | 0 | 0 | 0 | 0
CT Fac. Spec. - SO2 Rate Annual Non-Title IV v3.1, Unit 1208 and retrofits | 365 | 2294 | Rate Constraint in lbs/MMBtu | FALSE | L | Annual | Rate | lb/MMBtu | 0 | 0 | 0 | 0 | 0 | 0 | 0
CT Fac. Spec. - SO2 Rate Annual Non-Title IV v3.1, Unit 1208 and retrofits | 365 | 2294 | Rate Constraint in lbs/MMBtu | FALSE | L | Annual | Generation | TWh | 0 | 0 | 0 | 0 | 0 | 0 | 0
CT Fac. Spec. - SO2 Rate Annual Non-Title IV v3.1, Unit 1208 and retrofits | 365 | 2294 | Rate Constraint in lbs/MMBtu | FALSE | L | Annual | Qualifying Generation | TWh | 0 | 0 | 0 | 0 | 0 | 0 | 0
CT Fac. Spec. - SO2 Rate Annual Non-Title IV v3.1, Unit 1208 and retrofits | 365 | 2294 | Rate Constraint in lbs/MMBtu | FALSE | L | Annual | Rate | lb/MWh | 0 | 0 | 0 | 0 | 0 | 0 | 0
CT Fac. Spec. - SO2 Rate Annual Non-Title IV v3.1, Unit 1208 and retrofits | 365 | 2294 | Rate Constraint in lbs/MMBtu | FALSE | L | Annual | Constraint Shadow Price | US2011$/Ton | 0 | 0 | 0 | 0 | 0 | 0 | 0
CT Fac. Spec. - SO2 Rate Annual Non-Title IV v3.1, Unit 3065 and retrofits | 366 | 2294 | Rate Constraint in lbs/MMBtu | FALSE | L | Annual | Seasons Included | Seasons | Winter, Summer | Winter, Summer | Winter, Summer | Winter, Summer | Winter, Summer | Winter, Summer | Winter, Summer
CT Fac. Spec. - SO2 Rate Annual Non-Title IV v3.1, Unit 3065 and retrofits | 366 | 2294 | Rate Constraint in lbs/MMBtu | FALSE | L | Annual | Standard SO2 | lb/MMBtu | 0.55 | 0.55 | 0.55 | 0.55 | 0.55 | 0.55 | 0.55
CT Fac. Spec. - SO2 Rate Annual Non-Title IV v3.1, Unit 3065 and retrofits | 366 | 2294 | Rate Constraint in lbs/MMBtu | FALSE | L | Annual | Emissions at Affected Plants SO2 | Thousand Tons | 0 | 0 | 0 | 0 | 0 | 0 | 0
CT Fac. Spec. - SO2 Rate Annual Non-Title IV v3.1, Unit 3065 and retrofits | 366 | 2294 | Rate Constraint in lbs/MMBtu | FALSE | L | Annual | Allowances Purchased SO2 | Thousand Tons | 0 | 0 | 0 | 0 | 0 | 0 | 0
CT Fac. Spec. - SO2 Rate Annual Non-Title IV v3.1, Unit 3065 and retrofits | 366 | 2294 | Rate Constraint in lbs/MMBtu | FALSE | L | Annual | Allowances Sold SO2 | Thousand Tons | 0 | 0 | 0 | 0 | 0 | 0 | 0
CT Fac. Spec. - SO2 Rate Annual Non-Title IV v3.1, Unit 3065 and retrofits | 366 | 2294 | Rate Constraint in lbs/MMBtu | FALSE | L | Annual | Allowances Banked | Thousand Tons | 0 | 0 | 0 | 0 | 0 | 0 | 0
CT Fac. Spec. - SO2 Rate Annual Non-Title IV v3.1, Unit 3065 and retrofits | 366 | 2294 | Rate Constraint in lbs/MMBtu | FALSE | L | Annual | Allowances Withdrawn (1:1) | Thousand Tons | 0 | 0 | 0 | 0 | 0 | 0 | 0
CT Fac. Spec. - SO2 Rate Annual Non-Title IV v3.1, Unit 3065 and retrofits | 366 | 2294 | Rate Constraint in lbs/MMBtu | FALSE | L | Annual | Allowances Withdrawn (n:1) | Thousand Tons | 0 | 0 | 0 | 0 | 0 | 0 | 0
CT Fac. Spec. - SO2 Rate Annual Non-Title IV v3.1, Unit 3065 and retrofits | 366 | 2294 | Rate Constraint in lbs/MMBtu | FALSE | L | Annual | Net Emissions Allowance Position | Thousand Tons | 0 | 0 | 0 | 0 | 0 | 0 | 0
CT Fac. Spec. - SO2 Rate Annual Non-Title IV v3.1, Unit 3065 and retrofits | 366 | 2294 | Rate Constraint in lbs/MMBtu | FALSE | L | Annual | Fuel Consumed | TBtu | 0.11124 | 0.11124 | 0.1025 | 0.11124 | 0.11124 | 0.30789 | 0.30789
CT Fac. Spec. - SO2 Rate Annual Non-Title IV v3.1, Unit 3065 and retrofits | 366 | 2294 | Rate Constraint in lbs/MMBtu | FALSE | L | Annual | Rate | lb/MMBtu | 0 | 0 | 0 | 0 | 0 | 0 | 0
CT Fac. Spec. - SO2 Rate Annual Non-Title IV v3.1, Unit 3065 and retrofits | 366 | 2294 | Rate Constraint in lbs/MMBtu | FALSE | L | Annual | Generation | TWh | 0.012535 | 0.012535 | 0.011551 | 0.012535 | 0.012535 | 0.034695 | 0.034695
CT Fac. Spec. - SO2 Rate Annual Non-Title IV v3.1, Unit 3065 and retrofits | 366 | 2294 | Rate Constraint in lbs/MMBtu | FALSE | L | Annual | Qualifying Generation | TWh | 0.012535 | 0.012535 | 0.011551 | 0.012535 | 0.012535 | 0.034695 | 0.034695
CT Fac. Spec. - SO2 Rate Annual Non-Title IV v3.1, Unit 3065 and retrofits | 366 | 2294 | Rate Constraint in lbs/MMBtu | FALSE | L | Annual | Rate | lb/MWh | 0 | 0 | 0 | 0 | 0 | 0 | 0
CT Fac. Spec. - SO2 Rate Annual Non-Title IV v3.1, Unit 3065 and retrofits | 366 | 2294 | Rate Constraint in lbs/MMBtu | FALSE | L | Annual | Constraint Shadow Price | US2011$/Ton | 0 | 0 | 0 | 0 | 0 | 0 | 0
CT Fac. Spec. - SO2 Rate Annual Non-Title IV v3.1, Unit 3074 and retrofits | 367 | 2294 | Rate Constraint in lbs/MMBtu | FALSE | L | Annual | Seasons Included | Seasons | Winter, Summer | Winter, Summer | Winter, Summer | Winter, Summer | Winter, Summer | Winter, Summer | Winter, Summer
CT Fac. Spec. - SO2 Rate Annual Non-Title IV v3.1, Unit 3074 and retrofits | 367 | 2294 | Rate Constraint in lbs/MMBtu | FALSE | L | Annual | Standard SO2 | lb/MMBtu | 0.55 | 0.55 | 0.55 | 0.55 | 0.55 | 0.55 | 0.55
CT Fac. Spec. - SO2 Rate Annual Non-Title IV v3.1, Unit 3074 and retrofits | 367 | 2294 | Rate Constraint in lbs/MMBtu | FALSE | L | Annual | Emissions at Affected Plants SO2 | Thousand Tons | 0 | 0 | 0 | 0 | 0 | 0 | 0
CT Fac. Spec. - SO2 Rate Annual Non-Title IV v3.1, Unit 3074 and retrofits | 367 | 2294 | Rate Constraint in lbs/MMBtu | FALSE | L | Annual | Allowances Purchased SO2 | Thousand Tons | 0 | 0 | 0 | 0 | 0 | 0 | 0
CT Fac. Spec. - SO2 Rate Annual Non-Title IV v3.1, Unit 3074 and retrofits | 367 | 2294 | Rate Constraint in lbs/MMBtu | FALSE | L | Annual | Allowances Sold SO2 | Thousand Tons | 0 | 0 | 0 | 0 | 0 | 0 | 0
CT Fac. Spec. - SO2 Rate Annual Non-Title IV v3.1, Unit 3074 and retrofits | 367 | 2294 | Rate Constraint in lbs/MMBtu | FALSE | L | Annual | Allowances Banked | Thousand Tons | 0 | 0 | 0 | 0 | 0 | 0 | 0
CT Fac. Spec. - SO2 Rate Annual Non-Title IV v3.1, Unit 3074 and retrofits | 367 | 2294 | Rate Constraint in lbs/MMBtu | FALSE | L | Annual | Allowances Withdrawn (1:1) | Thousand Tons | 0 | 0 | 0 | 0 | 0 | 0 | 0
CT Fac. Spec. - SO2 Rate Annual Non-Title IV v3.1, Unit 3074 and retrofits | 367 | 2294 | Rate Constraint in lbs/MMBtu | FALSE | L | Annual | Allowances Withdrawn (n:1) | Thousand Tons | 0 | 0 | 0 | 0 | 0 | 0 | 0
CT Fac. Spec. - SO2 Rate Annual Non-Title IV v3.1, Unit 3074 and retrofits | 367 | 2294 | Rate Constraint in lbs/MMBtu | FALSE | L | Annual | Net Emissions Allowance Position | Thousand Tons | 0 | 0 | 0 | 0 | 0 | 0 | 0
CT Fac. Spec. - SO2 Rate Annual Non-Title IV v3.1, Unit 3074 and retrofits | 367 | 2294 | Rate Constraint in lbs/MMBtu | FALSE | L | Annual | Fuel Consumed | TBtu | 0.87481 | 0.87481 | 0.87481 | 0.87481 | 0.87481 | 0.87481 | 0.87481
CT Fac. Spec. - SO2 Rate Annual Non-Title IV v3.1, Unit 3074 and retrofits | 367 | 2294 | Rate Constraint in lbs/MMBtu | FALSE | L | Annual | Rate | lb/MMBtu | 0 | 0 | 0 | 0 | 0 | 0 | 0
CT Fac. Spec. - SO2 Rate Annual Non-Title IV v3.1, Unit 3074 and retrofits | 367 | 2294 | Rate Constraint in lbs/MMBtu | FALSE | L | Annual | Generation | TWh | 0.12174 | 0.12174 | 0.12174 | 0.12174 | 0.12174 | 0.12174 | 0.12174
CT Fac. Spec. - SO2 Rate Annual Non-Title IV v3.1, Unit 3074 and retrofits | 367 | 2294 | Rate Constraint in lbs/MMBtu | FALSE | L | Annual | Qualifying Generation | TWh | 0.12174 | 0.12174 | 0.12174 | 0.12174 | 0.12174 | 0.12174 | 0.12174
CT Fac. Spec. - SO2 Rate Annual Non-Title IV v3.1, Unit 3074 and retrofits | 367 | 2294 | Rate Constraint in lbs/MMBtu | FALSE | L | Annual | Rate | lb/MWh | 0 | 0 | 0 | 0 | 0 | 0 | 0
CT Fac. Spec. - SO2 Rate Annual Non-Title IV v3.1, Unit 3074 and retrofits | 367 | 2294 | Rate Constraint in lbs/MMBtu | FALSE | L | Annual | Constraint Shadow Price | US2011$/Ton | 0 | 0 | 0 | 0 | 0 | 0 | 0
CT Fac. Spec. - SO2 Rate Annual Non-Title IV v3.1, Unit 5397 and retrofits | 368 | 2294 | Rate Constraint in lbs/MMBtu | FALSE | L | Annual | Seasons Included | Seasons | Winter, Summer | Winter, Summer | Winter, Summer | Winter, Summer | Winter, Summer | Winter, Summer | Winter, Summer
CT Fac. Spec. - SO2 Rate Annual Non-Title IV v3.1, Unit 5397 and retrofits | 368 | 2294 | Rate Constraint in lbs/MMBtu | FALSE | L | Annual | Standard SO2 | lb/MMBtu | 0.55 | 0.55 | 0.55 | 0.55 | 0.55 | 0.55 | 0.55
CT Fac. Spec. - SO2 Rate Annual Non-Title IV v3.1, Unit 5397 and retrofits | 368 | 2294 | Rate Constraint in lbs/MMBtu | FALSE | L | Annual | Emissions at Affected Plants SO2 | Thousand Tons | 0.042484 | 0.042484 | 0.042484 | 0.042484 | 0.042484 | 0.042484 | 0.042484
CT Fac. Spec. - SO2 Rate Annual Non-Title IV v3.1, Unit 5397 and retrofits | 368 | 2294 | Rate Constraint in lbs/MMBtu | FALSE | L | Annual | Allowances Purchased SO2 | Thousand Tons | 0 | 0 | 0 | 0 | 0 | 0 | 0
CT Fac. Spec. - SO2 Rate Annual Non-Title IV v3.1, Unit 5397 and retrofits | 368 | 2294 | Rate Constraint in lbs/MMBtu | FALSE | L | Annual | Allowances Sold SO2 | Thousand Tons | 0 | 0 | 0 | 0 | 0 | 0 | 0
CT Fac. Spec. - SO2 Rate Annual Non-Title IV v3.1, Unit 5397 and retrofits | 368 | 2294 | Rate Constraint in lbs/MMBtu | FALSE | L | Annual | Allowances Banked | Thousand Tons | 0 | 0 | 0 | 0 | 0 | 0 | 0
CT Fac. Spec. - SO2 Rate Annual Non-Title IV v3.1, Unit 5397 and retrofits | 368 | 2294 | Rate Constraint in lbs/MMBtu | FALSE | L | Annual | Allowances Withdrawn (1:1) | Thousand Tons | 0 | 0 | 0 | 0 | 0 | 0 | 0
CT Fac. Spec. - SO2 Rate Annual Non-Title IV v3.1, Unit 5397 and retrofits | 368 | 2294 | Rate Constraint in lbs/MMBtu | FALSE | L | Annual | Allowances Withdrawn (n:1) | Thousand Tons | 0 | 0 | 0 | 0 | 0 | 0 | 0
CT Fac. Spec. - SO2 Rate Annual Non-Title IV v3.1, Unit 5397 and retrofits | 368 | 2294 | Rate Constraint in lbs/MMBtu | FALSE | L | Annual | Net Emissions Allowance Position | Thousand Tons | 0.042484 | 0.042484 | 0.042484 | 0.042484 | 0.042484 | 0.042484 | 0.042484
CT Fac. Spec. - SO2 Rate Annual Non-Title IV v3.1, Unit 5397 and retrofits | 368 | 2294 | Rate Constraint in lbs/MMBtu | FALSE | L | Annual | Fuel Consumed | TBtu | 0.97106 | 0.97106 | 0.97106 | 0.97106 | 0.97106 | 0.97106 | 0.97106
CT Fac. Spec. - SO2 Rate Annual Non-Title IV v3.1, Unit 5397 and retrofits | 368 | 2294 | Rate Constraint in lbs/MMBtu | FALSE | L | Annual | Rate | lb/MMBtu | 0.0875 | 0.0875 | 0.0875 | 0.0875 | 0.0875 | 0.0875 | 0.0875
CT Fac. Spec. - SO2 Rate Annual Non-Title IV v3.1, Unit 5397 and retrofits | 368 | 2294 | Rate Constraint in lbs/MMBtu | FALSE | L | Annual | Generation | TWh | 0.049435 | 0.049435 | 0.049435 | 0.049435 | 0.049435 | 0.049435 | 0.049435
CT Fac. Spec. - SO2 Rate Annual Non-Title IV v3.1, Unit 5397 and retrofits | 368 | 2294 | Rate Constraint in lbs/MMBtu | FALSE | L | Annual | Qualifying Generation | TWh | 0.049435 | 0.049435 | 0.049435 | 0.049435 | 0.049435 | 0.049435 | 0.049435
CT Fac. Spec. - SO2 Rate Annual Non-Title IV v3.1, Unit 5397 and retrofits | 368 | 2294 | Rate Constraint in lbs/MMBtu | FALSE | L | Annual | Rate | lb/MWh | 1.7188 | 1.7188 | 1.7188 | 1.7188 | 1.7188 | 1.7188 | 1.7188
CT Fac. Spec. - SO2 Rate Annual Non-Title IV v3.1, Unit 5397 and retrofits | 368 | 2294 | Rate Constraint in lbs/MMBtu | FALSE | L | Annual | Constraint Shadow Price | US2011$/Ton | 0 | 0 | 0 | 0 | 0 | 0 | 0
CT Fac. Spec. - SO2 Rate Annual Non-Title IV v3.1, Unit 5398 and retrofits | 369 | 2294 | Rate Constraint in lbs/MMBtu | FALSE | L | Annual | Seasons Included | Seasons | Winter, Summer | Winter, Summer | Winter, Summer | Winter, Summer | Winter, Summer | Winter, Summer | Winter, Summer
CT Fac. Spec. - SO2 Rate Annual Non-Title IV v3.1, Unit 5398 and retrofits | 369 | 2294 | Rate Constraint in lbs/MMBtu | FALSE | L | Annual | Standard SO2 | lb/MMBtu | 0.55 | 0.55 | 0.55 | 0.55 | 0.55 | 0.55 | 0.55
CT Fac. Spec. - SO2 Rate Annual Non-Title IV v3.1, Unit 5398 and retrofits | 369 | 2294 | Rate Constraint in lbs/MMBtu | FALSE | L | Annual | Emissions at Affected Plants SO2 | Thousand Tons | 0.042373 | 0.042373 | 0.042373 | 0.042373 | 0.042373 | 0.042373 | 0.042373
CT Fac. Spec. - SO2 Rate Annual Non-Title IV v3.1, Unit 5398 and retrofits | 369 | 2294 | Rate Constraint in lbs/MMBtu | FALSE | L | Annual | Allowances Purchased SO2 | Thousand Tons | 0 | 0 | 0 | 0 | 0 | 0 | 0
CT Fac. Spec. - SO2 Rate Annual Non-Title IV v3.1, Unit 5398 and retrofits | 369 | 2294 | Rate Constraint in lbs/MMBtu | FALSE | L | Annual | Allowances Sold SO2 | Thousand Tons | 0 | 0 | 0 | 0 | 0 | 0 | 0
CT Fac. Spec. - SO2 Rate Annual Non-Title IV v3.1, Unit 5398 and retrofits | 369 | 2294 | Rate Constraint in lbs/MMBtu | FALSE | L | Annual | Allowances Banked | Thousand Tons | 0 | 0 | 0 | 0 | 0 | 0 | 0
CT Fac. Spec. - SO2 Rate Annual Non-Title IV v3.1, Unit 5398 and retrofits | 369 | 2294 | Rate Constraint in lbs/MMBtu | FALSE | L | Annual | Allowances Withdrawn (1:1) | Thousand Tons | 0 | 0 | 0 | 0 | 0 | 0 | 0
CT Fac. Spec. - SO2 Rate Annual Non-Title IV v3.1, Unit 5398 and retrofits | 369 | 2294 | Rate Constraint in lbs/MMBtu | FALSE | L | Annual | Allowances Withdrawn (n:1) | Thousand Tons | 0 | 0 | 0 | 0 | 0 | 0 | 0
CT Fac. Spec. - SO2 Rate Annual Non-Title IV v3.1, Unit 5398 and retrofits | 369 | 2294 | Rate Constraint in lbs/MMBtu | FALSE | L | Annual | Net Emissions Allowance Position | Thousand Tons | 0.042373 | 0.042373 | 0.042373 | 0.042373 | 0.042373 | 0.042373 | 0.042373
CT Fac. Spec. - SO2 Rate Annual Non-Title IV v3.1, Unit 5398 and retrofits | 369 | 2294 | Rate Constraint in lbs/MMBtu | FALSE | L | Annual | Fuel Consumed | TBtu | 1.2744 | 1.2744 | 1.2744 | 1.2744 | 1.2744 | 1.2744 | 1.2744
CT Fac. Spec. - SO2 Rate Annual Non-Title IV v3.1, Unit 5398 and retrofits | 369 | 2294 | Rate Constraint in lbs/MMBtu | FALSE | L | Annual | Rate | lb/MMBtu | 0.0665 | 0.0665 | 0.0665 | 0.0665 | 0.0665 | 0.0665 | 0.0665
CT Fac. Spec. - SO2 Rate Annual Non-Title IV v3.1, Unit 5398 and retrofits | 369 | 2294 | Rate Constraint in lbs/MMBtu | FALSE | L | Annual | Generation | TWh | 0.079509 | 0.079509 | 0.079509 | 0.079509 | 0.079509 | 0.079509 | 0.079509
CT Fac. Spec. - SO2 Rate Annual Non-Title IV v3.1, Unit 5398 and retrofits | 369 | 2294 | Rate Constraint in lbs/MMBtu | FALSE | L | Annual | Qualifying Generation | TWh | 0.079509 | 0.079509 | 0.079509 | 0.079509 | 0.079509 | 0.079509 | 0.079509
CT Fac. Spec. - SO2 Rate Annual Non-Title IV v3.1, Unit 5398 and retrofits | 369 | 2294 | Rate Constraint in lbs/MMBtu | FALSE | L | Annual | Rate | lb/MWh | 1.0659 | 1.0659 | 1.0659 | 1.0659 | 1.0659 | 1.0659 | 1.0659
CT Fac. Spec. - SO2 Rate Annual Non-Title IV v3.1, Unit 5398 and retrofits | 369 | 2294 | Rate Constraint in lbs/MMBtu | FALSE | L | Annual | Constraint Shadow Price | US2011$/Ton | 0 | 0 | 0 | 0 | 0 | 0 | 0
CT Fac. Spec. - SO2 Rate Annual Non-Title IV v3.1, Unit 5399 and retrofits | 370 | 2294 | Rate Constraint in lbs/MMBtu | FALSE | L | Annual | Seasons Included | Seasons | Winter, Summer | Winter, Summer | Winter, Summer | Winter, Summer | Winter, Summer | Winter, Summer | Winter, Summer
CT Fac. Spec. - SO2 Rate Annual Non-Title IV v3.1, Unit 5399 and retrofits | 370 | 2294 | Rate Constraint in lbs/MMBtu | FALSE | L | Annual | Standard SO2 | lb/MMBtu | 0.55 | 0.55 | 0.55 | 0.55 | 0.55 | 0.55 | 0.55
CT Fac. Spec. - SO2 Rate Annual Non-Title IV v3.1, Unit 5399 and retrofits | 370 | 2294 | Rate Constraint in lbs/MMBtu | FALSE | L | Annual | Emissions at Affected Plants SO2 | Thousand Tons | 0.042373 | 0.042373 | 0.042373 | 0.042373 | 0.042373 | 0.042373 | 0.042373
CT Fac. Spec. - SO2 Rate Annual Non-Title IV v3.1, Unit 5399 and retrofits | 370 | 2294 | Rate Constraint in lbs/MMBtu | FALSE | L | Annual | Allowances Purchased SO2 | Thousand Tons | 0 | 0 | 0 | 0 | 0 | 0 | 0
CT Fac. Spec. - SO2 Rate Annual Non-Title IV v3.1, Unit 5399 and retrofits | 370 | 2294 | Rate Constraint in lbs/MMBtu | FALSE | L | Annual | Allowances Sold SO2 | Thousand Tons | 0 | 0 | 0 | 0 | 0 | 0 | 0
CT Fac. Spec. - SO2 Rate Annual Non-Title IV v3.1, Unit 5399 and retrofits | 370 | 2294 | Rate Constraint in lbs/MMBtu | FALSE | L | Annual | Allowances Banked | Thousand Tons | 0 | 0 | 0 | 0 | 0 | 0 | 0
CT Fac. Spec. - SO2 Rate Annual Non-Title IV v3.1, Unit 5399 and retrofits | 370 | 2294 | Rate Constraint in lbs/MMBtu | FALSE | L | Annual | Allowances Withdrawn (1:1) | Thousand Tons | 0 | 0 | 0 | 0 | 0 | 0 | 0
CT Fac. Spec. - SO2 Rate Annual Non-Title IV v3.1, Unit 5399 and retrofits | 370 | 2294 | Rate Constraint in lbs/MMBtu | FALSE | L | Annual | Allowances Withdrawn (n:1) | Thousand Tons | 0 | 0 | 0 | 0 | 0 | 0 | 0
CT Fac. Spec. - SO2 Rate Annual Non-Title IV v3.1, Unit 5399 and retrofits | 370 | 2294 | Rate Constraint in lbs/MMBtu | FALSE | L | Annual | Net Emissions Allowance Position | Thousand Tons | 0.042373 | 0.042373 | 0.042373 | 0.042373 | 0.042373 | 0.042373 | 0.042373
CT Fac. Spec. - SO2 Rate Annual Non-Title IV v3.1, Unit 5399 and retrofits | 370 | 2294 | Rate Constraint in lbs/MMBtu | FALSE | L | Annual | Fuel Consumed | TBtu | 1.2744 | 1.2744 | 1.2744 | 1.2744 | 1.2744 | 1.2744 | 1.2744
CT Fac. Spec. - SO2 Rate Annual Non-Title IV v3.1, Unit 5399 and retrofits | 370 | 2294 | Rate Constraint in lbs/MMBtu | FALSE | L | Annual | Rate | lb/MMBtu | 0.0665 | 0.0665 | 0.0665 | 0.0665 | 0.0665 | 0.0665 | 0.0665
CT Fac. Spec. - SO2 Rate Annual Non-Title IV v3.1, Unit 5399 and retrofits | 370 | 2294 | Rate Constraint in lbs/MMBtu | FALSE | L | Annual | Generation | TWh | 0.079509 | 0.079509 | 0.079509 | 0.079509 | 0.079509 | 0.079509 | 0.079509
CT Fac. Spec. - SO2 Rate Annual Non-Title IV v3.1, Unit 5399 and retrofits | 370 | 2294 | Rate Constraint in lbs/MMBtu | FALSE | L | Annual | Qualifying Generation | TWh | 0.079509 | 0.079509 | 0.079509 | 0.079509 | 0.079509 | 0.079509 | 0.079509
CT Fac. Spec. - SO2 Rate Annual Non-Title IV v3.1, Unit 5399 and retrofits | 370 | 2294 | Rate Constraint in lbs/MMBtu | FALSE | L | Annual | Rate | lb/MWh | 1.0659 | 1.0659 | 1.0659 | 1.0659 | 1.0659 | 1.0659 | 1.0659
CT Fac. Spec. - SO2 Rate Annual Non-Title IV v3.1, Unit 5399 and retrofits | 370 | 2294 | Rate Constraint in lbs/MMBtu | FALSE | L | Annual | Constraint Shadow Price | US2011$/Ton | 0 | 0 | 0 | 0 | 0 | 0 | 0
CT Fac. Spec. - SO2 Rate Annual Non-Title IV v3.1, Unit 5400 and retrofits | 371 | 2294 | Rate Constraint in lbs/MMBtu | FALSE | L | Annual | Seasons Included | Seasons | Winter, Summer | Winter, Summer | Winter, Summer | Winter, Summer | Winter, Summer | Winter, Summer | Winter, Summer
CT Fac. Spec. - SO2 Rate Annual Non-Title IV v3.1, Unit 5400 and retrofits | 371 | 2294 | Rate Constraint in lbs/MMBtu | FALSE | L | Annual | Standard SO2 | lb/MMBtu | 0.55 | 0.55 | 0.55 | 0.55 | 0.55 | 0.55 | 0.55
CT Fac. Spec. - SO2 Rate Annual Non-Title IV v3.1, Unit 5400 and retrofits | 371 | 2294 | Rate Constraint in lbs/MMBtu | FALSE | L | Annual | Emissions at Affected Plants SO2 | Thousand Tons | 0.042373 | 0.042373 | 0.042373 | 0.042373 | 0.042373 | 0.042373 | 0.042373
CT Fac. Spec. - SO2 Rate Annual Non-Title IV v3.1, Unit 5400 and retrofits | 371 | 2294 | Rate Constraint in lbs/MMBtu | FALSE | L | Annual | Allowances Purchased SO2 | Thousand Tons | 0 | 0 | 0 | 0 | 0 | 0 | 0
CT Fac. Spec. - SO2 Rate Annual Non-Title IV v3.1, Unit 5400 and retrofits | 371 | 2294 | Rate Constraint in lbs/MMBtu | FALSE | L | Annual | Allowances Sold SO2 | Thousand Tons | 0 | 0 | 0 | 0 | 0 | 0 | 0
CT Fac. Spec. - SO2 Rate Annual Non-Title IV v3.1, Unit 5400 and retrofits | 371 | 2294 | Rate Constraint in lbs/MMBtu | FALSE | L | Annual | Allowances Banked | Thousand Tons | 0 | 0 | 0 | 0 | 0 | 0 | 0
CT Fac. Spec. - SO2 Rate Annual Non-Title IV v3.1, Unit 5400 and retrofits | 371 | 2294 | Rate Constraint in lbs/MMBtu | FALSE | L | Annual | Allowances Withdrawn (1:1) | Thousand Tons | 0 | 0 | 0 | 0 | 0 | 0 | 0
CT Fac. Spec. - SO2 Rate Annual Non-Title IV v3.1, Unit 5400 and retrofits | 371 | 2294 | Rate Constraint in lbs/MMBtu | FALSE | L | Annual | Allowances Withdrawn (n:1) | Thousand Tons | 0 | 0 | 0 | 0 | 0 | 0 | 0
CT Fac. Spec. - SO2 Rate Annual Non-Title IV v3.1, Unit 5400 and retrofits | 371 | 2294 | Rate Constraint in lbs/MMBtu | FALSE | L | Annual | Net Emissions Allowance Position | Thousand Tons | 0.042373 | 0.042373 | 0.042373 | 0.042373 | 0.042373 | 0.042373 | 0.042373
CT Fac. Spec. - SO2 Rate Annual Non-Title IV v3.1, Unit 5400 and retrofits | 371 | 2294 | Rate Constraint in lbs/MMBtu | FALSE | L | Annual | Fuel Consumed | TBtu | 1.2744 | 1.2744 | 1.2744 | 1.2744 | 1.2744 | 1.2744 | 1.2744
CT Fac. Spec. - SO2 Rate Annual Non-Title IV v3.1, Unit 5400 and retrofits | 371 | 2294 | Rate Constraint in lbs/MMBtu | FALSE | L | Annual | Rate | lb/MMBtu | 0.0665 | 0.0665 | 0.0665 | 0.0665 | 0.0665 | 0.0665 | 0.0665
CT Fac. Spec. - SO2 Rate Annual Non-Title IV v3.1, Unit 5400 and retrofits | 371 | 2294 | Rate Constraint in lbs/MMBtu | FALSE | L | Annual | Generation | TWh | 0.079509 | 0.079509 | 0.079509 | 0.079509 | 0.079509 | 0.079509 | 0.079509
CT Fac. Spec. - SO2 Rate Annual Non-Title IV v3.1, Unit 5400 and retrofits | 371 | 2294 | Rate Constraint in lbs/MMBtu | FALSE | L | Annual | Qualifying Generation | TWh | 0.079509 | 0.079509 | 0.079509 | 0.079509 | 0.079509 | 0.079509 | 0.079509
CT Fac. Spec. - SO2 Rate Annual Non-Title IV v3.1, Unit 5400 and retrofits | 371 | 2294 | Rate Constraint in lbs/MMBtu | FALSE | L | Annual | Rate | lb/MWh | 1.0659 | 1.0659 | 1.0659 | 1.0659 | 1.0659 | 1.0659 | 1.0659
CT Fac. Spec. - SO2 Rate Annual Non-Title IV v3.1, Unit 5400 and retrofits | 371 | 2294 | Rate Constraint in lbs/MMBtu | FALSE | L | Annual | Constraint Shadow Price | US2011$/Ton | 0 | 0 | 0 | 0 | 0 | 0 | 0
CT Fac. Spec. - SO2 Rate Annual Non-Title IV v3.1, Unit 5401 and retrofits | 372 | 2294 | Rate Constraint in lbs/MMBtu | FALSE | L | Annual | Seasons Included | Seasons | Winter, Summer | Winter, Summer | Winter, Summer | Winter, Summer | Winter, Summer | Winter, Summer | Winter, Summer
CT Fac. Spec. - SO2 Rate Annual Non-Title IV v3.1, Unit 5401 and retrofits | 372 | 2294 | Rate Constraint in lbs/MMBtu | FALSE | L | Annual | Standard SO2 | lb/MMBtu | 0.55 | 0.55 | 0.55 | 0.55 | 0.55 | 0.55 | 0.55
CT Fac. Spec. - SO2 Rate Annual Non-Title IV v3.1, Unit 5401 and retrofits | 372 | 2294 | Rate Constraint in lbs/MMBtu | FALSE | L | Annual | Emissions at Affected Plants SO2 | Thousand Tons | 0.011582 | 0.011582 | 0.011582 | 0.011582 | 0.011582 | 0.011582 | 0.011582
CT Fac. Spec. - SO2 Rate Annual Non-Title IV v3.1, Unit 5401 and retrofits | 372 | 2294 | Rate Constraint in lbs/MMBtu | FALSE | L | Annual | Allowances Purchased SO2 | Thousand Tons | 0 | 0 | 0 | 0 | 0 | 0 | 0
CT Fac. Spec. - SO2 Rate Annual Non-Title IV v3.1, Unit 5401 and retrofits | 372 | 2294 | Rate Constraint in lbs/MMBtu | FALSE | L | Annual | Allowances Sold SO2 | Thousand Tons | 0 | 0 | 0 | 0 | 0 | 0 | 0
CT Fac. Spec. - SO2 Rate Annual Non-Title IV v3.1, Unit 5401 and retrofits | 372 | 2294 | Rate Constraint in lbs/MMBtu | FALSE | L | Annual | Allowances Banked | Thousand Tons | 0 | 0 | 0 | 0 | 0 | 0 | 0
CT Fac. Spec. - SO2 Rate Annual Non-Title IV v3.1, Unit 5401 and retrofits | 372 | 2294 | Rate Constraint in lbs/MMBtu | FALSE | L | Annual | Allowances Withdrawn (1:1) | Thousand Tons | 0 | 0 | 0 | 0 | 0 | 0 | 0
CT Fac. Spec. - SO2 Rate Annual Non-Title IV v3.1, Unit 5401 and retrofits | 372 | 2294 | Rate Constraint in lbs/MMBtu | FALSE | L | Annual | Allowances Withdrawn (n:1) | Thousand Tons | 0 | 0 | 0 | 0 | 0 | 0 | 0
CT Fac. Spec. - SO2 Rate Annual Non-Title IV v3.1, Unit 5401 and retrofits | 372 | 2294 | Rate Constraint in lbs/MMBtu | FALSE | L | Annual | Net Emissions Allowance Position | Thousand Tons | 0.011582 | 0.011582 | 0.011582 | 0.011582 | 0.011582 | 0.011582 | 0.011582
CT Fac. Spec. - SO2 Rate Annual Non-Title IV v3.1, Unit 5401 and retrofits | 372 | 2294 | Rate Constraint in lbs/MMBtu | FALSE | L | Annual | Fuel Consumed | TBtu | 0.44121 | 0.44121 | 0.44121 | 0.44121 | 0.44121 | 0.44121 | 0.44121
CT Fac. Spec. - SO2 Rate Annual Non-Title IV v3.1, Unit 5401 and retrofits | 372 | 2294 | Rate Constraint in lbs/MMBtu | FALSE | L | Annual | Rate | lb/MMBtu | 0.0525 | 0.0525 | 0.0525 | 0.0525 | 0.0525 | 0.0525 | 0.0525
CT Fac. Spec. - SO2 Rate Annual Non-Title IV v3.1, Unit 5401 and retrofits | 372 | 2294 | Rate Constraint in lbs/MMBtu | FALSE | L | Annual | Generation | TWh | 0.021397 | 0.021397 | 0.021397 | 0.021397 | 0.021397 | 0.021397 | 0.021397
CT Fac. Spec. - SO2 Rate Annual Non-Title IV v3.1, Unit 5401 and retrofits | 372 | 2294 | Rate Constraint in lbs/MMBtu | FALSE | L | Annual | Qualifying Generation | TWh | 0.021397 | 0.021397 | 0.021397 | 0.021397 | 0.021397 | 0.021397 | 0.021397
CT Fac. Spec. - SO2 Rate Annual Non-Title IV v3.1, Unit 5401 and retrofits | 372 | 2294 | Rate Constraint in lbs/MMBtu | FALSE | L | Annual | Rate | lb/MWh | 1.0825 | 1.0825 | 1.0825 | 1.0825 | 1.0825 | 1.0825 | 1.0825
CT Fac. Spec. - SO2 Rate Annual Non-Title IV v3.1, Unit 5401 and retrofits | 372 | 2294 | Rate Constraint in lbs/MMBtu | FALSE | L | Annual | Constraint Shadow Price | US2011$/Ton | 0 | 0 | 0 | 0 | 0 | 0 | 0
CT Fac. Spec. - SO2 Rate Annual Non-Title IV v3.1, Unit 5402 and retrofits | 373 | 2294 | Rate Constraint in lbs/MMBtu | FALSE | L | Annual | Seasons Included | Seasons | Winter, Summer | Winter, Summer | Winter, Summer | Winter, Summer | Winter, Summer | Winter, Summer | Winter, Summer
CT Fac. Spec. - SO2 Rate Annual Non-Title IV v3.1, Unit 5402 and retrofits | 373 | 2294 | Rate Constraint in lbs/MMBtu | FALSE | L | Annual | Standard SO2 | lb/MMBtu | 0.55 | 0.55 | 0.55 | 0.55 | 0.55 | 0.55 | 0.55
CT Fac. Spec. - SO2 Rate Annual Non-Title IV v3.1, Unit 5402 and retrofits | 373 | 2294 | Rate Constraint in lbs/MMBtu | FALSE | L | Annual | Emissions at Affected Plants SO2 | Thousand Tons | 0.014717 | 0.014717 | 0.014717 | 0.014717 | 0.014717 | 0.014717 | 0.014717
CT Fac. Spec. - SO2 Rate Annual Non-Title IV v3.1, Unit 5402 and retrofits | 373 | 2294 | Rate Constraint in lbs/MMBtu | FALSE | L | Annual | Allowances Purchased SO2 | Thousand Tons | 0 | 0 | 0 | 0 | 0 | 0 | 0
CT Fac. Spec. - SO2 Rate Annual Non-Title IV v3.1, Unit 5402 and retrofits | 373 | 2294 | Rate Constraint in lbs/MMBtu | FALSE | L | Annual | Allowances Sold SO2 | Thousand Tons | 0 | 0 | 0 | 0 | 0 | 0 | 0
CT Fac. Spec. - SO2 Rate Annual Non-Title IV v3.1, Unit 5402 and retrofits | 373 | 2294 | Rate Constraint in lbs/MMBtu | FALSE | L | Annual | Allowances Banked | Thousand Tons | 0 | 0 | 0 | 0 | 0 | 0 | 0
CT Fac. Spec. - SO2 Rate Annual Non-Title IV v3.1, Unit 5402 and retrofits | 373 | 2294 | Rate Constraint in lbs/MMBtu | FALSE | L | Annual | Allowances Withdrawn (1:1) | Thousand Tons | 0 | 0 | 0 | 0 | 0 | 0 | 0
CT Fac. Spec. - SO2 Rate Annual Non-Title IV v3.1, Unit 5402 and retrofits | 373 | 2294 | Rate Constraint in lbs/MMBtu | FALSE | L | Annual | Allowances Withdrawn (n:1) | Thousand Tons | 0 | 0 | 0 | 0 | 0 | 0 | 0
CT Fac. Spec. - SO2 Rate Annual Non-Title IV v3.1, Unit 5402 and retrofits | 373 | 2294 | Rate Constraint in lbs/MMBtu | FALSE | L | Annual | Net Emissions Allowance Position | Thousand Tons | 0.014717 | 0.014717 | 0.014717 | 0.014717 | 0.014717 | 0.014717 | 0.014717
CT Fac. Spec. - SO2 Rate Annual Non-Title IV v3.1, Unit 5402 and retrofits | 373 | 2294 | Rate Constraint in lbs/MMBtu | FALSE | L | Annual | Fuel Consumed | TBtu | 0.56065 | 0.56065 | 0.56065 | 0.56065 | 0.56065 | 0.56065 | 0.56065
CT Fac. Spec. - SO2 Rate Annual Non-Title IV v3.1, Unit 5402 and retrofits | 373 | 2294 | Rate Constraint in lbs/MMBtu | FALSE | L | Annual | Rate | lb/MMBtu | 0.0525 | 0.0525 | 0.0525 | 0.0525 | 0.0525 | 0.0525 | 0.0525
CT Fac. Spec. - SO2 Rate Annual Non-Title IV v3.1, Unit 5402 and retrofits | 373 | 2294 | Rate Constraint in lbs/MMBtu | FALSE | L | Annual | Generation | TWh | 0.027189 | 0.027189 | 0.027189 | 0.027189 | 0.027189 | 0.027189 | 0.027189
CT Fac. Spec. - SO2 Rate Annual Non-Title IV v3.1, Unit 5402 and retrofits | 373 | 2294 | Rate Constraint in lbs/MMBtu | FALSE | L | Annual | Qualifying Generation | TWh | 0.027189 | 0.027189 | 0.027189 | 0.027189 | 0.027189 | 0.027189 | 0.027189
CT Fac. Spec. - SO2 Rate Annual Non-Title IV v3.1, Unit 5402 and retrofits | 373 | 2294 | Rate Constraint in lbs/MMBtu | FALSE | L | Annual | Rate | lb/MWh | 1.0825 | 1.0825 | 1.0825 | 1.0825 | 1.0825 | 1.0825 | 1.0825
CT Fac. Spec. - SO2 Rate Annual Non-Title IV v3.1, Unit 5402 and retrofits | 373 | 2294 | Rate Constraint in lbs/MMBtu | FALSE | L | Annual | Constraint Shadow Price | US2011$/Ton | 0 | 0 | 0 | 0 | 0 | 0 | 0
CT Fac. Spec. - SO2 Rate Annual Non-Title IV v3.1, Unit 5403 and retrofits | 374 | 2294 | Rate Constraint in lbs/MMBtu | FALSE | L | Annual | Seasons Included | Seasons | Winter, Summer | Winter, Summer | Winter, Summer | Winter, Summer | Winter, Summer | Winter, Summer | Winter, Summer
CT Fac. Spec. - SO2 Rate Annual Non-Title IV v3.1, Unit 5403 and retrofits | 374 | 2294 | Rate Constraint in lbs/MMBtu | FALSE | L | Annual | Standard SO2 | lb/MMBtu | 0.55 | 0.55 | 0.55 | 0.55 | 0.55 | 0.55 | 0.55
CT Fac. Spec. - SO2 Rate Annual Non-Title IV v3.1, Unit 5403 and retrofits | 374 | 2294 | Rate Constraint in lbs/MMBtu | FALSE | L | Annual | Emissions at Affected Plants SO2 | Thousand Tons | 0.032309 | 0.032309 | 0.032309 | 0.032309 | 0.032309 | 0.032309 | 0.032309
CT Fac. Spec. - SO2 Rate Annual Non-Title IV v3.1, Unit 5403 and retrofits | 374 | 2294 | Rate Constraint in lbs/MMBtu | FALSE | L | Annual | Allowances Purchased SO2 | Thousand Tons | 0 | 0 | 0 | 0 | 0 | 0 | 0
CT Fac. Spec. - SO2 Rate Annual Non-Title IV v3.1, Unit 5403 and retrofits | 374 | 2294 | Rate Constraint in lbs/MMBtu | FALSE | L | Annual | Allowances Sold SO2 | Thousand Tons | 0 | 0 | 0 | 0 | 0 | 0 | 0
CT Fac. Spec. - SO2 Rate Annual Non-Title IV v3.1, Unit 5403 and retrofits | 374 | 2294 | Rate Constraint in lbs/MMBtu | FALSE | L | Annual | Allowances Banked | Thousand Tons | 0 | 0 | 0 | 0 | 0 | 0 | 0
CT Fac. Spec. - SO2 Rate Annual Non-Title IV v3.1, Unit 5403 and retrofits | 374 | 2294 | Rate Constraint in lbs/MMBtu | FALSE | L | Annual | Allowances Withdrawn (1:1) | Thousand Tons | 0 | 0 | 0 | 0 | 0 | 0 | 0
CT Fac. Spec. - SO2 Rate Annual Non-Title IV v3.1, Unit 5403 and retrofits | 374 | 2294 | Rate Constraint in lbs/MMBtu | FALSE | L | Annual | Allowances Withdrawn (n:1) | Thousand Tons | 0 | 0 | 0 | 0 | 0 | 0 | 0
CT Fac. Spec. - SO2 Rate Annual Non-Title IV v3.1, Unit 5403 and retrofits | 374 | 2294 | Rate Constraint in lbs/MMBtu | FALSE | L | Annual | Net Emissions Allowance Position | Thousand Tons | 0.032309 | 0.032309 | 0.032309 | 0.032309 | 0.032309 | 0.032309 | 0.032309
CT Fac. Spec. - SO2 Rate Annual Non-Title IV v3.1, Unit 5403 and retrofits | 374 | 2294 | Rate Constraint in lbs/MMBtu | FALSE | L | Annual | Fuel Consumed | TBtu | 0.92313 | 0.92313 | 0.92313 | 0.92313 | 0.92313 | 0.92313 | 0.92313
CT Fac. Spec. - SO2 Rate Annual Non-Title IV v3.1, Unit 5403 and retrofits | 374 | 2294 | Rate Constraint in lbs/MMBtu | FALSE | L | Annual | Rate | lb/MMBtu | 0.07 | 0.07 | 0.07 | 0.07 | 0.07 | 0.07 | 0.07
CT Fac. Spec. - SO2 Rate Annual Non-Title IV v3.1, Unit 5403 and retrofits | 374 | 2294 | Rate Constraint in lbs/MMBtu | FALSE | L | Annual | Generation | TWh | 0.053555 | 0.053555 | 0.053555 | 0.053555 | 0.053555 | 0.053555 | 0.053555
CT Fac. Spec. - SO2 Rate Annual Non-Title IV v3.1, Unit 5403 and retrofits | 374 | 2294 | Rate Constraint in lbs/MMBtu | FALSE | L | Annual | Qualifying Generation | TWh | 0.053555 | 0.053555 | 0.053555 | 0.053555 | 0.053555 | 0.053555 | 0.053555
CT Fac. Spec. - SO2 Rate Annual Non-Title IV v3.1, Unit 5403 and retrofits | 374 | 2294 | Rate Constraint in lbs/MMBtu | FALSE | L | Annual | Rate | lb/MWh | 1.2066 | 1.2066 | 1.2066 | 1.2066 | 1.2066 | 1.2066 | 1.2066
CT Fac. Spec. - SO2 Rate Annual Non-Title IV v3.1, Unit 5403 and retrofits | 374 | 2294 | Rate Constraint in lbs/MMBtu | FALSE | L | Annual | Constraint Shadow Price | US2011$/Ton | 0 | 0 | 0 | 0 | 0 | 0 | 0
CT Fac. Spec. - SO2 Rate Annual Non-Title IV v3.1, Unit 5404 and retrofits | 375 | 2294 | Rate Constraint in lbs/MMBtu | FALSE | L | Annual | Seasons Included | Seasons | Winter, Summer | Winter, Summer | Winter, Summer | Winter, Summer | Winter, Summer | Winter, Summer | Winter, Summer
CT Fac. Spec. - SO2 Rate Annual Non-Title IV v3.1, Unit 5404 and retrofits | 375 | 2294 | Rate Constraint in lbs/MMBtu | FALSE | L | Annual | Standard SO2 | lb/MMBtu | 0.55 | 0.55 | 0.55 | 0.55 | 0.55 | 0.55 | 0.55
CT Fac. Spec. - SO2 Rate Annual Non-Title IV v3.1, Unit 5404 and retrofits | 375 | 2294 | Rate Constraint in lbs/MMBtu | FALSE | L | Annual | Emissions at Affected Plants SO2 | Thousand Tons | 0.16401 | 0.16401 | 0.16401 | 0.16401 | 0.16401 | 0.16401 | 0.16401
CT Fac. Spec. - SO2 Rate Annual Non-Title IV v3.1, Unit 5404 and retrofits | 375 | 2294 | Rate Constraint in lbs/MMBtu | FALSE | L | Annual | Allowances Purchased SO2 | Thousand Tons | 0 | 0 | 0 | 0 | 0 | 0 | 0
CT Fac. Spec. - SO2 Rate Annual Non-Title IV v3.1, Unit 5404 and retrofits | 375 | 2294 | Rate Constraint in lbs/MMBtu | FALSE | L | Annual | Allowances Sold SO2 | Thousand Tons | 0 | 0 | 0 | 0 | 0 | 0 | 0
CT Fac. Spec. - SO2 Rate Annual Non-Title IV v3.1, Unit 5404 and retrofits | 375 | 2294 | Rate Constraint in lbs/MMBtu | FALSE | L | Annual | Allowances Banked | Thousand Tons | 0 | 0 | 0 | 0 | 0 | 0 | 0
CT Fac. Spec. - SO2 Rate Annual Non-Title IV v3.1, Unit 5404 and retrofits | 375 | 2294 | Rate Constraint in lbs/MMBtu | FALSE | L | Annual | Allowances Withdrawn (1:1) | Thousand Tons | 0 | 0 | 0 | 0 | 0 | 0 | 0
CT Fac. Spec. - SO2 Rate Annual Non-Title IV v3.1, Unit 5404 and retrofits | 375 | 2294 | Rate Constraint in lbs/MMBtu | FALSE | L | Annual | Allowances Withdrawn (n:1) | Thousand Tons | 0 | 0 | 0 | 0 | 0 | 0 | 0
CT Fac. Spec. - SO2 Rate Annual Non-Title IV v3.1, Unit 5404 and retrofits | 375 | 2294 | Rate Constraint in lbs/MMBtu | FALSE | L | Annual | Net Emissions Allowance Position | Thousand Tons | 0.16401 | 0.16401 | 0.16401 | 0.16401 | 0.16401 | 0.16401 | 0.16401
CT Fac. Spec. - SO2 Rate Annual Non-Title IV v3.1, Unit 5404 and retrofits | 375 | 2294 | Rate Constraint in lbs/MMBtu | FALSE | L | Annual | Fuel Consumed | TBtu | 3.7489 | 3.7489 | 3.7489 | 3.7489 | 3.7489 | 3.7489 | 3.7489
CT Fac. Spec. - SO2 Rate Annual Non-Title IV v3.1, Unit 5404 and retrofits | 375 | 2294 | Rate Constraint in lbs/MMBtu | FALSE | L | Annual | Rate | lb/MMBtu | 0.0875 | 0.0875 | 0.0875 | 0.0875 | 0.0875 | 0.0875 | 0.0875
CT Fac. Spec. - SO2 Rate Annual Non-Title IV v3.1, Unit 5404 and retrofits | 375 | 2294 | Rate Constraint in lbs/MMBtu | FALSE | L | Annual | Generation | TWh | 0.20268 | 0.20268 | 0.20268 | 0.20268 | 0.20268 | 0.20268 | 0.20268
CT Fac. Spec. - SO2 Rate Annual Non-Title IV v3.1, Unit 5404 and retrofits | 375 | 2294 | Rate Constraint in lbs/MMBtu | FALSE | L | Annual | Qualifying Generation | TWh | 0.20268 | 0.20268 | 0.20268 | 0.20268 | 0.20268 | 0.20268 | 0.20268
CT Fac. Spec. - SO2 Rate Annual Non-Title IV v3.1, Unit 5404 and retrofits | 375 | 2294 | Rate Constraint in lbs/MMBtu | FALSE | L | Annual | Rate | lb/MWh | 1.6184 | 1.6184 | 1.6184 | 1.6184 | 1.6184 | 1.6184 | 1.6184
CT Fac. Spec. - SO2 Rate Annual Non-Title IV v3.1, Unit 5404 and retrofits | 375 | 2294 | Rate Constraint in lbs/MMBtu | FALSE | L | Annual | Constraint Shadow Price | US2011$/Ton | 0 | 0 | 0 | 0 | 0 | 0 | 0
CT Fac. Spec. - SO2 Rate Annual Non-Title IV v3.1, Unit 5405 and retrofits | 376 | 2294 | Rate Constraint in lbs/MMBtu | FALSE | L | Annual | Seasons Included | Seasons | Winter, Summer | Winter, Summer | Winter, Summer | Winter, Summer | Winter, Summer | Winter, Summer | Winter, Summer
CT Fac. Spec. - SO2 Rate Annual Non-Title IV v3.1, Unit 5405 and retrofits | 376 | 2294 | Rate Constraint in lbs/MMBtu | FALSE | L | Annual | Standard SO2 | lb/MMBtu | 0.55 | 0.55 | 0.55 | 0.55 | 0.55 | 0.55 | 0.55
CT Fac. Spec. - SO2 Rate Annual Non-Title IV v3.1, Unit 5405 and retrofits | 376 | 2294 | Rate Constraint in lbs/MMBtu | FALSE | L | Annual | Emissions at Affected Plants SO2 | Thousand Tons | 0 | 0 | 0 | 0 | 0 | 0 | 0
CT Fac. Spec. - SO2 Rate Annual Non-Title IV v3.1, Unit 5405 and retrofits | 376 | 2294 | Rate Constraint in lbs/MMBtu | FALSE | L | Annual | Allowances Purchased SO2 | Thousand Tons | 0 | 0 | 0 | 0 | 0 | 0 | 0
CT Fac. Spec. - SO2 Rate Annual Non-Title IV v3.1, Unit 5405 and retrofits | 376 | 2294 | Rate Constraint in lbs/MMBtu | FALSE | L | Annual | Allowances Sold SO2 | Thousand Tons | 0 | 0 | 0 | 0 | 0 | 0 | 0
CT Fac. Spec. - SO2 Rate Annual Non-Title IV v3.1, Unit 5405 and retrofits | 376 | 2294 | Rate Constraint in lbs/MMBtu | FALSE | L | Annual | Allowances Banked | Thousand Tons | 0 | 0 | 0 | 0 | 0 | 0 | 0
CT Fac. Spec. - SO2 Rate Annual Non-Title IV v3.1, Unit 5405 and retrofits | 376 | 2294 | Rate Constraint in lbs/MMBtu | FALSE | L | Annual | Allowances Withdrawn (1:1) | Thousand Tons | 0 | 0 | 0 | 0 | 0 | 0 | 0
CT Fac. Spec. - SO2 Rate Annual Non-Title IV v3.1, Unit 5405 and retrofits | 376 | 2294 | Rate Constraint in lbs/MMBtu | FALSE | L | Annual | Allowances Withdrawn (n:1) | Thousand Tons | 0 | 0 | 0 | 0 | 0 | 0 | 0
CT Fac. Spec. - SO2 Rate Annual Non-Title IV v3.1, Unit 5405 and retrofits | 376 | 2294 | Rate Constraint in lbs/MMBtu | FALSE | L | Annual | Net Emissions Allowance Position | Thousand Tons | 0 | 0 | 0 | 0 | 0 | 0 | 0
CT Fac. Spec. - SO2 Rate Annual Non-Title IV v3.1, Unit 5405 and retrofits | 376 | 2294 | Rate Constraint in lbs/MMBtu | FALSE | L | Annual | Fuel Consumed | TBtu | 0 | 0 | 0 | 0 | 0 | 0 | 0
CT Fac. Spec. - SO2 Rate Annual Non-Title IV v3.1, Unit 5405 and retrofits | 376 | 2294 | Rate Constraint in lbs/MMBtu | FALSE | L | Annual | Rate | lb/MMBtu | 0 | 0 | 0 | 0 | 0 | 0 | 0
CT Fac. Spec. - SO2 Rate Annual Non-Title IV v3.1, Unit 5405 and retrofits | 376 | 2294 | Rate Constraint in lbs/MMBtu | FALSE | L | Annual | Generation | TWh | 0 | 0 | 0 | 0 | 0 | 0 | 0
CT Fac. Spec. - SO2 Rate Annual Non-Title IV v3.1, Unit 5405 and retrofits | 376 | 2294 | Rate Constraint in lbs/MMBtu | FALSE | L | Annual | Qualifying Generation | TWh | 0 | 0 | 0 | 0 | 0 | 0 | 0
CT Fac. Spec. - SO2 Rate Annual Non-Title IV v3.1, Unit 5405 and retrofits | 376 | 2294 | Rate Constraint in lbs/MMBtu | FALSE | L | Annual | Rate | lb/MWh | 0 | 0 | 0 | 0 | 0 | 0 | 0
CT Fac. Spec. - SO2 Rate Annual Non-Title IV v3.1, Unit 5405 and retrofits | 376 | 2294 | Rate Constraint in lbs/MMBtu | FALSE | L | Annual | Constraint Shadow Price | US2011$/Ton | 0 | 0 | 0 | 0 | 0 | 0 | 0
CT Fac. Spec. - SO2 Rate Annual Non-Title IV v3.1, Unit 5406 and retrofits | 377 | 2294 | Rate Constraint in lbs/MMBtu | FALSE | L | Annual | Seasons Included | Seasons | Winter, Summer | Winter, Summer | Winter, Summer | Winter, Summer | Winter, Summer | Winter, Summer | Winter, Summer
CT Fac. Spec. - SO2 Rate Annual Non-Title IV v3.1, Unit 5406 and retrofits | 377 | 2294 | Rate Constraint in lbs/MMBtu | FALSE | L | Annual | Standard SO2 | lb/MMBtu | 0.55 | 0.55 | 0.55 | 0.55 | 0.55 | 0.55 | 0.55
CT Fac. Spec. - SO2 Rate Annual Non-Title IV v3.1, Unit 5406 and retrofits | 377 | 2294 | Rate Constraint in lbs/MMBtu | FALSE | L | Annual | Emissions at Affected Plants SO2 | Thousand Tons | 0 | 0 | 0 | 0 | 0 | 0 | 0
CT Fac. Spec. - SO2 Rate Annual Non-Title IV v3.1, Unit 5406 and retrofits | 377 | 2294 | Rate Constraint in lbs/MMBtu | FALSE | L | Annual | Allowances Purchased SO2 | Thousand Tons | 0 | 0 | 0 | 0 | 0 | 0 | 0
CT Fac. Spec. - SO2 Rate Annual Non-Title IV v3.1, Unit 5406 and retrofits | 377 | 2294 | Rate Constraint in lbs/MMBtu | FALSE | L | Annual | Allowances Sold SO2 | Thousand Tons | 0 | 0 | 0 | 0 | 0 | 0 | 0
CT Fac. Spec. - SO2 Rate Annual Non-Title IV v3.1, Unit 5406 and retrofits | 377 | 2294 | Rate Constraint in lbs/MMBtu | FALSE | L | Annual | Allowances Banked | Thousand Tons | 0 | 0 | 0 | 0 | 0 | 0 | 0
CT Fac. Spec. - SO2 Rate Annual Non-Title IV v3.1, Unit 5406 and retrofits | 377 | 2294 | Rate Constraint in lbs/MMBtu | FALSE | L | Annual | Allowances Withdrawn (1:1) | Thousand Tons | 0 | 0 | 0 | 0 | 0 | 0 | 0
CT Fac. Spec. - SO2 Rate Annual Non-Title IV v3.1, Unit 5406 and retrofits | 377 | 2294 | Rate Constraint in lbs/MMBtu | FALSE | L | Annual | Allowances Withdrawn (n:1) | Thousand Tons | 0 | 0 | 0 | 0 | 0 | 0 | 0
CT Fac. Spec. - SO2 Rate Annual Non-Title IV v3.1, Unit 5406 and retrofits | 377 | 2294 | Rate Constraint in lbs/MMBtu | FALSE | L | Annual | Net Emissions Allowance Position | Thousand Tons | 0 | 0 | 0 | 0 | 0 | 0 | 0
CT Fac. Spec. - SO2 Rate Annual Non-Title IV v3.1, Unit 5406 and retrofits | 377 | 2294 | Rate Constraint in lbs/MMBtu | FALSE | L | Annual | Fuel Consumed | TBtu | 0 | 0 | 0 | 0 | 0 | 0 | 0
CT Fac. Spec. - SO2 Rate Annual Non-Title IV v3.1, Unit 5406 and retrofits | 377 | 2294 | Rate Constraint in lbs/MMBtu | FALSE | L | Annual | Rate | lb/MMBtu | 0 | 0 | 0 | 0 | 0 | 0 | 0
CT Fac. Spec. - SO2 Rate Annual Non-Title IV v3.1, Unit 5406 and retrofits | 377 | 2294 | Rate Constraint in lbs/MMBtu | FALSE | L | Annual | Generation | TWh | 0 | 0 | 0 | 0 | 0 | 0 | 0
CT Fac. Spec. - SO2 Rate Annual Non-Title IV v3.1, Unit 5406 and retrofits | 377 | 2294 | Rate Constraint in lbs/MMBtu | FALSE | L | Annual | Qualifying Generation | TWh | 0 | 0 | 0 | 0 | 0 | 0 | 0
CT Fac. Spec. - SO2 Rate Annual Non-Title IV v3.1, Unit 5406 and retrofits | 377 | 2294 | Rate Constraint in lbs/MMBtu | FALSE | L | Annual | Rate | lb/MWh | 0 | 0 | 0 | 0 | 0 | 0 | 0
CT Fac. Spec. - SO2 Rate Annual Non-Title IV v3.1, Unit 5406 and retrofits | 377 | 2294 | Rate Constraint in lbs/MMBtu | FALSE | L | Annual | Constraint Shadow Price | US2011$/Ton | 0 | 0 | 0 | 0 | 0 | 0 | 0
CT Fac. Spec. - SO2 Rate Annual Non-Title IV v3.1, Unit 5407 and retrofits | 378 | 2294 | Rate Constraint in lbs/MMBtu | FALSE | L | Annual | Seasons Included | Seasons | Winter, Summer | Winter, Summer | Winter, Summer | Winter, Summer | Winter, Summer | Winter, Summer | Winter, Summer
CT Fac. Spec. - SO2 Rate Annual Non-Title IV v3.1, Unit 5407 and retrofits | 378 | 2294 | Rate Constraint in lbs/MMBtu | FALSE | L | Annual | Standard SO2 | lb/MMBtu | 0.55 | 0.55 | 0.55 | 0.55 | 0.55 | 0.55 | 0.55
CT Fac. Spec. - SO2 Rate Annual Non-Title IV v3.1, Unit 5407 and retrofits | 378 | 2294 | Rate Constraint in lbs/MMBtu | FALSE | L | Annual | Emissions at Affected Plants SO2 | Thousand Tons | 0.059744 | 0.059744 | 0.059744 | 0.059744 | 0.059744 | 0.059744 | 0.059744
CT Fac. Spec. - SO2 Rate Annual Non-Title IV v3.1, Unit 5407 and retrofits | 378 | 2294 | Rate Constraint in lbs/MMBtu | FALSE | L | Annual | Allowances Purchased SO2 | Thousand Tons | 0 | 0 | 0 | 0 | 0 | 0 | 0
CT Fac. Spec. - SO2 Rate Annual Non-Title IV v3.1, Unit 5407 and retrofits | 378 | 2294 | Rate Constraint in lbs/MMBtu | FALSE | L | Annual | Allowances Sold SO2 | Thousand Tons | 0 | 0 | 0 | 0 | 0 | 0 | 0
CT Fac. Spec. - SO2 Rate Annual Non-Title IV v3.1, Unit 5407 and retrofits | 378 | 2294 | Rate Constraint in lbs/MMBtu | FALSE | L | Annual | Allowances Banked | Thousand Tons | 0 | 0 | 0 | 0 | 0 | 0 | 0
CT Fac. Spec. - SO2 Rate Annual Non-Title IV v3.1, Unit 5407 and retrofits | 378 | 2294 | Rate Constraint in lbs/MMBtu | FALSE | L | Annual | Allowances Withdrawn (1:1) | Thousand Tons | 0 | 0 | 0 | 0 | 0 | 0 | 0
CT Fac. Spec. - SO2 Rate Annual Non-Title IV v3.1, Unit 5407 and retrofits | 378 | 2294 | Rate Constraint in lbs/MMBtu | FALSE | L | Annual | Allowances Withdrawn (n:1) | Thousand Tons | 0 | 0 | 0 | 0 | 0 | 0 | 0
CT Fac. Spec. - SO2 Rate Annual Non-Title IV v3.1, Unit 5407 and retrofits | 378 | 2294 | Rate Constraint in lbs/MMBtu | FALSE | L | Annual | Net Emissions Allowance Position | Thousand Tons | 0.059744 | 0.059744 | 0.059744 | 0.059744 | 0.059744 | 0.059744 | 0.059744
CT Fac. Spec. - SO2 Rate Annual Non-Title IV v3.1, Unit 5407 and retrofits | 378 | 2294 | Rate Constraint in lbs/MMBtu | FALSE | L | Annual | Fuel Consumed | TBtu | 1.9572 | 1.9572 | 1.9572 | 1.9572 | 1.9572 | 1.9572 | 1.9572
CT Fac. Spec. - SO2 Rate Annual Non-Title IV v3.1, Unit 5407 and retrofits | 378 | 2294 | Rate Constraint in lbs/MMBtu | FALSE | L | Annual | Rate | lb/MMBtu | 0.06105 | 0.06105 | 0.06105 | 0.06105 | 0.06105 | 0.06105 | 0.06105
CT Fac. Spec. - SO2 Rate Annual Non-Title IV v3.1, Unit 5407 and retrofits | 378 | 2294 | Rate Constraint in lbs/MMBtu | FALSE | L | Annual | Generation | TWh | 0.13372 | 0.13372 | 0.13372 | 0.13372 | 0.13372 | 0.13372 | 0.13372
CT Fac. Spec. - SO2 Rate Annual Non-Title IV v3.1, Unit 5407 and retrofits | 378 | 2294 | Rate Constraint in lbs/MMBtu | FALSE | L | Annual | Qualifying Generation | TWh | 0.13372 | 0.13372 | 0.13372 | 0.13372 | 0.13372 | 0.13372 | 0.13372
CT Fac. Spec. - SO2 Rate Annual Non-Title IV v3.1, Unit 5407 and retrofits | 378 | 2294 | Rate Constraint in lbs/MMBtu | FALSE | L | Annual | Rate | lb/MWh | 0.89359 | 0.89359 | 0.89359 | 0.89359 | 0.89359 | 0.89359 | 0.89359
CT Fac. Spec. - SO2 Rate Annual Non-Title IV v3.1, Unit 5407 and retrofits | 378 | 2294 | Rate Constraint in lbs/MMBtu | FALSE | L | Annual | Constraint Shadow Price | US2011$/Ton | 0 | 0 | 0 | 0 | 0 | 0 | 0
CT Fac. Spec. - SO2 Rate Annual v3.1, Unit 1156 and retrofits | 379 | 1769 | Rate Constraint in lbs/MMBtu | FALSE | L | Annual | Seasons Included | Seasons | Winter, Summer | Winter, Summer | Winter, Summer | Winter, Summer | Winter, Summer | Winter, Summer | Winter, Summer
CT Fac. Spec. - SO2 Rate Annual v3.1, Unit 1156 and retrofits | 379 | 1769 | Rate Constraint in lbs/MMBtu | FALSE | L | Annual | Standard SO2 | lb/MMBtu | 0.33 | 0.33 | 0.33 | 0.33 | 0.33 | 0.33 | 0.33
CT Fac. Spec. - SO2 Rate Annual v3.1, Unit 1156 and retrofits | 379 | 1769 | Rate Constraint in lbs/MMBtu | FALSE | L | Annual | Emissions at Affected Plants SO2 | Thousand Tons | 0 | 0 | 0 | 0 | 0 | 0 | 0
CT Fac. Spec. - SO2 Rate Annual v3.1, Unit 1156 and retrofits | 379 | 1769 | Rate Constraint in lbs/MMBtu | FALSE | L | Annual | Allowances Purchased SO2 | Thousand Tons | 0 | 0 | 0 | 0 | 0 | 0 | 0
CT Fac. Spec. - SO2 Rate Annual v3.1, Unit 1156 and retrofits | 379 | 1769 | Rate Constraint in lbs/MMBtu | FALSE | L | Annual | Allowances Sold SO2 | Thousand Tons | 0 | 0 | 0 | 0 | 0 | 0 | 0
CT Fac. Spec. - SO2 Rate Annual v3.1, Unit 1156 and retrofits | 379 | 1769 | Rate Constraint in lbs/MMBtu | FALSE | L | Annual | Allowances Banked | Thousand Tons | 0 | 0 | 0 | 0 | 0 | 0 | 0
CT Fac. Spec. - SO2 Rate Annual v3.1, Unit 1156 and retrofits | 379 | 1769 | Rate Constraint in lbs/MMBtu | FALSE | L | Annual | Allowances Withdrawn (1:1) | Thousand Tons | 0 | 0 | 0 | 0 | 0 | 0 | 0
CT Fac. Spec. - SO2 Rate Annual v3.1, Unit 1156 and retrofits | 379 | 1769 | Rate Constraint in lbs/MMBtu | FALSE | L | Annual | Allowances Withdrawn (n:1) | Thousand Tons | 0 | 0 | 0 | 0 | 0 | 0 | 0
CT Fac. Spec. - SO2 Rate Annual v3.1, Unit 1156 and retrofits | 379 | 1769 | Rate Constraint in lbs/MMBtu | FALSE | L | Annual | Net Emissions Allowance Position | Thousand Tons | 0 | 0 | 0 | 0 | 0 | 0 | 0
CT Fac. Spec. - SO2 Rate Annual v3.1, Unit 1156 and retrofits | 379 | 1769 | Rate Constraint in lbs/MMBtu | FALSE | L | Annual | Fuel Consumed | TBtu | 0 | 0 | 0 | 0 | 0 | 0 | 0
CT Fac. Spec. - SO2 Rate Annual v3.1, Unit 1156 and retrofits | 379 | 1769 | Rate Constraint in lbs/MMBtu | FALSE | L | Annual | Rate | lb/MMBtu | 0 | 0 | 0 | 0 | 0 | 0 | 0
CT Fac. Spec. - SO2 Rate Annual v3.1, Unit 1156 and retrofits | 379 | 1769 | Rate Constraint in lbs/MMBtu | FALSE | L | Annual | Generation | TWh | 0 | 0 | 0 | 0 | 0 | 0 | 0
CT Fac. Spec. - SO2 Rate Annual v3.1, Unit 1156 and retrofits | 379 | 1769 | Rate Constraint in lbs/MMBtu | FALSE | L | Annual | Qualifying Generation | TWh | 0 | 0 | 0 | 0 | 0 | 0 | 0
CT Fac. Spec. - SO2 Rate Annual v3.1, Unit 1156 and retrofits | 379 | 1769 | Rate Constraint in lbs/MMBtu | FALSE | L | Annual | Rate | lb/MWh | 0 | 0 | 0 | 0 | 0 | 0 | 0
CT Fac. Spec. - SO2 Rate Annual v3.1, Unit 1156 and retrofits | 379 | 1769 | Rate Constraint in lbs/MMBtu | FALSE | L | Annual | Constraint Shadow Price | US2011$/Ton | 0 | 0 | 0 | 0 | 0 | 0 | 0
CT Fac. Spec. - SO2 Rate Annual v3.1, Unit 1157 and retrofits | 380 | 1769 | Rate Constraint in lbs/MMBtu | FALSE | L | Annual | Seasons Included | Seasons | Winter, Summer | Winter, Summer | Winter, Summer | Winter, Summer | Winter, Summer | Winter, Summer | Winter, Summer
CT Fac. Spec. - SO2 Rate Annual v3.1, Unit 1157 and retrofits | 380 | 1769 | Rate Constraint in lbs/MMBtu | FALSE | L | Annual | Standard SO2 | lb/MMBtu | 0.33 | 0.33 | 0.33 | 0.33 | 0.33 | 0.33 | 0.33
CT Fac. Spec. - SO2 Rate Annual v3.1, Unit 1157 and retrofits | 380 | 1769 | Rate Constraint in lbs/MMBtu | FALSE | L | Annual | Emissions at Affected Plants SO2 | Thousand Tons | 0 | 0 | 0 | 0 | 0 | 0 | 0
CT Fac. Spec. - SO2 Rate Annual v3.1, Unit 1157 and retrofits | 380 | 1769 | Rate Constraint in lbs/MMBtu | FALSE | L | Annual | Allowances Purchased SO2 | Thousand Tons | 0 | 0 | 0 | 0 | 0 | 0 | 0
CT Fac. Spec. - SO2 Rate Annual v3.1, Unit 1157 and retrofits | 380 | 1769 | Rate Constraint in lbs/MMBtu | FALSE | L | Annual | Allowances Sold SO2 | Thousand Tons | 0 | 0 | 0 | 0 | 0 | 0 | 0
CT Fac. Spec. - SO2 Rate Annual v3.1, Unit 1157 and retrofits | 380 | 1769 | Rate Constraint in lbs/MMBtu | FALSE | L | Annual | Allowances Banked | Thousand Tons | 0 | 0 | 0 | 0 | 0 | 0 | 0
CT Fac. Spec. - SO2 Rate Annual v3.1, Unit 1157 and retrofits | 380 | 1769 | Rate Constraint in lbs/MMBtu | FALSE | L | Annual | Allowances Withdrawn (1:1) | Thousand Tons | 0 | 0 | 0 | 0 | 0 | 0 | 0
CT Fac. Spec. - SO2 Rate Annual v3.1, Unit 1157 and retrofits | 380 | 1769 | Rate Constraint in lbs/MMBtu | FALSE | L | Annual | Allowances Withdrawn (n:1) | Thousand Tons | 0 | 0 | 0 | 0 | 0 | 0 | 0
CT Fac. Spec. - SO2 Rate Annual v3.1, Unit 1157 and retrofits | 380 | 1769 | Rate Constraint in lbs/MMBtu | FALSE | L | Annual | Net Emissions Allowance Position | Thousand Tons | 0 | 0 | 0 | 0 | 0 | 0 | 0
CT Fac. Spec. - SO2 Rate Annual v3.1, Unit 1157 and retrofits | 380 | 1769 | Rate Constraint in lbs/MMBtu | FALSE | L | Annual | Fuel Consumed | TBtu | 0 | 0 | 0 | 0 | 0 | 0 | 0
CT Fac. Spec. - SO2 Rate Annual v3.1, Unit 1157 and retrofits | 380 | 1769 | Rate Constraint in lbs/MMBtu | FALSE | L | Annual | Rate | lb/MMBtu | 0 | 0 | 0 | 0 | 0 | 0 | 0
CT Fac. Spec. - SO2 Rate Annual v3.1, Unit 1157 and retrofits | 380 | 1769 | Rate Constraint in lbs/MMBtu | FALSE | L | Annual | Generation | TWh | 0 | 0 | 0 | 0 | 0 | 0 | 0
CT Fac. Spec. - SO2 Rate Annual v3.1, Unit 1157 and retrofits | 380 | 1769 | Rate Constraint in lbs/MMBtu | FALSE | L | Annual | Qualifying Generation | TWh | 0 | 0 | 0 | 0 | 0 | 0 | 0
CT Fac. Spec. - SO2 Rate Annual v3.1, Unit 1157 and retrofits | 380 | 1769 | Rate Constraint in lbs/MMBtu | FALSE | L | Annual | Rate | lb/MWh | 0 | 0 | 0 | 0 | 0 | 0 | 0
CT Fac. Spec. - SO2 Rate Annual v3.1, Unit 1157 and retrofits | 380 | 1769 | Rate Constraint in lbs/MMBtu | FALSE | L | Annual | Constraint Shadow Price | US2011$/Ton | 0 | 0 | 0 | 0 | 0 | 0 | 0
CT Fac. Spec. - SO2 Rate Annual v3.1, Unit 1158 and retrofits | 381 | 1769 | Rate Constraint in lbs/MMBtu | FALSE | L | Annual | Seasons Included | Seasons | Winter, Summer | Winter, Summer | Winter, Summer | Winter, Summer | Winter, Summer | Winter, Summer | Winter, Summer
CT Fac. Spec. - SO2 Rate Annual v3.1, Unit 1158 and retrofits | 381 | 1769 | Rate Constraint in lbs/MMBtu | FALSE | L | Annual | Standard SO2 | lb/MMBtu | 0.33 | 0.33 | 0.33 | 0.33 | 0.33 | 0.33 | 0.33
CT Fac. Spec. - SO2 Rate Annual v3.1, Unit 1158 and retrofits | 381 | 1769 | Rate Constraint in lbs/MMBtu | FALSE | L | Annual | Emissions at Affected Plants SO2 | Thousand Tons | 0 | 0 | 0 | 0 | 0 | 0 | 0
CT Fac. Spec. - SO2 Rate Annual v3.1, Unit 1158 and retrofits | 381 | 1769 | Rate Constraint in lbs/MMBtu | FALSE | L | Annual | Allowances Purchased SO2 | Thousand Tons | 0 | 0 | 0 | 0 | 0 | 0 | 0
CT Fac. Spec. - SO2 Rate Annual v3.1, Unit 1158 and retrofits | 381 | 1769 | Rate Constraint in lbs/MMBtu | FALSE | L | Annual | Allowances Sold SO2 | Thousand Tons | 0 | 0 | 0 | 0 | 0 | 0 | 0
CT Fac. Spec. - SO2 Rate Annual v3.1, Unit 1158 and retrofits | 381 | 1769 | Rate Constraint in lbs/MMBtu | FALSE | L | Annual | Allowances Banked | Thousand Tons | 0 | 0 | 0 | 0 | 0 | 0 | 0
CT Fac. Spec. - SO2 Rate Annual v3.1, Unit 1158 and retrofits | 381 | 1769 | Rate Constraint in lbs/MMBtu | FALSE | L | Annual | Allowances Withdrawn (1:1) | Thousand Tons | 0 | 0 | 0 | 0 | 0 | 0 | 0
CT Fac. Spec. - SO2 Rate Annual v3.1, Unit 1158 and retrofits | 381 | 1769 | Rate Constraint in lbs/MMBtu | FALSE | L | Annual | Allowances Withdrawn (n:1) | Thousand Tons | 0 | 0 | 0 | 0 | 0 | 0 | 0
CT Fac. Spec. - SO2 Rate Annual v3.1, Unit 1158 and retrofits | 381 | 1769 | Rate Constraint in lbs/MMBtu | FALSE | L | Annual | Net Emissions Allowance Position | Thousand Tons | 0 | 0 | 0 | 0 | 0 | 0 | 0
CT Fac. Spec. - SO2 Rate Annual v3.1, Unit 1158 and retrofits | 381 | 1769 | Rate Constraint in lbs/MMBtu | FALSE | L | Annual | Fuel Consumed | TBtu | 0 | 0 | 0 | 0 | 0 | 0 | 0
CT Fac. Spec. - SO2 Rate Annual v3.1, Unit 1158 and retrofits | 381 | 1769 | Rate Constraint in lbs/MMBtu | FALSE | L | Annual | Rate | lb/MMBtu | 0 | 0 | 0 | 0 | 0 | 0 | 0
CT Fac. Spec. - SO2 Rate Annual v3.1, Unit 1158 and retrofits | 381 | 1769 | Rate Constraint in lbs/MMBtu | FALSE | L | Annual | Generation | TWh | 0 | 0 | 0 | 0 | 0 | 0 | 0
CT Fac. Spec. - SO2 Rate Annual v3.1, Unit 1158 and retrofits | 381 | 1769 | Rate Constraint in lbs/MMBtu | FALSE | L | Annual | Qualifying Generation | TWh | 0 | 0 | 0 | 0 | 0 | 0 | 0
CT Fac. Spec. - SO2 Rate Annual v3.1, Unit 1158 and retrofits | 381 | 1769 | Rate Constraint in lbs/MMBtu | FALSE | L | Annual | Rate | lb/MWh | 0 | 0 | 0 | 0 | 0 | 0 | 0
CT Fac. Spec. - SO2 Rate Annual v3.1, Unit 1158 and retrofits | 381 | 1769 | Rate Constraint in lbs/MMBtu | FALSE | L | Annual | Constraint Shadow Price | US2011$/Ton | 0 | 0 | 0 | 0 | 0 | 0 | 0
CT Fac. Spec. - SO2 Rate Annual v3.1, Unit 1184 and retrofits | 382 | 1769 | Rate Constraint in lbs/MMBtu | FALSE | L | Annual | Seasons Included | Seasons | Winter, Summer | Winter, Summer | Winter, Summer | Winter, Summer | Winter, Summer | Winter, Summer | Winter, Summer
CT Fac. Spec. - SO2 Rate Annual v3.1, Unit 1184 and retrofits | 382 | 1769 | Rate Constraint in lbs/MMBtu | FALSE | L | Annual | Standard SO2 | lb/MMBtu | 0.33 | 0.33 | 0.33 | 0.33 | 0.33 | 0.33 | 0.33
CT Fac. Spec. - SO2 Rate Annual v3.1, Unit 1184 and retrofits | 382 | 1769 | Rate Constraint in lbs/MMBtu | FALSE | L | Annual | Emissions at Affected Plants SO2 | Thousand Tons | 0 | 0 | 0 | 0 | 0 | 0 | 0
CT Fac. Spec. - SO2 Rate Annual v3.1, Unit 1184 and retrofits | 382 | 1769 | Rate Constraint in lbs/MMBtu | FALSE | L | Annual | Allowances Purchased SO2 | Thousand Tons | 0 | 0 | 0 | 0 | 0 | 0 | 0
CT Fac. Spec. - SO2 Rate Annual v3.1, Unit 1184 and retrofits | 382 | 1769 | Rate Constraint in lbs/MMBtu | FALSE | L | Annual | Allowances Sold SO2 | Thousand Tons | 0 | 0 | 0 | 0 | 0 | 0 | 0
CT Fac. Spec. - SO2 Rate Annual v3.1, Unit 1184 and retrofits | 382 | 1769 | Rate Constraint in lbs/MMBtu | FALSE | L | Annual | Allowances Banked | Thousand Tons | 0 | 0 | 0 | 0 | 0 | 0 | 0
CT Fac. Spec. - SO2 Rate Annual v3.1, Unit 1184 and retrofits | 382 | 1769 | Rate Constraint in lbs/MMBtu | FALSE | L | Annual | Allowances Withdrawn (1:1) | Thousand Tons | 0 | 0 | 0 | 0 | 0 | 0 | 0
CT Fac. Spec. - SO2 Rate Annual v3.1, Unit 1184 and retrofits | 382 | 1769 | Rate Constraint in lbs/MMBtu | FALSE | L | Annual | Allowances Withdrawn (n:1) | Thousand Tons | 0 | 0 | 0 | 0 | 0 | 0 | 0
CT Fac. Spec. - SO2 Rate Annual v3.1, Unit 1184 and retrofits | 382 | 1769 | Rate Constraint in lbs/MMBtu | FALSE | L | Annual | Net Emissions Allowance Position | Thousand Tons | 0 | 0 | 0 | 0 | 0 | 0 | 0
CT Fac. Spec. - SO2 Rate Annual v3.1, Unit 1184 and retrofits | 382 | 1769 | Rate Constraint in lbs/MMBtu | FALSE | L | Annual | Fuel Consumed | TBtu | 0.013224 | 0.013224 | 0.013224 | 0.067224 | 0.067224 | 0.067224 | 0.067224
CT Fac. Spec. - SO2 Rate Annual v3.1, Unit 1184 and retrofits | 382 | 1769 | Rate Constraint in lbs/MMBtu | FALSE | L | Annual | Rate | lb/MMBtu | 0 | 0 | 0 | 0 | 0 | 0 | 0
CT Fac. Spec. - SO2 Rate Annual v3.1, Unit 1184 and retrofits | 382 | 1769 | Rate Constraint in lbs/MMBtu | FALSE | L | Annual | Generation | TWh | 0.0012308 | 0.0012308 | 0.0012308 | 0.0062563 | 0.0062563 | 0.0062563 | 0.0062563
CT Fac. Spec. - SO2 Rate Annual v3.1, Unit 1184 and retrofits | 382 | 1769 | Rate Constraint in lbs/MMBtu | FALSE | L | Annual | Qualifying Generation | TWh | 0.0012308 | 0.0012308 | 0.0012308 | 0.0062563 | 0.0062563 | 0.0062563 | 0.0062563
CT Fac. Spec. - SO2 Rate Annual v3.1, Unit 1184 and retrofits | 382 | 1769 | Rate Constraint in lbs/MMBtu | FALSE | L | Annual | Rate | lb/MWh | 0 | 0 | 0 | 0 | 0 | 0 | 0
CT Fac. Spec. - SO2 Rate Annual v3.1, Unit 1184 and retrofits | 382 | 1769 | Rate Constraint in lbs/MMBtu | FALSE | L | Annual | Constraint Shadow Price | US2011$/Ton | 0 | 0 | 0 | 0 | 0 | 0 | 0
CT Fac. Spec. - SO2 Rate Annual v3.1, Unit 1185 and retrofits | 383 | 1769 | Rate Constraint in lbs/MMBtu | FALSE | L | Annual | Seasons Included | Seasons | Winter, Summer | Winter, Summer | Winter, Summer | Winter, Summer | Winter, Summer | Winter, Summer | Winter, Summer
CT Fac. Spec. - SO2 Rate Annual v3.1, Unit 1185 and retrofits | 383 | 1769 | Rate Constraint in lbs/MMBtu | FALSE | L | Annual | Standard SO2 | lb/MMBtu | 0.33 | 0.33 | 0.33 | 0.33 | 0.33 | 0.33 | 0.33
CT Fac. Spec. - SO2 Rate Annual v3.1, Unit 1185 and retrofits | 383 | 1769 | Rate Constraint in lbs/MMBtu | FALSE | L | Annual | Emissions at Affected Plants SO2 | Thousand Tons | 0 | 0 | 0 | 0 | 0 | 0 | 0
CT Fac. Spec. - SO2 Rate Annual v3.1, Unit 1185 and retrofits | 383 | 1769 | Rate Constraint in lbs/MMBtu | FALSE | L | Annual | Allowances Purchased SO2 | Thousand Tons | 0 | 0 | 0 | 0 | 0 | 0 | 0
CT Fac. Spec. - SO2 Rate Annual v3.1, Unit 1185 and retrofits | 383 | 1769 | Rate Constraint in lbs/MMBtu | FALSE | L | Annual | Allowances Sold SO2 | Thousand Tons | 0 | 0 | 0 | 0 | 0 | 0 | 0
CT Fac. Spec. - SO2 Rate Annual v3.1, Unit 1185 and retrofits | 383 | 1769 | Rate Constraint in lbs/MMBtu | FALSE | L | Annual | Allowances Banked | Thousand Tons | 0 | 0 | 0 | 0 | 0 | 0 | 0
CT Fac. Spec. - SO2 Rate Annual v3.1, Unit 1185 and retrofits | 383 | 1769 | Rate Constraint in lbs/MMBtu | FALSE | L | Annual | Allowances Withdrawn (1:1) | Thousand Tons | 0 | 0 | 0 | 0 | 0 | 0 | 0
CT Fac. Spec. - SO2 Rate Annual v3.1, Unit 1185 and retrofits | 383 | 1769 | Rate Constraint in lbs/MMBtu | FALSE | L | Annual | Allowances Withdrawn (n:1) | Thousand Tons | 0 | 0 | 0 | 0 | 0 | 0 | 0
CT Fac. Spec. - SO2 Rate Annual v3.1, Unit 1185 and retrofits | 383 | 1769 | Rate Constraint in lbs/MMBtu | FALSE | L | Annual | Net Emissions Allowance Position | Thousand Tons | 0 | 0 | 0 | 0 | 0 | 0 | 0
CT Fac. Spec. - SO2 Rate Annual v3.1, Unit 1185 and retrofits | 383 | 1769 | Rate Constraint in lbs/MMBtu | FALSE | L | Annual | Fuel Consumed | TBtu | 0.013224 | 0.013224 | 0.013224 | 0.067224 | 0.067224 | 0.067224 | 0.067224
CT Fac. Spec. - SO2 Rate Annual v3.1, Unit 1185 and retrofits | 383 | 1769 | Rate Constraint in lbs/MMBtu | FALSE | L | Annual | Rate | lb/MMBtu | 0 | 0 | 0 | 0 | 0 | 0 | 0
CT Fac. Spec. - SO2 Rate Annual v3.1, Unit 1185 and retrofits | 383 | 1769 | Rate Constraint in lbs/MMBtu | FALSE | L | Annual | Generation | TWh | 0.0012308 | 0.0012308 | 0.0012308 | 0.0062563 | 0.0062563 | 0.0062563 | 0.0062563
CT Fac. Spec. - SO2 Rate Annual v3.1, Unit 1185 and retrofits | 383 | 1769 | Rate Constraint in lbs/MMBtu | FALSE | L | Annual | Qualifying Generation | TWh | 0.0012308 | 0.0012308 | 0.0012308 | 0.0062563 | 0.0062563 | 0.0062563 | 0.0062563
CT Fac. Spec. - SO2 Rate Annual v3.1, Unit 1185 and retrofits | 383 | 1769 | Rate Constraint in lbs/MMBtu | FALSE | L | Annual | Rate | lb/MWh | 0 | 0 | 0 | 0 | 0 | 0 | 0
CT Fac. Spec. - SO2 Rate Annual v3.1, Unit 1185 and retrofits | 383 | 1769 | Rate Constraint in lbs/MMBtu | FALSE | L | Annual | Constraint Shadow Price | US2011$/Ton | 0 | 0 | 0 | 0 | 0 | 0 | 0
CT Fac. Spec. - SO2 Rate Annual v3.1, Unit 1186 and retrofits | 384 | 1769 | Rate Constraint in lbs/MMBtu | FALSE | L | Annual | Seasons Included | Seasons | Winter, Summer | Winter, Summer | Winter, Summer | Winter, Summer | Winter, Summer | Winter, Summer | Winter, Summer
CT Fac. Spec. - SO2 Rate Annual v3.1, Unit 1186 and retrofits | 384 | 1769 | Rate Constraint in lbs/MMBtu | FALSE | L | Annual | Standard SO2 | lb/MMBtu | 0.33 | 0.33 | 0.33 | 0.33 | 0.33 | 0.33 | 0.33
CT Fac. Spec. - SO2 Rate Annual v3.1, Unit 1186 and retrofits | 384 | 1769 | Rate Constraint in lbs/MMBtu | FALSE | L | Annual | Emissions at Affected Plants SO2 | Thousand Tons | 0 | 0 | 0 | 0 | 0 | 0 | 0
CT Fac. Spec. - SO2 Rate Annual v3.1, Unit 1186 and retrofits | 384 | 1769 | Rate Constraint in lbs/MMBtu | FALSE | L | Annual | Allowances Purchased SO2 | Thousand Tons | 0 | 0 | 0 | 0 | 0 | 0 | 0
CT Fac. Spec. - SO2 Rate Annual v3.1, Unit 1186 and retrofits | 384 | 1769 | Rate Constraint in lbs/MMBtu | FALSE | L | Annual | Allowances Sold SO2 | Thousand Tons | 0 | 0 | 0 | 0 | 0 | 0 | 0
CT Fac. Spec. - SO2 Rate Annual v3.1, Unit 1186 and retrofits | 384 | 1769 | Rate Constraint in lbs/MMBtu | FALSE | L | Annual | Allowances Banked | Thousand Tons | 0 | 0 | 0 | 0 | 0 | 0 | 0
CT Fac. Spec. - SO2 Rate Annual v3.1, Unit 1186 and retrofits | 384 | 1769 | Rate Constraint in lbs/MMBtu | FALSE | L | Annual | Allowances Withdrawn (1:1) | Thousand Tons | 0 | 0 | 0 | 0 | 0 | 0 | 0
CT Fac. Spec. - SO2 Rate Annual v3.1, Unit 1186 and retrofits | 384 | 1769 | Rate Constraint in lbs/MMBtu | FALSE | L | Annual | Allowances Withdrawn (n:1) | Thousand Tons | 0 | 0 | 0 | 0 | 0 | 0 | 0
CT Fac. Spec. - SO2 Rate Annual v3.1, Unit 1186 and retrofits | 384 | 1769 | Rate Constraint in lbs/MMBtu | FALSE | L | Annual | Net Emissions Allowance Position | Thousand Tons | 0 | 0 | 0 | 0 | 0 | 0 | 0
CT Fac. Spec. - SO2 Rate Annual v3.1, Unit 1186 and retrofits | 384 | 1769 | Rate Constraint in lbs/MMBtu | FALSE | L | Annual | Fuel Consumed | TBtu | 0.026449 | 0.026449 | 0.026449 | 0.13445 | 0.13445 | 0.13445 | 0.13445
CT Fac. Spec. - SO2 Rate Annual v3.1, Unit 1186 and retrofits | 384 | 1769 | Rate Constraint in lbs/MMBtu | FALSE | L | Annual | Rate | lb/MMBtu | 0 | 0 | 0 | 0 | 0 | 0 | 0
CT Fac. Spec. - SO2 Rate Annual v3.1, Unit 1186 and retrofits | 384 | 1769 | Rate Constraint in lbs/MMBtu | FALSE | L | Annual | Generation | TWh | 0.0024615 | 0.0024615 | 0.0024615 | 0.012513 | 0.012513 | 0.012513 | 0.012513
CT Fac. Spec. - SO2 Rate Annual v3.1, Unit 1186 and retrofits | 384 | 1769 | Rate Constraint in lbs/MMBtu | FALSE | L | Annual | Qualifying Generation | TWh | 0.0024615 | 0.0024615 | 0.0024615 | 0.012513 | 0.012513 | 0.012513 | 0.012513
CT Fac. Spec. - SO2 Rate Annual v3.1, Unit 1186 and retrofits | 384 | 1769 | Rate Constraint in lbs/MMBtu | FALSE | L | Annual | Rate | lb/MWh | 0 | 0 | 0 | 0 | 0 | 0 | 0
CT Fac. Spec. - SO2 Rate Annual v3.1, Unit 1186 and retrofits | 384 | 1769 | Rate Constraint in lbs/MMBtu | FALSE | L | Annual | Constraint Shadow Price | US2011$/Ton | 0 | 0 | 0 | 0 | 0 | 0 | 0
CT Fac. Spec. - SO2 Rate Annual v3.1, Unit 1187 and retrofits | 385 | 1769 | Rate Constraint in lbs/MMBtu | FALSE | L | Annual | Seasons Included | Seasons | Winter, Summer | Winter, Summer | Winter, Summer | Winter, Summer | Winter, Summer | Winter, Summer | Winter, Summer
CT Fac. Spec. - SO2 Rate Annual v3.1, Unit 1187 and retrofits | 385 | 1769 | Rate Constraint in lbs/MMBtu | FALSE | L | Annual | Standard SO2 | lb/MMBtu | 0.33 | 0.33 | 0.33 | 0.33 | 0.33 | 0.33 | 0.33
CT Fac. Spec. - SO2 Rate Annual v3.1, Unit 1187 and retrofits | 385 | 1769 | Rate Constraint in lbs/MMBtu | FALSE | L | Annual | Emissions at Affected Plants SO2 | Thousand Tons | 0 | 0 | 0 | 0 | 0 | 0 | 0
CT Fac. Spec. - SO2 Rate Annual v3.1, Unit 1187 and retrofits | 385 | 1769 | Rate Constraint in lbs/MMBtu | FALSE | L | Annual | Allowances Purchased SO2 | Thousand Tons | 0 | 0 | 0 | 0 | 0 | 0 | 0
CT Fac. Spec. - SO2 Rate Annual v3.1, Unit 1187 and retrofits | 385 | 1769 | Rate Constraint in lbs/MMBtu | FALSE | L | Annual | Allowances Sold SO2 | Thousand Tons | 0 | 0 | 0 | 0 | 0 | 0 | 0
CT Fac. Spec. - SO2 Rate Annual v3.1, Unit 1187 and retrofits | 385 | 1769 | Rate Constraint in lbs/MMBtu | FALSE | L | Annual | Allowances Banked | Thousand Tons | 0 | 0 | 0 | 0 | 0 | 0 | 0
CT Fac. Spec. - SO2 Rate Annual v3.1, Unit 1187 and retrofits | 385 | 1769 | Rate Constraint in lbs/MMBtu | FALSE | L | Annual | Allowances Withdrawn (1:1) | Thousand Tons | 0 | 0 | 0 | 0 | 0 | 0 | 0
CT Fac. Spec. - SO2 Rate Annual v3.1, Unit 1187 and retrofits | 385 | 1769 | Rate Constraint in lbs/MMBtu | FALSE | L | Annual | Allowances Withdrawn (n:1) | Thousand Tons | 0 | 0 | 0 | 0 | 0 | 0 | 0
CT Fac. Spec. - SO2 Rate Annual v3.1, Unit 1187 and retrofits | 385 | 1769 | Rate Constraint in lbs/MMBtu | FALSE | L | Annual | Net Emissions Allowance Position | Thousand Tons | 0 | 0 | 0 | 0 | 0 | 0 | 0
CT Fac. Spec. - SO2 Rate Annual v3.1, Unit 1187 and retrofits | 385 | 1769 | Rate Constraint in lbs/MMBtu | FALSE | L | Annual | Fuel Consumed | TBtu | 0.013224 | 0.013224 | 0.013224 | 0.067224 | 0.067224 | 0.067224 | 0.067224
CT Fac. Spec. - SO2 Rate Annual v3.1, Unit 1187 and retrofits | 385 | 1769 | Rate Constraint in lbs/MMBtu | FALSE | L | Annual | Rate | lb/MMBtu | 0 | 0 | 0 | 0 | 0 | 0 | 0
CT Fac. Spec. - SO2 Rate Annual v3.1, Unit 1187 and retrofits | 385 | 1769 | Rate Constraint in lbs/MMBtu | FALSE | L | Annual | Generation | TWh | 0.0012308 | 0.0012308 | 0.0012308 | 0.0062563 | 0.0062563 | 0.0062563 | 0.0062563
CT Fac. Spec. - SO2 Rate Annual v3.1, Unit 1187 and retrofits | 385 | 1769 | Rate Constraint in lbs/MMBtu | FALSE | L | Annual | Qualifying Generation | TWh | 0.0012308 | 0.0012308 | 0.0012308 | 0.0062563 | 0.0062563 | 0.0062563 | 0.0062563
CT Fac. Spec. - SO2 Rate Annual v3.1, Unit 1187 and retrofits | 385 | 1769 | Rate Constraint in lbs/MMBtu | FALSE | L | Annual | Rate | lb/MWh | 0 | 0 | 0 | 0 | 0 | 0 | 0
CT Fac. Spec. - SO2 Rate Annual v3.1, Unit 1187 and retrofits | 385 | 1769 | Rate Constraint in lbs/MMBtu | FALSE | L | Annual | Constraint Shadow Price | US2011$/Ton | 0 | 0 | 0 | 0 | 0 | 0 | 0
CT Fac. Spec. - SO2 Rate Annual v3.1, Unit 1193 and retrofits | 386 | 1769 | Rate Constraint in lbs/MMBtu | FALSE | L | Annual | Seasons Included | Seasons | Winter, Summer | Winter, Summer | Winter, Summer | Winter, Summer | Winter, Summer | Winter, Summer | Winter, Summer
CT Fac. Spec. - SO2 Rate Annual v3.1, Unit 1193 and retrofits | 386 | 1769 | Rate Constraint in lbs/MMBtu | FALSE | L | Annual | Standard SO2 | lb/MMBtu | 0.33 | 0.33 | 0.33 | 0.33 | 0.33 | 0.33 | 0.33
CT Fac. Spec. - SO2 Rate Annual v3.1, Unit 1193 and retrofits | 386 | 1769 | Rate Constraint in lbs/MMBtu | FALSE | L | Annual | Emissions at Affected Plants SO2 | Thousand Tons | 0 | 0 | 0 | 0 | 0 | 0 | 0
CT Fac. Spec. - SO2 Rate Annual v3.1, Unit 1193 and retrofits | 386 | 1769 | Rate Constraint in lbs/MMBtu | FALSE | L | Annual | Allowances Purchased SO2 | Thousand Tons | 0 | 0 | 0 | 0 | 0 | 0 | 0
CT Fac. Spec. - SO2 Rate Annual v3.1, Unit 1193 and retrofits | 386 | 1769 | Rate Constraint in lbs/MMBtu | FALSE | L | Annual | Allowances Sold SO2 | Thousand Tons | 0 | 0 | 0 | 0 | 0 | 0 | 0
CT Fac. Spec. - SO2 Rate Annual v3.1, Unit 1193 and retrofits | 386 | 1769 | Rate Constraint in lbs/MMBtu | FALSE | L | Annual | Allowances Banked | Thousand Tons | 0 | 0 | 0 | 0 | 0 | 0 | 0
CT Fac. Spec. - SO2 Rate Annual v3.1, Unit 1193 and retrofits | 386 | 1769 | Rate Constraint in lbs/MMBtu | FALSE | L | Annual | Allowances Withdrawn (1:1) | Thousand Tons | 0 | 0 | 0 | 0 | 0 | 0 | 0
CT Fac. Spec. - SO2 Rate Annual v3.1, Unit 1193 and retrofits | 386 | 1769 | Rate Constraint in lbs/MMBtu | FALSE | L | Annual | Allowances Withdrawn (n:1) | Thousand Tons | 0 | 0 | 0 | 0 | 0 | 0 | 0
CT Fac. Spec. - SO2 Rate Annual v3.1, Unit 1193 and retrofits | 386 | 1769 | Rate Constraint in lbs/MMBtu | FALSE | L | Annual | Net Emissions Allowance Position | Thousand Tons | 0 | 0 | 0 | 0 | 0 | 0 | 0
CT Fac. Spec. - SO2 Rate Annual v3.1, Unit 1193 and retrofits | 386 | 1769 | Rate Constraint in lbs/MMBtu | FALSE | L | Annual | Fuel Consumed | TBtu | 0.034029 | 0.034029 | 0.034029 | 0.17298 | 0.17298 | 0.17298 | 0.17298
CT Fac. Spec. - SO2 Rate Annual v3.1, Unit 1193 and retrofits | 386 | 1769 | Rate Constraint in lbs/MMBtu | FALSE | L | Annual | Rate | lb/MMBtu | 0 | 0 | 0 | 0 | 0 | 0 | 0
CT Fac. Spec. - SO2 Rate Annual v3.1, Unit 1193 and retrofits | 386 | 1769 | Rate Constraint in lbs/MMBtu | FALSE | L | Annual | Generation | TWh | 0.003167 | 0.003167 | 0.003167 | 0.016099 | 0.016099 | 0.016099 | 0.016099
CT Fac. Spec. - SO2 Rate Annual v3.1, Unit 1193 and retrofits | 386 | 1769 | Rate Constraint in lbs/MMBtu | FALSE | L | Annual | Qualifying Generation | TWh | 0.003167 | 0.003167 | 0.003167 | 0.016099 | 0.016099 | 0.016099 | 0.016099
CT Fac. Spec. - SO2 Rate Annual v3.1, Unit 1193 and retrofits | 386 | 1769 | Rate Constraint in lbs/MMBtu | FALSE | L | Annual | Rate | lb/MWh | 0 | 0 | 0 | 0 | 0 | 0 | 0
CT Fac. Spec. - SO2 Rate Annual v3.1, Unit 1193 and retrofits | 386 | 1769 | Rate Constraint in lbs/MMBtu | FALSE | L | Annual | Constraint Shadow Price | US2011$/Ton | 0 | 0 | 0 | 0 | 0 | 0 | 0
CT Fac. Spec. - SO2 Rate Annual v3.1, Unit 1194 and retrofits | 387 | 1769 | Rate Constraint in lbs/MMBtu | FALSE | L | Annual | Seasons Included | Seasons | Winter, Summer | Winter, Summer | Winter, Summer | Winter, Summer | Winter, Summer | Winter, Summer | Winter, Summer
CT Fac. Spec. - SO2 Rate Annual v3.1, Unit 1194 and retrofits | 387 | 1769 | Rate Constraint in lbs/MMBtu | FALSE | L | Annual | Standard SO2 | lb/MMBtu | 0.33 | 0.33 | 0.33 | 0.33 | 0.33 | 0.33 | 0.33
CT Fac. Spec. - SO2 Rate Annual v3.1, Unit 1194 and retrofits | 387 | 1769 | Rate Constraint in lbs/MMBtu | FALSE | L | Annual | Emissions at Affected Plants SO2 | Thousand Tons | 0 | 0 | 0 | 0 | 0 | 0 | 0
CT Fac. Spec. - SO2 Rate Annual v3.1, Unit 1194 and retrofits | 387 | 1769 | Rate Constraint in lbs/MMBtu | FALSE | L | Annual | Allowances Purchased SO2 | Thousand Tons | 0 | 0 | 0 | 0 | 0 | 0 | 0
CT Fac. Spec. - SO2 Rate Annual v3.1, Unit 1194 and retrofits | 387 | 1769 | Rate Constraint in lbs/MMBtu | FALSE | L | Annual | Allowances Sold SO2 | Thousand Tons | 0 | 0 | 0 | 0 | 0 | 0 | 0
CT Fac. Spec. - SO2 Rate Annual v3.1, Unit 1194 and retrofits | 387 | 1769 | Rate Constraint in lbs/MMBtu | FALSE | L | Annual | Allowances Banked | Thousand Tons | 0 | 0 | 0 | 0 | 0 | 0 | 0
CT Fac. Spec. - SO2 Rate Annual v3.1, Unit 1194 and retrofits | 387 | 1769 | Rate Constraint in lbs/MMBtu | FALSE | L | Annual | Allowances Withdrawn (1:1) | Thousand Tons | 0 | 0 | 0 | 0 | 0 | 0 | 0
CT Fac. Spec. - SO2 Rate Annual v3.1, Unit 1194 and retrofits | 387 | 1769 | Rate Constraint in lbs/MMBtu | FALSE | L | Annual | Allowances Withdrawn (n:1) | Thousand Tons | 0 | 0 | 0 | 0 | 0 | 0 | 0
CT Fac. Spec. - SO2 Rate Annual v3.1, Unit 1194 and retrofits | 387 | 1769 | Rate Constraint in lbs/MMBtu | FALSE | L | Annual | Net Emissions Allowance Position | Thousand Tons | 0 | 0 | 0 | 0 | 0 | 0 | 0
CT Fac. Spec. - SO2 Rate Annual v3.1, Unit 1194 and retrofits | 387 | 1769 | Rate Constraint in lbs/MMBtu | FALSE | L | Annual | Fuel Consumed | TBtu | 0.033409 | 0.033409 | 0.033409 | 0.16983 | 0.16983 | 0.16983 | 0.16983
CT Fac. Spec. - SO2 Rate Annual v3.1, Unit 1194 and retrofits | 387 | 1769 | Rate Constraint in lbs/MMBtu | FALSE | L | Annual | Rate | lb/MMBtu | 0 | 0 | 0 | 0 | 0 | 0 | 0
CT Fac. Spec. - SO2 Rate Annual v3.1, Unit 1194 and retrofits | 387 | 1769 | Rate Constraint in lbs/MMBtu | FALSE | L | Annual | Generation | TWh | 0.0031093 | 0.0031093 | 0.0031093 | 0.015805 | 0.015805 | 0.015805 | 0.015805
CT Fac. Spec. - SO2 Rate Annual v3.1, Unit 1194 and retrofits | 387 | 1769 | Rate Constraint in lbs/MMBtu | FALSE | L | Annual | Qualifying Generation | TWh | 0.0031093 | 0.0031093 | 0.0031093 | 0.015805 | 0.015805 | 0.015805 | 0.015805
CT Fac. Spec. - SO2 Rate Annual v3.1, Unit 1194 and retrofits | 387 | 1769 | Rate Constraint in lbs/MMBtu | FALSE | L | Annual | Rate | lb/MWh | 0 | 0 | 0 | 0 | 0 | 0 | 0
CT Fac. Spec. - SO2 Rate Annual v3.1, Unit 1194 and retrofits | 387 | 1769 | Rate Constraint in lbs/MMBtu | FALSE | L | Annual | Constraint Shadow Price | US2011$/Ton | 0 | 0 | 0 | 0 | 0 | 0 | 0
CT Fac. Spec. - SO2 Rate Annual v3.1, Unit 1195 and retrofits | 388 | 1769 | Rate Constraint in lbs/MMBtu | FALSE | L | Annual | Seasons Included | Seasons | Winter, Summer | Winter, Summer | Winter, Summer | Winter, Summer | Winter, Summer | Winter, Summer | Winter, Summer
CT Fac. Spec. - SO2 Rate Annual v3.1, Unit 1195 and retrofits | 388 | 1769 | Rate Constraint in lbs/MMBtu | FALSE | L | Annual | Standard SO2 | lb/MMBtu | 0.33 | 0.33 | 0.33 | 0.33 | 0.33 | 0.33 | 0.33
CT Fac. Spec. - SO2 Rate Annual v3.1, Unit 1195 and retrofits | 388 | 1769 | Rate Constraint in lbs/MMBtu | FALSE | L | Annual | Emissions at Affected Plants SO2 | Thousand Tons | 0 | 0 | 0 | 0 | 0 | 0 | 0
CT Fac. Spec. - SO2 Rate Annual v3.1, Unit 1195 and retrofits | 388 | 1769 | Rate Constraint in lbs/MMBtu | FALSE | L | Annual | Allowances Purchased SO2 | Thousand Tons | 0 | 0 | 0 | 0 | 0 | 0 | 0
CT Fac. Spec. - SO2 Rate Annual v3.1, Unit 1195 and retrofits | 388 | 1769 | Rate Constraint in lbs/MMBtu | FALSE | L | Annual | Allowances Sold SO2 | Thousand Tons | 0 | 0 | 0 | 0 | 0 | 0 | 0
CT Fac. Spec. - SO2 Rate Annual v3.1, Unit 1195 and retrofits | 388 | 1769 | Rate Constraint in lbs/MMBtu | FALSE | L | Annual | Allowances Banked | Thousand Tons | 0 | 0 | 0 | 0 | 0 | 0 | 0
CT Fac. Spec. - SO2 Rate Annual v3.1, Unit 1195 and retrofits | 388 | 1769 | Rate Constraint in lbs/MMBtu | FALSE | L | Annual | Allowances Withdrawn (1:1) | Thousand Tons | 0 | 0 | 0 | 0 | 0 | 0 | 0
CT Fac. Spec. - SO2 Rate Annual v3.1, Unit 1195 and retrofits | 388 | 1769 | Rate Constraint in lbs/MMBtu | FALSE | L | Annual | Allowances Withdrawn (n:1) | Thousand Tons | 0 | 0 | 0 | 0 | 0 | 0 | 0
CT Fac. Spec. - SO2 Rate Annual v3.1, Unit 1195 and retrofits | 388 | 1769 | Rate Constraint in lbs/MMBtu | FALSE | L | Annual | Net Emissions Allowance Position | Thousand Tons | 0 | 0 | 0 | 0 | 0 | 0 | 0
CT Fac. Spec. - SO2 Rate Annual v3.1, Unit 1195 and retrofits | 388 | 1769 | Rate Constraint in lbs/MMBtu | FALSE | L | Annual | Fuel Consumed | TBtu | 0.016705 | 0.016705 | 0.016705 | 0.084915 | 0.084915 | 0.084915 | 0.084915
CT Fac. Spec. - SO2 Rate Annual v3.1, Unit 1195 and retrofits | 388 | 1769 | Rate Constraint in lbs/MMBtu | FALSE | L | Annual | Rate | lb/MMBtu | 0 | 0 | 0 | 0 | 0 | 0 | 0
CT Fac. Spec. - SO2 Rate Annual v3.1, Unit 1195 and retrofits | 388 | 1769 | Rate Constraint in lbs/MMBtu | FALSE | L | Annual | Generation | TWh | 0.0015546 | 0.0015546 | 0.0015546 | 0.0079027 | 0.0079027 | 0.0079027 | 0.0079027
CT Fac. Spec. - SO2 Rate Annual v3.1, Unit 1195 and retrofits | 388 | 1769 | Rate Constraint in lbs/MMBtu | FALSE | L | Annual | Qualifying Generation | TWh | 0.0015546 | 0.0015546 | 0.0015546 | 0.0079027 | 0.0079027 | 0.0079027 | 0.0079027
CT Fac. Spec. - SO2 Rate Annual v3.1, Unit 1195 and retrofits | 388 | 1769 | Rate Constraint in lbs/MMBtu | FALSE | L | Annual | Rate | lb/MWh | 0 | 0 | 0 | 0 | 0 | 0 | 0
CT Fac. Spec. - SO2 Rate Annual v3.1, Unit 1195 and retrofits | 388 | 1769 | Rate Constraint in lbs/MMBtu | FALSE | L | Annual | Constraint Shadow Price | US2011$/Ton | 0 | 0 | 0 | 0 | 0 | 0 | 0
CT Fac. Spec. - SO2 Rate Annual v3.1, Unit 1196 and retrofits | 389 | 1769 | Rate Constraint in lbs/MMBtu | FALSE | L | Annual | Seasons Included | Seasons | Winter, Summer | Winter, Summer | Winter, Summer | Winter, Summer | Winter, Summer | Winter, Summer | Winter, Summer
CT Fac. Spec. - SO2 Rate Annual v3.1, Unit 1196 and retrofits | 389 | 1769 | Rate Constraint in lbs/MMBtu | FALSE | L | Annual | Standard SO2 | lb/MMBtu | 0.33 | 0.33 | 0.33 | 0.33 | 0.33 | 0.33 | 0.33
CT Fac. Spec. - SO2 Rate Annual v3.1, Unit 1196 and retrofits | 389 | 1769 | Rate Constraint in lbs/MMBtu | FALSE | L | Annual | Emissions at Affected Plants SO2 | Thousand Tons | 0 | 0 | 0 | 0 | 0 | 0 | 0
CT Fac. Spec. - SO2 Rate Annual v3.1, Unit 1196 and retrofits | 389 | 1769 | Rate Constraint in lbs/MMBtu | FALSE | L | Annual | Allowances Purchased SO2 | Thousand Tons | 0 | 0 | 0 | 0 | 0 | 0 | 0
CT Fac. Spec. - SO2 Rate Annual v3.1, Unit 1196 and retrofits | 389 | 1769 | Rate Constraint in lbs/MMBtu | FALSE | L | Annual | Allowances Sold SO2 | Thousand Tons | 0 | 0 | 0 | 0 | 0 | 0 | 0
CT Fac. Spec. - SO2 Rate Annual v3.1, Unit 1196 and retrofits | 389 | 1769 | Rate Constraint in lbs/MMBtu | FALSE | L | Annual | Allowances Banked | Thousand Tons | 0 | 0 | 0 | 0 | 0 | 0 | 0
CT Fac. Spec. - SO2 Rate Annual v3.1, Unit 1196 and retrofits | 389 | 1769 | Rate Constraint in lbs/MMBtu | FALSE | L | Annual | Allowances Withdrawn (1:1) | Thousand Tons | 0 | 0 | 0 | 0 | 0 | 0 | 0
CT Fac. Spec. - SO2 Rate Annual v3.1, Unit 1196 and retrofits | 389 | 1769 | Rate Constraint in lbs/MMBtu | FALSE | L | Annual | Allowances Withdrawn (n:1) | Thousand Tons | 0 | 0 | 0 | 0 | 0 | 0 | 0
CT Fac. Spec. - SO2 Rate Annual v3.1, Unit 1196 and retrofits | 389 | 1769 | Rate Constraint in lbs/MMBtu | FALSE | L | Annual | Net Emissions Allowance Position | Thousand Tons | 0 | 0 | 0 | 0 | 0 | 0 | 0
CT Fac. Spec. - SO2 Rate Annual v3.1, Unit 1196 and retrofits | 389 | 1769 | Rate Constraint in lbs/MMBtu | FALSE | L | Annual | Fuel Consumed | TBtu | 0.023174 | 0 | 0.04351 | 0.04351 | 0.04351 | 0.22117 | 0.22117
CT Fac. Spec. - SO2 Rate Annual v3.1, Unit 1196 and retrofits | 389 | 1769 | Rate Constraint in lbs/MMBtu | FALSE | L | Annual | Rate | lb/MMBtu | 0 | 0 | 0 | 0 | 0 | 0 | 0
CT Fac. Spec. - SO2 Rate Annual v3.1, Unit 1196 and retrofits | 389 | 1769 | Rate Constraint in lbs/MMBtu | FALSE | L | Annual | Generation | TWh | 0.0016561 | 0 | 0.0031093 | 0.0031093 | 0.0031093 | 0.015805 | 0.015805
CT Fac. Spec. - SO2 Rate Annual v3.1, Unit 1196 and retrofits | 389 | 1769 | Rate Constraint in lbs/MMBtu | FALSE | L | Annual | Qualifying Generation | TWh | 0.0016561 | 0 | 0.0031093 | 0.0031093 | 0.0031093 | 0.015805 | 0.015805
CT Fac. Spec. - SO2 Rate Annual v3.1, Unit 1196 and retrofits | 389 | 1769 | Rate Constraint in lbs/MMBtu | FALSE | L | Annual | Rate | lb/MWh | 0 | 0 | 0 | 0 | 0 | 0 | 0
CT Fac. Spec. - SO2 Rate Annual v3.1, Unit 1196 and retrofits | 389 | 1769 | Rate Constraint in lbs/MMBtu | FALSE | L | Annual | Constraint Shadow Price | US2011$/Ton | 0 | 0 | 0 | 0 | 0 | 0 | 0
CT Fac. Spec. - SO2 Rate Annual v3.1, Unit 1197 and retrofits | 390 | 1769 | Rate Constraint in lbs/MMBtu | FALSE | L | Annual | Seasons Included | Seasons | Winter, Summer | Winter, Summer | Winter, Summer | Winter, Summer | Winter, Summer | Winter, Summer | Winter, Summer
CT Fac. Spec. - SO2 Rate Annual v3.1, Unit 1197 and retrofits | 390 | 1769 | Rate Constraint in lbs/MMBtu | FALSE | L | Annual | Standard SO2 | lb/MMBtu | 0.33 | 0.33 | 0.33 | 0.33 | 0.33 | 0.33 | 0.33
CT Fac. Spec. - SO2 Rate Annual v3.1, Unit 1197 and retrofits | 390 | 1769 | Rate Constraint in lbs/MMBtu | FALSE | L | Annual | Emissions at Affected Plants SO2 | Thousand Tons | 0 | 0 | 0 | 0 | 0 | 0 | 0
CT Fac. Spec. - SO2 Rate Annual v3.1, Unit 1197 and retrofits | 390 | 1769 | Rate Constraint in lbs/MMBtu | FALSE | L | Annual | Allowances Purchased SO2 | Thousand Tons | 0 | 0 | 0 | 0 | 0 | 0 | 0
CT Fac. Spec. - SO2 Rate Annual v3.1, Unit 1197 and retrofits | 390 | 1769 | Rate Constraint in lbs/MMBtu | FALSE | L | Annual | Allowances Sold SO2 | Thousand Tons | 0 | 0 | 0 | 0 | 0 | 0 | 0
CT Fac. Spec. - SO2 Rate Annual v3.1, Unit 1197 and retrofits | 390 | 1769 | Rate Constraint in lbs/MMBtu | FALSE | L | Annual | Allowances Banked | Thousand Tons | 0 | 0 | 0 | 0 | 0 | 0 | 0
CT Fac. Spec. - SO2 Rate Annual v3.1, Unit 1197 and retrofits | 390 | 1769 | Rate Constraint in lbs/MMBtu | FALSE | L | Annual | Allowances Withdrawn (1:1) | Thousand Tons | 0 | 0 | 0 | 0 | 0 | 0 | 0
CT Fac. Spec. - SO2 Rate Annual v3.1, Unit 1197 and retrofits | 390 | 1769 | Rate Constraint in lbs/MMBtu | FALSE | L | Annual | Allowances Withdrawn (n:1) | Thousand Tons | 0 | 0 | 0 | 0 | 0 | 0 | 0
CT Fac. Spec. - SO2 Rate Annual v3.1, Unit 1197 and retrofits | 390 | 1769 | Rate Constraint in lbs/MMBtu | FALSE | L | Annual | Net Emissions Allowance Position | Thousand Tons | 0 | 0 | 0 | 0 | 0 | 0 | 0
CT Fac. Spec. - SO2 Rate Annual v3.1, Unit 1197 and retrofits | 390 | 1769 | Rate Constraint in lbs/MMBtu | FALSE | L | Annual | Fuel Consumed | TBtu | 0.016705 | 0.016705 | 0.016705 | 0.084915 | 0.084915 | 0.084915 | 0.084915
CT Fac. Spec. - SO2 Rate Annual v3.1, Unit 1197 and retrofits | 390 | 1769 | Rate Constraint in lbs/MMBtu | FALSE | L | Annual | Rate | lb/MMBtu | 0 | 0 | 0 | 0 | 0 | 0 | 0
CT Fac. Spec. - SO2 Rate Annual v3.1, Unit 1197 and retrofits | 390 | 1769 | Rate Constraint in lbs/MMBtu | FALSE | L | Annual | Generation | TWh | 0.0015546 | 0.0015546 | 0.0015546 | 0.0079027 | 0.0079027 | 0.0079027 | 0.0079027
CT Fac. Spec. - SO2 Rate Annual v3.1, Unit 1197 and retrofits | 390 | 1769 | Rate Constraint in lbs/MMBtu | FALSE | L | Annual | Qualifying Generation | TWh | 0.0015546 | 0.0015546 | 0.0015546 | 0.0079027 | 0.0079027 | 0.0079027 | 0.0079027
CT Fac. Spec. - SO2 Rate Annual v3.1, Unit 1197 and retrofits | 390 | 1769 | Rate Constraint in lbs/MMBtu | FALSE | L | Annual | Rate | lb/MWh | 0 | 0 | 0 | 0 | 0 | 0 | 0
CT Fac. Spec. - SO2 Rate Annual v3.1, Unit 1197 and retrofits | 390 | 1769 | Rate Constraint in lbs/MMBtu | FALSE | L | Annual | Constraint Shadow Price | US2011$/Ton | 0 | 0 | 0 | 0 | 0 | 0 | 0
CT Fac. Spec. - SO2 Rate Annual v3.1, Unit 1198 and retrofits | 391 | 1769 | Rate Constraint in lbs/MMBtu | FALSE | L | Annual | Seasons Included | Seasons | Winter, Summer | Winter, Summer | Winter, Summer | Winter, Summer | Winter, Summer | Winter, Summer | Winter, Summer
CT Fac. Spec. - SO2 Rate Annual v3.1, Unit 1198 and retrofits | 391 | 1769 | Rate Constraint in lbs/MMBtu | FALSE | L | Annual | Standard SO2 | lb/MMBtu | 0.33 | 0.33 | 0.33 | 0.33 | 0.33 | 0.33 | 0.33
CT Fac. Spec. - SO2 Rate Annual v3.1, Unit 1198 and retrofits | 391 | 1769 | Rate Constraint in lbs/MMBtu | FALSE | L | Annual | Emissions at Affected Plants SO2 | Thousand Tons | 0 | 0 | 0 | 0 | 0 | 0 | 0
CT Fac. Spec. - SO2 Rate Annual v3.1, Unit 1198 and retrofits | 391 | 1769 | Rate Constraint in lbs/MMBtu | FALSE | L | Annual | Allowances Purchased SO2 | Thousand Tons | 0 | 0 | 0 | 0 | 0 | 0 | 0
CT Fac. Spec. - SO2 Rate Annual v3.1, Unit 1198 and retrofits | 391 | 1769 | Rate Constraint in lbs/MMBtu | FALSE | L | Annual | Allowances Sold SO2 | Thousand Tons | 0 | 0 | 0 | 0 | 0 | 0 | 0
CT Fac. Spec. - SO2 Rate Annual v3.1, Unit 1198 and retrofits | 391 | 1769 | Rate Constraint in lbs/MMBtu | FALSE | L | Annual | Allowances Banked | Thousand Tons | 0 | 0 | 0 | 0 | 0 | 0 | 0
CT Fac. Spec. - SO2 Rate Annual v3.1, Unit 1198 and retrofits | 391 | 1769 | Rate Constraint in lbs/MMBtu | FALSE | L | Annual | Allowances Withdrawn (1:1) | Thousand Tons | 0 | 0 | 0 | 0 | 0 | 0 | 0
CT Fac. Spec. - SO2 Rate Annual v3.1, Unit 1198 and retrofits | 391 | 1769 | Rate Constraint in lbs/MMBtu | FALSE | L | Annual | Allowances Withdrawn (n:1) | Thousand Tons | 0 | 0 | 0 | 0 | 0 | 0 | 0
CT Fac. Spec. - SO2 Rate Annual v3.1, Unit 1198 and retrofits | 391 | 1769 | Rate Constraint in lbs/MMBtu | FALSE | L | Annual | Net Emissions Allowance Position | Thousand Tons | 0 | 0 | 0 | 0 | 0 | 0 | 0
CT Fac. Spec. - SO2 Rate Annual v3.1, Unit 1198 and retrofits | 391 | 1769 | Rate Constraint in lbs/MMBtu | FALSE | L | Annual | Fuel Consumed | TBtu | 0.042211 | 0.016375 | 0.042211 | 0.042211 | 0.042211 | 0.21457 | 0.21457
CT Fac. Spec. - SO2 Rate Annual v3.1, Unit 1198 and retrofits | 391 | 1769 | Rate Constraint in lbs/MMBtu | FALSE | L | Annual | Rate | lb/MMBtu | 0 | 0 | 0 | 0 | 0 | 0 | 0
CT Fac. Spec. - SO2 Rate Annual v3.1, Unit 1198 and retrofits | 391 | 1769 | Rate Constraint in lbs/MMBtu | FALSE | L | Annual | Generation | TWh | 0.0031093 | 0.0012062 | 0.0031093 | 0.0031093 | 0.0031093 | 0.015805 | 0.015805
CT Fac. Spec. - SO2 Rate Annual v3.1, Unit 1198 and retrofits | 391 | 1769 | Rate Constraint in lbs/MMBtu | FALSE | L | Annual | Qualifying Generation | TWh | 0.0031093 | 0.0012062 | 0.0031093 | 0.0031093 | 0.0031093 | 0.015805 | 0.015805
CT Fac. Spec. - SO2 Rate Annual v3.1, Unit 1198 and retrofits | 391 | 1769 | Rate Constraint in lbs/MMBtu | FALSE | L | Annual | Rate | lb/MWh | 0 | 0 | 0 | 0 | 0 | 0 | 0
CT Fac. Spec. - SO2 Rate Annual v3.1, Unit 1198 and retrofits | 391 | 1769 | Rate Constraint in lbs/MMBtu | FALSE | L | Annual | Constraint Shadow Price | US2011$/Ton | 0 | 0 | 0 | 0 | 0 | 0 | 0
CT Fac. Spec. - SO2 Rate Annual v3.1, Unit 1199 and retrofits | 392 | 1769 | Rate Constraint in lbs/MMBtu | FALSE | L | Annual | Seasons Included | Seasons | Winter, Summer | Winter, Summer | Winter, Summer | Winter, Summer | Winter, Summer | Winter, Summer | Winter, Summer
CT Fac. Spec. - SO2 Rate Annual v3.1, Unit 1199 and retrofits | 392 | 1769 | Rate Constraint in lbs/MMBtu | FALSE | L | Annual | Standard SO2 | lb/MMBtu | 0.33 | 0.33 | 0.33 | 0.33 | 0.33 | 0.33 | 0.33
CT Fac. Spec. - SO2 Rate Annual v3.1, Unit 1199 and retrofits | 392 | 1769 | Rate Constraint in lbs/MMBtu | FALSE | L | Annual | Emissions at Affected Plants SO2 | Thousand Tons | 0 | 0 | 0 | 0 | 0 | 0 | 0
CT Fac. Spec. - SO2 Rate Annual v3.1, Unit 1199 and retrofits | 392 | 1769 | Rate Constraint in lbs/MMBtu | FALSE | L | Annual | Allowances Purchased SO2 | Thousand Tons | 0 | 0 | 0 | 0 | 0 | 0 | 0
CT Fac. Spec. - SO2 Rate Annual v3.1, Unit 1199 and retrofits | 392 | 1769 | Rate Constraint in lbs/MMBtu | FALSE | L | Annual | Allowances Sold SO2 | Thousand Tons | 0 | 0 | 0 | 0 | 0 | 0 | 0
CT Fac. Spec. - SO2 Rate Annual v3.1, Unit 1199 and retrofits | 392 | 1769 | Rate Constraint in lbs/MMBtu | FALSE | L | Annual | Allowances Banked | Thousand Tons | 0 | 0 | 0 | 0 | 0 | 0 | 0
CT Fac. Spec. - SO2 Rate Annual v3.1, Unit 1199 and retrofits | 392 | 1769 | Rate Constraint in lbs/MMBtu | FALSE | L | Annual | Allowances Withdrawn (1:1) | Thousand Tons | 0 | 0 | 0 | 0 | 0 | 0 | 0
CT Fac. Spec. - SO2 Rate Annual v3.1, Unit 1199 and retrofits | 392 | 1769 | Rate Constraint in lbs/MMBtu | FALSE | L | Annual | Allowances Withdrawn (n:1) | Thousand Tons | 0 | 0 | 0 | 0 | 0 | 0 | 0
CT Fac. Spec. - SO2 Rate Annual v3.1, Unit 1199 and retrofits | 392 | 1769 | Rate Constraint in lbs/MMBtu | FALSE | L | Annual | Net Emissions Allowance Position | Thousand Tons | 0 | 0 | 0 | 0 | 0 | 0 | 0
CT Fac. Spec. - SO2 Rate Annual v3.1, Unit 1199 and retrofits | 392 | 1769 | Rate Constraint in lbs/MMBtu | FALSE | L | Annual | Fuel Consumed | TBtu | 0.030313 | 0.030313 | 0.030313 | 0.030313 | 0.030313 | 0.15409 | 0.15409
CT Fac. Spec. - SO2 Rate Annual v3.1, Unit 1199 and retrofits | 392 | 1769 | Rate Constraint in lbs/MMBtu | FALSE | L | Annual | Rate | lb/MMBtu | 0 | 0 | 0 | 0 | 0 | 0 | 0
CT Fac. Spec. - SO2 Rate Annual v3.1, Unit 1199 and retrofits | 392 | 1769 | Rate Constraint in lbs/MMBtu | FALSE | L | Annual | Generation | TWh | 0.0023669 | 0.0023669 | 0.0023669 | 0.0023669 | 0.0023669 | 0.012032 | 0.012032
CT Fac. Spec. - SO2 Rate Annual v3.1, Unit 1199 and retrofits | 392 | 1769 | Rate Constraint in lbs/MMBtu | FALSE | L | Annual | Qualifying Generation | TWh | 0.0023669 | 0.0023669 | 0.0023669 | 0.0023669 | 0.0023669 | 0.012032 | 0.012032
CT Fac. Spec. - SO2 Rate Annual v3.1, Unit 1199 and retrofits | 392 | 1769 | Rate Constraint in lbs/MMBtu | FALSE | L | Annual | Rate | lb/MWh | 0 | 0 | 0 | 0 | 0 | 0 | 0
CT Fac. Spec. - SO2 Rate Annual v3.1, Unit 1199 and retrofits | 392 | 1769 | Rate Constraint in lbs/MMBtu | FALSE | L | Annual | Constraint Shadow Price | US2011$/Ton | 0 | 0 | 0 | 0 | 0 | 0 | 0
CT Fac. Spec. - SO2 Rate Annual v3.1, Unit 1201 and retrofits | 393 | 1769 | Rate Constraint in lbs/MMBtu | FALSE | L | Annual | Seasons Included | Seasons | Winter, Summer | Winter, Summer | Winter, Summer | Winter, Summer | Winter, Summer | Winter, Summer | Winter, Summer
CT Fac. Spec. - SO2 Rate Annual v3.1, Unit 1201 and retrofits | 393 | 1769 | Rate Constraint in lbs/MMBtu | FALSE | L | Annual | Standard SO2 | lb/MMBtu | 0.33 | 0.33 | 0.33 | 0.33 | 0.33 | 0.33 | 0.33
CT Fac. Spec. - SO2 Rate Annual v3.1, Unit 1201 and retrofits | 393 | 1769 | Rate Constraint in lbs/MMBtu | FALSE | L | Annual | Emissions at Affected Plants SO2 | Thousand Tons | 0 | 0 | 0 | 0 | 0 | 0 | 0
CT Fac. Spec. - SO2 Rate Annual v3.1, Unit 1201 and retrofits | 393 | 1769 | Rate Constraint in lbs/MMBtu | FALSE | L | Annual | Allowances Purchased SO2 | Thousand Tons | 0 | 0 | 0 | 0 | 0 | 0 | 0
CT Fac. Spec. - SO2 Rate Annual v3.1, Unit 1201 and retrofits | 393 | 1769 | Rate Constraint in lbs/MMBtu | FALSE | L | Annual | Allowances Sold SO2 | Thousand Tons | 0 | 0 | 0 | 0 | 0 | 0 | 0
CT Fac. Spec. - SO2 Rate Annual v3.1, Unit 1201 and retrofits | 393 | 1769 | Rate Constraint in lbs/MMBtu | FALSE | L | Annual | Allowances Banked | Thousand Tons | 0 | 0 | 0 | 0 | 0 | 0 | 0
CT Fac. Spec. - SO2 Rate Annual v3.1, Unit 1201 and retrofits | 393 | 1769 | Rate Constraint in lbs/MMBtu | FALSE | L | Annual | Allowances Withdrawn (1:1) | Thousand Tons | 0 | 0 | 0 | 0 | 0 | 0 | 0
CT Fac. Spec. - SO2 Rate Annual v3.1, Unit 1201 and retrofits | 393 | 1769 | Rate Constraint in lbs/MMBtu | FALSE | L | Annual | Allowances Withdrawn (n:1) | Thousand Tons | 0 | 0 | 0 | 0 | 0 | 0 | 0
CT Fac. Spec. - SO2 Rate Annual v3.1, Unit 1201 and retrofits | 393 | 1769 | Rate Constraint in lbs/MMBtu | FALSE | L | Annual | Net Emissions Allowance Position | Thousand Tons | 0 | 0 | 0 | 0 | 0 | 0 | 0
CT Fac. Spec. - SO2 Rate Annual v3.1, Unit 1201 and retrofits | 393 | 1769 | Rate Constraint in lbs/MMBtu | FALSE | L | Annual | Fuel Consumed | TBtu | 0.012134 | 0.012134 | 0.012134 | 0.012134 | 0.012134 | 0.06168 | 0.06168
CT Fac. Spec. - SO2 Rate Annual v3.1, Unit 1201 and retrofits | 393 | 1769 | Rate Constraint in lbs/MMBtu | FALSE | L | Annual | Rate | lb/MMBtu | 0 | 0 | 0 | 0 | 0 | 0 | 0
CT Fac. Spec. - SO2 Rate Annual v3.1, Unit 1201 and retrofits | 393 | 1769 | Rate Constraint in lbs/MMBtu | FALSE | L | Annual | Generation | TWh | 0.001004 | 0.001004 | 0.001004 | 0.001004 | 0.001004 | 0.0051038 | 0.0051038
CT Fac. Spec. - SO2 Rate Annual v3.1, Unit 1201 and retrofits | 393 | 1769 | Rate Constraint in lbs/MMBtu | FALSE | L | Annual | Qualifying Generation | TWh | 0.001004 | 0.001004 | 0.001004 | 0.001004 | 0.001004 | 0.0051038 | 0.0051038
CT Fac. Spec. - SO2 Rate Annual v3.1, Unit 1201 and retrofits | 393 | 1769 | Rate Constraint in lbs/MMBtu | FALSE | L | Annual | Rate | lb/MWh | 0 | 0 | 0 | 0 | 0 | 0 | 0
CT Fac. Spec. - SO2 Rate Annual v3.1, Unit 1201 and retrofits | 393 | 1769 | Rate Constraint in lbs/MMBtu | FALSE | L | Annual | Constraint Shadow Price | US2011$/Ton | 0 | 0 | 0 | 0 | 0 | 0 | 0
CT Fac. Spec. - SO2 Rate Annual v3.1, Unit 1202 and retrofits | 394 | 1769 | Rate Constraint in lbs/MMBtu | FALSE | L | Annual | Seasons Included | Seasons | Winter, Summer | Winter, Summer | Winter, Summer | Winter, Summer | Winter, Summer | Winter, Summer | Winter, Summer
CT Fac. Spec. - SO2 Rate Annual v3.1, Unit 1202 and retrofits | 394 | 1769 | Rate Constraint in lbs/MMBtu | FALSE | L | Annual | Standard SO2 | lb/MMBtu | 0.33 | 0.33 | 0.33 | 0.33 | 0.33 | 0.33 | 0.33
CT Fac. Spec. - SO2 Rate Annual v3.1, Unit 1202 and retrofits | 394 | 1769 | Rate Constraint in lbs/MMBtu | FALSE | L | Annual | Emissions at Affected Plants SO2 | Thousand Tons | 0 | 0 | 0 | 0 | 0 | 0 | 0
CT Fac. Spec. - SO2 Rate Annual v3.1, Unit 1202 and retrofits | 394 | 1769 | Rate Constraint in lbs/MMBtu | FALSE | L | Annual | Allowances Purchased SO2 | Thousand Tons | 0 | 0 | 0 | 0 | 0 | 0 | 0
CT Fac. Spec. - SO2 Rate Annual v3.1, Unit 1202 and retrofits | 394 | 1769 | Rate Constraint in lbs/MMBtu | FALSE | L | Annual | Allowances Sold SO2 | Thousand Tons | 0 | 0 | 0 | 0 | 0 | 0 | 0
CT Fac. Spec. - SO2 Rate Annual v3.1, Unit 1202 and retrofits | 394 | 1769 | Rate Constraint in lbs/MMBtu | FALSE | L | Annual | Allowances Banked | Thousand Tons | 0 | 0 | 0 | 0 | 0 | 0 | 0
CT Fac. Spec. - SO2 Rate Annual v3.1, Unit 1202 and retrofits | 394 | 1769 | Rate Constraint in lbs/MMBtu | FALSE | L | Annual | Allowances Withdrawn (1:1) | Thousand Tons | 0 | 0 | 0 | 0 | 0 | 0 | 0
CT Fac. Spec. - SO2 Rate Annual v3.1, Unit 1202 and retrofits | 394 | 1769 | Rate Constraint in lbs/MMBtu | FALSE | L | Annual | Allowances Withdrawn (n:1) | Thousand Tons | 0 | 0 | 0 | 0 | 0 | 0 | 0
CT Fac. Spec. - SO2 Rate Annual v3.1, Unit 1202 and retrofits | 394 | 1769 | Rate Constraint in lbs/MMBtu | FALSE | L | Annual | Net Emissions Allowance Position | Thousand Tons | 0 | 0 | 0 | 0 | 0 | 0 | 0
CT Fac. Spec. - SO2 Rate Annual v3.1, Unit 1202 and retrofits | 394 | 1769 | Rate Constraint in lbs/MMBtu | FALSE | L | Annual | Fuel Consumed | TBtu | 0.01135 | 0.01135 | 0.01135 | 0.01135 | 0.01135 | 0.057696 | 0.057696
CT Fac. Spec. - SO2 Rate Annual v3.1, Unit 1202 and retrofits | 394 | 1769 | Rate Constraint in lbs/MMBtu | FALSE | L | Annual | Rate | lb/MMBtu | 0 | 0 | 0 | 0 | 0 | 0 | 0
CT Fac. Spec. - SO2 Rate Annual v3.1, Unit 1202 and retrofits | 394 | 1769 | Rate Constraint in lbs/MMBtu | FALSE | L | Annual | Generation | TWh | 0.00093926 | 0.00093926 | 0.00093926 | 0.00093926 | 0.00093926 | 0.0047746 | 0.0047746
CT Fac. Spec. - SO2 Rate Annual v3.1, Unit 1202 and retrofits | 394 | 1769 | Rate Constraint in lbs/MMBtu | FALSE | L | Annual | Qualifying Generation | TWh | 0.00093926 | 0.00093926 | 0.00093926 | 0.00093926 | 0.00093926 | 0.0047746 | 0.0047746
CT Fac. Spec. - SO2 Rate Annual v3.1, Unit 1202 and retrofits | 394 | 1769 | Rate Constraint in lbs/MMBtu | FALSE | L | Annual | Rate | lb/MWh | 0 | 0 | 0 | 0 | 0 | 0 | 0
CT Fac. Spec. - SO2 Rate Annual v3.1, Unit 1202 and retrofits | 394 | 1769 | Rate Constraint in lbs/MMBtu | FALSE | L | Annual | Constraint Shadow Price | US2011$/Ton | 0 | 0 | 0 | 0 | 0 | 0 | 0
CT Fac. Spec. - SO2 Rate Annual v3.1, Unit 1203 and retrofits | 395 | 1769 | Rate Constraint in lbs/MMBtu | FALSE | L | Annual | Seasons Included | Seasons | Winter, Summer | Winter, Summer | Winter, Summer | Winter, Summer | Winter, Summer | Winter, Summer | Winter, Summer
CT Fac. Spec. - SO2 Rate Annual v3.1, Unit 1203 and retrofits | 395 | 1769 | Rate Constraint in lbs/MMBtu | FALSE | L | Annual | Standard SO2 | lb/MMBtu | 0.33 | 0.33 | 0.33 | 0.33 | 0.33 | 0.33 | 0.33
CT Fac. Spec. - SO2 Rate Annual v3.1, Unit 1203 and retrofits | 395 | 1769 | Rate Constraint in lbs/MMBtu | FALSE | L | Annual | Emissions at Affected Plants SO2 | Thousand Tons | 0 | 0 | 0 | 0 | 0 | 0 | 0
CT Fac. Spec. - SO2 Rate Annual v3.1, Unit 1203 and retrofits | 395 | 1769 | Rate Constraint in lbs/MMBtu | FALSE | L | Annual | Allowances Purchased SO2 | Thousand Tons | 0 | 0 | 0 | 0 | 0 | 0 | 0
CT Fac. Spec. - SO2 Rate Annual v3.1, Unit 1203 and retrofits | 395 | 1769 | Rate Constraint in lbs/MMBtu | FALSE | L | Annual | Allowances Sold SO2 | Thousand Tons | 0 | 0 | 0 | 0 | 0 | 0 | 0
CT Fac. Spec. - SO2 Rate Annual v3.1, Unit 1203 and retrofits | 395 | 1769 | Rate Constraint in lbs/MMBtu | FALSE | L | Annual | Allowances Banked | Thousand Tons | 0 | 0 | 0 | 0 | 0 | 0 | 0
CT Fac. Spec. - SO2 Rate Annual v3.1, Unit 1203 and retrofits | 395 | 1769 | Rate Constraint in lbs/MMBtu | FALSE | L | Annual | Allowances Withdrawn (1:1) | Thousand Tons | 0 | 0 | 0 | 0 | 0 | 0 | 0
CT Fac. Spec. - SO2 Rate Annual v3.1, Unit 1203 and retrofits | 395 | 1769 | Rate Constraint in lbs/MMBtu | FALSE | L | Annual | Allowances Withdrawn (n:1) | Thousand Tons | 0 | 0 | 0 | 0 | 0 | 0 | 0
CT Fac. Spec. - SO2 Rate Annual v3.1, Unit 1203 and retrofits | 395 | 1769 | Rate Constraint in lbs/MMBtu | FALSE | L | Annual | Net Emissions Allowance Position | Thousand Tons | 0 | 0 | 0 | 0 | 0 | 0 | 0
CT Fac. Spec. - SO2 Rate Annual v3.1, Unit 1203 and retrofits | 395 | 1769 | Rate Constraint in lbs/MMBtu | FALSE | L | Annual | Fuel Consumed | TBtu | 0.01135 | 0.01135 | 0.01135 | 0.01135 | 0.01135 | 0.057696 | 0.057696
CT Fac. Spec. - SO2 Rate Annual v3.1, Unit 1203 and retrofits | 395 | 1769 | Rate Constraint in lbs/MMBtu | FALSE | L | Annual | Rate | lb/MMBtu | 0 | 0 | 0 | 0 | 0 | 0 | 0
CT Fac. Spec. - SO2 Rate Annual v3.1, Unit 1203 and retrofits | 395 | 1769 | Rate Constraint in lbs/MMBtu | FALSE | L | Annual | Generation | TWh | 0.00093926 | 0.00093926 | 0.00093926 | 0.00093926 | 0.00093926 | 0.0047746 | 0.0047746
CT Fac. Spec. - SO2 Rate Annual v3.1, Unit 1203 and retrofits | 395 | 1769 | Rate Constraint in lbs/MMBtu | FALSE | L | Annual | Qualifying Generation | TWh | 0.00093926 | 0.00093926 | 0.00093926 | 0.00093926 | 0.00093926 | 0.0047746 | 0.0047746
CT Fac. Spec. - SO2 Rate Annual v3.1, Unit 1203 and retrofits | 395 | 1769 | Rate Constraint in lbs/MMBtu | FALSE | L | Annual | Rate | lb/MWh | 0 | 0 | 0 | 0 | 0 | 0 | 0
CT Fac. Spec. - SO2 Rate Annual v3.1, Unit 1203 and retrofits | 395 | 1769 | Rate Constraint in lbs/MMBtu | FALSE | L | Annual | Constraint Shadow Price | US2011$/Ton | 0 | 0 | 0 | 0 | 0 | 0 | 0
CT Fac. Spec. - SO2 Rate Annual v3.1, Unit 1204 and retrofits | 396 | 1769 | Rate Constraint in lbs/MMBtu | FALSE | L | Annual | Seasons Included | Seasons | Winter, Summer | Winter, Summer | Winter, Summer | Winter, Summer | Winter, Summer | Winter, Summer | Winter, Summer
CT Fac. Spec. - SO2 Rate Annual v3.1, Unit 1204 and retrofits | 396 | 1769 | Rate Constraint in lbs/MMBtu | FALSE | L | Annual | Standard SO2 | lb/MMBtu | 0.33 | 0.33 | 0.33 | 0.33 | 0.33 | 0.33 | 0.33
CT Fac. Spec. - SO2 Rate Annual v3.1, Unit 1204 and retrofits | 396 | 1769 | Rate Constraint in lbs/MMBtu | FALSE | L | Annual | Emissions at Affected Plants SO2 | Thousand Tons | 0 | 0 | 0 | 0 | 0 | 0 | 0
CT Fac. Spec. - SO2 Rate Annual v3.1, Unit 1204 and retrofits | 396 | 1769 | Rate Constraint in lbs/MMBtu | FALSE | L | Annual | Allowances Purchased SO2 | Thousand Tons | 0 | 0 | 0 | 0 | 0 | 0 | 0
CT Fac. Spec. - SO2 Rate Annual v3.1, Unit 1204 and retrofits | 396 | 1769 | Rate Constraint in lbs/MMBtu | FALSE | L | Annual | Allowances Sold SO2 | Thousand Tons | 0 | 0 | 0 | 0 | 0 | 0 | 0
CT Fac. Spec. - SO2 Rate Annual v3.1, Unit 1204 and retrofits | 396 | 1769 | Rate Constraint in lbs/MMBtu | FALSE | L | Annual | Allowances Banked | Thousand Tons | 0 | 0 | 0 | 0 | 0 | 0 | 0
CT Fac. Spec. - SO2 Rate Annual v3.1, Unit 1204 and retrofits | 396 | 1769 | Rate Constraint in lbs/MMBtu | FALSE | L | Annual | Allowances Withdrawn (1:1) | Thousand Tons | 0 | 0 | 0 | 0 | 0 | 0 | 0
CT Fac. Spec. - SO2 Rate Annual v3.1, Unit 1204 and retrofits | 396 | 1769 | Rate Constraint in lbs/MMBtu | FALSE | L | Annual | Allowances Withdrawn (n:1) | Thousand Tons | 0 | 0 | 0 | 0 | 0 | 0 | 0
CT Fac. Spec. - SO2 Rate Annual v3.1, Unit 1204 and retrofits | 396 | 1769 | Rate Constraint in lbs/MMBtu | FALSE | L | Annual | Net Emissions Allowance Position | Thousand Tons | 0 | 0 | 0 | 0 | 0 | 0 | 0
CT Fac. Spec. - SO2 Rate Annual v3.1, Unit 1204 and retrofits | 396 | 1769 | Rate Constraint in lbs/MMBtu | FALSE | L | Annual | Fuel Consumed | TBtu | 0.011741 | 0.011741 | 0.011741 | 0.011741 | 0.011741 | 0.059685 | 0.059685
CT Fac. Spec. - SO2 Rate Annual v3.1, Unit 1204 and retrofits | 396 | 1769 | Rate Constraint in lbs/MMBtu | FALSE | L | Annual | Rate | lb/MMBtu | 0 | 0 | 0 | 0 | 0 | 0 | 0
CT Fac. Spec. - SO2 Rate Annual v3.1, Unit 1204 and retrofits | 396 | 1769 | Rate Constraint in lbs/MMBtu | FALSE | L | Annual | Generation | TWh | 0.00097165 | 0.00097165 | 0.00097165 | 0.00097165 | 0.00097165 | 0.0049392 | 0.0049392
CT Fac. Spec. - SO2 Rate Annual v3.1, Unit 1204 and retrofits | 396 | 1769 | Rate Constraint in lbs/MMBtu | FALSE | L | Annual | Qualifying Generation | TWh | 0.00097165 | 0.00097165 | 0.00097165 | 0.00097165 | 0.00097165 | 0.0049392 | 0.0049392
CT Fac. Spec. - SO2 Rate Annual v3.1, Unit 1204 and retrofits | 396 | 1769 | Rate Constraint in lbs/MMBtu | FALSE | L | Annual | Rate | lb/MWh | 0 | 0 | 0 | 0 | 0 | 0 | 0
CT Fac. Spec. - SO2 Rate Annual v3.1, Unit 1204 and retrofits | 396 | 1769 | Rate Constraint in lbs/MMBtu | FALSE | L | Annual | Constraint Shadow Price | US2011$/Ton | 0 | 0 | 0 | 0 | 0 | 0 | 0
CT Fac. Spec. - SO2 Rate Annual v3.1, Unit 1206 and retrofits | 397 | 1769 | Rate Constraint in lbs/MMBtu | FALSE | L | Annual | Seasons Included | Seasons | Winter, Summer | Winter, Summer | Winter, Summer | Winter, Summer | Winter, Summer | Winter, Summer | Winter, Summer
CT Fac. Spec. - SO2 Rate Annual v3.1, Unit 1206 and retrofits | 397 | 1769 | Rate Constraint in lbs/MMBtu | FALSE | L | Annual | Standard SO2 | lb/MMBtu | 0.33 | 0.33 | 0.33 | 0.33 | 0.33 | 0.33 | 0.33
CT Fac. Spec. - SO2 Rate Annual v3.1, Unit 1206 and retrofits | 397 | 1769 | Rate Constraint in lbs/MMBtu | FALSE | L | Annual | Emissions at Affected Plants SO2 | Thousand Tons | 0 | 0 | 0 | 0 | 0 | 0 | 0
CT Fac. Spec. - SO2 Rate Annual v3.1, Unit 1206 and retrofits | 397 | 1769 | Rate Constraint in lbs/MMBtu | FALSE | L | Annual | Allowances Purchased SO2 | Thousand Tons | 0 | 0 | 0 | 0 | 0 | 0 | 0
CT Fac. Spec. - SO2 Rate Annual v3.1, Unit 1206 and retrofits | 397 | 1769 | Rate Constraint in lbs/MMBtu | FALSE | L | Annual | Allowances Sold SO2 | Thousand Tons | 0 | 0 | 0 | 0 | 0 | 0 | 0
CT Fac. Spec. - SO2 Rate Annual v3.1, Unit 1206 and retrofits | 397 | 1769 | Rate Constraint in lbs/MMBtu | FALSE | L | Annual | Allowances Banked | Thousand Tons | 0 | 0 | 0 | 0 | 0 | 0 | 0
CT Fac. Spec. - SO2 Rate Annual v3.1, Unit 1206 and retrofits | 397 | 1769 | Rate Constraint in lbs/MMBtu | FALSE | L | Annual | Allowances Withdrawn (1:1) | Thousand Tons | 0 | 0 | 0 | 0 | 0 | 0 | 0
CT Fac. Spec. - SO2 Rate Annual v3.1, Unit 1206 and retrofits | 397 | 1769 | Rate Constraint in lbs/MMBtu | FALSE | L | Annual | Allowances Withdrawn (n:1) | Thousand Tons | 0 | 0 | 0 | 0 | 0 | 0 | 0
CT Fac. Spec. - SO2 Rate Annual v3.1, Unit 1206 and retrofits | 397 | 1769 | Rate Constraint in lbs/MMBtu | FALSE | L | Annual | Net Emissions Allowance Position | Thousand Tons | 0 | 0 | 0 | 0 | 0 | 0 | 0
CT Fac. Spec. - SO2 Rate Annual v3.1, Unit 1206 and retrofits | 397 | 1769 | Rate Constraint in lbs/MMBtu | FALSE | L | Annual | Fuel Consumed | TBtu | 0.015486 | 0.015486 | 0.015486 | 0.078723 | 0.078723 | 0.078723 | 0.078723
CT Fac. Spec. - SO2 Rate Annual v3.1, Unit 1206 and retrofits | 397 | 1769 | Rate Constraint in lbs/MMBtu | FALSE | L | Annual | Rate | lb/MMBtu | 0 | 0 | 0 | 0 | 0 | 0 | 0
CT Fac. Spec. - SO2 Rate Annual v3.1, Unit 1206 and retrofits | 397 | 1769 | Rate Constraint in lbs/MMBtu | FALSE | L | Annual | Generation | TWh | 0.0014413 | 0.0014413 | 0.0014413 | 0.0073265 | 0.0073265 | 0.0073265 | 0.0073265
CT Fac. Spec. - SO2 Rate Annual v3.1, Unit 1206 and retrofits | 397 | 1769 | Rate Constraint in lbs/MMBtu | FALSE | L | Annual | Qualifying Generation | TWh | 0.0014413 | 0.0014413 | 0.0014413 | 0.0073265 | 0.0073265 | 0.0073265 | 0.0073265
CT Fac. Spec. - SO2 Rate Annual v3.1, Unit 1206 and retrofits | 397 | 1769 | Rate Constraint in lbs/MMBtu | FALSE | L | Annual | Rate | lb/MWh | 0 | 0 | 0 | 0 | 0 | 0 | 0
CT Fac. Spec. - SO2 Rate Annual v3.1, Unit 1206 and retrofits | 397 | 1769 | Rate Constraint in lbs/MMBtu | FALSE | L | Annual | Constraint Shadow Price | US2011$/Ton | 0 | 0 | 0 | 0 | 0 | 0 | 0
CT Fac. Spec. - SO2 Rate Annual v3.1, Unit 1207 and retrofits | 398 | 1769 | Rate Constraint in lbs/MMBtu | FALSE | L | Annual | Seasons Included | Seasons | Winter, Summer | Winter, Summer | Winter, Summer | Winter, Summer | Winter, Summer | Winter, Summer | Winter, Summer
CT Fac. Spec. - SO2 Rate Annual v3.1, Unit 1207 and retrofits | 398 | 1769 | Rate Constraint in lbs/MMBtu | FALSE | L | Annual | Standard SO2 | lb/MMBtu | 0.33 | 0.33 | 0.33 | 0.33 | 0.33 | 0.33 | 0.33
CT Fac. Spec. - SO2 Rate Annual v3.1, Unit 1207 and retrofits | 398 | 1769 | Rate Constraint in lbs/MMBtu | FALSE | L | Annual | Emissions at Affected Plants SO2 | Thousand Tons | 0 | 0 | 0 | 0 | 0 | 0 | 0
CT Fac. Spec. - SO2 Rate Annual v3.1, Unit 1207 and retrofits | 398 | 1769 | Rate Constraint in lbs/MMBtu | FALSE | L | Annual | Allowances Purchased SO2 | Thousand Tons | 0 | 0 | 0 | 0 | 0 | 0 | 0
CT Fac. Spec. - SO2 Rate Annual v3.1, Unit 1207 and retrofits | 398 | 1769 | Rate Constraint in lbs/MMBtu | FALSE | L | Annual | Allowances Sold SO2 | Thousand Tons | 0 | 0 | 0 | 0 | 0 | 0 | 0
CT Fac. Spec. - SO2 Rate Annual v3.1, Unit 1207 and retrofits | 398 | 1769 | Rate Constraint in lbs/MMBtu | FALSE | L | Annual | Allowances Banked | Thousand Tons | 0 | 0 | 0 | 0 | 0 | 0 | 0
CT Fac. Spec. - SO2 Rate Annual v3.1, Unit 1207 and retrofits | 398 | 1769 | Rate Constraint in lbs/MMBtu | FALSE | L | Annual | Allowances Withdrawn (1:1) | Thousand Tons | 0 | 0 | 0 | 0 | 0 | 0 | 0
CT Fac. Spec. - SO2 Rate Annual v3.1, Unit 1207 and retrofits | 398 | 1769 | Rate Constraint in lbs/MMBtu | FALSE | L | Annual | Allowances Withdrawn (n:1) | Thousand Tons | 0 | 0 | 0 | 0 | 0 | 0 | 0
CT Fac. Spec. - SO2 Rate Annual v3.1, Unit 1207 and retrofits | 398 | 1769 | Rate Constraint in lbs/MMBtu | FALSE | L | Annual | Net Emissions Allowance Position | Thousand Tons | 0 | 0 | 0 | 0 | 0 | 0 | 0
CT Fac. Spec. - SO2 Rate Annual v3.1, Unit 1207 and retrofits | 398 | 1769 | Rate Constraint in lbs/MMBtu | FALSE | L | Annual | Fuel Consumed | TBtu | 0.030973 | 0.030973 | 0.030973 | 0.15745 | 0.15745 | 0.15745 | 0.15745
CT Fac. Spec. - SO2 Rate Annual v3.1, Unit 1207 and retrofits | 398 | 1769 | Rate Constraint in lbs/MMBtu | FALSE | L | Annual | Rate | lb/MMBtu | 0 | 0 | 0 | 0 | 0 | 0 | 0
CT Fac. Spec. - SO2 Rate Annual v3.1, Unit 1207 and retrofits | 398 | 1769 | Rate Constraint in lbs/MMBtu | FALSE | L | Annual | Generation | TWh | 0.0028825 | 0.0028825 | 0.0028825 | 0.014653 | 0.014653 | 0.014653 | 0.014653
CT Fac. Spec. - SO2 Rate Annual v3.1, Unit 1207 and retrofits | 398 | 1769 | Rate Constraint in lbs/MMBtu | FALSE | L | Annual | Qualifying Generation | TWh | 0.0028825 | 0.0028825 | 0.0028825 | 0.014653 | 0.014653 | 0.014653 | 0.014653
CT Fac. Spec. - SO2 Rate Annual v3.1, Unit 1207 and retrofits | 398 | 1769 | Rate Constraint in lbs/MMBtu | FALSE | L | Annual | Rate | lb/MWh | 0 | 0 | 0 | 0 | 0 | 0 | 0
CT Fac. Spec. - SO2 Rate Annual v3.1, Unit 1207 and retrofits | 398 | 1769 | Rate Constraint in lbs/MMBtu | FALSE | L | Annual | Constraint Shadow Price | US2011$/Ton | 0 | 0 | 0 | 0 | 0 | 0 | 0
CT Fac. Spec. - SO2 Rate Annual v3.1, Unit 3058 and retrofits | 399 | 1769 | Rate Constraint in lbs/MMBtu | FALSE | L | Annual | Seasons Included | Seasons | Winter, Summer | Winter, Summer | Winter, Summer | Winter, Summer | Winter, Summer | Winter, Summer | Winter, Summer
CT Fac. Spec. - SO2 Rate Annual v3.1, Unit 3058 and retrofits | 399 | 1769 | Rate Constraint in lbs/MMBtu | FALSE | L | Annual | Standard SO2 | lb/MMBtu | 0.33 | 0.33 | 0.33 | 0.33 | 0.33 | 0.33 | 0.33
CT Fac. Spec. - SO2 Rate Annual v3.1, Unit 3058 and retrofits | 399 | 1769 | Rate Constraint in lbs/MMBtu | FALSE | L | Annual | Emissions at Affected Plants SO2 | Thousand Tons | 0 | 0 | 0 | 0 | 0 | 0 | 0
CT Fac. Spec. - SO2 Rate Annual v3.1, Unit 3058 and retrofits | 399 | 1769 | Rate Constraint in lbs/MMBtu | FALSE | L | Annual | Allowances Purchased SO2 | Thousand Tons | 0 | 0 | 0 | 0 | 0 | 0 | 0
CT Fac. Spec. - SO2 Rate Annual v3.1, Unit 3058 and retrofits | 399 | 1769 | Rate Constraint in lbs/MMBtu | FALSE | L | Annual | Allowances Sold SO2 | Thousand Tons | 0 | 0 | 0 | 0 | 0 | 0 | 0
CT Fac. Spec. - SO2 Rate Annual v3.1, Unit 3058 and retrofits | 399 | 1769 | Rate Constraint in lbs/MMBtu | FALSE | L | Annual | Allowances Banked | Thousand Tons | 0 | 0 | 0 | 0 | 0 | 0 | 0
CT Fac. Spec. - SO2 Rate Annual v3.1, Unit 3058 and retrofits | 399 | 1769 | Rate Constraint in lbs/MMBtu | FALSE | L | Annual | Allowances Withdrawn (1:1) | Thousand Tons | 0 | 0 | 0 | 0 | 0 | 0 | 0
CT Fac. Spec. - SO2 Rate Annual v3.1, Unit 3058 and retrofits | 399 | 1769 | Rate Constraint in lbs/MMBtu | FALSE | L | Annual | Allowances Withdrawn (n:1) | Thousand Tons | 0 | 0 | 0 | 0 | 0 | 0 | 0
CT Fac. Spec. - SO2 Rate Annual v3.1, Unit 3058 and retrofits | 399 | 1769 | Rate Constraint in lbs/MMBtu | FALSE | L | Annual | Net Emissions Allowance Position | Thousand Tons | 0 | 0 | 0 | 0 | 0 | 0 | 0
CT Fac. Spec. - SO2 Rate Annual v3.1, Unit 3058 and retrofits | 399 | 1769 | Rate Constraint in lbs/MMBtu | FALSE | L | Annual | Fuel Consumed | TBtu | 8.5377 | 8.5377 | 8.5377 | 8.5377 | 8.5377 | 8.5377 | 8.5377
CT Fac. Spec. - SO2 Rate Annual v3.1, Unit 3058 and retrofits | 399 | 1769 | Rate Constraint in lbs/MMBtu | FALSE | L | Annual | Rate | lb/MMBtu | 0 | 0 | 0 | 0 | 0 | 0 | 0
CT Fac. Spec. - SO2 Rate Annual v3.1, Unit 3058 and retrofits | 399 | 1769 | Rate Constraint in lbs/MMBtu | FALSE | L | Annual | Generation | TWh | 1.1946 | 1.1946 | 1.1946 | 1.1946 | 1.1946 | 1.1946 | 1.1946
CT Fac. Spec. - SO2 Rate Annual v3.1, Unit 3058 and retrofits | 399 | 1769 | Rate Constraint in lbs/MMBtu | FALSE | L | Annual | Qualifying Generation | TWh | 1.1946 | 1.1946 | 1.1946 | 1.1946 | 1.1946 | 1.1946 | 1.1946
CT Fac. Spec. - SO2 Rate Annual v3.1, Unit 3058 and retrofits | 399 | 1769 | Rate Constraint in lbs/MMBtu | FALSE | L | Annual | Rate | lb/MWh | 0 | 0 | 0 | 0 | 0 | 0 | 0
CT Fac. Spec. - SO2 Rate Annual v3.1, Unit 3058 and retrofits | 399 | 1769 | Rate Constraint in lbs/MMBtu | FALSE | L | Annual | Constraint Shadow Price | US2011$/Ton | 0 | 0 | 0 | 0 | 0 | 0 | 0
CT Fac. Spec. - SO2 Rate Annual v3.1, Unit 3059 and retrofits | 400 | 1769 | Rate Constraint in lbs/MMBtu | FALSE | L | Annual | Seasons Included | Seasons | Winter, Summer | Winter, Summer | Winter, Summer | Winter, Summer | Winter, Summer | Winter, Summer | Winter, Summer
CT Fac. Spec. - SO2 Rate Annual v3.1, Unit 3059 and retrofits | 400 | 1769 | Rate Constraint in lbs/MMBtu | FALSE | L | Annual | Standard SO2 | lb/MMBtu | 0.33 | 0.33 | 0.33 | 0.33 | 0.33 | 0.33 | 0.33
CT Fac. Spec. - SO2 Rate Annual v3.1, Unit 3059 and retrofits | 400 | 1769 | Rate Constraint in lbs/MMBtu | FALSE | L | Annual | Emissions at Affected Plants SO2 | Thousand Tons | 0 | 0 | 0 | 0 | 0 | 0 | 0
CT Fac. Spec. - SO2 Rate Annual v3.1, Unit 3059 and retrofits | 400 | 1769 | Rate Constraint in lbs/MMBtu | FALSE | L | Annual | Allowances Purchased SO2 | Thousand Tons | 0 | 0 | 0 | 0 | 0 | 0 | 0
CT Fac. Spec. - SO2 Rate Annual v3.1, Unit 3059 and retrofits | 400 | 1769 | Rate Constraint in lbs/MMBtu | FALSE | L | Annual | Allowances Sold SO2 | Thousand Tons | 0 | 0 | 0 | 0 | 0 | 0 | 0
CT Fac. Spec. - SO2 Rate Annual v3.1, Unit 3059 and retrofits | 400 | 1769 | Rate Constraint in lbs/MMBtu | FALSE | L | Annual | Allowances Banked | Thousand Tons | 0 | 0 | 0 | 0 | 0 | 0 | 0
CT Fac. Spec. - SO2 Rate Annual v3.1, Unit 3059 and retrofits | 400 | 1769 | Rate Constraint in lbs/MMBtu | FALSE | L | Annual | Allowances Withdrawn (1:1) | Thousand Tons | 0 | 0 | 0 | 0 | 0 | 0 | 0
CT Fac. Spec. - SO2 Rate Annual v3.1, Unit 3059 and retrofits | 400 | 1769 | Rate Constraint in lbs/MMBtu | FALSE | L | Annual | Allowances Withdrawn (n:1) | Thousand Tons | 0 | 0 | 0 | 0 | 0 | 0 | 0
CT Fac. Spec. - SO2 Rate Annual v3.1, Unit 3059 and retrofits | 400 | 1769 | Rate Constraint in lbs/MMBtu | FALSE | L | Annual | Net Emissions Allowance Position | Thousand Tons | 0 | 0 | 0 | 0 | 0 | 0 | 0
CT Fac. Spec. - SO2 Rate Annual v3.1, Unit 3059 and retrofits | 400 | 1769 | Rate Constraint in lbs/MMBtu | FALSE | L | Annual | Fuel Consumed | TBtu | 8.0482 | 8.0482 | 8.0482 | 8.0482 | 8.0482 | 8.0482 | 8.0482
CT Fac. Spec. - SO2 Rate Annual v3.1, Unit 3059 and retrofits | 400 | 1769 | Rate Constraint in lbs/MMBtu | FALSE | L | Annual | Rate | lb/MMBtu | 0 | 0 | 0 | 0 | 0 | 0 | 0
CT Fac. Spec. - SO2 Rate Annual v3.1, Unit 3059 and retrofits | 400 | 1769 | Rate Constraint in lbs/MMBtu | FALSE | L | Annual | Generation | TWh | 1.1261 | 1.1261 | 1.1261 | 1.1261 | 1.1261 | 1.1261 | 1.1261
CT Fac. Spec. - SO2 Rate Annual v3.1, Unit 3059 and retrofits | 400 | 1769 | Rate Constraint in lbs/MMBtu | FALSE | L | Annual | Qualifying Generation | TWh | 1.1261 | 1.1261 | 1.1261 | 1.1261 | 1.1261 | 1.1261 | 1.1261
CT Fac. Spec. - SO2 Rate Annual v3.1, Unit 3059 and retrofits | 400 | 1769 | Rate Constraint in lbs/MMBtu | FALSE | L | Annual | Rate | lb/MWh | 0 | 0 | 0 | 0 | 0 | 0 | 0
CT Fac. Spec. - SO2 Rate Annual v3.1, Unit 3059 and retrofits | 400 | 1769 | Rate Constraint in lbs/MMBtu | FALSE | L | Annual | Constraint Shadow Price | US2011$/Ton | 0 | 0 | 0 | 0 | 0 | 0 | 0
CT Fac. Spec. - SO2 Rate Annual v3.1, Unit 3060 and retrofits | 401 | 1769 | Rate Constraint in lbs/MMBtu | FALSE | L | Annual | Seasons Included | Seasons | Winter, Summer | Winter, Summer | Winter, Summer | Winter, Summer | Winter, Summer | Winter, Summer | Winter, Summer
CT Fac. Spec. - SO2 Rate Annual v3.1, Unit 3060 and retrofits | 401 | 1769 | Rate Constraint in lbs/MMBtu | FALSE | L | Annual | Standard SO2 | lb/MMBtu | 0.33 | 0.33 | 0.33 | 0.33 | 0.33 | 0.33 | 0.33
CT Fac. Spec. - SO2 Rate Annual v3.1, Unit 3060 and retrofits | 401 | 1769 | Rate Constraint in lbs/MMBtu | FALSE | L | Annual | Emissions at Affected Plants SO2 | Thousand Tons | 0 | 0 | 0 | 0 | 0 | 0 | 0
CT Fac. Spec. - SO2 Rate Annual v3.1, Unit 3060 and retrofits | 401 | 1769 | Rate Constraint in lbs/MMBtu | FALSE | L | Annual | Allowances Purchased SO2 | Thousand Tons | 0 | 0 | 0 | 0 | 0 | 0 | 0
CT Fac. Spec. - SO2 Rate Annual v3.1, Unit 3060 and retrofits | 401 | 1769 | Rate Constraint in lbs/MMBtu | FALSE | L | Annual | Allowances Sold SO2 | Thousand Tons | 0 | 0 | 0 | 0 | 0 | 0 | 0
CT Fac. Spec. - SO2 Rate Annual v3.1, Unit 3060 and retrofits | 401 | 1769 | Rate Constraint in lbs/MMBtu | FALSE | L | Annual | Allowances Banked | Thousand Tons | 0 | 0 | 0 | 0 | 0 | 0 | 0
CT Fac. Spec. - SO2 Rate Annual v3.1, Unit 3060 and retrofits | 401 | 1769 | Rate Constraint in lbs/MMBtu | FALSE | L | Annual | Allowances Withdrawn (1:1) | Thousand Tons | 0 | 0 | 0 | 0 | 0 | 0 | 0
CT Fac. Spec. - SO2 Rate Annual v3.1, Unit 3060 and retrofits | 401 | 1769 | Rate Constraint in lbs/MMBtu | FALSE | L | Annual | Allowances Withdrawn (n:1) | Thousand Tons | 0 | 0 | 0 | 0 | 0 | 0 | 0
CT Fac. Spec. - SO2 Rate Annual v3.1, Unit 3060 and retrofits | 401 | 1769 | Rate Constraint in lbs/MMBtu | FALSE | L | Annual | Net Emissions Allowance Position | Thousand Tons | 0 | 0 | 0 | 0 | 0 | 0 | 0
CT Fac. Spec. - SO2 Rate Annual v3.1, Unit 3060 and retrofits | 401 | 1769 | Rate Constraint in lbs/MMBtu | FALSE | L | Annual | Fuel Consumed | TBtu | 8.0482 | 8.0482 | 8.0482 | 8.0482 | 8.0482 | 8.0482 | 8.0482
CT Fac. Spec. - SO2 Rate Annual v3.1, Unit 3060 and retrofits | 401 | 1769 | Rate Constraint in lbs/MMBtu | FALSE | L | Annual | Rate | lb/MMBtu | 0 | 0 | 0 | 0 | 0 | 0 | 0
CT Fac. Spec. - SO2 Rate Annual v3.1, Unit 3060 and retrofits | 401 | 1769 | Rate Constraint in lbs/MMBtu | FALSE | L | Annual | Generation | TWh | 1.1261 | 1.1261 | 1.1261 | 1.1261 | 1.1261 | 1.1261 | 1.1261
CT Fac. Spec. - SO2 Rate Annual v3.1, Unit 3060 and retrofits | 401 | 1769 | Rate Constraint in lbs/MMBtu | FALSE | L | Annual | Qualifying Generation | TWh | 1.1261 | 1.1261 | 1.1261 | 1.1261 | 1.1261 | 1.1261 | 1.1261
CT Fac. Spec. - SO2 Rate Annual v3.1, Unit 3060 and retrofits | 401 | 1769 | Rate Constraint in lbs/MMBtu | FALSE | L | Annual | Rate | lb/MWh | 0 | 0 | 0 | 0 | 0 | 0 | 0
CT Fac. Spec. - SO2 Rate Annual v3.1, Unit 3060 and retrofits | 401 | 1769 | Rate Constraint in lbs/MMBtu | FALSE | L | Annual | Constraint Shadow Price | US2011$/Ton | 0 | 0 | 0 | 0 | 0 | 0 | 0
CT Fac. Spec. - SO2 Rate Annual v3.1, Unit 3062 and retrofits | 402 | 1769 | Rate Constraint in lbs/MMBtu | FALSE | L | Annual | Seasons Included | Seasons | Winter, Summer | Winter, Summer | Winter, Summer | Winter, Summer | Winter, Summer | Winter, Summer | Winter, Summer
CT Fac. Spec. - SO2 Rate Annual v3.1, Unit 3062 and retrofits | 402 | 1769 | Rate Constraint in lbs/MMBtu | FALSE | L | Annual | Standard SO2 | lb/MMBtu | 0.33 | 0.33 | 0.33 | 0.33 | 0.33 | 0.33 | 0.33
CT Fac. Spec. - SO2 Rate Annual v3.1, Unit 3062 and retrofits | 402 | 1769 | Rate Constraint in lbs/MMBtu | FALSE | L | Annual | Emissions at Affected Plants SO2 | Thousand Tons | 0 | 0 | 0 | 0 | 0 | 0 | 0
CT Fac. Spec. - SO2 Rate Annual v3.1, Unit 3062 and retrofits | 402 | 1769 | Rate Constraint in lbs/MMBtu | FALSE | L | Annual | Allowances Purchased SO2 | Thousand Tons | 0 | 0 | 0 | 0 | 0 | 0 | 0
CT Fac. Spec. - SO2 Rate Annual v3.1, Unit 3062 and retrofits | 402 | 1769 | Rate Constraint in lbs/MMBtu | FALSE | L | Annual | Allowances Sold SO2 | Thousand Tons | 0 | 0 | 0 | 0 | 0 | 0 | 0
CT Fac. Spec. - SO2 Rate Annual v3.1, Unit 3062 and retrofits | 402 | 1769 | Rate Constraint in lbs/MMBtu | FALSE | L | Annual | Allowances Banked | Thousand Tons | 0 | 0 | 0 | 0 | 0 | 0 | 0
CT Fac. Spec. - SO2 Rate Annual v3.1, Unit 3062 and retrofits | 402 | 1769 | Rate Constraint in lbs/MMBtu | FALSE | L | Annual | Allowances Withdrawn (1:1) | Thousand Tons | 0 | 0 | 0 | 0 | 0 | 0 | 0
CT Fac. Spec. - SO2 Rate Annual v3.1, Unit 3062 and retrofits | 402 | 1769 | Rate Constraint in lbs/MMBtu | FALSE | L | Annual | Allowances Withdrawn (n:1) | Thousand Tons | 0 | 0 | 0 | 0 | 0 | 0 | 0
CT Fac. Spec. - SO2 Rate Annual v3.1, Unit 3062 and retrofits | 402 | 1769 | Rate Constraint in lbs/MMBtu | FALSE | L | Annual | Net Emissions Allowance Position | Thousand Tons | 0 | 0 | 0 | 0 | 0 | 0 | 0
CT Fac. Spec. - SO2 Rate Annual v3.1, Unit 3062 and retrofits | 402 | 1769 | Rate Constraint in lbs/MMBtu | FALSE | L | Annual | Fuel Consumed | TBtu | 9.4946 | 9.4946 | 9.4946 | 9.4946 | 9.4946 | 9.4946 | 9.4946
CT Fac. Spec. - SO2 Rate Annual v3.1, Unit 3062 and retrofits | 402 | 1769 | Rate Constraint in lbs/MMBtu | FALSE | L | Annual | Rate | lb/MMBtu | 0 | 0 | 0 | 0 | 0 | 0 | 0
CT Fac. Spec. - SO2 Rate Annual v3.1, Unit 3062 and retrofits | 402 | 1769 | Rate Constraint in lbs/MMBtu | FALSE | L | Annual | Generation | TWh | 1.3468 | 1.3468 | 1.3468 | 1.3468 | 1.3468 | 1.3468 | 1.3468
CT Fac. Spec. - SO2 Rate Annual v3.1, Unit 3062 and retrofits | 402 | 1769 | Rate Constraint in lbs/MMBtu | FALSE | L | Annual | Qualifying Generation | TWh | 1.3468 | 1.3468 | 1.3468 | 1.3468 | 1.3468 | 1.3468 | 1.3468
CT Fac. Spec. - SO2 Rate Annual v3.1, Unit 3062 and retrofits | 402 | 1769 | Rate Constraint in lbs/MMBtu | FALSE | L | Annual | Rate | lb/MWh | 0 | 0 | 0 | 0 | 0 | 0 | 0
CT Fac. Spec. - SO2 Rate Annual v3.1, Unit 3062 and retrofits | 402 | 1769 | Rate Constraint in lbs/MMBtu | FALSE | L | Annual | Constraint Shadow Price | US2011$/Ton | 0 | 0 | 0 | 0 | 0 | 0 | 0
CT Fac. Spec. - SO2 Rate Annual v3.1, Unit 3063 and retrofits | 403 | 1769 | Rate Constraint in lbs/MMBtu | FALSE | L | Annual | Seasons Included | Seasons | Winter, Summer | Winter, Summer | Winter, Summer | Winter, Summer | Winter, Summer | Winter, Summer | Winter, Summer
CT Fac. Spec. - SO2 Rate Annual v3.1, Unit 3063 and retrofits | 403 | 1769 | Rate Constraint in lbs/MMBtu | FALSE | L | Annual | Standard SO2 | lb/MMBtu | 0.33 | 0.33 | 0.33 | 0.33 | 0.33 | 0.33 | 0.33
CT Fac. Spec. - SO2 Rate Annual v3.1, Unit 3063 and retrofits | 403 | 1769 | Rate Constraint in lbs/MMBtu | FALSE | L | Annual | Emissions at Affected Plants SO2 | Thousand Tons | 0 | 0 | 0 | 0 | 0 | 0 | 0
CT Fac. Spec. - SO2 Rate Annual v3.1, Unit 3063 and retrofits | 403 | 1769 | Rate Constraint in lbs/MMBtu | FALSE | L | Annual | Allowances Purchased SO2 | Thousand Tons | 0 | 0 | 0 | 0 | 0 | 0 | 0
CT Fac. Spec. - SO2 Rate Annual v3.1, Unit 3063 and retrofits | 403 | 1769 | Rate Constraint in lbs/MMBtu | FALSE | L | Annual | Allowances Sold SO2 | Thousand Tons | 0 | 0 | 0 | 0 | 0 | 0 | 0
CT Fac. Spec. - SO2 Rate Annual v3.1, Unit 3063 and retrofits | 403 | 1769 | Rate Constraint in lbs/MMBtu | FALSE | L | Annual | Allowances Banked | Thousand Tons | 0 | 0 | 0 | 0 | 0 | 0 | 0
CT Fac. Spec. - SO2 Rate Annual v3.1, Unit 3063 and retrofits | 403 | 1769 | Rate Constraint in lbs/MMBtu | FALSE | L | Annual | Allowances Withdrawn (1:1) | Thousand Tons | 0 | 0 | 0 | 0 | 0 | 0 | 0
CT Fac. Spec. - SO2 Rate Annual v3.1, Unit 3063 and retrofits | 403 | 1769 | Rate Constraint in lbs/MMBtu | FALSE | L | Annual | Allowances Withdrawn (n:1) | Thousand Tons | 0 | 0 | 0 | 0 | 0 | 0 | 0
CT Fac. Spec. - SO2 Rate Annual v3.1, Unit 3063 and retrofits | 403 | 1769 | Rate Constraint in lbs/MMBtu | FALSE | L | Annual | Net Emissions Allowance Position | Thousand Tons | 0 | 0 | 0 | 0 | 0 | 0 | 0
CT Fac. Spec. - SO2 Rate Annual v3.1, Unit 3063 and retrofits | 403 | 1769 | Rate Constraint in lbs/MMBtu | FALSE | L | Annual | Fuel Consumed | TBtu | 9.4946 | 9.4946 | 9.4946 | 9.4946 | 9.4946 | 9.4946 | 9.4946
CT Fac. Spec. - SO2 Rate Annual v3.1, Unit 3063 and retrofits | 403 | 1769 | Rate Constraint in lbs/MMBtu | FALSE | L | Annual | Rate | lb/MMBtu | 0 | 0 | 0 | 0 | 0 | 0 | 0
CT Fac. Spec. - SO2 Rate Annual v3.1, Unit 3063 and retrofits | 403 | 1769 | Rate Constraint in lbs/MMBtu | FALSE | L | Annual | Generation | TWh | 1.3468 | 1.3468 | 1.3468 | 1.3468 | 1.3468 | 1.3468 | 1.3468
CT Fac. Spec. - SO2 Rate Annual v3.1, Unit 3063 and retrofits | 403 | 1769 | Rate Constraint in lbs/MMBtu | FALSE | L | Annual | Qualifying Generation | TWh | 1.3468 | 1.3468 | 1.3468 | 1.3468 | 1.3468 | 1.3468 | 1.3468
CT Fac. Spec. - SO2 Rate Annual v3.1, Unit 3063 and retrofits | 403 | 1769 | Rate Constraint in lbs/MMBtu | FALSE | L | Annual | Rate | lb/MWh | 0 | 0 | 0 | 0 | 0 | 0 | 0
CT Fac. Spec. - SO2 Rate Annual v3.1, Unit 3063 and retrofits | 403 | 1769 | Rate Constraint in lbs/MMBtu | FALSE | L | Annual | Constraint Shadow Price | US2011$/Ton | 0 | 0 | 0 | 0 | 0 | 0 | 0
CT Fac. Spec. - SO2 Rate Annual v3.1, Unit 3064 and retrofits | 404 | 1769 | Rate Constraint in lbs/MMBtu | FALSE | L | Annual | Seasons Included | Seasons | Winter, Summer | Winter, Summer | Winter, Summer | Winter, Summer | Winter, Summer | Winter, Summer | Winter, Summer
CT Fac. Spec. - SO2 Rate Annual v3.1, Unit 3064 and retrofits | 404 | 1769 | Rate Constraint in lbs/MMBtu | FALSE | L | Annual | Standard SO2 | lb/MMBtu | 0.33 | 0.33 | 0.33 | 0.33 | 0.33 | 0.33 | 0.33
CT Fac. Spec. - SO2 Rate Annual v3.1, Unit 3064 and retrofits | 404 | 1769 | Rate Constraint in lbs/MMBtu | FALSE | L | Annual | Emissions at Affected Plants SO2 | Thousand Tons | 0 | 0 | 0 | 0 | 0 | 0 | 0
CT Fac. Spec. - SO2 Rate Annual v3.1, Unit 3064 and retrofits | 404 | 1769 | Rate Constraint in lbs/MMBtu | FALSE | L | Annual | Allowances Purchased SO2 | Thousand Tons | 0 | 0 | 0 | 0 | 0 | 0 | 0
CT Fac. Spec. - SO2 Rate Annual v3.1, Unit 3064 and retrofits | 404 | 1769 | Rate Constraint in lbs/MMBtu | FALSE | L | Annual | Allowances Sold SO2 | Thousand Tons | 0 | 0 | 0 | 0 | 0 | 0 | 0
CT Fac. Spec. - SO2 Rate Annual v3.1, Unit 3064 and retrofits | 404 | 1769 | Rate Constraint in lbs/MMBtu | FALSE | L | Annual | Allowances Banked | Thousand Tons | 0 | 0 | 0 | 0 | 0 | 0 | 0
CT Fac. Spec. - SO2 Rate Annual v3.1, Unit 3064 and retrofits | 404 | 1769 | Rate Constraint in lbs/MMBtu | FALSE | L | Annual | Allowances Withdrawn (1:1) | Thousand Tons | 0 | 0 | 0 | 0 | 0 | 0 | 0
CT Fac. Spec. - SO2 Rate Annual v3.1, Unit 3064 and retrofits | 404 | 1769 | Rate Constraint in lbs/MMBtu | FALSE | L | Annual | Allowances Withdrawn (n:1) | Thousand Tons | 0 | 0 | 0 | 0 | 0 | 0 | 0
CT Fac. Spec. - SO2 Rate Annual v3.1, Unit 3064 and retrofits | 404 | 1769 | Rate Constraint in lbs/MMBtu | FALSE | L | Annual | Net Emissions Allowance Position | Thousand Tons | 0 | 0 | 0 | 0 | 0 | 0 | 0
CT Fac. Spec. - SO2 Rate Annual v3.1, Unit 3064 and retrofits | 404 | 1769 | Rate Constraint in lbs/MMBtu | FALSE | L | Annual | Fuel Consumed | TBtu | 14.6979 | 14.6979 | 14.6979 | 14.6979 | 14.6979 | 14.6979 | 14.6979
CT Fac. Spec. - SO2 Rate Annual v3.1, Unit 3064 and retrofits | 404 | 1769 | Rate Constraint in lbs/MMBtu | FALSE | L | Annual | Rate | lb/MMBtu | 0 | 0 | 0 | 0 | 0 | 0 | 0
CT Fac. Spec. - SO2 Rate Annual v3.1, Unit 3064 and retrofits | 404 | 1769 | Rate Constraint in lbs/MMBtu | FALSE | L | Annual | Generation | TWh | 2.0848 | 2.0848 | 2.0848 | 2.0848 | 2.0848 | 2.0848 | 2.0848
CT Fac. Spec. - SO2 Rate Annual v3.1, Unit 3064 and retrofits | 404 | 1769 | Rate Constraint in lbs/MMBtu | FALSE | L | Annual | Qualifying Generation | TWh | 2.0848 | 2.0848 | 2.0848 | 2.0848 | 2.0848 | 2.0848 | 2.0848
CT Fac. Spec. - SO2 Rate Annual v3.1, Unit 3064 and retrofits | 404 | 1769 | Rate Constraint in lbs/MMBtu | FALSE | L | Annual | Rate | lb/MWh | 0 | 0 | 0 | 0 | 0 | 0 | 0
CT Fac. Spec. - SO2 Rate Annual v3.1, Unit 3064 and retrofits | 404 | 1769 | Rate Constraint in lbs/MMBtu | FALSE | L | Annual | Constraint Shadow Price | US2011$/Ton | 0 | 0 | 0 | 0 | 0 | 0 | 0
CT Fac. Spec. - SO2 Rate Annual v3.1, Unit 3066 and retrofits | 405 | 1769 | Rate Constraint in lbs/MMBtu | FALSE | L | Annual | Seasons Included | Seasons | Winter, Summer | Winter, Summer | Winter, Summer | Winter, Summer | Winter, Summer | Winter, Summer | Winter, Summer
CT Fac. Spec. - SO2 Rate Annual v3.1, Unit 3066 and retrofits | 405 | 1769 | Rate Constraint in lbs/MMBtu | FALSE | L | Annual | Standard SO2 | lb/MMBtu | 0.33 | 0.33 | 0.33 | 0.33 | 0.33 | 0.33 | 0.33
CT Fac. Spec. - SO2 Rate Annual v3.1, Unit 3066 and retrofits | 405 | 1769 | Rate Constraint in lbs/MMBtu | FALSE | L | Annual | Emissions at Affected Plants SO2 | Thousand Tons | 0 | 0 | 0 | 0 | 0 | 0 | 0
CT Fac. Spec. - SO2 Rate Annual v3.1, Unit 3066 and retrofits | 405 | 1769 | Rate Constraint in lbs/MMBtu | FALSE | L | Annual | Allowances Purchased SO2 | Thousand Tons | 0 | 0 | 0 | 0 | 0 | 0 | 0
CT Fac. Spec. - SO2 Rate Annual v3.1, Unit 3066 and retrofits | 405 | 1769 | Rate Constraint in lbs/MMBtu | FALSE | L | Annual | Allowances Sold SO2 | Thousand Tons | 0 | 0 | 0 | 0 | 0 | 0 | 0
CT Fac. Spec. - SO2 Rate Annual v3.1, Unit 3066 and retrofits | 405 | 1769 | Rate Constraint in lbs/MMBtu | FALSE | L | Annual | Allowances Banked | Thousand Tons | 0 | 0 | 0 | 0 | 0 | 0 | 0
CT Fac. Spec. - SO2 Rate Annual v3.1, Unit 3066 and retrofits | 405 | 1769 | Rate Constraint in lbs/MMBtu | FALSE | L | Annual | Allowances Withdrawn (1:1) | Thousand Tons | 0 | 0 | 0 | 0 | 0 | 0 | 0
CT Fac. Spec. - SO2 Rate Annual v3.1, Unit 3066 and retrofits | 405 | 1769 | Rate Constraint in lbs/MMBtu | FALSE | L | Annual | Allowances Withdrawn (n:1) | Thousand Tons | 0 | 0 | 0 | 0 | 0 | 0 | 0
CT Fac. Spec. - SO2 Rate Annual v3.1, Unit 3066 and retrofits | 405 | 1769 | Rate Constraint in lbs/MMBtu | FALSE | L | Annual | Net Emissions Allowance Position | Thousand Tons | 0 | 0 | 0 | 0 | 0 | 0 | 0
CT Fac. Spec. - SO2 Rate Annual v3.1, Unit 3066 and retrofits | 405 | 1769 | Rate Constraint in lbs/MMBtu | FALSE | L | Annual | Fuel Consumed | TBtu | 0.15277 | 0.14078 | 0.14078 | 0.15277 | 0.15277 | 0.046841 | 0.046841
CT Fac. Spec. - SO2 Rate Annual v3.1, Unit 3066 and retrofits | 405 | 1769 | Rate Constraint in lbs/MMBtu | FALSE | L | Annual | Rate | lb/MMBtu | 0 | 0 | 0 | 0 | 0 | 0 | 0
CT Fac. Spec. - SO2 Rate Annual v3.1, Unit 3066 and retrofits | 405 | 1769 | Rate Constraint in lbs/MMBtu | FALSE | L | Annual | Generation | TWh | 0.017216 | 0.015864 | 0.015864 | 0.017216 | 0.017216 | 0.0052784 | 0.0052784
CT Fac. Spec. - SO2 Rate Annual v3.1, Unit 3066 and retrofits | 405 | 1769 | Rate Constraint in lbs/MMBtu | FALSE | L | Annual | Qualifying Generation | TWh | 0.017216 | 0.015864 | 0.015864 | 0.017216 | 0.017216 | 0.0052784 | 0.0052784
CT Fac. Spec. - SO2 Rate Annual v3.1, Unit 3066 and retrofits | 405 | 1769 | Rate Constraint in lbs/MMBtu | FALSE | L | Annual | Rate | lb/MWh | 0 | 0 | 0 | 0 | 0 | 0 | 0
CT Fac. Spec. - SO2 Rate Annual v3.1, Unit 3066 and retrofits | 405 | 1769 | Rate Constraint in lbs/MMBtu | FALSE | L | Annual | Constraint Shadow Price | US2011$/Ton | 0 | 0 | 0 | 0 | 0 | 0 | 0
CT Fac. Spec. - SO2 Rate Annual v3.1, Unit 3069 and retrofits | 406 | 1769 | Rate Constraint in lbs/MMBtu | FALSE | L | Annual | Seasons Included | Seasons | Winter, Summer | Winter, Summer | Winter, Summer | Winter, Summer | Winter, Summer | Winter, Summer | Winter, Summer
CT Fac. Spec. - SO2 Rate Annual v3.1, Unit 3069 and retrofits | 406 | 1769 | Rate Constraint in lbs/MMBtu | FALSE | L | Annual | Standard SO2 | lb/MMBtu | 0.33 | 0.33 | 0.33 | 0.33 | 0.33 | 0.33 | 0.33
CT Fac. Spec. - SO2 Rate Annual v3.1, Unit 3069 and retrofits | 406 | 1769 | Rate Constraint in lbs/MMBtu | FALSE | L | Annual | Emissions at Affected Plants SO2 | Thousand Tons | 0 | 0 | 0 | 0 | 0 | 0 | 0
CT Fac. Spec. - SO2 Rate Annual v3.1, Unit 3069 and retrofits | 406 | 1769 | Rate Constraint in lbs/MMBtu | FALSE | L | Annual | Allowances Purchased SO2 | Thousand Tons | 0 | 0 | 0 | 0 | 0 | 0 | 0
CT Fac. Spec. - SO2 Rate Annual v3.1, Unit 3069 and retrofits | 406 | 1769 | Rate Constraint in lbs/MMBtu | FALSE | L | Annual | Allowances Sold SO2 | Thousand Tons | 0 | 0 | 0 | 0 | 0 | 0 | 0
CT Fac. Spec. - SO2 Rate Annual v3.1, Unit 3069 and retrofits | 406 | 1769 | Rate Constraint in lbs/MMBtu | FALSE | L | Annual | Allowances Banked | Thousand Tons | 0 | 0 | 0 | 0 | 0 | 0 | 0
CT Fac. Spec. - SO2 Rate Annual v3.1, Unit 3069 and retrofits | 406 | 1769 | Rate Constraint in lbs/MMBtu | FALSE | L | Annual | Allowances Withdrawn (1:1) | Thousand Tons | 0 | 0 | 0 | 0 | 0 | 0 | 0
CT Fac. Spec. - SO2 Rate Annual v3.1, Unit 3069 and retrofits | 406 | 1769 | Rate Constraint in lbs/MMBtu | FALSE | L | Annual | Allowances Withdrawn (n:1) | Thousand Tons | 0 | 0 | 0 | 0 | 0 | 0 | 0
CT Fac. Spec. - SO2 Rate Annual v3.1, Unit 3069 and retrofits | 406 | 1769 | Rate Constraint in lbs/MMBtu | FALSE | L | Annual | Net Emissions Allowance Position | Thousand Tons | 0 | 0 | 0 | 0 | 0 | 0 | 0
CT Fac. Spec. - SO2 Rate Annual v3.1, Unit 3069 and retrofits | 406 | 1769 | Rate Constraint in lbs/MMBtu | FALSE | L | Annual | Fuel Consumed | TBtu | 13.9521 | 12.2809 | 12.4348 | 12.4348 | 9.9295 | 4.9456 | 3.8694
CT Fac. Spec. - SO2 Rate Annual v3.1, Unit 3069 and retrofits | 406 | 1769 | Rate Constraint in lbs/MMBtu | FALSE | L | Annual | Rate | lb/MMBtu | 0 | 0 | 0 | 0 | 0 | 0 | 0
CT Fac. Spec. - SO2 Rate Annual v3.1, Unit 3069 and retrofits | 406 | 1769 | Rate Constraint in lbs/MMBtu | FALSE | L | Annual | Generation | TWh | 1.8718 | 1.6476 | 1.6682 | 1.6682 | 1.3321 | 0.66348 | 0.51911
CT Fac. Spec. - SO2 Rate Annual v3.1, Unit 3069 and retrofits | 406 | 1769 | Rate Constraint in lbs/MMBtu | FALSE | L | Annual | Qualifying Generation | TWh | 1.8718 | 1.6476 | 1.6682 | 1.6682 | 1.3321 | 0.66348 | 0.51911
CT Fac. Spec. - SO2 Rate Annual v3.1, Unit 3069 and retrofits | 406 | 1769 | Rate Constraint in lbs/MMBtu | FALSE | L | Annual | Rate | lb/MWh | 0 | 0 | 0 | 0 | 0 | 0 | 0
CT Fac. Spec. - SO2 Rate Annual v3.1, Unit 3069 and retrofits | 406 | 1769 | Rate Constraint in lbs/MMBtu | FALSE | L | Annual | Constraint Shadow Price | US2011$/Ton | 0 | 0 | 0 | 0 | 0 | 0 | 0
CT Fac. Spec. - SO2 Rate Annual v3.1, Unit 3070 and retrofits | 407 | 1769 | Rate Constraint in lbs/MMBtu | FALSE | L | Annual | Seasons Included | Seasons | Winter, Summer | Winter, Summer | Winter, Summer | Winter, Summer | Winter, Summer | Winter, Summer | Winter, Summer
CT Fac. Spec. - SO2 Rate Annual v3.1, Unit 3070 and retrofits | 407 | 1769 | Rate Constraint in lbs/MMBtu | FALSE | L | Annual | Standard SO2 | lb/MMBtu | 0.33 | 0.33 | 0.33 | 0.33 | 0.33 | 0.33 | 0.33
CT Fac. Spec. - SO2 Rate Annual v3.1, Unit 3070 and retrofits | 407 | 1769 | Rate Constraint in lbs/MMBtu | FALSE | L | Annual | Emissions at Affected Plants SO2 | Thousand Tons | 0 | 0 | 0 | 0 | 0 | 0 | 0
CT Fac. Spec. - SO2 Rate Annual v3.1, Unit 3070 and retrofits | 407 | 1769 | Rate Constraint in lbs/MMBtu | FALSE | L | Annual | Allowances Purchased SO2 | Thousand Tons | 0 | 0 | 0 | 0 | 0 | 0 | 0
CT Fac. Spec. - SO2 Rate Annual v3.1, Unit 3070 and retrofits | 407 | 1769 | Rate Constraint in lbs/MMBtu | FALSE | L | Annual | Allowances Sold SO2 | Thousand Tons | 0 | 0 | 0 | 0 | 0 | 0 | 0
CT Fac. Spec. - SO2 Rate Annual v3.1, Unit 3070 and retrofits | 407 | 1769 | Rate Constraint in lbs/MMBtu | FALSE | L | Annual | Allowances Banked | Thousand Tons | 0 | 0 | 0 | 0 | 0 | 0 | 0
CT Fac. Spec. - SO2 Rate Annual v3.1, Unit 3070 and retrofits | 407 | 1769 | Rate Constraint in lbs/MMBtu | FALSE | L | Annual | Allowances Withdrawn (1:1) | Thousand Tons | 0 | 0 | 0 | 0 | 0 | 0 | 0
CT Fac. Spec. - SO2 Rate Annual v3.1, Unit 3070 and retrofits | 407 | 1769 | Rate Constraint in lbs/MMBtu | FALSE | L | Annual | Allowances Withdrawn (n:1) | Thousand Tons | 0 | 0 | 0 | 0 | 0 | 0 | 0
CT Fac. Spec. - SO2 Rate Annual v3.1, Unit 3070 and retrofits | 407 | 1769 | Rate Constraint in lbs/MMBtu | FALSE | L | Annual | Net Emissions Allowance Position | Thousand Tons | 0 | 0 | 0 | 0 | 0 | 0 | 0
CT Fac. Spec. - SO2 Rate Annual v3.1, Unit 3070 and retrofits | 407 | 1769 | Rate Constraint in lbs/MMBtu | FALSE | L | Annual | Fuel Consumed | TBtu | 14.2357 | 9.4298 | 11.8219 | 12.1083 | 7.9841 | 4.7869 | 2.7861
CT Fac. Spec. - SO2 Rate Annual v3.1, Unit 3070 and retrofits | 407 | 1769 | Rate Constraint in lbs/MMBtu | FALSE | L | Annual | Rate | lb/MMBtu | 0 | 0 | 0 | 0 | 0 | 0 | 0
CT Fac. Spec. - SO2 Rate Annual v3.1, Unit 3070 and retrofits | 407 | 1769 | Rate Constraint in lbs/MMBtu | FALSE | L | Annual | Generation | TWh | 1.9098 | 1.2651 | 1.586 | 1.6244 | 1.0711 | 0.64219 | 0.37377
CT Fac. Spec. - SO2 Rate Annual v3.1, Unit 3070 and retrofits | 407 | 1769 | Rate Constraint in lbs/MMBtu | FALSE | L | Annual | Qualifying Generation | TWh | 1.9098 | 1.2651 | 1.586 | 1.6244 | 1.0711 | 0.64219 | 0.37377
CT Fac. Spec. - SO2 Rate Annual v3.1, Unit 3070 and retrofits | 407 | 1769 | Rate Constraint in lbs/MMBtu | FALSE | L | Annual | Rate | lb/MWh | 0 | 0 | 0 | 0 | 0 | 0 | 0
CT Fac. Spec. - SO2 Rate Annual v3.1, Unit 3070 and retrofits | 407 | 1769 | Rate Constraint in lbs/MMBtu | FALSE | L | Annual | Constraint Shadow Price | US2011$/Ton | 0 | 0 | 0 | 0 | 0 | 0 | 0
CT Fac. Spec. - SO2 Rate Annual v3.1, Unit 3071 and retrofits | 408 | 1769 | Rate Constraint in lbs/MMBtu | FALSE | L | Annual | Seasons Included | Seasons | Winter, Summer | Winter, Summer | Winter, Summer | Winter, Summer | Winter, Summer | Winter, Summer | Winter, Summer
CT Fac. Spec. - SO2 Rate Annual v3.1, Unit 3071 and retrofits | 408 | 1769 | Rate Constraint in lbs/MMBtu | FALSE | L | Annual | Standard SO2 | lb/MMBtu | 0.33 | 0.33 | 0.33 | 0.33 | 0.33 | 0.33 | 0.33
CT Fac. Spec. - SO2 Rate Annual v3.1, Unit 3071 and retrofits | 408 | 1769 | Rate Constraint in lbs/MMBtu | FALSE | L | Annual | Emissions at Affected Plants SO2 | Thousand Tons | 0 | 0 | 0 | 0 | 0 | 0 | 0
CT Fac. Spec. - SO2 Rate Annual v3.1, Unit 3071 and retrofits | 408 | 1769 | Rate Constraint in lbs/MMBtu | FALSE | L | Annual | Allowances Purchased SO2 | Thousand Tons | 0 | 0 | 0 | 0 | 0 | 0 | 0
CT Fac. Spec. - SO2 Rate Annual v3.1, Unit 3071 and retrofits | 408 | 1769 | Rate Constraint in lbs/MMBtu | FALSE | L | Annual | Allowances Sold SO2 | Thousand Tons | 0 | 0 | 0 | 0 | 0 | 0 | 0
CT Fac. Spec. - SO2 Rate Annual v3.1, Unit 3071 and retrofits | 408 | 1769 | Rate Constraint in lbs/MMBtu | FALSE | L | Annual | Allowances Banked | Thousand Tons | 0 | 0 | 0 | 0 | 0 | 0 | 0
CT Fac. Spec. - SO2 Rate Annual v3.1, Unit 3071 and retrofits | 408 | 1769 | Rate Constraint in lbs/MMBtu | FALSE | L | Annual | Allowances Withdrawn (1:1) | Thousand Tons | 0 | 0 | 0 | 0 | 0 | 0 | 0
CT Fac. Spec. - SO2 Rate Annual v3.1, Unit 3071 and retrofits | 408 | 1769 | Rate Constraint in lbs/MMBtu | FALSE | L | Annual | Allowances Withdrawn (n:1) | Thousand Tons | 0 | 0 | 0 | 0 | 0 | 0 | 0
CT Fac. Spec. - SO2 Rate Annual v3.1, Unit 3071 and retrofits | 408 | 1769 | Rate Constraint in lbs/MMBtu | FALSE | L | Annual | Net Emissions Allowance Position | Thousand Tons | 0 | 0 | 0 | 0 | 0 | 0 | 0
CT Fac. Spec. - SO2 Rate Annual v3.1, Unit 3071 and retrofits | 408 | 1769 | Rate Constraint in lbs/MMBtu | FALSE | L | Annual | Fuel Consumed | TBtu | 14.0656 | 12.5359 | 12.8938 | 7.7596 | 12.5359 | 3.1495 | 2.7528
CT Fac. Spec. - SO2 Rate Annual v3.1, Unit 3071 and retrofits | 408 | 1769 | Rate Constraint in lbs/MMBtu | FALSE | L | Annual | Rate | lb/MMBtu | 0 | 0 | 0 | 0 | 0 | 0 | 0
CT Fac. Spec. - SO2 Rate Annual v3.1, Unit 3071 and retrofits | 408 | 1769 | Rate Constraint in lbs/MMBtu | FALSE | L | Annual | Generation | TWh | 1.887 | 1.6818 | 1.7298 | 1.041 | 1.6818 | 0.42252 | 0.3693
CT Fac. Spec. - SO2 Rate Annual v3.1, Unit 3071 and retrofits | 408 | 1769 | Rate Constraint in lbs/MMBtu | FALSE | L | Annual | Qualifying Generation | TWh | 1.887 | 1.6818 | 1.7298 | 1.041 | 1.6818 | 0.42252 | 0.3693
CT Fac. Spec. - SO2 Rate Annual v3.1, Unit 3071 and retrofits | 408 | 1769 | Rate Constraint in lbs/MMBtu | FALSE | L | Annual | Rate | lb/MWh | 0 | 0 | 0 | 0 | 0 | 0 | 0
CT Fac. Spec. - SO2 Rate Annual v3.1, Unit 3071 and retrofits | 408 | 1769 | Rate Constraint in lbs/MMBtu | FALSE | L | Annual | Constraint Shadow Price | US2011$/Ton | 0 | 0 | 0 | 0 | 0 | 0 | 0
CT Fac. Spec. - SO2 Rate Annual v3.1, Unit 3072 and retrofits | 409 | 1769 | Rate Constraint in lbs/MMBtu | FALSE | L | Annual | Seasons Included | Seasons | Winter, Summer | Winter, Summer | Winter, Summer | Winter, Summer | Winter, Summer | Winter, Summer | Winter, Summer
CT Fac. Spec. - SO2 Rate Annual v3.1, Unit 3072 and retrofits | 409 | 1769 | Rate Constraint in lbs/MMBtu | FALSE | L | Annual | Standard SO2 | lb/MMBtu | 0.33 | 0.33 | 0.33 | 0.33 | 0.33 | 0.33 | 0.33
CT Fac. Spec. - SO2 Rate Annual v3.1, Unit 3072 and retrofits | 409 | 1769 | Rate Constraint in lbs/MMBtu | FALSE | L | Annual | Emissions at Affected Plants SO2 | Thousand Tons | 0 | 0 | 0 | 0 | 0 | 0 | 0
CT Fac. Spec. - SO2 Rate Annual v3.1, Unit 3072 and retrofits | 409 | 1769 | Rate Constraint in lbs/MMBtu | FALSE | L | Annual | Allowances Purchased SO2 | Thousand Tons | 0 | 0 | 0 | 0 | 0 | 0 | 0
CT Fac. Spec. - SO2 Rate Annual v3.1, Unit 3072 and retrofits | 409 | 1769 | Rate Constraint in lbs/MMBtu | FALSE | L | Annual | Allowances Sold SO2 | Thousand Tons | 0 | 0 | 0 | 0 | 0 | 0 | 0
CT Fac. Spec. - SO2 Rate Annual v3.1, Unit 3072 and retrofits | 409 | 1769 | Rate Constraint in lbs/MMBtu | FALSE | L | Annual | Allowances Banked | Thousand Tons | 0 | 0 | 0 | 0 | 0 | 0 | 0
CT Fac. Spec. - SO2 Rate Annual v3.1, Unit 3072 and retrofits | 409 | 1769 | Rate Constraint in lbs/MMBtu | FALSE | L | Annual | Allowances Withdrawn (1:1) | Thousand Tons | 0 | 0 | 0 | 0 | 0 | 0 | 0
CT Fac. Spec. - SO2 Rate Annual v3.1, Unit 3072 and retrofits | 409 | 1769 | Rate Constraint in lbs/MMBtu | FALSE | L | Annual | Allowances Withdrawn (n:1) | Thousand Tons | 0 | 0 | 0 | 0 | 0 | 0 | 0
CT Fac. Spec. - SO2 Rate Annual v3.1, Unit 3072 and retrofits | 409 | 1769 | Rate Constraint in lbs/MMBtu | FALSE | L | Annual | Net Emissions Allowance Position | Thousand Tons | 0 | 0 | 0 | 0 | 0 | 0 | 0
CT Fac. Spec. - SO2 Rate Annual v3.1, Unit 3072 and retrofits | 409 | 1769 | Rate Constraint in lbs/MMBtu | FALSE | L | Annual | Fuel Consumed | TBtu | 14.1682 | 14.1682 | 14.1682 | 13.4264 | 14.1682 | 10.8581 | 4.8247
CT Fac. Spec. - SO2 Rate Annual v3.1, Unit 3072 and retrofits | 409 | 1769 | Rate Constraint in lbs/MMBtu | FALSE | L | Annual | Rate | lb/MMBtu | 0 | 0 | 0 | 0 | 0 | 0 | 0
CT Fac. Spec. - SO2 Rate Annual v3.1, Unit 3072 and retrofits | 409 | 1769 | Rate Constraint in lbs/MMBtu | FALSE | L | Annual | Generation | TWh | 1.925 | 1.925 | 1.925 | 1.8242 | 1.925 | 1.4753 | 0.65553
CT Fac. Spec. - SO2 Rate Annual v3.1, Unit 3072 and retrofits | 409 | 1769 | Rate Constraint in lbs/MMBtu | FALSE | L | Annual | Qualifying Generation | TWh | 1.925 | 1.925 | 1.925 | 1.8242 | 1.925 | 1.4753 | 0.65553
CT Fac. Spec. - SO2 Rate Annual v3.1, Unit 3072 and retrofits | 409 | 1769 | Rate Constraint in lbs/MMBtu | FALSE | L | Annual | Rate | lb/MWh | 0 | 0 | 0 | 0 | 0 | 0 | 0
CT Fac. Spec. - SO2 Rate Annual v3.1, Unit 3072 and retrofits | 409 | 1769 | Rate Constraint in lbs/MMBtu | FALSE | L | Annual | Constraint Shadow Price | US2011$/Ton | 0 | 0 | 0 | 0 | 0 | 0 | 0
CT Fac. Spec. - SO2 Rate Annual v3.1, Unit 3073 and retrofits | 410 | 1769 | Rate Constraint in lbs/MMBtu | FALSE | L | Annual | Seasons Included | Seasons | Winter, Summer | Winter, Summer | Winter, Summer | Winter, Summer | Winter, Summer | Winter, Summer | Winter, Summer
CT Fac. Spec. - SO2 Rate Annual v3.1, Unit 3073 and retrofits | 410 | 1769 | Rate Constraint in lbs/MMBtu | FALSE | L | Annual | Standard SO2 | lb/MMBtu | 0.33 | 0.33 | 0.33 | 0.33 | 0.33 | 0.33 | 0.33
CT Fac. Spec. - SO2 Rate Annual v3.1, Unit 3073 and retrofits | 410 | 1769 | Rate Constraint in lbs/MMBtu | FALSE | L | Annual | Emissions at Affected Plants SO2 | Thousand Tons | 0 | 0 | 0 | 0 | 0 | 0 | 0
CT Fac. Spec. - SO2 Rate Annual v3.1, Unit 3073 and retrofits | 410 | 1769 | Rate Constraint in lbs/MMBtu | FALSE | L | Annual | Allowances Purchased SO2 | Thousand Tons | 0 | 0 | 0 | 0 | 0 | 0 | 0
CT Fac. Spec. - SO2 Rate Annual v3.1, Unit 3073 and retrofits | 410 | 1769 | Rate Constraint in lbs/MMBtu | FALSE | L | Annual | Allowances Sold SO2 | Thousand Tons | 0 | 0 | 0 | 0 | 0 | 0 | 0
CT Fac. Spec. - SO2 Rate Annual v3.1, Unit 3073 and retrofits | 410 | 1769 | Rate Constraint in lbs/MMBtu | FALSE | L | Annual | Allowances Banked | Thousand Tons | 0 | 0 | 0 | 0 | 0 | 0 | 0
CT Fac. Spec. - SO2 Rate Annual v3.1, Unit 3073 and retrofits | 410 | 1769 | Rate Constraint in lbs/MMBtu | FALSE | L | Annual | Allowances Withdrawn (1:1) | Thousand Tons | 0 | 0 | 0 | 0 | 0 | 0 | 0
CT Fac. Spec. - SO2 Rate Annual v3.1, Unit 3073 and retrofits | 410 | 1769 | Rate Constraint in lbs/MMBtu | FALSE | L | Annual | Allowances Withdrawn (n:1) | Thousand Tons | 0 | 0 | 0 | 0 | 0 | 0 | 0
CT Fac. Spec. - SO2 Rate Annual v3.1, Unit 3073 and retrofits | 410 | 1769 | Rate Constraint in lbs/MMBtu | FALSE | L | Annual | Net Emissions Allowance Position | Thousand Tons | 0 | 0 | 0 | 0 | 0 | 0 | 0
CT Fac. Spec. - SO2 Rate Annual v3.1, Unit 3073 and retrofits | 410 | 1769 | Rate Constraint in lbs/MMBtu | FALSE | L | Annual | Fuel Consumed | TBtu | 14.2222 | 14.2222 | 14.2222 | 14.2222 | 14.2222 | 14.2222 | 5.2347
CT Fac. Spec. - SO2 Rate Annual v3.1, Unit 3073 and retrofits | 410 | 1769 | Rate Constraint in lbs/MMBtu | FALSE | L | Annual | Rate | lb/MMBtu | 0 | 0 | 0 | 0 | 0 | 0 | 0
CT Fac. Spec. - SO2 Rate Annual v3.1, Unit 3073 and retrofits | 410 | 1769 | Rate Constraint in lbs/MMBtu | FALSE | L | Annual | Generation | TWh | 1.9326 | 1.9326 | 1.9326 | 1.9326 | 1.9326 | 1.9326 | 0.71134
CT Fac. Spec. - SO2 Rate Annual v3.1, Unit 3073 and retrofits | 410 | 1769 | Rate Constraint in lbs/MMBtu | FALSE | L | Annual | Qualifying Generation | TWh | 1.9326 | 1.9326 | 1.9326 | 1.9326 | 1.9326 | 1.9326 | 0.71134
CT Fac. Spec. - SO2 Rate Annual v3.1, Unit 3073 and retrofits | 410 | 1769 | Rate Constraint in lbs/MMBtu | FALSE | L | Annual | Rate | lb/MWh | 0 | 0 | 0 | 0 | 0 | 0 | 0
CT Fac. Spec. - SO2 Rate Annual v3.1, Unit 3073 and retrofits | 410 | 1769 | Rate Constraint in lbs/MMBtu | FALSE | L | Annual | Constraint Shadow Price | US2011$/Ton | 0 | 0 | 0 | 0 | 0 | 0 | 0
CT Fac. Spec. - SO2 Rate Annual v3.1, Unit 3075 and retrofits | 411 | 1769 | Rate Constraint in lbs/MMBtu | FALSE | L | Annual | Seasons Included | Seasons | Winter, Summer | Winter, Summer | Winter, Summer | Winter, Summer | Winter, Summer | Winter, Summer | Winter, Summer
CT Fac. Spec. - SO2 Rate Annual v3.1, Unit 3075 and retrofits | 411 | 1769 | Rate Constraint in lbs/MMBtu | FALSE | L | Annual | Standard SO2 | lb/MMBtu | 0.33 | 0.33 | 0.33 | 0.33 | 0.33 | 0.33 | 0.33
CT Fac. Spec. - SO2 Rate Annual v3.1, Unit 3075 and retrofits | 411 | 1769 | Rate Constraint in lbs/MMBtu | FALSE | L | Annual | Emissions at Affected Plants SO2 | Thousand Tons | 0 | 0 | 0 | 0 | 0 | 0 | 0
CT Fac. Spec. - SO2 Rate Annual v3.1, Unit 3075 and retrofits | 411 | 1769 | Rate Constraint in lbs/MMBtu | FALSE | L | Annual | Allowances Purchased SO2 | Thousand Tons | 0 | 0 | 0 | 0 | 0 | 0 | 0
CT Fac. Spec. - SO2 Rate Annual v3.1, Unit 3075 and retrofits | 411 | 1769 | Rate Constraint in lbs/MMBtu | FALSE | L | Annual | Allowances Sold SO2 | Thousand Tons | 0 | 0 | 0 | 0 | 0 | 0 | 0
CT Fac. Spec. - SO2 Rate Annual v3.1, Unit 3075 and retrofits | 411 | 1769 | Rate Constraint in lbs/MMBtu | FALSE | L | Annual | Allowances Banked | Thousand Tons | 0 | 0 | 0 | 0 | 0 | 0 | 0
CT Fac. Spec. - SO2 Rate Annual v3.1, Unit 3075 and retrofits | 411 | 1769 | Rate Constraint in lbs/MMBtu | FALSE | L | Annual | Allowances Withdrawn (1:1) | Thousand Tons | 0 | 0 | 0 | 0 | 0 | 0 | 0
CT Fac. Spec. - SO2 Rate Annual v3.1, Unit 3075 and retrofits | 411 | 1769 | Rate Constraint in lbs/MMBtu | FALSE | L | Annual | Allowances Withdrawn (n:1) | Thousand Tons | 0 | 0 | 0 | 0 | 0 | 0 | 0
CT Fac. Spec. - SO2 Rate Annual v3.1, Unit 3075 and retrofits | 411 | 1769 | Rate Constraint in lbs/MMBtu | FALSE | L | Annual | Net Emissions Allowance Position | Thousand Tons | 0 | 0 | 0 | 0 | 0 | 0 | 0
CT Fac. Spec. - SO2 Rate Annual v3.1, Unit 3075 and retrofits | 411 | 1769 | Rate Constraint in lbs/MMBtu | FALSE | L | Annual | Fuel Consumed | TBtu | 1.9137 | 1.9137 | 1.9137 | 1.9137 | 1.9137 | 0.67832 | 0.37451
CT Fac. Spec. - SO2 Rate Annual v3.1, Unit 3075 and retrofits | 411 | 1769 | Rate Constraint in lbs/MMBtu | FALSE | L | Annual | Rate | lb/MMBtu | 0 | 0 | 0 | 0 | 0 | 0 | 0
CT Fac. Spec. - SO2 Rate Annual v3.1, Unit 3075 and retrofits | 411 | 1769 | Rate Constraint in lbs/MMBtu | FALSE | L | Annual | Generation | TWh | 0.2663 | 0.2663 | 0.2663 | 0.2663 | 0.2663 | 0.094394 | 0.052117
CT Fac. Spec. - SO2 Rate Annual v3.1, Unit 3075 and retrofits | 411 | 1769 | Rate Constraint in lbs/MMBtu | FALSE | L | Annual | Qualifying Generation | TWh | 0.2663 | 0.2663 | 0.2663 | 0.2663 | 0.2663 | 0.094394 | 0.052117
CT Fac. Spec. - SO2 Rate Annual v3.1, Unit 3075 and retrofits | 411 | 1769 | Rate Constraint in lbs/MMBtu | FALSE | L | Annual | Rate | lb/MWh | 0 | 0 | 0 | 0 | 0 | 0 | 0
CT Fac. Spec. - SO2 Rate Annual v3.1, Unit 3075 and retrofits | 411 | 1769 | Rate Constraint in lbs/MMBtu | FALSE | L | Annual | Constraint Shadow Price | US2011$/Ton | 0 | 0 | 0 | 0 | 0 | 0 | 0
CT Fac. Spec. - SO2 Rate Annual v3.1, Unit 3766 and retrofits | 412 | 1769 | Rate Constraint in lbs/MMBtu | FALSE | L | Annual | Seasons Included | Seasons | Winter, Summer | Winter, Summer | Winter, Summer | Winter, Summer | Winter, Summer | Winter, Summer | Winter, Summer
CT Fac. Spec. - SO2 Rate Annual v3.1, Unit 3766 and retrofits | 412 | 1769 | Rate Constraint in lbs/MMBtu | FALSE | L | Annual | Standard SO2 | lb/MMBtu | 0.33 | 0.33 | 0.33 | 0.33 | 0.33 | 0.33 | 0.33
CT Fac. Spec. - SO2 Rate Annual v3.1, Unit 3766 and retrofits | 412 | 1769 | Rate Constraint in lbs/MMBtu | FALSE | L | Annual | Emissions at Affected Plants SO2 | Thousand Tons | 0 | 0 | 0 | 0 | 0 | 0 | 0
CT Fac. Spec. - SO2 Rate Annual v3.1, Unit 3766 and retrofits | 412 | 1769 | Rate Constraint in lbs/MMBtu | FALSE | L | Annual | Allowances Purchased SO2 | Thousand Tons | 0 | 0 | 0 | 0 | 0 | 0 | 0
CT Fac. Spec. - SO2 Rate Annual v3.1, Unit 3766 and retrofits | 412 | 1769 | Rate Constraint in lbs/MMBtu | FALSE | L | Annual | Allowances Sold SO2 | Thousand Tons | 0 | 0 | 0 | 0 | 0 | 0 | 0
CT Fac. Spec. - SO2 Rate Annual v3.1, Unit 3766 and retrofits | 412 | 1769 | Rate Constraint in lbs/MMBtu | FALSE | L | Annual | Allowances Banked | Thousand Tons | 0 | 0 | 0 | 0 | 0 | 0 | 0
CT Fac. Spec. - SO2 Rate Annual v3.1, Unit 3766 and retrofits | 412 | 1769 | Rate Constraint in lbs/MMBtu | FALSE | L | Annual | Allowances Withdrawn (1:1) | Thousand Tons | 0 | 0 | 0 | 0 | 0 | 0 | 0
CT Fac. Spec. - SO2 Rate Annual v3.1, Unit 3766 and retrofits | 412 | 1769 | Rate Constraint in lbs/MMBtu | FALSE | L | Annual | Allowances Withdrawn (n:1) | Thousand Tons | 0 | 0 | 0 | 0 | 0 | 0 | 0
CT Fac. Spec. - SO2 Rate Annual v3.1, Unit 3766 and retrofits | 412 | 1769 | Rate Constraint in lbs/MMBtu | FALSE | L | Annual | Net Emissions Allowance Position | Thousand Tons | 0 | 0 | 0 | 0 | 0 | 0 | 0
CT Fac. Spec. - SO2 Rate Annual v3.1, Unit 3766 and retrofits | 412 | 1769 | Rate Constraint in lbs/MMBtu | FALSE | L | Annual | Fuel Consumed | TBtu | 0.55635 | 0.39745 | 0 | 0 | 0 | 0 | 0
CT Fac. Spec. - SO2 Rate Annual v3.1, Unit 3766 and retrofits | 412 | 1769 | Rate Constraint in lbs/MMBtu | FALSE | L | Annual | Rate | lb/MMBtu | 0 | 0 | 0 | 0 | 0 | 0 | 0
CT Fac. Spec. - SO2 Rate Annual v3.1, Unit 3766 and retrofits | 412 | 1769 | Rate Constraint in lbs/MMBtu | FALSE | L | Annual | Generation | TWh | 0.04596 | 0.032833 | 0 | 0 | 0 | 0 | 0
CT Fac. Spec. - SO2 Rate Annual v3.1, Unit 3766 and retrofits | 412 | 1769 | Rate Constraint in lbs/MMBtu | FALSE | L | Annual | Qualifying Generation | TWh | 0.04596 | 0.032833 | 0 | 0 | 0 | 0 | 0
CT Fac. Spec. - SO2 Rate Annual v3.1, Unit 3766 and retrofits | 412 | 1769 | Rate Constraint in lbs/MMBtu | FALSE | L | Annual | Rate | lb/MWh | 0 | 0 | 0 | 0 | 0 | 0 | 0
CT Fac. Spec. - SO2 Rate Annual v3.1, Unit 3766 and retrofits | 412 | 1769 | Rate Constraint in lbs/MMBtu | FALSE | L | Annual | Constraint Shadow Price | US2011$/Ton | 0 | 0 | 0 | 0 | 0 | 0 | 0
CT Fac. Spec. - SO2 Rate Annual v3.1, Unit 3767 and retrofits | 413 | 1769 | Rate Constraint in lbs/MMBtu | FALSE | L | Annual | Seasons Included | Seasons | Winter, Summer | Winter, Summer | Winter, Summer | Winter, Summer | Winter, Summer | Winter, Summer | Winter, Summer
CT Fac. Spec. - SO2 Rate Annual v3.1, Unit 3767 and retrofits | 413 | 1769 | Rate Constraint in lbs/MMBtu | FALSE | L | Annual | Standard SO2 | lb/MMBtu | 0.33 | 0.33 | 0.33 | 0.33 | 0.33 | 0.33 | 0.33
CT Fac. Spec. - SO2 Rate Annual v3.1, Unit 3767 and retrofits | 413 | 1769 | Rate Constraint in lbs/MMBtu | FALSE | L | Annual | Emissions at Affected Plants SO2 | Thousand Tons | 0 | 0 | 0 | 0 | 0 | 0 | 0
CT Fac. Spec. - SO2 Rate Annual v3.1, Unit 3767 and retrofits | 413 | 1769 | Rate Constraint in lbs/MMBtu | FALSE | L | Annual | Allowances Purchased SO2 | Thousand Tons | 0 | 0 | 0 | 0 | 0 | 0 | 0
CT Fac. Spec. - SO2 Rate Annual v3.1, Unit 3767 and retrofits | 413 | 1769 | Rate Constraint in lbs/MMBtu | FALSE | L | Annual | Allowances Sold SO2 | Thousand Tons | 0 | 0 | 0 | 0 | 0 | 0 | 0
CT Fac. Spec. - SO2 Rate Annual v3.1, Unit 3767 and retrofits | 413 | 1769 | Rate Constraint in lbs/MMBtu | FALSE | L | Annual | Allowances Banked | Thousand Tons | 0 | 0 | 0 | 0 | 0 | 0 | 0
CT Fac. Spec. - SO2 Rate Annual v3.1, Unit 3767 and retrofits | 413 | 1769 | Rate Constraint in lbs/MMBtu | FALSE | L | Annual | Allowances Withdrawn (1:1) | Thousand Tons | 0 | 0 | 0 | 0 | 0 | 0 | 0
CT Fac. Spec. - SO2 Rate Annual v3.1, Unit 3767 and retrofits | 413 | 1769 | Rate Constraint in lbs/MMBtu | FALSE | L | Annual | Allowances Withdrawn (n:1) | Thousand Tons | 0 | 0 | 0 | 0 | 0 | 0 | 0
CT Fac. Spec. - SO2 Rate Annual v3.1, Unit 3767 and retrofits | 413 | 1769 | Rate Constraint in lbs/MMBtu | FALSE | L | Annual | Net Emissions Allowance Position | Thousand Tons | 0 | 0 | 0 | 0 | 0 | 0 | 0
CT Fac. Spec. - SO2 Rate Annual v3.1, Unit 3767 and retrofits | 413 | 1769 | Rate Constraint in lbs/MMBtu | FALSE | L | Annual | Fuel Consumed | TBtu | 0.5445 | 0.45338 | 0 | 0 | 0 | 0 | 0
CT Fac. Spec. - SO2 Rate Annual v3.1, Unit 3767 and retrofits | 413 | 1769 | Rate Constraint in lbs/MMBtu | FALSE | L | Annual | Rate | lb/MMBtu | 0 | 0 | 0 | 0 | 0 | 0 | 0
CT Fac. Spec. - SO2 Rate Annual v3.1, Unit 3767 and retrofits | 413 | 1769 | Rate Constraint in lbs/MMBtu | FALSE | L | Annual | Generation | TWh | 0.045019 | 0.037485 | 0 | 0 | 0 | 0 | 0
CT Fac. Spec. - SO2 Rate Annual v3.1, Unit 3767 and retrofits | 413 | 1769 | Rate Constraint in lbs/MMBtu | FALSE | L | Annual | Qualifying Generation | TWh | 0.045019 | 0.037485 | 0 | 0 | 0 | 0 | 0
CT Fac. Spec. - SO2 Rate Annual v3.1, Unit 3767 and retrofits | 413 | 1769 | Rate Constraint in lbs/MMBtu | FALSE | L | Annual | Rate | lb/MWh | 0 | 0 | 0 | 0 | 0 | 0 | 0
CT Fac. Spec. - SO2 Rate Annual v3.1, Unit 3767 and retrofits | 413 | 1769 | Rate Constraint in lbs/MMBtu | FALSE | L | Annual | Constraint Shadow Price | US2011$/Ton | 0 | 0 | 0 | 0 | 0 | 0 | 0
CT Fac. Spec. - SO2 Rate Annual v3.1, Unit 3957 and retrofits | 414 | 1769 | Rate Constraint in lbs/MMBtu | FALSE | L | Annual | Seasons Included | Seasons | Winter, Summer | Winter, Summer | Winter, Summer | Winter, Summer | Winter, Summer | Winter, Summer | Winter, Summer
CT Fac. Spec. - SO2 Rate Annual v3.1, Unit 3957 and retrofits | 414 | 1769 | Rate Constraint in lbs/MMBtu | FALSE | L | Annual | Standard SO2 | lb/MMBtu | 0.33 | 0.33 | 0.33 | 0.33 | 0.33 | 0.33 | 0.33
CT Fac. Spec. - SO2 Rate Annual v3.1, Unit 3957 and retrofits | 414 | 1769 | Rate Constraint in lbs/MMBtu | FALSE | L | Annual | Emissions at Affected Plants SO2 | Thousand Tons | 0.019067 | 0 | 0 | 0 | 0 | 0 | 0
CT Fac. Spec. - SO2 Rate Annual v3.1, Unit 3957 and retrofits | 414 | 1769 | Rate Constraint in lbs/MMBtu | FALSE | L | Annual | Allowances Purchased SO2 | Thousand Tons | 0 | 0 | 0 | 0 | 0 | 0 | 0
CT Fac. Spec. - SO2 Rate Annual v3.1, Unit 3957 and retrofits | 414 | 1769 | Rate Constraint in lbs/MMBtu | FALSE | L | Annual | Allowances Sold SO2 | Thousand Tons | 0 | 0 | 0 | 0 | 0 | 0 | 0
CT Fac. Spec. - SO2 Rate Annual v3.1, Unit 3957 and retrofits | 414 | 1769 | Rate Constraint in lbs/MMBtu | FALSE | L | Annual | Allowances Banked | Thousand Tons | 0 | 0 | 0 | 0 | 0 | 0 | 0
CT Fac. Spec. - SO2 Rate Annual v3.1, Unit 3957 and retrofits | 414 | 1769 | Rate Constraint in lbs/MMBtu | FALSE | L | Annual | Allowances Withdrawn (1:1) | Thousand Tons | 0 | 0 | 0 | 0 | 0 | 0 | 0
CT Fac. Spec. - SO2 Rate Annual v3.1, Unit 3957 and retrofits | 414 | 1769 | Rate Constraint in lbs/MMBtu | FALSE | L | Annual | Allowances Withdrawn (n:1) | Thousand Tons | 0 | 0 | 0 | 0 | 0 | 0 | 0
CT Fac. Spec. - SO2 Rate Annual v3.1, Unit 3957 and retrofits | 414 | 1769 | Rate Constraint in lbs/MMBtu | FALSE | L | Annual | Net Emissions Allowance Position | Thousand Tons | 0.019067 | 0 | 0 | 0 | 0 | 0 | 0
CT Fac. Spec. - SO2 Rate Annual v3.1, Unit 3957 and retrofits | 414 | 1769 | Rate Constraint in lbs/MMBtu | FALSE | L | Annual | Fuel Consumed | TBtu | 0.18334 | 0 | 0 | 0 | 0 | 0 | 0
CT Fac. Spec. - SO2 Rate Annual v3.1, Unit 3957 and retrofits | 414 | 1769 | Rate Constraint in lbs/MMBtu | FALSE | L | Annual | Rate | lb/MMBtu | 0.208 | 0 | 0 | 0 | 0 | 0 | 0
CT Fac. Spec. - SO2 Rate Annual v3.1, Unit 3957 and retrofits | 414 | 1769 | Rate Constraint in lbs/MMBtu | FALSE | L | Annual | Generation | TWh | 0.014839 | 0 | 0 | 0 | 0 | 0 | 0
CT Fac. Spec. - SO2 Rate Annual v3.1, Unit 3957 and retrofits | 414 | 1769 | Rate Constraint in lbs/MMBtu | FALSE | L | Annual | Qualifying Generation | TWh | 0.014839 | 0 | 0 | 0 | 0 | 0 | 0
CT Fac. Spec. - SO2 Rate Annual v3.1, Unit 3957 and retrofits | 414 | 1769 | Rate Constraint in lbs/MMBtu | FALSE | L | Annual | Rate | lb/MWh | 2.5698 | 0 | 0 | 0 | 0 | 0 | 0
CT Fac. Spec. - SO2 Rate Annual v3.1, Unit 3957 and retrofits | 414 | 1769 | Rate Constraint in lbs/MMBtu | FALSE | L | Annual | Constraint Shadow Price | US2011$/Ton | 0 | 0 | 0 | 0 | 0 | 0 | 0
CT Fac. Spec. - SO2 Rate Annual v3.1, Unit 3958 and retrofits | 415 | 1769 | Rate Constraint in lbs/MMBtu | FALSE | L | Annual | Seasons Included | Seasons | Winter, Summer | Winter, Summer | Winter, Summer | Winter, Summer | Winter, Summer | Winter, Summer | Winter, Summer
CT Fac. Spec. - SO2 Rate Annual v3.1, Unit 3958 and retrofits | 415 | 1769 | Rate Constraint in lbs/MMBtu | FALSE | L | Annual | Standard SO2 | lb/MMBtu | 0.33 | 0.33 | 0.33 | 0.33 | 0.33 | 0.33 | 0.33
CT Fac. Spec. - SO2 Rate Annual v3.1, Unit 3958 and retrofits | 415 | 1769 | Rate Constraint in lbs/MMBtu | FALSE | L | Annual | Emissions at Affected Plants SO2 | Thousand Tons | 0 | 0 | 0 | 0 | 0 | 0 | 0
CT Fac. Spec. - SO2 Rate Annual v3.1, Unit 3958 and retrofits | 415 | 1769 | Rate Constraint in lbs/MMBtu | FALSE | L | Annual | Allowances Purchased SO2 | Thousand Tons | 0 | 0 | 0 | 0 | 0 | 0 | 0
CT Fac. Spec. - SO2 Rate Annual v3.1, Unit 3958 and retrofits | 415 | 1769 | Rate Constraint in lbs/MMBtu | FALSE | L | Annual | Allowances Sold SO2 | Thousand Tons | 0 | 0 | 0 | 0 | 0 | 0 | 0
CT Fac. Spec. - SO2 Rate Annual v3.1, Unit 3958 and retrofits | 415 | 1769 | Rate Constraint in lbs/MMBtu | FALSE | L | Annual | Allowances Banked | Thousand Tons | 0 | 0 | 0 | 0 | 0 | 0 | 0
CT Fac. Spec. - SO2 Rate Annual v3.1, Unit 3958 and retrofits | 415 | 1769 | Rate Constraint in lbs/MMBtu | FALSE | L | Annual | Allowances Withdrawn (1:1) | Thousand Tons | 0 | 0 | 0 | 0 | 0 | 0 | 0
CT Fac. Spec. - SO2 Rate Annual v3.1, Unit 3958 and retrofits | 415 | 1769 | Rate Constraint in lbs/MMBtu | FALSE | L | Annual | Allowances Withdrawn (n:1) | Thousand Tons | 0 | 0 | 0 | 0 | 0 | 0 | 0
CT Fac. Spec. - SO2 Rate Annual v3.1, Unit 3958 and retrofits | 415 | 1769 | Rate Constraint in lbs/MMBtu | FALSE | L | Annual | Net Emissions Allowance Position | Thousand Tons | 0 | 0 | 0 | 0 | 0 | 0 | 0
CT Fac. Spec. - SO2 Rate Annual v3.1, Unit 3958 and retrofits | 415 | 1769 | Rate Constraint in lbs/MMBtu | FALSE | L | Annual | Fuel Consumed | TBtu | 0 | 0 | 0 | 0 | 0 | 0 | 0
CT Fac. Spec. - SO2 Rate Annual v3.1, Unit 3958 and retrofits | 415 | 1769 | Rate Constraint in lbs/MMBtu | FALSE | L | Annual | Rate | lb/MMBtu | 0 | 0 | 0 | 0 | 0 | 0 | 0
CT Fac. Spec. - SO2 Rate Annual v3.1, Unit 3958 and retrofits | 415 | 1769 | Rate Constraint in lbs/MMBtu | FALSE | L | Annual | Generation | TWh | 0 | 0 | 0 | 0 | 0 | 0 | 0
CT Fac. Spec. - SO2 Rate Annual v3.1, Unit 3958 and retrofits | 415 | 1769 | Rate Constraint in lbs/MMBtu | FALSE | L | Annual | Qualifying Generation | TWh | 0 | 0 | 0 | 0 | 0 | 0 | 0
CT Fac. Spec. - SO2 Rate Annual v3.1, Unit 3958 and retrofits | 415 | 1769 | Rate Constraint in lbs/MMBtu | FALSE | L | Annual | Rate | lb/MWh | 0 | 0 | 0 | 0 | 0 | 0 | 0
CT Fac. Spec. - SO2 Rate Annual v3.1, Unit 3958 and retrofits | 415 | 1769 | Rate Constraint in lbs/MMBtu | FALSE | L | Annual | Constraint Shadow Price | US2011$/Ton | 0 | 0 | 0 | 0 | 0 | 0 | 0
CT Fac. Spec. - SO2 Rate Annual v3.1, Unit 3959 and retrofits | 416 | 1769 | Rate Constraint in lbs/MMBtu | FALSE | L | Annual | Seasons Included | Seasons | Winter, Summer | Winter, Summer | Winter, Summer | Winter, Summer | Winter, Summer | Winter, Summer | Winter, Summer
CT Fac. Spec. - SO2 Rate Annual v3.1, Unit 3959 and retrofits | 416 | 1769 | Rate Constraint in lbs/MMBtu | FALSE | L | Annual | Standard SO2 | lb/MMBtu | 0.33 | 0.33 | 0.33 | 0.33 | 0.33 | 0.33 | 0.33
CT Fac. Spec. - SO2 Rate Annual v3.1, Unit 3959 and retrofits | 416 | 1769 | Rate Constraint in lbs/MMBtu | FALSE | L | Annual | Emissions at Affected Plants SO2 | Thousand Tons | 0 | 0 | 0 | 0 | 0 | 0 | 0
CT Fac. Spec. - SO2 Rate Annual v3.1, Unit 3959 and retrofits | 416 | 1769 | Rate Constraint in lbs/MMBtu | FALSE | L | Annual | Allowances Purchased SO2 | Thousand Tons | 0 | 0 | 0 | 0 | 0 | 0 | 0
CT Fac. Spec. - SO2 Rate Annual v3.1, Unit 3959 and retrofits | 416 | 1769 | Rate Constraint in lbs/MMBtu | FALSE | L | Annual | Allowances Sold SO2 | Thousand Tons | 0 | 0 | 0 | 0 | 0 | 0 | 0
CT Fac. Spec. - SO2 Rate Annual v3.1, Unit 3959 and retrofits | 416 | 1769 | Rate Constraint in lbs/MMBtu | FALSE | L | Annual | Allowances Banked | Thousand Tons | 0 | 0 | 0 | 0 | 0 | 0 | 0
CT Fac. Spec. - SO2 Rate Annual v3.1, Unit 3959 and retrofits | 416 | 1769 | Rate Constraint in lbs/MMBtu | FALSE | L | Annual | Allowances Withdrawn (1:1) | Thousand Tons | 0 | 0 | 0 | 0 | 0 | 0 | 0
CT Fac. Spec. - SO2 Rate Annual v3.1, Unit 3959 and retrofits | 416 | 1769 | Rate Constraint in lbs/MMBtu | FALSE | L | Annual | Allowances Withdrawn (n:1) | Thousand Tons | 0 | 0 | 0 | 0 | 0 | 0 | 0
CT Fac. Spec. - SO2 Rate Annual v3.1, Unit 3959 and retrofits | 416 | 1769 | Rate Constraint in lbs/MMBtu | FALSE | L | Annual | Net Emissions Allowance Position | Thousand Tons | 0 | 0 | 0 | 0 | 0 | 0 | 0
CT Fac. Spec. - SO2 Rate Annual v3.1, Unit 3959 and retrofits | 416 | 1769 | Rate Constraint in lbs/MMBtu | FALSE | L | Annual | Fuel Consumed | TBtu | 0 | 0 | 0 | 0 | 0 | 0 | 0
CT Fac. Spec. - SO2 Rate Annual v3.1, Unit 3959 and retrofits | 416 | 1769 | Rate Constraint in lbs/MMBtu | FALSE | L | Annual | Rate | lb/MMBtu | 0 | 0 | 0 | 0 | 0 | 0 | 0
CT Fac. Spec. - SO2 Rate Annual v3.1, Unit 3959 and retrofits | 416 | 1769 | Rate Constraint in lbs/MMBtu | FALSE | L | Annual | Generation | TWh | 0 | 0 | 0 | 0 | 0 | 0 | 0
CT Fac. Spec. - SO2 Rate Annual v3.1, Unit 3959 and retrofits | 416 | 1769 | Rate Constraint in lbs/MMBtu | FALSE | L | Annual | Qualifying Generation | TWh | 0 | 0 | 0 | 0 | 0 | 0 | 0
CT Fac. Spec. - SO2 Rate Annual v3.1, Unit 3959 and retrofits | 416 | 1769 | Rate Constraint in lbs/MMBtu | FALSE | L | Annual | Rate | lb/MWh | 0 | 0 | 0 | 0 | 0 | 0 | 0
CT Fac. Spec. - SO2 Rate Annual v3.1, Unit 3959 and retrofits | 416 | 1769 | Rate Constraint in lbs/MMBtu | FALSE | L | Annual | Constraint Shadow Price | US2011$/Ton | 0 | 0 | 0 | 0 | 0 | 0 | 0
CT Fac. Spec. - SO2 Rate Annual v3.1, Unit 3960 and retrofits | 417 | 1769 | Rate Constraint in lbs/MMBtu | FALSE | L | Annual | Seasons Included | Seasons | Winter, Summer | Winter, Summer | Winter, Summer | Winter, Summer | Winter, Summer | Winter, Summer | Winter, Summer
CT Fac. Spec. - SO2 Rate Annual v3.1, Unit 3960 and retrofits | 417 | 1769 | Rate Constraint in lbs/MMBtu | FALSE | L | Annual | Standard SO2 | lb/MMBtu | 0.33 | 0.33 | 0.33 | 0.33 | 0.33 | 0.33 | 0.33
CT Fac. Spec. - SO2 Rate Annual v3.1, Unit 3960 and retrofits | 417 | 1769 | Rate Constraint in lbs/MMBtu | FALSE | L | Annual | Emissions at Affected Plants SO2 | Thousand Tons | 0 | 0 | 0 | 0 | 0 | 0 | 0
CT Fac. Spec. - SO2 Rate Annual v3.1, Unit 3960 and retrofits | 417 | 1769 | Rate Constraint in lbs/MMBtu | FALSE | L | Annual | Allowances Purchased SO2 | Thousand Tons | 0 | 0 | 0 | 0 | 0 | 0 | 0
CT Fac. Spec. - SO2 Rate Annual v3.1, Unit 3960 and retrofits | 417 | 1769 | Rate Constraint in lbs/MMBtu | FALSE | L | Annual | Allowances Sold SO2 | Thousand Tons | 0 | 0 | 0 | 0 | 0 | 0 | 0
CT Fac. Spec. - SO2 Rate Annual v3.1, Unit 3960 and retrofits | 417 | 1769 | Rate Constraint in lbs/MMBtu | FALSE | L | Annual | Allowances Banked | Thousand Tons | 0 | 0 | 0 | 0 | 0 | 0 | 0
CT Fac. Spec. - SO2 Rate Annual v3.1, Unit 3960 and retrofits | 417 | 1769 | Rate Constraint in lbs/MMBtu | FALSE | L | Annual | Allowances Withdrawn (1:1) | Thousand Tons | 0 | 0 | 0 | 0 | 0 | 0 | 0
CT Fac. Spec. - SO2 Rate Annual v3.1, Unit 3960 and retrofits | 417 | 1769 | Rate Constraint in lbs/MMBtu | FALSE | L | Annual | Allowances Withdrawn (n:1) | Thousand Tons | 0 | 0 | 0 | 0 | 0 | 0 | 0
CT Fac. Spec. - SO2 Rate Annual v3.1, Unit 3960 and retrofits | 417 | 1769 | Rate Constraint in lbs/MMBtu | FALSE | L | Annual | Net Emissions Allowance Position | Thousand Tons | 0 | 0 | 0 | 0 | 0 | 0 | 0
CT Fac. Spec. - SO2 Rate Annual v3.1, Unit 3960 and retrofits | 417 | 1769 | Rate Constraint in lbs/MMBtu | FALSE | L | Annual | Fuel Consumed | TBtu | 0.8826 | 0 | 0 | 0 | 0 | 0 | 0
CT Fac. Spec. - SO2 Rate Annual v3.1, Unit 3960 and retrofits | 417 | 1769 | Rate Constraint in lbs/MMBtu | FALSE | L | Annual | Rate | lb/MMBtu | 0 | 0 | 0 | 0 | 0 | 0 | 0
CT Fac. Spec. - SO2 Rate Annual v3.1, Unit 3960 and retrofits | 417 | 1769 | Rate Constraint in lbs/MMBtu | FALSE | L | Annual | Generation | TWh | 0.069562 | 0 | 0 | 0 | 0 | 0 | 0
CT Fac. Spec. - SO2 Rate Annual v3.1, Unit 3960 and retrofits | 417 | 1769 | Rate Constraint in lbs/MMBtu | FALSE | L | Annual | Qualifying Generation | TWh | 0.069562 | 0 | 0 | 0 | 0 | 0 | 0
CT Fac. Spec. - SO2 Rate Annual v3.1, Unit 3960 and retrofits | 417 | 1769 | Rate Constraint in lbs/MMBtu | FALSE | L | Annual | Rate | lb/MWh | 0 | 0 | 0 | 0 | 0 | 0 | 0
CT Fac. Spec. - SO2 Rate Annual v3.1, Unit 3960 and retrofits | 417 | 1769 | Rate Constraint in lbs/MMBtu | FALSE | L | Annual | Constraint Shadow Price | US2011$/Ton | 0 | 0 | 0 | 0 | 0 | 0 | 0
CT Fac. Spec. - SO2 Rate Annual v3.1, Unit 4317 and retrofits | 418 | 1769 | Rate Constraint in lbs/MMBtu | FALSE | L | Annual | Seasons Included | Seasons | Winter, Summer | Winter, Summer | Winter, Summer | Winter, Summer | Winter, Summer | Winter, Summer | Winter, Summer
CT Fac. Spec. - SO2 Rate Annual v3.1, Unit 4317 and retrofits | 418 | 1769 | Rate Constraint in lbs/MMBtu | FALSE | L | Annual | Standard SO2 | lb/MMBtu | 0.33 | 0.33 | 0.33 | 0.33 | 0.33 | 0.33 | 0.33
CT Fac. Spec. - SO2 Rate Annual v3.1, Unit 4317 and retrofits | 418 | 1769 | Rate Constraint in lbs/MMBtu | FALSE | L | Annual | Emissions at Affected Plants SO2 | Thousand Tons | 0 | 0 | 0 | 0 | 0 | 0 | 0
CT Fac. Spec. - SO2 Rate Annual v3.1, Unit 4317 and retrofits | 418 | 1769 | Rate Constraint in lbs/MMBtu | FALSE | L | Annual | Allowances Purchased SO2 | Thousand Tons | 0 | 0 | 0 | 0 | 0 | 0 | 0
CT Fac. Spec. - SO2 Rate Annual v3.1, Unit 4317 and retrofits | 418 | 1769 | Rate Constraint in lbs/MMBtu | FALSE | L | Annual | Allowances Sold SO2 | Thousand Tons | 0 | 0 | 0 | 0 | 0 | 0 | 0
CT Fac. Spec. - SO2 Rate Annual v3.1, Unit 4317 and retrofits | 418 | 1769 | Rate Constraint in lbs/MMBtu | FALSE | L | Annual | Allowances Banked | Thousand Tons | 0 | 0 | 0 | 0 | 0 | 0 | 0
CT Fac. Spec. - SO2 Rate Annual v3.1, Unit 4317 and retrofits | 418 | 1769 | Rate Constraint in lbs/MMBtu | FALSE | L | Annual | Allowances Withdrawn (1:1) | Thousand Tons | 0 | 0 | 0 | 0 | 0 | 0 | 0
CT Fac. Spec. - SO2 Rate Annual v3.1, Unit 4317 and retrofits | 418 | 1769 | Rate Constraint in lbs/MMBtu | FALSE | L | Annual | Allowances Withdrawn (n:1) | Thousand Tons | 0 | 0 | 0 | 0 | 0 | 0 | 0
CT Fac. Spec. - SO2 Rate Annual v3.1, Unit 4317 and retrofits | 418 | 1769 | Rate Constraint in lbs/MMBtu | FALSE | L | Annual | Net Emissions Allowance Position | Thousand Tons | 0 | 0 | 0 | 0 | 0 | 0 | 0
CT Fac. Spec. - SO2 Rate Annual v3.1, Unit 4317 and retrofits | 418 | 1769 | Rate Constraint in lbs/MMBtu | FALSE | L | Annual | Fuel Consumed | TBtu | 0 | 0 | 0 | 0 | 0 | 0 | 0
CT Fac. Spec. - SO2 Rate Annual v3.1, Unit 4317 and retrofits | 418 | 1769 | Rate Constraint in lbs/MMBtu | FALSE | L | Annual | Rate | lb/MMBtu | 0 | 0 | 0 | 0 | 0 | 0 | 0
CT Fac. Spec. - SO2 Rate Annual v3.1, Unit 4317 and retrofits | 418 | 1769 | Rate Constraint in lbs/MMBtu | FALSE | L | Annual | Generation | TWh | 0 | 0 | 0 | 0 | 0 | 0 | 0
CT Fac. Spec. - SO2 Rate Annual v3.1, Unit 4317 and retrofits | 418 | 1769 | Rate Constraint in lbs/MMBtu | FALSE | L | Annual | Qualifying Generation | TWh | 0 | 0 | 0 | 0 | 0 | 0 | 0
CT Fac. Spec. - SO2 Rate Annual v3.1, Unit 4317 and retrofits | 418 | 1769 | Rate Constraint in lbs/MMBtu | FALSE | L | Annual | Rate | lb/MWh | 0 | 0 | 0 | 0 | 0 | 0 | 0
CT Fac. Spec. - SO2 Rate Annual v3.1, Unit 4317 and retrofits | 418 | 1769 | Rate Constraint in lbs/MMBtu | FALSE | L | Annual | Constraint Shadow Price | US2011$/Ton | 0 | 0 | 0 | 0 | 0 | 0 | 0
DE Facility Specific - Hg Annual Reduction v3.1 | 419 | 1521 | MACT Fuel Choice Floor in lbs/MMBtu | FALSE | L | Annual | Seasons Included | Seasons | Winter, Summer | Winter, Summer | Winter, Summer | Winter, Summer | Winter, Summer | Winter, Summer | Winter, Summer
DE Facility Specific - Hg Annual Reduction v3.1 | 419 | 1521 | MACT Fuel Choice Floor in lbs/MMBtu | FALSE | L | Annual | Emission Floor | lbs/MMBtu | 6e-07 | 6e-07 | 6e-07 | 6e-07 | 6e-07 | 6e-07 | 6e-07
DE Facility Specific - Hg Annual Reduction v3.1 | 419 | 1521 | MACT Fuel Choice Floor in lbs/MMBtu | FALSE | L | Annual | Emissions at Affected Plants MER | lbs | 0 | 0 | 0 | 0 | 0 | 0 | 0
DE Facility Specific - Hg Annual Reduction v3.1 | 419 | 1521 | MACT Fuel Choice Floor in lbs/MMBtu | FALSE | L | Annual | Allowances Purchased MER | lbs | 0 | 0 | 0 | 0 | 0 | 0 | 0
DE Facility Specific - Hg Annual Reduction v3.1 | 419 | 1521 | MACT Fuel Choice Floor in lbs/MMBtu | FALSE | L | Annual | Allowances Sold MER | lbs | 0 | 0 | 0 | 0 | 0 | 0 | 0
DE Facility Specific - Hg Annual Reduction v3.1 | 419 | 1521 | MACT Fuel Choice Floor in lbs/MMBtu | FALSE | L | Annual | Allowances Banked | lbs | 0 | 0 | 0 | 0 | 0 | 0 | 0
DE Facility Specific - Hg Annual Reduction v3.1 | 419 | 1521 | MACT Fuel Choice Floor in lbs/MMBtu | FALSE | L | Annual | Allowances Withdrawn (1:1) | lbs | 0 | 0 | 0 | 0 | 0 | 0 | 0
DE Facility Specific - Hg Annual Reduction v3.1 | 419 | 1521 | MACT Fuel Choice Floor in lbs/MMBtu | FALSE | L | Annual | Allowances Withdrawn (n:1) | lbs | 0 | 0 | 0 | 0 | 0 | 0 | 0
DE Facility Specific - Hg Annual Reduction v3.1 | 419 | 1521 | MACT Fuel Choice Floor in lbs/MMBtu | FALSE | L | Annual | Net Emissions Allowance Position | lbs | 0 | 0 | 0 | 0 | 0 | 0 | 0
DE Facility Specific - Hg Annual Reduction v3.1 | 419 | 1521 | MACT Fuel Choice Floor in lbs/MMBtu | FALSE | L | Annual | Fuel Consumed | TBtu | 0 | 0 | 0 | 0 | 0 | 0 | 0
DE Facility Specific - Hg Annual Reduction v3.1 | 419 | 1521 | MACT Fuel Choice Floor in lbs/MMBtu | FALSE | L | Annual | Rate | lb/MMBtu | 0 | 0 | 0 | 0 | 0 | 0 | 0
DE Facility Specific - Hg Annual Reduction v3.1 | 419 | 1521 | MACT Fuel Choice Floor in lbs/MMBtu | FALSE | L | Annual | Generation | TWh | 0 | 0 | 0 | 0 | 0 | 0 | 0
DE Facility Specific - Hg Annual Reduction v3.1 | 419 | 1521 | MACT Fuel Choice Floor in lbs/MMBtu | FALSE | L | Annual | Qualifying Generation | TWh | 0 | 0 | 0 | 0 | 0 | 0 | 0
DE Facility Specific - Hg Annual Reduction v3.1 | 419 | 1521 | MACT Fuel Choice Floor in lbs/MMBtu | FALSE | L | Annual | Constraint Shadow Price | US2011$/Lb | 0 | 0 | 0 | 0 | 0 | 0 | 0
DE Facility Specific - NOx Annual Rate v3.1, Unit 3764 and retrofits | 420 | 1519 | Rate Constraint in lbs/MMBtu | FALSE | L | Annual | Seasons Included | Seasons | Winter, Summer | Winter, Summer | Winter, Summer | Winter, Summer | Winter, Summer | Winter, Summer | Winter, Summer
DE Facility Specific - NOx Annual Rate v3.1, Unit 3764 and retrofits | 420 | 1519 | Rate Constraint in lbs/MMBtu | FALSE | L | Annual | Standard NOX | lb/MMBtu | 0.125 | 0.125 | 0.125 | 0.125 | 0.125 | 0.125 | 0.125
DE Facility Specific - NOx Annual Rate v3.1, Unit 3764 and retrofits | 420 | 1519 | Rate Constraint in lbs/MMBtu | FALSE | L | Annual | Emissions at Affected Plants NOX | Thousand Tons | 0.0070897 | 0 | 0 | 0 | 0 | 0 | 0
DE Facility Specific - NOx Annual Rate v3.1, Unit 3764 and retrofits | 420 | 1519 | Rate Constraint in lbs/MMBtu | FALSE | L | Annual | Allowances Purchased NOX | Thousand Tons | 0 | 0 | 0 | 0 | 0 | 0 | 0
DE Facility Specific - NOx Annual Rate v3.1, Unit 3764 and retrofits | 420 | 1519 | Rate Constraint in lbs/MMBtu | FALSE | L | Annual | Allowances Sold NOX | Thousand Tons | 0 | 0 | 0 | 0 | 0 | 0 | 0
DE Facility Specific - NOx Annual Rate v3.1, Unit 3764 and retrofits | 420 | 1519 | Rate Constraint in lbs/MMBtu | FALSE | L | Annual | Allowances Banked | Thousand Tons | 0 | 0 | 0 | 0 | 0 | 0 | 0
DE Facility Specific - NOx Annual Rate v3.1, Unit 3764 and retrofits | 420 | 1519 | Rate Constraint in lbs/MMBtu | FALSE | L | Annual | Allowances Withdrawn (1:1) | Thousand Tons | 0 | 0 | 0 | 0 | 0 | 0 | 0
DE Facility Specific - NOx Annual Rate v3.1, Unit 3764 and retrofits | 420 | 1519 | Rate Constraint in lbs/MMBtu | FALSE | L | Annual | Allowances Withdrawn (n:1) | Thousand Tons | 0 | 0 | 0 | 0 | 0 | 0 | 0
DE Facility Specific - NOx Annual Rate v3.1, Unit 3764 and retrofits | 420 | 1519 | Rate Constraint in lbs/MMBtu | FALSE | L | Annual | Net Emissions Allowance Position | Thousand Tons | 0.0070897 | 0 | 0 | 0 | 0 | 0 | 0
DE Facility Specific - NOx Annual Rate v3.1, Unit 3764 and retrofits | 420 | 1519 | Rate Constraint in lbs/MMBtu | FALSE | L | Annual | Fuel Consumed | TBtu | 0.17692 | 0 | 0 | 0 | 0 | 0 | 0
DE Facility Specific - NOx Annual Rate v3.1, Unit 3764 and retrofits | 420 | 1519 | Rate Constraint in lbs/MMBtu | FALSE | L | Annual | Rate | lb/MMBtu | 0.080148 | 0 | 0 | 0 | 0 | 0 | 0
DE Facility Specific - NOx Annual Rate v3.1, Unit 3764 and retrofits | 420 | 1519 | Rate Constraint in lbs/MMBtu | FALSE | L | Annual | Generation | TWh | 0.015118 | 0 | 0 | 0 | 0 | 0 | 0
DE Facility Specific - NOx Annual Rate v3.1, Unit 3764 and retrofits | 420 | 1519 | Rate Constraint in lbs/MMBtu | FALSE | L | Annual | Qualifying Generation | TWh | 0.015118 | 0 | 0 | 0 | 0 | 0 | 0
DE Facility Specific - NOx Annual Rate v3.1, Unit 3764 and retrofits | 420 | 1519 | Rate Constraint in lbs/MMBtu | FALSE | L | Annual | Rate | lb/MWh | 0.93789 | 0 | 0 | 0 | 0 | 0 | 0
DE Facility Specific - NOx Annual Rate v3.1, Unit 3764 and retrofits | 420 | 1519 | Rate Constraint in lbs/MMBtu | FALSE | L | Annual | Constraint Shadow Price | US2011$/Ton | 0 | 0 | 0 | 0 | 0 | 0 | 0
DE Facility Specific - NOx Annual Rate v3.1, Unit 3765 and retrofits | 421 | 1519 | Rate Constraint in lbs/MMBtu | FALSE | L | Annual | Seasons Included | Seasons | Winter, Summer | Winter, Summer | Winter, Summer | Winter, Summer | Winter, Summer | Winter, Summer | Winter, Summer
DE Facility Specific - NOx Annual Rate v3.1, Unit 3765 and retrofits | 421 | 1519 | Rate Constraint in lbs/MMBtu | FALSE | L | Annual | Standard NOX | lb/MMBtu | 0.125 | 0.125 | 0.125 | 0.125 | 0.125 | 0.125 | 0.125
DE Facility Specific - NOx Annual Rate v3.1, Unit 3765 and retrofits | 421 | 1519 | Rate Constraint in lbs/MMBtu | FALSE | L | Annual | Emissions at Affected Plants NOX | Thousand Tons | 0.0023303 | 0 | 0 | 0 | 0 | 0 | 0
DE Facility Specific - NOx Annual Rate v3.1, Unit 3765 and retrofits | 421 | 1519 | Rate Constraint in lbs/MMBtu | FALSE | L | Annual | Allowances Purchased NOX | Thousand Tons | 0 | 0 | 0 | 0 | 0 | 0 | 0
DE Facility Specific - NOx Annual Rate v3.1, Unit 3765 and retrofits | 421 | 1519 | Rate Constraint in lbs/MMBtu | FALSE | L | Annual | Allowances Sold NOX | Thousand Tons | 0 | 0 | 0 | 0 | 0 | 0 | 0
DE Facility Specific - NOx Annual Rate v3.1, Unit 3765 and retrofits | 421 | 1519 | Rate Constraint in lbs/MMBtu | FALSE | L | Annual | Allowances Banked | Thousand Tons | 0 | 0 | 0 | 0 | 0 | 0 | 0
DE Facility Specific - NOx Annual Rate v3.1, Unit 3765 and retrofits | 421 | 1519 | Rate Constraint in lbs/MMBtu | FALSE | L | Annual | Allowances Withdrawn (1:1) | Thousand Tons | 0 | 0 | 0 | 0 | 0 | 0 | 0
DE Facility Specific - NOx Annual Rate v3.1, Unit 3765 and retrofits | 421 | 1519 | Rate Constraint in lbs/MMBtu | FALSE | L | Annual | Allowances Withdrawn (n:1) | Thousand Tons | 0 | 0 | 0 | 0 | 0 | 0 | 0
DE Facility Specific - NOx Annual Rate v3.1, Unit 3765 and retrofits | 421 | 1519 | Rate Constraint in lbs/MMBtu | FALSE | L | Annual | Net Emissions Allowance Position | Thousand Tons | 0.0023303 | 0 | 0 | 0 | 0 | 0 | 0
DE Facility Specific - NOx Annual Rate v3.1, Unit 3765 and retrofits | 421 | 1519 | Rate Constraint in lbs/MMBtu | FALSE | L | Annual | Fuel Consumed | TBtu | 0.037284 | 0 | 0 | 0 | 0 | 0 | 0
DE Facility Specific - NOx Annual Rate v3.1, Unit 3765 and retrofits | 421 | 1519 | Rate Constraint in lbs/MMBtu | FALSE | L | Annual | Rate | lb/MMBtu | 0.125 | 0 | 0 | 0 | 0 | 0 | 0
DE Facility Specific - NOx Annual Rate v3.1, Unit 3765 and retrofits | 421 | 1519 | Rate Constraint in lbs/MMBtu | FALSE | L | Annual | Generation | TWh | 0.0033086 | 0 | 0 | 0 | 0 | 0 | 0
DE Facility Specific - NOx Annual Rate v3.1, Unit 3765 and retrofits | 421 | 1519 | Rate Constraint in lbs/MMBtu | FALSE | L | Annual | Qualifying Generation | TWh | 0.0033086 | 0 | 0 | 0 | 0 | 0 | 0
DE Facility Specific - NOx Annual Rate v3.1, Unit 3765 and retrofits | 421 | 1519 | Rate Constraint in lbs/MMBtu | FALSE | L | Annual | Rate | lb/MWh | 1.4086 | 0 | 0 | 0 | 0 | 0 | 0
DE Facility Specific - NOx Annual Rate v3.1, Unit 3765 and retrofits | 421 | 1519 | Rate Constraint in lbs/MMBtu | FALSE | L | Annual | Constraint Shadow Price | US2011$/Ton | 0 | 0 | 0 | 0 | 0 | 0 | 0
DE Facility Specific - NOx Annual Rate v3.1, Unit 4244 and retrofits | 422 | 1519 | Rate Constraint in lbs/MMBtu | FALSE | L | Annual | Seasons Included | Seasons | Winter, Summer | Winter, Summer | Winter, Summer | Winter, Summer | Winter, Summer | Winter, Summer | Winter, Summer
DE Facility Specific - NOx Annual Rate v3.1, Unit 4244 and retrofits | 422 | 1519 | Rate Constraint in lbs/MMBtu | FALSE | L | Annual | Standard NOX | lb/MMBtu | 0.125 | 0.125 | 0.125 | 0.125 | 0.125 | 0.125 | 0.125
DE Facility Specific - NOx Annual Rate v3.1, Unit 4244 and retrofits | 422 | 1519 | Rate Constraint in lbs/MMBtu | FALSE | L | Annual | Emissions at Affected Plants NOX | Thousand Tons | 0 | 0 | 0 | 0 | 0 | 0 | 0
DE Facility Specific - NOx Annual Rate v3.1, Unit 4244 and retrofits | 422 | 1519 | Rate Constraint in lbs/MMBtu | FALSE | L | Annual | Allowances Purchased NOX | Thousand Tons | 0 | 0 | 0 | 0 | 0 | 0 | 0
DE Facility Specific - NOx Annual Rate v3.1, Unit 4244 and retrofits | 422 | 1519 | Rate Constraint in lbs/MMBtu | FALSE | L | Annual | Allowances Sold NOX | Thousand Tons | 0 | 0 | 0 | 0 | 0 | 0 | 0
DE Facility Specific - NOx Annual Rate v3.1, Unit 4244 and retrofits | 422 | 1519 | Rate Constraint in lbs/MMBtu | FALSE | L | Annual | Allowances Banked | Thousand Tons | 0 | 0 | 0 | 0 | 0 | 0 | 0
DE Facility Specific - NOx Annual Rate v3.1, Unit 4244 and retrofits | 422 | 1519 | Rate Constraint in lbs/MMBtu | FALSE | L | Annual | Allowances Withdrawn (1:1) | Thousand Tons | 0 | 0 | 0 | 0 | 0 | 0 | 0
DE Facility Specific - NOx Annual Rate v3.1, Unit 4244 and retrofits | 422 | 1519 | Rate Constraint in lbs/MMBtu | FALSE | L | Annual | Allowances Withdrawn (n:1) | Thousand Tons | 0 | 0 | 0 | 0 | 0 | 0 | 0
DE Facility Specific - NOx Annual Rate v3.1, Unit 4244 and retrofits | 422 | 1519 | Rate Constraint in lbs/MMBtu | FALSE | L | Annual | Net Emissions Allowance Position | Thousand Tons | 0 | 0 | 0 | 0 | 0 | 0 | 0
DE Facility Specific - NOx Annual Rate v3.1, Unit 4244 and retrofits | 422 | 1519 | Rate Constraint in lbs/MMBtu | FALSE | L | Annual | Fuel Consumed | TBtu | 0 | 0 | 0 | 0 | 0 | 0 | 0
DE Facility Specific - NOx Annual Rate v3.1, Unit 4244 and retrofits | 422 | 1519 | Rate Constraint in lbs/MMBtu | FALSE | L | Annual | Rate | lb/MMBtu | 0 | 0 | 0 | 0 | 0 | 0 | 0
DE Facility Specific - NOx Annual Rate v3.1, Unit 4244 and retrofits | 422 | 1519 | Rate Constraint in lbs/MMBtu | FALSE | L | Annual | Generation | TWh | 0 | 0 | 0 | 0 | 0 | 0 | 0
DE Facility Specific - NOx Annual Rate v3.1, Unit 4244 and retrofits | 422 | 1519 | Rate Constraint in lbs/MMBtu | FALSE | L | Annual | Qualifying Generation | TWh | 0 | 0 | 0 | 0 | 0 | 0 | 0
DE Facility Specific - NOx Annual Rate v3.1, Unit 4244 and retrofits | 422 | 1519 | Rate Constraint in lbs/MMBtu | FALSE | L | Annual | Rate | lb/MWh | 0 | 0 | 0 | 0 | 0 | 0 | 0
DE Facility Specific - NOx Annual Rate v3.1, Unit 4244 and retrofits | 422 | 1519 | Rate Constraint in lbs/MMBtu | FALSE | L | Annual | Constraint Shadow Price | US2011$/Ton | 0 | 0 | 0 | 0 | 0 | 0 | 0
DE Facility Specific - NOx Annual Rate v3.1, Unit 4271 and retrofits | 423 | 1519 | Rate Constraint in lbs/MMBtu | FALSE | L | Annual | Seasons Included | Seasons | Winter, Summer | Winter, Summer | Winter, Summer | Winter, Summer | Winter, Summer | Winter, Summer | Winter, Summer
DE Facility Specific - NOx Annual Rate v3.1, Unit 4271 and retrofits | 423 | 1519 | Rate Constraint in lbs/MMBtu | FALSE | L | Annual | Standard NOX | lb/MMBtu | 0.125 | 0.125 | 0.125 | 0.125 | 0.125 | 0.125 | 0.125
DE Facility Specific - NOx Annual Rate v3.1, Unit 4271 and retrofits | 423 | 1519 | Rate Constraint in lbs/MMBtu | FALSE | L | Annual | Emissions at Affected Plants NOX | Thousand Tons | 0 | 0 | 0 | 0 | 0 | 0 | 0
DE Facility Specific - NOx Annual Rate v3.1, Unit 4271 and retrofits | 423 | 1519 | Rate Constraint in lbs/MMBtu | FALSE | L | Annual | Allowances Purchased NOX | Thousand Tons | 0 | 0 | 0 | 0 | 0 | 0 | 0
DE Facility Specific - NOx Annual Rate v3.1, Unit 4271 and retrofits | 423 | 1519 | Rate Constraint in lbs/MMBtu | FALSE | L | Annual | Allowances Sold NOX | Thousand Tons | 0 | 0 | 0 | 0 | 0 | 0 | 0
DE Facility Specific - NOx Annual Rate v3.1, Unit 4271 and retrofits | 423 | 1519 | Rate Constraint in lbs/MMBtu | FALSE | L | Annual | Allowances Banked | Thousand Tons | 0 | 0 | 0 | 0 | 0 | 0 | 0
DE Facility Specific - NOx Annual Rate v3.1, Unit 4271 and retrofits | 423 | 1519 | Rate Constraint in lbs/MMBtu | FALSE | L | Annual | Allowances Withdrawn (1:1) | Thousand Tons | 0 | 0 | 0 | 0 | 0 | 0 | 0
DE Facility Specific - NOx Annual Rate v3.1, Unit 4271 and retrofits | 423 | 1519 | Rate Constraint in lbs/MMBtu | FALSE | L | Annual | Allowances Withdrawn (n:1) | Thousand Tons | 0 | 0 | 0 | 0 | 0 | 0 | 0
DE Facility Specific - NOx Annual Rate v3.1, Unit 4271 and retrofits | 423 | 1519 | Rate Constraint in lbs/MMBtu | FALSE | L | Annual | Net Emissions Allowance Position | Thousand Tons | 0 | 0 | 0 | 0 | 0 | 0 | 0
DE Facility Specific - NOx Annual Rate v3.1, Unit 4271 and retrofits | 423 | 1519 | Rate Constraint in lbs/MMBtu | FALSE | L | Annual | Fuel Consumed | TBtu | 0 | 0 | 0 | 0 | 0 | 0 | 0
DE Facility Specific - NOx Annual Rate v3.1, Unit 4271 and retrofits | 423 | 1519 | Rate Constraint in lbs/MMBtu | FALSE | L | Annual | Rate | lb/MMBtu | 0 | 0 | 0 | 0 | 0 | 0 | 0
DE Facility Specific - NOx Annual Rate v3.1, Unit 4271 and retrofits | 423 | 1519 | Rate Constraint in lbs/MMBtu | FALSE | L | Annual | Generation | TWh | 0 | 0 | 0 | 0 | 0 | 0 | 0
DE Facility Specific - NOx Annual Rate v3.1, Unit 4271 and retrofits | 423 | 1519 | Rate Constraint in lbs/MMBtu | FALSE | L | Annual | Qualifying Generation | TWh | 0 | 0 | 0 | 0 | 0 | 0 | 0
DE Facility Specific - NOx Annual Rate v3.1, Unit 4271 and retrofits | 423 | 1519 | Rate Constraint in lbs/MMBtu | FALSE | L | Annual | Rate | lb/MWh | 0 | 0 | 0 | 0 | 0 | 0 | 0
DE Facility Specific - NOx Annual Rate v3.1, Unit 4271 and retrofits | 423 | 1519 | Rate Constraint in lbs/MMBtu | FALSE | L | Annual | Constraint Shadow Price | US2011$/Ton | 0 | 0 | 0 | 0 | 0 | 0 | 0
DE Facility Specific - NOx Annual Rate v3.1, Unit 4272 and retrofits | 424 | 1519 | Rate Constraint in lbs/MMBtu | FALSE | L | Annual | Seasons Included | Seasons | Winter, Summer | Winter, Summer | Winter, Summer | Winter, Summer | Winter, Summer | Winter, Summer | Winter, Summer
DE Facility Specific - NOx Annual Rate v3.1, Unit 4272 and retrofits | 424 | 1519 | Rate Constraint in lbs/MMBtu | FALSE | L | Annual | Standard NOX | lb/MMBtu | 0.125 | 0.125 | 0.125 | 0.125 | 0.125 | 0.125 | 0.125
DE Facility Specific - NOx Annual Rate v3.1, Unit 4272 and retrofits | 424 | 1519 | Rate Constraint in lbs/MMBtu | FALSE | L | Annual | Emissions at Affected Plants NOX | Thousand Tons | 0 | 0 | 0 | 0 | 0 | 0 | 0
DE Facility Specific - NOx Annual Rate v3.1, Unit 4272 and retrofits | 424 | 1519 | Rate Constraint in lbs/MMBtu | FALSE | L | Annual | Allowances Purchased NOX | Thousand Tons | 0 | 0 | 0 | 0 | 0 | 0 | 0
DE Facility Specific - NOx Annual Rate v3.1, Unit 4272 and retrofits | 424 | 1519 | Rate Constraint in lbs/MMBtu | FALSE | L | Annual | Allowances Sold NOX | Thousand Tons | 0 | 0 | 0 | 0 | 0 | 0 | 0
DE Facility Specific - NOx Annual Rate v3.1, Unit 4272 and retrofits | 424 | 1519 | Rate Constraint in lbs/MMBtu | FALSE | L | Annual | Allowances Banked | Thousand Tons | 0 | 0 | 0 | 0 | 0 | 0 | 0
DE Facility Specific - NOx Annual Rate v3.1, Unit 4272 and retrofits | 424 | 1519 | Rate Constraint in lbs/MMBtu | FALSE | L | Annual | Allowances Withdrawn (1:1) | Thousand Tons | 0 | 0 | 0 | 0 | 0 | 0 | 0
DE Facility Specific - NOx Annual Rate v3.1, Unit 4272 and retrofits | 424 | 1519 | Rate Constraint in lbs/MMBtu | FALSE | L | Annual | Allowances Withdrawn (n:1) | Thousand Tons | 0 | 0 | 0 | 0 | 0 | 0 | 0
DE Facility Specific - NOx Annual Rate v3.1, Unit 4272 and retrofits | 424 | 1519 | Rate Constraint in lbs/MMBtu | FALSE | L | Annual | Net Emissions Allowance Position | Thousand Tons | 0 | 0 | 0 | 0 | 0 | 0 | 0
DE Facility Specific - NOx Annual Rate v3.1, Unit 4272 and retrofits | 424 | 1519 | Rate Constraint in lbs/MMBtu | FALSE | L | Annual | Fuel Consumed | TBtu | 0 | 0 | 0 | 0 | 0 | 0 | 0
DE Facility Specific - NOx Annual Rate v3.1, Unit 4272 and retrofits | 424 | 1519 | Rate Constraint in lbs/MMBtu | FALSE | L | Annual | Rate | lb/MMBtu | 0 | 0 | 0 | 0 | 0 | 0 | 0
DE Facility Specific - NOx Annual Rate v3.1, Unit 4272 and retrofits | 424 | 1519 | Rate Constraint in lbs/MMBtu | FALSE | L | Annual | Generation | TWh | 0 | 0 | 0 | 0 | 0 | 0 | 0
DE Facility Specific - NOx Annual Rate v3.1, Unit 4272 and retrofits | 424 | 1519 | Rate Constraint in lbs/MMBtu | FALSE | L | Annual | Qualifying Generation | TWh | 0 | 0 | 0 | 0 | 0 | 0 | 0
DE Facility Specific - NOx Annual Rate v3.1, Unit 4272 and retrofits | 424 | 1519 | Rate Constraint in lbs/MMBtu | FALSE | L | Annual | Rate | lb/MWh | 0 | 0 | 0 | 0 | 0 | 0 | 0
DE Facility Specific - NOx Annual Rate v3.1, Unit 4272 and retrofits | 424 | 1519 | Rate Constraint in lbs/MMBtu | FALSE | L | Annual | Constraint Shadow Price | US2011$/Ton | 0 | 0 | 0 | 0 | 0 | 0 | 0
DE Facility Specific - SO2 Annual Rate v3.1, Unit 3764 and retrofits | 425 | 1520 | Rate Constraint in lbs/MMBtu | FALSE | L | Annual | Seasons Included | Seasons | Winter, Summer | Winter, Summer | Winter, Summer | Winter, Summer | Winter, Summer | Winter, Summer | Winter, Summer
DE Facility Specific - SO2 Annual Rate v3.1, Unit 3764 and retrofits | 425 | 1520 | Rate Constraint in lbs/MMBtu | FALSE | L | Annual | Standard SO2 | lb/MMBtu | 0.26 | 0.26 | 0.26 | 0.26 | 0.26 | 0.26 | 0.26
DE Facility Specific - SO2 Annual Rate v3.1, Unit 3764 and retrofits | 425 | 1520 | Rate Constraint in lbs/MMBtu | FALSE | L | Annual | Emissions at Affected Plants SO2 | Thousand Tons | 0 | 0 | 0 | 0 | 0 | 0 | 0
DE Facility Specific - SO2 Annual Rate v3.1, Unit 3764 and retrofits | 425 | 1520 | Rate Constraint in lbs/MMBtu | FALSE | L | Annual | Allowances Purchased SO2 | Thousand Tons | 0 | 0 | 0 | 0 | 0 | 0 | 0
DE Facility Specific - SO2 Annual Rate v3.1, Unit 3764 and retrofits | 425 | 1520 | Rate Constraint in lbs/MMBtu | FALSE | L | Annual | Allowances Sold SO2 | Thousand Tons | 0 | 0 | 0 | 0 | 0 | 0 | 0
DE Facility Specific - SO2 Annual Rate v3.1, Unit 3764 and retrofits | 425 | 1520 | Rate Constraint in lbs/MMBtu | FALSE | L | Annual | Allowances Banked | Thousand Tons | 0 | 0 | 0 | 0 | 0 | 0 | 0
DE Facility Specific - SO2 Annual Rate v3.1, Unit 3764 and retrofits | 425 | 1520 | Rate Constraint in lbs/MMBtu | FALSE | L | Annual | Allowances Withdrawn (1:1) | Thousand Tons | 0 | 0 | 0 | 0 | 0 | 0 | 0
DE Facility Specific - SO2 Annual Rate v3.1, Unit 3764 and retrofits | 425 | 1520 | Rate Constraint in lbs/MMBtu | FALSE | L | Annual | Allowances Withdrawn (n:1) | Thousand Tons | 0 | 0 | 0 | 0 | 0 | 0 | 0
DE Facility Specific - SO2 Annual Rate v3.1, Unit 3764 and retrofits | 425 | 1520 | Rate Constraint in lbs/MMBtu | FALSE | L | Annual | Net Emissions Allowance Position | Thousand Tons | 0 | 0 | 0 | 0 | 0 | 0 | 0
DE Facility Specific - SO2 Annual Rate v3.1, Unit 3764 and retrofits | 425 | 1520 | Rate Constraint in lbs/MMBtu | FALSE | L | Annual | Fuel Consumed | TBtu | 0.17692 | 0 | 0 | 0 | 0 | 0 | 0
DE Facility Specific - SO2 Annual Rate v3.1, Unit 3764 and retrofits | 425 | 1520 | Rate Constraint in lbs/MMBtu | FALSE | L | Annual | Rate | lb/MMBtu | 0 | 0 | 0 | 0 | 0 | 0 | 0
DE Facility Specific - SO2 Annual Rate v3.1, Unit 3764 and retrofits | 425 | 1520 | Rate Constraint in lbs/MMBtu | FALSE | L | Annual | Generation | TWh | 0.015118 | 0 | 0 | 0 | 0 | 0 | 0
DE Facility Specific - SO2 Annual Rate v3.1, Unit 3764 and retrofits | 425 | 1520 | Rate Constraint in lbs/MMBtu | FALSE | L | Annual | Qualifying Generation | TWh | 0.015118 | 0 | 0 | 0 | 0 | 0 | 0
DE Facility Specific - SO2 Annual Rate v3.1, Unit 3764 and retrofits | 425 | 1520 | Rate Constraint in lbs/MMBtu | FALSE | L | Annual | Rate | lb/MWh | 0 | 0 | 0 | 0 | 0 | 0 | 0
DE Facility Specific - SO2 Annual Rate v3.1, Unit 3764 and retrofits | 425 | 1520 | Rate Constraint in lbs/MMBtu | FALSE | L | Annual | Constraint Shadow Price | US2011$/Ton | 0 | 0 | 0 | 0 | 0 | 0 | 0
DE Facility Specific - SO2 Annual Rate v3.1, Unit 3765 and retrofits | 426 | 1520 | Rate Constraint in lbs/MMBtu | FALSE | L | Annual | Seasons Included | Seasons | Winter, Summer | Winter, Summer | Winter, Summer | Winter, Summer | Winter, Summer | Winter, Summer | Winter, Summer
DE Facility Specific - SO2 Annual Rate v3.1, Unit 3765 and retrofits | 426 | 1520 | Rate Constraint in lbs/MMBtu | FALSE | L | Annual | Standard SO2 | lb/MMBtu | 0.26 | 0.26 | 0.26 | 0.26 | 0.26 | 0.26 | 0.26
DE Facility Specific - SO2 Annual Rate v3.1, Unit 3765 and retrofits | 426 | 1520 | Rate Constraint in lbs/MMBtu | FALSE | L | Annual | Emissions at Affected Plants SO2 | Thousand Tons | 0 | 0 | 0 | 0 | 0 | 0 | 0
DE Facility Specific - SO2 Annual Rate v3.1, Unit 3765 and retrofits | 426 | 1520 | Rate Constraint in lbs/MMBtu | FALSE | L | Annual | Allowances Purchased SO2 | Thousand Tons | 0 | 0 | 0 | 0 | 0 | 0 | 0
DE Facility Specific - SO2 Annual Rate v3.1, Unit 3765 and retrofits | 426 | 1520 | Rate Constraint in lbs/MMBtu | FALSE | L | Annual | Allowances Sold SO2 | Thousand Tons | 0 | 0 | 0 | 0 | 0 | 0 | 0
DE Facility Specific - SO2 Annual Rate v3.1, Unit 3765 and retrofits | 426 | 1520 | Rate Constraint in lbs/MMBtu | FALSE | L | Annual | Allowances Banked | Thousand Tons | 0 | 0 | 0 | 0 | 0 | 0 | 0
DE Facility Specific - SO2 Annual Rate v3.1, Unit 3765 and retrofits | 426 | 1520 | Rate Constraint in lbs/MMBtu | FALSE | L | Annual | Allowances Withdrawn (1:1) | Thousand Tons | 0 | 0 | 0 | 0 | 0 | 0 | 0
DE Facility Specific - SO2 Annual Rate v3.1, Unit 3765 and retrofits | 426 | 1520 | Rate Constraint in lbs/MMBtu | FALSE | L | Annual | Allowances Withdrawn (n:1) | Thousand Tons | 0 | 0 | 0 | 0 | 0 | 0 | 0
DE Facility Specific - SO2 Annual Rate v3.1, Unit 3765 and retrofits | 426 | 1520 | Rate Constraint in lbs/MMBtu | FALSE | L | Annual | Net Emissions Allowance Position | Thousand Tons | 0 | 0 | 0 | 0 | 0 | 0 | 0
DE Facility Specific - SO2 Annual Rate v3.1, Unit 3765 and retrofits | 426 | 1520 | Rate Constraint in lbs/MMBtu | FALSE | L | Annual | Fuel Consumed | TBtu | 0.037284 | 0 | 0 | 0 | 0 | 0 | 0
DE Facility Specific - SO2 Annual Rate v3.1, Unit 3765 and retrofits | 426 | 1520 | Rate Constraint in lbs/MMBtu | FALSE | L | Annual | Rate | lb/MMBtu | 0 | 0 | 0 | 0 | 0 | 0 | 0
DE Facility Specific - SO2 Annual Rate v3.1, Unit 3765 and retrofits | 426 | 1520 | Rate Constraint in lbs/MMBtu | FALSE | L | Annual | Generation | TWh | 0.0033086 | 0 | 0 | 0 | 0 | 0 | 0
DE Facility Specific - SO2 Annual Rate v3.1, Unit 3765 and retrofits | 426 | 1520 | Rate Constraint in lbs/MMBtu | FALSE | L | Annual | Qualifying Generation | TWh | 0.0033086 | 0 | 0 | 0 | 0 | 0 | 0
DE Facility Specific - SO2 Annual Rate v3.1, Unit 3765 and retrofits | 426 | 1520 | Rate Constraint in lbs/MMBtu | FALSE | L | Annual | Rate | lb/MWh | 0 | 0 | 0 | 0 | 0 | 0 | 0
DE Facility Specific - SO2 Annual Rate v3.1, Unit 3765 and retrofits | 426 | 1520 | Rate Constraint in lbs/MMBtu | FALSE | L | Annual | Constraint Shadow Price | US2011$/Ton | 0 | 0 | 0 | 0 | 0 | 0 | 0
DE Facility Specific - SO2 Annual Rate v3.1, Unit 4244 and retrofits | 427 | 1520 | Rate Constraint in lbs/MMBtu | FALSE | L | Annual | Seasons Included | Seasons | Winter, Summer | Winter, Summer | Winter, Summer | Winter, Summer | Winter, Summer | Winter, Summer | Winter, Summer
DE Facility Specific - SO2 Annual Rate v3.1, Unit 4244 and retrofits | 427 | 1520 | Rate Constraint in lbs/MMBtu | FALSE | L | Annual | Standard SO2 | lb/MMBtu | 0.26 | 0.26 | 0.26 | 0.26 | 0.26 | 0.26 | 0.26
DE Facility Specific - SO2 Annual Rate v3.1, Unit 4244 and retrofits | 427 | 1520 | Rate Constraint in lbs/MMBtu | FALSE | L | Annual | Emissions at Affected Plants SO2 | Thousand Tons | 0 | 0 | 0 | 0 | 0 | 0 | 0
DE Facility Specific - SO2 Annual Rate v3.1, Unit 4244 and retrofits | 427 | 1520 | Rate Constraint in lbs/MMBtu | FALSE | L | Annual | Allowances Purchased SO2 | Thousand Tons | 0 | 0 | 0 | 0 | 0 | 0 | 0
DE Facility Specific - SO2 Annual Rate v3.1, Unit 4244 and retrofits | 427 | 1520 | Rate Constraint in lbs/MMBtu | FALSE | L | Annual | Allowances Sold SO2 | Thousand Tons | 0 | 0 | 0 | 0 | 0 | 0 | 0
DE Facility Specific - SO2 Annual Rate v3.1, Unit 4244 and retrofits | 427 | 1520 | Rate Constraint in lbs/MMBtu | FALSE | L | Annual | Allowances Banked | Thousand Tons | 0 | 0 | 0 | 0 | 0 | 0 | 0
DE Facility Specific - SO2 Annual Rate v3.1, Unit 4244 and retrofits | 427 | 1520 | Rate Constraint in lbs/MMBtu | FALSE | L | Annual | Allowances Withdrawn (1:1) | Thousand Tons | 0 | 0 | 0 | 0 | 0 | 0 | 0
DE Facility Specific - SO2 Annual Rate v3.1, Unit 4244 and retrofits | 427 | 1520 | Rate Constraint in lbs/MMBtu | FALSE | L | Annual | Allowances Withdrawn (n:1) | Thousand Tons | 0 | 0 | 0 | 0 | 0 | 0 | 0
DE Facility Specific - SO2 Annual Rate v3.1, Unit 4244 and retrofits | 427 | 1520 | Rate Constraint in lbs/MMBtu | FALSE | L | Annual | Net Emissions Allowance Position | Thousand Tons | 0 | 0 | 0 | 0 | 0 | 0 | 0
DE Facility Specific - SO2 Annual Rate v3.1, Unit 4244 and retrofits | 427 | 1520 | Rate Constraint in lbs/MMBtu | FALSE | L | Annual | Fuel Consumed | TBtu | 0 | 0 | 0 | 0 | 0 | 0 | 0
DE Facility Specific - SO2 Annual Rate v3.1, Unit 4244 and retrofits | 427 | 1520 | Rate Constraint in lbs/MMBtu | FALSE | L | Annual | Rate | lb/MMBtu | 0 | 0 | 0 | 0 | 0 | 0 | 0
DE Facility Specific - SO2 Annual Rate v3.1, Unit 4244 and retrofits | 427 | 1520 | Rate Constraint in lbs/MMBtu | FALSE | L | Annual | Generation | TWh | 0 | 0 | 0 | 0 | 0 | 0 | 0
DE Facility Specific - SO2 Annual Rate v3.1, Unit 4244 and retrofits | 427 | 1520 | Rate Constraint in lbs/MMBtu | FALSE | L | Annual | Qualifying Generation | TWh | 0 | 0 | 0 | 0 | 0 | 0 | 0
DE Facility Specific - SO2 Annual Rate v3.1, Unit 4244 and retrofits | 427 | 1520 | Rate Constraint in lbs/MMBtu | FALSE | L | Annual | Rate | lb/MWh | 0 | 0 | 0 | 0 | 0 | 0 | 0
DE Facility Specific - SO2 Annual Rate v3.1, Unit 4244 and retrofits | 427 | 1520 | Rate Constraint in lbs/MMBtu | FALSE | L | Annual | Constraint Shadow Price | US2011$/Ton | 0 | 0 | 0 | 0 | 0 | 0 | 0
DE Facility Specific - SO2 Annual Rate v3.1, Unit 4271 and retrofits | 428 | 1520 | Rate Constraint in lbs/MMBtu | FALSE | L | Annual | Seasons Included | Seasons | Winter, Summer | Winter, Summer | Winter, Summer | Winter, Summer | Winter, Summer | Winter, Summer | Winter, Summer
DE Facility Specific - SO2 Annual Rate v3.1, Unit 4271 and retrofits | 428 | 1520 | Rate Constraint in lbs/MMBtu | FALSE | L | Annual | Standard SO2 | lb/MMBtu | 0.26 | 0.26 | 0.26 | 0.26 | 0.26 | 0.26 | 0.26
DE Facility Specific - SO2 Annual Rate v3.1, Unit 4271 and retrofits | 428 | 1520 | Rate Constraint in lbs/MMBtu | FALSE | L | Annual | Emissions at Affected Plants SO2 | Thousand Tons | 0 | 0 | 0 | 0 | 0 | 0 | 0
DE Facility Specific - SO2 Annual Rate v3.1, Unit 4271 and retrofits | 428 | 1520 | Rate Constraint in lbs/MMBtu | FALSE | L | Annual | Allowances Purchased SO2 | Thousand Tons | 0 | 0 | 0 | 0 | 0 | 0 | 0
DE Facility Specific - SO2 Annual Rate v3.1, Unit 4271 and retrofits | 428 | 1520 | Rate Constraint in lbs/MMBtu | FALSE | L | Annual | Allowances Sold SO2 | Thousand Tons | 0 | 0 | 0 | 0 | 0 | 0 | 0
DE Facility Specific - SO2 Annual Rate v3.1, Unit 4271 and retrofits | 428 | 1520 | Rate Constraint in lbs/MMBtu | FALSE | L | Annual | Allowances Banked | Thousand Tons | 0 | 0 | 0 | 0 | 0 | 0 | 0
DE Facility Specific - SO2 Annual Rate v3.1, Unit 4271 and retrofits | 428 | 1520 | Rate Constraint in lbs/MMBtu | FALSE | L | Annual | Allowances Withdrawn (1:1) | Thousand Tons | 0 | 0 | 0 | 0 | 0 | 0 | 0
DE Facility Specific - SO2 Annual Rate v3.1, Unit 4271 and retrofits | 428 | 1520 | Rate Constraint in lbs/MMBtu | FALSE | L | Annual | Allowances Withdrawn (n:1) | Thousand Tons | 0 | 0 | 0 | 0 | 0 | 0 | 0
DE Facility Specific - SO2 Annual Rate v3.1, Unit 4271 and retrofits | 428 | 1520 | Rate Constraint in lbs/MMBtu | FALSE | L | Annual | Net Emissions Allowance Position | Thousand Tons | 0 | 0 | 0 | 0 | 0 | 0 | 0
DE Facility Specific - SO2 Annual Rate v3.1, Unit 4271 and retrofits | 428 | 1520 | Rate Constraint in lbs/MMBtu | FALSE | L | Annual | Fuel Consumed | TBtu | 0 | 0 | 0 | 0 | 0 | 0 | 0
DE Facility Specific - SO2 Annual Rate v3.1, Unit 4271 and retrofits | 428 | 1520 | Rate Constraint in lbs/MMBtu | FALSE | L | Annual | Rate | lb/MMBtu | 0 | 0 | 0 | 0 | 0 | 0 | 0
DE Facility Specific - SO2 Annual Rate v3.1, Unit 4271 and retrofits | 428 | 1520 | Rate Constraint in lbs/MMBtu | FALSE | L | Annual | Generation | TWh | 0 | 0 | 0 | 0 | 0 | 0 | 0
DE Facility Specific - SO2 Annual Rate v3.1, Unit 4271 and retrofits | 428 | 1520 | Rate Constraint in lbs/MMBtu | FALSE | L | Annual | Qualifying Generation | TWh | 0 | 0 | 0 | 0 | 0 | 0 | 0
DE Facility Specific - SO2 Annual Rate v3.1, Unit 4271 and retrofits | 428 | 1520 | Rate Constraint in lbs/MMBtu | FALSE | L | Annual | Rate | lb/MWh | 0 | 0 | 0 | 0 | 0 | 0 | 0
DE Facility Specific - SO2 Annual Rate v3.1, Unit 4271 and retrofits | 428 | 1520 | Rate Constraint in lbs/MMBtu | FALSE | L | Annual | Constraint Shadow Price | US2011$/Ton | 0 | 0 | 0 | 0 | 0 | 0 | 0
DE Facility Specific - SO2 Annual Rate v3.1, Unit 4272 and retrofits | 429 | 1520 | Rate Constraint in lbs/MMBtu | FALSE | L | Annual | Seasons Included | Seasons | Winter, Summer | Winter, Summer | Winter, Summer | Winter, Summer | Winter, Summer | Winter, Summer | Winter, Summer
DE Facility Specific - SO2 Annual Rate v3.1, Unit 4272 and retrofits | 429 | 1520 | Rate Constraint in lbs/MMBtu | FALSE | L | Annual | Standard SO2 | lb/MMBtu | 0.26 | 0.26 | 0.26 | 0.26 | 0.26 | 0.26 | 0.26
DE Facility Specific - SO2 Annual Rate v3.1, Unit 4272 and retrofits | 429 | 1520 | Rate Constraint in lbs/MMBtu | FALSE | L | Annual | Emissions at Affected Plants SO2 | Thousand Tons | 0 | 0 | 0 | 0 | 0 | 0 | 0
DE Facility Specific - SO2 Annual Rate v3.1, Unit 4272 and retrofits | 429 | 1520 | Rate Constraint in lbs/MMBtu | FALSE | L | Annual | Allowances Purchased SO2 | Thousand Tons | 0 | 0 | 0 | 0 | 0 | 0 | 0
DE Facility Specific - SO2 Annual Rate v3.1, Unit 4272 and retrofits | 429 | 1520 | Rate Constraint in lbs/MMBtu | FALSE | L | Annual | Allowances Sold SO2 | Thousand Tons | 0 | 0 | 0 | 0 | 0 | 0 | 0
DE Facility Specific - SO2 Annual Rate v3.1, Unit 4272 and retrofits | 429 | 1520 | Rate Constraint in lbs/MMBtu | FALSE | L | Annual | Allowances Banked | Thousand Tons | 0 | 0 | 0 | 0 | 0 | 0 | 0
DE Facility Specific - SO2 Annual Rate v3.1, Unit 4272 and retrofits | 429 | 1520 | Rate Constraint in lbs/MMBtu | FALSE | L | Annual | Allowances Withdrawn (1:1) | Thousand Tons | 0 | 0 | 0 | 0 | 0 | 0 | 0
DE Facility Specific - SO2 Annual Rate v3.1, Unit 4272 and retrofits | 429 | 1520 | Rate Constraint in lbs/MMBtu | FALSE | L | Annual | Allowances Withdrawn (n:1) | Thousand Tons | 0 | 0 | 0 | 0 | 0 | 0 | 0
DE Facility Specific - SO2 Annual Rate v3.1, Unit 4272 and retrofits | 429 | 1520 | Rate Constraint in lbs/MMBtu | FALSE | L | Annual | Net Emissions Allowance Position | Thousand Tons | 0 | 0 | 0 | 0 | 0 | 0 | 0
DE Facility Specific - SO2 Annual Rate v3.1, Unit 4272 and retrofits | 429 | 1520 | Rate Constraint in lbs/MMBtu | FALSE | L | Annual | Fuel Consumed | TBtu | 0 | 0 | 0 | 0 | 0 | 0 | 0
DE Facility Specific - SO2 Annual Rate v3.1, Unit 4272 and retrofits | 429 | 1520 | Rate Constraint in lbs/MMBtu | FALSE | L | Annual | Rate | lb/MMBtu | 0 | 0 | 0 | 0 | 0 | 0 | 0
DE Facility Specific - SO2 Annual Rate v3.1, Unit 4272 and retrofits | 429 | 1520 | Rate Constraint in lbs/MMBtu | FALSE | L | Annual | Generation | TWh | 0 | 0 | 0 | 0 | 0 | 0 | 0
DE Facility Specific - SO2 Annual Rate v3.1, Unit 4272 and retrofits | 429 | 1520 | Rate Constraint in lbs/MMBtu | FALSE | L | Annual | Qualifying Generation | TWh | 0 | 0 | 0 | 0 | 0 | 0 | 0
DE Facility Specific - SO2 Annual Rate v3.1, Unit 4272 and retrofits | 429 | 1520 | Rate Constraint in lbs/MMBtu | FALSE | L | Annual | Rate | lb/MWh | 0 | 0 | 0 | 0 | 0 | 0 | 0
DE Facility Specific - SO2 Annual Rate v3.1, Unit 4272 and retrofits | 429 | 1520 | Rate Constraint in lbs/MMBtu | FALSE | L | Annual | Constraint Shadow Price | US2011$/Ton | 0 | 0 | 0 | 0 | 0 | 0 | 0
DE Unit Level EdMoore3 - MER Cap Annual v3.1 | 430 | 1539 | Rate Constraint in MTons | FALSE | L | Annual | Seasons Included | Seasons | Winter, Summer | Winter, Summer | Winter, Summer | Winter, Summer | Winter, Summer | Winter, Summer | Winter, Summer
DE Unit Level EdMoore3 - MER Cap Annual v3.1 | 430 | 1539 | Rate Constraint in MTons | FALSE | L | Annual | Standard MER | lbs | 6.6 | 6.6 | 6.6 | 6.6 | 6.6 | 6.6 | 6.6
DE Unit Level EdMoore3 - MER Cap Annual v3.1 | 430 | 1539 | Rate Constraint in MTons | FALSE | L | Annual | Emissions at Affected Plants MER | lbs | 0 | 0 | 0 | 0 | 0 | 0 | 0
DE Unit Level EdMoore3 - MER Cap Annual v3.1 | 430 | 1539 | Rate Constraint in MTons | FALSE | L | Annual | Allowances Purchased MER | lbs | 0 | 0 | 0 | 0 | 0 | 0 | 0
DE Unit Level EdMoore3 - MER Cap Annual v3.1 | 430 | 1539 | Rate Constraint in MTons | FALSE | L | Annual | Allowances Sold MER | lbs | 0 | 0 | 0 | 0 | 0 | 0 | 0
DE Unit Level EdMoore3 - MER Cap Annual v3.1 | 430 | 1539 | Rate Constraint in MTons | FALSE | L | Annual | Allowances Banked | lbs | 0 | 0 | 0 | 0 | 0 | 0 | 0
DE Unit Level EdMoore3 - MER Cap Annual v3.1 | 430 | 1539 | Rate Constraint in MTons | FALSE | L | Annual | Allowances Withdrawn (1:1) | lbs | 0 | 0 | 0 | 0 | 0 | 0 | 0
DE Unit Level EdMoore3 - MER Cap Annual v3.1 | 430 | 1539 | Rate Constraint in MTons | FALSE | L | Annual | Allowances Withdrawn (n:1) | lbs | 0 | 0 | 0 | 0 | 0 | 0 | 0
DE Unit Level EdMoore3 - MER Cap Annual v3.1 | 430 | 1539 | Rate Constraint in MTons | FALSE | L | Annual | Net Emissions Allowance Position | lbs | 0 | 0 | 0 | 0 | 0 | 0 | 0
DE Unit Level EdMoore3 - MER Cap Annual v3.1 | 430 | 1539 | Rate Constraint in MTons | FALSE | L | Annual | Fuel Consumed | TBtu | 0 | 0 | 0 | 0 | 0 | 0 | 0
DE Unit Level EdMoore3 - MER Cap Annual v3.1 | 430 | 1539 | Rate Constraint in MTons | FALSE | L | Annual | Rate | lb/MMBtu | 0 | 0 | 0 | 0 | 0 | 0 | 0
DE Unit Level EdMoore3 - MER Cap Annual v3.1 | 430 | 1539 | Rate Constraint in MTons | FALSE | L | Annual | Generation | TWh | 0 | 0 | 0 | 0 | 0 | 0 | 0
DE Unit Level EdMoore3 - MER Cap Annual v3.1 | 430 | 1539 | Rate Constraint in MTons | FALSE | L | Annual | Qualifying Generation | TWh | 0 | 0 | 0 | 0 | 0 | 0 | 0
DE Unit Level EdMoore3 - MER Cap Annual v3.1 | 430 | 1539 | Rate Constraint in MTons | FALSE | L | Annual | Rate | lb/MWh | 0 | 0 | 0 | 0 | 0 | 0 | 0
DE Unit Level EdMoore3 - MER Cap Annual v3.1 | 430 | 1539 | Rate Constraint in MTons | FALSE | L | Annual | Constraint Shadow Price | US2011$/Lb | 0 | 0 | 0 | 0 | 0 | 0 | 0
DE Unit Level EdMoore3 - NOX Cap Annual v3.1 | 431 | 1522 | Rate Constraint in MTons | FALSE | L | Annual | Seasons Included | Seasons | Winter, Summer | Winter, Summer | Winter, Summer | Winter, Summer | Winter, Summer | Winter, Summer | Winter, Summer
DE Unit Level EdMoore3 - NOX Cap Annual v3.1 | 431 | 1522 | Rate Constraint in MTons | FALSE | L | Annual | Standard NOX | Thousand Tons | 0.773 | 0.773 | 0.773 | 0.773 | 0.773 | 0.773 | 0.773
DE Unit Level EdMoore3 - NOX Cap Annual v3.1 | 431 | 1522 | Rate Constraint in MTons | FALSE | L | Annual | Emissions at Affected Plants NOX | Thousand Tons | 0 | 0 | 0 | 0 | 0 | 0 | 0
DE Unit Level EdMoore3 - NOX Cap Annual v3.1 | 431 | 1522 | Rate Constraint in MTons | FALSE | L | Annual | Allowances Purchased NOX | Thousand Tons | 0 | 0 | 0 | 0 | 0 | 0 | 0
DE Unit Level EdMoore3 - NOX Cap Annual v3.1 | 431 | 1522 | Rate Constraint in MTons | FALSE | L | Annual | Allowances Sold NOX | Thousand Tons | 0 | 0 | 0 | 0 | 0 | 0 | 0
DE Unit Level EdMoore3 - NOX Cap Annual v3.1 | 431 | 1522 | Rate Constraint in MTons | FALSE | L | Annual | Allowances Banked | Thousand Tons | 0 | 0 | 0 | 0 | 0 | 0 | 0
DE Unit Level EdMoore3 - NOX Cap Annual v3.1 | 431 | 1522 | Rate Constraint in MTons | FALSE | L | Annual | Allowances Withdrawn (1:1) | Thousand Tons | 0 | 0 | 0 | 0 | 0 | 0 | 0
DE Unit Level EdMoore3 - NOX Cap Annual v3.1 | 431 | 1522 | Rate Constraint in MTons | FALSE | L | Annual | Allowances Withdrawn (n:1) | Thousand Tons | 0 | 0 | 0 | 0 | 0 | 0 | 0
DE Unit Level EdMoore3 - NOX Cap Annual v3.1 | 431 | 1522 | Rate Constraint in MTons | FALSE | L | Annual | Net Emissions Allowance Position | Thousand Tons | 0 | 0 | 0 | 0 | 0 | 0 | 0
DE Unit Level EdMoore3 - NOX Cap Annual v3.1 | 431 | 1522 | Rate Constraint in MTons | FALSE | L | Annual | Fuel Consumed | TBtu | 0 | 0 | 0 | 0 | 0 | 0 | 0
DE Unit Level EdMoore3 - NOX Cap Annual v3.1 | 431 | 1522 | Rate Constraint in MTons | FALSE | L | Annual | Rate | lb/MMBtu | 0 | 0 | 0 | 0 | 0 | 0 | 0
DE Unit Level EdMoore3 - NOX Cap Annual v3.1 | 431 | 1522 | Rate Constraint in MTons | FALSE | L | Annual | Generation | TWh | 0 | 0 | 0 | 0 | 0 | 0 | 0
DE Unit Level EdMoore3 - NOX Cap Annual v3.1 | 431 | 1522 | Rate Constraint in MTons | FALSE | L | Annual | Qualifying Generation | TWh | 0 | 0 | 0 | 0 | 0 | 0 | 0
DE Unit Level EdMoore3 - NOX Cap Annual v3.1 | 431 | 1522 | Rate Constraint in MTons | FALSE | L | Annual | Rate | lb/MWh | 0 | 0 | 0 | 0 | 0 | 0 | 0
DE Unit Level EdMoore3 - NOX Cap Annual v3.1 | 431 | 1522 | Rate Constraint in MTons | FALSE | L | Annual | Constraint Shadow Price | US2011$/Ton | 0 | 0 | 0 | 0 | 0 | 0 | 0
DE Unit Level EdMoore3 - SO2 Cap Annual v3.1 | 432 | 1530 | Rate Constraint in MTons | FALSE | L | Annual | Seasons Included | Seasons | Winter, Summer | Winter, Summer | Winter, Summer | Winter, Summer | Winter, Summer | Winter, Summer | Winter, Summer
DE Unit Level EdMoore3 - SO2 Cap Annual v3.1 | 432 | 1530 | Rate Constraint in MTons | FALSE | L | Annual | Standard SO2 | Thousand Tons | 1.391 | 1.391 | 1.391 | 1.391 | 1.391 | 1.391 | 1.391
DE Unit Level EdMoore3 - SO2 Cap Annual v3.1 | 432 | 1530 | Rate Constraint in MTons | FALSE | L | Annual | Emissions at Affected Plants SO2 | Thousand Tons | 0 | 0 | 0 | 0 | 0 | 0 | 0
DE Unit Level EdMoore3 - SO2 Cap Annual v3.1 | 432 | 1530 | Rate Constraint in MTons | FALSE | L | Annual | Allowances Purchased SO2 | Thousand Tons | 0 | 0 | 0 | 0 | 0 | 0 | 0
DE Unit Level EdMoore3 - SO2 Cap Annual v3.1 | 432 | 1530 | Rate Constraint in MTons | FALSE | L | Annual | Allowances Sold SO2 | Thousand Tons | 0 | 0 | 0 | 0 | 0 | 0 | 0
DE Unit Level EdMoore3 - SO2 Cap Annual v3.1 | 432 | 1530 | Rate Constraint in MTons | FALSE | L | Annual | Allowances Banked | Thousand Tons | 0 | 0 | 0 | 0 | 0 | 0 | 0
DE Unit Level EdMoore3 - SO2 Cap Annual v3.1 | 432 | 1530 | Rate Constraint in MTons | FALSE | L | Annual | Allowances Withdrawn (1:1) | Thousand Tons | 0 | 0 | 0 | 0 | 0 | 0 | 0
DE Unit Level EdMoore3 - SO2 Cap Annual v3.1 | 432 | 1530 | Rate Constraint in MTons | FALSE | L | Annual | Allowances Withdrawn (n:1) | Thousand Tons | 0 | 0 | 0 | 0 | 0 | 0 | 0
DE Unit Level EdMoore3 - SO2 Cap Annual v3.1 | 432 | 1530 | Rate Constraint in MTons | FALSE | L | Annual | Net Emissions Allowance Position | Thousand Tons | 0 | 0 | 0 | 0 | 0 | 0 | 0
DE Unit Level EdMoore3 - SO2 Cap Annual v3.1 | 432 | 1530 | Rate Constraint in MTons | FALSE | L | Annual | Fuel Consumed | TBtu | 0 | 0 | 0 | 0 | 0 | 0 | 0
DE Unit Level EdMoore3 - SO2 Cap Annual v3.1 | 432 | 1530 | Rate Constraint in MTons | FALSE | L | Annual | Rate | lb/MMBtu | 0 | 0 | 0 | 0 | 0 | 0 | 0
DE Unit Level EdMoore3 - SO2 Cap Annual v3.1 | 432 | 1530 | Rate Constraint in MTons | FALSE | L | Annual | Generation | TWh | 0 | 0 | 0 | 0 | 0 | 0 | 0
DE Unit Level EdMoore3 - SO2 Cap Annual v3.1 | 432 | 1530 | Rate Constraint in MTons | FALSE | L | Annual | Qualifying Generation | TWh | 0 | 0 | 0 | 0 | 0 | 0 | 0
DE Unit Level EdMoore3 - SO2 Cap Annual v3.1 | 432 | 1530 | Rate Constraint in MTons | FALSE | L | Annual | Rate | lb/MWh | 0 | 0 | 0 | 0 | 0 | 0 | 0
DE Unit Level EdMoore3 - SO2 Cap Annual v3.1 | 432 | 1530 | Rate Constraint in MTons | FALSE | L | Annual | Constraint Shadow Price | US2011$/Ton | 0 | 0 | 0 | 0 | 0 | 0 | 0
DE Unit Level EdMoore4 - MER Cap Annual v3.1 | 433 | 1540 | Rate Constraint in MTons | FALSE | L | Annual | Seasons Included | Seasons | Winter, Summer | Winter, Summer | Winter, Summer | Winter, Summer | Winter, Summer | Winter, Summer | Winter, Summer
DE Unit Level EdMoore4 - MER Cap Annual v3.1 | 433 | 1540 | Rate Constraint in MTons | FALSE | L | Annual | Standard MER | lbs | 11.4 | 11.4 | 11.4 | 11.4 | 11.4 | 11.4 | 11.4
DE Unit Level EdMoore4 - MER Cap Annual v3.1 | 433 | 1540 | Rate Constraint in MTons | FALSE | L | Annual | Emissions at Affected Plants MER | lbs | 0 | 0 | 0 | 0 | 0 | 0 | 0
DE Unit Level EdMoore4 - MER Cap Annual v3.1 | 433 | 1540 | Rate Constraint in MTons | FALSE | L | Annual | Allowances Purchased MER | lbs | 0 | 0 | 0 | 0 | 0 | 0 | 0
DE Unit Level EdMoore4 - MER Cap Annual v3.1 | 433 | 1540 | Rate Constraint in MTons | FALSE | L | Annual | Allowances Sold MER | lbs | 0 | 0 | 0 | 0 | 0 | 0 | 0
DE Unit Level EdMoore4 - MER Cap Annual v3.1 | 433 | 1540 | Rate Constraint in MTons | FALSE | L | Annual | Allowances Banked | lbs | 0 | 0 | 0 | 0 | 0 | 0 | 0
DE Unit Level EdMoore4 - MER Cap Annual v3.1 | 433 | 1540 | Rate Constraint in MTons | FALSE | L | Annual | Allowances Withdrawn (1:1) | lbs | 0 | 0 | 0 | 0 | 0 | 0 | 0
DE Unit Level EdMoore4 - MER Cap Annual v3.1 | 433 | 1540 | Rate Constraint in MTons | FALSE | L | Annual | Allowances Withdrawn (n:1) | lbs | 0 | 0 | 0 | 0 | 0 | 0 | 0
DE Unit Level EdMoore4 - MER Cap Annual v3.1 | 433 | 1540 | Rate Constraint in MTons | FALSE | L | Annual | Net Emissions Allowance Position | lbs | 0 | 0 | 0 | 0 | 0 | 0 | 0
DE Unit Level EdMoore4 - MER Cap Annual v3.1 | 433 | 1540 | Rate Constraint in MTons | FALSE | L | Annual | Fuel Consumed | TBtu | 0 | 0 | 0 | 0 | 0 | 0 | 0
DE Unit Level EdMoore4 - MER Cap Annual v3.1 | 433 | 1540 | Rate Constraint in MTons | FALSE | L | Annual | Rate | lb/MMBtu | 0 | 0 | 0 | 0 | 0 | 0 | 0
DE Unit Level EdMoore4 - MER Cap Annual v3.1 | 433 | 1540 | Rate Constraint in MTons | FALSE | L | Annual | Generation | TWh | 0 | 0 | 0 | 0 | 0 | 0 | 0
DE Unit Level EdMoore4 - MER Cap Annual v3.1 | 433 | 1540 | Rate Constraint in MTons | FALSE | L | Annual | Qualifying Generation | TWh | 0 | 0 | 0 | 0 | 0 | 0 | 0
DE Unit Level EdMoore4 - MER Cap Annual v3.1 | 433 | 1540 | Rate Constraint in MTons | FALSE | L | Annual | Rate | lb/MWh | 0 | 0 | 0 | 0 | 0 | 0 | 0
DE Unit Level EdMoore4 - MER Cap Annual v3.1 | 433 | 1540 | Rate Constraint in MTons | FALSE | L | Annual | Constraint Shadow Price | US2011$/Lb | 0 | 0 | 0 | 0 | 0 | 0 | 0
DE Unit Level EdMoore4 - NOX Cap Annual v3.1 | 434 | 1523 | Rate Constraint in MTons | FALSE | L | Annual | Seasons Included | Seasons | Winter, Summer | Winter, Summer | Winter, Summer | Winter, Summer | Winter, Summer | Winter, Summer | Winter, Summer
DE Unit Level EdMoore4 - NOX Cap Annual v3.1 | 434 | 1523 | Rate Constraint in MTons | FALSE | L | Annual | Standard NOX | Thousand Tons | 1.339 | 1.339 | 1.339 | 1.339 | 1.339 | 1.339 | 1.339
DE Unit Level EdMoore4 - NOX Cap Annual v3.1 | 434 | 1523 | Rate Constraint in MTons | FALSE | L | Annual | Emissions at Affected Plants NOX | Thousand Tons | 0 | 0 | 0 | 0 | 0 | 0 | 0
DE Unit Level EdMoore4 - NOX Cap Annual v3.1 | 434 | 1523 | Rate Constraint in MTons | FALSE | L | Annual | Allowances Purchased NOX | Thousand Tons | 0 | 0 | 0 | 0 | 0 | 0 | 0
DE Unit Level EdMoore4 - NOX Cap Annual v3.1 | 434 | 1523 | Rate Constraint in MTons | FALSE | L | Annual | Allowances Sold NOX | Thousand Tons | 0 | 0 | 0 | 0 | 0 | 0 | 0
DE Unit Level EdMoore4 - NOX Cap Annual v3.1 | 434 | 1523 | Rate Constraint in MTons | FALSE | L | Annual | Allowances Banked | Thousand Tons | 0 | 0 | 0 | 0 | 0 | 0 | 0
DE Unit Level EdMoore4 - NOX Cap Annual v3.1 | 434 | 1523 | Rate Constraint in MTons | FALSE | L | Annual | Allowances Withdrawn (1:1) | Thousand Tons | 0 | 0 | 0 | 0 | 0 | 0 | 0
DE Unit Level EdMoore4 - NOX Cap Annual v3.1 | 434 | 1523 | Rate Constraint in MTons | FALSE | L | Annual | Allowances Withdrawn (n:1) | Thousand Tons | 0 | 0 | 0 | 0 | 0 | 0 | 0
DE Unit Level EdMoore4 - NOX Cap Annual v3.1 | 434 | 1523 | Rate Constraint in MTons | FALSE | L | Annual | Net Emissions Allowance Position | Thousand Tons | 0 | 0 | 0 | 0 | 0 | 0 | 0
DE Unit Level EdMoore4 - NOX Cap Annual v3.1 | 434 | 1523 | Rate Constraint in MTons | FALSE | L | Annual | Fuel Consumed | TBtu | 0 | 0 | 0 | 0 | 0 | 0 | 0
DE Unit Level EdMoore4 - NOX Cap Annual v3.1 | 434 | 1523 | Rate Constraint in MTons | FALSE | L | Annual | Rate | lb/MMBtu | 0 | 0 | 0 | 0 | 0 | 0 | 0
DE Unit Level EdMoore4 - NOX Cap Annual v3.1 | 434 | 1523 | Rate Constraint in MTons | FALSE | L | Annual | Generation | TWh | 0 | 0 | 0 | 0 | 0 | 0 | 0
DE Unit Level EdMoore4 - NOX Cap Annual v3.1 | 434 | 1523 | Rate Constraint in MTons | FALSE | L | Annual | Qualifying Generation | TWh | 0 | 0 | 0 | 0 | 0 | 0 | 0
DE Unit Level EdMoore4 - NOX Cap Annual v3.1 | 434 | 1523 | Rate Constraint in MTons | FALSE | L | Annual | Rate | lb/MWh | 0 | 0 | 0 | 0 | 0 | 0 | 0
DE Unit Level EdMoore4 - NOX Cap Annual v3.1 | 434 | 1523 | Rate Constraint in MTons | FALSE | L | Annual | Constraint Shadow Price | US2011$/Ton | 0 | 0 | 0 | 0 | 0 | 0 | 0
DE Unit Level EdMoore4 - SO2 Cap Annual v3.1 | 435 | 1531 | Rate Constraint in MTons | FALSE | L | Annual | Seasons Included | Seasons | Winter, Summer | Winter, Summer | Winter, Summer | Winter, Summer | Winter, Summer | Winter, Summer | Winter, Summer
DE Unit Level EdMoore4 - SO2 Cap Annual v3.1 | 435 | 1531 | Rate Constraint in MTons | FALSE | L | Annual | Standard SO2 | Thousand Tons | 2.41 | 2.41 | 2.41 | 2.41 | 2.41 | 2.41 | 2.41
DE Unit Level EdMoore4 - SO2 Cap Annual v3.1 | 435 | 1531 | Rate Constraint in MTons | FALSE | L | Annual | Emissions at Affected Plants SO2 | Thousand Tons | 0 | 0 | 0 | 0 | 0 | 0 | 0
DE Unit Level EdMoore4 - SO2 Cap Annual v3.1 | 435 | 1531 | Rate Constraint in MTons | FALSE | L | Annual | Allowances Purchased SO2 | Thousand Tons | 0 | 0 | 0 | 0 | 0 | 0 | 0
DE Unit Level EdMoore4 - SO2 Cap Annual v3.1 | 435 | 1531 | Rate Constraint in MTons | FALSE | L | Annual | Allowances Sold SO2 | Thousand Tons | 0 | 0 | 0 | 0 | 0 | 0 | 0
DE Unit Level EdMoore4 - SO2 Cap Annual v3.1 | 435 | 1531 | Rate Constraint in MTons | FALSE | L | Annual | Allowances Banked | Thousand Tons | 0 | 0 | 0 | 0 | 0 | 0 | 0
DE Unit Level EdMoore4 - SO2 Cap Annual v3.1 | 435 | 1531 | Rate Constraint in MTons | FALSE | L | Annual | Allowances Withdrawn (1:1) | Thousand Tons | 0 | 0 | 0 | 0 | 0 | 0 | 0
DE Unit Level EdMoore4 - SO2 Cap Annual v3.1 | 435 | 1531 | Rate Constraint in MTons | FALSE | L | Annual | Allowances Withdrawn (n:1) | Thousand Tons | 0 | 0 | 0 | 0 | 0 | 0 | 0
DE Unit Level EdMoore4 - SO2 Cap Annual v3.1 | 435 | 1531 | Rate Constraint in MTons | FALSE | L | Annual | Net Emissions Allowance Position | Thousand Tons | 0 | 0 | 0 | 0 | 0 | 0 | 0
DE Unit Level EdMoore4 - SO2 Cap Annual v3.1 | 435 | 1531 | Rate Constraint in MTons | FALSE | L | Annual | Fuel Consumed | TBtu | 0 | 0 | 0 | 0 | 0 | 0 | 0
DE Unit Level EdMoore4 - SO2 Cap Annual v3.1 | 435 | 1531 | Rate Constraint in MTons | FALSE | L | Annual | Rate | lb/MMBtu | 0 | 0 | 0 | 0 | 0 | 0 | 0
DE Unit Level EdMoore4 - SO2 Cap Annual v3.1 | 435 | 1531 | Rate Constraint in MTons | FALSE | L | Annual | Generation | TWh | 0 | 0 | 0 | 0 | 0 | 0 | 0
DE Unit Level EdMoore4 - SO2 Cap Annual v3.1 | 435 | 1531 | Rate Constraint in MTons | FALSE | L | Annual | Qualifying Generation | TWh | 0 | 0 | 0 | 0 | 0 | 0 | 0
DE Unit Level EdMoore4 - SO2 Cap Annual v3.1 | 435 | 1531 | Rate Constraint in MTons | FALSE | L | Annual | Rate | lb/MWh | 0 | 0 | 0 | 0 | 0 | 0 | 0
DE Unit Level EdMoore4 - SO2 Cap Annual v3.1 | 435 | 1531 | Rate Constraint in MTons | FALSE | L | Annual | Constraint Shadow Price | US2011$/Ton | 0 | 0 | 0 | 0 | 0 | 0 | 0
DE Unit Level EdMoore5 - NOX Cap Annual v3.1 | 436 | 1524 | Rate Constraint in MTons | FALSE | L | Annual | Seasons Included | Seasons | Winter, Summer | Winter, Summer | Winter, Summer | Winter, Summer | Winter, Summer | Winter, Summer | Winter, Summer
DE Unit Level EdMoore5 - NOX Cap Annual v3.1 | 436 | 1524 | Rate Constraint in MTons | FALSE | L | Annual | Standard NOX | Thousand Tons | 1.348 | 1.348 | 1.348 | 1.348 | 1.348 | 1.348 | 1.348
DE Unit Level EdMoore5 - NOX Cap Annual v3.1 | 436 | 1524 | Rate Constraint in MTons | FALSE | L | Annual | Emissions at Affected Plants NOX | Thousand Tons | 0.0070897 | 0 | 0 | 0 | 0 | 0 | 0
DE Unit Level EdMoore5 - NOX Cap Annual v3.1 | 436 | 1524 | Rate Constraint in MTons | FALSE | L | Annual | Allowances Purchased NOX | Thousand Tons | 0 | 0 | 0 | 0 | 0 | 0 | 0
DE Unit Level EdMoore5 - NOX Cap Annual v3.1 | 436 | 1524 | Rate Constraint in MTons | FALSE | L | Annual | Allowances Sold NOX | Thousand Tons | 0 | 0 | 0 | 0 | 0 | 0 | 0
DE Unit Level EdMoore5 - NOX Cap Annual v3.1 | 436 | 1524 | Rate Constraint in MTons | FALSE | L | Annual | Allowances Banked | Thousand Tons | 0 | 0 | 0 | 0 | 0 | 0 | 0
DE Unit Level EdMoore5 - NOX Cap Annual v3.1 | 436 | 1524 | Rate Constraint in MTons | FALSE | L | Annual | Allowances Withdrawn (1:1) | Thousand Tons | 0 | 0 | 0 | 0 | 0 | 0 | 0
DE Unit Level EdMoore5 - NOX Cap Annual v3.1 | 436 | 1524 | Rate Constraint in MTons | FALSE | L | Annual | Allowances Withdrawn (n:1) | Thousand Tons | 0 | 0 | 0 | 0 | 0 | 0 | 0
DE Unit Level EdMoore5 - NOX Cap Annual v3.1 | 436 | 1524 | Rate Constraint in MTons | FALSE | L | Annual | Net Emissions Allowance Position | Thousand Tons | 0.0070897 | 0 | 0 | 0 | 0 | 0 | 0
DE Unit Level EdMoore5 - NOX Cap Annual v3.1 | 436 | 1524 | Rate Constraint in MTons | FALSE | L | Annual | Fuel Consumed | TBtu | 0.17692 | 0 | 0 | 0 | 0 | 0 | 0
DE Unit Level EdMoore5 - NOX Cap Annual v3.1 | 436 | 1524 | Rate Constraint in MTons | FALSE | L | Annual | Rate | lb/MMBtu | 0.080148 | 0 | 0 | 0 | 0 | 0 | 0
DE Unit Level EdMoore5 - NOX Cap Annual v3.1 | 436 | 1524 | Rate Constraint in MTons | FALSE | L | Annual | Generation | TWh | 0.015118 | 0 | 0 | 0 | 0 | 0 | 0
DE Unit Level EdMoore5 - NOX Cap Annual v3.1 | 436 | 1524 | Rate Constraint in MTons | FALSE | L | Annual | Qualifying Generation | TWh | 0.015118 | 0 | 0 | 0 | 0 | 0 | 0
DE Unit Level EdMoore5 - NOX Cap Annual v3.1 | 436 | 1524 | Rate Constraint in MTons | FALSE | L | Annual | Rate | lb/MWh | 0.93789 | 0 | 0 | 0 | 0 | 0 | 0
DE Unit Level EdMoore5 - NOX Cap Annual v3.1 | 436 | 1524 | Rate Constraint in MTons | FALSE | L | Annual | Constraint Shadow Price | US2011$/Ton | 0 | 0 | 0 | 0 | 0 | 0 | 0
DE Unit Level EdMoore5 - SO2 Cap Annual v3.1 | 437 | 1533 | Rate Constraint in MTons | FALSE | L | Annual | Seasons Included | Seasons | Winter, Summer | Winter, Summer | Winter, Summer | Winter, Summer | Winter, Summer | Winter, Summer | Winter, Summer
DE Unit Level EdMoore5 - SO2 Cap Annual v3.1 | 437 | 1533 | Rate Constraint in MTons | FALSE | L | Annual | Standard SO2 | Thousand Tons | 2.427 | 2.427 | 2.427 | 2.427 | 2.427 | 2.427 | 2.427
DE Unit Level EdMoore5 - SO2 Cap Annual v3.1 | 437 | 1533 | Rate Constraint in MTons | FALSE | L | Annual | Emissions at Affected Plants SO2 | Thousand Tons | 0 | 0 | 0 | 0 | 0 | 0 | 0
DE Unit Level EdMoore5 - SO2 Cap Annual v3.1 | 437 | 1533 | Rate Constraint in MTons | FALSE | L | Annual | Allowances Purchased SO2 | Thousand Tons | 0 | 0 | 0 | 0 | 0 | 0 | 0
DE Unit Level EdMoore5 - SO2 Cap Annual v3.1 | 437 | 1533 | Rate Constraint in MTons | FALSE | L | Annual | Allowances Sold SO2 | Thousand Tons | 0 | 0 | 0 | 0 | 0 | 0 | 0
DE Unit Level EdMoore5 - SO2 Cap Annual v3.1 | 437 | 1533 | Rate Constraint in MTons | FALSE | L | Annual | Allowances Banked | Thousand Tons | 0 | 0 | 0 | 0 | 0 | 0 | 0
DE Unit Level EdMoore5 - SO2 Cap Annual v3.1 | 437 | 1533 | Rate Constraint in MTons | FALSE | L | Annual | Allowances Withdrawn (1:1) | Thousand Tons | 0 | 0 | 0 | 0 | 0 | 0 | 0
DE Unit Level EdMoore5 - SO2 Cap Annual v3.1 | 437 | 1533 | Rate Constraint in MTons | FALSE | L | Annual | Allowances Withdrawn (n:1) | Thousand Tons | 0 | 0 | 0 | 0 | 0 | 0 | 0
DE Unit Level EdMoore5 - SO2 Cap Annual v3.1 | 437 | 1533 | Rate Constraint in MTons | FALSE | L | Annual | Net Emissions Allowance Position | Thousand Tons | 0 | 0 | 0 | 0 | 0 | 0 | 0
DE Unit Level EdMoore5 - SO2 Cap Annual v3.1 | 437 | 1533 | Rate Constraint in MTons | FALSE | L | Annual | Fuel Consumed | TBtu | 0.17692 | 0 | 0 | 0 | 0 | 0 | 0
DE Unit Level EdMoore5 - SO2 Cap Annual v3.1 | 437 | 1533 | Rate Constraint in MTons | FALSE | L | Annual | Rate | lb/MMBtu | 0 | 0 | 0 | 0 | 0 | 0 | 0
DE Unit Level EdMoore5 - SO2 Cap Annual v3.1 | 437 | 1533 | Rate Constraint in MTons | FALSE | L | Annual | Generation | TWh | 0.015118 | 0 | 0 | 0 | 0 | 0 | 0
DE Unit Level EdMoore5 - SO2 Cap Annual v3.1 | 437 | 1533 | Rate Constraint in MTons | FALSE | L | Annual | Qualifying Generation | TWh | 0.015118 | 0 | 0 | 0 | 0 | 0 | 0
DE Unit Level EdMoore5 - SO2 Cap Annual v3.1 | 437 | 1533 | Rate Constraint in MTons | FALSE | L | Annual | Rate | lb/MWh | 0 | 0 | 0 | 0 | 0 | 0 | 0
DE Unit Level EdMoore5 - SO2 Cap Annual v3.1 | 437 | 1533 | Rate Constraint in MTons | FALSE | L | Annual | Constraint Shadow Price | US2011$/Ton | 0 | 0 | 0 | 0 | 0 | 0 | 0
DE Unit Level IndRiver4 - MER Cap Annual v3.1 | 438 | 1544 | Rate Constraint in MTons | FALSE | L | Annual | Seasons Included | Seasons | Winter, Summer | Winter, Summer | Winter, Summer | Winter, Summer | Winter, Summer | Winter, Summer | Winter, Summer
DE Unit Level IndRiver4 - MER Cap Annual v3.1 | 438 | 1544 | Rate Constraint in MTons | FALSE | L | Annual | Standard MER | lbs | 17.4 | 17.4 | 17.4 | 17.4 | 17.4 | 17.4 | 17.4
DE Unit Level IndRiver4 - MER Cap Annual v3.1 | 438 | 1544 | Rate Constraint in MTons | FALSE | L | Annual | Emissions at Affected Plants MER | lbs | 0 | 0 | 0 | 0 | 0 | 0 | 0
DE Unit Level IndRiver4 - MER Cap Annual v3.1 | 438 | 1544 | Rate Constraint in MTons | FALSE | L | Annual | Allowances Purchased MER | lbs | 0 | 0 | 0 | 0 | 0 | 0 | 0
DE Unit Level IndRiver4 - MER Cap Annual v3.1 | 438 | 1544 | Rate Constraint in MTons | FALSE | L | Annual | Allowances Sold MER | lbs | 0 | 0 | 0 | 0 | 0 | 0 | 0
DE Unit Level IndRiver4 - MER Cap Annual v3.1 | 438 | 1544 | Rate Constraint in MTons | FALSE | L | Annual | Allowances Banked | lbs | 0 | 0 | 0 | 0 | 0 | 0 | 0
DE Unit Level IndRiver4 - MER Cap Annual v3.1 | 438 | 1544 | Rate Constraint in MTons | FALSE | L | Annual | Allowances Withdrawn (1:1) | lbs | 0 | 0 | 0 | 0 | 0 | 0 | 0
DE Unit Level IndRiver4 - MER Cap Annual v3.1 | 438 | 1544 | Rate Constraint in MTons | FALSE | L | Annual | Allowances Withdrawn (n:1) | lbs | 0 | 0 | 0 | 0 | 0 | 0 | 0
DE Unit Level IndRiver4 - MER Cap Annual v3.1 | 438 | 1544 | Rate Constraint in MTons | FALSE | L | Annual | Net Emissions Allowance Position | lbs | 0 | 0 | 0 | 0 | 0 | 0 | 0
DE Unit Level IndRiver4 - MER Cap Annual v3.1 | 438 | 1544 | Rate Constraint in MTons | FALSE | L | Annual | Fuel Consumed | TBtu | 0 | 0 | 0 | 0 | 0 | 0 | 0
DE Unit Level IndRiver4 - MER Cap Annual v3.1 | 438 | 1544 | Rate Constraint in MTons | FALSE | L | Annual | Rate | lb/MMBtu | 0 | 0 | 0 | 0 | 0 | 0 | 0
DE Unit Level IndRiver4 - MER Cap Annual v3.1 | 438 | 1544 | Rate Constraint in MTons | FALSE | L | Annual | Generation | TWh | 0 | 0 | 0 | 0 | 0 | 0 | 0
DE Unit Level IndRiver4 - MER Cap Annual v3.1 | 438 | 1544 | Rate Constraint in MTons | FALSE | L | Annual | Qualifying Generation | TWh | 0 | 0 | 0 | 0 | 0 | 0 | 0
DE Unit Level IndRiver4 - MER Cap Annual v3.1 | 438 | 1544 | Rate Constraint in MTons | FALSE | L | Annual | Rate | lb/MWh | 0 | 0 | 0 | 0 | 0 | 0 | 0
DE Unit Level IndRiver4 - MER Cap Annual v3.1 | 438 | 1544 | Rate Constraint in MTons | FALSE | L | Annual | Constraint Shadow Price | US2011$/Lb | 0 | 0 | 0 | 0 | 0 | 0 | 0
DE Unit Level IndRiver4 - NOX Cap Annual v3.1 | 439 | 1528 | Rate Constraint in MTons | FALSE | L | Annual | Seasons Included | Seasons | Winter, Summer | Winter, Summer | Winter, Summer | Winter, Summer | Winter, Summer | Winter, Summer | Winter, Summer
DE Unit Level IndRiver4 - NOX Cap Annual v3.1 | 439 | 1528 | Rate Constraint in MTons | FALSE | L | Annual | Standard NOX | Thousand Tons | 2.032 | 2.032 | 2.032 | 2.032 | 2.032 | 2.032 | 2.032
DE Unit Level IndRiver4 - NOX Cap Annual v3.1 | 439 | 1528 | Rate Constraint in MTons | FALSE | L | Annual | Emissions at Affected Plants NOX | Thousand Tons | 0 | 0 | 0 | 0 | 0 | 0 | 0
DE Unit Level IndRiver4 - NOX Cap Annual v3.1 | 439 | 1528 | Rate Constraint in MTons | FALSE | L | Annual | Allowances Purchased NOX | Thousand Tons | 0 | 0 | 0 | 0 | 0 | 0 | 0
DE Unit Level IndRiver4 - NOX Cap Annual v3.1 | 439 | 1528 | Rate Constraint in MTons | FALSE | L | Annual | Allowances Sold NOX | Thousand Tons | 0 | 0 | 0 | 0 | 0 | 0 | 0
DE Unit Level IndRiver4 - NOX Cap Annual v3.1 | 439 | 1528 | Rate Constraint in MTons | FALSE | L | Annual | Allowances Banked | Thousand Tons | 0 | 0 | 0 | 0 | 0 | 0 | 0
DE Unit Level IndRiver4 - NOX Cap Annual v3.1 | 439 | 1528 | Rate Constraint in MTons | FALSE | L | Annual | Allowances Withdrawn (1:1) | Thousand Tons | 0 | 0 | 0 | 0 | 0 | 0 | 0
DE Unit Level IndRiver4 - NOX Cap Annual v3.1 | 439 | 1528 | Rate Constraint in MTons | FALSE | L | Annual | Allowances Withdrawn (n:1) | Thousand Tons | 0 | 0 | 0 | 0 | 0 | 0 | 0
DE Unit Level IndRiver4 - NOX Cap Annual v3.1 | 439 | 1528 | Rate Constraint in MTons | FALSE | L | Annual | Net Emissions Allowance Position | Thousand Tons | 0 | 0 | 0 | 0 | 0 | 0 | 0
DE Unit Level IndRiver4 - NOX Cap Annual v3.1 | 439 | 1528 | Rate Constraint in MTons | FALSE | L | Annual | Fuel Consumed | TBtu | 0 | 0 | 0 | 0 | 0 | 0 | 0
DE Unit Level IndRiver4 - NOX Cap Annual v3.1 | 439 | 1528 | Rate Constraint in MTons | FALSE | L | Annual | Rate | lb/MMBtu | 0 | 0 | 0 | 0 | 0 | 0 | 0
DE Unit Level IndRiver4 - NOX Cap Annual v3.1 | 439 | 1528 | Rate Constraint in MTons | FALSE | L | Annual | Generation | TWh | 0 | 0 | 0 | 0 | 0 | 0 | 0
DE Unit Level IndRiver4 - NOX Cap Annual v3.1 | 439 | 1528 | Rate Constraint in MTons | FALSE | L | Annual | Qualifying Generation | TWh | 0 | 0 | 0 | 0 | 0 | 0 | 0
DE Unit Level IndRiver4 - NOX Cap Annual v3.1 | 439 | 1528 | Rate Constraint in MTons | FALSE | L | Annual | Rate | lb/MWh | 0 | 0 | 0 | 0 | 0 | 0 | 0
DE Unit Level IndRiver4 - NOX Cap Annual v3.1 | 439 | 1528 | Rate Constraint in MTons | FALSE | L | Annual | Constraint Shadow Price | US2011$/Ton | 0 | 0 | 0 | 0 | 0 | 0 | 0
DE Unit Level IndRiver4 - SO2 Cap Annual v3.1 | 440 | 1537 | Rate Constraint in MTons | FALSE | L | Annual | Seasons Included | Seasons | Winter, Summer | Winter, Summer | Winter, Summer | Winter, Summer | Winter, Summer | Winter, Summer | Winter, Summer
DE Unit Level IndRiver4 - SO2 Cap Annual v3.1 | 440 | 1537 | Rate Constraint in MTons | FALSE | L | Annual | Standard SO2 | Thousand Tons | 3.657 | 3.657 | 3.657 | 3.657 | 3.657 | 3.657 | 3.657
DE Unit Level IndRiver4 - SO2 Cap Annual v3.1 | 440 | 1537 | Rate Constraint in MTons | FALSE | L | Annual | Emissions at Affected Plants SO2 | Thousand Tons | 0 | 0 | 0 | 0 | 0 | 0 | 0
DE Unit Level IndRiver4 - SO2 Cap Annual v3.1 | 440 | 1537 | Rate Constraint in MTons | FALSE | L | Annual | Allowances Purchased SO2 | Thousand Tons | 0 | 0 | 0 | 0 | 0 | 0 | 0
DE Unit Level IndRiver4 - SO2 Cap Annual v3.1 | 440 | 1537 | Rate Constraint in MTons | FALSE | L | Annual | Allowances Sold SO2 | Thousand Tons | 0 | 0 | 0 | 0 | 0 | 0 | 0
DE Unit Level IndRiver4 - SO2 Cap Annual v3.1 | 440 | 1537 | Rate Constraint in MTons | FALSE | L | Annual | Allowances Banked | Thousand Tons | 0 | 0 | 0 | 0 | 0 | 0 | 0
DE Unit Level IndRiver4 - SO2 Cap Annual v3.1 | 440 | 1537 | Rate Constraint in MTons | FALSE | L | Annual | Allowances Withdrawn (1:1) | Thousand Tons | 0 | 0 | 0 | 0 | 0 | 0 | 0
DE Unit Level IndRiver4 - SO2 Cap Annual v3.1 | 440 | 1537 | Rate Constraint in MTons | FALSE | L | Annual | Allowances Withdrawn (n:1) | Thousand Tons | 0 | 0 | 0 | 0 | 0 | 0 | 0
DE Unit Level IndRiver4 - SO2 Cap Annual v3.1 | 440 | 1537 | Rate Constraint in MTons | FALSE | L | Annual | Net Emissions Allowance Position | Thousand Tons | 0 | 0 | 0 | 0 | 0 | 0 | 0
DE Unit Level IndRiver4 - SO2 Cap Annual v3.1 | 440 | 1537 | Rate Constraint in MTons | FALSE | L | Annual | Fuel Consumed | TBtu | 0 | 0 | 0 | 0 | 0 | 0 | 0
DE Unit Level IndRiver4 - SO2 Cap Annual v3.1 | 440 | 1537 | Rate Constraint in MTons | FALSE | L | Annual | Rate | lb/MMBtu | 0 | 0 | 0 | 0 | 0 | 0 | 0
DE Unit Level IndRiver4 - SO2 Cap Annual v3.1 | 440 | 1537 | Rate Constraint in MTons | FALSE | L | Annual | Generation | TWh | 0 | 0 | 0 | 0 | 0 | 0 | 0
DE Unit Level IndRiver4 - SO2 Cap Annual v3.1 | 440 | 1537 | Rate Constraint in MTons | FALSE | L | Annual | Qualifying Generation | TWh | 0 | 0 | 0 | 0 | 0 | 0 | 0
DE Unit Level IndRiver4 - SO2 Cap Annual v3.1 | 440 | 1537 | Rate Constraint in MTons | FALSE | L | Annual | Rate | lb/MWh | 0 | 0 | 0 | 0 | 0 | 0 | 0
DE Unit Level IndRiver4 - SO2 Cap Annual v3.1 | 440 | 1537 | Rate Constraint in MTons | FALSE | L | Annual | Constraint Shadow Price | US2011$/Ton | 0 | 0 | 0 | 0 | 0 | 0 | 0
DE Unit Level McKee3 - NOX Cap Annual v3.1 | 441 | 1529 | Rate Constraint in MTons | FALSE | L | Annual | Seasons Included | Seasons | Winter, Summer | Winter, Summer | Winter, Summer | Winter, Summer | Winter, Summer | Winter, Summer | Winter, Summer
DE Unit Level McKee3 - NOX Cap Annual v3.1 | 441 | 1529 | Rate Constraint in MTons | FALSE | L | Annual | Standard NOX | Thousand Tons | 0.244 | 0.244 | 0.244 | 0.244 | 0.244 | 0.244 | 0.244
DE Unit Level McKee3 - NOX Cap Annual v3.1 | 441 | 1529 | Rate Constraint in MTons | FALSE | L | Annual | Emissions at Affected Plants NOX | Thousand Tons | 0.0023303 | 0 | 0 | 0 | 0 | 0 | 0
DE Unit Level McKee3 - NOX Cap Annual v3.1 | 441 | 1529 | Rate Constraint in MTons | FALSE | L | Annual | Allowances Purchased NOX | Thousand Tons | 0 | 0 | 0 | 0 | 0 | 0 | 0
DE Unit Level McKee3 - NOX Cap Annual v3.1 | 441 | 1529 | Rate Constraint in MTons | FALSE | L | Annual | Allowances Sold NOX | Thousand Tons | 0 | 0 | 0 | 0 | 0 | 0 | 0
DE Unit Level McKee3 - NOX Cap Annual v3.1 | 441 | 1529 | Rate Constraint in MTons | FALSE | L | Annual | Allowances Banked | Thousand Tons | 0 | 0 | 0 | 0 | 0 | 0 | 0
DE Unit Level McKee3 - NOX Cap Annual v3.1 | 441 | 1529 | Rate Constraint in MTons | FALSE | L | Annual | Allowances Withdrawn (1:1) | Thousand Tons | 0 | 0 | 0 | 0 | 0 | 0 | 0
DE Unit Level McKee3 - NOX Cap Annual v3.1 | 441 | 1529 | Rate Constraint in MTons | FALSE | L | Annual | Allowances Withdrawn (n:1) | Thousand Tons | 0 | 0 | 0 | 0 | 0 | 0 | 0
DE Unit Level McKee3 - NOX Cap Annual v3.1 | 441 | 1529 | Rate Constraint in MTons | FALSE | L | Annual | Net Emissions Allowance Position | Thousand Tons | 0.0023303 | 0 | 0 | 0 | 0 | 0 | 0
DE Unit Level McKee3 - NOX Cap Annual v3.1 | 441 | 1529 | Rate Constraint in MTons | FALSE | L | Annual | Fuel Consumed | TBtu | 0.037284 | 0 | 0 | 0 | 0 | 0 | 0
DE Unit Level McKee3 - NOX Cap Annual v3.1 | 441 | 1529 | Rate Constraint in MTons | FALSE | L | Annual | Rate | lb/MMBtu | 0.125 | 0 | 0 | 0 | 0 | 0 | 0
DE Unit Level McKee3 - NOX Cap Annual v3.1 | 441 | 1529 | Rate Constraint in MTons | FALSE | L | Annual | Generation | TWh | 0.0033086 | 0 | 0 | 0 | 0 | 0 | 0
DE Unit Level McKee3 - NOX Cap Annual v3.1 | 441 | 1529 | Rate Constraint in MTons | FALSE | L | Annual | Qualifying Generation | TWh | 0.0033086 | 0 | 0 | 0 | 0 | 0 | 0
DE Unit Level McKee3 - NOX Cap Annual v3.1 | 441 | 1529 | Rate Constraint in MTons | FALSE | L | Annual | Rate | lb/MWh | 1.4086 | 0 | 0 | 0 | 0 | 0 | 0
DE Unit Level McKee3 - NOX Cap Annual v3.1 | 441 | 1529 | Rate Constraint in MTons | FALSE | L | Annual | Constraint Shadow Price | US2011$/Ton | 0 | 0 | 0 | 0 | 0 | 0 | 0
DE Unit Level McKee3 - SO2 Cap Annual v3.1 | 442 | 1538 | Rate Constraint in MTons | FALSE | L | Annual | Seasons Included | Seasons | Winter, Summer | Winter, Summer | Winter, Summer | Winter, Summer | Winter, Summer | Winter, Summer | Winter, Summer
DE Unit Level McKee3 - SO2 Cap Annual v3.1 | 442 | 1538 | Rate Constraint in MTons | FALSE | L | Annual | Standard SO2 | Thousand Tons | 0.439 | 0.439 | 0.439 | 0.439 | 0.439 | 0.439 | 0.439
DE Unit Level McKee3 - SO2 Cap Annual v3.1 | 442 | 1538 | Rate Constraint in MTons | FALSE | L | Annual | Emissions at Affected Plants SO2 | Thousand Tons | 0 | 0 | 0 | 0 | 0 | 0 | 0
DE Unit Level McKee3 - SO2 Cap Annual v3.1 | 442 | 1538 | Rate Constraint in MTons | FALSE | L | Annual | Allowances Purchased SO2 | Thousand Tons | 0 | 0 | 0 | 0 | 0 | 0 | 0
DE Unit Level McKee3 - SO2 Cap Annual v3.1 | 442 | 1538 | Rate Constraint in MTons | FALSE | L | Annual | Allowances Sold SO2 | Thousand Tons | 0 | 0 | 0 | 0 | 0 | 0 | 0
DE Unit Level McKee3 - SO2 Cap Annual v3.1 | 442 | 1538 | Rate Constraint in MTons | FALSE | L | Annual | Allowances Banked | Thousand Tons | 0 | 0 | 0 | 0 | 0 | 0 | 0
DE Unit Level McKee3 - SO2 Cap Annual v3.1 | 442 | 1538 | Rate Constraint in MTons | FALSE | L | Annual | Allowances Withdrawn (1:1) | Thousand Tons | 0 | 0 | 0 | 0 | 0 | 0 | 0
DE Unit Level McKee3 - SO2 Cap Annual v3.1 | 442 | 1538 | Rate Constraint in MTons | FALSE | L | Annual | Allowances Withdrawn (n:1) | Thousand Tons | 0 | 0 | 0 | 0 | 0 | 0 | 0
DE Unit Level McKee3 - SO2 Cap Annual v3.1 | 442 | 1538 | Rate Constraint in MTons | FALSE | L | Annual | Net Emissions Allowance Position | Thousand Tons | 0 | 0 | 0 | 0 | 0 | 0 | 0
DE Unit Level McKee3 - SO2 Cap Annual v3.1 | 442 | 1538 | Rate Constraint in MTons | FALSE | L | Annual | Fuel Consumed | TBtu | 0.037284 | 0 | 0 | 0 | 0 | 0 | 0
DE Unit Level McKee3 - SO2 Cap Annual v3.1 | 442 | 1538 | Rate Constraint in MTons | FALSE | L | Annual | Rate | lb/MMBtu | 0 | 0 | 0 | 0 | 0 | 0 | 0
DE Unit Level McKee3 - SO2 Cap Annual v3.1 | 442 | 1538 | Rate Constraint in MTons | FALSE | L | Annual | Generation | TWh | 0.0033086 | 0 | 0 | 0 | 0 | 0 | 0
DE Unit Level McKee3 - SO2 Cap Annual v3.1 | 442 | 1538 | Rate Constraint in MTons | FALSE | L | Annual | Qualifying Generation | TWh | 0.0033086 | 0 | 0 | 0 | 0 | 0 | 0
DE Unit Level McKee3 - SO2 Cap Annual v3.1 | 442 | 1538 | Rate Constraint in MTons | FALSE | L | Annual | Rate | lb/MWh | 0 | 0 | 0 | 0 | 0 | 0 | 0
DE Unit Level McKee3 - SO2 Cap Annual v3.1 | 442 | 1538 | Rate Constraint in MTons | FALSE | L | Annual | Constraint Shadow Price | US2011$/Ton | 0 | 0 | 0 | 0 | 0 | 0 | 0
Dummy Delaware NOx Constraint v4.0 | 443 | 2168 | Rate Constraint in MTons | FALSE | L | Annual | Seasons Included | Seasons | Winter, Summer | Winter, Summer | Winter, Summer | Winter, Summer | Winter, Summer | Winter, Summer | Winter, Summer
Dummy Delaware NOx Constraint v4.0 | 443 | 2168 | Rate Constraint in MTons | FALSE | L | Annual | Standard NOX | Thousand Tons | 99999 | 99999 | 99999 | 99999 | 99999 | 99999 | 99999
Dummy Delaware NOx Constraint v4.0 | 443 | 2168 | Rate Constraint in MTons | FALSE | L | Annual | Emissions at Affected Plants NOX | Thousand Tons | 0.022844 | 0.010479 | 0.026236 | 0.026968 | 0.026236 | 0.026236 | 0.026236
Dummy Delaware NOx Constraint v4.0 | 443 | 2168 | Rate Constraint in MTons | FALSE | L | Annual | Allowances Purchased NOX | Thousand Tons | 0 | 0 | 0 | 0 | 0 | 0 | 0
Dummy Delaware NOx Constraint v4.0 | 443 | 2168 | Rate Constraint in MTons | FALSE | L | Annual | Allowances Sold NOX | Thousand Tons | 0 | 0 | 0 | 0 | 0 | 0 | 0
Dummy Delaware NOx Constraint v4.0 | 443 | 2168 | Rate Constraint in MTons | FALSE | L | Annual | Allowances Banked | Thousand Tons | 0 | 0 | 0 | 0 | 0 | 0 | 0
Dummy Delaware NOx Constraint v4.0 | 443 | 2168 | Rate Constraint in MTons | FALSE | L | Annual | Allowances Withdrawn (1:1) | Thousand Tons | 0 | 0 | 0 | 0 | 0 | 0 | 0
Dummy Delaware NOx Constraint v4.0 | 443 | 2168 | Rate Constraint in MTons | FALSE | L | Annual | Allowances Withdrawn (n:1) | Thousand Tons | 0 | 0 | 0 | 0 | 0 | 0 | 0
Dummy Delaware NOx Constraint v4.0 | 443 | 2168 | Rate Constraint in MTons | FALSE | L | Annual | Net Emissions Allowance Position | Thousand Tons | 0.022844 | 0.010479 | 0.026236 | 0.026968 | 0.026236 | 0.026236 | 0.026236
Dummy Delaware NOx Constraint v4.0 | 443 | 2168 | Rate Constraint in MTons | FALSE | L | Annual | Fuel Consumed | TBtu | 0.63566 | 0.3171 | 0.62892 | 0.64889 | 0.62892 | 0.62892 | 0.62892
Dummy Delaware NOx Constraint v4.0 | 443 | 2168 | Rate Constraint in MTons | FALSE | L | Annual | Rate | lb/MMBtu | 0.071874 | 0.066092 | 0.083433 | 0.083119 | 0.083433 | 0.083433 | 0.083433
Dummy Delaware NOx Constraint v4.0 | 443 | 2168 | Rate Constraint in MTons | FALSE | L | Annual | Generation | TWh | 0.057806 | 0.029002 | 0.055939 | 0.057798 | 0.055939 | 0.055939 | 0.055939
Dummy Delaware NOx Constraint v4.0 | 443 | 2168 | Rate Constraint in MTons | FALSE | L | Annual | Qualifying Generation | TWh | 0.057806 | 0.029002 | 0.055939 | 0.057798 | 0.055939 | 0.055939 | 0.055939
Dummy Delaware NOx Constraint v4.0 | 443 | 2168 | Rate Constraint in MTons | FALSE | L | Annual | Rate | lb/MWh | 0.79037 | 0.72264 | 0.93803 | 0.93316 | 0.93803 | 0.93803 | 0.93803
Dummy Delaware NOx Constraint v4.0 | 443 | 2168 | Rate Constraint in MTons | FALSE | L | Annual | Constraint Shadow Price | US2011$/Ton | 0 | 0 | 0 | 0 | 0 | 0 | 0
Dummy Hg Summer for Mode v5.13 | 445 | 6009 | Rate Constraint in MTons | FALSE | L | Annual | Seasons Included | Seasons | Summer | Summer | Summer | Summer | Summer | Summer | Summer
Dummy Hg Summer for Mode v5.13 | 445 | 6009 | Rate Constraint in MTons | FALSE | L | Annual | Standard MER | lbs | 19999998000000 | 19999998000000 | 19999998000000 | 19999998000000 | 19999998000000 | 19999998000000 | 19999998000000
Dummy Hg Summer for Mode v5.13 | 445 | 6009 | Rate Constraint in MTons | FALSE | L | Annual | Emissions at Affected Plants MER | lbs | 2535.6638 | 2564.8173 | 2611.7075 | 2569.6329 | 2625.79 | 2392.0529 | 2347.4904
Dummy Hg Summer for Mode v5.13 | 445 | 6009 | Rate Constraint in MTons | FALSE | L | Annual | Allowances Purchased MER | lbs | 0 | 0 | 0 | 0 | 0 | 0 | 0
Dummy Hg Summer for Mode v5.13 | 445 | 6009 | Rate Constraint in MTons | FALSE | L | Annual | Allowances Sold MER | lbs | 0 | 0 | 0 | 0 | 0 | 0 | 0
Dummy Hg Summer for Mode v5.13 | 445 | 6009 | Rate Constraint in MTons | FALSE | L | Annual | Allowances Banked | lbs | 0 | 0 | 0 | 0 | 0 | 0 | 0
Dummy Hg Summer for Mode v5.13 | 445 | 6009 | Rate Constraint in MTons | FALSE | L | Annual | Allowances Withdrawn (1:1) | lbs | 0 | 0 | 0 | 0 | 0 | 0 | 0
Dummy Hg Summer for Mode v5.13 | 445 | 6009 | Rate Constraint in MTons | FALSE | L | Annual | Allowances Withdrawn (n:1) | lbs | 0 | 0 | 0 | 0 | 0 | 0 | 0
Dummy Hg Summer for Mode v5.13 | 445 | 6009 | Rate Constraint in MTons | FALSE | L | Annual | Net Emissions Allowance Position | lbs | 2535.6638 | 2564.8173 | 2611.7075 | 2569.6329 | 2625.79 | 2392.0529 | 2347.4904
Dummy Hg Summer for Mode v5.13 | 445 | 6009 | Rate Constraint in MTons | FALSE | L | Annual | Fuel Consumed | TBtu | 6793.2475 | 6904.0774 | 6981.296 | 7257.4091 | 7759.0511 | 8182.7931 | 9583.8846
Dummy Hg Summer for Mode v5.13 | 445 | 6009 | Rate Constraint in MTons | FALSE | L | Annual | Rate | lb/MMBtu | 3.7326e-07 | 3.7149e-07 | 3.741e-07 | 3.5407e-07 | 3.3842e-07 | 2.9233e-07 | 2.4494e-07
Dummy Hg Summer for Mode v5.13 | 445 | 6009 | Rate Constraint in MTons | FALSE | L | Annual | Generation | TWh | 798.2095 | 817.2674 | 822.2563 | 861.9324 | 933.8906 | 1026.0084 | 1250.923
Dummy Hg Summer for Mode v5.13 | 445 | 6009 | Rate Constraint in MTons | FALSE | L | Annual | Qualifying Generation | TWh | 798.2095 | 817.2674 | 822.2563 | 861.9324 | 933.8906 | 1026.0084 | 1250.923
Dummy Hg Summer for Mode v5.13 | 445 | 6009 | Rate Constraint in MTons | FALSE | L | Annual | Rate | lb/MWh | 3.1767e-06 | 3.1383e-06 | 3.1763e-06 | 2.9812e-06 | 2.8117e-06 | 2.3314e-06 | 1.8766e-06
Dummy Hg Summer for Mode v5.13 | 445 | 6009 | Rate Constraint in MTons | FALSE | L | Annual | Constraint Shadow Price | US2011$/Lb | 0 | 0 | 0 | 0 | 0 | 0 | 0
Dummy Hg Winter for Mode v5.13 | 446 | 6008 | Rate Constraint in MTons | FALSE | L | Annual | Seasons Included | Seasons | Winter | Winter | Winter | Winter | Winter | Winter | Winter
Dummy Hg Winter for Mode v5.13 | 446 | 6008 | Rate Constraint in MTons | FALSE | L | Annual | Standard MER | lbs | 19999998000000 | 19999998000000 | 19999998000000 | 19999998000000 | 19999998000000 | 19999998000000 | 19999998000000
Dummy Hg Winter for Mode v5.13 | 446 | 6008 | Rate Constraint in MTons | FALSE | L | Annual | Emissions at Affected Plants MER | lbs | 2971.4325 | 2975.2531 | 3154.807 | 3031.2434 | 3067.0838 | 2715.2492 | 2670.8781
Dummy Hg Winter for Mode v5.13 | 446 | 6008 | Rate Constraint in MTons | FALSE | L | Annual | Allowances Purchased MER | lbs | 0 | 0 | 0 | 0 | 0 | 0 | 0
Dummy Hg Winter for Mode v5.13 | 446 | 6008 | Rate Constraint in MTons | FALSE | L | Annual | Allowances Sold MER | lbs | 0 | 0 | 0 | 0 | 0 | 0 | 0
Dummy Hg Winter for Mode v5.13 | 446 | 6008 | Rate Constraint in MTons | FALSE | L | Annual | Allowances Banked | lbs | 0 | 0 | 0 | 0 | 0 | 0 | 0
Dummy Hg Winter for Mode v5.13 | 446 | 6008 | Rate Constraint in MTons | FALSE | L | Annual | Allowances Withdrawn (1:1) | lbs | 0 | 0 | 0 | 0 | 0 | 0 | 0
Dummy Hg Winter for Mode v5.13 | 446 | 6008 | Rate Constraint in MTons | FALSE | L | Annual | Allowances Withdrawn (n:1) | lbs | 0 | 0 | 0 | 0 | 0 | 0 | 0
Dummy Hg Winter for Mode v5.13 | 446 | 6008 | Rate Constraint in MTons | FALSE | L | Annual | Net Emissions Allowance Position | lbs | 2971.4325 | 2975.2531 | 3154.807 | 3031.2434 | 3067.0838 | 2715.2492 | 2670.8781
Dummy Hg Winter for Mode v5.13 | 446 | 6008 | Rate Constraint in MTons | FALSE | L | Annual | Fuel Consumed | TBtu | 7966.1299 | 7885.5547 | 8042.596 | 8325.5416 | 8831.9341 | 9370.5388 | 11381.9113
Dummy Hg Winter for Mode v5.13 | 446 | 6008 | Rate Constraint in MTons | FALSE | L | Annual | Rate | lb/MMBtu | 3.7301e-07 | 3.773e-07 | 3.9226e-07 | 3.6409e-07 | 3.4727e-07 | 2.8976e-07 | 2.3466e-07
Dummy Hg Winter for Mode v5.13 | 446 | 6008 | Rate Constraint in MTons | FALSE | L | Annual | Generation | TWh | 946.2093 | 941.1496 | 950.0234 | 996.1099 | 1069.7156 | 1195.2383 | 1518.5044
Dummy Hg Winter for Mode v5.13 | 446 | 6008 | Rate Constraint in MTons | FALSE | L | Annual | Qualifying Generation | TWh | 946.2093 | 941.1496 | 950.0234 | 996.1099 | 1069.7156 | 1195.2383 | 1518.5044
Dummy Hg Winter for Mode v5.13 | 446 | 6008 | Rate Constraint in MTons | FALSE | L | Annual | Rate | lb/MWh | 3.1404e-06 | 3.1613e-06 | 3.3208e-06 | 3.0431e-06 | 2.8672e-06 | 2.2717e-06 | 1.7589e-06
Dummy Hg Winter for Mode v5.13 | 446 | 6008 | Rate Constraint in MTons | FALSE | L | Annual | Constraint Shadow Price | US2011$/Lb | 0 | 0 | 0 | 0 | 0 | 0 | 0
Dummy -SCRs through JCC - v5.12 | 447 | 5802 | Rate Constraint in MTons | FALSE | L | Annual | Seasons Included | Seasons | Winter, Summer | Winter, Summer | Winter, Summer | Winter, Summer | Winter, Summer | Winter, Summer | Winter, Summer
Dummy -SCRs through JCC - v5.12 | 447 | 5802 | Rate Constraint in MTons | FALSE | L | Annual | Standard NOX | Thousand Tons | 999999 | 999999 | 999999 | 999999 | 999999 | 999999 | 999999
Dummy -SCRs through JCC - v5.12 | 447 | 5802 | Rate Constraint in MTons | FALSE | L | Annual | Emissions at Affected Plants NOX | Thousand Tons | 30.08 | 27.83 | 26.9532 | 27.7694 | 13.1919 | 10.2877 | 10.4362
Dummy -SCRs through JCC - v5.12 | 447 | 5802 | Rate Constraint in MTons | FALSE | L | Annual | Allowances Purchased NOX | Thousand Tons | 0 | 0 | 0 | 0 | 0 | 0 | 0
Dummy -SCRs through JCC - v5.12 | 447 | 5802 | Rate Constraint in MTons | FALSE | L | Annual | Allowances Sold NOX | Thousand Tons | 0 | 0 | 0 | 0 | 0 | 0 | 0
Dummy -SCRs through JCC - v5.12 | 447 | 5802 | Rate Constraint in MTons | FALSE | L | Annual | Allowances Banked | Thousand Tons | 0 | 0 | 0 | 0 | 0 | 0 | 0
Dummy -SCRs through JCC - v5.12 | 447 | 5802 | Rate Constraint in MTons | FALSE | L | Annual | Allowances Withdrawn (1:1) | Thousand Tons | 0 | 0 | 0 | 0 | 0 | 0 | 0
Dummy -SCRs through JCC - v5.12 | 447 | 5802 | Rate Constraint in MTons | FALSE | L | Annual | Allowances Withdrawn (n:1) | Thousand Tons | 0 | 0 | 0 | 0 | 0 | 0 | 0
Dummy -SCRs through JCC - v5.12 | 447 | 5802 | Rate Constraint in MTons | FALSE | L | Annual | Net Emissions Allowance Position | Thousand Tons | 30.08 | 27.83 | 26.9532 | 27.7694 | 13.1919 | 10.2877 | 10.4362
Dummy -SCRs through JCC - v5.12 | 447 | 5802 | Rate Constraint in MTons | FALSE | L | Annual | Fuel Consumed | TBtu | 346.1377 | 352.3948 | 337.7259 | 350.3641 | 355.9537 | 288.8016 | 291.2918
Dummy -SCRs through JCC - v5.12 | 447 | 5802 | Rate Constraint in MTons | FALSE | L | Annual | Rate | lb/MMBtu | 0.1738 | 0.15795 | 0.15962 | 0.15852 | 0.074121 | 0.071244 | 0.071655
Dummy -SCRs through JCC - v5.12 | 447 | 5802 | Rate Constraint in MTons | FALSE | L | Annual | Generation | TWh | 35.2234 | 35.6788 | 34.2513 | 35.4586 | 35.8659 | 28.9883 | 29.2237
Dummy -SCRs through JCC - v5.12 | 447 | 5802 | Rate Constraint in MTons | FALSE | L | Annual | Qualifying Generation | TWh | 35.2234 | 35.6788 | 34.2513 | 35.4586 | 35.8659 | 28.9883 | 29.2237
Dummy -SCRs through JCC - v5.12 | 447 | 5802 | Rate Constraint in MTons | FALSE | L | Annual | Rate | lb/MWh | 1.708 | 1.56 | 1.5738 | 1.5663 | 0.73562 | 0.70978 | 0.71423
Dummy -SCRs through JCC - v5.12 | 447 | 5802 | Rate Constraint in MTons | FALSE | L | Annual | Constraint Shadow Price | US2011$/Ton | 0 | 0 | 0 | 0 | 0 | 0 | 0
Dunkirk MER Rate Limit v3.1 | 448 | 2041 | Rate Constraint in lbs/MMBtu | FALSE | L | Annual | Seasons Included | Seasons | Winter, Summer | Winter, Summer | Winter, Summer | Winter, Summer | Winter, Summer | Winter, Summer | Winter, Summer
Dunkirk MER Rate Limit v3.1 | 448 | 2041 | Rate Constraint in lbs/MMBtu | FALSE | L | Annual | Standard MER | lb/MMBtu | 6e-07 | 6e-07 | 6e-07 | 6e-07 | 6e-07 | 6e-07 | 6e-07
Dunkirk MER Rate Limit v3.1 | 448 | 2041 | Rate Constraint in lbs/MMBtu | FALSE | L | Annual | Emissions at Affected Plants MER | lbs | 0 | 0 | 0 | 0 | 0 | 0 | 0
Dunkirk MER Rate Limit v3.1 | 448 | 2041 | Rate Constraint in lbs/MMBtu | FALSE | L | Annual | Allowances Purchased MER | lbs | 0 | 0 | 0 | 0 | 0 | 0 | 0
Dunkirk MER Rate Limit v3.1 | 448 | 2041 | Rate Constraint in lbs/MMBtu | FALSE | L | Annual | Allowances Sold MER | lbs | 0 | 0 | 0 | 0 | 0 | 0 | 0
Dunkirk MER Rate Limit v3.1 | 448 | 2041 | Rate Constraint in lbs/MMBtu | FALSE | L | Annual | Allowances Banked | lbs | 0 | 0 | 0 | 0 | 0 | 0 | 0
Dunkirk MER Rate Limit v3.1 | 448 | 2041 | Rate Constraint in lbs/MMBtu | FALSE | L | Annual | Allowances Withdrawn (1:1) | lbs | 0 | 0 | 0 | 0 | 0 | 0 | 0
Dunkirk MER Rate Limit v3.1 | 448 | 2041 | Rate Constraint in lbs/MMBtu | FALSE | L | Annual | Allowances Withdrawn (n:1) | lbs | 0 | 0 | 0 | 0 | 0 | 0 | 0
Dunkirk MER Rate Limit v3.1 | 448 | 2041 | Rate Constraint in lbs/MMBtu | FALSE | L | Annual | Net Emissions Allowance Position | lbs | 0 | 0 | 0 | 0 | 0 | 0 | 0
Dunkirk MER Rate Limit v3.1 | 448 | 2041 | Rate Constraint in lbs/MMBtu | FALSE | L | Annual | Fuel Consumed | TBtu | 0 | 0 | 0 | 0 | 0 | 0 | 0
Dunkirk MER Rate Limit v3.1 | 448 | 2041 | Rate Constraint in lbs/MMBtu | FALSE | L | Annual | Rate | lb/MMBtu | 0 | 0 | 0 | 0 | 0 | 0 | 0
Dunkirk MER Rate Limit v3.1 | 448 | 2041 | Rate Constraint in lbs/MMBtu | FALSE | L | Annual | Generation | TWh | 0 | 0 | 0 | 0 | 0 | 0 | 0
Dunkirk MER Rate Limit v3.1 | 448 | 2041 | Rate Constraint in lbs/MMBtu | FALSE | L | Annual | Qualifying Generation | TWh | 0 | 0 | 0 | 0 | 0 | 0 | 0
Dunkirk MER Rate Limit v3.1 | 448 | 2041 | Rate Constraint in lbs/MMBtu | FALSE | L | Annual | Rate | lb/MWh | 0 | 0 | 0 | 0 | 0 | 0 | 0
Dunkirk MER Rate Limit v3.1 | 448 | 2041 | Rate Constraint in lbs/MMBtu | FALSE | L | Annual | Constraint Shadow Price | US2011$/Lb | 0 | 66600.024 | 0 | 0 | 0 | 0 | 30707.7459
IA George Neal NOX Rate Annual v5.14 | 449 | 6146 | Rate Constraint in lbs/MMBtu | FALSE | L | Annual | Seasons Included | Seasons | Winter, Summer | Winter, Summer | Winter, Summer | Winter, Summer | Winter, Summer | Winter, Summer | Winter, Summer
IA George Neal NOX Rate Annual v5.14 | 449 | 6146 | Rate Constraint in lbs/MMBtu | FALSE | L | Annual | Standard NOX | lb/MMBtu | 0.16 | 0.16 | 0.16 | 0.16 | 0.16 | 0.16 | 0.16
IA George Neal NOX Rate Annual v5.14 | 449 | 6146 | Rate Constraint in lbs/MMBtu | FALSE | L | Annual | Emissions at Affected Plants NOX | Thousand Tons | 0 | 0 | 0 | 0 | 0 | 0 | 0
IA George Neal NOX Rate Annual v5.14 | 449 | 6146 | Rate Constraint in lbs/MMBtu | FALSE | L | Annual | Allowances Purchased NOX | Thousand Tons | 0 | 0 | 0 | 0 | 0 | 0 | 0
IA George Neal NOX Rate Annual v5.14 | 449 | 6146 | Rate Constraint in lbs/MMBtu | FALSE | L | Annual | Allowances Sold NOX | Thousand Tons | 0 | 0 | 0 | 0 | 0 | 0 | 0
IA George Neal NOX Rate Annual v5.14 | 449 | 6146 | Rate Constraint in lbs/MMBtu | FALSE | L | Annual | Allowances Banked | Thousand Tons | 0 | 0 | 0 | 0 | 0 | 0 | 0
IA George Neal NOX Rate Annual v5.14 | 449 | 6146 | Rate Constraint in lbs/MMBtu | FALSE | L | Annual | Allowances Withdrawn (1:1) | Thousand Tons | 0 | 0 | 0 | 0 | 0 | 0 | 0
IA George Neal NOX Rate Annual v5.14 | 449 | 6146 | Rate Constraint in lbs/MMBtu | FALSE | L | Annual | Allowances Withdrawn (n:1) | Thousand Tons | 0 | 0 | 0 | 0 | 0 | 0 | 0
IA George Neal NOX Rate Annual v5.14 | 449 | 6146 | Rate Constraint in lbs/MMBtu | FALSE | L | Annual | Net Emissions Allowance Position | Thousand Tons | 0 | 0 | 0 | 0 | 0 | 0 | 0
IA George Neal NOX Rate Annual v5.14 | 449 | 6146 | Rate Constraint in lbs/MMBtu | FALSE | L | Annual | Fuel Consumed | TBtu | 0 | 0 | 0 | 0 | 0 | 0 | 0
IA George Neal NOX Rate Annual v5.14 | 449 | 6146 | Rate Constraint in lbs/MMBtu | FALSE | L | Annual | Rate | lb/MMBtu | 0 | 0 | 0 | 0 | 0 | 0 | 0
IA George Neal NOX Rate Annual v5.14 | 449 | 6146 | Rate Constraint in lbs/MMBtu | FALSE | L | Annual | Generation | TWh | 0 | 0 | 0 | 0 | 0 | 0 | 0
IA George Neal NOX Rate Annual v5.14 | 449 | 6146 | Rate Constraint in lbs/MMBtu | FALSE | L | Annual | Qualifying Generation | TWh | 0 | 0 | 0 | 0 | 0 | 0 | 0
IA George Neal NOX Rate Annual v5.14 | 449 | 6146 | Rate Constraint in lbs/MMBtu | FALSE | L | Annual | Rate | lb/MWh | 0 | 0 | 0 | 0 | 0 | 0 | 0
IA George Neal NOX Rate Annual v5.14 | 449 | 6146 | Rate Constraint in lbs/MMBtu | FALSE | L | Annual | Constraint Shadow Price | US2011$/Ton | 0 | 0 | 0 | 0 | 0 | 0 | 0
IA George Neal SO2 Rate Annual v5.14 | 450 | 6147 | Rate Constraint in lbs/MMBtu | FALSE | L | Annual | Seasons Included | Seasons | Winter, Summer | Winter, Summer | Winter, Summer | Winter, Summer | Winter, Summer | Winter, Summer | Winter, Summer
IA George Neal SO2 Rate Annual v5.14 | 450 | 6147 | Rate Constraint in lbs/MMBtu | FALSE | L | Annual | Standard SO2 | lb/MMBtu | 0.006 | 0.006 | 0.006 | 0.006 | 0.006 | 0.006 | 0.006
IA George Neal SO2 Rate Annual v5.14 | 450 | 6147 | Rate Constraint in lbs/MMBtu | FALSE | L | Annual | Emissions at Affected Plants SO2 | Thousand Tons | 0 | 0 | 0 | 0 | 0 | 0 | 0
IA George Neal SO2 Rate Annual v5.14 | 450 | 6147 | Rate Constraint in lbs/MMBtu | FALSE | L | Annual | Allowances Purchased SO2 | Thousand Tons | 0 | 0 | 0 | 0 | 0 | 0 | 0
IA George Neal SO2 Rate Annual v5.14 | 450 | 6147 | Rate Constraint in lbs/MMBtu | FALSE | L | Annual | Allowances Sold SO2 | Thousand Tons | 0 | 0 | 0 | 0 | 0 | 0 | 0
IA George Neal SO2 Rate Annual v5.14 | 450 | 6147 | Rate Constraint in lbs/MMBtu | FALSE | L | Annual | Allowances Banked | Thousand Tons | 0 | 0 | 0 | 0 | 0 | 0 | 0
IA George Neal SO2 Rate Annual v5.14 | 450 | 6147 | Rate Constraint in lbs/MMBtu | FALSE | L | Annual | Allowances Withdrawn (1:1) | Thousand Tons | 0 | 0 | 0 | 0 | 0 | 0 | 0
IA George Neal SO2 Rate Annual v5.14 | 450 | 6147 | Rate Constraint in lbs/MMBtu | FALSE | L | Annual | Allowances Withdrawn (n:1) | Thousand Tons | 0 | 0 | 0 | 0 | 0 | 0 | 0
IA George Neal SO2 Rate Annual v5.14 | 450 | 6147 | Rate Constraint in lbs/MMBtu | FALSE | L | Annual | Net Emissions Allowance Position | Thousand Tons | 0 | 0 | 0 | 0 | 0 | 0 | 0
IA George Neal SO2 Rate Annual v5.14 | 450 | 6147 | Rate Constraint in lbs/MMBtu | FALSE | L | Annual | Fuel Consumed | TBtu | 0 | 0 | 0 | 0 | 0 | 0 | 0
IA George Neal SO2 Rate Annual v5.14 | 450 | 6147 | Rate Constraint in lbs/MMBtu | FALSE | L | Annual | Rate | lb/MMBtu | 0 | 0 | 0 | 0 | 0 | 0 | 0
IA George Neal SO2 Rate Annual v5.14 | 450 | 6147 | Rate Constraint in lbs/MMBtu | FALSE | L | Annual | Generation | TWh | 0 | 0 | 0 | 0 | 0 | 0 | 0
IA George Neal SO2 Rate Annual v5.14 | 450 | 6147 | Rate Constraint in lbs/MMBtu | FALSE | L | Annual | Qualifying Generation | TWh | 0 | 0 | 0 | 0 | 0 | 0 | 0
IA George Neal SO2 Rate Annual v5.14 | 450 | 6147 | Rate Constraint in lbs/MMBtu | FALSE | L | Annual | Rate | lb/MWh | 0 | 0 | 0 | 0 | 0 | 0 | 0
IA George Neal SO2 Rate Annual v5.14 | 450 | 6147 | Rate Constraint in lbs/MMBtu | FALSE | L | Annual | Constraint Shadow Price | US2011$/Ton | 503016.0365 | 575674.527 | 903275.5463 | 709485.2175 | 896083.5839 | 683013.3824 | 796870.6267
IA Riverside NOX Rate Annual v5.14 | 451 | 6148 | Rate Constraint in lbs/MMBtu | FALSE | L | Annual | Seasons Included | Seasons | Winter, Summer | Winter, Summer | Winter, Summer | Winter, Summer | Winter, Summer | Winter, Summer | Winter, Summer
IA Riverside NOX Rate Annual v5.14 | 451 | 6148 | Rate Constraint in lbs/MMBtu | FALSE | L | Annual | Standard NOX | lb/MMBtu | 0.16 | 0.16 | 0.16 | 0.16 | 0.16 | 0.16 | 0.16
IA Riverside NOX Rate Annual v5.14 | 451 | 6148 | Rate Constraint in lbs/MMBtu | FALSE | L | Annual | Emissions at Affected Plants NOX | Thousand Tons | 0 | 0 | 0 | 0 | 0 | 0 | 0
IA Riverside NOX Rate Annual v5.14 | 451 | 6148 | Rate Constraint in lbs/MMBtu | FALSE | L | Annual | Allowances Purchased NOX | Thousand Tons | 0 | 0 | 0 | 0 | 0 | 0 | 0
IA Riverside NOX Rate Annual v5.14 | 451 | 6148 | Rate Constraint in lbs/MMBtu | FALSE | L | Annual | Allowances Sold NOX | Thousand Tons | 0 | 0 | 0 | 0 | 0 | 0 | 0
IA Riverside NOX Rate Annual v5.14 | 451 | 6148 | Rate Constraint in lbs/MMBtu | FALSE | L | Annual | Allowances Banked | Thousand Tons | 0 | 0 | 0 | 0 | 0 | 0 | 0
IA Riverside NOX Rate Annual v5.14 | 451 | 6148 | Rate Constraint in lbs/MMBtu | FALSE | L | Annual | Allowances Withdrawn (1:1) | Thousand Tons | 0 | 0 | 0 | 0 | 0 | 0 | 0
IA Riverside NOX Rate Annual v5.14 | 451 | 6148 | Rate Constraint in lbs/MMBtu | FALSE | L | Annual | Allowances Withdrawn (n:1) | Thousand Tons | 0 | 0 | 0 | 0 | 0 | 0 | 0
IA Riverside NOX Rate Annual v5.14 | 451 | 6148 | Rate Constraint in lbs/MMBtu | FALSE | L | Annual | Net Emissions Allowance Position | Thousand Tons | 0 | 0 | 0 | 0 | 0 | 0 | 0
IA Riverside NOX Rate Annual v5.14 | 451 | 6148 | Rate Constraint in lbs/MMBtu | FALSE | L | Annual | Fuel Consumed | TBtu | 0 | 0 | 0 | 0 | 0 | 0 | 0
IA Riverside NOX Rate Annual v5.14 | 451 | 6148 | Rate Constraint in lbs/MMBtu | FALSE | L | Annual | Rate | lb/MMBtu | 0 | 0 | 0 | 0 | 0 | 0 | 0
IA Riverside NOX Rate Annual v5.14 | 451 | 6148 | Rate Constraint in lbs/MMBtu | FALSE | L | Annual | Generation | TWh | 0 | 0 | 0 | 0 | 0 | 0 | 0
IA Riverside NOX Rate Annual v5.14 | 451 | 6148 | Rate Constraint in lbs/MMBtu | FALSE | L | Annual | Qualifying Generation | TWh | 0 | 0 | 0 | 0 | 0 | 0 | 0
IA Riverside NOX Rate Annual v5.14 | 451 | 6148 | Rate Constraint in lbs/MMBtu | FALSE | L | Annual | Rate | lb/MWh | 0 | 0 | 0 | 0 | 0 | 0 | 0
IA Riverside NOX Rate Annual v5.14 | 451 | 6148 | Rate Constraint in lbs/MMBtu | FALSE | L | Annual | Constraint Shadow Price | US2011$/Ton | 0 | 0 | 0 | 0 | 0 | 0 | 0
IA Riverside SO2 Rate Annual v5.14 | 452 | 6149 | Rate Constraint in lbs/MMBtu | FALSE | L | Annual | Seasons Included | Seasons | Winter, Summer | Winter, Summer | Winter, Summer | Winter, Summer | Winter, Summer | Winter, Summer | Winter, Summer
IA Riverside SO2 Rate Annual v5.14 | 452 | 6149 | Rate Constraint in lbs/MMBtu | FALSE | L | Annual | Standard SO2 | lb/MMBtu | 0.006 | 0.006 | 0.006 | 0.006 | 0.006 | 0.006 | 0.006
IA Riverside SO2 Rate Annual v5.14 | 452 | 6149 | Rate Constraint in lbs/MMBtu | FALSE | L | Annual | Emissions at Affected Plants SO2 | Thousand Tons | 0 | 0 | 0 | 0 | 0 | 0 | 0
IA Riverside SO2 Rate Annual v5.14 | 452 | 6149 | Rate Constraint in lbs/MMBtu | FALSE | L | Annual | Allowances Purchased SO2 | Thousand Tons | 0 | 0 | 0 | 0 | 0 | 0 | 0
IA Riverside SO2 Rate Annual v5.14 | 452 | 6149 | Rate Constraint in lbs/MMBtu | FALSE | L | Annual | Allowances Sold SO2 | Thousand Tons | 0 | 0 | 0 | 0 | 0 | 0 | 0
IA Riverside SO2 Rate Annual v5.14 | 452 | 6149 | Rate Constraint in lbs/MMBtu | FALSE | L | Annual | Allowances Banked | Thousand Tons | 0 | 0 | 0 | 0 | 0 | 0 | 0
IA Riverside SO2 Rate Annual v5.14 | 452 | 6149 | Rate Constraint in lbs/MMBtu | FALSE | L | Annual | Allowances Withdrawn (1:1) | Thousand Tons | 0 | 0 | 0 | 0 | 0 | 0 | 0
IA Riverside SO2 Rate Annual v5.14 | 452 | 6149 | Rate Constraint in lbs/MMBtu | FALSE | L | Annual | Allowances Withdrawn (n:1) | Thousand Tons | 0 | 0 | 0 | 0 | 0 | 0 | 0
IA Riverside SO2 Rate Annual v5.14 | 452 | 6149 | Rate Constraint in lbs/MMBtu | FALSE | L | Annual | Net Emissions Allowance Position | Thousand Tons | 0 | 0 | 0 | 0 | 0 | 0 | 0
IA Riverside SO2 Rate Annual v5.14 | 452 | 6149 | Rate Constraint in lbs/MMBtu | FALSE | L | Annual | Fuel Consumed | TBtu | 0 | 0 | 0 | 0 | 0 | 0 | 0
IA Riverside SO2 Rate Annual v5.14 | 452 | 6149 | Rate Constraint in lbs/MMBtu | FALSE | L | Annual | Rate | lb/MMBtu | 0 | 0 | 0 | 0 | 0 | 0 | 0
IA Riverside SO2 Rate Annual v5.14 | 452 | 6149 | Rate Constraint in lbs/MMBtu | FALSE | L | Annual | Generation | TWh | 0 | 0 | 0 | 0 | 0 | 0 | 0
IA Riverside SO2 Rate Annual v5.14 | 452 | 6149 | Rate Constraint in lbs/MMBtu | FALSE | L | Annual | Qualifying Generation | TWh | 0 | 0 | 0 | 0 | 0 | 0 | 0
IA Riverside SO2 Rate Annual v5.14 | 452 | 6149 | Rate Constraint in lbs/MMBtu | FALSE | L | Annual | Rate | lb/MWh | 0 | 0 | 0 | 0 | 0 | 0 | 0
IA Riverside SO2 Rate Annual v5.14 | 452 | 6149 | Rate Constraint in lbs/MMBtu | FALSE | L | Annual | Constraint Shadow Price | US2011$/Ton | 446940.803 | 555962.0681 | 658715.1355 | 778545.7349 | 816627.7564 | 688818.1413 | 763286.8757
IA Walter Scott NOX Rate Annual v5.14 | 453 | 6144 | Rate Constraint in lbs/MMBtu | FALSE | L | Annual | Seasons Included | Seasons | Winter, Summer | Winter, Summer | Winter, Summer | Winter, Summer | Winter, Summer | Winter, Summer | Winter, Summer
IA Walter Scott NOX Rate Annual v5.14 | 453 | 6144 | Rate Constraint in lbs/MMBtu | FALSE | L | Annual | Standard NOX | lb/MMBtu | 0.16 | 0.16 | 0.16 | 0.16 | 0.16 | 0.16 | 0.16
IA Walter Scott NOX Rate Annual v5.14 | 453 | 6144 | Rate Constraint in lbs/MMBtu | FALSE | L | Annual | Emissions at Affected Plants NOX | Thousand Tons | 0 | 0 | 0 | 0 | 0 | 0 | 0
IA Walter Scott NOX Rate Annual v5.14 | 453 | 6144 | Rate Constraint in lbs/MMBtu | FALSE | L | Annual | Allowances Purchased NOX | Thousand Tons | 0 | 0 | 0 | 0 | 0 | 0 | 0
IA Walter Scott NOX Rate Annual v5.14 | 453 | 6144 | Rate Constraint in lbs/MMBtu | FALSE | L | Annual | Allowances Sold NOX | Thousand Tons | 0 | 0 | 0 | 0 | 0 | 0 | 0
IA Walter Scott NOX Rate Annual v5.14 | 453 | 6144 | Rate Constraint in lbs/MMBtu | FALSE | L | Annual | Allowances Banked | Thousand Tons | 0 | 0 | 0 | 0 | 0 | 0 | 0
IA Walter Scott NOX Rate Annual v5.14 | 453 | 6144 | Rate Constraint in lbs/MMBtu | FALSE | L | Annual | Allowances Withdrawn (1:1) | Thousand Tons | 0 | 0 | 0 | 0 | 0 | 0 | 0
IA Walter Scott NOX Rate Annual v5.14 | 453 | 6144 | Rate Constraint in lbs/MMBtu | FALSE | L | Annual | Allowances Withdrawn (n:1) | Thousand Tons | 0 | 0 | 0 | 0 | 0 | 0 | 0
IA Walter Scott NOX Rate Annual v5.14 | 453 | 6144 | Rate Constraint in lbs/MMBtu | FALSE | L | Annual | Net Emissions Allowance Position | Thousand Tons | 0 | 0 | 0 | 0 | 0 | 0 | 0
IA Walter Scott NOX Rate Annual v5.14 | 453 | 6144 | Rate Constraint in lbs/MMBtu | FALSE | L | Annual | Fuel Consumed | TBtu | 0 | 0 | 0 | 0 | 0 | 0 | 0
IA Walter Scott NOX Rate Annual v5.14 | 453 | 6144 | Rate Constraint in lbs/MMBtu | FALSE | L | Annual | Rate | lb/MMBtu | 0 | 0 | 0 | 0 | 0 | 0 | 0
IA Walter Scott NOX Rate Annual v5.14 | 453 | 6144 | Rate Constraint in lbs/MMBtu | FALSE | L | Annual | Generation | TWh | 0 | 0 | 0 | 0 | 0 | 0 | 0
IA Walter Scott NOX Rate Annual v5.14 | 453 | 6144 | Rate Constraint in lbs/MMBtu | FALSE | L | Annual | Qualifying Generation | TWh | 0 | 0 | 0 | 0 | 0 | 0 | 0
IA Walter Scott NOX Rate Annual v5.14 | 453 | 6144 | Rate Constraint in lbs/MMBtu | FALSE | L | Annual | Rate | lb/MWh | 0 | 0 | 0 | 0 | 0 | 0 | 0
IA Walter Scott NOX Rate Annual v5.14 | 453 | 6144 | Rate Constraint in lbs/MMBtu | FALSE | L | Annual | Constraint Shadow Price | US2011$/Ton | 0 | 0 | 0 | 0 | 0 | 0 | 0
IA Walter Scott SO2 Rate Annual v5.14 | 454 | 6145 | Rate Constraint in lbs/MMBtu | FALSE | L | Annual | Seasons Included | Seasons | Winter, Summer | Winter, Summer | Winter, Summer | Winter, Summer | Winter, Summer | Winter, Summer | Winter, Summer
IA Walter Scott SO2 Rate Annual v5.14 | 454 | 6145 | Rate Constraint in lbs/MMBtu | FALSE | L | Annual | Standard SO2 | lb/MMBtu | 0.006 | 0.006 | 0.006 | 0.006 | 0.006 | 0.006 | 0.006
IA Walter Scott SO2 Rate Annual v5.14 | 454 | 6145 | Rate Constraint in lbs/MMBtu | FALSE | L | Annual | Emissions at Affected Plants SO2 | Thousand Tons | 0 | 0 | 0 | 0 | 0 | 0 | 0
IA Walter Scott SO2 Rate Annual v5.14 | 454 | 6145 | Rate Constraint in lbs/MMBtu | FALSE | L | Annual | Allowances Purchased SO2 | Thousand Tons | 0 | 0 | 0 | 0 | 0 | 0 | 0
IA Walter Scott SO2 Rate Annual v5.14 | 454 | 6145 | Rate Constraint in lbs/MMBtu | FALSE | L | Annual | Allowances Sold SO2 | Thousand Tons | 0 | 0 | 0 | 0 | 0 | 0 | 0
IA Walter Scott SO2 Rate Annual v5.14 | 454 | 6145 | Rate Constraint in lbs/MMBtu | FALSE | L | Annual | Allowances Banked | Thousand Tons | 0 | 0 | 0 | 0 | 0 | 0 | 0
IA Walter Scott SO2 Rate Annual v5.14 | 454 | 6145 | Rate Constraint in lbs/MMBtu | FALSE | L | Annual | Allowances Withdrawn (1:1) | Thousand Tons | 0 | 0 | 0 | 0 | 0 | 0 | 0
IA Walter Scott SO2 Rate Annual v5.14 | 454 | 6145 | Rate Constraint in lbs/MMBtu | FALSE | L | Annual | Allowances Withdrawn (n:1) | Thousand Tons | 0 | 0 | 0 | 0 | 0 | 0 | 0
IA Walter Scott SO2 Rate Annual v5.14 | 454 | 6145 | Rate Constraint in lbs/MMBtu | FALSE | L | Annual | Net Emissions Allowance Position | Thousand Tons | 0 | 0 | 0 | 0 | 0 | 0 | 0
IA Walter Scott SO2 Rate Annual v5.14 | 454 | 6145 | Rate Constraint in lbs/MMBtu | FALSE | L | Annual | Fuel Consumed | TBtu | 0 | 0 | 0 | 0 | 0 | 0 | 0
IA Walter Scott SO2 Rate Annual v5.14 | 454 | 6145 | Rate Constraint in lbs/MMBtu | FALSE | L | Annual | Rate | lb/MMBtu | 0 | 0 | 0 | 0 | 0 | 0 | 0
IA Walter Scott SO2 Rate Annual v5.14 | 454 | 6145 | Rate Constraint in lbs/MMBtu | FALSE | L | Annual | Generation | TWh | 0 | 0 | 0 | 0 | 0 | 0 | 0
IA Walter Scott SO2 Rate Annual v5.14 | 454 | 6145 | Rate Constraint in lbs/MMBtu | FALSE | L | Annual | Qualifying Generation | TWh | 0 | 0 | 0 | 0 | 0 | 0 | 0
IA Walter Scott SO2 Rate Annual v5.14 | 454 | 6145 | Rate Constraint in lbs/MMBtu | FALSE | L | Annual | Rate | lb/MWh | 0 | 0 | 0 | 0 | 0 | 0 | 0
IA Walter Scott SO2 Rate Annual v5.14 | 454 | 6145 | Rate Constraint in lbs/MMBtu | FALSE | L | Annual | Constraint Shadow Price | US2011$/Ton | 1544320.059 | 576435.9778 | 769416.2096 | 766733.3538 | 938971.1075 | 682950.1339 | 796406.3974
IL CPS- Midwest MER Rate Annual v5.12 | 455 | 5764 | MACT Fuel Choice Floor in lbs/MMBtu | FALSE | L | Annual | Seasons Included | Seasons | Winter, Summer | Winter, Summer | Winter, Summer | Winter, Summer | Winter, Summer | Winter, Summer | Winter, Summer
IL CPS- Midwest MER Rate Annual v5.12 | 455 | 5764 | MACT Fuel Choice Floor in lbs/MMBtu | FALSE | L | Annual | Emission Floor | lbs/MMBtu | 7.4e-07 | 7.4e-07 | 7.4e-07 | 7.4e-07 | 7.4e-07 | 7.4e-07 | 7.4e-07
IL CPS- Midwest MER Rate Annual v5.12 | 455 | 5764 | MACT Fuel Choice Floor in lbs/MMBtu | FALSE | L | Annual | Emissions at Affected Plants MER | lbs | 87.6757 | 88.9867 | 93.0614 | 90.061 | 90.061 | 79.9068 | 81.8358
IL CPS- Midwest MER Rate Annual v5.12 | 455 | 5764 | MACT Fuel Choice Floor in lbs/MMBtu | FALSE | L | Annual | Allowances Purchased MER | lbs | 0 | 0 | 0 | 0 | 0 | 0 | 0
IL CPS- Midwest MER Rate Annual v5.12 | 455 | 5764 | MACT Fuel Choice Floor in lbs/MMBtu | FALSE | L | Annual | Allowances Sold MER | lbs | 0 | 0 | 0 | 0 | 0 | 0 | 0
IL CPS- Midwest MER Rate Annual v5.12 | 455 | 5764 | MACT Fuel Choice Floor in lbs/MMBtu | FALSE | L | Annual | Allowances Banked | lbs | 0 | 0 | 0 | 0 | 0 | 0 | 0
IL CPS- Midwest MER Rate Annual v5.12 | 455 | 5764 | MACT Fuel Choice Floor in lbs/MMBtu | FALSE | L | Annual | Allowances Withdrawn (1:1) | lbs | 0 | 0 | 0 | 0 | 0 | 0 | 0
IL CPS- Midwest MER Rate Annual v5.12 | 455 | 5764 | MACT Fuel Choice Floor in lbs/MMBtu | FALSE | L | Annual | Allowances Withdrawn (n:1) | lbs | 0 | 0 | 0 | 0 | 0 | 0 | 0
IL CPS- Midwest MER Rate Annual v5.12 | 455 | 5764 | MACT Fuel Choice Floor in lbs/MMBtu | FALSE | L | Annual | Net Emissions Allowance Position | lbs | 87.6757 | 88.9867 | 93.0614 | 90.061 | 90.061 | 79.9068 | 81.8358
IL CPS- Midwest MER Rate Annual v5.12 | 455 | 5764 | MACT Fuel Choice Floor in lbs/MMBtu | FALSE | L | Annual | Fuel Consumed | TBtu | 190.5671 | 166.5526 | 174.1792 | 175.6381 | 175.6381 | 155.8999 | 152.5636
IL CPS- Midwest MER Rate Annual v5.12 | 455 | 5764 | MACT Fuel Choice Floor in lbs/MMBtu | FALSE | L | Annual | Rate | lb/MMBtu | 4.6008e-07 | 5.3429e-07 | 5.3429e-07 | 5.1276e-07 | 5.1276e-07 | 5.1255e-07 | 5.364e-07
IL CPS- Midwest MER Rate Annual v5.12 | 455 | 5764 | MACT Fuel Choice Floor in lbs/MMBtu | FALSE | L | Annual | Generation | TWh | 17.9221 | 15.6127 | 16.324 | 16.4531 | 16.4531 | 14.6086 | 14.3026
IL CPS- Midwest MER Rate Annual v5.12 | 455 | 5764 | MACT Fuel Choice Floor in lbs/MMBtu | FALSE | L | Annual | Qualifying Generation | TWh | 17.9221 | 15.6127 | 16.324 | 16.4531 | 16.4531 | 14.6086 | 14.3026
IL CPS- Midwest MER Rate Annual v5.12 | 455 | 5764 | MACT Fuel Choice Floor in lbs/MMBtu | FALSE | L | Annual | Constraint Shadow Price | US2011$/Lb | 0 | 0 | 0 | 0 | 0 | 0 | 0
IL CPS- Midwest NOX rate Annual v5.12 | 456 | 5765 | Rate Constraint in lbs/MMBtu | FALSE | L | Annual | Seasons Included | Seasons | Winter, Summer | Winter, Summer | Winter, Summer | Winter, Summer | Winter, Summer | Winter, Summer | Winter, Summer
IL CPS- Midwest NOX rate Annual v5.12 | 456 | 5765 | Rate Constraint in lbs/MMBtu | FALSE | L | Annual | Standard NOX | lb/MMBtu | 0.11 | 0.11 | 0.11 | 0.11 | 0.11 | 0.11 | 0.11
IL CPS- Midwest NOX rate Annual v5.12 | 456 | 5765 | Rate Constraint in lbs/MMBtu | FALSE | L | Annual | Emissions at Affected Plants NOX | Thousand Tons | 9.7157 | 8.4775 | 8.8729 | 8.9393 | 8.9393 | 7.9395 | 7.7652
IL CPS- Midwest NOX rate Annual v5.12 | 456 | 5765 | Rate Constraint in lbs/MMBtu | FALSE | L | Annual | Allowances Purchased NOX | Thousand Tons | 0 | 0 | 0 | 0 | 0 | 0 | 0
IL CPS- Midwest NOX rate Annual v5.12 | 456 | 5765 | Rate Constraint in lbs/MMBtu | FALSE | L | Annual | Allowances Sold NOX | Thousand Tons | 0 | 0 | 0 | 0 | 0 | 0 | 0
IL CPS- Midwest NOX rate Annual v5.12 | 456 | 5765 | Rate Constraint in lbs/MMBtu | FALSE | L | Annual | Allowances Banked | Thousand Tons | 0 | 0 | 0 | 0 | 0 | 0 | 0
IL CPS- Midwest NOX rate Annual v5.12 | 456 | 5765 | Rate Constraint in lbs/MMBtu | FALSE | L | Annual | Allowances Withdrawn (1:1) | Thousand Tons | 0 | 0 | 0 | 0 | 0 | 0 | 0
IL CPS- Midwest NOX rate Annual v5.12 | 456 | 5765 | Rate Constraint in lbs/MMBtu | FALSE | L | Annual | Allowances Withdrawn (n:1) | Thousand Tons | 0 | 0 | 0 | 0 | 0 | 0 | 0
IL CPS- Midwest NOX rate Annual v5.12 | 456 | 5765 | Rate Constraint in lbs/MMBtu | FALSE | L | Annual | Net Emissions Allowance Position | Thousand Tons | 9.7157 | 8.4775 | 8.8729 | 8.9393 | 8.9393 | 7.9395 | 7.7652
IL CPS- Midwest NOX rate Annual v5.12 | 456 | 5765 | Rate Constraint in lbs/MMBtu | FALSE | L | Annual | Fuel Consumed | TBtu | 190.5671 | 166.5526 | 174.1792 | 175.6381 | 175.6381 | 155.8999 | 152.5636
IL CPS- Midwest NOX rate Annual v5.12 | 456 | 5765 | Rate Constraint in lbs/MMBtu | FALSE | L | Annual | Rate | lb/MMBtu | 0.10197 | 0.1018 | 0.10188 | 0.10179 | 0.10179 | 0.10185 | 0.1018
IL CPS- Midwest NOX rate Annual v5.12 | 456 | 5765 | Rate Constraint in lbs/MMBtu | FALSE | L | Annual | Generation | TWh | 17.9221 | 15.6127 | 16.324 | 16.4531 | 16.4531 | 14.6086 | 14.3026
IL CPS- Midwest NOX rate Annual v5.12 | 456 | 5765 | Rate Constraint in lbs/MMBtu | FALSE | L | Annual | Qualifying Generation | TWh | 17.9221 | 15.6127 | 16.324 | 16.4531 | 16.4531 | 14.6086 | 14.3026
IL CPS- Midwest NOX rate Annual v5.12 | 456 | 5765 | Rate Constraint in lbs/MMBtu | FALSE | L | Annual | Rate | lb/MWh | 1.0842 | 1.086 | 1.0871 | 1.0866 | 1.0866 | 1.087 | 1.0858
IL CPS- Midwest NOX rate Annual v5.12 | 456 | 5765 | Rate Constraint in lbs/MMBtu | FALSE | L | Annual | Constraint Shadow Price | US2011$/Ton | 0 | 0 | 0 | 0 | 0 | 0 | 0
IL CPS- Midwest NOX rate Summer v5.12 | 457 | 5766 | Rate Constraint in lbs/MMBtu | FALSE | L | Annual | Seasons Included | Seasons | Summer | Summer | Summer | Summer | Summer | Summer | Summer
IL CPS- Midwest NOX rate Summer v5.12 | 457 | 5766 | Rate Constraint in lbs/MMBtu | FALSE | L | Annual | Standard NOX | lb/MMBtu | 0.11 | 0.11 | 0.11 | 0.11 | 0.11 | 0.11 | 0.11
IL CPS- Midwest NOX rate Summer v5.12 | 457 | 5766 | Rate Constraint in lbs/MMBtu | FALSE | L | Annual | Emissions at Affected Plants NOX | Thousand Tons | 4.5161 | 3.471 | 3.8828 | 3.8977 | 3.8977 | 3.4046 | 3.2754
IL CPS- Midwest NOX rate Summer v5.12 | 457 | 5766 | Rate Constraint in lbs/MMBtu | FALSE | L | Annual | Allowances Purchased NOX | Thousand Tons | 0 | 0 | 0 | 0 | 0 | 0 | 0
IL CPS- Midwest NOX rate Summer v5.12 | 457 | 5766 | Rate Constraint in lbs/MMBtu | FALSE | L | Annual | Allowances Sold NOX | Thousand Tons | 0 | 0 | 0 | 0 | 0 | 0 | 0
IL CPS- Midwest NOX rate Summer v5.12 | 457 | 5766 | Rate Constraint in lbs/MMBtu | FALSE | L | Annual | Allowances Banked | Thousand Tons | 0 | 0 | 0 | 0 | 0 | 0 | 0
IL CPS- Midwest NOX rate Summer v5.12 | 457 | 5766 | Rate Constraint in lbs/MMBtu | FALSE | L | Annual | Allowances Withdrawn (1:1) | Thousand Tons | 0 | 0 | 0 | 0 | 0 | 0 | 0
IL CPS- Midwest NOX rate Summer v5.12 | 457 | 5766 | Rate Constraint in lbs/MMBtu | FALSE | L | Annual | Allowances Withdrawn (n:1) | Thousand Tons | 0 | 0 | 0 | 0 | 0 | 0 | 0
IL CPS- Midwest NOX rate Summer v5.12 | 457 | 5766 | Rate Constraint in lbs/MMBtu | FALSE | L | Annual | Net Emissions Allowance Position | Thousand Tons | 4.5161 | 3.471 | 3.8828 | 3.8977 | 3.8977 | 3.4046 | 3.2754
IL CPS- Midwest NOX rate Summer v5.12 | 457 | 5766 | Rate Constraint in lbs/MMBtu | FALSE | L | Annual | Fuel Consumed | TBtu | 88.1289 | 68.2542 | 76.2385 | 76.5479 | 76.5479 | 66.9311 | 64.2413
IL CPS- Midwest NOX rate Summer v5.12 | 457 | 5766 | Rate Constraint in lbs/MMBtu | FALSE | L | Annual | Rate | lb/MMBtu | 0.10249 | 0.10171 | 0.10186 | 0.10184 | 0.10184 | 0.10173 | 0.10197
IL CPS- Midwest NOX rate Summer v5.12 | 457 | 5766 | Rate Constraint in lbs/MMBtu | FALSE | L | Annual | Generation | TWh | 8.2836 | 6.4 | 7.1449 | 7.1737 | 7.1737 | 6.2663 | 6.024
IL CPS- Midwest NOX rate Summer v5.12 | 457 | 5766 | Rate Constraint in lbs/MMBtu | FALSE | L | Annual | Qualifying Generation | TWh | 8.2836 | 6.4 | 7.1449 | 7.1737 | 7.1737 | 6.2663 | 6.024
IL CPS- Midwest NOX rate Summer v5.12 | 457 | 5766 | Rate Constraint in lbs/MMBtu | FALSE | L | Annual | Rate | lb/MWh | 1.0904 | 1.0847 | 1.0869 | 1.0866 | 1.0866 | 1.0866 | 1.0874
IL CPS- Midwest NOX rate Summer v5.12 | 457 | 5766 | Rate Constraint in lbs/MMBtu | FALSE | L | Annual | Constraint Shadow Price | US2011$/Ton | 0 | 0 | 0 | 0 | 0 | 0 | 0
IL CPS- Midwest SO2 Rate Annual v5.12 | 458 | 5767 | Rate Constraint in lbs/MMBtu | FALSE | L | Annual | Seasons Included | Seasons | Winter, Summer | Winter, Summer | Winter, Summer | Winter, Summer | Winter, Summer | Winter, Summer | Winter, Summer
IL CPS- Midwest SO2 Rate Annual v5.12 | 458 | 5767 | Rate Constraint in lbs/MMBtu | FALSE | L | Annual | Standard SO2 | lb/MMBtu | 0.25 | 0.25 | 0.25 | 0.25 | 0.25 | 0.25 | 0.25
IL CPS- Midwest SO2 Rate Annual v5.12 | 458 | 5767 | Rate Constraint in lbs/MMBtu | FALSE | L | Annual | Emissions at Affected Plants SO2 | Thousand Tons | 18.773 | 6.3449 | 6.6354 | 6.6881 | 6.6881 | 5.9365 | 5.9653
IL CPS- Midwest SO2 Rate Annual v5.12 | 458 | 5767 | Rate Constraint in lbs/MMBtu | FALSE | L | Annual | Allowances Purchased SO2 | Thousand Tons | 0 | 0 | 0 | 0 | 0 | 0 | 0
IL CPS- Midwest SO2 Rate Annual v5.12 | 458 | 5767 | Rate Constraint in lbs/MMBtu | FALSE | L | Annual | Allowances Sold SO2 | Thousand Tons | 0 | 0 | 0 | 0 | 0 | 0 | 0
IL CPS- Midwest SO2 Rate Annual v5.12 | 458 | 5767 | Rate Constraint in lbs/MMBtu | FALSE | L | Annual | Allowances Banked | Thousand Tons | 0 | 0 | 0 | 0 | 0 | 0 | 0
IL CPS- Midwest SO2 Rate Annual v5.12 | 458 | 5767 | Rate Constraint in lbs/MMBtu | FALSE | L | Annual | Allowances Withdrawn (1:1) | Thousand Tons | 0 | 0 | 0 | 0 | 0 | 0 | 0
IL CPS- Midwest SO2 Rate Annual v5.12 | 458 | 5767 | Rate Constraint in lbs/MMBtu | FALSE | L | Annual | Allowances Withdrawn (n:1) | Thousand Tons | 0 | 0 | 0 | 0 | 0 | 0 | 0
IL CPS- Midwest SO2 Rate Annual v5.12 | 458 | 5767 | Rate Constraint in lbs/MMBtu | FALSE | L | Annual | Net Emissions Allowance Position | Thousand Tons | 18.773 | 6.3449 | 6.6354 | 6.6881 | 6.6881 | 5.9365 | 5.9653
IL CPS- Midwest SO2 Rate Annual v5.12 | 458 | 5767 | Rate Constraint in lbs/MMBtu | FALSE | L | Annual | Fuel Consumed | TBtu | 190.5671 | 166.5526 | 174.1792 | 175.6381 | 175.6381 | 155.8999 | 152.5636
IL CPS- Midwest SO2 Rate Annual v5.12 | 458 | 5767 | Rate Constraint in lbs/MMBtu | FALSE | L | Annual | Rate | lb/MMBtu | 0.19702 | 0.07619 | 0.07619 | 0.076158 | 0.076158 | 0.076158 | 0.078201
IL CPS- Midwest SO2 Rate Annual v5.12 | 458 | 5767 | Rate Constraint in lbs/MMBtu | FALSE | L | Annual | Generation | TWh | 17.9221 | 15.6127 | 16.324 | 16.4531 | 16.4531 | 14.6086 | 14.3026
IL CPS- Midwest SO2 Rate Annual v5.12 | 458 | 5767 | Rate Constraint in lbs/MMBtu | FALSE | L | Annual | Qualifying Generation | TWh | 17.9221 | 15.6127 | 16.324 | 16.4531 | 16.4531 | 14.6086 | 14.3026
IL CPS- Midwest SO2 Rate Annual v5.12 | 458 | 5767 | Rate Constraint in lbs/MMBtu | FALSE | L | Annual | Rate | lb/MWh | 2.0949 | 0.81278 | 0.81296 | 0.813 | 0.813 | 0.81274 | 0.83416
IL CPS- Midwest SO2 Rate Annual v5.12 | 458 | 5767 | Rate Constraint in lbs/MMBtu | FALSE | L | Annual | Constraint Shadow Price | US2011$/Ton | 0 | 0 | 0 | 0 | 0 | 0 | 0
IL Fac. Spec. - NOX Rate Summer v3.1, Unit 513 and retrofits | 459 | 1797 | Rate Constraint in lbs/MMBtu | FALSE | L | Annual | Seasons Included | Seasons | Summer | Summer | Summer | Summer | Summer | Summer | Summer
IL Fac. Spec. - NOX Rate Summer v3.1, Unit 513 and retrofits | 459 | 1797 | Rate Constraint in lbs/MMBtu | FALSE | L | Annual | Standard NOX | lb/MMBtu | 0.25 | 0.25 | 0.25 | 0.25 | 0.25 | 0.25 | 0.25
IL Fac. Spec. - NOX Rate Summer v3.1, Unit 513 and retrofits | 459 | 1797 | Rate Constraint in lbs/MMBtu | FALSE | L | Annual | Emissions at Affected Plants NOX | Thousand Tons | 0 | 0.0010424 | 0.0010424 | 0.0010424 | 0.0010424 | 0.0052988 | 0.0051805
IL Fac. Spec. - NOX Rate Summer v3.1, Unit 513 and retrofits | 459 | 1797 | Rate Constraint in lbs/MMBtu | FALSE | L | Annual | Allowances Purchased NOX | Thousand Tons | 0 | 0 | 0 | 0 | 0 | 0 | 0
IL Fac. Spec. - NOX Rate Summer v3.1, Unit 513 and retrofits | 459 | 1797 | Rate Constraint in lbs/MMBtu | FALSE | L | Annual | Allowances Sold NOX | Thousand Tons | 0 | 0 | 0 | 0 | 0 | 0 | 0
IL Fac. Spec. - NOX Rate Summer v3.1, Unit 513 and retrofits | 459 | 1797 | Rate Constraint in lbs/MMBtu | FALSE | L | Annual | Allowances Banked | Thousand Tons | 0 | 0 | 0 | 0 | 0 | 0 | 0
IL Fac. Spec. - NOX Rate Summer v3.1, Unit 513 and retrofits | 459 | 1797 | Rate Constraint in lbs/MMBtu | FALSE | L | Annual | Allowances Withdrawn (1:1) | Thousand Tons | 0 | 0 | 0 | 0 | 0 | 0 | 0
IL Fac. Spec. - NOX Rate Summer v3.1, Unit 513 and retrofits | 459 | 1797 | Rate Constraint in lbs/MMBtu | FALSE | L | Annual | Allowances Withdrawn (n:1) | Thousand Tons | 0 | 0 | 0 | 0 | 0 | 0 | 0
IL Fac. Spec. - NOX Rate Summer v3.1, Unit 513 and retrofits | 459 | 1797 | Rate Constraint in lbs/MMBtu | FALSE | L | Annual | Net Emissions Allowance Position | Thousand Tons | 0 | 0.0010424 | 0.0010424 | 0.0010424 | 0.0010424 | 0.0052988 | 0.0051805
IL Fac. Spec. - NOX Rate Summer v3.1, Unit 513 and retrofits | 459 | 1797 | Rate Constraint in lbs/MMBtu | FALSE | L | Annual | Fuel Consumed | TBtu | 0 | 0.059012 | 0.059012 | 0.059012 | 0.059012 | 0.29998 | 0.29328
IL Fac. Spec. - NOX Rate Summer v3.1, Unit 513 and retrofits | 459 | 1797 | Rate Constraint in lbs/MMBtu | FALSE | L | Annual | Rate | lb/MMBtu | 0 | 0.035328 | 0.035328 | 0.035328 | 0.035328 | 0.035328 | 0.035328
IL Fac. Spec. - NOX Rate Summer v3.1, Unit 513 and retrofits | 459 | 1797 | Rate Constraint in lbs/MMBtu | FALSE | L | Annual | Generation | TWh | 0 | 0.0050672 | 0.0050672 | 0.0050672 | 0.0050672 | 0.025758 | 0.025183
IL Fac. Spec. - NOX Rate Summer v3.1, Unit 513 and retrofits | 459 | 1797 | Rate Constraint in lbs/MMBtu | FALSE | L | Annual | Qualifying Generation | TWh | 0 | 0.0050672 | 0.0050672 | 0.0050672 | 0.0050672 | 0.025758 | 0.025183
IL Fac. Spec. - NOX Rate Summer v3.1, Unit 513 and retrofits | 459 | 1797 | Rate Constraint in lbs/MMBtu | FALSE | L | Annual | Rate | lb/MWh | 0 | 0.41143 | 0.41143 | 0.41143 | 0.41143 | 0.41143 | 0.41143
IL Fac. Spec. - NOX Rate Summer v3.1, Unit 513 and retrofits | 459 | 1797 | Rate Constraint in lbs/MMBtu | FALSE | L | Annual | Constraint Shadow Price | US2011$/Ton | 0 | 0 | 0 | 0 | 0 | 0 | 0
IL Fac. Spec. - NOX Rate Summer v3.1, Unit 514 and retrofits | 460 | 1797 | Rate Constraint in lbs/MMBtu | FALSE | L | Annual | Seasons Included | Seasons | Summer | Summer | Summer | Summer | Summer | Summer | Summer
IL Fac. Spec. - NOX Rate Summer v3.1, Unit 514 and retrofits | 460 | 1797 | Rate Constraint in lbs/MMBtu | FALSE | L | Annual | Standard NOX | lb/MMBtu | 0.25 | 0.25 | 0.25 | 0.25 | 0.25 | 0.25 | 0.25
IL Fac. Spec. - NOX Rate Summer v3.1, Unit 514 and retrofits | 460 | 1797 | Rate Constraint in lbs/MMBtu | FALSE | L | Annual | Emissions at Affected Plants NOX | Thousand Tons | 0 | 0.00092661 | 0.00092661 | 0.00092661 | 0.00092661 | 0.0047103 | 0
IL Fac. Spec. - NOX Rate Summer v3.1, Unit 514 and retrofits | 460 | 1797 | Rate Constraint in lbs/MMBtu | FALSE | L | Annual | Allowances Purchased NOX | Thousand Tons | 0 | 0 | 0 | 0 | 0 | 0 | 0
IL Fac. Spec. - NOX Rate Summer v3.1, Unit 514 and retrofits | 460 | 1797 | Rate Constraint in lbs/MMBtu | FALSE | L | Annual | Allowances Sold NOX | Thousand Tons | 0 | 0 | 0 | 0 | 0 | 0 | 0
IL Fac. Spec. - NOX Rate Summer v3.1, Unit 514 and retrofits | 460 | 1797 | Rate Constraint in lbs/MMBtu | FALSE | L | Annual | Allowances Banked | Thousand Tons | 0 | 0 | 0 | 0 | 0 | 0 | 0
IL Fac. Spec. - NOX Rate Summer v3.1, Unit 514 and retrofits | 460 | 1797 | Rate Constraint in lbs/MMBtu | FALSE | L | Annual | Allowances Withdrawn (1:1) | Thousand Tons | 0 | 0 | 0 | 0 | 0 | 0 | 0
IL Fac. Spec. - NOX Rate Summer v3.1, Unit 514 and retrofits | 460 | 1797 | Rate Constraint in lbs/MMBtu | FALSE | L | Annual | Allowances Withdrawn (n:1) | Thousand Tons | 0 | 0 | 0 | 0 | 0 | 0 | 0
IL Fac. Spec. - NOX Rate Summer v3.1, Unit 514 and retrofits | 460 | 1797 | Rate Constraint in lbs/MMBtu | FALSE | L | Annual | Net Emissions Allowance Position | Thousand Tons | 0 | 0.00092661 | 0.00092661 | 0.00092661 | 0.00092661 | 0.0047103 | 0
IL Fac. Spec. - NOX Rate Summer v3.1, Unit 514 and retrofits | 460 | 1797 | Rate Constraint in lbs/MMBtu | FALSE | L | Annual | Fuel Consumed | TBtu | 0 | 0.059012 | 0.059012 | 0.059012 | 0.059012 | 0.29998 | 0
IL Fac. Spec. - NOX Rate Summer v3.1, Unit 514 and retrofits | 460 | 1797 | Rate Constraint in lbs/MMBtu | FALSE | L | Annual | Rate | lb/MMBtu | 0 | 0.031404 | 0.031404 | 0.031404 | 0.031404 | 0.031404 | 0
IL Fac. Spec. - NOX Rate Summer v3.1, Unit 514 and retrofits | 460 | 1797 | Rate Constraint in lbs/MMBtu | FALSE | L | Annual | Generation | TWh | 0 | 0.0050672 | 0.0050672 | 0.0050672 | 0.0050672 | 0.025758 | 0
IL Fac. Spec. - NOX Rate Summer v3.1, Unit 514 and retrofits | 460 | 1797 | Rate Constraint in lbs/MMBtu | FALSE | L | Annual | Qualifying Generation | TWh | 0 | 0.0050672 | 0.0050672 | 0.0050672 | 0.0050672 | 0.025758 | 0
IL Fac. Spec. - NOX Rate Summer v3.1, Unit 514 and retrofits | 460 | 1797 | Rate Constraint in lbs/MMBtu | FALSE | L | Annual | Rate | lb/MWh | 0 | 0.36573 | 0.36573 | 0.36573 | 0.36573 | 0.36573 | 0
IL Fac. Spec. - NOX Rate Summer v3.1, Unit 514 and retrofits | 460 | 1797 | Rate Constraint in lbs/MMBtu | FALSE | L | Annual | Constraint Shadow Price | US2011$/Ton | 0 | 0 | 0 | 0 | 0 | 0 | 0
IL Fac. Spec. - NOX Rate Summer v3.1, Unit 515 and retrofits | 461 | 1797 | Rate Constraint in lbs/MMBtu | FALSE | L | Annual | Seasons Included | Seasons | Summer | Summer | Summer | Summer | Summer | Summer | Summer
IL Fac. Spec. - NOX Rate Summer v3.1, Unit 515 and retrofits | 461 | 1797 | Rate Constraint in lbs/MMBtu | FALSE | L | Annual | Standard NOX | lb/MMBtu | 0.25 | 0.25 | 0.25 | 0.25 | 0.25 | 0.25 | 0.25
IL Fac. Spec. - NOX Rate Summer v3.1, Unit 515 and retrofits | 461 | 1797 | Rate Constraint in lbs/MMBtu | FALSE | L | Annual | Emissions at Affected Plants NOX | Thousand Tons | 0 | 0.00096672 | 0.00096672 | 0.00096672 | 0.00096672 | 0.0021753 | 0.0049141
IL Fac. Spec. - NOX Rate Summer v3.1, Unit 515 and retrofits | 461 | 1797 | Rate Constraint in lbs/MMBtu | FALSE | L | Annual | Allowances Purchased NOX | Thousand Tons | 0 | 0 | 0 | 0 | 0 | 0 | 0
IL Fac. Spec. - NOX Rate Summer v3.1, Unit 515 and retrofits | 461 | 1797 | Rate Constraint in lbs/MMBtu | FALSE | L | Annual | Allowances Sold NOX | Thousand Tons | 0 | 0 | 0 | 0 | 0 | 0 | 0
IL Fac. Spec. - NOX Rate Summer v3.1, Unit 515 and retrofits | 461 | 1797 | Rate Constraint in lbs/MMBtu | FALSE | L | Annual | Allowances Banked | Thousand Tons | 0 | 0 | 0 | 0 | 0 | 0 | 0
IL Fac. Spec. - NOX Rate Summer v3.1, Unit 515 and retrofits | 461 | 1797 | Rate Constraint in lbs/MMBtu | FALSE | L | Annual | Allowances Withdrawn (1:1) | Thousand Tons | 0 | 0 | 0 | 0 | 0 | 0 | 0
IL Fac. Spec. - NOX Rate Summer v3.1, Unit 515 and retrofits | 461 | 1797 | Rate Constraint in lbs/MMBtu | FALSE | L | Annual | Allowances Withdrawn (n:1) | Thousand Tons | 0 | 0 | 0 | 0 | 0 | 0 | 0
IL Fac. Spec. - NOX Rate Summer v3.1, Unit 515 and retrofits | 461 | 1797 | Rate Constraint in lbs/MMBtu | FALSE | L | Annual | Net Emissions Allowance Position | Thousand Tons | 0 | 0.00096672 | 0.00096672 | 0.00096672 | 0.00096672 | 0.0021753 | 0.0049141
IL Fac. Spec. - NOX Rate Summer v3.1, Unit 515 and retrofits | 461 | 1797 | Rate Constraint in lbs/MMBtu | FALSE | L | Annual | Fuel Consumed | TBtu | 0 | 0.059012 | 0.059012 | 0.059012 | 0.059012 | 0.13279 | 0.29998
IL Fac. Spec. - NOX Rate Summer v3.1, Unit 515 and retrofits | 461 | 1797 | Rate Constraint in lbs/MMBtu | FALSE | L | Annual | Rate | lb/MMBtu | 0 | 0.032763 | 0.032763 | 0.032763 | 0.032763 | 0.032763 | 0.032763
IL Fac. Spec. - NOX Rate Summer v3.1, Unit 515 and retrofits | 461 | 1797 | Rate Constraint in lbs/MMBtu | FALSE | L | Annual | Generation | TWh | 0 | 0.0050672 | 0.0050672 | 0.0050672 | 0.0050672 | 0.011402 | 0.025758
IL Fac. Spec. - NOX Rate Summer v3.1, Unit 515 and retrofits | 461 | 1797 | Rate Constraint in lbs/MMBtu | FALSE | L | Annual | Qualifying Generation | TWh | 0 | 0.0050672 | 0.0050672 | 0.0050672 | 0.0050672 | 0.011402 | 0.025758
IL Fac. Spec. - NOX Rate Summer v3.1, Unit 515 and retrofits | 461 | 1797 | Rate Constraint in lbs/MMBtu | FALSE | L | Annual | Rate | lb/MWh | 0 | 0.38156 | 0.38156 | 0.38156 | 0.38156 | 0.38156 | 0.38156
IL Fac. Spec. - NOX Rate Summer v3.1, Unit 515 and retrofits | 461 | 1797 | Rate Constraint in lbs/MMBtu | FALSE | L | Annual | Constraint Shadow Price | US2011$/Ton | 0 | 0 | 0 | 0 | 0 | 0 | 0
IL Fac. Spec. - NOX Rate Summer v3.1, Unit 519 and retrofits | 462 | 1797 | Rate Constraint in lbs/MMBtu | FALSE | L | Annual | Seasons Included | Seasons | Summer | Summer | Summer | Summer | Summer | Summer | Summer
IL Fac. Spec. - NOX Rate Summer v3.1, Unit 519 and retrofits | 462 | 1797 | Rate Constraint in lbs/MMBtu | FALSE | L | Annual | Standard NOX | lb/MMBtu | 0.25 | 0.25 | 0.25 | 0.25 | 0.25 | 0.25 | 0.25
IL Fac. Spec. - NOX Rate Summer v3.1, Unit 519 and retrofits | 462 | 1797 | Rate Constraint in lbs/MMBtu | FALSE | L | Annual | Emissions at Affected Plants NOX | Thousand Tons | 0 | 0 | 0 | 0 | 0 | 0 | 0
IL Fac. Spec. - NOX Rate Summer v3.1, Unit 519 and retrofits | 462 | 1797 | Rate Constraint in lbs/MMBtu | FALSE | L | Annual | Allowances Purchased NOX | Thousand Tons | 0 | 0 | 0 | 0 | 0 | 0 | 0
IL Fac. Spec. - NOX Rate Summer v3.1, Unit 519 and retrofits | 462 | 1797 | Rate Constraint in lbs/MMBtu | FALSE | L | Annual | Allowances Sold NOX | Thousand Tons | 0 | 0 | 0 | 0 | 0 | 0 | 0
IL Fac. Spec. - NOX Rate Summer v3.1, Unit 519 and retrofits | 462 | 1797 | Rate Constraint in lbs/MMBtu | FALSE | L | Annual | Allowances Banked | Thousand Tons | 0 | 0 | 0 | 0 | 0 | 0 | 0
IL Fac. Spec. - NOX Rate Summer v3.1, Unit 519 and retrofits | 462 | 1797 | Rate Constraint in lbs/MMBtu | FALSE | L | Annual | Allowances Withdrawn (1:1) | Thousand Tons | 0 | 0 | 0 | 0 | 0 | 0 | 0
IL Fac. Spec. - NOX Rate Summer v3.1, Unit 519 and retrofits | 462 | 1797 | Rate Constraint in lbs/MMBtu | FALSE | L | Annual | Allowances Withdrawn (n:1) | Thousand Tons | 0 | 0 | 0 | 0 | 0 | 0 | 0
IL Fac. Spec. - NOX Rate Summer v3.1, Unit 519 and retrofits | 462 | 1797 | Rate Constraint in lbs/MMBtu | FALSE | L | Annual | Net Emissions Allowance Position | Thousand Tons | 0 | 0 | 0 | 0 | 0 | 0 | 0
IL Fac. Spec. - NOX Rate Summer v3.1, Unit 519 and retrofits | 462 | 1797 | Rate Constraint in lbs/MMBtu | FALSE | L | Annual | Fuel Consumed | TBtu | 0 | 0 | 0 | 0 | 0 | 0 | 0
IL Fac. Spec. - NOX Rate Summer v3.1, Unit 519 and retrofits | 462 | 1797 | Rate Constraint in lbs/MMBtu | FALSE | L | Annual | Rate | lb/MMBtu | 0 | 0 | 0 | 0 | 0 | 0 | 0
IL Fac. Spec. - NOX Rate Summer v3.1, Unit 519 and retrofits | 462 | 1797 | Rate Constraint in lbs/MMBtu | FALSE | L | Annual | Generation | TWh | 0 | 0 | 0 | 0 | 0 | 0 | 0
IL Fac. Spec. - NOX Rate Summer v3.1, Unit 519 and retrofits | 462 | 1797 | Rate Constraint in lbs/MMBtu | FALSE | L | Annual | Qualifying Generation | TWh | 0 | 0 | 0 | 0 | 0 | 0 | 0
IL Fac. Spec. - NOX Rate Summer v3.1, Unit 519 and retrofits | 462 | 1797 | Rate Constraint in lbs/MMBtu | FALSE | L | Annual | Rate | lb/MWh | 0 | 0 | 0 | 0 | 0 | 0 | 0
IL Fac. Spec. - NOX Rate Summer v3.1, Unit 519 and retrofits | 462 | 1797 | Rate Constraint in lbs/MMBtu | FALSE | L | Annual | Constraint Shadow Price | US2011$/Ton | 0 | 0 | 0 | 0 | 0 | 0 | 0
IL Fac. Spec. - NOX Rate Summer v3.1, Unit 520 and retrofits | 463 | 1797 | Rate Constraint in lbs/MMBtu | FALSE | L | Annual | Seasons Included | Seasons | Summer | Summer | Summer | Summer | Summer | Summer | Summer
IL Fac. Spec. - NOX Rate Summer v3.1, Unit 520 and retrofits | 463 | 1797 | Rate Constraint in lbs/MMBtu | FALSE | L | Annual | Standard NOX | lb/MMBtu | 0.25 | 0.25 | 0.25 | 0.25 | 0.25 | 0.25 | 0.25
IL Fac. Spec. - NOX Rate Summer v3.1, Unit 520 and retrofits | 463 | 1797 | Rate Constraint in lbs/MMBtu | FALSE | L | Annual | Emissions at Affected Plants NOX | Thousand Tons | 0 | 0 | 0 | 0 | 0 | 0 | 0
IL Fac. Spec. - NOX Rate Summer v3.1, Unit 520 and retrofits | 463 | 1797 | Rate Constraint in lbs/MMBtu | FALSE | L | Annual | Allowances Purchased NOX | Thousand Tons | 0 | 0 | 0 | 0 | 0 | 0 | 0
IL Fac. Spec. - NOX Rate Summer v3.1, Unit 520 and retrofits | 463 | 1797 | Rate Constraint in lbs/MMBtu | FALSE | L | Annual | Allowances Sold NOX | Thousand Tons | 0 | 0 | 0 | 0 | 0 | 0 | 0
IL Fac. Spec. - NOX Rate Summer v3.1, Unit 520 and retrofits | 463 | 1797 | Rate Constraint in lbs/MMBtu | FALSE | L | Annual | Allowances Banked | Thousand Tons | 0 | 0 | 0 | 0 | 0 | 0 | 0
IL Fac. Spec. - NOX Rate Summer v3.1, Unit 520 and retrofits | 463 | 1797 | Rate Constraint in lbs/MMBtu | FALSE | L | Annual | Allowances Withdrawn (1:1) | Thousand Tons | 0 | 0 | 0 | 0 | 0 | 0 | 0
IL Fac. Spec. - NOX Rate Summer v3.1, Unit 520 and retrofits | 463 | 1797 | Rate Constraint in lbs/MMBtu | FALSE | L | Annual | Allowances Withdrawn (n:1) | Thousand Tons | 0 | 0 | 0 | 0 | 0 | 0 | 0
IL Fac. Spec. - NOX Rate Summer v3.1, Unit 520 and retrofits | 463 | 1797 | Rate Constraint in lbs/MMBtu | FALSE | L | Annual | Net Emissions Allowance Position | Thousand Tons | 0 | 0 | 0 | 0 | 0 | 0 | 0
IL Fac. Spec. - NOX Rate Summer v3.1, Unit 520 and retrofits | 463 | 1797 | Rate Constraint in lbs/MMBtu | FALSE | L | Annual | Fuel Consumed | TBtu | 0 | 0 | 0 | 0 | 0 | 0 | 0
IL Fac. Spec. - NOX Rate Summer v3.1, Unit 520 and retrofits | 463 | 1797 | Rate Constraint in lbs/MMBtu | FALSE | L | Annual | Rate | lb/MMBtu | 0 | 0 | 0 | 0 | 0 | 0 | 0
IL Fac. Spec. - NOX Rate Summer v3.1, Unit 520 and retrofits | 463 | 1797 | Rate Constraint in lbs/MMBtu | FALSE | L | Annual | Generation | TWh | 0 | 0 | 0 | 0 | 0 | 0 | 0
IL Fac. Spec. - NOX Rate Summer v3.1, Unit 520 and retrofits | 463 | 1797 | Rate Constraint in lbs/MMBtu | FALSE | L | Annual | Qualifying Generation | TWh | 0 | 0 | 0 | 0 | 0 | 0 | 0
IL Fac. Spec. - NOX Rate Summer v3.1, Unit 520 and retrofits | 463 | 1797 | Rate Constraint in lbs/MMBtu | FALSE | L | Annual | Rate | lb/MWh | 0 | 0 | 0 | 0 | 0 | 0 | 0
IL Fac. Spec. - NOX Rate Summer v3.1, Unit 520 and retrofits | 463 | 1797 | Rate Constraint in lbs/MMBtu | FALSE | L | Annual | Constraint Shadow Price | US2011$/Ton | 0 | 0 | 0 | 0 | 0 | 0 | 0
IL Fac. Spec. - NOX Rate Summer v3.1, Unit 521 and retrofits | 464 | 1797 | Rate Constraint in lbs/MMBtu | FALSE | L | Annual | Seasons Included | Seasons | Summer | Summer | Summer | Summer | Summer | Summer | Summer
IL Fac. Spec. - NOX Rate Summer v3.1, Unit 521 and retrofits | 464 | 1797 | Rate Constraint in lbs/MMBtu | FALSE | L | Annual | Standard NOX | lb/MMBtu | 0.25 | 0.25 | 0.25 | 0.25 | 0.25 | 0.25 | 0.25
IL Fac. Spec. - NOX Rate Summer v3.1, Unit 521 and retrofits | 464 | 1797 | Rate Constraint in lbs/MMBtu | FALSE | L | Annual | Emissions at Affected Plants NOX | Thousand Tons | 0 | 0 | 0 | 0 | 0 | 0 | 0
IL Fac. Spec. - NOX Rate Summer v3.1, Unit 521 and retrofits | 464 | 1797 | Rate Constraint in lbs/MMBtu | FALSE | L | Annual | Allowances Purchased NOX | Thousand Tons | 0 | 0 | 0 | 0 | 0 | 0 | 0
IL Fac. Spec. - NOX Rate Summer v3.1, Unit 521 and retrofits | 464 | 1797 | Rate Constraint in lbs/MMBtu | FALSE | L | Annual | Allowances Sold NOX | Thousand Tons | 0 | 0 | 0 | 0 | 0 | 0 | 0
IL Fac. Spec. - NOX Rate Summer v3.1, Unit 521 and retrofits | 464 | 1797 | Rate Constraint in lbs/MMBtu | FALSE | L | Annual | Allowances Banked | Thousand Tons | 0 | 0 | 0 | 0 | 0 | 0 | 0
IL Fac. Spec. - NOX Rate Summer v3.1, Unit 521 and retrofits | 464 | 1797 | Rate Constraint in lbs/MMBtu | FALSE | L | Annual | Allowances Withdrawn (1:1) | Thousand Tons | 0 | 0 | 0 | 0 | 0 | 0 | 0
IL Fac. Spec. - NOX Rate Summer v3.1, Unit 521 and retrofits | 464 | 1797 | Rate Constraint in lbs/MMBtu | FALSE | L | Annual | Allowances Withdrawn (n:1) | Thousand Tons | 0 | 0 | 0 | 0 | 0 | 0 | 0
IL Fac. Spec. - NOX Rate Summer v3.1, Unit 521 and retrofits | 464 | 1797 | Rate Constraint in lbs/MMBtu | FALSE | L | Annual | Net Emissions Allowance Position | Thousand Tons | 0 | 0 | 0 | 0 | 0 | 0 | 0
IL Fac. Spec. - NOX Rate Summer v3.1, Unit 521 and retrofits | 464 | 1797 | Rate Constraint in lbs/MMBtu | FALSE | L | Annual | Fuel Consumed | TBtu | 0 | 0 | 0 | 0 | 0 | 0 | 0
IL Fac. Spec. - NOX Rate Summer v3.1, Unit 521 and retrofits | 464 | 1797 | Rate Constraint in lbs/MMBtu | FALSE | L | Annual | Rate | lb/MMBtu | 0 | 0 | 0 | 0 | 0 | 0 | 0
IL Fac. Spec. - NOX Rate Summer v3.1, Unit 521 and retrofits | 464 | 1797 | Rate Constraint in lbs/MMBtu | FALSE | L | Annual | Generation | TWh | 0 | 0 | 0 | 0 | 0 | 0 | 0
IL Fac. Spec. - NOX Rate Summer v3.1, Unit 521 and retrofits | 464 | 1797 | Rate Constraint in lbs/MMBtu | FALSE | L | Annual | Qualifying Generation | TWh | 0 | 0 | 0 | 0 | 0 | 0 | 0
IL Fac. Spec. - NOX Rate Summer v3.1, Unit 521 and retrofits | 464 | 1797 | Rate Constraint in lbs/MMBtu | FALSE | L | Annual | Rate | lb/MWh | 0 | 0 | 0 | 0 | 0 | 0 | 0
IL Fac. Spec. - NOX Rate Summer v3.1, Unit 521 and retrofits | 464 | 1797 | Rate Constraint in lbs/MMBtu | FALSE | L | Annual | Constraint Shadow Price | US2011$/Ton | 0 | 0 | 0 | 0 | 0 | 0 | 0
IL Fac. Spec. - NOX Rate Summer v3.1, Unit 522 and retrofits | 465 | 1797 | Rate Constraint in lbs/MMBtu | FALSE | L | Annual | Seasons Included | Seasons | Summer | Summer | Summer | Summer | Summer | Summer | Summer
IL Fac. Spec. - NOX Rate Summer v3.1, Unit 522 and retrofits | 465 | 1797 | Rate Constraint in lbs/MMBtu | FALSE | L | Annual | Standard NOX | lb/MMBtu | 0.25 | 0.25 | 0.25 | 0.25 | 0.25 | 0.25 | 0.25
IL Fac. Spec. - NOX Rate Summer v3.1, Unit 522 and retrofits | 465 | 1797 | Rate Constraint in lbs/MMBtu | FALSE | L | Annual | Emissions at Affected Plants NOX | Thousand Tons | 0 | 0 | 0 | 0 | 0 | 0 | 0
IL Fac. Spec. - NOX Rate Summer v3.1, Unit 522 and retrofits | 465 | 1797 | Rate Constraint in lbs/MMBtu | FALSE | L | Annual | Allowances Purchased NOX | Thousand Tons | 0 | 0 | 0 | 0 | 0 | 0 | 0
IL Fac. Spec. - NOX Rate Summer v3.1, Unit 522 and retrofits | 465 | 1797 | Rate Constraint in lbs/MMBtu | FALSE | L | Annual | Allowances Sold NOX | Thousand Tons | 0 | 0 | 0 | 0 | 0 | 0 | 0
IL Fac. Spec. - NOX Rate Summer v3.1, Unit 522 and retrofits | 465 | 1797 | Rate Constraint in lbs/MMBtu | FALSE | L | Annual | Allowances Banked | Thousand Tons | 0 | 0 | 0 | 0 | 0 | 0 | 0
IL Fac. Spec. - NOX Rate Summer v3.1, Unit 522 and retrofits | 465 | 1797 | Rate Constraint in lbs/MMBtu | FALSE | L | Annual | Allowances Withdrawn (1:1) | Thousand Tons | 0 | 0 | 0 | 0 | 0 | 0 | 0
IL Fac. Spec. - NOX Rate Summer v3.1, Unit 522 and retrofits | 465 | 1797 | Rate Constraint in lbs/MMBtu | FALSE | L | Annual | Allowances Withdrawn (n:1) | Thousand Tons | 0 | 0 | 0 | 0 | 0 | 0 | 0
IL Fac. Spec. - NOX Rate Summer v3.1, Unit 522 and retrofits | 465 | 1797 | Rate Constraint in lbs/MMBtu | FALSE | L | Annual | Net Emissions Allowance Position | Thousand Tons | 0 | 0 | 0 | 0 | 0 | 0 | 0
IL Fac. Spec. - NOX Rate Summer v3.1, Unit 522 and retrofits | 465 | 1797 | Rate Constraint in lbs/MMBtu | FALSE | L | Annual | Fuel Consumed | TBtu | 0 | 0 | 0 | 0 | 0 | 0 | 0
IL Fac. Spec. - NOX Rate Summer v3.1, Unit 522 and retrofits | 465 | 1797 | Rate Constraint in lbs/MMBtu | FALSE | L | Annual | Rate | lb/MMBtu | 0 | 0 | 0 | 0 | 0 | 0 | 0
IL Fac. Spec. - NOX Rate Summer v3.1, Unit 522 and retrofits | 465 | 1797 | Rate Constraint in lbs/MMBtu | FALSE | L | Annual | Generation | TWh | 0 | 0 | 0 | 0 | 0 | 0 | 0
IL Fac. Spec. - NOX Rate Summer v3.1, Unit 522 and retrofits | 465 | 1797 | Rate Constraint in lbs/MMBtu | FALSE | L | Annual | Qualifying Generation | TWh | 0 | 0 | 0 | 0 | 0 | 0 | 0
IL Fac. Spec. - NOX Rate Summer v3.1, Unit 522 and retrofits | 465 | 1797 | Rate Constraint in lbs/MMBtu | FALSE | L | Annual | Rate | lb/MWh | 0 | 0 | 0 | 0 | 0 | 0 | 0
IL Fac. Spec. - NOX Rate Summer v3.1, Unit 522 and retrofits | 465 | 1797 | Rate Constraint in lbs/MMBtu | FALSE | L | Annual | Constraint Shadow Price | US2011$/Ton | 0 | 0 | 0 | 0 | 0 | 0 | 0
IL Fac. Spec. - NOX Rate Summer v3.1, Unit 523 and retrofits | 466 | 1797 | Rate Constraint in lbs/MMBtu | FALSE | L | Annual | Seasons Included | Seasons | Summer | Summer | Summer | Summer | Summer | Summer | Summer
IL Fac. Spec. - NOX Rate Summer v3.1, Unit 523 and retrofits | 466 | 1797 | Rate Constraint in lbs/MMBtu | FALSE | L | Annual | Standard NOX | lb/MMBtu | 0.25 | 0.25 | 0.25 | 0.25 | 0.25 | 0.25 | 0.25
IL Fac. Spec. - NOX Rate Summer v3.1, Unit 523 and retrofits | 466 | 1797 | Rate Constraint in lbs/MMBtu | FALSE | L | Annual | Emissions at Affected Plants NOX | Thousand Tons | 0.00075683 | 0.00014889 | 0.00075683 | 0.00075683 | 0.00075683 | 0.00075683 | 0.00075683
IL Fac. Spec. - NOX Rate Summer v3.1, Unit 523 and retrofits | 466 | 1797 | Rate Constraint in lbs/MMBtu | FALSE | L | Annual | Allowances Purchased NOX | Thousand Tons | 0 | 0 | 0 | 0 | 0 | 0 | 0
IL Fac. Spec. - NOX Rate Summer v3.1, Unit 523 and retrofits | 466 | 1797 | Rate Constraint in lbs/MMBtu | FALSE | L | Annual | Allowances Sold NOX | Thousand Tons | 0 | 0 | 0 | 0 | 0 | 0 | 0
IL Fac. Spec. - NOX Rate Summer v3.1, Unit 523 and retrofits | 466 | 1797 | Rate Constraint in lbs/MMBtu | FALSE | L | Annual | Allowances Banked | Thousand Tons | 0 | 0 | 0 | 0 | 0 | 0 | 0
IL Fac. Spec. - NOX Rate Summer v3.1, Unit 523 and retrofits | 466 | 1797 | Rate Constraint in lbs/MMBtu | FALSE | L | Annual | Allowances Withdrawn (1:1) | Thousand Tons | 0 | 0 | 0 | 0 | 0 | 0 | 0
IL Fac. Spec. - NOX Rate Summer v3.1, Unit 523 and retrofits | 466 | 1797 | Rate Constraint in lbs/MMBtu | FALSE | L | Annual | Allowances Withdrawn (n:1) | Thousand Tons | 0 | 0 | 0 | 0 | 0 | 0 | 0
IL Fac. Spec. - NOX Rate Summer v3.1, Unit 523 and retrofits | 466 | 1797 | Rate Constraint in lbs/MMBtu | FALSE | L | Annual | Net Emissions Allowance Position | Thousand Tons | 0.00075683 | 0.00014889 | 0.00075683 | 0.00075683 | 0.00075683 | 0.00075683 | 0.00075683
IL Fac. Spec. - NOX Rate Summer v3.1, Unit 523 and retrofits | 466 | 1797 | Rate Constraint in lbs/MMBtu | FALSE | L | Annual | Fuel Consumed | TBtu | 0.0743 | 0.014616 | 0.0743 | 0.0743 | 0.0743 | 0.0743 | 0.0743
IL Fac. Spec. - NOX Rate Summer v3.1, Unit 523 and retrofits | 466 | 1797 | Rate Constraint in lbs/MMBtu | FALSE | L | Annual | Rate | lb/MMBtu | 0.020372 | 0.020372 | 0.020372 | 0.020372 | 0.020372 | 0.020372 | 0.020372
IL Fac. Spec. - NOX Rate Summer v3.1, Unit 523 and retrofits | 466 | 1797 | Rate Constraint in lbs/MMBtu | FALSE | L | Annual | Generation | TWh | 0.0069149 | 0.0013603 | 0.0069149 | 0.0069149 | 0.0069149 | 0.0069149 | 0.0069149
IL Fac. Spec. - NOX Rate Summer v3.1, Unit 523 and retrofits | 466 | 1797 | Rate Constraint in lbs/MMBtu | FALSE | L | Annual | Qualifying Generation | TWh | 0.0069149 | 0.0013603 | 0.0069149 | 0.0069149 | 0.0069149 | 0.0069149 | 0.0069149
IL Fac. Spec. - NOX Rate Summer v3.1, Unit 523 and retrofits | 466 | 1797 | Rate Constraint in lbs/MMBtu | FALSE | L | Annual | Rate | lb/MWh | 0.2189 | 0.2189 | 0.2189 | 0.2189 | 0.2189 | 0.2189 | 0.2189
IL Fac. Spec. - NOX Rate Summer v3.1, Unit 523 and retrofits | 466 | 1797 | Rate Constraint in lbs/MMBtu | FALSE | L | Annual | Constraint Shadow Price | US2011$/Ton | 0 | 0 | 0 | 0 | 0 | 0 | 0
IL Fac. Spec. - NOX Rate Summer v3.1, Unit 524 and retrofits | 467 | 1797 | Rate Constraint in lbs/MMBtu | FALSE | L | Annual | Seasons Included | Seasons | Summer | Summer | Summer | Summer | Summer | Summer | Summer
IL Fac. Spec. - NOX Rate Summer v3.1, Unit 524 and retrofits | 467 | 1797 | Rate Constraint in lbs/MMBtu | FALSE | L | Annual | Standard NOX | lb/MMBtu | 0.25 | 0.25 | 0.25 | 0.25 | 0.25 | 0.25 | 0.25
IL Fac. Spec. - NOX Rate Summer v3.1, Unit 524 and retrofits | 467 | 1797 | Rate Constraint in lbs/MMBtu | FALSE | L | Annual | Emissions at Affected Plants NOX | Thousand Tons | 0.00078073 | 0.00015359 | 0.00078073 | 0.00078073 | 0.00078073 | 0.00078073 | 0.00078073
IL Fac. Spec. - NOX Rate Summer v3.1, Unit 524 and retrofits | 467 | 1797 | Rate Constraint in lbs/MMBtu | FALSE | L | Annual | Allowances Purchased NOX | Thousand Tons | 0 | 0 | 0 | 0 | 0 | 0 | 0
IL Fac. Spec. - NOX Rate Summer v3.1, Unit 524 and retrofits | 467 | 1797 | Rate Constraint in lbs/MMBtu | FALSE | L | Annual | Allowances Sold NOX | Thousand Tons | 0 | 0 | 0 | 0 | 0 | 0 | 0
IL Fac. Spec. - NOX Rate Summer v3.1, Unit 524 and retrofits | 467 | 1797 | Rate Constraint in lbs/MMBtu | FALSE | L | Annual | Allowances Banked | Thousand Tons | 0 | 0 | 0 | 0 | 0 | 0 | 0
IL Fac. Spec. - NOX Rate Summer v3.1, Unit 524 and retrofits | 467 | 1797 | Rate Constraint in lbs/MMBtu | FALSE | L | Annual | Allowances Withdrawn (1:1) | Thousand Tons | 0 | 0 | 0 | 0 | 0 | 0 | 0
IL Fac. Spec. - NOX Rate Summer v3.1, Unit 524 and retrofits | 467 | 1797 | Rate Constraint in lbs/MMBtu | FALSE | L | Annual | Allowances Withdrawn (n:1) | Thousand Tons | 0 | 0 | 0 | 0 | 0 | 0 | 0
IL Fac. Spec. - NOX Rate Summer v3.1, Unit 524 and retrofits | 467 | 1797 | Rate Constraint in lbs/MMBtu | FALSE | L | Annual | Net Emissions Allowance Position | Thousand Tons | 0.00078073 | 0.00015359 | 0.00078073 | 0.00078073 | 0.00078073 | 0.00078073 | 0.00078073
IL Fac. Spec. - NOX Rate Summer v3.1, Unit 524 and retrofits | 467 | 1797 | Rate Constraint in lbs/MMBtu | FALSE | L | Annual | Fuel Consumed | TBtu | 0.0743 | 0.014616 | 0.0743 | 0.0743 | 0.0743 | 0.0743 | 0.0743
IL Fac. Spec. - NOX Rate Summer v3.1, Unit 524 and retrofits | 467 | 1797 | Rate Constraint in lbs/MMBtu | FALSE | L | Annual | Rate | lb/MMBtu | 0.021015 | 0.021015 | 0.021015 | 0.021015 | 0.021015 | 0.021015 | 0.021015
IL Fac. Spec. - NOX Rate Summer v3.1, Unit 524 and retrofits | 467 | 1797 | Rate Constraint in lbs/MMBtu | FALSE | L | Annual | Generation | TWh | 0.0069149 | 0.0013603 | 0.0069149 | 0.0069149 | 0.0069149 | 0.0069149 | 0.0069149
IL Fac. Spec. - NOX Rate Summer v3.1, Unit 524 and retrofits | 467 | 1797 | Rate Constraint in lbs/MMBtu | FALSE | L | Annual | Qualifying Generation | TWh | 0.0069149 | 0.0013603 | 0.0069149 | 0.0069149 | 0.0069149 | 0.0069149 | 0.0069149
IL Fac. Spec. - NOX Rate Summer v3.1, Unit 524 and retrofits | 467 | 1797 | Rate Constraint in lbs/MMBtu | FALSE | L | Annual | Rate | lb/MWh | 0.22581 | 0.22581 | 0.22581 | 0.22581 | 0.22581 | 0.22581 | 0.22581
IL Fac. Spec. - NOX Rate Summer v3.1, Unit 524 and retrofits | 467 | 1797 | Rate Constraint in lbs/MMBtu | FALSE | L | Annual | Constraint Shadow Price | US2011$/Ton | 0 | 0 | 0 | 0 | 0 | 0 | 0
IL Fac. Spec. - NOX Rate Summer v3.1, Unit 525 and retrofits | 468 | 1797 | Rate Constraint in lbs/MMBtu | FALSE | L | Annual | Seasons Included | Seasons | Summer | Summer | Summer | Summer | Summer | Summer | Summer
IL Fac. Spec. - NOX Rate Summer v3.1, Unit 525 and retrofits | 468 | 1797 | Rate Constraint in lbs/MMBtu | FALSE | L | Annual | Standard NOX | lb/MMBtu | 0.25 | 0.25 | 0.25 | 0.25 | 0.25 | 0.25 | 0.25
IL Fac. Spec. - NOX Rate Summer v3.1, Unit 525 and retrofits | 468 | 1797 | Rate Constraint in lbs/MMBtu | FALSE | L | Annual | Emissions at Affected Plants NOX | Thousand Tons | 0.0008885 | 0.00017479 | 0.0008885 | 0.0008885 | 0.0008885 | 0.0008885 | 0.0008885
IL Fac. Spec. - NOX Rate Summer v3.1, Unit 525 and retrofits | 468 | 1797 | Rate Constraint in lbs/MMBtu | FALSE | L | Annual | Allowances Purchased NOX | Thousand Tons | 0 | 0 | 0 | 0 | 0 | 0 | 0
IL Fac. Spec. - NOX Rate Summer v3.1, Unit 525 and retrofits | 468 | 1797 | Rate Constraint in lbs/MMBtu | FALSE | L | Annual | Allowances Sold NOX | Thousand Tons | 0 | 0 | 0 | 0 | 0 | 0 | 0
IL Fac. Spec. - NOX Rate Summer v3.1, Unit 525 and retrofits | 468 | 1797 | Rate Constraint in lbs/MMBtu | FALSE | L | Annual | Allowances Banked | Thousand Tons | 0 | 0 | 0 | 0 | 0 | 0 | 0
IL Fac. Spec. - NOX Rate Summer v3.1, Unit 525 and retrofits | 468 | 1797 | Rate Constraint in lbs/MMBtu | FALSE | L | Annual | Allowances Withdrawn (1:1) | Thousand Tons | 0 | 0 | 0 | 0 | 0 | 0 | 0
IL Fac. Spec. - NOX Rate Summer v3.1, Unit 525 and retrofits | 468 | 1797 | Rate Constraint in lbs/MMBtu | FALSE | L | Annual | Allowances Withdrawn (n:1) | Thousand Tons | 0 | 0 | 0 | 0 | 0 | 0 | 0
IL Fac. Spec. - NOX Rate Summer v3.1, Unit 525 and retrofits | 468 | 1797 | Rate Constraint in lbs/MMBtu | FALSE | L | Annual | Net Emissions Allowance Position | Thousand Tons | 0.0008885 | 0.00017479 | 0.0008885 | 0.0008885 | 0.0008885 | 0.0008885 | 0.0008885
IL Fac. Spec. - NOX Rate Summer v3.1, Unit 525 and retrofits | 468 | 1797 | Rate Constraint in lbs/MMBtu | FALSE | L | Annual | Fuel Consumed | TBtu | 0.0743 | 0.014616 | 0.0743 | 0.0743 | 0.0743 | 0.0743 | 0.0743
IL Fac. Spec. - NOX Rate Summer v3.1, Unit 525 and retrofits | 468 | 1797 | Rate Constraint in lbs/MMBtu | FALSE | L | Annual | Rate | lb/MMBtu | 0.023916 | 0.023916 | 0.023916 | 0.023916 | 0.023916 | 0.023916 | 0.023916
IL Fac. Spec. - NOX Rate Summer v3.1, Unit 525 and retrofits | 468 | 1797 | Rate Constraint in lbs/MMBtu | FALSE | L | Annual | Generation | TWh | 0.0069149 | 0.0013603 | 0.0069149 | 0.0069149 | 0.0069149 | 0.0069149 | 0.0069149
IL Fac. Spec. - NOX Rate Summer v3.1, Unit 525 and retrofits | 468 | 1797 | Rate Constraint in lbs/MMBtu | FALSE | L | Annual | Qualifying Generation | TWh | 0.0069149 | 0.0013603 | 0.0069149 | 0.0069149 | 0.0069149 | 0.0069149 | 0.0069149
IL Fac. Spec. - NOX Rate Summer v3.1, Unit 525 and retrofits | 468 | 1797 | Rate Constraint in lbs/MMBtu | FALSE | L | Annual | Rate | lb/MWh | 0.25698 | 0.25698 | 0.25698 | 0.25698 | 0.25698 | 0.25698 | 0.25698
IL Fac. Spec. - NOX Rate Summer v3.1, Unit 525 and retrofits | 468 | 1797 | Rate Constraint in lbs/MMBtu | FALSE | L | Annual | Constraint Shadow Price | US2011$/Ton | 0 | 0 | 0 | 0 | 0 | 0 | 0
IL Fac. Spec. - NOX Rate Summer v3.1, Unit 526 and retrofits | 469 | 1797 | Rate Constraint in lbs/MMBtu | FALSE | L | Annual | Seasons Included | Seasons | Summer | Summer | Summer | Summer | Summer | Summer | Summer
IL Fac. Spec. - NOX Rate Summer v3.1, Unit 526 and retrofits | 469 | 1797 | Rate Constraint in lbs/MMBtu | FALSE | L | Annual | Standard NOX | lb/MMBtu | 0.25 | 0.25 | 0.25 | 0.25 | 0.25 | 0.25 | 0.25
IL Fac. Spec. - NOX Rate Summer v3.1, Unit 526 and retrofits | 469 | 1797 | Rate Constraint in lbs/MMBtu | FALSE | L | Annual | Emissions at Affected Plants NOX | Thousand Tons | 0.00080014 | 0.0001574 | 0.00080014 | 0.00080014 | 0.00080014 | 0.00080014 | 0.00080014
IL Fac. Spec. - NOX Rate Summer v3.1, Unit 526 and retrofits | 469 | 1797 | Rate Constraint in lbs/MMBtu | FALSE | L | Annual | Allowances Purchased NOX | Thousand Tons | 0 | 0 | 0 | 0 | 0 | 0 | 0
IL Fac. Spec. - NOX Rate Summer v3.1, Unit 526 and retrofits | 469 | 1797 | Rate Constraint in lbs/MMBtu | FALSE | L | Annual | Allowances Sold NOX | Thousand Tons | 0 | 0 | 0 | 0 | 0 | 0 | 0
IL Fac. Spec. - NOX Rate Summer v3.1, Unit 526 and retrofits | 469 | 1797 | Rate Constraint in lbs/MMBtu | FALSE | L | Annual | Allowances Banked | Thousand Tons | 0 | 0 | 0 | 0 | 0 | 0 | 0
IL Fac. Spec. - NOX Rate Summer v3.1, Unit 526 and retrofits | 469 | 1797 | Rate Constraint in lbs/MMBtu | FALSE | L | Annual | Allowances Withdrawn (1:1) | Thousand Tons | 0 | 0 | 0 | 0 | 0 | 0 | 0
IL Fac. Spec. - NOX Rate Summer v3.1, Unit 526 and retrofits | 469 | 1797 | Rate Constraint in lbs/MMBtu | FALSE | L | Annual | Allowances Withdrawn (n:1) | Thousand Tons | 0 | 0 | 0 | 0 | 0 | 0 | 0
IL Fac. Spec. - NOX Rate Summer v3.1, Unit 526 and retrofits | 469 | 1797 | Rate Constraint in lbs/MMBtu | FALSE | L | Annual | Net Emissions Allowance Position | Thousand Tons | 0.00080014 | 0.0001574 | 0.00080014 | 0.00080014 | 0.00080014 | 0.00080014 | 0.00080014
IL Fac. Spec. - NOX Rate Summer v3.1, Unit 526 and retrofits | 469 | 1797 | Rate Constraint in lbs/MMBtu | FALSE | L | Annual | Fuel Consumed | TBtu | 0.0743 | 0.014616 | 0.0743 | 0.0743 | 0.0743 | 0.0743 | 0.0743
IL Fac. Spec. - NOX Rate Summer v3.1, Unit 526 and retrofits | 469 | 1797 | Rate Constraint in lbs/MMBtu | FALSE | L | Annual | Rate | lb/MMBtu | 0.021538 | 0.021538 | 0.021538 | 0.021538 | 0.021538 | 0.021538 | 0.021538
IL Fac. Spec. - NOX Rate Summer v3.1, Unit 526 and retrofits | 469 | 1797 | Rate Constraint in lbs/MMBtu | FALSE | L | Annual | Generation | TWh | 0.0069149 | 0.0013603 | 0.0069149 | 0.0069149 | 0.0069149 | 0.0069149 | 0.0069149
IL Fac. Spec. - NOX Rate Summer v3.1, Unit 526 and retrofits | 469 | 1797 | Rate Constraint in lbs/MMBtu | FALSE | L | Annual | Qualifying Generation | TWh | 0.0069149 | 0.0013603 | 0.0069149 | 0.0069149 | 0.0069149 | 0.0069149 | 0.0069149
IL Fac. Spec. - NOX Rate Summer v3.1, Unit 526 and retrofits | 469 | 1797 | Rate Constraint in lbs/MMBtu | FALSE | L | Annual | Rate | lb/MWh | 0.23143 | 0.23143 | 0.23143 | 0.23143 | 0.23143 | 0.23143 | 0.23143
IL Fac. Spec. - NOX Rate Summer v3.1, Unit 526 and retrofits | 469 | 1797 | Rate Constraint in lbs/MMBtu | FALSE | L | Annual | Constraint Shadow Price | US2011$/Ton | 0 | 0 | 0 | 0 | 0 | 0 | 0
IL Fac. Spec. - NOX Rate Summer v3.1, Unit 527 and retrofits | 470 | 1797 | Rate Constraint in lbs/MMBtu | FALSE | L | Annual | Seasons Included | Seasons | Summer | Summer | Summer | Summer | Summer | Summer | Summer
IL Fac. Spec. - NOX Rate Summer v3.1, Unit 527 and retrofits | 470 | 1797 | Rate Constraint in lbs/MMBtu | FALSE | L | Annual | Standard NOX | lb/MMBtu | 0.25 | 0.25 | 0.25 | 0.25 | 0.25 | 0.25 | 0.25
IL Fac. Spec. - NOX Rate Summer v3.1, Unit 527 and retrofits | 470 | 1797 | Rate Constraint in lbs/MMBtu | FALSE | L | Annual | Emissions at Affected Plants NOX | Thousand Tons | 0.00082074 | 0.00016146 | 0.00082074 | 0.00082074 | 0.00082074 | 0.00082074 | 0.00082074
IL Fac. Spec. - NOX Rate Summer v3.1, Unit 527 and retrofits | 470 | 1797 | Rate Constraint in lbs/MMBtu | FALSE | L | Annual | Allowances Purchased NOX | Thousand Tons | 0 | 0 | 0 | 0 | 0 | 0 | 0
IL Fac. Spec. - NOX Rate Summer v3.1, Unit 527 and retrofits | 470 | 1797 | Rate Constraint in lbs/MMBtu | FALSE | L | Annual | Allowances Sold NOX | Thousand Tons | 0 | 0 | 0 | 0 | 0 | 0 | 0
IL Fac. Spec. - NOX Rate Summer v3.1, Unit 527 and retrofits | 470 | 1797 | Rate Constraint in lbs/MMBtu | FALSE | L | Annual | Allowances Banked | Thousand Tons | 0 | 0 | 0 | 0 | 0 | 0 | 0
IL Fac. Spec. - NOX Rate Summer v3.1, Unit 527 and retrofits | 470 | 1797 | Rate Constraint in lbs/MMBtu | FALSE | L | Annual | Allowances Withdrawn (1:1) | Thousand Tons | 0 | 0 | 0 | 0 | 0 | 0 | 0
IL Fac. Spec. - NOX Rate Summer v3.1, Unit 527 and retrofits | 470 | 1797 | Rate Constraint in lbs/MMBtu | FALSE | L | Annual | Allowances Withdrawn (n:1) | Thousand Tons | 0 | 0 | 0 | 0 | 0 | 0 | 0
IL Fac. Spec. - NOX Rate Summer v3.1, Unit 527 and retrofits | 470 | 1797 | Rate Constraint in lbs/MMBtu | FALSE | L | Annual | Net Emissions Allowance Position | Thousand Tons | 0.00082074 | 0.00016146 | 0.00082074 | 0.00082074 | 0.00082074 | 0.00082074 | 0.00082074
IL Fac. Spec. - NOX Rate Summer v3.1, Unit 527 and retrofits | 470 | 1797 | Rate Constraint in lbs/MMBtu | FALSE | L | Annual | Fuel Consumed | TBtu | 0.0743 | 0.014616 | 0.0743 | 0.0743 | 0.0743 | 0.0743 | 0.0743
IL Fac. Spec. - NOX Rate Summer v3.1, Unit 527 and retrofits | 470 | 1797 | Rate Constraint in lbs/MMBtu | FALSE | L | Annual | Rate | lb/MMBtu | 0.022092 | 0.022092 | 0.022092 | 0.022092 | 0.022092 | 0.022092 | 0.022092
IL Fac. Spec. - NOX Rate Summer v3.1, Unit 527 and retrofits | 470 | 1797 | Rate Constraint in lbs/MMBtu | FALSE | L | Annual | Generation | TWh | 0.0069149 | 0.0013603 | 0.0069149 | 0.0069149 | 0.0069149 | 0.0069149 | 0.0069149
IL Fac. Spec. - NOX Rate Summer v3.1, Unit 527 and retrofits | 470 | 1797 | Rate Constraint in lbs/MMBtu | FALSE | L | Annual | Qualifying Generation | TWh | 0.0069149 | 0.0013603 | 0.0069149 | 0.0069149 | 0.0069149 | 0.0069149 | 0.0069149
IL Fac. Spec. - NOX Rate Summer v3.1, Unit 527 and retrofits | 470 | 1797 | Rate Constraint in lbs/MMBtu | FALSE | L | Annual | Rate | lb/MWh | 0.23738 | 0.23738 | 0.23738 | 0.23738 | 0.23738 | 0.23738 | 0.23738
IL Fac. Spec. - NOX Rate Summer v3.1, Unit 527 and retrofits | 470 | 1797 | Rate Constraint in lbs/MMBtu | FALSE | L | Annual | Constraint Shadow Price | US2011$/Ton | 0 | 0 | 0 | 0 | 0 | 0 | 0
IL Fac. Spec. - NOX Rate Summer v3.1, Unit 528 and retrofits | 471 | 1797 | Rate Constraint in lbs/MMBtu | FALSE | L | Annual | Seasons Included | Seasons | Summer | Summer | Summer | Summer | Summer | Summer | Summer
IL Fac. Spec. - NOX Rate Summer v3.1, Unit 528 and retrofits | 471 | 1797 | Rate Constraint in lbs/MMBtu | FALSE | L | Annual | Standard NOX | lb/MMBtu | 0.25 | 0.25 | 0.25 | 0.25 | 0.25 | 0.25 | 0.25
IL Fac. Spec. - NOX Rate Summer v3.1, Unit 528 and retrofits | 471 | 1797 | Rate Constraint in lbs/MMBtu | FALSE | L | Annual | Emissions at Affected Plants NOX | Thousand Tons | 0.00071271 | 0.0001402 | 0.00071271 | 0.00071271 | 0.00071271 | 0.00071271 | 0.00071271
IL Fac. Spec. - NOX Rate Summer v3.1, Unit 528 and retrofits | 471 | 1797 | Rate Constraint in lbs/MMBtu | FALSE | L | Annual | Allowances Purchased NOX | Thousand Tons | 0 | 0 | 0 | 0 | 0 | 0 | 0
IL Fac. Spec. - NOX Rate Summer v3.1, Unit 528 and retrofits | 471 | 1797 | Rate Constraint in lbs/MMBtu | FALSE | L | Annual | Allowances Sold NOX | Thousand Tons | 0 | 0 | 0 | 0 | 0 | 0 | 0
IL Fac. Spec. - NOX Rate Summer v3.1, Unit 528 and retrofits | 471 | 1797 | Rate Constraint in lbs/MMBtu | FALSE | L | Annual | Allowances Banked | Thousand Tons | 0 | 0 | 0 | 0 | 0 | 0 | 0
IL Fac. Spec. - NOX Rate Summer v3.1, Unit 528 and retrofits | 471 | 1797 | Rate Constraint in lbs/MMBtu | FALSE | L | Annual | Allowances Withdrawn (1:1) | Thousand Tons | 0 | 0 | 0 | 0 | 0 | 0 | 0
IL Fac. Spec. - NOX Rate Summer v3.1, Unit 528 and retrofits | 471 | 1797 | Rate Constraint in lbs/MMBtu | FALSE | L | Annual | Allowances Withdrawn (n:1) | Thousand Tons | 0 | 0 | 0 | 0 | 0 | 0 | 0
IL Fac. Spec. - NOX Rate Summer v3.1, Unit 528 and retrofits | 471 | 1797 | Rate Constraint in lbs/MMBtu | FALSE | L | Annual | Net Emissions Allowance Position | Thousand Tons | 0.00071271 | 0.0001402 | 0.00071271 | 0.00071271 | 0.00071271 | 0.00071271 | 0.00071271
IL Fac. Spec. - NOX Rate Summer v3.1, Unit 528 and retrofits | 471 | 1797 | Rate Constraint in lbs/MMBtu | FALSE | L | Annual | Fuel Consumed | TBtu | 0.0743 | 0.014616 | 0.0743 | 0.0743 | 0.0743 | 0.0743 | 0.0743
IL Fac. Spec. - NOX Rate Summer v3.1, Unit 528 and retrofits | 471 | 1797 | Rate Constraint in lbs/MMBtu | FALSE | L | Annual | Rate | lb/MMBtu | 0.019185 | 0.019185 | 0.019185 | 0.019185 | 0.019185 | 0.019185 | 0.019185
IL Fac. Spec. - NOX Rate Summer v3.1, Unit 528 and retrofits | 471 | 1797 | Rate Constraint in lbs/MMBtu | FALSE | L | Annual | Generation | TWh | 0.0069149 | 0.0013603 | 0.0069149 | 0.0069149 | 0.0069149 | 0.0069149 | 0.0069149
IL Fac. Spec. - NOX Rate Summer v3.1, Unit 528 and retrofits | 471 | 1797 | Rate Constraint in lbs/MMBtu | FALSE | L | Annual | Qualifying Generation | TWh | 0.0069149 | 0.0013603 | 0.0069149 | 0.0069149 | 0.0069149 | 0.0069149 | 0.0069149
IL Fac. Spec. - NOX Rate Summer v3.1, Unit 528 and retrofits | 471 | 1797 | Rate Constraint in lbs/MMBtu | FALSE | L | Annual | Rate | lb/MWh | 0.20614 | 0.20614 | 0.20614 | 0.20614 | 0.20614 | 0.20614 | 0.20614
IL Fac. Spec. - NOX Rate Summer v3.1, Unit 528 and retrofits | 471 | 1797 | Rate Constraint in lbs/MMBtu | FALSE | L | Annual | Constraint Shadow Price | US2011$/Ton | 0 | 0 | 0 | 0 | 0 | 0 | 0
IL Fac. Spec. - NOX Rate Summer v3.1, Unit 529 and retrofits | 472 | 1797 | Rate Constraint in lbs/MMBtu | FALSE | L | Annual | Seasons Included | Seasons | Summer | Summer | Summer | Summer | Summer | Summer | Summer
IL Fac. Spec. - NOX Rate Summer v3.1, Unit 529 and retrofits | 472 | 1797 | Rate Constraint in lbs/MMBtu | FALSE | L | Annual | Standard NOX | lb/MMBtu | 0.25 | 0.25 | 0.25 | 0.25 | 0.25 | 0.25 | 0.25
IL Fac. Spec. - NOX Rate Summer v3.1, Unit 529 and retrofits | 472 | 1797 | Rate Constraint in lbs/MMBtu | FALSE | L | Annual | Emissions at Affected Plants NOX | Thousand Tons | 0.00080677 | 0.00015871 | 0.00080677 | 0.00080677 | 0.00080677 | 0.00080677 | 0.00080677
IL Fac. Spec. - NOX Rate Summer v3.1, Unit 529 and retrofits | 472 | 1797 | Rate Constraint in lbs/MMBtu | FALSE | L | Annual | Allowances Purchased NOX | Thousand Tons | 0 | 0 | 0 | 0 | 0 | 0 | 0
IL Fac. Spec. - NOX Rate Summer v3.1, Unit 529 and retrofits | 472 | 1797 | Rate Constraint in lbs/MMBtu | FALSE | L | Annual | Allowances Sold NOX | Thousand Tons | 0 | 0 | 0 | 0 | 0 | 0 | 0
IL Fac. Spec. - NOX Rate Summer v3.1, Unit 529 and retrofits | 472 | 1797 | Rate Constraint in lbs/MMBtu | FALSE | L | Annual | Allowances Banked | Thousand Tons | 0 | 0 | 0 | 0 | 0 | 0 | 0
IL Fac. Spec. - NOX Rate Summer v3.1, Unit 529 and retrofits | 472 | 1797 | Rate Constraint in lbs/MMBtu | FALSE | L | Annual | Allowances Withdrawn (1:1) | Thousand Tons | 0 | 0 | 0 | 0 | 0 | 0 | 0
IL Fac. Spec. - NOX Rate Summer v3.1, Unit 529 and retrofits | 472 | 1797 | Rate Constraint in lbs/MMBtu | FALSE | L | Annual | Allowances Withdrawn (n:1) | Thousand Tons | 0 | 0 | 0 | 0 | 0 | 0 | 0
IL Fac. Spec. - NOX Rate Summer v3.1, Unit 529 and retrofits | 472 | 1797 | Rate Constraint in lbs/MMBtu | FALSE | L | Annual | Net Emissions Allowance Position | Thousand Tons | 0.00080677 | 0.00015871 | 0.00080677 | 0.00080677 | 0.00080677 | 0.00080677 | 0.00080677
IL Fac. Spec. - NOX Rate Summer v3.1, Unit 529 and retrofits | 472 | 1797 | Rate Constraint in lbs/MMBtu | FALSE | L | Annual | Fuel Consumed | TBtu | 0.0743 | 0.014616 | 0.0743 | 0.0743 | 0.0743 | 0.0743 | 0.0743
IL Fac. Spec. - NOX Rate Summer v3.1, Unit 529 and retrofits | 472 | 1797 | Rate Constraint in lbs/MMBtu | FALSE | L | Annual | Rate | lb/MMBtu | 0.021716 | 0.021716 | 0.021716 | 0.021716 | 0.021716 | 0.021716 | 0.021716
IL Fac. Spec. - NOX Rate Summer v3.1, Unit 529 and retrofits | 472 | 1797 | Rate Constraint in lbs/MMBtu | FALSE | L | Annual | Generation | TWh | 0.0069149 | 0.0013603 | 0.0069149 | 0.0069149 | 0.0069149 | 0.0069149 | 0.0069149
IL Fac. Spec. - NOX Rate Summer v3.1, Unit 529 and retrofits | 472 | 1797 | Rate Constraint in lbs/MMBtu | FALSE | L | Annual | Qualifying Generation | TWh | 0.0069149 | 0.0013603 | 0.0069149 | 0.0069149 | 0.0069149 | 0.0069149 | 0.0069149
IL Fac. Spec. - NOX Rate Summer v3.1, Unit 529 and retrofits | 472 | 1797 | Rate Constraint in lbs/MMBtu | FALSE | L | Annual | Rate | lb/MWh | 0.23334 | 0.23334 | 0.23334 | 0.23334 | 0.23334 | 0.23334 | 0.23334
IL Fac. Spec. - NOX Rate Summer v3.1, Unit 529 and retrofits | 472 | 1797 | Rate Constraint in lbs/MMBtu | FALSE | L | Annual | Constraint Shadow Price | US2011$/Ton | 0 | 0 | 0 | 0 | 0 | 0 | 0
IL Fac. Spec. - NOX Rate Summer v3.1, Unit 530 and retrofits | 473 | 1797 | Rate Constraint in lbs/MMBtu | FALSE | L | Annual | Seasons Included | Seasons | Summer | Summer | Summer | Summer | Summer | Summer | Summer
IL Fac. Spec. - NOX Rate Summer v3.1, Unit 530 and retrofits | 473 | 1797 | Rate Constraint in lbs/MMBtu | FALSE | L | Annual | Standard NOX | lb/MMBtu | 0.25 | 0.25 | 0.25 | 0.25 | 0.25 | 0.25 | 0.25
IL Fac. Spec. - NOX Rate Summer v3.1, Unit 530 and retrofits | 473 | 1797 | Rate Constraint in lbs/MMBtu | FALSE | L | Annual | Emissions at Affected Plants NOX | Thousand Tons | 0.00076872 | 0.00015122 | 0.00076872 | 0.00076872 | 0.00076872 | 0.00076872 | 0.00076872
IL Fac. Spec. - NOX Rate Summer v3.1, Unit 530 and retrofits | 473 | 1797 | Rate Constraint in lbs/MMBtu | FALSE | L | Annual | Allowances Purchased NOX | Thousand Tons | 0 | 0 | 0 | 0 | 0 | 0 | 0
IL Fac. Spec. - NOX Rate Summer v3.1, Unit 530 and retrofits | 473 | 1797 | Rate Constraint in lbs/MMBtu | FALSE | L | Annual | Allowances Sold NOX | Thousand Tons | 0 | 0 | 0 | 0 | 0 | 0 | 0
IL Fac. Spec. - NOX Rate Summer v3.1, Unit 530 and retrofits | 473 | 1797 | Rate Constraint in lbs/MMBtu | FALSE | L | Annual | Allowances Banked | Thousand Tons | 0 | 0 | 0 | 0 | 0 | 0 | 0
IL Fac. Spec. - NOX Rate Summer v3.1, Unit 530 and retrofits | 473 | 1797 | Rate Constraint in lbs/MMBtu | FALSE | L | Annual | Allowances Withdrawn (1:1) | Thousand Tons | 0 | 0 | 0 | 0 | 0 | 0 | 0
IL Fac. Spec. - NOX Rate Summer v3.1, Unit 530 and retrofits | 473 | 1797 | Rate Constraint in lbs/MMBtu | FALSE | L | Annual | Allowances Withdrawn (n:1) | Thousand Tons | 0 | 0 | 0 | 0 | 0 | 0 | 0
IL Fac. Spec. - NOX Rate Summer v3.1, Unit 530 and retrofits | 473 | 1797 | Rate Constraint in lbs/MMBtu | FALSE | L | Annual | Net Emissions Allowance Position | Thousand Tons | 0.00076872 | 0.00015122 | 0.00076872 | 0.00076872 | 0.00076872 | 0.00076872 | 0.00076872
IL Fac. Spec. - NOX Rate Summer v3.1, Unit 530 and retrofits | 473 | 1797 | Rate Constraint in lbs/MMBtu | FALSE | L | Annual | Fuel Consumed | TBtu | 0.0743 | 0.014616 | 0.0743 | 0.0743 | 0.0743 | 0.0743 | 0.0743
IL Fac. Spec. - NOX Rate Summer v3.1, Unit 530 and retrofits | 473 | 1797 | Rate Constraint in lbs/MMBtu | FALSE | L | Annual | Rate | lb/MMBtu | 0.020692 | 0.020692 | 0.020692 | 0.020692 | 0.020692 | 0.020692 | 0.020692
IL Fac. Spec. - NOX Rate Summer v3.1, Unit 530 and retrofits | 473 | 1797 | Rate Constraint in lbs/MMBtu | FALSE | L | Annual | Generation | TWh | 0.0069149 | 0.0013603 | 0.0069149 | 0.0069149 | 0.0069149 | 0.0069149 | 0.0069149
IL Fac. Spec. - NOX Rate Summer v3.1, Unit 530 and retrofits | 473 | 1797 | Rate Constraint in lbs/MMBtu | FALSE | L | Annual | Qualifying Generation | TWh | 0.0069149 | 0.0013603 | 0.0069149 | 0.0069149 | 0.0069149 | 0.0069149 | 0.0069149
IL Fac. Spec. - NOX Rate Summer v3.1, Unit 530 and retrofits | 473 | 1797 | Rate Constraint in lbs/MMBtu | FALSE | L | Annual | Rate | lb/MWh | 0.22234 | 0.22234 | 0.22234 | 0.22234 | 0.22234 | 0.22234 | 0.22234
IL Fac. Spec. - NOX Rate Summer v3.1, Unit 530 and retrofits | 473 | 1797 | Rate Constraint in lbs/MMBtu | FALSE | L | Annual | Constraint Shadow Price | US2011$/Ton | 0 | 0 | 0 | 0 | 0 | 0 | 0
IL Fac. Spec. - NOX Rate Summer v3.1, Unit 531 and retrofits | 474 | 1797 | Rate Constraint in lbs/MMBtu | FALSE | L | Annual | Seasons Included | Seasons | Summer | Summer | Summer | Summer | Summer | Summer | Summer
IL Fac. Spec. - NOX Rate Summer v3.1, Unit 531 and retrofits | 474 | 1797 | Rate Constraint in lbs/MMBtu | FALSE | L | Annual | Standard NOX | lb/MMBtu | 0.25 | 0.25 | 0.25 | 0.25 | 0.25 | 0.25 | 0.25
IL Fac. Spec. - NOX Rate Summer v3.1, Unit 531 and retrofits | 474 | 1797 | Rate Constraint in lbs/MMBtu | FALSE | L | Annual | Emissions at Affected Plants NOX | Thousand Tons | 0.00078484 | 0.00015439 | 0.00078484 | 0.00078484 | 0.00078484 | 0.00078484 | 0.00078484
IL Fac. Spec. - NOX Rate Summer v3.1, Unit 531 and retrofits | 474 | 1797 | Rate Constraint in lbs/MMBtu | FALSE | L | Annual | Allowances Purchased NOX | Thousand Tons | 0 | 0 | 0 | 0 | 0 | 0 | 0
IL Fac. Spec. - NOX Rate Summer v3.1, Unit 531 and retrofits | 474 | 1797 | Rate Constraint in lbs/MMBtu | FALSE | L | Annual | Allowances Sold NOX | Thousand Tons | 0 | 0 | 0 | 0 | 0 | 0 | 0
IL Fac. Spec. - NOX Rate Summer v3.1, Unit 531 and retrofits | 474 | 1797 | Rate Constraint in lbs/MMBtu | FALSE | L | Annual | Allowances Banked | Thousand Tons | 0 | 0 | 0 | 0 | 0 | 0 | 0
IL Fac. Spec. - NOX Rate Summer v3.1, Unit 531 and retrofits | 474 | 1797 | Rate Constraint in lbs/MMBtu | FALSE | L | Annual | Allowances Withdrawn (1:1) | Thousand Tons | 0 | 0 | 0 | 0 | 0 | 0 | 0
IL Fac. Spec. - NOX Rate Summer v3.1, Unit 531 and retrofits | 474 | 1797 | Rate Constraint in lbs/MMBtu | FALSE | L | Annual | Allowances Withdrawn (n:1) | Thousand Tons | 0 | 0 | 0 | 0 | 0 | 0 | 0
IL Fac. Spec. - NOX Rate Summer v3.1, Unit 531 and retrofits | 474 | 1797 | Rate Constraint in lbs/MMBtu | FALSE | L | Annual | Net Emissions Allowance Position | Thousand Tons | 0.00078484 | 0.00015439 | 0.00078484 | 0.00078484 | 0.00078484 | 0.00078484 | 0.00078484
IL Fac. Spec. - NOX Rate Summer v3.1, Unit 531 and retrofits | 474 | 1797 | Rate Constraint in lbs/MMBtu | FALSE | L | Annual | Fuel Consumed | TBtu | 0.0743 | 0.014616 | 0.0743 | 0.0743 | 0.0743 | 0.0743 | 0.0743
IL Fac. Spec. - NOX Rate Summer v3.1, Unit 531 and retrofits | 474 | 1797 | Rate Constraint in lbs/MMBtu | FALSE | L | Annual | Rate | lb/MMBtu | 0.021126 | 0.021126 | 0.021126 | 0.021126 | 0.021126 | 0.021126 | 0.021126
IL Fac. Spec. - NOX Rate Summer v3.1, Unit 531 and retrofits | 474 | 1797 | Rate Constraint in lbs/MMBtu | FALSE | L | Annual | Generation | TWh | 0.0069149 | 0.0013603 | 0.0069149 | 0.0069149 | 0.0069149 | 0.0069149 | 0.0069149
IL Fac. Spec. - NOX Rate Summer v3.1, Unit 531 and retrofits | 474 | 1797 | Rate Constraint in lbs/MMBtu | FALSE | L | Annual | Qualifying Generation | TWh | 0.0069149 | 0.0013603 | 0.0069149 | 0.0069149 | 0.0069149 | 0.0069149 | 0.0069149
IL Fac. Spec. - NOX Rate Summer v3.1, Unit 531 and retrofits | 474 | 1797 | Rate Constraint in lbs/MMBtu | FALSE | L | Annual | Rate | lb/MWh | 0.227 | 0.227 | 0.227 | 0.227 | 0.227 | 0.227 | 0.227
IL Fac. Spec. - NOX Rate Summer v3.1, Unit 531 and retrofits | 474 | 1797 | Rate Constraint in lbs/MMBtu | FALSE | L | Annual | Constraint Shadow Price | US2011$/Ton | 0 | 0 | 0 | 0 | 0 | 0 | 0
IL Fac. Spec. - NOX Rate Summer v3.1, Unit 532 and retrofits | 475 | 1797 | Rate Constraint in lbs/MMBtu | FALSE | L | Annual | Seasons Included | Seasons | Summer | Summer | Summer | Summer | Summer | Summer | Summer
IL Fac. Spec. - NOX Rate Summer v3.1, Unit 532 and retrofits | 475 | 1797 | Rate Constraint in lbs/MMBtu | FALSE | L | Annual | Standard NOX | lb/MMBtu | 0.25 | 0.25 | 0.25 | 0.25 | 0.25 | 0.25 | 0.25
IL Fac. Spec. - NOX Rate Summer v3.1, Unit 532 and retrofits | 475 | 1797 | Rate Constraint in lbs/MMBtu | FALSE | L | Annual | Emissions at Affected Plants NOX | Thousand Tons | 0.00082717 | 0.00016272 | 0.00082717 | 0.00082717 | 0.00082717 | 0.00082717 | 0.00082717
IL Fac. Spec. - NOX Rate Summer v3.1, Unit 532 and retrofits | 475 | 1797 | Rate Constraint in lbs/MMBtu | FALSE | L | Annual | Allowances Purchased NOX | Thousand Tons | 0 | 0 | 0 | 0 | 0 | 0 | 0
IL Fac. Spec. - NOX Rate Summer v3.1, Unit 532 and retrofits | 475 | 1797 | Rate Constraint in lbs/MMBtu | FALSE | L | Annual | Allowances Sold NOX | Thousand Tons | 0 | 0 | 0 | 0 | 0 | 0 | 0
IL Fac. Spec. - NOX Rate Summer v3.1, Unit 532 and retrofits | 475 | 1797 | Rate Constraint in lbs/MMBtu | FALSE | L | Annual | Allowances Banked | Thousand Tons | 0 | 0 | 0 | 0 | 0 | 0 | 0
IL Fac. Spec. - NOX Rate Summer v3.1, Unit 532 and retrofits | 475 | 1797 | Rate Constraint in lbs/MMBtu | FALSE | L | Annual | Allowances Withdrawn (1:1) | Thousand Tons | 0 | 0 | 0 | 0 | 0 | 0 | 0
IL Fac. Spec. - NOX Rate Summer v3.1, Unit 532 and retrofits | 475 | 1797 | Rate Constraint in lbs/MMBtu | FALSE | L | Annual | Allowances Withdrawn (n:1) | Thousand Tons | 0 | 0 | 0 | 0 | 0 | 0 | 0
IL Fac. Spec. - NOX Rate Summer v3.1, Unit 532 and retrofits | 475 | 1797 | Rate Constraint in lbs/MMBtu | FALSE | L | Annual | Net Emissions Allowance Position | Thousand Tons | 0.00082717 | 0.00016272 | 0.00082717 | 0.00082717 | 0.00082717 | 0.00082717 | 0.00082717
IL Fac. Spec. - NOX Rate Summer v3.1, Unit 532 and retrofits | 475 | 1797 | Rate Constraint in lbs/MMBtu | FALSE | L | Annual | Fuel Consumed | TBtu | 0.0743 | 0.014616 | 0.0743 | 0.0743 | 0.0743 | 0.0743 | 0.0743
IL Fac. Spec. - NOX Rate Summer v3.1, Unit 532 and retrofits | 475 | 1797 | Rate Constraint in lbs/MMBtu | FALSE | L | Annual | Rate | lb/MMBtu | 0.022266 | 0.022266 | 0.022266 | 0.022266 | 0.022266 | 0.022266 | 0.022266
IL Fac. Spec. - NOX Rate Summer v3.1, Unit 532 and retrofits | 475 | 1797 | Rate Constraint in lbs/MMBtu | FALSE | L | Annual | Generation | TWh | 0.0069149 | 0.0013603 | 0.0069149 | 0.0069149 | 0.0069149 | 0.0069149 | 0.0069149
IL Fac. Spec. - NOX Rate Summer v3.1, Unit 532 and retrofits | 475 | 1797 | Rate Constraint in lbs/MMBtu | FALSE | L | Annual | Qualifying Generation | TWh | 0.0069149 | 0.0013603 | 0.0069149 | 0.0069149 | 0.0069149 | 0.0069149 | 0.0069149
IL Fac. Spec. - NOX Rate Summer v3.1, Unit 532 and retrofits | 475 | 1797 | Rate Constraint in lbs/MMBtu | FALSE | L | Annual | Rate | lb/MWh | 0.23924 | 0.23924 | 0.23924 | 0.23924 | 0.23924 | 0.23924 | 0.23924
IL Fac. Spec. - NOX Rate Summer v3.1, Unit 532 and retrofits | 475 | 1797 | Rate Constraint in lbs/MMBtu | FALSE | L | Annual | Constraint Shadow Price | US2011$/Ton | 0 | 0 | 0 | 0 | 0 | 0 | 0
IL Fac. Spec. - NOX Rate Summer v3.1, Unit 533 and retrofits | 476 | 1797 | Rate Constraint in lbs/MMBtu | FALSE | L | Annual | Seasons Included | Seasons | Summer | Summer | Summer | Summer | Summer | Summer | Summer
IL Fac. Spec. - NOX Rate Summer v3.1, Unit 533 and retrofits | 476 | 1797 | Rate Constraint in lbs/MMBtu | FALSE | L | Annual | Standard NOX | lb/MMBtu | 0.25 | 0.25 | 0.25 | 0.25 | 0.25 | 0.25 | 0.25
IL Fac. Spec. - NOX Rate Summer v3.1, Unit 533 and retrofits | 476 | 1797 | Rate Constraint in lbs/MMBtu | FALSE | L | Annual | Emissions at Affected Plants NOX | Thousand Tons | 0.00078081 | 0.0001536 | 0.00078081 | 0.00078081 | 0.00078081 | 0.00078081 | 0.00078081
IL Fac. Spec. - NOX Rate Summer v3.1, Unit 533 and retrofits | 476 | 1797 | Rate Constraint in lbs/MMBtu | FALSE | L | Annual | Allowances Purchased NOX | Thousand Tons | 0 | 0 | 0 | 0 | 0 | 0 | 0
IL Fac. Spec. - NOX Rate Summer v3.1, Unit 533 and retrofits | 476 | 1797 | Rate Constraint in lbs/MMBtu | FALSE | L | Annual | Allowances Sold NOX | Thousand Tons | 0 | 0 | 0 | 0 | 0 | 0 | 0
IL Fac. Spec. - NOX Rate Summer v3.1, Unit 533 and retrofits | 476 | 1797 | Rate Constraint in lbs/MMBtu | FALSE | L | Annual | Allowances Banked | Thousand Tons | 0 | 0 | 0 | 0 | 0 | 0 | 0
IL Fac. Spec. - NOX Rate Summer v3.1, Unit 533 and retrofits | 476 | 1797 | Rate Constraint in lbs/MMBtu | FALSE | L | Annual | Allowances Withdrawn (1:1) | Thousand Tons | 0 | 0 | 0 | 0 | 0 | 0 | 0
IL Fac. Spec. - NOX Rate Summer v3.1, Unit 533 and retrofits | 476 | 1797 | Rate Constraint in lbs/MMBtu | FALSE | L | Annual | Allowances Withdrawn (n:1) | Thousand Tons | 0 | 0 | 0 | 0 | 0 | 0 | 0
IL Fac. Spec. - NOX Rate Summer v3.1, Unit 533 and retrofits | 476 | 1797 | Rate Constraint in lbs/MMBtu | FALSE | L | Annual | Net Emissions Allowance Position | Thousand Tons | 0.00078081 | 0.0001536 | 0.00078081 | 0.00078081 | 0.00078081 | 0.00078081 | 0.00078081
IL Fac. Spec. - NOX Rate Summer v3.1, Unit 533 and retrofits | 476 | 1797 | Rate Constraint in lbs/MMBtu | FALSE | L | Annual | Fuel Consumed | TBtu | 0.0743 | 0.014616 | 0.0743 | 0.0743 | 0.0743 | 0.0743 | 0.0743
IL Fac. Spec. - NOX Rate Summer v3.1, Unit 533 and retrofits | 476 | 1797 | Rate Constraint in lbs/MMBtu | FALSE | L | Annual | Rate | lb/MMBtu | 0.021018 | 0.021018 | 0.021018 | 0.021018 | 0.021018 | 0.021018 | 0.021018
IL Fac. Spec. - NOX Rate Summer v3.1, Unit 533 and retrofits | 476 | 1797 | Rate Constraint in lbs/MMBtu | FALSE | L | Annual | Generation | TWh | 0.0069149 | 0.0013603 | 0.0069149 | 0.0069149 | 0.0069149 | 0.0069149 | 0.0069149
IL Fac. Spec. - NOX Rate Summer v3.1, Unit 533 and retrofits | 476 | 1797 | Rate Constraint in lbs/MMBtu | FALSE | L | Annual | Qualifying Generation | TWh | 0.0069149 | 0.0013603 | 0.0069149 | 0.0069149 | 0.0069149 | 0.0069149 | 0.0069149
IL Fac. Spec. - NOX Rate Summer v3.1, Unit 533 and retrofits | 476 | 1797 | Rate Constraint in lbs/MMBtu | FALSE | L | Annual | Rate | lb/MWh | 0.22584 | 0.22584 | 0.22584 | 0.22584 | 0.22584 | 0.22584 | 0.22584
IL Fac. Spec. - NOX Rate Summer v3.1, Unit 533 and retrofits | 476 | 1797 | Rate Constraint in lbs/MMBtu | FALSE | L | Annual | Constraint Shadow Price | US2011$/Ton | 0 | 0 | 0 | 0 | 0 | 0 | 0
IL Fac. Spec. - NOX Rate Summer v3.1, Unit 534 and retrofits | 477 | 1797 | Rate Constraint in lbs/MMBtu | FALSE | L | Annual | Seasons Included | Seasons | Summer | Summer | Summer | Summer | Summer | Summer | Summer
IL Fac. Spec. - NOX Rate Summer v3.1, Unit 534 and retrofits | 477 | 1797 | Rate Constraint in lbs/MMBtu | FALSE | L | Annual | Standard NOX | lb/MMBtu | 0.25 | 0.25 | 0.25 | 0.25 | 0.25 | 0.25 | 0.25
IL Fac. Spec. - NOX Rate Summer v3.1, Unit 534 and retrofits | 477 | 1797 | Rate Constraint in lbs/MMBtu | FALSE | L | Annual | Emissions at Affected Plants NOX | Thousand Tons | 0.00078748 | 0.00015491 | 0.00078748 | 0.00078748 | 0.00078748 | 0.00078748 | 0.00078748
IL Fac. Spec. - NOX Rate Summer v3.1, Unit 534 and retrofits | 477 | 1797 | Rate Constraint in lbs/MMBtu | FALSE | L | Annual | Allowances Purchased NOX | Thousand Tons | 0 | 0 | 0 | 0 | 0 | 0 | 0
IL Fac. Spec. - NOX Rate Summer v3.1, Unit 534 and retrofits | 477 | 1797 | Rate Constraint in lbs/MMBtu | FALSE | L | Annual | Allowances Sold NOX | Thousand Tons | 0 | 0 | 0 | 0 | 0 | 0 | 0
IL Fac. Spec. - NOX Rate Summer v3.1, Unit 534 and retrofits | 477 | 1797 | Rate Constraint in lbs/MMBtu | FALSE | L | Annual | Allowances Banked | Thousand Tons | 0 | 0 | 0 | 0 | 0 | 0 | 0
IL Fac. Spec. - NOX Rate Summer v3.1, Unit 534 and retrofits | 477 | 1797 | Rate Constraint in lbs/MMBtu | FALSE | L | Annual | Allowances Withdrawn (1:1) | Thousand Tons | 0 | 0 | 0 | 0 | 0 | 0 | 0
IL Fac. Spec. - NOX Rate Summer v3.1, Unit 534 and retrofits | 477 | 1797 | Rate Constraint in lbs/MMBtu | FALSE | L | Annual | Allowances Withdrawn (n:1) | Thousand Tons | 0 | 0 | 0 | 0 | 0 | 0 | 0
IL Fac. Spec. - NOX Rate Summer v3.1, Unit 534 and retrofits | 477 | 1797 | Rate Constraint in lbs/MMBtu | FALSE | L | Annual | Net Emissions Allowance Position | Thousand Tons | 0.00078748 | 0.00015491 | 0.00078748 | 0.00078748 | 0.00078748 | 0.00078748 | 0.00078748
IL Fac. Spec. - NOX Rate Summer v3.1, Unit 534 and retrofits | 477 | 1797 | Rate Constraint in lbs/MMBtu | FALSE | L | Annual | Fuel Consumed | TBtu | 0.0743 | 0.014616 | 0.0743 | 0.0743 | 0.0743 | 0.0743 | 0.0743
IL Fac. Spec. - NOX Rate Summer v3.1, Unit 534 and retrofits | 477 | 1797 | Rate Constraint in lbs/MMBtu | FALSE | L | Annual | Rate | lb/MMBtu | 0.021197 | 0.021197 | 0.021197 | 0.021197 | 0.021197 | 0.021197 | 0.021197
IL Fac. Spec. - NOX Rate Summer v3.1, Unit 534 and retrofits | 477 | 1797 | Rate Constraint in lbs/MMBtu | FALSE | L | Annual | Generation | TWh | 0.0069149 | 0.0013603 | 0.0069149 | 0.0069149 | 0.0069149 | 0.0069149 | 0.0069149
IL Fac. Spec. - NOX Rate Summer v3.1, Unit 534 and retrofits | 477 | 1797 | Rate Constraint in lbs/MMBtu | FALSE | L | Annual | Qualifying Generation | TWh | 0.0069149 | 0.0013603 | 0.0069149 | 0.0069149 | 0.0069149 | 0.0069149 | 0.0069149
IL Fac. Spec. - NOX Rate Summer v3.1, Unit 534 and retrofits | 477 | 1797 | Rate Constraint in lbs/MMBtu | FALSE | L | Annual | Rate | lb/MWh | 0.22776 | 0.22776 | 0.22776 | 0.22776 | 0.22776 | 0.22776 | 0.22776
IL Fac. Spec. - NOX Rate Summer v3.1, Unit 534 and retrofits | 477 | 1797 | Rate Constraint in lbs/MMBtu | FALSE | L | Annual | Constraint Shadow Price | US2011$/Ton | 0 | 0 | 0 | 0 | 0 | 0 | 0
IL Fac. Spec. - NOX Rate Summer v3.1, Unit 535 and retrofits | 478 | 1797 | Rate Constraint in lbs/MMBtu | FALSE | L | Annual | Seasons Included | Seasons | Summer | Summer | Summer | Summer | Summer | Summer | Summer
IL Fac. Spec. - NOX Rate Summer v3.1, Unit 535 and retrofits | 478 | 1797 | Rate Constraint in lbs/MMBtu | FALSE | L | Annual | Standard NOX | lb/MMBtu | 0.25 | 0.25 | 0.25 | 0.25 | 0.25 | 0.25 | 0.25
IL Fac. Spec. - NOX Rate Summer v3.1, Unit 535 and retrofits | 478 | 1797 | Rate Constraint in lbs/MMBtu | FALSE | L | Annual | Emissions at Affected Plants NOX | Thousand Tons | 0.0031313 | 0.00061599 | 0.0031313 | 0.0031313 | 0.0031313 | 0.0031313 | 0.0031313
IL Fac. Spec. - NOX Rate Summer v3.1, Unit 535 and retrofits | 478 | 1797 | Rate Constraint in lbs/MMBtu | FALSE | L | Annual | Allowances Purchased NOX | Thousand Tons | 0 | 0 | 0 | 0 | 0 | 0 | 0
IL Fac. Spec. - NOX Rate Summer v3.1, Unit 535 and retrofits | 478 | 1797 | Rate Constraint in lbs/MMBtu | FALSE | L | Annual | Allowances Sold NOX | Thousand Tons | 0 | 0 | 0 | 0 | 0 | 0 | 0
IL Fac. Spec. - NOX Rate Summer v3.1, Unit 535 and retrofits | 478 | 1797 | Rate Constraint in lbs/MMBtu | FALSE | L | Annual | Allowances Banked | Thousand Tons | 0 | 0 | 0 | 0 | 0 | 0 | 0
IL Fac. Spec. - NOX Rate Summer v3.1, Unit 535 and retrofits | 478 | 1797 | Rate Constraint in lbs/MMBtu | FALSE | L | Annual | Allowances Withdrawn (1:1) | Thousand Tons | 0 | 0 | 0 | 0 | 0 | 0 | 0
IL Fac. Spec. - NOX Rate Summer v3.1, Unit 535 and retrofits | 478 | 1797 | Rate Constraint in lbs/MMBtu | FALSE | L | Annual | Allowances Withdrawn (n:1) | Thousand Tons | 0 | 0 | 0 | 0 | 0 | 0 | 0
IL Fac. Spec. - NOX Rate Summer v3.1, Unit 535 and retrofits | 478 | 1797 | Rate Constraint in lbs/MMBtu | FALSE | L | Annual | Net Emissions Allowance Position | Thousand Tons | 0.0031313 | 0.00061599 | 0.0031313 | 0.0031313 | 0.0031313 | 0.0031313 | 0.0031313
IL Fac. Spec. - NOX Rate Summer v3.1, Unit 535 and retrofits | 478 | 1797 | Rate Constraint in lbs/MMBtu | FALSE | L | Annual | Fuel Consumed | TBtu | 0.079608 | 0.015661 | 0.079608 | 0.079608 | 0.079608 | 0.079608 | 0.079608
IL Fac. Spec. - NOX Rate Summer v3.1, Unit 535 and retrofits | 478 | 1797 | Rate Constraint in lbs/MMBtu | FALSE | L | Annual | Rate | lb/MMBtu | 0.078667 | 0.078667 | 0.078667 | 0.078667 | 0.078667 | 0.078667 | 0.078667
IL Fac. Spec. - NOX Rate Summer v3.1, Unit 535 and retrofits | 478 | 1797 | Rate Constraint in lbs/MMBtu | FALSE | L | Annual | Generation | TWh | 0.0074088 | 0.0014575 | 0.0074088 | 0.0074088 | 0.0074088 | 0.0074088 | 0.0074088
IL Fac. Spec. - NOX Rate Summer v3.1, Unit 535 and retrofits | 478 | 1797 | Rate Constraint in lbs/MMBtu | FALSE | L | Annual | Qualifying Generation | TWh | 0.0074088 | 0.0014575 | 0.0074088 | 0.0074088 | 0.0074088 | 0.0074088 | 0.0074088
IL Fac. Spec. - NOX Rate Summer v3.1, Unit 535 and retrofits | 478 | 1797 | Rate Constraint in lbs/MMBtu | FALSE | L | Annual | Rate | lb/MWh | 0.84528 | 0.84528 | 0.84528 | 0.84528 | 0.84528 | 0.84528 | 0.84528
IL Fac. Spec. - NOX Rate Summer v3.1, Unit 535 and retrofits | 478 | 1797 | Rate Constraint in lbs/MMBtu | FALSE | L | Annual | Constraint Shadow Price | US2011$/Ton | 0 | 0 | 0 | 0 | 0 | 0 | 0
IL Fac. Spec. - NOX Rate Summer v3.1, Unit 536 and retrofits | 479 | 1797 | Rate Constraint in lbs/MMBtu | FALSE | L | Annual | Seasons Included | Seasons | Summer | Summer | Summer | Summer | Summer | Summer | Summer
IL Fac. Spec. - NOX Rate Summer v3.1, Unit 536 and retrofits | 479 | 1797 | Rate Constraint in lbs/MMBtu | FALSE | L | Annual | Standard NOX | lb/MMBtu | 0.25 | 0.25 | 0.25 | 0.25 | 0.25 | 0.25 | 0.25
IL Fac. Spec. - NOX Rate Summer v3.1, Unit 536 and retrofits | 479 | 1797 | Rate Constraint in lbs/MMBtu | FALSE | L | Annual | Emissions at Affected Plants NOX | Thousand Tons | 0.0065478 | 0.0012881 | 0.0065478 | 0.0065478 | 0.0065478 | 0.0065478 | 0.0065478
IL Fac. Spec. - NOX Rate Summer v3.1, Unit 536 and retrofits | 479 | 1797 | Rate Constraint in lbs/MMBtu | FALSE | L | Annual | Allowances Purchased NOX | Thousand Tons | 0 | 0 | 0 | 0 | 0 | 0 | 0
IL Fac. Spec. - NOX Rate Summer v3.1, Unit 536 and retrofits | 479 | 1797 | Rate Constraint in lbs/MMBtu | FALSE | L | Annual | Allowances Sold NOX | Thousand Tons | 0 | 0 | 0 | 0 | 0 | 0 | 0
IL Fac. Spec. - NOX Rate Summer v3.1, Unit 536 and retrofits | 479 | 1797 | Rate Constraint in lbs/MMBtu | FALSE | L | Annual | Allowances Banked | Thousand Tons | 0 | 0 | 0 | 0 | 0 | 0 | 0
IL Fac. Spec. - NOX Rate Summer v3.1, Unit 536 and retrofits | 479 | 1797 | Rate Constraint in lbs/MMBtu | FALSE | L | Annual | Allowances Withdrawn (1:1) | Thousand Tons | 0 | 0 | 0 | 0 | 0 | 0 | 0
IL Fac. Spec. - NOX Rate Summer v3.1, Unit 536 and retrofits | 479 | 1797 | Rate Constraint in lbs/MMBtu | FALSE | L | Annual | Allowances Withdrawn (n:1) | Thousand Tons | 0 | 0 | 0 | 0 | 0 | 0 | 0
IL Fac. Spec. - NOX Rate Summer v3.1, Unit 536 and retrofits | 479 | 1797 | Rate Constraint in lbs/MMBtu | FALSE | L | Annual | Net Emissions Allowance Position | Thousand Tons | 0.0065478 | 0.0012881 | 0.0065478 | 0.0065478 | 0.0065478 | 0.0065478 | 0.0065478
IL Fac. Spec. - NOX Rate Summer v3.1, Unit 536 and retrofits | 479 | 1797 | Rate Constraint in lbs/MMBtu | FALSE | L | Annual | Fuel Consumed | TBtu | 0.27677 | 0.054447 | 0.27677 | 0.27677 | 0.27677 | 0.27677 | 0.27677
IL Fac. Spec. - NOX Rate Summer v3.1, Unit 536 and retrofits | 479 | 1797 | Rate Constraint in lbs/MMBtu | FALSE | L | Annual | Rate | lb/MMBtu | 0.047316 | 0.047316 | 0.047316 | 0.047316 | 0.047316 | 0.047316 | 0.047316
IL Fac. Spec. - NOX Rate Summer v3.1, Unit 536 and retrofits | 479 | 1797 | Rate Constraint in lbs/MMBtu | FALSE | L | Annual | Generation | TWh | 0.025758 | 0.0050672 | 0.025758 | 0.025758 | 0.025758 | 0.025758 | 0.025758
IL Fac. Spec. - NOX Rate Summer v3.1, Unit 536 and retrofits | 479 | 1797 | Rate Constraint in lbs/MMBtu | FALSE | L | Annual | Qualifying Generation | TWh | 0.025758 | 0.0050672 | 0.025758 | 0.025758 | 0.025758 | 0.025758 | 0.025758
IL Fac. Spec. - NOX Rate Summer v3.1, Unit 536 and retrofits | 479 | 1797 | Rate Constraint in lbs/MMBtu | FALSE | L | Annual | Rate | lb/MWh | 0.50841 | 0.50841 | 0.50841 | 0.50841 | 0.50841 | 0.50841 | 0.50841
IL Fac. Spec. - NOX Rate Summer v3.1, Unit 536 and retrofits | 479 | 1797 | Rate Constraint in lbs/MMBtu | FALSE | L | Annual | Constraint Shadow Price | US2011$/Ton | 0 | 0 | 0 | 0 | 0 | 0 | 0
IL Fac. Spec. - NOX Rate Summer v3.1, Unit 537 and retrofits | 480 | 1797 | Rate Constraint in lbs/MMBtu | FALSE | L | Annual | Seasons Included | Seasons | Summer | Summer | Summer | Summer | Summer | Summer | Summer
IL Fac. Spec. - NOX Rate Summer v3.1, Unit 537 and retrofits | 480 | 1797 | Rate Constraint in lbs/MMBtu | FALSE | L | Annual | Standard NOX | lb/MMBtu | 0.25 | 0.25 | 0.25 | 0.25 | 0.25 | 0.25 | 0.25
IL Fac. Spec. - NOX Rate Summer v3.1, Unit 537 and retrofits | 480 | 1797 | Rate Constraint in lbs/MMBtu | FALSE | L | Annual | Emissions at Affected Plants NOX | Thousand Tons | 0.0063836 | 0.0012558 | 0.0063836 | 0.0063836 | 0.0063836 | 0.0063836 | 0.0063836
IL Fac. Spec. - NOX Rate Summer v3.1, Unit 537 and retrofits | 480 | 1797 | Rate Constraint in lbs/MMBtu | FALSE | L | Annual | Allowances Purchased NOX | Thousand Tons | 0 | 0 | 0 | 0 | 0 | 0 | 0
IL Fac. Spec. - NOX Rate Summer v3.1, Unit 537 and retrofits | 480 | 1797 | Rate Constraint in lbs/MMBtu | FALSE | L | Annual | Allowances Sold NOX | Thousand Tons | 0 | 0 | 0 | 0 | 0 | 0 | 0
IL Fac. Spec. - NOX Rate Summer v3.1, Unit 537 and retrofits | 480 | 1797 | Rate Constraint in lbs/MMBtu | FALSE | L | Annual | Allowances Banked | Thousand Tons | 0 | 0 | 0 | 0 | 0 | 0 | 0
IL Fac. Spec. - NOX Rate Summer v3.1, Unit 537 and retrofits | 480 | 1797 | Rate Constraint in lbs/MMBtu | FALSE | L | Annual | Allowances Withdrawn (1:1) | Thousand Tons | 0 | 0 | 0 | 0 | 0 | 0 | 0
IL Fac. Spec. - NOX Rate Summer v3.1, Unit 537 and retrofits | 480 | 1797 | Rate Constraint in lbs/MMBtu | FALSE | L | Annual | Allowances Withdrawn (n:1) | Thousand Tons | 0 | 0 | 0 | 0 | 0 | 0 | 0
IL Fac. Spec. - NOX Rate Summer v3.1, Unit 537 and retrofits | 480 | 1797 | Rate Constraint in lbs/MMBtu | FALSE | L | Annual | Net Emissions Allowance Position | Thousand Tons | 0.0063836 | 0.0012558 | 0.0063836 | 0.0063836 | 0.0063836 | 0.0063836 | 0.0063836
IL Fac. Spec. - NOX Rate Summer v3.1, Unit 537 and retrofits | 480 | 1797 | Rate Constraint in lbs/MMBtu | FALSE | L | Annual | Fuel Consumed | TBtu | 0.27677 | 0.054447 | 0.27677 | 0.27677 | 0.27677 | 0.27677 | 0.27677
IL Fac. Spec. - NOX Rate Summer v3.1, Unit 537 and retrofits | 480 | 1797 | Rate Constraint in lbs/MMBtu | FALSE | L | Annual | Rate | lb/MMBtu | 0.046129 | 0.046129 | 0.046129 | 0.046129 | 0.046129 | 0.046129 | 0.046129
IL Fac. Spec. - NOX Rate Summer v3.1, Unit 537 and retrofits | 480 | 1797 | Rate Constraint in lbs/MMBtu | FALSE | L | Annual | Generation | TWh | 0.025758 | 0.0050672 | 0.025758 | 0.025758 | 0.025758 | 0.025758 | 0.025758
IL Fac. Spec. - NOX Rate Summer v3.1, Unit 537 and retrofits | 480 | 1797 | Rate Constraint in lbs/MMBtu | FALSE | L | Annual | Qualifying Generation | TWh | 0.025758 | 0.0050672 | 0.025758 | 0.025758 | 0.025758 | 0.025758 | 0.025758
IL Fac. Spec. - NOX Rate Summer v3.1, Unit 537 and retrofits | 480 | 1797 | Rate Constraint in lbs/MMBtu | FALSE | L | Annual | Rate | lb/MWh | 0.49566 | 0.49566 | 0.49566 | 0.49566 | 0.49566 | 0.49566 | 0.49566
IL Fac. Spec. - NOX Rate Summer v3.1, Unit 537 and retrofits | 480 | 1797 | Rate Constraint in lbs/MMBtu | FALSE | L | Annual | Constraint Shadow Price | US2011$/Ton | 0 | 0 | 0 | 0 | 0 | 0 | 0
IL Fac. Spec. - NOX Rate Summer v3.1, Unit 538 and retrofits | 481 | 1797 | Rate Constraint in lbs/MMBtu | FALSE | L | Annual | Seasons Included | Seasons | Summer | Summer | Summer | Summer | Summer | Summer | Summer
IL Fac. Spec. - NOX Rate Summer v3.1, Unit 538 and retrofits | 481 | 1797 | Rate Constraint in lbs/MMBtu | FALSE | L | Annual | Standard NOX | lb/MMBtu | 0.25 | 0.25 | 0.25 | 0.25 | 0.25 | 0.25 | 0.25
IL Fac. Spec. - NOX Rate Summer v3.1, Unit 538 and retrofits | 481 | 1797 | Rate Constraint in lbs/MMBtu | FALSE | L | Annual | Emissions at Affected Plants NOX | Thousand Tons | 0.001264 | 0.001264 | 0.001264 | 0.0064254 | 0.0064254 | 0.0064254 | 0.0064254
IL Fac. Spec. - NOX Rate Summer v3.1, Unit 538 and retrofits | 481 | 1797 | Rate Constraint in lbs/MMBtu | FALSE | L | Annual | Allowances Purchased NOX | Thousand Tons | 0 | 0 | 0 | 0 | 0 | 0 | 0
IL Fac. Spec. - NOX Rate Summer v3.1, Unit 538 and retrofits | 481 | 1797 | Rate Constraint in lbs/MMBtu | FALSE | L | Annual | Allowances Sold NOX | Thousand Tons | 0 | 0 | 0 | 0 | 0 | 0 | 0
IL Fac. Spec. - NOX Rate Summer v3.1, Unit 538 and retrofits | 481 | 1797 | Rate Constraint in lbs/MMBtu | FALSE | L | Annual | Allowances Banked | Thousand Tons | 0 | 0 | 0 | 0 | 0 | 0 | 0
IL Fac. Spec. - NOX Rate Summer v3.1, Unit 538 and retrofits | 481 | 1797 | Rate Constraint in lbs/MMBtu | FALSE | L | Annual | Allowances Withdrawn (1:1) | Thousand Tons | 0 | 0 | 0 | 0 | 0 | 0 | 0
IL Fac. Spec. - NOX Rate Summer v3.1, Unit 538 and retrofits | 481 | 1797 | Rate Constraint in lbs/MMBtu | FALSE | L | Annual | Allowances Withdrawn (n:1) | Thousand Tons | 0 | 0 | 0 | 0 | 0 | 0 | 0
IL Fac. Spec. - NOX Rate Summer v3.1, Unit 538 and retrofits | 481 | 1797 | Rate Constraint in lbs/MMBtu | FALSE | L | Annual | Net Emissions Allowance Position | Thousand Tons | 0.001264 | 0.001264 | 0.001264 | 0.0064254 | 0.0064254 | 0.0064254 | 0.0064254
IL Fac. Spec. - NOX Rate Summer v3.1, Unit 538 and retrofits | 481 | 1797 | Rate Constraint in lbs/MMBtu | FALSE | L | Annual | Fuel Consumed | TBtu | 0.042063 | 0.042063 | 0.042063 | 0.21382 | 0.21382 | 0.21382 | 0.21382
IL Fac. Spec. - NOX Rate Summer v3.1, Unit 538 and retrofits | 481 | 1797 | Rate Constraint in lbs/MMBtu | FALSE | L | Annual | Rate | lb/MMBtu | 0.0601 | 0.0601 | 0.0601 | 0.0601 | 0.0601 | 0.0601 | 0.0601
IL Fac. Spec. - NOX Rate Summer v3.1, Unit 538 and retrofits | 481 | 1797 | Rate Constraint in lbs/MMBtu | FALSE | L | Annual | Generation | TWh | 0.0038337 | 0.0038337 | 0.0038337 | 0.019488 | 0.019488 | 0.019488 | 0.019488
IL Fac. Spec. - NOX Rate Summer v3.1, Unit 538 and retrofits | 481 | 1797 | Rate Constraint in lbs/MMBtu | FALSE | L | Annual | Qualifying Generation | TWh | 0.0038337 | 0.0038337 | 0.0038337 | 0.019488 | 0.019488 | 0.019488 | 0.019488
IL Fac. Spec. - NOX Rate Summer v3.1, Unit 538 and retrofits | 481 | 1797 | Rate Constraint in lbs/MMBtu | FALSE | L | Annual | Rate | lb/MWh | 0.65942 | 0.65942 | 0.65942 | 0.65942 | 0.65942 | 0.65942 | 0.65942
IL Fac. Spec. - NOX Rate Summer v3.1, Unit 538 and retrofits | 481 | 1797 | Rate Constraint in lbs/MMBtu | FALSE | L | Annual | Constraint Shadow Price | US2011$/Ton | 0 | 0 | 0 | 0 | 0 | 0 | 0
IL Fac. Spec. - NOX Rate Summer v3.1, Unit 539 and retrofits | 482 | 1797 | Rate Constraint in lbs/MMBtu | FALSE | L | Annual | Seasons Included | Seasons | Summer | Summer | Summer | Summer | Summer | Summer | Summer
IL Fac. Spec. - NOX Rate Summer v3.1, Unit 539 and retrofits | 482 | 1797 | Rate Constraint in lbs/MMBtu | FALSE | L | Annual | Standard NOX | lb/MMBtu | 0.25 | 0.25 | 0.25 | 0.25 | 0.25 | 0.25 | 0.25
IL Fac. Spec. - NOX Rate Summer v3.1, Unit 539 and retrofits | 482 | 1797 | Rate Constraint in lbs/MMBtu | FALSE | L | Annual | Emissions at Affected Plants NOX | Thousand Tons | 0.0012577 | 0.0012577 | 0.0012577 | 0.0063933 | 0.0063933 | 0.0063933 | 0.0063933
IL Fac. Spec. - NOX Rate Summer v3.1, Unit 539 and retrofits | 482 | 1797 | Rate Constraint in lbs/MMBtu | FALSE | L | Annual | Allowances Purchased NOX | Thousand Tons | 0 | 0 | 0 | 0 | 0 | 0 | 0
IL Fac. Spec. - NOX Rate Summer v3.1, Unit 539 and retrofits | 482 | 1797 | Rate Constraint in lbs/MMBtu | FALSE | L | Annual | Allowances Sold NOX | Thousand Tons | 0 | 0 | 0 | 0 | 0 | 0 | 0
IL Fac. Spec. - NOX Rate Summer v3.1, Unit 539 and retrofits | 482 | 1797 | Rate Constraint in lbs/MMBtu | FALSE | L | Annual | Allowances Banked | Thousand Tons | 0 | 0 | 0 | 0 | 0 | 0 | 0
IL Fac. Spec. - NOX Rate Summer v3.1, Unit 539 and retrofits | 482 | 1797 | Rate Constraint in lbs/MMBtu | FALSE | L | Annual | Allowances Withdrawn (1:1) | Thousand Tons | 0 | 0 | 0 | 0 | 0 | 0 | 0
IL Fac. Spec. - NOX Rate Summer v3.1, Unit 539 and retrofits | 482 | 1797 | Rate Constraint in lbs/MMBtu | FALSE | L | Annual | Allowances Withdrawn (n:1) | Thousand Tons | 0 | 0 | 0 | 0 | 0 | 0 | 0
IL Fac. Spec. - NOX Rate Summer v3.1, Unit 539 and retrofits | 482 | 1797 | Rate Constraint in lbs/MMBtu | FALSE | L | Annual | Net Emissions Allowance Position | Thousand Tons | 0.0012577 | 0.0012577 | 0.0012577 | 0.0063933 | 0.0063933 | 0.0063933 | 0.0063933
IL Fac. Spec. - NOX Rate Summer v3.1, Unit 539 and retrofits | 482 | 1797 | Rate Constraint in lbs/MMBtu | FALSE | L | Annual | Fuel Consumed | TBtu | 0.042063 | 0.042063 | 0.042063 | 0.21382 | 0.21382 | 0.21382 | 0.21382
IL Fac. Spec. - NOX Rate Summer v3.1, Unit 539 and retrofits | 482 | 1797 | Rate Constraint in lbs/MMBtu | FALSE | L | Annual | Rate | lb/MMBtu | 0.0598 | 0.0598 | 0.0598 | 0.0598 | 0.0598 | 0.0598 | 0.0598
IL Fac. Spec. - NOX Rate Summer v3.1, Unit 539 and retrofits | 482 | 1797 | Rate Constraint in lbs/MMBtu | FALSE | L | Annual | Generation | TWh | 0.0038337 | 0.0038337 | 0.0038337 | 0.019488 | 0.019488 | 0.019488 | 0.019488
IL Fac. Spec. - NOX Rate Summer v3.1, Unit 539 and retrofits | 482 | 1797 | Rate Constraint in lbs/MMBtu | FALSE | L | Annual | Qualifying Generation | TWh | 0.0038337 | 0.0038337 | 0.0038337 | 0.019488 | 0.019488 | 0.019488 | 0.019488
IL Fac. Spec. - NOX Rate Summer v3.1, Unit 539 and retrofits | 482 | 1797 | Rate Constraint in lbs/MMBtu | FALSE | L | Annual | Rate | lb/MWh | 0.65613 | 0.65613 | 0.65613 | 0.65613 | 0.65613 | 0.65613 | 0.65613
IL Fac. Spec. - NOX Rate Summer v3.1, Unit 539 and retrofits | 482 | 1797 | Rate Constraint in lbs/MMBtu | FALSE | L | Annual | Constraint Shadow Price | US2011$/Ton | 0 | 0 | 0 | 0 | 0 | 0 | 0
IL Fac. Spec. - NOX Rate Summer v3.1, Unit 540 and retrofits | 483 | 1797 | Rate Constraint in lbs/MMBtu | FALSE | L | Annual | Seasons Included | Seasons | Summer | Summer | Summer | Summer | Summer | Summer | Summer
IL Fac. Spec. - NOX Rate Summer v3.1, Unit 540 and retrofits | 483 | 1797 | Rate Constraint in lbs/MMBtu | FALSE | L | Annual | Standard NOX | lb/MMBtu | 0.25 | 0.25 | 0.25 | 0.25 | 0.25 | 0.25 | 0.25
IL Fac. Spec. - NOX Rate Summer v3.1, Unit 540 and retrofits | 483 | 1797 | Rate Constraint in lbs/MMBtu | FALSE | L | Annual | Emissions at Affected Plants NOX | Thousand Tons | 0.0012514 | 0.0012514 | 0.0012514 | 0.0063612 | 0.0063612 | 0.0063612 | 0.0063612
IL Fac. Spec. - NOX Rate Summer v3.1, Unit 540 and retrofits | 483 | 1797 | Rate Constraint in lbs/MMBtu | FALSE | L | Annual | Allowances Purchased NOX | Thousand Tons | 0 | 0 | 0 | 0 | 0 | 0 | 0
IL Fac. Spec. - NOX Rate Summer v3.1, Unit 540 and retrofits | 483 | 1797 | Rate Constraint in lbs/MMBtu | FALSE | L | Annual | Allowances Sold NOX | Thousand Tons | 0 | 0 | 0 | 0 | 0 | 0 | 0
IL Fac. Spec. - NOX Rate Summer v3.1, Unit 540 and retrofits | 483 | 1797 | Rate Constraint in lbs/MMBtu | FALSE | L | Annual | Allowances Banked | Thousand Tons | 0 | 0 | 0 | 0 | 0 | 0 | 0
IL Fac. Spec. - NOX Rate Summer v3.1, Unit 540 and retrofits | 483 | 1797 | Rate Constraint in lbs/MMBtu | FALSE | L | Annual | Allowances Withdrawn (1:1) | Thousand Tons | 0 | 0 | 0 | 0 | 0 | 0 | 0
IL Fac. Spec. - NOX Rate Summer v3.1, Unit 540 and retrofits | 483 | 1797 | Rate Constraint in lbs/MMBtu | FALSE | L | Annual | Allowances Withdrawn (n:1) | Thousand Tons | 0 | 0 | 0 | 0 | 0 | 0 | 0
IL Fac. Spec. - NOX Rate Summer v3.1, Unit 540 and retrofits | 483 | 1797 | Rate Constraint in lbs/MMBtu | FALSE | L | Annual | Net Emissions Allowance Position | Thousand Tons | 0.0012514 | 0.0012514 | 0.0012514 | 0.0063612 | 0.0063612 | 0.0063612 | 0.0063612
IL Fac. Spec. - NOX Rate Summer v3.1, Unit 540 and retrofits | 483 | 1797 | Rate Constraint in lbs/MMBtu | FALSE | L | Annual | Fuel Consumed | TBtu | 0.042063 | 0.042063 | 0.042063 | 0.21382 | 0.21382 | 0.21382 | 0.21382
IL Fac. Spec. - NOX Rate Summer v3.1, Unit 540 and retrofits | 483 | 1797 | Rate Constraint in lbs/MMBtu | FALSE | L | Annual | Rate | lb/MMBtu | 0.0595 | 0.0595 | 0.0595 | 0.0595 | 0.0595 | 0.0595 | 0.0595
IL Fac. Spec. - NOX Rate Summer v3.1, Unit 540 and retrofits | 483 | 1797 | Rate Constraint in lbs/MMBtu | FALSE | L | Annual | Generation | TWh | 0.0038337 | 0.0038337 | 0.0038337 | 0.019488 | 0.019488 | 0.019488 | 0.019488
IL Fac. Spec. - NOX Rate Summer v3.1, Unit 540 and retrofits | 483 | 1797 | Rate Constraint in lbs/MMBtu | FALSE | L | Annual | Qualifying Generation | TWh | 0.0038337 | 0.0038337 | 0.0038337 | 0.019488 | 0.019488 | 0.019488 | 0.019488
IL Fac. Spec. - NOX Rate Summer v3.1, Unit 540 and retrofits | 483 | 1797 | Rate Constraint in lbs/MMBtu | FALSE | L | Annual | Rate | lb/MWh | 0.65283 | 0.65283 | 0.65283 | 0.65283 | 0.65283 | 0.65283 | 0.65283
IL Fac. Spec. - NOX Rate Summer v3.1, Unit 540 and retrofits | 483 | 1797 | Rate Constraint in lbs/MMBtu | FALSE | L | Annual | Constraint Shadow Price | US2011$/Ton | 0 | 0 | 0 | 0 | 0 | 0 | 0
IL Fac. Spec. - NOX Rate Summer v3.1, Unit 541 and retrofits | 484 | 1797 | Rate Constraint in lbs/MMBtu | FALSE | L | Annual | Seasons Included | Seasons | Summer | Summer | Summer | Summer | Summer | Summer | Summer
IL Fac. Spec. - NOX Rate Summer v3.1, Unit 541 and retrofits | 484 | 1797 | Rate Constraint in lbs/MMBtu | FALSE | L | Annual | Standard NOX | lb/MMBtu | 0.25 | 0.25 | 0.25 | 0.25 | 0.25 | 0.25 | 0.25
IL Fac. Spec. - NOX Rate Summer v3.1, Unit 541 and retrofits | 484 | 1797 | Rate Constraint in lbs/MMBtu | FALSE | L | Annual | Emissions at Affected Plants NOX | Thousand Tons | 0.0013166 | 0.0013166 | 0.0013166 | 0.0066926 | 0.0066926 | 0.0066926 | 0.0066926
IL Fac. Spec. - NOX Rate Summer v3.1, Unit 541 and retrofits | 484 | 1797 | Rate Constraint in lbs/MMBtu | FALSE | L | Annual | Allowances Purchased NOX | Thousand Tons | 0 | 0 | 0 | 0 | 0 | 0 | 0
IL Fac. Spec. - NOX Rate Summer v3.1, Unit 541 and retrofits | 484 | 1797 | Rate Constraint in lbs/MMBtu | FALSE | L | Annual | Allowances Sold NOX | Thousand Tons | 0 | 0 | 0 | 0 | 0 | 0 | 0
IL Fac. Spec. - NOX Rate Summer v3.1, Unit 541 and retrofits | 484 | 1797 | Rate Constraint in lbs/MMBtu | FALSE | L | Annual | Allowances Banked | Thousand Tons | 0 | 0 | 0 | 0 | 0 | 0 | 0
IL Fac. Spec. - NOX Rate Summer v3.1, Unit 541 and retrofits | 484 | 1797 | Rate Constraint in lbs/MMBtu | FALSE | L | Annual | Allowances Withdrawn (1:1) | Thousand Tons | 0 | 0 | 0 | 0 | 0 | 0 | 0
IL Fac. Spec. - NOX Rate Summer v3.1, Unit 541 and retrofits | 484 | 1797 | Rate Constraint in lbs/MMBtu | FALSE | L | Annual | Allowances Withdrawn (n:1) | Thousand Tons | 0 | 0 | 0 | 0 | 0 | 0 | 0
IL Fac. Spec. - NOX Rate Summer v3.1, Unit 541 and retrofits | 484 | 1797 | Rate Constraint in lbs/MMBtu | FALSE | L | Annual | Net Emissions Allowance Position | Thousand Tons | 0.0013166 | 0.0013166 | 0.0013166 | 0.0066926 | 0.0066926 | 0.0066926 | 0.0066926
IL Fac. Spec. - NOX Rate Summer v3.1, Unit 541 and retrofits | 484 | 1797 | Rate Constraint in lbs/MMBtu | FALSE | L | Annual | Fuel Consumed | TBtu | 0.042063 | 0.042063 | 0.042063 | 0.21382 | 0.21382 | 0.21382 | 0.21382
IL Fac. Spec. - NOX Rate Summer v3.1, Unit 541 and retrofits | 484 | 1797 | Rate Constraint in lbs/MMBtu | FALSE | L | Annual | Rate | lb/MMBtu | 0.0626 | 0.0626 | 0.0626 | 0.0626 | 0.0626 | 0.0626 | 0.0626
IL Fac. Spec. - NOX Rate Summer v3.1, Unit 541 and retrofits | 484 | 1797 | Rate Constraint in lbs/MMBtu | FALSE | L | Annual | Generation | TWh | 0.0038337 | 0.0038337 | 0.0038337 | 0.019488 | 0.019488 | 0.019488 | 0.019488
IL Fac. Spec. - NOX Rate Summer v3.1, Unit 541 and retrofits | 484 | 1797 | Rate Constraint in lbs/MMBtu | FALSE | L | Annual | Qualifying Generation | TWh | 0.0038337 | 0.0038337 | 0.0038337 | 0.019488 | 0.019488 | 0.019488 | 0.019488
IL Fac. Spec. - NOX Rate Summer v3.1, Unit 541 and retrofits | 484 | 1797 | Rate Constraint in lbs/MMBtu | FALSE | L | Annual | Rate | lb/MWh | 0.68685 | 0.68685 | 0.68685 | 0.68685 | 0.68685 | 0.68685 | 0.68685
IL Fac. Spec. - NOX Rate Summer v3.1, Unit 541 and retrofits | 484 | 1797 | Rate Constraint in lbs/MMBtu | FALSE | L | Annual | Constraint Shadow Price | US2011$/Ton | 0 | 0 | 0 | 0 | 0 | 0 | 0
IL Fac. Spec. - NOX Rate Summer v3.1, Unit 542 and retrofits | 485 | 1797 | Rate Constraint in lbs/MMBtu | FALSE | L | Annual | Seasons Included | Seasons | Summer | Summer | Summer | Summer | Summer | Summer | Summer
IL Fac. Spec. - NOX Rate Summer v3.1, Unit 542 and retrofits | 485 | 1797 | Rate Constraint in lbs/MMBtu | FALSE | L | Annual | Standard NOX | lb/MMBtu | 0.25 | 0.25 | 0.25 | 0.25 | 0.25 | 0.25 | 0.25
IL Fac. Spec. - NOX Rate Summer v3.1, Unit 542 and retrofits | 485 | 1797 | Rate Constraint in lbs/MMBtu | FALSE | L | Annual | Emissions at Affected Plants NOX | Thousand Tons | 0.0074524 | 0.001466 | 0.0074524 | 0.0074524 | 0.021731 | 0.0074524 | 0.0074524
IL Fac. Spec. - NOX Rate Summer v3.1, Unit 542 and retrofits | 485 | 1797 | Rate Constraint in lbs/MMBtu | FALSE | L | Annual | Allowances Purchased NOX | Thousand Tons | 0 | 0 | 0 | 0 | 0 | 0 | 0
IL Fac. Spec. - NOX Rate Summer v3.1, Unit 542 and retrofits | 485 | 1797 | Rate Constraint in lbs/MMBtu | FALSE | L | Annual | Allowances Sold NOX | Thousand Tons | 0 | 0 | 0 | 0 | 0 | 0 | 0
IL Fac. Spec. - NOX Rate Summer v3.1, Unit 542 and retrofits | 485 | 1797 | Rate Constraint in lbs/MMBtu | FALSE | L | Annual | Allowances Banked | Thousand Tons | 0 | 0 | 0 | 0 | 0 | 0 | 0
IL Fac. Spec. - NOX Rate Summer v3.1, Unit 542 and retrofits | 485 | 1797 | Rate Constraint in lbs/MMBtu | FALSE | L | Annual | Allowances Withdrawn (1:1) | Thousand Tons | 0 | 0 | 0 | 0 | 0 | 0 | 0
IL Fac. Spec. - NOX Rate Summer v3.1, Unit 542 and retrofits | 485 | 1797 | Rate Constraint in lbs/MMBtu | FALSE | L | Annual | Allowances Withdrawn (n:1) | Thousand Tons | 0 | 0 | 0 | 0 | 0 | 0 | 0
IL Fac. Spec. - NOX Rate Summer v3.1, Unit 542 and retrofits | 485 | 1797 | Rate Constraint in lbs/MMBtu | FALSE | L | Annual | Net Emissions Allowance Position | Thousand Tons | 0.0074524 | 0.001466 | 0.0074524 | 0.0074524 | 0.021731 | 0.0074524 | 0.0074524
IL Fac. Spec. - NOX Rate Summer v3.1, Unit 542 and retrofits | 485 | 1797 | Rate Constraint in lbs/MMBtu | FALSE | L | Annual | Fuel Consumed | TBtu | 0.28041 | 0.055163 | 0.28041 | 0.28041 | 0.81766 | 0.28041 | 0.28041
IL Fac. Spec. - NOX Rate Summer v3.1, Unit 542 and retrofits | 485 | 1797 | Rate Constraint in lbs/MMBtu | FALSE | L | Annual | Rate | lb/MMBtu | 0.053153 | 0.053153 | 0.053153 | 0.053153 | 0.053153 | 0.053153 | 0.053153
IL Fac. Spec. - NOX Rate Summer v3.1, Unit 542 and retrofits | 485 | 1797 | Rate Constraint in lbs/MMBtu | FALSE | L | Annual | Generation | TWh | 0.026097 | 0.0051338 | 0.026097 | 0.026097 | 0.076097 | 0.026097 | 0.026097
IL Fac. Spec. - NOX Rate Summer v3.1, Unit 542 and retrofits | 485 | 1797 | Rate Constraint in lbs/MMBtu | FALSE | L | Annual | Qualifying Generation | TWh | 0.026097 | 0.0051338 | 0.026097 | 0.026097 | 0.076097 | 0.026097 | 0.026097
IL Fac. Spec. - NOX Rate Summer v3.1, Unit 542 and retrofits | 485 | 1797 | Rate Constraint in lbs/MMBtu | FALSE | L | Annual | Rate | lb/MWh | 0.57113 | 0.57113 | 0.57113 | 0.57113 | 0.57113 | 0.57113 | 0.57113
IL Fac. Spec. - NOX Rate Summer v3.1, Unit 542 and retrofits | 485 | 1797 | Rate Constraint in lbs/MMBtu | FALSE | L | Annual | Constraint Shadow Price | US2011$/Ton | 0 | 0 | 0 | 0 | 0 | 0 | 0
IL Fac. Spec. - NOX Rate Summer v3.1, Unit 543 and retrofits | 486 | 1797 | Rate Constraint in lbs/MMBtu | FALSE | L | Annual | Seasons Included | Seasons | Summer | Summer | Summer | Summer | Summer | Summer | Summer
IL Fac. Spec. - NOX Rate Summer v3.1, Unit 543 and retrofits | 486 | 1797 | Rate Constraint in lbs/MMBtu | FALSE | L | Annual | Standard NOX | lb/MMBtu | 0.25 | 0.25 | 0.25 | 0.25 | 0.25 | 0.25 | 0.25
IL Fac. Spec. - NOX Rate Summer v3.1, Unit 543 and retrofits | 486 | 1797 | Rate Constraint in lbs/MMBtu | FALSE | L | Annual | Emissions at Affected Plants NOX | Thousand Tons | 0.0010464 | 0.0010464 | 0.0010464 | 0.0010464 | 0.0046896 | 0.005319 | 0.005319
IL Fac. Spec. - NOX Rate Summer v3.1, Unit 543 and retrofits | 486 | 1797 | Rate Constraint in lbs/MMBtu | FALSE | L | Annual | Allowances Purchased NOX | Thousand Tons | 0 | 0 | 0 | 0 | 0 | 0 | 0
IL Fac. Spec. - NOX Rate Summer v3.1, Unit 543 and retrofits | 486 | 1797 | Rate Constraint in lbs/MMBtu | FALSE | L | Annual | Allowances Sold NOX | Thousand Tons | 0 | 0 | 0 | 0 | 0 | 0 | 0
IL Fac. Spec. - NOX Rate Summer v3.1, Unit 543 and retrofits | 486 | 1797 | Rate Constraint in lbs/MMBtu | FALSE | L | Annual | Allowances Banked | Thousand Tons | 0 | 0 | 0 | 0 | 0 | 0 | 0
IL Fac. Spec. - NOX Rate Summer v3.1, Unit 543 and retrofits | 486 | 1797 | Rate Constraint in lbs/MMBtu | FALSE | L | Annual | Allowances Withdrawn (1:1) | Thousand Tons | 0 | 0 | 0 | 0 | 0 | 0 | 0
IL Fac. Spec. - NOX Rate Summer v3.1, Unit 543 and retrofits | 486 | 1797 | Rate Constraint in lbs/MMBtu | FALSE | L | Annual | Allowances Withdrawn (n:1) | Thousand Tons | 0 | 0 | 0 | 0 | 0 | 0 | 0
IL Fac. Spec. - NOX Rate Summer v3.1, Unit 543 and retrofits | 486 | 1797 | Rate Constraint in lbs/MMBtu | FALSE | L | Annual | Net Emissions Allowance Position | Thousand Tons | 0.0010464 | 0.0010464 | 0.0010464 | 0.0010464 | 0.0046896 | 0.005319 | 0.005319
IL Fac. Spec. - NOX Rate Summer v3.1, Unit 543 and retrofits | 486 | 1797 | Rate Constraint in lbs/MMBtu | FALSE | L | Annual | Fuel Consumed | TBtu | 0.05775 | 0.05775 | 0.05775 | 0.05775 | 0.25882 | 0.29356 | 0.29356
IL Fac. Spec. - NOX Rate Summer v3.1, Unit 543 and retrofits | 486 | 1797 | Rate Constraint in lbs/MMBtu | FALSE | L | Annual | Rate | lb/MMBtu | 0.036238 | 0.036238 | 0.036238 | 0.036238 | 0.036238 | 0.036238 | 0.036238
IL Fac. Spec. - NOX Rate Summer v3.1, Unit 543 and retrofits | 486 | 1797 | Rate Constraint in lbs/MMBtu | FALSE | L | Annual | Generation | TWh | 0.0050672 | 0.0050672 | 0.0050672 | 0.0050672 | 0.02271 | 0.025758 | 0.025758
IL Fac. Spec. - NOX Rate Summer v3.1, Unit 543 and retrofits | 486 | 1797 | Rate Constraint in lbs/MMBtu | FALSE | L | Annual | Qualifying Generation | TWh | 0.0050672 | 0.0050672 | 0.0050672 | 0.0050672 | 0.02271 | 0.025758 | 0.025758
IL Fac. Spec. - NOX Rate Summer v3.1, Unit 543 and retrofits | 486 | 1797 | Rate Constraint in lbs/MMBtu | FALSE | L | Annual | Rate | lb/MWh | 0.413 | 0.413 | 0.413 | 0.413 | 0.413 | 0.413 | 0.413
IL Fac. Spec. - NOX Rate Summer v3.1, Unit 543 and retrofits | 486 | 1797 | Rate Constraint in lbs/MMBtu | FALSE | L | Annual | Constraint Shadow Price | US2011$/Ton | 0 | 0 | 0 | 0 | 0 | 0 | 0
IL Fac. Spec. - NOX Rate Summer v3.1, Unit 544 and retrofits | 487 | 1797 | Rate Constraint in lbs/MMBtu | FALSE | L | Annual | Seasons Included | Seasons | Summer | Summer | Summer | Summer | Summer | Summer | Summer
IL Fac. Spec. - NOX Rate Summer v3.1, Unit 544 and retrofits | 487 | 1797 | Rate Constraint in lbs/MMBtu | FALSE | L | Annual | Standard NOX | lb/MMBtu | 0.25 | 0.25 | 0.25 | 0.25 | 0.25 | 0.25 | 0.25
IL Fac. Spec. - NOX Rate Summer v3.1, Unit 544 and retrofits | 487 | 1797 | Rate Constraint in lbs/MMBtu | FALSE | L | Annual | Emissions at Affected Plants NOX | Thousand Tons | 0.00096984 | 0.00096984 | 0.00096984 | 0.00096984 | 0.00493 | 0.00493 | 0.00493
IL Fac. Spec. - NOX Rate Summer v3.1, Unit 544 and retrofits | 487 | 1797 | Rate Constraint in lbs/MMBtu | FALSE | L | Annual | Allowances Purchased NOX | Thousand Tons | 0 | 0 | 0 | 0 | 0 | 0 | 0
IL Fac. Spec. - NOX Rate Summer v3.1, Unit 544 and retrofits | 487 | 1797 | Rate Constraint in lbs/MMBtu | FALSE | L | Annual | Allowances Sold NOX | Thousand Tons | 0 | 0 | 0 | 0 | 0 | 0 | 0
IL Fac. Spec. - NOX Rate Summer v3.1, Unit 544 and retrofits | 487 | 1797 | Rate Constraint in lbs/MMBtu | FALSE | L | Annual | Allowances Banked | Thousand Tons | 0 | 0 | 0 | 0 | 0 | 0 | 0
IL Fac. Spec. - NOX Rate Summer v3.1, Unit 544 and retrofits | 487 | 1797 | Rate Constraint in lbs/MMBtu | FALSE | L | Annual | Allowances Withdrawn (1:1) | Thousand Tons | 0 | 0 | 0 | 0 | 0 | 0 | 0
IL Fac. Spec. - NOX Rate Summer v3.1, Unit 544 and retrofits | 487 | 1797 | Rate Constraint in lbs/MMBtu | FALSE | L | Annual | Allowances Withdrawn (n:1) | Thousand Tons | 0 | 0 | 0 | 0 | 0 | 0 | 0
IL Fac. Spec. - NOX Rate Summer v3.1, Unit 544 and retrofits | 487 | 1797 | Rate Constraint in lbs/MMBtu | FALSE | L | Annual | Net Emissions Allowance Position | Thousand Tons | 0.00096984 | 0.00096984 | 0.00096984 | 0.00096984 | 0.00493 | 0.00493 | 0.00493
IL Fac. Spec. - NOX Rate Summer v3.1, Unit 544 and retrofits | 487 | 1797 | Rate Constraint in lbs/MMBtu | FALSE | L | Annual | Fuel Consumed | TBtu | 0.05774 | 0.05774 | 0.05774 | 0.05774 | 0.29351 | 0.29351 | 0.29351
IL Fac. Spec. - NOX Rate Summer v3.1, Unit 544 and retrofits | 487 | 1797 | Rate Constraint in lbs/MMBtu | FALSE | L | Annual | Rate | lb/MMBtu | 0.033593 | 0.033593 | 0.033593 | 0.033593 | 0.033593 | 0.033593 | 0.033593
IL Fac. Spec. - NOX Rate Summer v3.1, Unit 544 and retrofits | 487 | 1797 | Rate Constraint in lbs/MMBtu | FALSE | L | Annual | Generation | TWh | 0.0050672 | 0.0050672 | 0.0050672 | 0.0050672 | 0.025758 | 0.025758 | 0.025758
IL Fac. Spec. - NOX Rate Summer v3.1, Unit 544 and retrofits | 487 | 1797 | Rate Constraint in lbs/MMBtu | FALSE | L | Annual | Qualifying Generation | TWh | 0.0050672 | 0.0050672 | 0.0050672 | 0.0050672 | 0.025758 | 0.025758 | 0.025758
IL Fac. Spec. - NOX Rate Summer v3.1, Unit 544 and retrofits | 487 | 1797 | Rate Constraint in lbs/MMBtu | FALSE | L | Annual | Rate | lb/MWh | 0.38279 | 0.38279 | 0.38279 | 0.38279 | 0.38279 | 0.38279 | 0.38279
IL Fac. Spec. - NOX Rate Summer v3.1, Unit 544 and retrofits | 487 | 1797 | Rate Constraint in lbs/MMBtu | FALSE | L | Annual | Constraint Shadow Price | US2011$/Ton | 0 | 0 | 0 | 0 | 0 | 0 | 0
IL Fac. Spec. - NOX Rate Summer v3.1, Unit 545 and retrofits | 488 | 1797 | Rate Constraint in lbs/MMBtu | FALSE | L | Annual | Seasons Included | Seasons | Summer | Summer | Summer | Summer | Summer | Summer | Summer
IL Fac. Spec. - NOX Rate Summer v3.1, Unit 545 and retrofits | 488 | 1797 | Rate Constraint in lbs/MMBtu | FALSE | L | Annual | Standard NOX | lb/MMBtu | 0.25 | 0.25 | 0.25 | 0.25 | 0.25 | 0.25 | 0.25
IL Fac. Spec. - NOX Rate Summer v3.1, Unit 545 and retrofits | 488 | 1797 | Rate Constraint in lbs/MMBtu | FALSE | L | Annual | Emissions at Affected Plants NOX | Thousand Tons | 0.0011759 | 0.0011759 | 0.0011759 | 0.0011759 | 0.0059775 | 0.0059775 | 0.0059775
IL Fac. Spec. - NOX Rate Summer v3.1, Unit 545 and retrofits | 488 | 1797 | Rate Constraint in lbs/MMBtu | FALSE | L | Annual | Allowances Purchased NOX | Thousand Tons | 0 | 0 | 0 | 0 | 0 | 0 | 0
IL Fac. Spec. - NOX Rate Summer v3.1, Unit 545 and retrofits | 488 | 1797 | Rate Constraint in lbs/MMBtu | FALSE | L | Annual | Allowances Sold NOX | Thousand Tons | 0 | 0 | 0 | 0 | 0 | 0 | 0
IL Fac. Spec. - NOX Rate Summer v3.1, Unit 545 and retrofits | 488 | 1797 | Rate Constraint in lbs/MMBtu | FALSE | L | Annual | Allowances Banked | Thousand Tons | 0 | 0 | 0 | 0 | 0 | 0 | 0
IL Fac. Spec. - NOX Rate Summer v3.1, Unit 545 and retrofits | 488 | 1797 | Rate Constraint in lbs/MMBtu | FALSE | L | Annual | Allowances Withdrawn (1:1) | Thousand Tons | 0 | 0 | 0 | 0 | 0 | 0 | 0
IL Fac. Spec. - NOX Rate Summer v3.1, Unit 545 and retrofits | 488 | 1797 | Rate Constraint in lbs/MMBtu | FALSE | L | Annual | Allowances Withdrawn (n:1) | Thousand Tons | 0 | 0 | 0 | 0 | 0 | 0 | 0
IL Fac. Spec. - NOX Rate Summer v3.1, Unit 545 and retrofits | 488 | 1797 | Rate Constraint in lbs/MMBtu | FALSE | L | Annual | Net Emissions Allowance Position | Thousand Tons | 0.0011759 | 0.0011759 | 0.0011759 | 0.0011759 | 0.0059775 | 0.0059775 | 0.0059775
IL Fac. Spec. - NOX Rate Summer v3.1, Unit 545 and retrofits | 488 | 1797 | Rate Constraint in lbs/MMBtu | FALSE | L | Annual | Fuel Consumed | TBtu | 0.05774 | 0.05774 | 0.05774 | 0.05774 | 0.29351 | 0.29351 | 0.29351
IL Fac. Spec. - NOX Rate Summer v3.1, Unit 545 and retrofits | 488 | 1797 | Rate Constraint in lbs/MMBtu | FALSE | L | Annual | Rate | lb/MMBtu | 0.040731 | 0.040731 | 0.040731 | 0.040731 | 0.040731 | 0.040731 | 0.040731
IL Fac. Spec. - NOX Rate Summer v3.1, Unit 545 and retrofits | 488 | 1797 | Rate Constraint in lbs/MMBtu | FALSE | L | Annual | Generation | TWh | 0.0050672 | 0.0050672 | 0.0050672 | 0.0050672 | 0.025758 | 0.025758 | 0.025758
IL Fac. Spec. - NOX Rate Summer v3.1, Unit 545 and retrofits | 488 | 1797 | Rate Constraint in lbs/MMBtu | FALSE | L | Annual | Qualifying Generation | TWh | 0.0050672 | 0.0050672 | 0.0050672 | 0.0050672 | 0.025758 | 0.025758 | 0.025758
IL Fac. Spec. - NOX Rate Summer v3.1, Unit 545 and retrofits | 488 | 1797 | Rate Constraint in lbs/MMBtu | FALSE | L | Annual | Rate | lb/MWh | 0.46413 | 0.46413 | 0.46413 | 0.46413 | 0.46413 | 0.46413 | 0.46413
IL Fac. Spec. - NOX Rate Summer v3.1, Unit 545 and retrofits | 488 | 1797 | Rate Constraint in lbs/MMBtu | FALSE | L | Annual | Constraint Shadow Price | US2011$/Ton | 0 | 0 | 0 | 0 | 0 | 0 | 0
IL Fac. Spec. - NOX Rate Summer v3.1, Unit 546 and retrofits | 489 | 1797 | Rate Constraint in lbs/MMBtu | FALSE | L | Annual | Seasons Included | Seasons | Summer | Summer | Summer | Summer | Summer | Summer | Summer
IL Fac. Spec. - NOX Rate Summer v3.1, Unit 546 and retrofits | 489 | 1797 | Rate Constraint in lbs/MMBtu | FALSE | L | Annual | Standard NOX | lb/MMBtu | 0.25 | 0.25 | 0.25 | 0.25 | 0.25 | 0.25 | 0.25
IL Fac. Spec. - NOX Rate Summer v3.1, Unit 546 and retrofits | 489 | 1797 | Rate Constraint in lbs/MMBtu | FALSE | L | Annual | Emissions at Affected Plants NOX | Thousand Tons | 0.00093023 | 0.00093023 | 0.00093023 | 0.00093023 | 0.0047287 | 0.0047287 | 0.0047287
IL Fac. Spec. - NOX Rate Summer v3.1, Unit 546 and retrofits | 489 | 1797 | Rate Constraint in lbs/MMBtu | FALSE | L | Annual | Allowances Purchased NOX | Thousand Tons | 0 | 0 | 0 | 0 | 0 | 0 | 0
IL Fac. Spec. - NOX Rate Summer v3.1, Unit 546 and retrofits | 489 | 1797 | Rate Constraint in lbs/MMBtu | FALSE | L | Annual | Allowances Sold NOX | Thousand Tons | 0 | 0 | 0 | 0 | 0 | 0 | 0
IL Fac. Spec. - NOX Rate Summer v3.1, Unit 546 and retrofits | 489 | 1797 | Rate Constraint in lbs/MMBtu | FALSE | L | Annual | Allowances Banked | Thousand Tons | 0 | 0 | 0 | 0 | 0 | 0 | 0
IL Fac. Spec. - NOX Rate Summer v3.1, Unit 546 and retrofits | 489 | 1797 | Rate Constraint in lbs/MMBtu | FALSE | L | Annual | Allowances Withdrawn (1:1) | Thousand Tons | 0 | 0 | 0 | 0 | 0 | 0 | 0
IL Fac. Spec. - NOX Rate Summer v3.1, Unit 546 and retrofits | 489 | 1797 | Rate Constraint in lbs/MMBtu | FALSE | L | Annual | Allowances Withdrawn (n:1) | Thousand Tons | 0 | 0 | 0 | 0 | 0 | 0 | 0
IL Fac. Spec. - NOX Rate Summer v3.1, Unit 546 and retrofits | 489 | 1797 | Rate Constraint in lbs/MMBtu | FALSE | L | Annual | Net Emissions Allowance Position | Thousand Tons | 0.00093023 | 0.00093023 | 0.00093023 | 0.00093023 | 0.0047287 | 0.0047287 | 0.0047287
IL Fac. Spec. - NOX Rate Summer v3.1, Unit 546 and retrofits | 489 | 1797 | Rate Constraint in lbs/MMBtu | FALSE | L | Annual | Fuel Consumed | TBtu | 0.05774 | 0.05774 | 0.05774 | 0.05774 | 0.29351 | 0.29351 | 0.29351
IL Fac. Spec. - NOX Rate Summer v3.1, Unit 546 and retrofits | 489 | 1797 | Rate Constraint in lbs/MMBtu | FALSE | L | Annual | Rate | lb/MMBtu | 0.032221 | 0.032221 | 0.032221 | 0.032221 | 0.032221 | 0.032221 | 0.032221
IL Fac. Spec. - NOX Rate Summer v3.1, Unit 546 and retrofits | 489 | 1797 | Rate Constraint in lbs/MMBtu | FALSE | L | Annual | Generation | TWh | 0.0050672 | 0.0050672 | 0.0050672 | 0.0050672 | 0.025758 | 0.025758 | 0.025758
IL Fac. Spec. - NOX Rate Summer v3.1, Unit 546 and retrofits | 489 | 1797 | Rate Constraint in lbs/MMBtu | FALSE | L | Annual | Qualifying Generation | TWh | 0.0050672 | 0.0050672 | 0.0050672 | 0.0050672 | 0.025758 | 0.025758 | 0.025758
IL Fac. Spec. - NOX Rate Summer v3.1, Unit 546 and retrofits | 489 | 1797 | Rate Constraint in lbs/MMBtu | FALSE | L | Annual | Rate | lb/MWh | 0.36716 | 0.36716 | 0.36716 | 0.36716 | 0.36716 | 0.36716 | 0.36716
IL Fac. Spec. - NOX Rate Summer v3.1, Unit 546 and retrofits | 489 | 1797 | Rate Constraint in lbs/MMBtu | FALSE | L | Annual | Constraint Shadow Price | US2011$/Ton | 0 | 0 | 0 | 0 | 0 | 0 | 0
IL Fac. Spec. - NOX Rate Summer v3.1, Unit 547 and retrofits | 490 | 1797 | Rate Constraint in lbs/MMBtu | FALSE | L | Annual | Seasons Included | Seasons | Summer | Summer | Summer | Summer | Summer | Summer | Summer
IL Fac. Spec. - NOX Rate Summer v3.1, Unit 547 and retrofits | 490 | 1797 | Rate Constraint in lbs/MMBtu | FALSE | L | Annual | Standard NOX | lb/MMBtu | 0.25 | 0.25 | 0.25 | 0.25 | 0.25 | 0.25 | 0.25
IL Fac. Spec. - NOX Rate Summer v3.1, Unit 547 and retrofits | 490 | 1797 | Rate Constraint in lbs/MMBtu | FALSE | L | Annual | Emissions at Affected Plants NOX | Thousand Tons | 0 | 0 | 0 | 0.00074402 | 0.00074402 | 0 | 0
IL Fac. Spec. - NOX Rate Summer v3.1, Unit 547 and retrofits | 490 | 1797 | Rate Constraint in lbs/MMBtu | FALSE | L | Annual | Allowances Purchased NOX | Thousand Tons | 0 | 0 | 0 | 0 | 0 | 0 | 0
IL Fac. Spec. - NOX Rate Summer v3.1, Unit 547 and retrofits | 490 | 1797 | Rate Constraint in lbs/MMBtu | FALSE | L | Annual | Allowances Sold NOX | Thousand Tons | 0 | 0 | 0 | 0 | 0 | 0 | 0
IL Fac. Spec. - NOX Rate Summer v3.1, Unit 547 and retrofits | 490 | 1797 | Rate Constraint in lbs/MMBtu | FALSE | L | Annual | Allowances Banked | Thousand Tons | 0 | 0 | 0 | 0 | 0 | 0 | 0
IL Fac. Spec. - NOX Rate Summer v3.1, Unit 547 and retrofits | 490 | 1797 | Rate Constraint in lbs/MMBtu | FALSE | L | Annual | Allowances Withdrawn (1:1) | Thousand Tons | 0 | 0 | 0 | 0 | 0 | 0 | 0
IL Fac. Spec. - NOX Rate Summer v3.1, Unit 547 and retrofits | 490 | 1797 | Rate Constraint in lbs/MMBtu | FALSE | L | Annual | Allowances Withdrawn (n:1) | Thousand Tons | 0 | 0 | 0 | 0 | 0 | 0 | 0
IL Fac. Spec. - NOX Rate Summer v3.1, Unit 547 and retrofits | 490 | 1797 | Rate Constraint in lbs/MMBtu | FALSE | L | Annual | Net Emissions Allowance Position | Thousand Tons | 0 | 0 | 0 | 0.00074402 | 0.00074402 | 0 | 0
IL Fac. Spec. - NOX Rate Summer v3.1, Unit 547 and retrofits | 490 | 1797 | Rate Constraint in lbs/MMBtu | FALSE | L | Annual | Fuel Consumed | TBtu | 0 | 0 | 0 | 0.018647 | 0.018647 | 0 | 0
IL Fac. Spec. - NOX Rate Summer v3.1, Unit 547 and retrofits | 490 | 1797 | Rate Constraint in lbs/MMBtu | FALSE | L | Annual | Rate | lb/MMBtu | 0 | 0 | 0 | 0.079802 | 0.079802 | 0 | 0
IL Fac. Spec. - NOX Rate Summer v3.1, Unit 547 and retrofits | 490 | 1797 | Rate Constraint in lbs/MMBtu | FALSE | L | Annual | Generation | TWh | 0 | 0 | 0 | 0.0014575 | 0.0014575 | 0 | 0
IL Fac. Spec. - NOX Rate Summer v3.1, Unit 547 and retrofits | 490 | 1797 | Rate Constraint in lbs/MMBtu | FALSE | L | Annual | Qualifying Generation | TWh | 0 | 0 | 0 | 0.0014575 | 0.0014575 | 0 | 0
IL Fac. Spec. - NOX Rate Summer v3.1, Unit 547 and retrofits | 490 | 1797 | Rate Constraint in lbs/MMBtu | FALSE | L | Annual | Rate | lb/MWh | 0 | 0 | 0 | 1.021 | 1.021 | 0 | 0
IL Fac. Spec. - NOX Rate Summer v3.1, Unit 547 and retrofits | 490 | 1797 | Rate Constraint in lbs/MMBtu | FALSE | L | Annual | Constraint Shadow Price | US2011$/Ton | 0 | 0 | 0 | 0 | 0 | 0 | 0
IL Fac. Spec. - NOX Rate Summer v3.1, Unit 548 and retrofits | 491 | 1797 | Rate Constraint in lbs/MMBtu | FALSE | L | Annual | Seasons Included | Seasons | Summer | Summer | Summer | Summer | Summer | Summer | Summer
IL Fac. Spec. - NOX Rate Summer v3.1, Unit 548 and retrofits | 491 | 1797 | Rate Constraint in lbs/MMBtu | FALSE | L | Annual | Standard NOX | lb/MMBtu | 0.25 | 0.25 | 0.25 | 0.25 | 0.25 | 0.25 | 0.25
IL Fac. Spec. - NOX Rate Summer v3.1, Unit 548 and retrofits | 491 | 1797 | Rate Constraint in lbs/MMBtu | FALSE | L | Annual | Emissions at Affected Plants NOX | Thousand Tons | 0.0030227 | 0.00059463 | 0.0030227 | 0.0030227 | 0.0030227 | 0.0030227 | 0.0030227
IL Fac. Spec. - NOX Rate Summer v3.1, Unit 548 and retrofits | 491 | 1797 | Rate Constraint in lbs/MMBtu | FALSE | L | Annual | Allowances Purchased NOX | Thousand Tons | 0 | 0 | 0 | 0 | 0 | 0 | 0
IL Fac. Spec. - NOX Rate Summer v3.1, Unit 548 and retrofits | 491 | 1797 | Rate Constraint in lbs/MMBtu | FALSE | L | Annual | Allowances Sold NOX | Thousand Tons | 0 | 0 | 0 | 0 | 0 | 0 | 0
IL Fac. Spec. - NOX Rate Summer v3.1, Unit 548 and retrofits | 491 | 1797 | Rate Constraint in lbs/MMBtu | FALSE | L | Annual | Allowances Banked | Thousand Tons | 0 | 0 | 0 | 0 | 0 | 0 | 0
IL Fac. Spec. - NOX Rate Summer v3.1, Unit 548 and retrofits | 491 | 1797 | Rate Constraint in lbs/MMBtu | FALSE | L | Annual | Allowances Withdrawn (1:1) | Thousand Tons | 0 | 0 | 0 | 0 | 0 | 0 | 0
IL Fac. Spec. - NOX Rate Summer v3.1, Unit 548 and retrofits | 491 | 1797 | Rate Constraint in lbs/MMBtu | FALSE | L | Annual | Allowances Withdrawn (n:1) | Thousand Tons | 0 | 0 | 0 | 0 | 0 | 0 | 0
IL Fac. Spec. - NOX Rate Summer v3.1, Unit 548 and retrofits | 491 | 1797 | Rate Constraint in lbs/MMBtu | FALSE | L | Annual | Net Emissions Allowance Position | Thousand Tons | 0.0030227 | 0.00059463 | 0.0030227 | 0.0030227 | 0.0030227 | 0.0030227 | 0.0030227
IL Fac. Spec. - NOX Rate Summer v3.1, Unit 548 and retrofits | 491 | 1797 | Rate Constraint in lbs/MMBtu | FALSE | L | Annual | Fuel Consumed | TBtu | 0.079608 | 0.015661 | 0.079608 | 0.079608 | 0.079608 | 0.079608 | 0.079608
IL Fac. Spec. - NOX Rate Summer v3.1, Unit 548 and retrofits | 491 | 1797 | Rate Constraint in lbs/MMBtu | FALSE | L | Annual | Rate | lb/MMBtu | 0.07594 | 0.07594 | 0.07594 | 0.07594 | 0.07594 | 0.07594 | 0.07594
IL Fac. Spec. - NOX Rate Summer v3.1, Unit 548 and retrofits | 491 | 1797 | Rate Constraint in lbs/MMBtu | FALSE | L | Annual | Generation | TWh | 0.0074088 | 0.0014575 | 0.0074088 | 0.0074088 | 0.0074088 | 0.0074088 | 0.0074088
IL Fac. Spec. - NOX Rate Summer v3.1, Unit 548 and retrofits | 491 | 1797 | Rate Constraint in lbs/MMBtu | FALSE | L | Annual | Qualifying Generation | TWh | 0.0074088 | 0.0014575 | 0.0074088 | 0.0074088 | 0.0074088 | 0.0074088 | 0.0074088
IL Fac. Spec. - NOX Rate Summer v3.1, Unit 548 and retrofits | 491 | 1797 | Rate Constraint in lbs/MMBtu | FALSE | L | Annual | Rate | lb/MWh | 0.81598 | 0.81598 | 0.81598 | 0.81598 | 0.81598 | 0.81598 | 0.81598
IL Fac. Spec. - NOX Rate Summer v3.1, Unit 548 and retrofits | 491 | 1797 | Rate Constraint in lbs/MMBtu | FALSE | L | Annual | Constraint Shadow Price | US2011$/Ton | 0 | 0 | 0 | 0 | 0 | 0 | 0
IL Fac. Spec. - NOX Rate Summer v3.1, Unit 549 and retrofits | 492 | 1797 | Rate Constraint in lbs/MMBtu | FALSE | L | Annual | Seasons Included | Seasons | Summer | Summer | Summer | Summer | Summer | Summer | Summer
IL Fac. Spec. - NOX Rate Summer v3.1, Unit 549 and retrofits | 492 | 1797 | Rate Constraint in lbs/MMBtu | FALSE | L | Annual | Standard NOX | lb/MMBtu | 0.25 | 0.25 | 0.25 | 0.25 | 0.25 | 0.25 | 0.25
IL Fac. Spec. - NOX Rate Summer v3.1, Unit 549 and retrofits | 492 | 1797 | Rate Constraint in lbs/MMBtu | FALSE | L | Annual | Emissions at Affected Plants NOX | Thousand Tons | 0.0032171 | 0.00063287 | 0.0032171 | 0.0032171 | 0.0032171 | 0.0032171 | 0.0032171
IL Fac. Spec. - NOX Rate Summer v3.1, Unit 549 and retrofits | 492 | 1797 | Rate Constraint in lbs/MMBtu | FALSE | L | Annual | Allowances Purchased NOX | Thousand Tons | 0 | 0 | 0 | 0 | 0 | 0 | 0
IL Fac. Spec. - NOX Rate Summer v3.1, Unit 549 and retrofits | 492 | 1797 | Rate Constraint in lbs/MMBtu | FALSE | L | Annual | Allowances Sold NOX | Thousand Tons | 0 | 0 | 0 | 0 | 0 | 0 | 0
IL Fac. Spec. - NOX Rate Summer v3.1, Unit 549 and retrofits | 492 | 1797 | Rate Constraint in lbs/MMBtu | FALSE | L | Annual | Allowances Banked | Thousand Tons | 0 | 0 | 0 | 0 | 0 | 0 | 0
IL Fac. Spec. - NOX Rate Summer v3.1, Unit 549 and retrofits | 492 | 1797 | Rate Constraint in lbs/MMBtu | FALSE | L | Annual | Allowances Withdrawn (1:1) | Thousand Tons | 0 | 0 | 0 | 0 | 0 | 0 | 0
IL Fac. Spec. - NOX Rate Summer v3.1, Unit 549 and retrofits | 492 | 1797 | Rate Constraint in lbs/MMBtu | FALSE | L | Annual | Allowances Withdrawn (n:1) | Thousand Tons | 0 | 0 | 0 | 0 | 0 | 0 | 0
IL Fac. Spec. - NOX Rate Summer v3.1, Unit 549 and retrofits | 492 | 1797 | Rate Constraint in lbs/MMBtu | FALSE | L | Annual | Net Emissions Allowance Position | Thousand Tons | 0.0032171 | 0.00063287 | 0.0032171 | 0.0032171 | 0.0032171 | 0.0032171 | 0.0032171
IL Fac. Spec. - NOX Rate Summer v3.1, Unit 549 and retrofits | 492 | 1797 | Rate Constraint in lbs/MMBtu | FALSE | L | Annual | Fuel Consumed | TBtu | 0.079608 | 0.015661 | 0.079608 | 0.079608 | 0.079608 | 0.079608 | 0.079608
IL Fac. Spec. - NOX Rate Summer v3.1, Unit 549 and retrofits | 492 | 1797 | Rate Constraint in lbs/MMBtu | FALSE | L | Annual | Rate | lb/MMBtu | 0.080824 | 0.080824 | 0.080824 | 0.080824 | 0.080824 | 0.080824 | 0.080824
IL Fac. Spec. - NOX Rate Summer v3.1, Unit 549 and retrofits | 492 | 1797 | Rate Constraint in lbs/MMBtu | FALSE | L | Annual | Generation | TWh | 0.0074088 | 0.0014575 | 0.0074088 | 0.0074088 | 0.0074088 | 0.0074088 | 0.0074088
IL Fac. Spec. - NOX Rate Summer v3.1, Unit 549 and retrofits | 492 | 1797 | Rate Constraint in lbs/MMBtu | FALSE | L | Annual | Qualifying Generation | TWh | 0.0074088 | 0.0014575 | 0.0074088 | 0.0074088 | 0.0074088 | 0.0074088 | 0.0074088
IL Fac. Spec. - NOX Rate Summer v3.1, Unit 549 and retrofits | 492 | 1797 | Rate Constraint in lbs/MMBtu | FALSE | L | Annual | Rate | lb/MWh | 0.86845 | 0.86845 | 0.86845 | 0.86845 | 0.86845 | 0.86845 | 0.86845
IL Fac. Spec. - NOX Rate Summer v3.1, Unit 549 and retrofits | 492 | 1797 | Rate Constraint in lbs/MMBtu | FALSE | L | Annual | Constraint Shadow Price | US2011$/Ton | 0 | 0 | 0 | 0 | 0 | 0 | 0
IL Fac. Spec. - NOX Rate Summer v3.1, Unit 550 and retrofits | 493 | 1797 | Rate Constraint in lbs/MMBtu | FALSE | L | Annual | Seasons Included | Seasons | Summer | Summer | Summer | Summer | Summer | Summer | Summer
IL Fac. Spec. - NOX Rate Summer v3.1, Unit 550 and retrofits | 493 | 1797 | Rate Constraint in lbs/MMBtu | FALSE | L | Annual | Standard NOX | lb/MMBtu | 0.25 | 0.25 | 0.25 | 0.25 | 0.25 | 0.25 | 0.25
IL Fac. Spec. - NOX Rate Summer v3.1, Unit 550 and retrofits | 493 | 1797 | Rate Constraint in lbs/MMBtu | FALSE | L | Annual | Emissions at Affected Plants NOX | Thousand Tons | 0.0032299 | 0.0006354 | 0.0032299 | 0.0032299 | 0.0032299 | 0.0032299 | 0.0032299
IL Fac. Spec. - NOX Rate Summer v3.1, Unit 550 and retrofits | 493 | 1797 | Rate Constraint in lbs/MMBtu | FALSE | L | Annual | Allowances Purchased NOX | Thousand Tons | 0 | 0 | 0 | 0 | 0 | 0 | 0
IL Fac. Spec. - NOX Rate Summer v3.1, Unit 550 and retrofits | 493 | 1797 | Rate Constraint in lbs/MMBtu | FALSE | L | Annual | Allowances Sold NOX | Thousand Tons | 0 | 0 | 0 | 0 | 0 | 0 | 0
IL Fac. Spec. - NOX Rate Summer v3.1, Unit 550 and retrofits | 493 | 1797 | Rate Constraint in lbs/MMBtu | FALSE | L | Annual | Allowances Banked | Thousand Tons | 0 | 0 | 0 | 0 | 0 | 0 | 0
IL Fac. Spec. - NOX Rate Summer v3.1, Unit 550 and retrofits | 493 | 1797 | Rate Constraint in lbs/MMBtu | FALSE | L | Annual | Allowances Withdrawn (1:1) | Thousand Tons | 0 | 0 | 0 | 0 | 0 | 0 | 0
IL Fac. Spec. - NOX Rate Summer v3.1, Unit 550 and retrofits | 493 | 1797 | Rate Constraint in lbs/MMBtu | FALSE | L | Annual | Allowances Withdrawn (n:1) | Thousand Tons | 0 | 0 | 0 | 0 | 0 | 0 | 0
IL Fac. Spec. - NOX Rate Summer v3.1, Unit 550 and retrofits | 493 | 1797 | Rate Constraint in lbs/MMBtu | FALSE | L | Annual | Net Emissions Allowance Position | Thousand Tons | 0.0032299 | 0.0006354 | 0.0032299 | 0.0032299 | 0.0032299 | 0.0032299 | 0.0032299
IL Fac. Spec. - NOX Rate Summer v3.1, Unit 550 and retrofits | 493 | 1797 | Rate Constraint in lbs/MMBtu | FALSE | L | Annual | Fuel Consumed | TBtu | 0.079608 | 0.015661 | 0.079608 | 0.079608 | 0.079608 | 0.079608 | 0.079608
IL Fac. Spec. - NOX Rate Summer v3.1, Unit 550 and retrofits | 493 | 1797 | Rate Constraint in lbs/MMBtu | FALSE | L | Annual | Rate | lb/MMBtu | 0.081147 | 0.081147 | 0.081147 | 0.081147 | 0.081147 | 0.081147 | 0.081147
IL Fac. Spec. - NOX Rate Summer v3.1, Unit 550 and retrofits | 493 | 1797 | Rate Constraint in lbs/MMBtu | FALSE | L | Annual | Generation | TWh | 0.0074088 | 0.0014575 | 0.0074088 | 0.0074088 | 0.0074088 | 0.0074088 | 0.0074088
IL Fac. Spec. - NOX Rate Summer v3.1, Unit 550 and retrofits | 493 | 1797 | Rate Constraint in lbs/MMBtu | FALSE | L | Annual | Qualifying Generation | TWh | 0.0074088 | 0.0014575 | 0.0074088 | 0.0074088 | 0.0074088 | 0.0074088 | 0.0074088
IL Fac. Spec. - NOX Rate Summer v3.1, Unit 550 and retrofits | 493 | 1797 | Rate Constraint in lbs/MMBtu | FALSE | L | Annual | Rate | lb/MWh | 0.87192 | 0.87192 | 0.87192 | 0.87192 | 0.87192 | 0.87192 | 0.87192
IL Fac. Spec. - NOX Rate Summer v3.1, Unit 550 and retrofits | 493 | 1797 | Rate Constraint in lbs/MMBtu | FALSE | L | Annual | Constraint Shadow Price | US2011$/Ton | 0 | 0 | 0 | 0 | 0 | 0 | 0
IL Fac. Spec. - NOX Rate Summer v3.1, Unit 551 and retrofits | 494 | 1797 | Rate Constraint in lbs/MMBtu | FALSE | L | Annual | Seasons Included | Seasons | Summer | Summer | Summer | Summer | Summer | Summer | Summer
IL Fac. Spec. - NOX Rate Summer v3.1, Unit 551 and retrofits | 494 | 1797 | Rate Constraint in lbs/MMBtu | FALSE | L | Annual | Standard NOX | lb/MMBtu | 0.25 | 0.25 | 0.25 | 0.25 | 0.25 | 0.25 | 0.25
IL Fac. Spec. - NOX Rate Summer v3.1, Unit 551 and retrofits | 494 | 1797 | Rate Constraint in lbs/MMBtu | FALSE | L | Annual | Emissions at Affected Plants NOX | Thousand Tons | 0.0032402 | 0.00063741 | 0.0032402 | 0.0032402 | 0.0097383 | 0.0032402 | 0.0032402
IL Fac. Spec. - NOX Rate Summer v3.1, Unit 551 and retrofits | 494 | 1797 | Rate Constraint in lbs/MMBtu | FALSE | L | Annual | Allowances Purchased NOX | Thousand Tons | 0 | 0 | 0 | 0 | 0 | 0 | 0
IL Fac. Spec. - NOX Rate Summer v3.1, Unit 551 and retrofits | 494 | 1797 | Rate Constraint in lbs/MMBtu | FALSE | L | Annual | Allowances Sold NOX | Thousand Tons | 0 | 0 | 0 | 0 | 0 | 0 | 0
IL Fac. Spec. - NOX Rate Summer v3.1, Unit 551 and retrofits | 494 | 1797 | Rate Constraint in lbs/MMBtu | FALSE | L | Annual | Allowances Banked | Thousand Tons | 0 | 0 | 0 | 0 | 0 | 0 | 0
IL Fac. Spec. - NOX Rate Summer v3.1, Unit 551 and retrofits | 494 | 1797 | Rate Constraint in lbs/MMBtu | FALSE | L | Annual | Allowances Withdrawn (1:1) | Thousand Tons | 0 | 0 | 0 | 0 | 0 | 0 | 0
IL Fac. Spec. - NOX Rate Summer v3.1, Unit 551 and retrofits | 494 | 1797 | Rate Constraint in lbs/MMBtu | FALSE | L | Annual | Allowances Withdrawn (n:1) | Thousand Tons | 0 | 0 | 0 | 0 | 0 | 0 | 0
IL Fac. Spec. - NOX Rate Summer v3.1, Unit 551 and retrofits | 494 | 1797 | Rate Constraint in lbs/MMBtu | FALSE | L | Annual | Net Emissions Allowance Position | Thousand Tons | 0.0032402 | 0.00063741 | 0.0032402 | 0.0032402 | 0.0097383 | 0.0032402 | 0.0032402
IL Fac. Spec. - NOX Rate Summer v3.1, Unit 551 and retrofits | 494 | 1797 | Rate Constraint in lbs/MMBtu | FALSE | L | Annual | Fuel Consumed | TBtu | 0.079608 | 0.015661 | 0.079608 | 0.079608 | 0.23926 | 0.079608 | 0.079608
IL Fac. Spec. - NOX Rate Summer v3.1, Unit 551 and retrofits | 494 | 1797 | Rate Constraint in lbs/MMBtu | FALSE | L | Annual | Rate | lb/MMBtu | 0.081404 | 0.081404 | 0.081404 | 0.081404 | 0.081404 | 0.081404 | 0.081404
IL Fac. Spec. - NOX Rate Summer v3.1, Unit 551 and retrofits | 494 | 1797 | Rate Constraint in lbs/MMBtu | FALSE | L | Annual | Generation | TWh | 0.0074088 | 0.0014575 | 0.0074088 | 0.0074088 | 0.022267 | 0.0074088 | 0.0074088
IL Fac. Spec. - NOX Rate Summer v3.1, Unit 551 and retrofits | 494 | 1797 | Rate Constraint in lbs/MMBtu | FALSE | L | Annual | Qualifying Generation | TWh | 0.0074088 | 0.0014575 | 0.0074088 | 0.0074088 | 0.022267 | 0.0074088 | 0.0074088
IL Fac. Spec. - NOX Rate Summer v3.1, Unit 551 and retrofits | 494 | 1797 | Rate Constraint in lbs/MMBtu | FALSE | L | Annual | Rate | lb/MWh | 0.87468 | 0.87468 | 0.87468 | 0.87468 | 0.87468 | 0.87468 | 0.87468
IL Fac. Spec. - NOX Rate Summer v3.1, Unit 551 and retrofits | 494 | 1797 | Rate Constraint in lbs/MMBtu | FALSE | L | Annual | Constraint Shadow Price | US2011$/Ton | 0 | 0 | 0 | 0 | 0 | 0 | 0
IL Fac. Spec. - NOX Rate Summer v3.1, Unit 552 and retrofits | 495 | 1797 | Rate Constraint in lbs/MMBtu | FALSE | L | Annual | Seasons Included | Seasons | Summer | Summer | Summer | Summer | Summer | Summer | Summer
IL Fac. Spec. - NOX Rate Summer v3.1, Unit 552 and retrofits | 495 | 1797 | Rate Constraint in lbs/MMBtu | FALSE | L | Annual | Standard NOX | lb/MMBtu | 0.25 | 0.25 | 0.25 | 0.25 | 0.25 | 0.25 | 0.25
IL Fac. Spec. - NOX Rate Summer v3.1, Unit 552 and retrofits | 495 | 1797 | Rate Constraint in lbs/MMBtu | FALSE | L | Annual | Emissions at Affected Plants NOX | Thousand Tons | 0 | 0 | 0.0011769 | 0.0011769 | 0.0011769 | 0 | 0
IL Fac. Spec. - NOX Rate Summer v3.1, Unit 552 and retrofits | 495 | 1797 | Rate Constraint in lbs/MMBtu | FALSE | L | Annual | Allowances Purchased NOX | Thousand Tons | 0 | 0 | 0 | 0 | 0 | 0 | 0
IL Fac. Spec. - NOX Rate Summer v3.1, Unit 552 and retrofits | 495 | 1797 | Rate Constraint in lbs/MMBtu | FALSE | L | Annual | Allowances Sold NOX | Thousand Tons | 0 | 0 | 0 | 0 | 0 | 0 | 0
IL Fac. Spec. - NOX Rate Summer v3.1, Unit 552 and retrofits | 495 | 1797 | Rate Constraint in lbs/MMBtu | FALSE | L | Annual | Allowances Banked | Thousand Tons | 0 | 0 | 0 | 0 | 0 | 0 | 0
IL Fac. Spec. - NOX Rate Summer v3.1, Unit 552 and retrofits | 495 | 1797 | Rate Constraint in lbs/MMBtu | FALSE | L | Annual | Allowances Withdrawn (1:1) | Thousand Tons | 0 | 0 | 0 | 0 | 0 | 0 | 0
IL Fac. Spec. - NOX Rate Summer v3.1, Unit 552 and retrofits | 495 | 1797 | Rate Constraint in lbs/MMBtu | FALSE | L | Annual | Allowances Withdrawn (n:1) | Thousand Tons | 0 | 0 | 0 | 0 | 0 | 0 | 0
IL Fac. Spec. - NOX Rate Summer v3.1, Unit 552 and retrofits | 495 | 1797 | Rate Constraint in lbs/MMBtu | FALSE | L | Annual | Net Emissions Allowance Position | Thousand Tons | 0 | 0 | 0.0011769 | 0.0011769 | 0.0011769 | 0 | 0
IL Fac. Spec. - NOX Rate Summer v3.1, Unit 552 and retrofits | 495 | 1797 | Rate Constraint in lbs/MMBtu | FALSE | L | Annual | Fuel Consumed | TBtu | 0 | 0 | 0.043992 | 0.043992 | 0.043992 | 0 | 0
IL Fac. Spec. - NOX Rate Summer v3.1, Unit 552 and retrofits | 495 | 1797 | Rate Constraint in lbs/MMBtu | FALSE | L | Annual | Rate | lb/MMBtu | 0 | 0 | 0.053503 | 0.053503 | 0.053503 | 0 | 0
IL Fac. Spec. - NOX Rate Summer v3.1, Unit 552 and retrofits | 495 | 1797 | Rate Constraint in lbs/MMBtu | FALSE | L | Annual | Generation | TWh | 0 | 0 | 0.0035003 | 0.0035003 | 0.0035003 | 0 | 0
IL Fac. Spec. - NOX Rate Summer v3.1, Unit 552 and retrofits | 495 | 1797 | Rate Constraint in lbs/MMBtu | FALSE | L | Annual | Qualifying Generation | TWh | 0 | 0 | 0.0035003 | 0.0035003 | 0.0035003 | 0 | 0
IL Fac. Spec. - NOX Rate Summer v3.1, Unit 552 and retrofits | 495 | 1797 | Rate Constraint in lbs/MMBtu | FALSE | L | Annual | Rate | lb/MWh | 0 | 0 | 0.67242 | 0.67242 | 0.67242 | 0 | 0
IL Fac. Spec. - NOX Rate Summer v3.1, Unit 552 and retrofits | 495 | 1797 | Rate Constraint in lbs/MMBtu | FALSE | L | Annual | Constraint Shadow Price | US2011$/Ton | 0 | 0 | 0 | 0 | 0 | 0 | 0
IL Fac. Spec. - NOX Rate Summer v3.1, Unit 553 and retrofits | 496 | 1797 | Rate Constraint in lbs/MMBtu | FALSE | L | Annual | Seasons Included | Seasons | Summer | Summer | Summer | Summer | Summer | Summer | Summer
IL Fac. Spec. - NOX Rate Summer v3.1, Unit 553 and retrofits | 496 | 1797 | Rate Constraint in lbs/MMBtu | FALSE | L | Annual | Standard NOX | lb/MMBtu | 0.25 | 0.25 | 0.25 | 0.25 | 0.25 | 0.25 | 0.25
IL Fac. Spec. - NOX Rate Summer v3.1, Unit 553 and retrofits | 496 | 1797 | Rate Constraint in lbs/MMBtu | FALSE | L | Annual | Emissions at Affected Plants NOX | Thousand Tons | 0 | 0 | 0.0023017 | 0.0023017 | 0.0023017 | 0 | 0
IL Fac. Spec. - NOX Rate Summer v3.1, Unit 553 and retrofits | 496 | 1797 | Rate Constraint in lbs/MMBtu | FALSE | L | Annual | Allowances Purchased NOX | Thousand Tons | 0 | 0 | 0 | 0 | 0 | 0 | 0
IL Fac. Spec. - NOX Rate Summer v3.1, Unit 553 and retrofits | 496 | 1797 | Rate Constraint in lbs/MMBtu | FALSE | L | Annual | Allowances Sold NOX | Thousand Tons | 0 | 0 | 0 | 0 | 0 | 0 | 0
IL Fac. Spec. - NOX Rate Summer v3.1, Unit 553 and retrofits | 496 | 1797 | Rate Constraint in lbs/MMBtu | FALSE | L | Annual | Allowances Banked | Thousand Tons | 0 | 0 | 0 | 0 | 0 | 0 | 0
IL Fac. Spec. - NOX Rate Summer v3.1, Unit 553 and retrofits | 496 | 1797 | Rate Constraint in lbs/MMBtu | FALSE | L | Annual | Allowances Withdrawn (1:1) | Thousand Tons | 0 | 0 | 0 | 0 | 0 | 0 | 0
IL Fac. Spec. - NOX Rate Summer v3.1, Unit 553 and retrofits | 496 | 1797 | Rate Constraint in lbs/MMBtu | FALSE | L | Annual | Allowances Withdrawn (n:1) | Thousand Tons | 0 | 0 | 0 | 0 | 0 | 0 | 0
IL Fac. Spec. - NOX Rate Summer v3.1, Unit 553 and retrofits | 496 | 1797 | Rate Constraint in lbs/MMBtu | FALSE | L | Annual | Net Emissions Allowance Position | Thousand Tons | 0 | 0 | 0.0023017 | 0.0023017 | 0.0023017 | 0 | 0
IL Fac. Spec. - NOX Rate Summer v3.1, Unit 553 and retrofits | 496 | 1797 | Rate Constraint in lbs/MMBtu | FALSE | L | Annual | Fuel Consumed | TBtu | 0 | 0 | 0.043992 | 0.043992 | 0.043992 | 0 | 0
IL Fac. Spec. - NOX Rate Summer v3.1, Unit 553 and retrofits | 496 | 1797 | Rate Constraint in lbs/MMBtu | FALSE | L | Annual | Rate | lb/MMBtu | 0 | 0 | 0.10464 | 0.10464 | 0.10464 | 0 | 0
IL Fac. Spec. - NOX Rate Summer v3.1, Unit 553 and retrofits | 496 | 1797 | Rate Constraint in lbs/MMBtu | FALSE | L | Annual | Generation | TWh | 0 | 0 | 0.0035003 | 0.0035003 | 0.0035003 | 0 | 0
IL Fac. Spec. - NOX Rate Summer v3.1, Unit 553 and retrofits | 496 | 1797 | Rate Constraint in lbs/MMBtu | FALSE | L | Annual | Qualifying Generation | TWh | 0 | 0 | 0.0035003 | 0.0035003 | 0.0035003 | 0 | 0
IL Fac. Spec. - NOX Rate Summer v3.1, Unit 553 and retrofits | 496 | 1797 | Rate Constraint in lbs/MMBtu | FALSE | L | Annual | Rate | lb/MWh | 0 | 0 | 1.3151 | 1.3151 | 1.3151 | 0 | 0
IL Fac. Spec. - NOX Rate Summer v3.1, Unit 553 and retrofits | 496 | 1797 | Rate Constraint in lbs/MMBtu | FALSE | L | Annual | Constraint Shadow Price | US2011$/Ton | 0 | 0 | 0 | 0 | 0 | 0 | 0
IL Fac. Spec. - NOX Rate Summer v3.1, Unit 554 and retrofits | 497 | 1797 | Rate Constraint in lbs/MMBtu | FALSE | L | Annual | Seasons Included | Seasons | Summer | Summer | Summer | Summer | Summer | Summer | Summer
IL Fac. Spec. - NOX Rate Summer v3.1, Unit 554 and retrofits | 497 | 1797 | Rate Constraint in lbs/MMBtu | FALSE | L | Annual | Standard NOX | lb/MMBtu | 0.25 | 0.25 | 0.25 | 0.25 | 0.25 | 0.25 | 0.25
IL Fac. Spec. - NOX Rate Summer v3.1, Unit 554 and retrofits | 497 | 1797 | Rate Constraint in lbs/MMBtu | FALSE | L | Annual | Emissions at Affected Plants NOX | Thousand Tons | 0 | 0 | 0.0016644 | 0.0016644 | 0.0016644 | 0 | 0
IL Fac. Spec. - NOX Rate Summer v3.1, Unit 554 and retrofits | 497 | 1797 | Rate Constraint in lbs/MMBtu | FALSE | L | Annual | Allowances Purchased NOX | Thousand Tons | 0 | 0 | 0 | 0 | 0 | 0 | 0
IL Fac. Spec. - NOX Rate Summer v3.1, Unit 554 and retrofits | 497 | 1797 | Rate Constraint in lbs/MMBtu | FALSE | L | Annual | Allowances Sold NOX | Thousand Tons | 0 | 0 | 0 | 0 | 0 | 0 | 0
IL Fac. Spec. - NOX Rate Summer v3.1, Unit 554 and retrofits | 497 | 1797 | Rate Constraint in lbs/MMBtu | FALSE | L | Annual | Allowances Banked | Thousand Tons | 0 | 0 | 0 | 0 | 0 | 0 | 0
IL Fac. Spec. - NOX Rate Summer v3.1, Unit 554 and retrofits | 497 | 1797 | Rate Constraint in lbs/MMBtu | FALSE | L | Annual | Allowances Withdrawn (1:1) | Thousand Tons | 0 | 0 | 0 | 0 | 0 | 0 | 0
IL Fac. Spec. - NOX Rate Summer v3.1, Unit 554 and retrofits | 497 | 1797 | Rate Constraint in lbs/MMBtu | FALSE | L | Annual | Allowances Withdrawn (n:1) | Thousand Tons | 0 | 0 | 0 | 0 | 0 | 0 | 0
IL Fac. Spec. - NOX Rate Summer v3.1, Unit 554 and retrofits | 497 | 1797 | Rate Constraint in lbs/MMBtu | FALSE | L | Annual | Net Emissions Allowance Position | Thousand Tons | 0 | 0 | 0.0016644 | 0.0016644 | 0.0016644 | 0 | 0
IL Fac. Spec. - NOX Rate Summer v3.1, Unit 554 and retrofits | 497 | 1797 | Rate Constraint in lbs/MMBtu | FALSE | L | Annual | Fuel Consumed | TBtu | 0 | 0 | 0.043992 | 0.043992 | 0.043992 | 0 | 0
IL Fac. Spec. - NOX Rate Summer v3.1, Unit 554 and retrofits | 497 | 1797 | Rate Constraint in lbs/MMBtu | FALSE | L | Annual | Rate | lb/MMBtu | 0 | 0 | 0.075669 | 0.075669 | 0.075669 | 0 | 0
IL Fac. Spec. - NOX Rate Summer v3.1, Unit 554 and retrofits | 497 | 1797 | Rate Constraint in lbs/MMBtu | FALSE | L | Annual | Generation | TWh | 0 | 0 | 0.0035003 | 0.0035003 | 0.0035003 | 0 | 0
IL Fac. Spec. - NOX Rate Summer v3.1, Unit 554 and retrofits | 497 | 1797 | Rate Constraint in lbs/MMBtu | FALSE | L | Annual | Qualifying Generation | TWh | 0 | 0 | 0.0035003 | 0.0035003 | 0.0035003 | 0 | 0
IL Fac. Spec. - NOX Rate Summer v3.1, Unit 554 and retrofits | 497 | 1797 | Rate Constraint in lbs/MMBtu | FALSE | L | Annual | Rate | lb/MWh | 0 | 0 | 0.95101 | 0.95101 | 0.95101 | 0 | 0
IL Fac. Spec. - NOX Rate Summer v3.1, Unit 554 and retrofits | 497 | 1797 | Rate Constraint in lbs/MMBtu | FALSE | L | Annual | Constraint Shadow Price | US2011$/Ton | 0 | 0 | 0 | 0 | 0 | 0 | 0
IL Fac. Spec. - NOX Rate Summer v3.1, Unit 555 and retrofits | 498 | 1797 | Rate Constraint in lbs/MMBtu | FALSE | L | Annual | Seasons Included | Seasons | Summer | Summer | Summer | Summer | Summer | Summer | Summer
IL Fac. Spec. - NOX Rate Summer v3.1, Unit 555 and retrofits | 498 | 1797 | Rate Constraint in lbs/MMBtu | FALSE | L | Annual | Standard NOX | lb/MMBtu | 0.25 | 0.25 | 0.25 | 0.25 | 0.25 | 0.25 | 0.25
IL Fac. Spec. - NOX Rate Summer v3.1, Unit 555 and retrofits | 498 | 1797 | Rate Constraint in lbs/MMBtu | FALSE | L | Annual | Emissions at Affected Plants NOX | Thousand Tons | 0 | 0 | 0.0011713 | 0.0011713 | 0.0011713 | 0 | 0
IL Fac. Spec. - NOX Rate Summer v3.1, Unit 555 and retrofits | 498 | 1797 | Rate Constraint in lbs/MMBtu | FALSE | L | Annual | Allowances Purchased NOX | Thousand Tons | 0 | 0 | 0 | 0 | 0 | 0 | 0
IL Fac. Spec. - NOX Rate Summer v3.1, Unit 555 and retrofits | 498 | 1797 | Rate Constraint in lbs/MMBtu | FALSE | L | Annual | Allowances Sold NOX | Thousand Tons | 0 | 0 | 0 | 0 | 0 | 0 | 0
IL Fac. Spec. - NOX Rate Summer v3.1, Unit 555 and retrofits | 498 | 1797 | Rate Constraint in lbs/MMBtu | FALSE | L | Annual | Allowances Banked | Thousand Tons | 0 | 0 | 0 | 0 | 0 | 0 | 0
IL Fac. Spec. - NOX Rate Summer v3.1, Unit 555 and retrofits | 498 | 1797 | Rate Constraint in lbs/MMBtu | FALSE | L | Annual | Allowances Withdrawn (1:1) | Thousand Tons | 0 | 0 | 0 | 0 | 0 | 0 | 0
IL Fac. Spec. - NOX Rate Summer v3.1, Unit 555 and retrofits | 498 | 1797 | Rate Constraint in lbs/MMBtu | FALSE | L | Annual | Allowances Withdrawn (n:1) | Thousand Tons | 0 | 0 | 0 | 0 | 0 | 0 | 0
IL Fac. Spec. - NOX Rate Summer v3.1, Unit 555 and retrofits | 498 | 1797 | Rate Constraint in lbs/MMBtu | FALSE | L | Annual | Net Emissions Allowance Position | Thousand Tons | 0 | 0 | 0.0011713 | 0.0011713 | 0.0011713 | 0 | 0
IL Fac. Spec. - NOX Rate Summer v3.1, Unit 555 and retrofits | 498 | 1797 | Rate Constraint in lbs/MMBtu | FALSE | L | Annual | Fuel Consumed | TBtu | 0 | 0 | 0.012997 | 0.012997 | 0.012997 | 0 | 0
IL Fac. Spec. - NOX Rate Summer v3.1, Unit 555 and retrofits | 498 | 1797 | Rate Constraint in lbs/MMBtu | FALSE | L | Annual | Rate | lb/MMBtu | 0 | 0 | 0.18024 | 0.18024 | 0.18024 | 0 | 0
IL Fac. Spec. - NOX Rate Summer v3.1, Unit 555 and retrofits | 498 | 1797 | Rate Constraint in lbs/MMBtu | FALSE | L | Annual | Generation | TWh | 0 | 0 | 0.0010364 | 0.0010364 | 0.0010364 | 0 | 0
IL Fac. Spec. - NOX Rate Summer v3.1, Unit 555 and retrofits | 498 | 1797 | Rate Constraint in lbs/MMBtu | FALSE | L | Annual | Qualifying Generation | TWh | 0 | 0 | 0.0010364 | 0.0010364 | 0.0010364 | 0 | 0
IL Fac. Spec. - NOX Rate Summer v3.1, Unit 555 and retrofits | 498 | 1797 | Rate Constraint in lbs/MMBtu | FALSE | L | Annual | Rate | lb/MWh | 0 | 0 | 2.2602 | 2.2602 | 2.2602 | 0 | 0
IL Fac. Spec. - NOX Rate Summer v3.1, Unit 555 and retrofits | 498 | 1797 | Rate Constraint in lbs/MMBtu | FALSE | L | Annual | Constraint Shadow Price | US2011$/Ton | 0 | 0 | 0 | 0 | 0 | 0 | 0
IL Fac. Spec. - NOX Rate Summer v3.1, Unit 556 and retrofits | 499 | 1797 | Rate Constraint in lbs/MMBtu | FALSE | L | Annual | Seasons Included | Seasons | Summer | Summer | Summer | Summer | Summer | Summer | Summer
IL Fac. Spec. - NOX Rate Summer v3.1, Unit 556 and retrofits | 499 | 1797 | Rate Constraint in lbs/MMBtu | FALSE | L | Annual | Standard NOX | lb/MMBtu | 0.25 | 0.25 | 0.25 | 0.25 | 0.25 | 0.25 | 0.25
IL Fac. Spec. - NOX Rate Summer v3.1, Unit 556 and retrofits | 499 | 1797 | Rate Constraint in lbs/MMBtu | FALSE | L | Annual | Emissions at Affected Plants NOX | Thousand Tons | 0.00108 | 0.00108 | 0.0054902 | 0.0054902 | 0.0054902 | 0.0054902 | 0.0054902
IL Fac. Spec. - NOX Rate Summer v3.1, Unit 556 and retrofits | 499 | 1797 | Rate Constraint in lbs/MMBtu | FALSE | L | Annual | Allowances Purchased NOX | Thousand Tons | 0 | 0 | 0 | 0 | 0 | 0 | 0
IL Fac. Spec. - NOX Rate Summer v3.1, Unit 556 and retrofits | 499 | 1797 | Rate Constraint in lbs/MMBtu | FALSE | L | Annual | Allowances Sold NOX | Thousand Tons | 0 | 0 | 0 | 0 | 0 | 0 | 0
IL Fac. Spec. - NOX Rate Summer v3.1, Unit 556 and retrofits | 499 | 1797 | Rate Constraint in lbs/MMBtu | FALSE | L | Annual | Allowances Banked | Thousand Tons | 0 | 0 | 0 | 0 | 0 | 0 | 0
IL Fac. Spec. - NOX Rate Summer v3.1, Unit 556 and retrofits | 499 | 1797 | Rate Constraint in lbs/MMBtu | FALSE | L | Annual | Allowances Withdrawn (1:1) | Thousand Tons | 0 | 0 | 0 | 0 | 0 | 0 | 0
IL Fac. Spec. - NOX Rate Summer v3.1, Unit 556 and retrofits | 499 | 1797 | Rate Constraint in lbs/MMBtu | FALSE | L | Annual | Allowances Withdrawn (n:1) | Thousand Tons | 0 | 0 | 0 | 0 | 0 | 0 | 0
IL Fac. Spec. - NOX Rate Summer v3.1, Unit 556 and retrofits | 499 | 1797 | Rate Constraint in lbs/MMBtu | FALSE | L | Annual | Net Emissions Allowance Position | Thousand Tons | 0.00108 | 0.00108 | 0.0054902 | 0.0054902 | 0.0054902 | 0.0054902 | 0.0054902
IL Fac. Spec. - NOX Rate Summer v3.1, Unit 556 and retrofits | 499 | 1797 | Rate Constraint in lbs/MMBtu | FALSE | L | Annual | Fuel Consumed | TBtu | 0.05441 | 0.05441 | 0.27659 | 0.27659 | 0.27659 | 0.27659 | 0.27659
IL Fac. Spec. - NOX Rate Summer v3.1, Unit 556 and retrofits | 499 | 1797 | Rate Constraint in lbs/MMBtu | FALSE | L | Annual | Rate | lb/MMBtu | 0.0397 | 0.0397 | 0.0397 | 0.0397 | 0.0397 | 0.0397 | 0.0397
IL Fac. Spec. - NOX Rate Summer v3.1, Unit 556 and retrofits | 499 | 1797 | Rate Constraint in lbs/MMBtu | FALSE | L | Annual | Generation | TWh | 0.0050005 | 0.0050005 | 0.025419 | 0.025419 | 0.025419 | 0.025419 | 0.025419
IL Fac. Spec. - NOX Rate Summer v3.1, Unit 556 and retrofits | 499 | 1797 | Rate Constraint in lbs/MMBtu | FALSE | L | Annual | Qualifying Generation | TWh | 0.0050005 | 0.0050005 | 0.025419 | 0.025419 | 0.025419 | 0.025419 | 0.025419
IL Fac. Spec. - NOX Rate Summer v3.1, Unit 556 and retrofits | 499 | 1797 | Rate Constraint in lbs/MMBtu | FALSE | L | Annual | Rate | lb/MWh | 0.43198 | 0.43198 | 0.43198 | 0.43198 | 0.43198 | 0.43198 | 0.43198
IL Fac. Spec. - NOX Rate Summer v3.1, Unit 556 and retrofits | 499 | 1797 | Rate Constraint in lbs/MMBtu | FALSE | L | Annual | Constraint Shadow Price | US2011$/Ton | 0 | 0 | 0 | 0 | 0 | 0 | 0
IL Fac. Spec. - NOX Rate Summer v3.1, Unit 557 and retrofits | 500 | 1797 | Rate Constraint in lbs/MMBtu | FALSE | L | Annual | Seasons Included | Seasons | Summer | Summer | Summer | Summer | Summer | Summer | Summer
IL Fac. Spec. - NOX Rate Summer v3.1, Unit 557 and retrofits | 500 | 1797 | Rate Constraint in lbs/MMBtu | FALSE | L | Annual | Standard NOX | lb/MMBtu | 0.25 | 0.25 | 0.25 | 0.25 | 0.25 | 0.25 | 0.25
IL Fac. Spec. - NOX Rate Summer v3.1, Unit 557 and retrofits | 500 | 1797 | Rate Constraint in lbs/MMBtu | FALSE | L | Annual | Emissions at Affected Plants NOX | Thousand Tons | 0.00089917 | 0.00089917 | 0.00089917 | 0.0045708 | 0.0045708 | 0.0045708 | 0.0045708
IL Fac. Spec. - NOX Rate Summer v3.1, Unit 557 and retrofits | 500 | 1797 | Rate Constraint in lbs/MMBtu | FALSE | L | Annual | Allowances Purchased NOX | Thousand Tons | 0 | 0 | 0 | 0 | 0 | 0 | 0
IL Fac. Spec. - NOX Rate Summer v3.1, Unit 557 and retrofits | 500 | 1797 | Rate Constraint in lbs/MMBtu | FALSE | L | Annual | Allowances Sold NOX | Thousand Tons | 0 | 0 | 0 | 0 | 0 | 0 | 0
IL Fac. Spec. - NOX Rate Summer v3.1, Unit 557 and retrofits | 500 | 1797 | Rate Constraint in lbs/MMBtu | FALSE | L | Annual | Allowances Banked | Thousand Tons | 0 | 0 | 0 | 0 | 0 | 0 | 0
IL Fac. Spec. - NOX Rate Summer v3.1, Unit 557 and retrofits | 500 | 1797 | Rate Constraint in lbs/MMBtu | FALSE | L | Annual | Allowances Withdrawn (1:1) | Thousand Tons | 0 | 0 | 0 | 0 | 0 | 0 | 0
IL Fac. Spec. - NOX Rate Summer v3.1, Unit 557 and retrofits | 500 | 1797 | Rate Constraint in lbs/MMBtu | FALSE | L | Annual | Allowances Withdrawn (n:1) | Thousand Tons | 0 | 0 | 0 | 0 | 0 | 0 | 0
IL Fac. Spec. - NOX Rate Summer v3.1, Unit 557 and retrofits | 500 | 1797 | Rate Constraint in lbs/MMBtu | FALSE | L | Annual | Net Emissions Allowance Position | Thousand Tons | 0.00089917 | 0.00089917 | 0.00089917 | 0.0045708 | 0.0045708 | 0.0045708 | 0.0045708
IL Fac. Spec. - NOX Rate Summer v3.1, Unit 557 and retrofits | 500 | 1797 | Rate Constraint in lbs/MMBtu | FALSE | L | Annual | Fuel Consumed | TBtu | 0.05441 | 0.05441 | 0.05441 | 0.27659 | 0.27659 | 0.27659 | 0.27659
IL Fac. Spec. - NOX Rate Summer v3.1, Unit 557 and retrofits | 500 | 1797 | Rate Constraint in lbs/MMBtu | FALSE | L | Annual | Rate | lb/MMBtu | 0.033051 | 0.033051 | 0.033051 | 0.033051 | 0.033051 | 0.033051 | 0.033051
IL Fac. Spec. - NOX Rate Summer v3.1, Unit 557 and retrofits | 500 | 1797 | Rate Constraint in lbs/MMBtu | FALSE | L | Annual | Generation | TWh | 0.0050005 | 0.0050005 | 0.0050005 | 0.025419 | 0.025419 | 0.025419 | 0.025419
IL Fac. Spec. - NOX Rate Summer v3.1, Unit 557 and retrofits | 500 | 1797 | Rate Constraint in lbs/MMBtu | FALSE | L | Annual | Qualifying Generation | TWh | 0.0050005 | 0.0050005 | 0.0050005 | 0.025419 | 0.025419 | 0.025419 | 0.025419
IL Fac. Spec. - NOX Rate Summer v3.1, Unit 557 and retrofits | 500 | 1797 | Rate Constraint in lbs/MMBtu | FALSE | L | Annual | Rate | lb/MWh | 0.35963 | 0.35963 | 0.35963 | 0.35963 | 0.35963 | 0.35963 | 0.35963
IL Fac. Spec. - NOX Rate Summer v3.1, Unit 557 and retrofits | 500 | 1797 | Rate Constraint in lbs/MMBtu | FALSE | L | Annual | Constraint Shadow Price | US2011$/Ton | 0 | 0 | 0 | 0 | 0 | 0 | 0
IL Fac. Spec. - NOX Rate Summer v3.1, Unit 558 and retrofits | 501 | 1797 | Rate Constraint in lbs/MMBtu | FALSE | L | Annual | Seasons Included | Seasons | Summer | Summer | Summer | Summer | Summer | Summer | Summer
IL Fac. Spec. - NOX Rate Summer v3.1, Unit 558 and retrofits | 501 | 1797 | Rate Constraint in lbs/MMBtu | FALSE | L | Annual | Standard NOX | lb/MMBtu | 0.25 | 0.25 | 0.25 | 0.25 | 0.25 | 0.25 | 0.25
IL Fac. Spec. - NOX Rate Summer v3.1, Unit 558 and retrofits | 501 | 1797 | Rate Constraint in lbs/MMBtu | FALSE | L | Annual | Emissions at Affected Plants NOX | Thousand Tons | 0.00095762 | 0.00095762 | 0.0048679 | 0.0048679 | 0.0048679 | 0.0048679 | 0.0048679
IL Fac. Spec. - NOX Rate Summer v3.1, Unit 558 and retrofits | 501 | 1797 | Rate Constraint in lbs/MMBtu | FALSE | L | Annual | Allowances Purchased NOX | Thousand Tons | 0 | 0 | 0 | 0 | 0 | 0 | 0
IL Fac. Spec. - NOX Rate Summer v3.1, Unit 558 and retrofits | 501 | 1797 | Rate Constraint in lbs/MMBtu | FALSE | L | Annual | Allowances Sold NOX | Thousand Tons | 0 | 0 | 0 | 0 | 0 | 0 | 0
IL Fac. Spec. - NOX Rate Summer v3.1, Unit 558 and retrofits | 501 | 1797 | Rate Constraint in lbs/MMBtu | FALSE | L | Annual | Allowances Banked | Thousand Tons | 0 | 0 | 0 | 0 | 0 | 0 | 0
IL Fac. Spec. - NOX Rate Summer v3.1, Unit 558 and retrofits | 501 | 1797 | Rate Constraint in lbs/MMBtu | FALSE | L | Annual | Allowances Withdrawn (1:1) | Thousand Tons | 0 | 0 | 0 | 0 | 0 | 0 | 0
IL Fac. Spec. - NOX Rate Summer v3.1, Unit 558 and retrofits | 501 | 1797 | Rate Constraint in lbs/MMBtu | FALSE | L | Annual | Allowances Withdrawn (n:1) | Thousand Tons | 0 | 0 | 0 | 0 | 0 | 0 | 0
IL Fac. Spec. - NOX Rate Summer v3.1, Unit 558 and retrofits | 501 | 1797 | Rate Constraint in lbs/MMBtu | FALSE | L | Annual | Net Emissions Allowance Position | Thousand Tons | 0.00095762 | 0.00095762 | 0.0048679 | 0.0048679 | 0.0048679 | 0.0048679 | 0.0048679
IL Fac. Spec. - NOX Rate Summer v3.1, Unit 558 and retrofits | 501 | 1797 | Rate Constraint in lbs/MMBtu | FALSE | L | Annual | Fuel Consumed | TBtu | 0.05441 | 0.05441 | 0.27659 | 0.27659 | 0.27659 | 0.27659 | 0.27659
IL Fac. Spec. - NOX Rate Summer v3.1, Unit 558 and retrofits | 501 | 1797 | Rate Constraint in lbs/MMBtu | FALSE | L | Annual | Rate | lb/MMBtu | 0.0352 | 0.0352 | 0.0352 | 0.0352 | 0.0352 | 0.0352 | 0.0352
IL Fac. Spec. - NOX Rate Summer v3.1, Unit 558 and retrofits | 501 | 1797 | Rate Constraint in lbs/MMBtu | FALSE | L | Annual | Generation | TWh | 0.0050005 | 0.0050005 | 0.025419 | 0.025419 | 0.025419 | 0.025419 | 0.025419
IL Fac. Spec. - NOX Rate Summer v3.1, Unit 558 and retrofits | 501 | 1797 | Rate Constraint in lbs/MMBtu | FALSE | L | Annual | Qualifying Generation | TWh | 0.0050005 | 0.0050005 | 0.025419 | 0.025419 | 0.025419 | 0.025419 | 0.025419
IL Fac. Spec. - NOX Rate Summer v3.1, Unit 558 and retrofits | 501 | 1797 | Rate Constraint in lbs/MMBtu | FALSE | L | Annual | Rate | lb/MWh | 0.38301 | 0.38301 | 0.38301 | 0.38301 | 0.38301 | 0.38301 | 0.38301
IL Fac. Spec. - NOX Rate Summer v3.1, Unit 558 and retrofits | 501 | 1797 | Rate Constraint in lbs/MMBtu | FALSE | L | Annual | Constraint Shadow Price | US2011$/Ton | 0 | 0 | 0 | 0 | 0 | 0 | 0
IL Fac. Spec. - NOX Rate Summer v3.1, Unit 559 and retrofits | 502 | 1797 | Rate Constraint in lbs/MMBtu | FALSE | L | Annual | Seasons Included | Seasons | Summer | Summer | Summer | Summer | Summer | Summer | Summer
IL Fac. Spec. - NOX Rate Summer v3.1, Unit 559 and retrofits | 502 | 1797 | Rate Constraint in lbs/MMBtu | FALSE | L | Annual | Standard NOX | lb/MMBtu | 0.25 | 0.25 | 0.25 | 0.25 | 0.25 | 0.25 | 0.25
IL Fac. Spec. - NOX Rate Summer v3.1, Unit 559 and retrofits | 502 | 1797 | Rate Constraint in lbs/MMBtu | FALSE | L | Annual | Emissions at Affected Plants NOX | Thousand Tons | 0.0010183 | 0.0010183 | 0.0051762 | 0.0051762 | 0.0051762 | 0.0051762 | 0.0051762
IL Fac. Spec. - NOX Rate Summer v3.1, Unit 559 and retrofits | 502 | 1797 | Rate Constraint in lbs/MMBtu | FALSE | L | Annual | Allowances Purchased NOX | Thousand Tons | 0 | 0 | 0 | 0 | 0 | 0 | 0
IL Fac. Spec. - NOX Rate Summer v3.1, Unit 559 and retrofits | 502 | 1797 | Rate Constraint in lbs/MMBtu | FALSE | L | Annual | Allowances Sold NOX | Thousand Tons | 0 | 0 | 0 | 0 | 0 | 0 | 0
IL Fac. Spec. - NOX Rate Summer v3.1, Unit 559 and retrofits | 502 | 1797 | Rate Constraint in lbs/MMBtu | FALSE | L | Annual | Allowances Banked | Thousand Tons | 0 | 0 | 0 | 0 | 0 | 0 | 0
IL Fac. Spec. - NOX Rate Summer v3.1, Unit 559 and retrofits | 502 | 1797 | Rate Constraint in lbs/MMBtu | FALSE | L | Annual | Allowances Withdrawn (1:1) | Thousand Tons | 0 | 0 | 0 | 0 | 0 | 0 | 0
IL Fac. Spec. - NOX Rate Summer v3.1, Unit 559 and retrofits | 502 | 1797 | Rate Constraint in lbs/MMBtu | FALSE | L | Annual | Allowances Withdrawn (n:1) | Thousand Tons | 0 | 0 | 0 | 0 | 0 | 0 | 0
IL Fac. Spec. - NOX Rate Summer v3.1, Unit 559 and retrofits | 502 | 1797 | Rate Constraint in lbs/MMBtu | FALSE | L | Annual | Net Emissions Allowance Position | Thousand Tons | 0.0010183 | 0.0010183 | 0.0051762 | 0.0051762 | 0.0051762 | 0.0051762 | 0.0051762
IL Fac. Spec. - NOX Rate Summer v3.1, Unit 559 and retrofits | 502 | 1797 | Rate Constraint in lbs/MMBtu | FALSE | L | Annual | Fuel Consumed | TBtu | 0.05441 | 0.05441 | 0.27659 | 0.27659 | 0.27659 | 0.27659 | 0.27659
IL Fac. Spec. - NOX Rate Summer v3.1, Unit 559 and retrofits | 502 | 1797 | Rate Constraint in lbs/MMBtu | FALSE | L | Annual | Rate | lb/MMBtu | 0.037429 | 0.037429 | 0.037429 | 0.037429 | 0.037429 | 0.037429 | 0.037429
IL Fac. Spec. - NOX Rate Summer v3.1, Unit 559 and retrofits | 502 | 1797 | Rate Constraint in lbs/MMBtu | FALSE | L | Annual | Generation | TWh | 0.0050005 | 0.0050005 | 0.025419 | 0.025419 | 0.025419 | 0.025419 | 0.025419
IL Fac. Spec. - NOX Rate Summer v3.1, Unit 559 and retrofits | 502 | 1797 | Rate Constraint in lbs/MMBtu | FALSE | L | Annual | Qualifying Generation | TWh | 0.0050005 | 0.0050005 | 0.025419 | 0.025419 | 0.025419 | 0.025419 | 0.025419
IL Fac. Spec. - NOX Rate Summer v3.1, Unit 559 and retrofits | 502 | 1797 | Rate Constraint in lbs/MMBtu | FALSE | L | Annual | Rate | lb/MWh | 0.40726 | 0.40726 | 0.40726 | 0.40726 | 0.40726 | 0.40726 | 0.40726
IL Fac. Spec. - NOX Rate Summer v3.1, Unit 559 and retrofits | 502 | 1797 | Rate Constraint in lbs/MMBtu | FALSE | L | Annual | Constraint Shadow Price | US2011$/Ton | 0 | 0 | 0 | 0 | 0 | 0 | 0
IL Fac. Spec. - NOX Rate Summer v3.1, Unit 560 and retrofits | 503 | 1797 | Rate Constraint in lbs/MMBtu | FALSE | L | Annual | Seasons Included | Seasons | Summer | Summer | Summer | Summer | Summer | Summer | Summer
IL Fac. Spec. - NOX Rate Summer v3.1, Unit 560 and retrofits | 503 | 1797 | Rate Constraint in lbs/MMBtu | FALSE | L | Annual | Standard NOX | lb/MMBtu | 0.25 | 0.25 | 0.25 | 0.25 | 0.25 | 0.25 | 0.25
IL Fac. Spec. - NOX Rate Summer v3.1, Unit 560 and retrofits | 503 | 1797 | Rate Constraint in lbs/MMBtu | FALSE | L | Annual | Emissions at Affected Plants NOX | Thousand Tons | 0 | 0 | 0.00062405 | 0.00062405 | 0.00062405 | 0 | 0
IL Fac. Spec. - NOX Rate Summer v3.1, Unit 560 and retrofits | 503 | 1797 | Rate Constraint in lbs/MMBtu | FALSE | L | Annual | Allowances Purchased NOX | Thousand Tons | 0 | 0 | 0 | 0 | 0 | 0 | 0
IL Fac. Spec. - NOX Rate Summer v3.1, Unit 560 and retrofits | 503 | 1797 | Rate Constraint in lbs/MMBtu | FALSE | L | Annual | Allowances Sold NOX | Thousand Tons | 0 | 0 | 0 | 0 | 0 | 0 | 0
IL Fac. Spec. - NOX Rate Summer v3.1, Unit 560 and retrofits | 503 | 1797 | Rate Constraint in lbs/MMBtu | FALSE | L | Annual | Allowances Banked | Thousand Tons | 0 | 0 | 0 | 0 | 0 | 0 | 0
IL Fac. Spec. - NOX Rate Summer v3.1, Unit 560 and retrofits | 503 | 1797 | Rate Constraint in lbs/MMBtu | FALSE | L | Annual | Allowances Withdrawn (1:1) | Thousand Tons | 0 | 0 | 0 | 0 | 0 | 0 | 0
IL Fac. Spec. - NOX Rate Summer v3.1, Unit 560 and retrofits | 503 | 1797 | Rate Constraint in lbs/MMBtu | FALSE | L | Annual | Allowances Withdrawn (n:1) | Thousand Tons | 0 | 0 | 0 | 0 | 0 | 0 | 0
IL Fac. Spec. - NOX Rate Summer v3.1, Unit 560 and retrofits | 503 | 1797 | Rate Constraint in lbs/MMBtu | FALSE | L | Annual | Net Emissions Allowance Position | Thousand Tons | 0 | 0 | 0.00062405 | 0.00062405 | 0.00062405 | 0 | 0
IL Fac. Spec. - NOX Rate Summer v3.1, Unit 560 and retrofits | 503 | 1797 | Rate Constraint in lbs/MMBtu | FALSE | L | Annual | Fuel Consumed | TBtu | 0 | 0 | 0.032724 | 0.032724 | 0.032724 | 0 | 0
IL Fac. Spec. - NOX Rate Summer v3.1, Unit 560 and retrofits | 503 | 1797 | Rate Constraint in lbs/MMBtu | FALSE | L | Annual | Rate | lb/MMBtu | 0 | 0 | 0.03814 | 0.03814 | 0.03814 | 0 | 0
IL Fac. Spec. - NOX Rate Summer v3.1, Unit 560 and retrofits | 503 | 1797 | Rate Constraint in lbs/MMBtu | FALSE | L | Annual | Generation | TWh | 0 | 0 | 0.0026003 | 0.0026003 | 0.0026003 | 0 | 0
IL Fac. Spec. - NOX Rate Summer v3.1, Unit 560 and retrofits | 503 | 1797 | Rate Constraint in lbs/MMBtu | FALSE | L | Annual | Qualifying Generation | TWh | 0 | 0 | 0.0026003 | 0.0026003 | 0.0026003 | 0 | 0
IL Fac. Spec. - NOX Rate Summer v3.1, Unit 560 and retrofits | 503 | 1797 | Rate Constraint in lbs/MMBtu | FALSE | L | Annual | Rate | lb/MWh | 0 | 0 | 0.47999 | 0.47999 | 0.47999 | 0 | 0
IL Fac. Spec. - NOX Rate Summer v3.1, Unit 560 and retrofits | 503 | 1797 | Rate Constraint in lbs/MMBtu | FALSE | L | Annual | Constraint Shadow Price | US2011$/Ton | 0 | 0 | 0 | 0 | 0 | 0 | 0
IL Fac. Spec. - NOX Rate Summer v3.1, Unit 561 and retrofits | 504 | 1797 | Rate Constraint in lbs/MMBtu | FALSE | L | Annual | Seasons Included | Seasons | Summer | Summer | Summer | Summer | Summer | Summer | Summer
IL Fac. Spec. - NOX Rate Summer v3.1, Unit 561 and retrofits | 504 | 1797 | Rate Constraint in lbs/MMBtu | FALSE | L | Annual | Standard NOX | lb/MMBtu | 0.25 | 0.25 | 0.25 | 0.25 | 0.25 | 0.25 | 0.25
IL Fac. Spec. - NOX Rate Summer v3.1, Unit 561 and retrofits | 504 | 1797 | Rate Constraint in lbs/MMBtu | FALSE | L | Annual | Emissions at Affected Plants NOX | Thousand Tons | 0 | 0 | 0.00068869 | 0.00068869 | 0.00068869 | 0 | 0
IL Fac. Spec. - NOX Rate Summer v3.1, Unit 561 and retrofits | 504 | 1797 | Rate Constraint in lbs/MMBtu | FALSE | L | Annual | Allowances Purchased NOX | Thousand Tons | 0 | 0 | 0 | 0 | 0 | 0 | 0
IL Fac. Spec. - NOX Rate Summer v3.1, Unit 561 and retrofits | 504 | 1797 | Rate Constraint in lbs/MMBtu | FALSE | L | Annual | Allowances Sold NOX | Thousand Tons | 0 | 0 | 0 | 0 | 0 | 0 | 0
IL Fac. Spec. - NOX Rate Summer v3.1, Unit 561 and retrofits | 504 | 1797 | Rate Constraint in lbs/MMBtu | FALSE | L | Annual | Allowances Banked | Thousand Tons | 0 | 0 | 0 | 0 | 0 | 0 | 0
IL Fac. Spec. - NOX Rate Summer v3.1, Unit 561 and retrofits | 504 | 1797 | Rate Constraint in lbs/MMBtu | FALSE | L | Annual | Allowances Withdrawn (1:1) | Thousand Tons | 0 | 0 | 0 | 0 | 0 | 0 | 0
IL Fac. Spec. - NOX Rate Summer v3.1, Unit 561 and retrofits | 504 | 1797 | Rate Constraint in lbs/MMBtu | FALSE | L | Annual | Allowances Withdrawn (n:1) | Thousand Tons | 0 | 0 | 0 | 0 | 0 | 0 | 0
IL Fac. Spec. - NOX Rate Summer v3.1, Unit 561 and retrofits | 504 | 1797 | Rate Constraint in lbs/MMBtu | FALSE | L | Annual | Net Emissions Allowance Position | Thousand Tons | 0 | 0 | 0.00068869 | 0.00068869 | 0.00068869 | 0 | 0
IL Fac. Spec. - NOX Rate Summer v3.1, Unit 561 and retrofits | 504 | 1797 | Rate Constraint in lbs/MMBtu | FALSE | L | Annual | Fuel Consumed | TBtu | 0 | 0 | 0.032724 | 0.032724 | 0.032724 | 0 | 0
IL Fac. Spec. - NOX Rate Summer v3.1, Unit 561 and retrofits | 504 | 1797 | Rate Constraint in lbs/MMBtu | FALSE | L | Annual | Rate | lb/MMBtu | 0 | 0 | 0.04209 | 0.04209 | 0.04209 | 0 | 0
IL Fac. Spec. - NOX Rate Summer v3.1, Unit 561 and retrofits | 504 | 1797 | Rate Constraint in lbs/MMBtu | FALSE | L | Annual | Generation | TWh | 0 | 0 | 0.0026003 | 0.0026003 | 0.0026003 | 0 | 0
IL Fac. Spec. - NOX Rate Summer v3.1, Unit 561 and retrofits | 504 | 1797 | Rate Constraint in lbs/MMBtu | FALSE | L | Annual | Qualifying Generation | TWh | 0 | 0 | 0.0026003 | 0.0026003 | 0.0026003 | 0 | 0
IL Fac. Spec. - NOX Rate Summer v3.1, Unit 561 and retrofits | 504 | 1797 | Rate Constraint in lbs/MMBtu | FALSE | L | Annual | Rate | lb/MWh | 0 | 0 | 0.52971 | 0.52971 | 0.52971 | 0 | 0
IL Fac. Spec. - NOX Rate Summer v3.1, Unit 561 and retrofits | 504 | 1797 | Rate Constraint in lbs/MMBtu | FALSE | L | Annual | Constraint Shadow Price | US2011$/Ton | 0 | 0 | 0 | 0 | 0 | 0 | 0
IL Fac. Spec. - NOX Rate Summer v3.1, Unit 562 and retrofits | 505 | 1797 | Rate Constraint in lbs/MMBtu | FALSE | L | Annual | Seasons Included | Seasons | Summer | Summer | Summer | Summer | Summer | Summer | Summer
IL Fac. Spec. - NOX Rate Summer v3.1, Unit 562 and retrofits | 505 | 1797 | Rate Constraint in lbs/MMBtu | FALSE | L | Annual | Standard NOX | lb/MMBtu | 0.25 | 0.25 | 0.25 | 0.25 | 0.25 | 0.25 | 0.25
IL Fac. Spec. - NOX Rate Summer v3.1, Unit 562 and retrofits | 505 | 1797 | Rate Constraint in lbs/MMBtu | FALSE | L | Annual | Emissions at Affected Plants NOX | Thousand Tons | 0 | 0 | 0.00074115 | 0.00074115 | 0.00074115 | 0 | 0
IL Fac. Spec. - NOX Rate Summer v3.1, Unit 562 and retrofits | 505 | 1797 | Rate Constraint in lbs/MMBtu | FALSE | L | Annual | Allowances Purchased NOX | Thousand Tons | 0 | 0 | 0 | 0 | 0 | 0 | 0
IL Fac. Spec. - NOX Rate Summer v3.1, Unit 562 and retrofits | 505 | 1797 | Rate Constraint in lbs/MMBtu | FALSE | L | Annual | Allowances Sold NOX | Thousand Tons | 0 | 0 | 0 | 0 | 0 | 0 | 0
IL Fac. Spec. - NOX Rate Summer v3.1, Unit 562 and retrofits | 505 | 1797 | Rate Constraint in lbs/MMBtu | FALSE | L | Annual | Allowances Banked | Thousand Tons | 0 | 0 | 0 | 0 | 0 | 0 | 0
IL Fac. Spec. - NOX Rate Summer v3.1, Unit 562 and retrofits | 505 | 1797 | Rate Constraint in lbs/MMBtu | FALSE | L | Annual | Allowances Withdrawn (1:1) | Thousand Tons | 0 | 0 | 0 | 0 | 0 | 0 | 0
IL Fac. Spec. - NOX Rate Summer v3.1, Unit 562 and retrofits | 505 | 1797 | Rate Constraint in lbs/MMBtu | FALSE | L | Annual | Allowances Withdrawn (n:1) | Thousand Tons | 0 | 0 | 0 | 0 | 0 | 0 | 0
IL Fac. Spec. - NOX Rate Summer v3.1, Unit 562 and retrofits | 505 | 1797 | Rate Constraint in lbs/MMBtu | FALSE | L | Annual | Net Emissions Allowance Position | Thousand Tons | 0 | 0 | 0.00074115 | 0.00074115 | 0.00074115 | 0 | 0
IL Fac. Spec. - NOX Rate Summer v3.1, Unit 562 and retrofits | 505 | 1797 | Rate Constraint in lbs/MMBtu | FALSE | L | Annual | Fuel Consumed | TBtu | 0 | 0 | 0.033141 | 0.033141 | 0.033141 | 0 | 0
IL Fac. Spec. - NOX Rate Summer v3.1, Unit 562 and retrofits | 505 | 1797 | Rate Constraint in lbs/MMBtu | FALSE | L | Annual | Rate | lb/MMBtu | 0 | 0 | 0.044727 | 0.044727 | 0.044727 | 0 | 0
IL Fac. Spec. - NOX Rate Summer v3.1, Unit 562 and retrofits | 505 | 1797 | Rate Constraint in lbs/MMBtu | FALSE | L | Annual | Generation | TWh | 0 | 0 | 0.0026336 | 0.0026336 | 0.0026336 | 0 | 0
IL Fac. Spec. - NOX Rate Summer v3.1, Unit 562 and retrofits | 505 | 1797 | Rate Constraint in lbs/MMBtu | FALSE | L | Annual | Qualifying Generation | TWh | 0 | 0 | 0.0026336 | 0.0026336 | 0.0026336 | 0 | 0
IL Fac. Spec. - NOX Rate Summer v3.1, Unit 562 and retrofits | 505 | 1797 | Rate Constraint in lbs/MMBtu | FALSE | L | Annual | Rate | lb/MWh | 0 | 0 | 0.56285 | 0.56285 | 0.56285 | 0 | 0
IL Fac. Spec. - NOX Rate Summer v3.1, Unit 562 and retrofits | 505 | 1797 | Rate Constraint in lbs/MMBtu | FALSE | L | Annual | Constraint Shadow Price | US2011$/Ton | 0 | 0 | 0 | 0 | 0 | 0 | 0
IL Fac. Spec. - NOX Rate Summer v3.1, Unit 563 and retrofits | 506 | 1797 | Rate Constraint in lbs/MMBtu | FALSE | L | Annual | Seasons Included | Seasons | Summer | Summer | Summer | Summer | Summer | Summer | Summer
IL Fac. Spec. - NOX Rate Summer v3.1, Unit 563 and retrofits | 506 | 1797 | Rate Constraint in lbs/MMBtu | FALSE | L | Annual | Standard NOX | lb/MMBtu | 0.25 | 0.25 | 0.25 | 0.25 | 0.25 | 0.25 | 0.25
IL Fac. Spec. - NOX Rate Summer v3.1, Unit 563 and retrofits | 506 | 1797 | Rate Constraint in lbs/MMBtu | FALSE | L | Annual | Emissions at Affected Plants NOX | Thousand Tons | 0 | 0 | 0.00061188 | 0.00061188 | 0.00061188 | 0 | 0
IL Fac. Spec. - NOX Rate Summer v3.1, Unit 563 and retrofits | 506 | 1797 | Rate Constraint in lbs/MMBtu | FALSE | L | Annual | Allowances Purchased NOX | Thousand Tons | 0 | 0 | 0 | 0 | 0 | 0 | 0
IL Fac. Spec. - NOX Rate Summer v3.1, Unit 563 and retrofits | 506 | 1797 | Rate Constraint in lbs/MMBtu | FALSE | L | Annual | Allowances Sold NOX | Thousand Tons | 0 | 0 | 0 | 0 | 0 | 0 | 0
IL Fac. Spec. - NOX Rate Summer v3.1, Unit 563 and retrofits | 506 | 1797 | Rate Constraint in lbs/MMBtu | FALSE | L | Annual | Allowances Banked | Thousand Tons | 0 | 0 | 0 | 0 | 0 | 0 | 0
IL Fac. Spec. - NOX Rate Summer v3.1, Unit 563 and retrofits | 506 | 1797 | Rate Constraint in lbs/MMBtu | FALSE | L | Annual | Allowances Withdrawn (1:1) | Thousand Tons | 0 | 0 | 0 | 0 | 0 | 0 | 0
IL Fac. Spec. - NOX Rate Summer v3.1, Unit 563 and retrofits | 506 | 1797 | Rate Constraint in lbs/MMBtu | FALSE | L | Annual | Allowances Withdrawn (n:1) | Thousand Tons | 0 | 0 | 0 | 0 | 0 | 0 | 0
IL Fac. Spec. - NOX Rate Summer v3.1, Unit 563 and retrofits | 506 | 1797 | Rate Constraint in lbs/MMBtu | FALSE | L | Annual | Net Emissions Allowance Position | Thousand Tons | 0 | 0 | 0.00061188 | 0.00061188 | 0.00061188 | 0 | 0
IL Fac. Spec. - NOX Rate Summer v3.1, Unit 563 and retrofits | 506 | 1797 | Rate Constraint in lbs/MMBtu | FALSE | L | Annual | Fuel Consumed | TBtu | 0 | 0 | 0.032722 | 0.032722 | 0.032722 | 0 | 0
IL Fac. Spec. - NOX Rate Summer v3.1, Unit 563 and retrofits | 506 | 1797 | Rate Constraint in lbs/MMBtu | FALSE | L | Annual | Rate | lb/MMBtu | 0 | 0 | 0.037399 | 0.037399 | 0.037399 | 0 | 0
IL Fac. Spec. - NOX Rate Summer v3.1, Unit 563 and retrofits | 506 | 1797 | Rate Constraint in lbs/MMBtu | FALSE | L | Annual | Generation | TWh | 0 | 0 | 0.0026003 | 0.0026003 | 0.0026003 | 0 | 0
IL Fac. Spec. - NOX Rate Summer v3.1, Unit 563 and retrofits | 506 | 1797 | Rate Constraint in lbs/MMBtu | FALSE | L | Annual | Qualifying Generation | TWh | 0 | 0 | 0.0026003 | 0.0026003 | 0.0026003 | 0 | 0
IL Fac. Spec. - NOX Rate Summer v3.1, Unit 563 and retrofits | 506 | 1797 | Rate Constraint in lbs/MMBtu | FALSE | L | Annual | Rate | lb/MWh | 0 | 0 | 0.47063 | 0.47063 | 0.47063 | 0 | 0
IL Fac. Spec. - NOX Rate Summer v3.1, Unit 563 and retrofits | 506 | 1797 | Rate Constraint in lbs/MMBtu | FALSE | L | Annual | Constraint Shadow Price | US2011$/Ton | 0 | 0 | 0 | 0 | 0 | 0 | 0
IL Fac. Spec. - NOX Rate Summer v3.1, Unit 564 and retrofits | 507 | 1797 | Rate Constraint in lbs/MMBtu | FALSE | L | Annual | Seasons Included | Seasons | Summer | Summer | Summer | Summer | Summer | Summer | Summer
IL Fac. Spec. - NOX Rate Summer v3.1, Unit 564 and retrofits | 507 | 1797 | Rate Constraint in lbs/MMBtu | FALSE | L | Annual | Standard NOX | lb/MMBtu | 0.25 | 0.25 | 0.25 | 0.25 | 0.25 | 0.25 | 0.25
IL Fac. Spec. - NOX Rate Summer v3.1, Unit 564 and retrofits | 507 | 1797 | Rate Constraint in lbs/MMBtu | FALSE | L | Annual | Emissions at Affected Plants NOX | Thousand Tons | 0 | 0 | 0.00053137 | 0.00053137 | 0.00053137 | 0 | 0
IL Fac. Spec. - NOX Rate Summer v3.1, Unit 564 and retrofits | 507 | 1797 | Rate Constraint in lbs/MMBtu | FALSE | L | Annual | Allowances Purchased NOX | Thousand Tons | 0 | 0 | 0 | 0 | 0 | 0 | 0
IL Fac. Spec. - NOX Rate Summer v3.1, Unit 564 and retrofits | 507 | 1797 | Rate Constraint in lbs/MMBtu | FALSE | L | Annual | Allowances Sold NOX | Thousand Tons | 0 | 0 | 0 | 0 | 0 | 0 | 0
IL Fac. Spec. - NOX Rate Summer v3.1, Unit 564 and retrofits | 507 | 1797 | Rate Constraint in lbs/MMBtu | FALSE | L | Annual | Allowances Banked | Thousand Tons | 0 | 0 | 0 | 0 | 0 | 0 | 0
IL Fac. Spec. - NOX Rate Summer v3.1, Unit 564 and retrofits | 507 | 1797 | Rate Constraint in lbs/MMBtu | FALSE | L | Annual | Allowances Withdrawn (1:1) | Thousand Tons | 0 | 0 | 0 | 0 | 0 | 0 | 0
IL Fac. Spec. - NOX Rate Summer v3.1, Unit 564 and retrofits | 507 | 1797 | Rate Constraint in lbs/MMBtu | FALSE | L | Annual | Allowances Withdrawn (n:1) | Thousand Tons | 0 | 0 | 0 | 0 | 0 | 0 | 0
IL Fac. Spec. - NOX Rate Summer v3.1, Unit 564 and retrofits | 507 | 1797 | Rate Constraint in lbs/MMBtu | FALSE | L | Annual | Net Emissions Allowance Position | Thousand Tons | 0 | 0 | 0.00053137 | 0.00053137 | 0.00053137 | 0 | 0
IL Fac. Spec. - NOX Rate Summer v3.1, Unit 564 and retrofits | 507 | 1797 | Rate Constraint in lbs/MMBtu | FALSE | L | Annual | Fuel Consumed | TBtu | 0 | 0 | 0.032302 | 0.032302 | 0.032302 | 0 | 0
IL Fac. Spec. - NOX Rate Summer v3.1, Unit 564 and retrofits | 507 | 1797 | Rate Constraint in lbs/MMBtu | FALSE | L | Annual | Rate | lb/MMBtu | 0 | 0 | 0.0329 | 0.0329 | 0.0329 | 0 | 0
IL Fac. Spec. - NOX Rate Summer v3.1, Unit 564 and retrofits | 507 | 1797 | Rate Constraint in lbs/MMBtu | FALSE | L | Annual | Generation | TWh | 0 | 0 | 0.0025669 | 0.0025669 | 0.0025669 | 0 | 0
IL Fac. Spec. - NOX Rate Summer v3.1, Unit 564 and retrofits | 507 | 1797 | Rate Constraint in lbs/MMBtu | FALSE | L | Annual | Qualifying Generation | TWh | 0 | 0 | 0.0025669 | 0.0025669 | 0.0025669 | 0 | 0
IL Fac. Spec. - NOX Rate Summer v3.1, Unit 564 and retrofits | 507 | 1797 | Rate Constraint in lbs/MMBtu | FALSE | L | Annual | Rate | lb/MWh | 0 | 0 | 0.41401 | 0.41401 | 0.41401 | 0 | 0
IL Fac. Spec. - NOX Rate Summer v3.1, Unit 564 and retrofits | 507 | 1797 | Rate Constraint in lbs/MMBtu | FALSE | L | Annual | Constraint Shadow Price | US2011$/Ton | 0 | 0 | 0 | 0 | 0 | 0 | 0
IL Fac. Spec. - NOX Rate Summer v3.1, Unit 565 and retrofits | 508 | 1797 | Rate Constraint in lbs/MMBtu | FALSE | L | Annual | Seasons Included | Seasons | Summer | Summer | Summer | Summer | Summer | Summer | Summer
IL Fac. Spec. - NOX Rate Summer v3.1, Unit 565 and retrofits | 508 | 1797 | Rate Constraint in lbs/MMBtu | FALSE | L | Annual | Standard NOX | lb/MMBtu | 0.25 | 0.25 | 0.25 | 0.25 | 0.25 | 0.25 | 0.25
IL Fac. Spec. - NOX Rate Summer v3.1, Unit 565 and retrofits | 508 | 1797 | Rate Constraint in lbs/MMBtu | FALSE | L | Annual | Emissions at Affected Plants NOX | Thousand Tons | 0 | 0 | 0.00075423 | 0.00075423 | 0.00075423 | 0 | 0
IL Fac. Spec. - NOX Rate Summer v3.1, Unit 565 and retrofits | 508 | 1797 | Rate Constraint in lbs/MMBtu | FALSE | L | Annual | Allowances Purchased NOX | Thousand Tons | 0 | 0 | 0 | 0 | 0 | 0 | 0
IL Fac. Spec. - NOX Rate Summer v3.1, Unit 565 and retrofits | 508 | 1797 | Rate Constraint in lbs/MMBtu | FALSE | L | Annual | Allowances Sold NOX | Thousand Tons | 0 | 0 | 0 | 0 | 0 | 0 | 0
IL Fac. Spec. - NOX Rate Summer v3.1, Unit 565 and retrofits | 508 | 1797 | Rate Constraint in lbs/MMBtu | FALSE | L | Annual | Allowances Banked | Thousand Tons | 0 | 0 | 0 | 0 | 0 | 0 | 0
IL Fac. Spec. - NOX Rate Summer v3.1, Unit 565 and retrofits | 508 | 1797 | Rate Constraint in lbs/MMBtu | FALSE | L | Annual | Allowances Withdrawn (1:1) | Thousand Tons | 0 | 0 | 0 | 0 | 0 | 0 | 0
IL Fac. Spec. - NOX Rate Summer v3.1, Unit 565 and retrofits | 508 | 1797 | Rate Constraint in lbs/MMBtu | FALSE | L | Annual | Allowances Withdrawn (n:1) | Thousand Tons | 0 | 0 | 0 | 0 | 0 | 0 | 0
IL Fac. Spec. - NOX Rate Summer v3.1, Unit 565 and retrofits | 508 | 1797 | Rate Constraint in lbs/MMBtu | FALSE | L | Annual | Net Emissions Allowance Position | Thousand Tons | 0 | 0 | 0.00075423 | 0.00075423 | 0.00075423 | 0 | 0
IL Fac. Spec. - NOX Rate Summer v3.1, Unit 565 and retrofits | 508 | 1797 | Rate Constraint in lbs/MMBtu | FALSE | L | Annual | Fuel Consumed | TBtu | 0 | 0 | 0.032722 | 0.032722 | 0.032722 | 0 | 0
IL Fac. Spec. - NOX Rate Summer v3.1, Unit 565 and retrofits | 508 | 1797 | Rate Constraint in lbs/MMBtu | FALSE | L | Annual | Rate | lb/MMBtu | 0 | 0 | 0.0461 | 0.0461 | 0.0461 | 0 | 0
IL Fac. Spec. - NOX Rate Summer v3.1, Unit 565 and retrofits | 508 | 1797 | Rate Constraint in lbs/MMBtu | FALSE | L | Annual | Generation | TWh | 0 | 0 | 0.0026003 | 0.0026003 | 0.0026003 | 0 | 0
IL Fac. Spec. - NOX Rate Summer v3.1, Unit 565 and retrofits | 508 | 1797 | Rate Constraint in lbs/MMBtu | FALSE | L | Annual | Qualifying Generation | TWh | 0 | 0 | 0.0026003 | 0.0026003 | 0.0026003 | 0 | 0
IL Fac. Spec. - NOX Rate Summer v3.1, Unit 565 and retrofits | 508 | 1797 | Rate Constraint in lbs/MMBtu | FALSE | L | Annual | Rate | lb/MWh | 0 | 0 | 0.58012 | 0.58012 | 0.58012 | 0 | 0
IL Fac. Spec. - NOX Rate Summer v3.1, Unit 565 and retrofits | 508 | 1797 | Rate Constraint in lbs/MMBtu | FALSE | L | Annual | Constraint Shadow Price | US2011$/Ton | 0 | 0 | 0 | 0 | 0 | 0 | 0
IL Fac. Spec. - NOX Rate Summer v3.1, Unit 566 and retrofits | 509 | 1797 | Rate Constraint in lbs/MMBtu | FALSE | L | Annual | Seasons Included | Seasons | Summer | Summer | Summer | Summer | Summer | Summer | Summer
IL Fac. Spec. - NOX Rate Summer v3.1, Unit 566 and retrofits | 509 | 1797 | Rate Constraint in lbs/MMBtu | FALSE | L | Annual | Standard NOX | lb/MMBtu | 0.25 | 0.25 | 0.25 | 0.25 | 0.25 | 0.25 | 0.25
IL Fac. Spec. - NOX Rate Summer v3.1, Unit 566 and retrofits | 509 | 1797 | Rate Constraint in lbs/MMBtu | FALSE | L | Annual | Emissions at Affected Plants NOX | Thousand Tons | 0 | 0 | 0.00077386 | 0.00077386 | 0.00077386 | 0 | 0
IL Fac. Spec. - NOX Rate Summer v3.1, Unit 566 and retrofits | 509 | 1797 | Rate Constraint in lbs/MMBtu | FALSE | L | Annual | Allowances Purchased NOX | Thousand Tons | 0 | 0 | 0 | 0 | 0 | 0 | 0
IL Fac. Spec. - NOX Rate Summer v3.1, Unit 566 and retrofits | 509 | 1797 | Rate Constraint in lbs/MMBtu | FALSE | L | Annual | Allowances Sold NOX | Thousand Tons | 0 | 0 | 0 | 0 | 0 | 0 | 0
IL Fac. Spec. - NOX Rate Summer v3.1, Unit 566 and retrofits | 509 | 1797 | Rate Constraint in lbs/MMBtu | FALSE | L | Annual | Allowances Banked | Thousand Tons | 0 | 0 | 0 | 0 | 0 | 0 | 0
IL Fac. Spec. - NOX Rate Summer v3.1, Unit 566 and retrofits | 509 | 1797 | Rate Constraint in lbs/MMBtu | FALSE | L | Annual | Allowances Withdrawn (1:1) | Thousand Tons | 0 | 0 | 0 | 0 | 0 | 0 | 0
IL Fac. Spec. - NOX Rate Summer v3.1, Unit 566 and retrofits | 509 | 1797 | Rate Constraint in lbs/MMBtu | FALSE | L | Annual | Allowances Withdrawn (n:1) | Thousand Tons | 0 | 0 | 0 | 0 | 0 | 0 | 0
IL Fac. Spec. - NOX Rate Summer v3.1, Unit 566 and retrofits | 509 | 1797 | Rate Constraint in lbs/MMBtu | FALSE | L | Annual | Net Emissions Allowance Position | Thousand Tons | 0 | 0 | 0.00077386 | 0.00077386 | 0.00077386 | 0 | 0
IL Fac. Spec. - NOX Rate Summer v3.1, Unit 566 and retrofits | 509 | 1797 | Rate Constraint in lbs/MMBtu | FALSE | L | Annual | Fuel Consumed | TBtu | 0 | 0 | 0.032722 | 0.032722 | 0.032722 | 0 | 0
IL Fac. Spec. - NOX Rate Summer v3.1, Unit 566 and retrofits | 509 | 1797 | Rate Constraint in lbs/MMBtu | FALSE | L | Annual | Rate | lb/MMBtu | 0 | 0 | 0.0473 | 0.0473 | 0.0473 | 0 | 0
IL Fac. Spec. - NOX Rate Summer v3.1, Unit 566 and retrofits | 509 | 1797 | Rate Constraint in lbs/MMBtu | FALSE | L | Annual | Generation | TWh | 0 | 0 | 0.0026003 | 0.0026003 | 0.0026003 | 0 | 0
IL Fac. Spec. - NOX Rate Summer v3.1, Unit 566 and retrofits | 509 | 1797 | Rate Constraint in lbs/MMBtu | FALSE | L | Annual | Qualifying Generation | TWh | 0 | 0 | 0.0026003 | 0.0026003 | 0.0026003 | 0 | 0
IL Fac. Spec. - NOX Rate Summer v3.1, Unit 566 and retrofits | 509 | 1797 | Rate Constraint in lbs/MMBtu | FALSE | L | Annual | Rate | lb/MWh | 0 | 0 | 0.59522 | 0.59522 | 0.59522 | 0 | 0
IL Fac. Spec. - NOX Rate Summer v3.1, Unit 566 and retrofits | 509 | 1797 | Rate Constraint in lbs/MMBtu | FALSE | L | Annual | Constraint Shadow Price | US2011$/Ton | 0 | 0 | 0 | 0 | 0 | 0 | 0
IL Fac. Spec. - NOX Rate Summer v3.1, Unit 567 and retrofits | 510 | 1797 | Rate Constraint in lbs/MMBtu | FALSE | L | Annual | Seasons Included | Seasons | Summer | Summer | Summer | Summer | Summer | Summer | Summer
IL Fac. Spec. - NOX Rate Summer v3.1, Unit 567 and retrofits | 510 | 1797 | Rate Constraint in lbs/MMBtu | FALSE | L | Annual | Standard NOX | lb/MMBtu | 0.25 | 0.25 | 0.25 | 0.25 | 0.25 | 0.25 | 0.25
IL Fac. Spec. - NOX Rate Summer v3.1, Unit 567 and retrofits | 510 | 1797 | Rate Constraint in lbs/MMBtu | FALSE | L | Annual | Emissions at Affected Plants NOX | Thousand Tons | 0 | 0 | 0.00055014 | 0.00055014 | 0.00055014 | 0 | 0
IL Fac. Spec. - NOX Rate Summer v3.1, Unit 567 and retrofits | 510 | 1797 | Rate Constraint in lbs/MMBtu | FALSE | L | Annual | Allowances Purchased NOX | Thousand Tons | 0 | 0 | 0 | 0 | 0 | 0 | 0
IL Fac. Spec. - NOX Rate Summer v3.1, Unit 567 and retrofits | 510 | 1797 | Rate Constraint in lbs/MMBtu | FALSE | L | Annual | Allowances Sold NOX | Thousand Tons | 0 | 0 | 0 | 0 | 0 | 0 | 0
IL Fac. Spec. - NOX Rate Summer v3.1, Unit 567 and retrofits | 510 | 1797 | Rate Constraint in lbs/MMBtu | FALSE | L | Annual | Allowances Banked | Thousand Tons | 0 | 0 | 0 | 0 | 0 | 0 | 0
IL Fac. Spec. - NOX Rate Summer v3.1, Unit 567 and retrofits | 510 | 1797 | Rate Constraint in lbs/MMBtu | FALSE | L | Annual | Allowances Withdrawn (1:1) | Thousand Tons | 0 | 0 | 0 | 0 | 0 | 0 | 0
IL Fac. Spec. - NOX Rate Summer v3.1, Unit 567 and retrofits | 510 | 1797 | Rate Constraint in lbs/MMBtu | FALSE | L | Annual | Allowances Withdrawn (n:1) | Thousand Tons | 0 | 0 | 0 | 0 | 0 | 0 | 0
IL Fac. Spec. - NOX Rate Summer v3.1, Unit 567 and retrofits | 510 | 1797 | Rate Constraint in lbs/MMBtu | FALSE | L | Annual | Net Emissions Allowance Position | Thousand Tons | 0 | 0 | 0.00055014 | 0.00055014 | 0.00055014 | 0 | 0
IL Fac. Spec. - NOX Rate Summer v3.1, Unit 567 and retrofits | 510 | 1797 | Rate Constraint in lbs/MMBtu | FALSE | L | Annual | Fuel Consumed | TBtu | 0 | 0 | 0.033141 | 0.033141 | 0.033141 | 0 | 0
IL Fac. Spec. - NOX Rate Summer v3.1, Unit 567 and retrofits | 510 | 1797 | Rate Constraint in lbs/MMBtu | FALSE | L | Annual | Rate | lb/MMBtu | 0 | 0 | 0.0332 | 0.0332 | 0.0332 | 0 | 0
IL Fac. Spec. - NOX Rate Summer v3.1, Unit 567 and retrofits | 510 | 1797 | Rate Constraint in lbs/MMBtu | FALSE | L | Annual | Generation | TWh | 0 | 0 | 0.0026336 | 0.0026336 | 0.0026336 | 0 | 0
IL Fac. Spec. - NOX Rate Summer v3.1, Unit 567 and retrofits | 510 | 1797 | Rate Constraint in lbs/MMBtu | FALSE | L | Annual | Qualifying Generation | TWh | 0 | 0 | 0.0026336 | 0.0026336 | 0.0026336 | 0 | 0
IL Fac. Spec. - NOX Rate Summer v3.1, Unit 567 and retrofits | 510 | 1797 | Rate Constraint in lbs/MMBtu | FALSE | L | Annual | Rate | lb/MWh | 0 | 0 | 0.41779 | 0.41779 | 0.41779 | 0 | 0
IL Fac. Spec. - NOX Rate Summer v3.1, Unit 567 and retrofits | 510 | 1797 | Rate Constraint in lbs/MMBtu | FALSE | L | Annual | Constraint Shadow Price | US2011$/Ton | 0 | 0 | 0 | 0 | 0 | 0 | 0
IL Fac. Spec. - NOX Rate Summer v3.1, Unit 568 and retrofits | 511 | 1797 | Rate Constraint in lbs/MMBtu | FALSE | L | Annual | Seasons Included | Seasons | Summer | Summer | Summer | Summer | Summer | Summer | Summer
IL Fac. Spec. - NOX Rate Summer v3.1, Unit 568 and retrofits | 511 | 1797 | Rate Constraint in lbs/MMBtu | FALSE | L | Annual | Standard NOX | lb/MMBtu | 0.25 | 0.25 | 0.25 | 0.25 | 0.25 | 0.25 | 0.25
IL Fac. Spec. - NOX Rate Summer v3.1, Unit 568 and retrofits | 511 | 1797 | Rate Constraint in lbs/MMBtu | FALSE | L | Annual | Emissions at Affected Plants NOX | Thousand Tons | 0.00078787 | 0.00078787 | 0.0020704 | 0.004005 | 0.004005 | 0.004005 | 0.004005
IL Fac. Spec. - NOX Rate Summer v3.1, Unit 568 and retrofits | 511 | 1797 | Rate Constraint in lbs/MMBtu | FALSE | L | Annual | Allowances Purchased NOX | Thousand Tons | 0 | 0 | 0 | 0 | 0 | 0 | 0
IL Fac. Spec. - NOX Rate Summer v3.1, Unit 568 and retrofits | 511 | 1797 | Rate Constraint in lbs/MMBtu | FALSE | L | Annual | Allowances Sold NOX | Thousand Tons | 0 | 0 | 0 | 0 | 0 | 0 | 0
IL Fac. Spec. - NOX Rate Summer v3.1, Unit 568 and retrofits | 511 | 1797 | Rate Constraint in lbs/MMBtu | FALSE | L | Annual | Allowances Banked | Thousand Tons | 0 | 0 | 0 | 0 | 0 | 0 | 0
IL Fac. Spec. - NOX Rate Summer v3.1, Unit 568 and retrofits | 511 | 1797 | Rate Constraint in lbs/MMBtu | FALSE | L | Annual | Allowances Withdrawn (1:1) | Thousand Tons | 0 | 0 | 0 | 0 | 0 | 0 | 0
IL Fac. Spec. - NOX Rate Summer v3.1, Unit 568 and retrofits | 511 | 1797 | Rate Constraint in lbs/MMBtu | FALSE | L | Annual | Allowances Withdrawn (n:1) | Thousand Tons | 0 | 0 | 0 | 0 | 0 | 0 | 0
IL Fac. Spec. - NOX Rate Summer v3.1, Unit 568 and retrofits | 511 | 1797 | Rate Constraint in lbs/MMBtu | FALSE | L | Annual | Net Emissions Allowance Position | Thousand Tons | 0.00078787 | 0.00078787 | 0.0020704 | 0.004005 | 0.004005 | 0.004005 | 0.004005
IL Fac. Spec. - NOX Rate Summer v3.1, Unit 568 and retrofits | 511 | 1797 | Rate Constraint in lbs/MMBtu | FALSE | L | Annual | Fuel Consumed | TBtu | 0.05441 | 0.05441 | 0.14298 | 0.27659 | 0.27659 | 0.27659 | 0.27659
IL Fac. Spec. - NOX Rate Summer v3.1, Unit 568 and retrofits | 511 | 1797 | Rate Constraint in lbs/MMBtu | FALSE | L | Annual | Rate | lb/MMBtu | 0.02896 | 0.02896 | 0.02896 | 0.02896 | 0.02896 | 0.02896 | 0.02896
IL Fac. Spec. - NOX Rate Summer v3.1, Unit 568 and retrofits | 511 | 1797 | Rate Constraint in lbs/MMBtu | FALSE | L | Annual | Generation | TWh | 0.0050005 | 0.0050005 | 0.01314 | 0.025419 | 0.025419 | 0.025419 | 0.025419
IL Fac. Spec. - NOX Rate Summer v3.1, Unit 568 and retrofits | 511 | 1797 | Rate Constraint in lbs/MMBtu | FALSE | L | Annual | Qualifying Generation | TWh | 0.0050005 | 0.0050005 | 0.01314 | 0.025419 | 0.025419 | 0.025419 | 0.025419
IL Fac. Spec. - NOX Rate Summer v3.1, Unit 568 and retrofits | 511 | 1797 | Rate Constraint in lbs/MMBtu | FALSE | L | Annual | Rate | lb/MWh | 0.31512 | 0.31512 | 0.31512 | 0.31512 | 0.31512 | 0.31512 | 0.31512
IL Fac. Spec. - NOX Rate Summer v3.1, Unit 568 and retrofits | 511 | 1797 | Rate Constraint in lbs/MMBtu | FALSE | L | Annual | Constraint Shadow Price | US2011$/Ton | 0 | 0 | 0 | 0 | 0 | 0 | 0
IL Fac. Spec. - NOX Rate Summer v3.1, Unit 569 and retrofits | 512 | 1797 | Rate Constraint in lbs/MMBtu | FALSE | L | Annual | Seasons Included | Seasons | Summer | Summer | Summer | Summer | Summer | Summer | Summer
IL Fac. Spec. - NOX Rate Summer v3.1, Unit 569 and retrofits | 512 | 1797 | Rate Constraint in lbs/MMBtu | FALSE | L | Annual | Standard NOX | lb/MMBtu | 0.25 | 0.25 | 0.25 | 0.25 | 0.25 | 0.25 | 0.25
IL Fac. Spec. - NOX Rate Summer v3.1, Unit 569 and retrofits | 512 | 1797 | Rate Constraint in lbs/MMBtu | FALSE | L | Annual | Emissions at Affected Plants NOX | Thousand Tons | 0.0008345 | 0.0008345 | 0.0042421 | 0.0042421 | 0.0042421 | 0.0042421 | 0.0042421
IL Fac. Spec. - NOX Rate Summer v3.1, Unit 569 and retrofits | 512 | 1797 | Rate Constraint in lbs/MMBtu | FALSE | L | Annual | Allowances Purchased NOX | Thousand Tons | 0 | 0 | 0 | 0 | 0 | 0 | 0
IL Fac. Spec. - NOX Rate Summer v3.1, Unit 569 and retrofits | 512 | 1797 | Rate Constraint in lbs/MMBtu | FALSE | L | Annual | Allowances Sold NOX | Thousand Tons | 0 | 0 | 0 | 0 | 0 | 0 | 0
IL Fac. Spec. - NOX Rate Summer v3.1, Unit 569 and retrofits | 512 | 1797 | Rate Constraint in lbs/MMBtu | FALSE | L | Annual | Allowances Banked | Thousand Tons | 0 | 0 | 0 | 0 | 0 | 0 | 0
IL Fac. Spec. - NOX Rate Summer v3.1, Unit 569 and retrofits | 512 | 1797 | Rate Constraint in lbs/MMBtu | FALSE | L | Annual | Allowances Withdrawn (1:1) | Thousand Tons | 0 | 0 | 0 | 0 | 0 | 0 | 0
IL Fac. Spec. - NOX Rate Summer v3.1, Unit 569 and retrofits | 512 | 1797 | Rate Constraint in lbs/MMBtu | FALSE | L | Annual | Allowances Withdrawn (n:1) | Thousand Tons | 0 | 0 | 0 | 0 | 0 | 0 | 0
IL Fac. Spec. - NOX Rate Summer v3.1, Unit 569 and retrofits | 512 | 1797 | Rate Constraint in lbs/MMBtu | FALSE | L | Annual | Net Emissions Allowance Position | Thousand Tons | 0.0008345 | 0.0008345 | 0.0042421 | 0.0042421 | 0.0042421 | 0.0042421 | 0.0042421
IL Fac. Spec. - NOX Rate Summer v3.1, Unit 569 and retrofits | 512 | 1797 | Rate Constraint in lbs/MMBtu | FALSE | L | Annual | Fuel Consumed | TBtu | 0.05441 | 0.05441 | 0.27659 | 0.27659 | 0.27659 | 0.27659 | 0.27659
IL Fac. Spec. - NOX Rate Summer v3.1, Unit 569 and retrofits | 512 | 1797 | Rate Constraint in lbs/MMBtu | FALSE | L | Annual | Rate | lb/MMBtu | 0.030674 | 0.030674 | 0.030674 | 0.030674 | 0.030674 | 0.030674 | 0.030674
IL Fac. Spec. - NOX Rate Summer v3.1, Unit 569 and retrofits | 512 | 1797 | Rate Constraint in lbs/MMBtu | FALSE | L | Annual | Generation | TWh | 0.0050005 | 0.0050005 | 0.025419 | 0.025419 | 0.025419 | 0.025419 | 0.025419
IL Fac. Spec. - NOX Rate Summer v3.1, Unit 569 and retrofits | 512 | 1797 | Rate Constraint in lbs/MMBtu | FALSE | L | Annual | Qualifying Generation | TWh | 0.0050005 | 0.0050005 | 0.025419 | 0.025419 | 0.025419 | 0.025419 | 0.025419
IL Fac. Spec. - NOX Rate Summer v3.1, Unit 569 and retrofits | 512 | 1797 | Rate Constraint in lbs/MMBtu | FALSE | L | Annual | Rate | lb/MWh | 0.33377 | 0.33377 | 0.33377 | 0.33377 | 0.33377 | 0.33377 | 0.33377
IL Fac. Spec. - NOX Rate Summer v3.1, Unit 569 and retrofits | 512 | 1797 | Rate Constraint in lbs/MMBtu | FALSE | L | Annual | Constraint Shadow Price | US2011$/Ton | 0 | 0 | 0 | 0 | 0 | 0 | 0
IL Fac. Spec. - NOX Rate Summer v3.1, Unit 570 and retrofits | 513 | 1797 | Rate Constraint in lbs/MMBtu | FALSE | L | Annual | Seasons Included | Seasons | Summer | Summer | Summer | Summer | Summer | Summer | Summer
IL Fac. Spec. - NOX Rate Summer v3.1, Unit 570 and retrofits | 513 | 1797 | Rate Constraint in lbs/MMBtu | FALSE | L | Annual | Standard NOX | lb/MMBtu | 0.25 | 0.25 | 0.25 | 0.25 | 0.25 | 0.25 | 0.25
IL Fac. Spec. - NOX Rate Summer v3.1, Unit 570 and retrofits | 513 | 1797 | Rate Constraint in lbs/MMBtu | FALSE | L | Annual | Emissions at Affected Plants NOX | Thousand Tons | 0.00079585 | 0.00079585 | 0.0040456 | 0.0040456 | 0.0040456 | 0.0040456 | 0.0040456
IL Fac. Spec. - NOX Rate Summer v3.1, Unit 570 and retrofits | 513 | 1797 | Rate Constraint in lbs/MMBtu | FALSE | L | Annual | Allowances Purchased NOX | Thousand Tons | 0 | 0 | 0 | 0 | 0 | 0 | 0
IL Fac. Spec. - NOX Rate Summer v3.1, Unit 570 and retrofits | 513 | 1797 | Rate Constraint in lbs/MMBtu | FALSE | L | Annual | Allowances Sold NOX | Thousand Tons | 0 | 0 | 0 | 0 | 0 | 0 | 0
IL Fac. Spec. - NOX Rate Summer v3.1, Unit 570 and retrofits | 513 | 1797 | Rate Constraint in lbs/MMBtu | FALSE | L | Annual | Allowances Banked | Thousand Tons | 0 | 0 | 0 | 0 | 0 | 0 | 0
IL Fac. Spec. - NOX Rate Summer v3.1, Unit 570 and retrofits | 513 | 1797 | Rate Constraint in lbs/MMBtu | FALSE | L | Annual | Allowances Withdrawn (1:1) | Thousand Tons | 0 | 0 | 0 | 0 | 0 | 0 | 0
IL Fac. Spec. - NOX Rate Summer v3.1, Unit 570 and retrofits | 513 | 1797 | Rate Constraint in lbs/MMBtu | FALSE | L | Annual | Allowances Withdrawn (n:1) | Thousand Tons | 0 | 0 | 0 | 0 | 0 | 0 | 0
IL Fac. Spec. - NOX Rate Summer v3.1, Unit 570 and retrofits | 513 | 1797 | Rate Constraint in lbs/MMBtu | FALSE | L | Annual | Net Emissions Allowance Position | Thousand Tons | 0.00079585 | 0.00079585 | 0.0040456 | 0.0040456 | 0.0040456 | 0.0040456 | 0.0040456
IL Fac. Spec. - NOX Rate Summer v3.1, Unit 570 and retrofits | 513 | 1797 | Rate Constraint in lbs/MMBtu | FALSE | L | Annual | Fuel Consumed | TBtu | 0.05441 | 0.05441 | 0.27659 | 0.27659 | 0.27659 | 0.27659 | 0.27659
IL Fac. Spec. - NOX Rate Summer v3.1, Unit 570 and retrofits | 513 | 1797 | Rate Constraint in lbs/MMBtu | FALSE | L | Annual | Rate | lb/MMBtu | 0.029254 | 0.029254 | 0.029254 | 0.029254 | 0.029254 | 0.029254 | 0.029254
IL Fac. Spec. - NOX Rate Summer v3.1, Unit 570 and retrofits | 513 | 1797 | Rate Constraint in lbs/MMBtu | FALSE | L | Annual | Generation | TWh | 0.0050005 | 0.0050005 | 0.025419 | 0.025419 | 0.025419 | 0.025419 | 0.025419
IL Fac. Spec. - NOX Rate Summer v3.1, Unit 570 and retrofits | 513 | 1797 | Rate Constraint in lbs/MMBtu | FALSE | L | Annual | Qualifying Generation | TWh | 0.0050005 | 0.0050005 | 0.025419 | 0.025419 | 0.025419 | 0.025419 | 0.025419
IL Fac. Spec. - NOX Rate Summer v3.1, Unit 570 and retrofits | 513 | 1797 | Rate Constraint in lbs/MMBtu | FALSE | L | Annual | Rate | lb/MWh | 0.31831 | 0.31831 | 0.31831 | 0.31831 | 0.31831 | 0.31831 | 0.31831
IL Fac. Spec. - NOX Rate Summer v3.1, Unit 570 and retrofits | 513 | 1797 | Rate Constraint in lbs/MMBtu | FALSE | L | Annual | Constraint Shadow Price | US2011$/Ton | 0 | 0 | 0 | 0 | 0 | 0 | 0
IL Fac. Spec. - NOX Rate Summer v3.1, Unit 571 and retrofits | 514 | 1797 | Rate Constraint in lbs/MMBtu | FALSE | L | Annual | Seasons Included | Seasons | Summer | Summer | Summer | Summer | Summer | Summer | Summer
IL Fac. Spec. - NOX Rate Summer v3.1, Unit 571 and retrofits | 514 | 1797 | Rate Constraint in lbs/MMBtu | FALSE | L | Annual | Standard NOX | lb/MMBtu | 0.25 | 0.25 | 0.25 | 0.25 | 0.25 | 0.25 | 0.25
IL Fac. Spec. - NOX Rate Summer v3.1, Unit 571 and retrofits | 514 | 1797 | Rate Constraint in lbs/MMBtu | FALSE | L | Annual | Emissions at Affected Plants NOX | Thousand Tons | 0.00078905 | 0.00078905 | 0.00078905 | 0.004011 | 0.004011 | 0.004011 | 0.004011
IL Fac. Spec. - NOX Rate Summer v3.1, Unit 571 and retrofits | 514 | 1797 | Rate Constraint in lbs/MMBtu | FALSE | L | Annual | Allowances Purchased NOX | Thousand Tons | 0 | 0 | 0 | 0 | 0 | 0 | 0
IL Fac. Spec. - NOX Rate Summer v3.1, Unit 571 and retrofits | 514 | 1797 | Rate Constraint in lbs/MMBtu | FALSE | L | Annual | Allowances Sold NOX | Thousand Tons | 0 | 0 | 0 | 0 | 0 | 0 | 0
IL Fac. Spec. - NOX Rate Summer v3.1, Unit 571 and retrofits | 514 | 1797 | Rate Constraint in lbs/MMBtu | FALSE | L | Annual | Allowances Banked | Thousand Tons | 0 | 0 | 0 | 0 | 0 | 0 | 0
IL Fac. Spec. - NOX Rate Summer v3.1, Unit 571 and retrofits | 514 | 1797 | Rate Constraint in lbs/MMBtu | FALSE | L | Annual | Allowances Withdrawn (1:1) | Thousand Tons | 0 | 0 | 0 | 0 | 0 | 0 | 0
IL Fac. Spec. - NOX Rate Summer v3.1, Unit 571 and retrofits | 514 | 1797 | Rate Constraint in lbs/MMBtu | FALSE | L | Annual | Allowances Withdrawn (n:1) | Thousand Tons | 0 | 0 | 0 | 0 | 0 | 0 | 0
IL Fac. Spec. - NOX Rate Summer v3.1, Unit 571 and retrofits | 514 | 1797 | Rate Constraint in lbs/MMBtu | FALSE | L | Annual | Net Emissions Allowance Position | Thousand Tons | 0.00078905 | 0.00078905 | 0.00078905 | 0.004011 | 0.004011 | 0.004011 | 0.004011
IL Fac. Spec. - NOX Rate Summer v3.1, Unit 571 and retrofits | 514 | 1797 | Rate Constraint in lbs/MMBtu | FALSE | L | Annual | Fuel Consumed | TBtu | 0.05441 | 0.05441 | 0.05441 | 0.27659 | 0.27659 | 0.27659 | 0.27659
IL Fac. Spec. - NOX Rate Summer v3.1, Unit 571 and retrofits | 514 | 1797 | Rate Constraint in lbs/MMBtu | FALSE | L | Annual | Rate | lb/MMBtu | 0.029004 | 0.029004 | 0.029004 | 0.029004 | 0.029004 | 0.029004 | 0.029004
IL Fac. Spec. - NOX Rate Summer v3.1, Unit 571 and retrofits | 514 | 1797 | Rate Constraint in lbs/MMBtu | FALSE | L | Annual | Generation | TWh | 0.0050005 | 0.0050005 | 0.0050005 | 0.025419 | 0.025419 | 0.025419 | 0.025419
IL Fac. Spec. - NOX Rate Summer v3.1, Unit 571 and retrofits | 514 | 1797 | Rate Constraint in lbs/MMBtu | FALSE | L | Annual | Qualifying Generation | TWh | 0.0050005 | 0.0050005 | 0.0050005 | 0.025419 | 0.025419 | 0.025419 | 0.025419
IL Fac. Spec. - NOX Rate Summer v3.1, Unit 571 and retrofits | 514 | 1797 | Rate Constraint in lbs/MMBtu | FALSE | L | Annual | Rate | lb/MWh | 0.31559 | 0.31559 | 0.31559 | 0.31559 | 0.31559 | 0.31559 | 0.31559
IL Fac. Spec. - NOX Rate Summer v3.1, Unit 571 and retrofits | 514 | 1797 | Rate Constraint in lbs/MMBtu | FALSE | L | Annual | Constraint Shadow Price | US2011$/Ton | 0 | 0 | 0 | 0 | 0 | 0 | 0
IL Fac. Spec. - NOX Rate Summer v3.1, Unit 572 and retrofits | 515 | 1797 | Rate Constraint in lbs/MMBtu | FALSE | L | Annual | Seasons Included | Seasons | Summer | Summer | Summer | Summer | Summer | Summer | Summer
IL Fac. Spec. - NOX Rate Summer v3.1, Unit 572 and retrofits | 515 | 1797 | Rate Constraint in lbs/MMBtu | FALSE | L | Annual | Standard NOX | lb/MMBtu | 0.25 | 0.25 | 0.25 | 0.25 | 0.25 | 0.25 | 0.25
IL Fac. Spec. - NOX Rate Summer v3.1, Unit 572 and retrofits | 515 | 1797 | Rate Constraint in lbs/MMBtu | FALSE | L | Annual | Emissions at Affected Plants NOX | Thousand Tons | 0.00079683 | 0.00079683 | 0.0040505 | 0.0040505 | 0.0040505 | 0.0040505 | 0.0040505
IL Fac. Spec. - NOX Rate Summer v3.1, Unit 572 and retrofits | 515 | 1797 | Rate Constraint in lbs/MMBtu | FALSE | L | Annual | Allowances Purchased NOX | Thousand Tons | 0 | 0 | 0 | 0 | 0 | 0 | 0
IL Fac. Spec. - NOX Rate Summer v3.1, Unit 572 and retrofits | 515 | 1797 | Rate Constraint in lbs/MMBtu | FALSE | L | Annual | Allowances Sold NOX | Thousand Tons | 0 | 0 | 0 | 0 | 0 | 0 | 0
IL Fac. Spec. - NOX Rate Summer v3.1, Unit 572 and retrofits | 515 | 1797 | Rate Constraint in lbs/MMBtu | FALSE | L | Annual | Allowances Banked | Thousand Tons | 0 | 0 | 0 | 0 | 0 | 0 | 0
IL Fac. Spec. - NOX Rate Summer v3.1, Unit 572 and retrofits | 515 | 1797 | Rate Constraint in lbs/MMBtu | FALSE | L | Annual | Allowances Withdrawn (1:1) | Thousand Tons | 0 | 0 | 0 | 0 | 0 | 0 | 0
IL Fac. Spec. - NOX Rate Summer v3.1, Unit 572 and retrofits | 515 | 1797 | Rate Constraint in lbs/MMBtu | FALSE | L | Annual | Allowances Withdrawn (n:1) | Thousand Tons | 0 | 0 | 0 | 0 | 0 | 0 | 0
IL Fac. Spec. - NOX Rate Summer v3.1, Unit 572 and retrofits | 515 | 1797 | Rate Constraint in lbs/MMBtu | FALSE | L | Annual | Net Emissions Allowance Position | Thousand Tons | 0.00079683 | 0.00079683 | 0.0040505 | 0.0040505 | 0.0040505 | 0.0040505 | 0.0040505
IL Fac. Spec. - NOX Rate Summer v3.1, Unit 572 and retrofits | 515 | 1797 | Rate Constraint in lbs/MMBtu | FALSE | L | Annual | Fuel Consumed | TBtu | 0.05441 | 0.05441 | 0.27659 | 0.27659 | 0.27659 | 0.27659 | 0.27659
IL Fac. Spec. - NOX Rate Summer v3.1, Unit 572 and retrofits | 515 | 1797 | Rate Constraint in lbs/MMBtu | FALSE | L | Annual | Rate | lb/MMBtu | 0.02929 | 0.02929 | 0.02929 | 0.02929 | 0.02929 | 0.02929 | 0.02929
IL Fac. Spec. - NOX Rate Summer v3.1, Unit 572 and retrofits | 515 | 1797 | Rate Constraint in lbs/MMBtu | FALSE | L | Annual | Generation | TWh | 0.0050005 | 0.0050005 | 0.025419 | 0.025419 | 0.025419 | 0.025419 | 0.025419
IL Fac. Spec. - NOX Rate Summer v3.1, Unit 572 and retrofits | 515 | 1797 | Rate Constraint in lbs/MMBtu | FALSE | L | Annual | Qualifying Generation | TWh | 0.0050005 | 0.0050005 | 0.025419 | 0.025419 | 0.025419 | 0.025419 | 0.025419
IL Fac. Spec. - NOX Rate Summer v3.1, Unit 572 and retrofits | 515 | 1797 | Rate Constraint in lbs/MMBtu | FALSE | L | Annual | Rate | lb/MWh | 0.3187 | 0.3187 | 0.3187 | 0.3187 | 0.3187 | 0.3187 | 0.3187
IL Fac. Spec. - NOX Rate Summer v3.1, Unit 572 and retrofits | 515 | 1797 | Rate Constraint in lbs/MMBtu | FALSE | L | Annual | Constraint Shadow Price | US2011$/Ton | 0 | 0 | 0 | 0 | 0 | 0 | 0
IL Fac. Spec. - NOX Rate Summer v3.1, Unit 573 and retrofits | 516 | 1797 | Rate Constraint in lbs/MMBtu | FALSE | L | Annual | Seasons Included | Seasons | Summer | Summer | Summer | Summer | Summer | Summer | Summer
IL Fac. Spec. - NOX Rate Summer v3.1, Unit 573 and retrofits | 516 | 1797 | Rate Constraint in lbs/MMBtu | FALSE | L | Annual | Standard NOX | lb/MMBtu | 0.25 | 0.25 | 0.25 | 0.25 | 0.25 | 0.25 | 0.25
IL Fac. Spec. - NOX Rate Summer v3.1, Unit 573 and retrofits | 516 | 1797 | Rate Constraint in lbs/MMBtu | FALSE | L | Annual | Emissions at Affected Plants NOX | Thousand Tons | 0 | 0 | 0 | 0 | 0.0005524 | 0 | 0
IL Fac. Spec. - NOX Rate Summer v3.1, Unit 573 and retrofits | 516 | 1797 | Rate Constraint in lbs/MMBtu | FALSE | L | Annual | Allowances Purchased NOX | Thousand Tons | 0 | 0 | 0 | 0 | 0 | 0 | 0
IL Fac. Spec. - NOX Rate Summer v3.1, Unit 573 and retrofits | 516 | 1797 | Rate Constraint in lbs/MMBtu | FALSE | L | Annual | Allowances Sold NOX | Thousand Tons | 0 | 0 | 0 | 0 | 0 | 0 | 0
IL Fac. Spec. - NOX Rate Summer v3.1, Unit 573 and retrofits | 516 | 1797 | Rate Constraint in lbs/MMBtu | FALSE | L | Annual | Allowances Banked | Thousand Tons | 0 | 0 | 0 | 0 | 0 | 0 | 0
IL Fac. Spec. - NOX Rate Summer v3.1, Unit 573 and retrofits | 516 | 1797 | Rate Constraint in lbs/MMBtu | FALSE | L | Annual | Allowances Withdrawn (1:1) | Thousand Tons | 0 | 0 | 0 | 0 | 0 | 0 | 0
IL Fac. Spec. - NOX Rate Summer v3.1, Unit 573 and retrofits | 516 | 1797 | Rate Constraint in lbs/MMBtu | FALSE | L | Annual | Allowances Withdrawn (n:1) | Thousand Tons | 0 | 0 | 0 | 0 | 0 | 0 | 0
IL Fac. Spec. - NOX Rate Summer v3.1, Unit 573 and retrofits | 516 | 1797 | Rate Constraint in lbs/MMBtu | FALSE | L | Annual | Net Emissions Allowance Position | Thousand Tons | 0 | 0 | 0 | 0 | 0.0005524 | 0 | 0
IL Fac. Spec. - NOX Rate Summer v3.1, Unit 573 and retrofits | 516 | 1797 | Rate Constraint in lbs/MMBtu | FALSE | L | Annual | Fuel Consumed | TBtu | 0 | 0 | 0 | 0 | 0.031172 | 0 | 0
IL Fac. Spec. - NOX Rate Summer v3.1, Unit 573 and retrofits | 516 | 1797 | Rate Constraint in lbs/MMBtu | FALSE | L | Annual | Rate | lb/MMBtu | 0 | 0 | 0 | 0 | 0.035442 | 0 | 0
IL Fac. Spec. - NOX Rate Summer v3.1, Unit 573 and retrofits | 516 | 1797 | Rate Constraint in lbs/MMBtu | FALSE | L | Annual | Generation | TWh | 0 | 0 | 0 | 0 | 0.0023669 | 0 | 0
IL Fac. Spec. - NOX Rate Summer v3.1, Unit 573 and retrofits | 516 | 1797 | Rate Constraint in lbs/MMBtu | FALSE | L | Annual | Qualifying Generation | TWh | 0 | 0 | 0 | 0 | 0.0023669 | 0 | 0
IL Fac. Spec. - NOX Rate Summer v3.1, Unit 573 and retrofits | 516 | 1797 | Rate Constraint in lbs/MMBtu | FALSE | L | Annual | Rate | lb/MWh | 0 | 0 | 0 | 0 | 0.46677 | 0 | 0
IL Fac. Spec. - NOX Rate Summer v3.1, Unit 573 and retrofits | 516 | 1797 | Rate Constraint in lbs/MMBtu | FALSE | L | Annual | Constraint Shadow Price | US2011$/Ton | 0 | 0 | 0 | 0 | 0 | 0 | 0
IL Fac. Spec. - NOX Rate Summer v3.1, Unit 574 and retrofits | 517 | 1797 | Rate Constraint in lbs/MMBtu | FALSE | L | Annual | Seasons Included | Seasons | Summer | Summer | Summer | Summer | Summer | Summer | Summer
IL Fac. Spec. - NOX Rate Summer v3.1, Unit 574 and retrofits | 517 | 1797 | Rate Constraint in lbs/MMBtu | FALSE | L | Annual | Standard NOX | lb/MMBtu | 0.25 | 0.25 | 0.25 | 0.25 | 0.25 | 0.25 | 0.25
IL Fac. Spec. - NOX Rate Summer v3.1, Unit 574 and retrofits | 517 | 1797 | Rate Constraint in lbs/MMBtu | FALSE | L | Annual | Emissions at Affected Plants NOX | Thousand Tons | 0 | 0 | 0 | 0 | 0.00040144 | 0 | 0
IL Fac. Spec. - NOX Rate Summer v3.1, Unit 574 and retrofits | 517 | 1797 | Rate Constraint in lbs/MMBtu | FALSE | L | Annual | Allowances Purchased NOX | Thousand Tons | 0 | 0 | 0 | 0 | 0 | 0 | 0
IL Fac. Spec. - NOX Rate Summer v3.1, Unit 574 and retrofits | 517 | 1797 | Rate Constraint in lbs/MMBtu | FALSE | L | Annual | Allowances Sold NOX | Thousand Tons | 0 | 0 | 0 | 0 | 0 | 0 | 0
IL Fac. Spec. - NOX Rate Summer v3.1, Unit 574 and retrofits | 517 | 1797 | Rate Constraint in lbs/MMBtu | FALSE | L | Annual | Allowances Banked | Thousand Tons | 0 | 0 | 0 | 0 | 0 | 0 | 0
IL Fac. Spec. - NOX Rate Summer v3.1, Unit 574 and retrofits | 517 | 1797 | Rate Constraint in lbs/MMBtu | FALSE | L | Annual | Allowances Withdrawn (1:1) | Thousand Tons | 0 | 0 | 0 | 0 | 0 | 0 | 0
IL Fac. Spec. - NOX Rate Summer v3.1, Unit 574 and retrofits | 517 | 1797 | Rate Constraint in lbs/MMBtu | FALSE | L | Annual | Allowances Withdrawn (n:1) | Thousand Tons | 0 | 0 | 0 | 0 | 0 | 0 | 0
IL Fac. Spec. - NOX Rate Summer v3.1, Unit 574 and retrofits | 517 | 1797 | Rate Constraint in lbs/MMBtu | FALSE | L | Annual | Net Emissions Allowance Position | Thousand Tons | 0 | 0 | 0 | 0 | 0.00040144 | 0 | 0
IL Fac. Spec. - NOX Rate Summer v3.1, Unit 574 and retrofits | 517 | 1797 | Rate Constraint in lbs/MMBtu | FALSE | L | Annual | Fuel Consumed | TBtu | 0 | 0 | 0 | 0 | 0.031179 | 0 | 0
IL Fac. Spec. - NOX Rate Summer v3.1, Unit 574 and retrofits | 517 | 1797 | Rate Constraint in lbs/MMBtu | FALSE | L | Annual | Rate | lb/MMBtu | 0 | 0 | 0 | 0 | 0.02575 | 0 | 0
IL Fac. Spec. - NOX Rate Summer v3.1, Unit 574 and retrofits | 517 | 1797 | Rate Constraint in lbs/MMBtu | FALSE | L | Annual | Generation | TWh | 0 | 0 | 0 | 0 | 0.0023669 | 0 | 0
IL Fac. Spec. - NOX Rate Summer v3.1, Unit 574 and retrofits | 517 | 1797 | Rate Constraint in lbs/MMBtu | FALSE | L | Annual | Qualifying Generation | TWh | 0 | 0 | 0 | 0 | 0.0023669 | 0 | 0
IL Fac. Spec. - NOX Rate Summer v3.1, Unit 574 and retrofits | 517 | 1797 | Rate Constraint in lbs/MMBtu | FALSE | L | Annual | Rate | lb/MWh | 0 | 0 | 0 | 0 | 0.33921 | 0 | 0
IL Fac. Spec. - NOX Rate Summer v3.1, Unit 574 and retrofits | 517 | 1797 | Rate Constraint in lbs/MMBtu | FALSE | L | Annual | Constraint Shadow Price | US2011$/Ton | 0 | 0 | 0 | 0 | 0 | 0 | 0
IL Fac. Spec. - NOX Rate Summer v3.1, Unit 575 and retrofits | 518 | 1797 | Rate Constraint in lbs/MMBtu | FALSE | L | Annual | Seasons Included | Seasons | Summer | Summer | Summer | Summer | Summer | Summer | Summer
IL Fac. Spec. - NOX Rate Summer v3.1, Unit 575 and retrofits | 518 | 1797 | Rate Constraint in lbs/MMBtu | FALSE | L | Annual | Standard NOX | lb/MMBtu | 0.25 | 0.25 | 0.25 | 0.25 | 0.25 | 0.25 | 0.25
IL Fac. Spec. - NOX Rate Summer v3.1, Unit 575 and retrofits | 518 | 1797 | Rate Constraint in lbs/MMBtu | FALSE | L | Annual | Emissions at Affected Plants NOX | Thousand Tons | 0 | 0 | 0 | 0.00031383 | 0.00053685 | 0 | 0
IL Fac. Spec. - NOX Rate Summer v3.1, Unit 575 and retrofits | 518 | 1797 | Rate Constraint in lbs/MMBtu | FALSE | L | Annual | Allowances Purchased NOX | Thousand Tons | 0 | 0 | 0 | 0 | 0 | 0 | 0
IL Fac. Spec. - NOX Rate Summer v3.1, Unit 575 and retrofits | 518 | 1797 | Rate Constraint in lbs/MMBtu | FALSE | L | Annual | Allowances Sold NOX | Thousand Tons | 0 | 0 | 0 | 0 | 0 | 0 | 0
IL Fac. Spec. - NOX Rate Summer v3.1, Unit 575 and retrofits | 518 | 1797 | Rate Constraint in lbs/MMBtu | FALSE | L | Annual | Allowances Banked | Thousand Tons | 0 | 0 | 0 | 0 | 0 | 0 | 0
IL Fac. Spec. - NOX Rate Summer v3.1, Unit 575 and retrofits | 518 | 1797 | Rate Constraint in lbs/MMBtu | FALSE | L | Annual | Allowances Withdrawn (1:1) | Thousand Tons | 0 | 0 | 0 | 0 | 0 | 0 | 0
IL Fac. Spec. - NOX Rate Summer v3.1, Unit 575 and retrofits | 518 | 1797 | Rate Constraint in lbs/MMBtu | FALSE | L | Annual | Allowances Withdrawn (n:1) | Thousand Tons | 0 | 0 | 0 | 0 | 0 | 0 | 0
IL Fac. Spec. - NOX Rate Summer v3.1, Unit 575 and retrofits | 518 | 1797 | Rate Constraint in lbs/MMBtu | FALSE | L | Annual | Net Emissions Allowance Position | Thousand Tons | 0 | 0 | 0 | 0.00031383 | 0.00053685 | 0 | 0
IL Fac. Spec. - NOX Rate Summer v3.1, Unit 575 and retrofits | 518 | 1797 | Rate Constraint in lbs/MMBtu | FALSE | L | Annual | Fuel Consumed | TBtu | 0 | 0 | 0 | 0.018204 | 0.031141 | 0 | 0
IL Fac. Spec. - NOX Rate Summer v3.1, Unit 575 and retrofits | 518 | 1797 | Rate Constraint in lbs/MMBtu | FALSE | L | Annual | Rate | lb/MMBtu | 0 | 0 | 0 | 0.034478 | 0.034478 | 0 | 0
IL Fac. Spec. - NOX Rate Summer v3.1, Unit 575 and retrofits | 518 | 1797 | Rate Constraint in lbs/MMBtu | FALSE | L | Annual | Generation | TWh | 0 | 0 | 0 | 0.0013836 | 0.0023669 | 0 | 0
IL Fac. Spec. - NOX Rate Summer v3.1, Unit 575 and retrofits | 518 | 1797 | Rate Constraint in lbs/MMBtu | FALSE | L | Annual | Qualifying Generation | TWh | 0 | 0 | 0 | 0.0013836 | 0.0023669 | 0 | 0
IL Fac. Spec. - NOX Rate Summer v3.1, Unit 575 and retrofits | 518 | 1797 | Rate Constraint in lbs/MMBtu | FALSE | L | Annual | Rate | lb/MWh | 0 | 0 | 0 | 0.45363 | 0.45363 | 0 | 0
IL Fac. Spec. - NOX Rate Summer v3.1, Unit 575 and retrofits | 518 | 1797 | Rate Constraint in lbs/MMBtu | FALSE | L | Annual | Constraint Shadow Price | US2011$/Ton | 0 | 0 | 0 | 0 | 0 | 0 | 0
IL Fac. Spec. - NOX Rate Summer v3.1, Unit 576 and retrofits | 519 | 1797 | Rate Constraint in lbs/MMBtu | FALSE | L | Annual | Seasons Included | Seasons | Summer | Summer | Summer | Summer | Summer | Summer | Summer
IL Fac. Spec. - NOX Rate Summer v3.1, Unit 576 and retrofits | 519 | 1797 | Rate Constraint in lbs/MMBtu | FALSE | L | Annual | Standard NOX | lb/MMBtu | 0.25 | 0.25 | 0.25 | 0.25 | 0.25 | 0.25 | 0.25
IL Fac. Spec. - NOX Rate Summer v3.1, Unit 576 and retrofits | 519 | 1797 | Rate Constraint in lbs/MMBtu | FALSE | L | Annual | Emissions at Affected Plants NOX | Thousand Tons | 0 | 0 | 0 | 0.0010223 | 0.0010223 | 0 | 0
IL Fac. Spec. - NOX Rate Summer v3.1, Unit 576 and retrofits | 519 | 1797 | Rate Constraint in lbs/MMBtu | FALSE | L | Annual | Allowances Purchased NOX | Thousand Tons | 0 | 0 | 0 | 0 | 0 | 0 | 0
IL Fac. Spec. - NOX Rate Summer v3.1, Unit 576 and retrofits | 519 | 1797 | Rate Constraint in lbs/MMBtu | FALSE | L | Annual | Allowances Sold NOX | Thousand Tons | 0 | 0 | 0 | 0 | 0 | 0 | 0
IL Fac. Spec. - NOX Rate Summer v3.1, Unit 576 and retrofits | 519 | 1797 | Rate Constraint in lbs/MMBtu | FALSE | L | Annual | Allowances Banked | Thousand Tons | 0 | 0 | 0 | 0 | 0 | 0 | 0
IL Fac. Spec. - NOX Rate Summer v3.1, Unit 576 and retrofits | 519 | 1797 | Rate Constraint in lbs/MMBtu | FALSE | L | Annual | Allowances Withdrawn (1:1) | Thousand Tons | 0 | 0 | 0 | 0 | 0 | 0 | 0
IL Fac. Spec. - NOX Rate Summer v3.1, Unit 576 and retrofits | 519 | 1797 | Rate Constraint in lbs/MMBtu | FALSE | L | Annual | Allowances Withdrawn (n:1) | Thousand Tons | 0 | 0 | 0 | 0 | 0 | 0 | 0
IL Fac. Spec. - NOX Rate Summer v3.1, Unit 576 and retrofits | 519 | 1797 | Rate Constraint in lbs/MMBtu | FALSE | L | Annual | Net Emissions Allowance Position | Thousand Tons | 0 | 0 | 0 | 0.0010223 | 0.0010223 | 0 | 0
IL Fac. Spec. - NOX Rate Summer v3.1, Unit 576 and retrofits | 519 | 1797 | Rate Constraint in lbs/MMBtu | FALSE | L | Annual | Fuel Consumed | TBtu | 0 | 0 | 0 | 0.031139 | 0.031139 | 0 | 0
IL Fac. Spec. - NOX Rate Summer v3.1, Unit 576 and retrofits | 519 | 1797 | Rate Constraint in lbs/MMBtu | FALSE | L | Annual | Rate | lb/MMBtu | 0 | 0 | 0 | 0.065659 | 0.065659 | 0 | 0
IL Fac. Spec. - NOX Rate Summer v3.1, Unit 576 and retrofits | 519 | 1797 | Rate Constraint in lbs/MMBtu | FALSE | L | Annual | Generation | TWh | 0 | 0 | 0 | 0.0023669 | 0.0023669 | 0 | 0
IL Fac. Spec. - NOX Rate Summer v3.1, Unit 576 and retrofits | 519 | 1797 | Rate Constraint in lbs/MMBtu | FALSE | L | Annual | Qualifying Generation | TWh | 0 | 0 | 0 | 0.0023669 | 0.0023669 | 0 | 0
IL Fac. Spec. - NOX Rate Summer v3.1, Unit 576 and retrofits | 519 | 1797 | Rate Constraint in lbs/MMBtu | FALSE | L | Annual | Rate | lb/MWh | 0 | 0 | 0 | 0.86381 | 0.86381 | 0 | 0
IL Fac. Spec. - NOX Rate Summer v3.1, Unit 576 and retrofits | 519 | 1797 | Rate Constraint in lbs/MMBtu | FALSE | L | Annual | Constraint Shadow Price | US2011$/Ton | 0 | 0 | 0 | 0 | 0 | 0 | 0
IL Fac. Spec. - NOX Rate Summer v3.1, Unit 577 and retrofits | 520 | 1797 | Rate Constraint in lbs/MMBtu | FALSE | L | Annual | Seasons Included | Seasons | Summer | Summer | Summer | Summer | Summer | Summer | Summer
IL Fac. Spec. - NOX Rate Summer v3.1, Unit 577 and retrofits | 520 | 1797 | Rate Constraint in lbs/MMBtu | FALSE | L | Annual | Standard NOX | lb/MMBtu | 0.25 | 0.25 | 0.25 | 0.25 | 0.25 | 0.25 | 0.25
IL Fac. Spec. - NOX Rate Summer v3.1, Unit 577 and retrofits | 520 | 1797 | Rate Constraint in lbs/MMBtu | FALSE | L | Annual | Emissions at Affected Plants NOX | Thousand Tons | 0 | 0 | 0 | 0 | 0.00044339 | 0 | 0
IL Fac. Spec. - NOX Rate Summer v3.1, Unit 577 and retrofits | 520 | 1797 | Rate Constraint in lbs/MMBtu | FALSE | L | Annual | Allowances Purchased NOX | Thousand Tons | 0 | 0 | 0 | 0 | 0 | 0 | 0
IL Fac. Spec. - NOX Rate Summer v3.1, Unit 577 and retrofits | 520 | 1797 | Rate Constraint in lbs/MMBtu | FALSE | L | Annual | Allowances Sold NOX | Thousand Tons | 0 | 0 | 0 | 0 | 0 | 0 | 0
IL Fac. Spec. - NOX Rate Summer v3.1, Unit 577 and retrofits | 520 | 1797 | Rate Constraint in lbs/MMBtu | FALSE | L | Annual | Allowances Banked | Thousand Tons | 0 | 0 | 0 | 0 | 0 | 0 | 0
IL Fac. Spec. - NOX Rate Summer v3.1, Unit 577 and retrofits | 520 | 1797 | Rate Constraint in lbs/MMBtu | FALSE | L | Annual | Allowances Withdrawn (1:1) | Thousand Tons | 0 | 0 | 0 | 0 | 0 | 0 | 0
IL Fac. Spec. - NOX Rate Summer v3.1, Unit 577 and retrofits | 520 | 1797 | Rate Constraint in lbs/MMBtu | FALSE | L | Annual | Allowances Withdrawn (n:1) | Thousand Tons | 0 | 0 | 0 | 0 | 0 | 0 | 0
IL Fac. Spec. - NOX Rate Summer v3.1, Unit 577 and retrofits | 520 | 1797 | Rate Constraint in lbs/MMBtu | FALSE | L | Annual | Net Emissions Allowance Position | Thousand Tons | 0 | 0 | 0 | 0 | 0.00044339 | 0 | 0
IL Fac. Spec. - NOX Rate Summer v3.1, Unit 577 and retrofits | 520 | 1797 | Rate Constraint in lbs/MMBtu | FALSE | L | Annual | Fuel Consumed | TBtu | 0 | 0 | 0 | 0 | 0.031191 | 0 | 0
IL Fac. Spec. - NOX Rate Summer v3.1, Unit 577 and retrofits | 520 | 1797 | Rate Constraint in lbs/MMBtu | FALSE | L | Annual | Rate | lb/MMBtu | 0 | 0 | 0 | 0 | 0.028431 | 0 | 0
IL Fac. Spec. - NOX Rate Summer v3.1, Unit 577 and retrofits | 520 | 1797 | Rate Constraint in lbs/MMBtu | FALSE | L | Annual | Generation | TWh | 0 | 0 | 0 | 0 | 0.0023669 | 0 | 0
IL Fac. Spec. - NOX Rate Summer v3.1, Unit 577 and retrofits | 520 | 1797 | Rate Constraint in lbs/MMBtu | FALSE | L | Annual | Qualifying Generation | TWh | 0 | 0 | 0 | 0 | 0.0023669 | 0 | 0
IL Fac. Spec. - NOX Rate Summer v3.1, Unit 577 and retrofits | 520 | 1797 | Rate Constraint in lbs/MMBtu | FALSE | L | Annual | Rate | lb/MWh | 0 | 0 | 0 | 0 | 0.37466 | 0 | 0
IL Fac. Spec. - NOX Rate Summer v3.1, Unit 577 and retrofits | 520 | 1797 | Rate Constraint in lbs/MMBtu | FALSE | L | Annual | Constraint Shadow Price | US2011$/Ton | 0 | 0 | 0 | 0 | 0 | 0 | 0
IL Fac. Spec. - NOX Rate Summer v3.1, Unit 578 and retrofits | 521 | 1797 | Rate Constraint in lbs/MMBtu | FALSE | L | Annual | Seasons Included | Seasons | Summer | Summer | Summer | Summer | Summer | Summer | Summer
IL Fac. Spec. - NOX Rate Summer v3.1, Unit 578 and retrofits | 521 | 1797 | Rate Constraint in lbs/MMBtu | FALSE | L | Annual | Standard NOX | lb/MMBtu | 0.25 | 0.25 | 0.25 | 0.25 | 0.25 | 0.25 | 0.25
IL Fac. Spec. - NOX Rate Summer v3.1, Unit 578 and retrofits | 521 | 1797 | Rate Constraint in lbs/MMBtu | FALSE | L | Annual | Emissions at Affected Plants NOX | Thousand Tons | 0 | 0 | 0 | 0 | 0.00048468 | 0 | 0
IL Fac. Spec. - NOX Rate Summer v3.1, Unit 578 and retrofits | 521 | 1797 | Rate Constraint in lbs/MMBtu | FALSE | L | Annual | Allowances Purchased NOX | Thousand Tons | 0 | 0 | 0 | 0 | 0 | 0 | 0
IL Fac. Spec. - NOX Rate Summer v3.1, Unit 578 and retrofits | 521 | 1797 | Rate Constraint in lbs/MMBtu | FALSE | L | Annual | Allowances Sold NOX | Thousand Tons | 0 | 0 | 0 | 0 | 0 | 0 | 0
IL Fac. Spec. - NOX Rate Summer v3.1, Unit 578 and retrofits | 521 | 1797 | Rate Constraint in lbs/MMBtu | FALSE | L | Annual | Allowances Banked | Thousand Tons | 0 | 0 | 0 | 0 | 0 | 0 | 0
IL Fac. Spec. - NOX Rate Summer v3.1, Unit 578 and retrofits | 521 | 1797 | Rate Constraint in lbs/MMBtu | FALSE | L | Annual | Allowances Withdrawn (1:1) | Thousand Tons | 0 | 0 | 0 | 0 | 0 | 0 | 0
IL Fac. Spec. - NOX Rate Summer v3.1, Unit 578 and retrofits | 521 | 1797 | Rate Constraint in lbs/MMBtu | FALSE | L | Annual | Allowances Withdrawn (n:1) | Thousand Tons | 0 | 0 | 0 | 0 | 0 | 0 | 0
IL Fac. Spec. - NOX Rate Summer v3.1, Unit 578 and retrofits | 521 | 1797 | Rate Constraint in lbs/MMBtu | FALSE | L | Annual | Net Emissions Allowance Position | Thousand Tons | 0 | 0 | 0 | 0 | 0.00048468 | 0 | 0
IL Fac. Spec. - NOX Rate Summer v3.1, Unit 578 and retrofits | 521 | 1797 | Rate Constraint in lbs/MMBtu | FALSE | L | Annual | Fuel Consumed | TBtu | 0 | 0 | 0 | 0 | 0.031181 | 0 | 0
IL Fac. Spec. - NOX Rate Summer v3.1, Unit 578 and retrofits | 521 | 1797 | Rate Constraint in lbs/MMBtu | FALSE | L | Annual | Rate | lb/MMBtu | 0 | 0 | 0 | 0 | 0.031088 | 0 | 0
IL Fac. Spec. - NOX Rate Summer v3.1, Unit 578 and retrofits | 521 | 1797 | Rate Constraint in lbs/MMBtu | FALSE | L | Annual | Generation | TWh | 0 | 0 | 0 | 0 | 0.0023669 | 0 | 0
IL Fac. Spec. - NOX Rate Summer v3.1, Unit 578 and retrofits | 521 | 1797 | Rate Constraint in lbs/MMBtu | FALSE | L | Annual | Qualifying Generation | TWh | 0 | 0 | 0 | 0 | 0.0023669 | 0 | 0
IL Fac. Spec. - NOX Rate Summer v3.1, Unit 578 and retrofits | 521 | 1797 | Rate Constraint in lbs/MMBtu | FALSE | L | Annual | Rate | lb/MWh | 0 | 0 | 0 | 0 | 0.40955 | 0 | 0
IL Fac. Spec. - NOX Rate Summer v3.1, Unit 578 and retrofits | 521 | 1797 | Rate Constraint in lbs/MMBtu | FALSE | L | Annual | Constraint Shadow Price | US2011$/Ton | 0 | 0 | 0 | 0 | 0 | 0 | 0
IL Fac. Spec. - NOX Rate Summer v3.1, Unit 579 and retrofits | 522 | 1797 | Rate Constraint in lbs/MMBtu | FALSE | L | Annual | Seasons Included | Seasons | Summer | Summer | Summer | Summer | Summer | Summer | Summer
IL Fac. Spec. - NOX Rate Summer v3.1, Unit 579 and retrofits | 522 | 1797 | Rate Constraint in lbs/MMBtu | FALSE | L | Annual | Standard NOX | lb/MMBtu | 0.25 | 0.25 | 0.25 | 0.25 | 0.25 | 0.25 | 0.25
IL Fac. Spec. - NOX Rate Summer v3.1, Unit 579 and retrofits | 522 | 1797 | Rate Constraint in lbs/MMBtu | FALSE | L | Annual | Emissions at Affected Plants NOX | Thousand Tons | 0 | 0 | 0 | 0 | 0.00053148 | 0 | 0
IL Fac. Spec. - NOX Rate Summer v3.1, Unit 579 and retrofits | 522 | 1797 | Rate Constraint in lbs/MMBtu | FALSE | L | Annual | Allowances Purchased NOX | Thousand Tons | 0 | 0 | 0 | 0 | 0 | 0 | 0
IL Fac. Spec. - NOX Rate Summer v3.1, Unit 579 and retrofits | 522 | 1797 | Rate Constraint in lbs/MMBtu | FALSE | L | Annual | Allowances Sold NOX | Thousand Tons | 0 | 0 | 0 | 0 | 0 | 0 | 0
IL Fac. Spec. - NOX Rate Summer v3.1, Unit 579 and retrofits | 522 | 1797 | Rate Constraint in lbs/MMBtu | FALSE | L | Annual | Allowances Banked | Thousand Tons | 0 | 0 | 0 | 0 | 0 | 0 | 0
IL Fac. Spec. - NOX Rate Summer v3.1, Unit 579 and retrofits | 522 | 1797 | Rate Constraint in lbs/MMBtu | FALSE | L | Annual | Allowances Withdrawn (1:1) | Thousand Tons | 0 | 0 | 0 | 0 | 0 | 0 | 0
IL Fac. Spec. - NOX Rate Summer v3.1, Unit 579 and retrofits | 522 | 1797 | Rate Constraint in lbs/MMBtu | FALSE | L | Annual | Allowances Withdrawn (n:1) | Thousand Tons | 0 | 0 | 0 | 0 | 0 | 0 | 0
IL Fac. Spec. - NOX Rate Summer v3.1, Unit 579 and retrofits | 522 | 1797 | Rate Constraint in lbs/MMBtu | FALSE | L | Annual | Net Emissions Allowance Position | Thousand Tons | 0 | 0 | 0 | 0 | 0.00053148 | 0 | 0
IL Fac. Spec. - NOX Rate Summer v3.1, Unit 579 and retrofits | 522 | 1797 | Rate Constraint in lbs/MMBtu | FALSE | L | Annual | Fuel Consumed | TBtu | 0 | 0 | 0 | 0 | 0.031141 | 0 | 0
IL Fac. Spec. - NOX Rate Summer v3.1, Unit 579 and retrofits | 522 | 1797 | Rate Constraint in lbs/MMBtu | FALSE | L | Annual | Rate | lb/MMBtu | 0 | 0 | 0 | 0 | 0.034133 | 0 | 0
IL Fac. Spec. - NOX Rate Summer v3.1, Unit 579 and retrofits | 522 | 1797 | Rate Constraint in lbs/MMBtu | FALSE | L | Annual | Generation | TWh | 0 | 0 | 0 | 0 | 0.0023669 | 0 | 0
IL Fac. Spec. - NOX Rate Summer v3.1, Unit 579 and retrofits | 522 | 1797 | Rate Constraint in lbs/MMBtu | FALSE | L | Annual | Qualifying Generation | TWh | 0 | 0 | 0 | 0 | 0.0023669 | 0 | 0
IL Fac. Spec. - NOX Rate Summer v3.1, Unit 579 and retrofits | 522 | 1797 | Rate Constraint in lbs/MMBtu | FALSE | L | Annual | Rate | lb/MWh | 0 | 0 | 0 | 0 | 0.44909 | 0 | 0
IL Fac. Spec. - NOX Rate Summer v3.1, Unit 579 and retrofits | 522 | 1797 | Rate Constraint in lbs/MMBtu | FALSE | L | Annual | Constraint Shadow Price | US2011$/Ton | 0 | 0 | 0 | 0 | 0 | 0 | 0
IL Fac. Spec. - NOX Rate Summer v3.1, Unit 580 and retrofits | 523 | 1797 | Rate Constraint in lbs/MMBtu | FALSE | L | Annual | Seasons Included | Seasons | Summer | Summer | Summer | Summer | Summer | Summer | Summer
IL Fac. Spec. - NOX Rate Summer v3.1, Unit 580 and retrofits | 523 | 1797 | Rate Constraint in lbs/MMBtu | FALSE | L | Annual | Standard NOX | lb/MMBtu | 0.25 | 0.25 | 0.25 | 0.25 | 0.25 | 0.25 | 0.25
IL Fac. Spec. - NOX Rate Summer v3.1, Unit 580 and retrofits | 523 | 1797 | Rate Constraint in lbs/MMBtu | FALSE | L | Annual | Emissions at Affected Plants NOX | Thousand Tons | 0 | 0 | 0 | 0.00049009 | 0.00049009 | 0 | 0
IL Fac. Spec. - NOX Rate Summer v3.1, Unit 580 and retrofits | 523 | 1797 | Rate Constraint in lbs/MMBtu | FALSE | L | Annual | Allowances Purchased NOX | Thousand Tons | 0 | 0 | 0 | 0 | 0 | 0 | 0
IL Fac. Spec. - NOX Rate Summer v3.1, Unit 580 and retrofits | 523 | 1797 | Rate Constraint in lbs/MMBtu | FALSE | L | Annual | Allowances Sold NOX | Thousand Tons | 0 | 0 | 0 | 0 | 0 | 0 | 0
IL Fac. Spec. - NOX Rate Summer v3.1, Unit 580 and retrofits | 523 | 1797 | Rate Constraint in lbs/MMBtu | FALSE | L | Annual | Allowances Banked | Thousand Tons | 0 | 0 | 0 | 0 | 0 | 0 | 0
IL Fac. Spec. - NOX Rate Summer v3.1, Unit 580 and retrofits | 523 | 1797 | Rate Constraint in lbs/MMBtu | FALSE | L | Annual | Allowances Withdrawn (1:1) | Thousand Tons | 0 | 0 | 0 | 0 | 0 | 0 | 0
IL Fac. Spec. - NOX Rate Summer v3.1, Unit 580 and retrofits | 523 | 1797 | Rate Constraint in lbs/MMBtu | FALSE | L | Annual | Allowances Withdrawn (n:1) | Thousand Tons | 0 | 0 | 0 | 0 | 0 | 0 | 0
IL Fac. Spec. - NOX Rate Summer v3.1, Unit 580 and retrofits | 523 | 1797 | Rate Constraint in lbs/MMBtu | FALSE | L | Annual | Net Emissions Allowance Position | Thousand Tons | 0 | 0 | 0 | 0.00049009 | 0.00049009 | 0 | 0
IL Fac. Spec. - NOX Rate Summer v3.1, Unit 580 and retrofits | 523 | 1797 | Rate Constraint in lbs/MMBtu | FALSE | L | Annual | Fuel Consumed | TBtu | 0 | 0 | 0 | 0.031139 | 0.031139 | 0 | 0
IL Fac. Spec. - NOX Rate Summer v3.1, Unit 580 and retrofits | 523 | 1797 | Rate Constraint in lbs/MMBtu | FALSE | L | Annual | Rate | lb/MMBtu | 0 | 0 | 0 | 0.031478 | 0.031478 | 0 | 0
IL Fac. Spec. - NOX Rate Summer v3.1, Unit 580 and retrofits | 523 | 1797 | Rate Constraint in lbs/MMBtu | FALSE | L | Annual | Generation | TWh | 0 | 0 | 0 | 0.0023669 | 0.0023669 | 0 | 0
IL Fac. Spec. - NOX Rate Summer v3.1, Unit 580 and retrofits | 523 | 1797 | Rate Constraint in lbs/MMBtu | FALSE | L | Annual | Qualifying Generation | TWh | 0 | 0 | 0 | 0.0023669 | 0.0023669 | 0 | 0
IL Fac. Spec. - NOX Rate Summer v3.1, Unit 580 and retrofits | 523 | 1797 | Rate Constraint in lbs/MMBtu | FALSE | L | Annual | Rate | lb/MWh | 0 | 0 | 0 | 0.41412 | 0.41412 | 0 | 0
IL Fac. Spec. - NOX Rate Summer v3.1, Unit 580 and retrofits | 523 | 1797 | Rate Constraint in lbs/MMBtu | FALSE | L | Annual | Constraint Shadow Price | US2011$/Ton | 0 | 0 | 0 | 0 | 0 | 0 | 0
IL Fac. Spec. - NOX Rate Summer v3.1, Unit 581 and retrofits | 524 | 1797 | Rate Constraint in lbs/MMBtu | FALSE | L | Annual | Seasons Included | Seasons | Summer | Summer | Summer | Summer | Summer | Summer | Summer
IL Fac. Spec. - NOX Rate Summer v3.1, Unit 581 and retrofits | 524 | 1797 | Rate Constraint in lbs/MMBtu | FALSE | L | Annual | Standard NOX | lb/MMBtu | 0.25 | 0.25 | 0.25 | 0.25 | 0.25 | 0.25 | 0.25
IL Fac. Spec. - NOX Rate Summer v3.1, Unit 581 and retrofits | 524 | 1797 | Rate Constraint in lbs/MMBtu | FALSE | L | Annual | Emissions at Affected Plants NOX | Thousand Tons | 0.00076236 | 0.00076236 | 0.00076236 | 0.00076236 | 0.00076236 | 0.0038753 | 0.0038753
IL Fac. Spec. - NOX Rate Summer v3.1, Unit 581 and retrofits | 524 | 1797 | Rate Constraint in lbs/MMBtu | FALSE | L | Annual | Allowances Purchased NOX | Thousand Tons | 0 | 0 | 0 | 0 | 0 | 0 | 0
IL Fac. Spec. - NOX Rate Summer v3.1, Unit 581 and retrofits | 524 | 1797 | Rate Constraint in lbs/MMBtu | FALSE | L | Annual | Allowances Sold NOX | Thousand Tons | 0 | 0 | 0 | 0 | 0 | 0 | 0
IL Fac. Spec. - NOX Rate Summer v3.1, Unit 581 and retrofits | 524 | 1797 | Rate Constraint in lbs/MMBtu | FALSE | L | Annual | Allowances Banked | Thousand Tons | 0 | 0 | 0 | 0 | 0 | 0 | 0
IL Fac. Spec. - NOX Rate Summer v3.1, Unit 581 and retrofits | 524 | 1797 | Rate Constraint in lbs/MMBtu | FALSE | L | Annual | Allowances Withdrawn (1:1) | Thousand Tons | 0 | 0 | 0 | 0 | 0 | 0 | 0
IL Fac. Spec. - NOX Rate Summer v3.1, Unit 581 and retrofits | 524 | 1797 | Rate Constraint in lbs/MMBtu | FALSE | L | Annual | Allowances Withdrawn (n:1) | Thousand Tons | 0 | 0 | 0 | 0 | 0 | 0 | 0
IL Fac. Spec. - NOX Rate Summer v3.1, Unit 581 and retrofits | 524 | 1797 | Rate Constraint in lbs/MMBtu | FALSE | L | Annual | Net Emissions Allowance Position | Thousand Tons | 0.00076236 | 0.00076236 | 0.00076236 | 0.00076236 | 0.00076236 | 0.0038753 | 0.0038753
IL Fac. Spec. - NOX Rate Summer v3.1, Unit 581 and retrofits | 524 | 1797 | Rate Constraint in lbs/MMBtu | FALSE | L | Annual | Fuel Consumed | TBtu | 0.019242 | 0.019242 | 0.019242 | 0.019242 | 0.019242 | 0.097813 | 0.097813
IL Fac. Spec. - NOX Rate Summer v3.1, Unit 581 and retrofits | 524 | 1797 | Rate Constraint in lbs/MMBtu | FALSE | L | Annual | Rate | lb/MMBtu | 0.07924 | 0.07924 | 0.07924 | 0.07924 | 0.07924 | 0.07924 | 0.07924
IL Fac. Spec. - NOX Rate Summer v3.1, Unit 581 and retrofits | 524 | 1797 | Rate Constraint in lbs/MMBtu | FALSE | L | Annual | Generation | TWh | 0.0016668 | 0.0016668 | 0.0016668 | 0.0016668 | 0.0016668 | 0.008473 | 0.008473
IL Fac. Spec. - NOX Rate Summer v3.1, Unit 581 and retrofits | 524 | 1797 | Rate Constraint in lbs/MMBtu | FALSE | L | Annual | Qualifying Generation | TWh | 0.0016668 | 0.0016668 | 0.0016668 | 0.0016668 | 0.0016668 | 0.008473 | 0.008473
IL Fac. Spec. - NOX Rate Summer v3.1, Unit 581 and retrofits | 524 | 1797 | Rate Constraint in lbs/MMBtu | FALSE | L | Annual | Rate | lb/MWh | 0.91474 | 0.91474 | 0.91474 | 0.91474 | 0.91474 | 0.91474 | 0.91474
IL Fac. Spec. - NOX Rate Summer v3.1, Unit 581 and retrofits | 524 | 1797 | Rate Constraint in lbs/MMBtu | FALSE | L | Annual | Constraint Shadow Price | US2011$/Ton | 0 | 0 | 0 | 0 | 0 | 0 | 0
IL Fac. Spec. - NOX Rate Summer v3.1, Unit 582 and retrofits | 525 | 1797 | Rate Constraint in lbs/MMBtu | FALSE | L | Annual | Seasons Included | Seasons | Summer | Summer | Summer | Summer | Summer | Summer | Summer
IL Fac. Spec. - NOX Rate Summer v3.1, Unit 582 and retrofits | 525 | 1797 | Rate Constraint in lbs/MMBtu | FALSE | L | Annual | Standard NOX | lb/MMBtu | 0.25 | 0.25 | 0.25 | 0.25 | 0.25 | 0.25 | 0.25
IL Fac. Spec. - NOX Rate Summer v3.1, Unit 582 and retrofits | 525 | 1797 | Rate Constraint in lbs/MMBtu | FALSE | L | Annual | Emissions at Affected Plants NOX | Thousand Tons | 0.00077437 | 0.00077437 | 0.00077437 | 0.00077437 | 0.00077437 | 0.0039364 | 0.0039364
IL Fac. Spec. - NOX Rate Summer v3.1, Unit 582 and retrofits | 525 | 1797 | Rate Constraint in lbs/MMBtu | FALSE | L | Annual | Allowances Purchased NOX | Thousand Tons | 0 | 0 | 0 | 0 | 0 | 0 | 0
IL Fac. Spec. - NOX Rate Summer v3.1, Unit 582 and retrofits | 525 | 1797 | Rate Constraint in lbs/MMBtu | FALSE | L | Annual | Allowances Sold NOX | Thousand Tons | 0 | 0 | 0 | 0 | 0 | 0 | 0
IL Fac. Spec. - NOX Rate Summer v3.1, Unit 582 and retrofits | 525 | 1797 | Rate Constraint in lbs/MMBtu | FALSE | L | Annual | Allowances Banked | Thousand Tons | 0 | 0 | 0 | 0 | 0 | 0 | 0
IL Fac. Spec. - NOX Rate Summer v3.1, Unit 582 and retrofits | 525 | 1797 | Rate Constraint in lbs/MMBtu | FALSE | L | Annual | Allowances Withdrawn (1:1) | Thousand Tons | 0 | 0 | 0 | 0 | 0 | 0 | 0
IL Fac. Spec. - NOX Rate Summer v3.1, Unit 582 and retrofits | 525 | 1797 | Rate Constraint in lbs/MMBtu | FALSE | L | Annual | Allowances Withdrawn (n:1) | Thousand Tons | 0 | 0 | 0 | 0 | 0 | 0 | 0
IL Fac. Spec. - NOX Rate Summer v3.1, Unit 582 and retrofits | 525 | 1797 | Rate Constraint in lbs/MMBtu | FALSE | L | Annual | Net Emissions Allowance Position | Thousand Tons | 0.00077437 | 0.00077437 | 0.00077437 | 0.00077437 | 0.00077437 | 0.0039364 | 0.0039364
IL Fac. Spec. - NOX Rate Summer v3.1, Unit 582 and retrofits | 525 | 1797 | Rate Constraint in lbs/MMBtu | FALSE | L | Annual | Fuel Consumed | TBtu | 0.019244 | 0.019244 | 0.019244 | 0.019244 | 0.019244 | 0.097821 | 0.097821
IL Fac. Spec. - NOX Rate Summer v3.1, Unit 582 and retrofits | 525 | 1797 | Rate Constraint in lbs/MMBtu | FALSE | L | Annual | Rate | lb/MMBtu | 0.080481 | 0.080481 | 0.080481 | 0.080481 | 0.080481 | 0.080481 | 0.080481
IL Fac. Spec. - NOX Rate Summer v3.1, Unit 582 and retrofits | 525 | 1797 | Rate Constraint in lbs/MMBtu | FALSE | L | Annual | Generation | TWh | 0.0016668 | 0.0016668 | 0.0016668 | 0.0016668 | 0.0016668 | 0.008473 | 0.008473
IL Fac. Spec. - NOX Rate Summer v3.1, Unit 582 and retrofits | 525 | 1797 | Rate Constraint in lbs/MMBtu | FALSE | L | Annual | Qualifying Generation | TWh | 0.0016668 | 0.0016668 | 0.0016668 | 0.0016668 | 0.0016668 | 0.008473 | 0.008473
IL Fac. Spec. - NOX Rate Summer v3.1, Unit 582 and retrofits | 525 | 1797 | Rate Constraint in lbs/MMBtu | FALSE | L | Annual | Rate | lb/MWh | 0.92915 | 0.92915 | 0.92915 | 0.92915 | 0.92915 | 0.92915 | 0.92915
IL Fac. Spec. - NOX Rate Summer v3.1, Unit 582 and retrofits | 525 | 1797 | Rate Constraint in lbs/MMBtu | FALSE | L | Annual | Constraint Shadow Price | US2011$/Ton | 0 | 0 | 0 | 0 | 0 | 0 | 0
IL Fac. Spec. - NOX Rate Summer v3.1, Unit 583 and retrofits | 526 | 1797 | Rate Constraint in lbs/MMBtu | FALSE | L | Annual | Seasons Included | Seasons | Summer | Summer | Summer | Summer | Summer | Summer | Summer
IL Fac. Spec. - NOX Rate Summer v3.1, Unit 583 and retrofits | 526 | 1797 | Rate Constraint in lbs/MMBtu | FALSE | L | Annual | Standard NOX | lb/MMBtu | 0.25 | 0.25 | 0.25 | 0.25 | 0.25 | 0.25 | 0.25
IL Fac. Spec. - NOX Rate Summer v3.1, Unit 583 and retrofits | 526 | 1797 | Rate Constraint in lbs/MMBtu | FALSE | L | Annual | Emissions at Affected Plants NOX | Thousand Tons | 0.00076375 | 0.00076375 | 0.00076375 | 0.00076375 | 0.00076375 | 0.0038824 | 0.0038824
IL Fac. Spec. - NOX Rate Summer v3.1, Unit 583 and retrofits | 526 | 1797 | Rate Constraint in lbs/MMBtu | FALSE | L | Annual | Allowances Purchased NOX | Thousand Tons | 0 | 0 | 0 | 0 | 0 | 0 | 0
IL Fac. Spec. - NOX Rate Summer v3.1, Unit 583 and retrofits | 526 | 1797 | Rate Constraint in lbs/MMBtu | FALSE | L | Annual | Allowances Sold NOX | Thousand Tons | 0 | 0 | 0 | 0 | 0 | 0 | 0
IL Fac. Spec. - NOX Rate Summer v3.1, Unit 583 and retrofits | 526 | 1797 | Rate Constraint in lbs/MMBtu | FALSE | L | Annual | Allowances Banked | Thousand Tons | 0 | 0 | 0 | 0 | 0 | 0 | 0
IL Fac. Spec. - NOX Rate Summer v3.1, Unit 583 and retrofits | 526 | 1797 | Rate Constraint in lbs/MMBtu | FALSE | L | Annual | Allowances Withdrawn (1:1) | Thousand Tons | 0 | 0 | 0 | 0 | 0 | 0 | 0
IL Fac. Spec. - NOX Rate Summer v3.1, Unit 583 and retrofits | 526 | 1797 | Rate Constraint in lbs/MMBtu | FALSE | L | Annual | Allowances Withdrawn (n:1) | Thousand Tons | 0 | 0 | 0 | 0 | 0 | 0 | 0
IL Fac. Spec. - NOX Rate Summer v3.1, Unit 583 and retrofits | 526 | 1797 | Rate Constraint in lbs/MMBtu | FALSE | L | Annual | Net Emissions Allowance Position | Thousand Tons | 0.00076375 | 0.00076375 | 0.00076375 | 0.00076375 | 0.00076375 | 0.0038824 | 0.0038824
IL Fac. Spec. - NOX Rate Summer v3.1, Unit 583 and retrofits | 526 | 1797 | Rate Constraint in lbs/MMBtu | FALSE | L | Annual | Fuel Consumed | TBtu | 0.019244 | 0.019244 | 0.019244 | 0.019244 | 0.019244 | 0.097821 | 0.097821
IL Fac. Spec. - NOX Rate Summer v3.1, Unit 583 and retrofits | 526 | 1797 | Rate Constraint in lbs/MMBtu | FALSE | L | Annual | Rate | lb/MMBtu | 0.079377 | 0.079377 | 0.079377 | 0.079377 | 0.079377 | 0.079377 | 0.079377
IL Fac. Spec. - NOX Rate Summer v3.1, Unit 583 and retrofits | 526 | 1797 | Rate Constraint in lbs/MMBtu | FALSE | L | Annual | Generation | TWh | 0.0016668 | 0.0016668 | 0.0016668 | 0.0016668 | 0.0016668 | 0.008473 | 0.008473
IL Fac. Spec. - NOX Rate Summer v3.1, Unit 583 and retrofits | 526 | 1797 | Rate Constraint in lbs/MMBtu | FALSE | L | Annual | Qualifying Generation | TWh | 0.0016668 | 0.0016668 | 0.0016668 | 0.0016668 | 0.0016668 | 0.008473 | 0.008473
IL Fac. Spec. - NOX Rate Summer v3.1, Unit 583 and retrofits | 526 | 1797 | Rate Constraint in lbs/MMBtu | FALSE | L | Annual | Rate | lb/MWh | 0.91641 | 0.91641 | 0.91641 | 0.91641 | 0.91641 | 0.91641 | 0.91641
IL Fac. Spec. - NOX Rate Summer v3.1, Unit 583 and retrofits | 526 | 1797 | Rate Constraint in lbs/MMBtu | FALSE | L | Annual | Constraint Shadow Price | US2011$/Ton | 0 | 0 | 0 | 0 | 0 | 0 | 0
IL Fac. Spec. - NOX Rate Summer v3.1, Unit 584 and retrofits | 527 | 1797 | Rate Constraint in lbs/MMBtu | FALSE | L | Annual | Seasons Included | Seasons | Summer | Summer | Summer | Summer | Summer | Summer | Summer
IL Fac. Spec. - NOX Rate Summer v3.1, Unit 584 and retrofits | 527 | 1797 | Rate Constraint in lbs/MMBtu | FALSE | L | Annual | Standard NOX | lb/MMBtu | 0.25 | 0.25 | 0.25 | 0.25 | 0.25 | 0.25 | 0.25
IL Fac. Spec. - NOX Rate Summer v3.1, Unit 584 and retrofits | 527 | 1797 | Rate Constraint in lbs/MMBtu | FALSE | L | Annual | Emissions at Affected Plants NOX | Thousand Tons | 0.00077459 | 0.00077459 | 0.00077459 | 0.00077459 | 0.00077459 | 0.0039375 | 0.0039375
IL Fac. Spec. - NOX Rate Summer v3.1, Unit 584 and retrofits | 527 | 1797 | Rate Constraint in lbs/MMBtu | FALSE | L | Annual | Allowances Purchased NOX | Thousand Tons | 0 | 0 | 0 | 0 | 0 | 0 | 0
IL Fac. Spec. - NOX Rate Summer v3.1, Unit 584 and retrofits | 527 | 1797 | Rate Constraint in lbs/MMBtu | FALSE | L | Annual | Allowances Sold NOX | Thousand Tons | 0 | 0 | 0 | 0 | 0 | 0 | 0
IL Fac. Spec. - NOX Rate Summer v3.1, Unit 584 and retrofits | 527 | 1797 | Rate Constraint in lbs/MMBtu | FALSE | L | Annual | Allowances Banked | Thousand Tons | 0 | 0 | 0 | 0 | 0 | 0 | 0
IL Fac. Spec. - NOX Rate Summer v3.1, Unit 584 and retrofits | 527 | 1797 | Rate Constraint in lbs/MMBtu | FALSE | L | Annual | Allowances Withdrawn (1:1) | Thousand Tons | 0 | 0 | 0 | 0 | 0 | 0 | 0
IL Fac. Spec. - NOX Rate Summer v3.1, Unit 584 and retrofits | 527 | 1797 | Rate Constraint in lbs/MMBtu | FALSE | L | Annual | Allowances Withdrawn (n:1) | Thousand Tons | 0 | 0 | 0 | 0 | 0 | 0 | 0
IL Fac. Spec. - NOX Rate Summer v3.1, Unit 584 and retrofits | 527 | 1797 | Rate Constraint in lbs/MMBtu | FALSE | L | Annual | Net Emissions Allowance Position | Thousand Tons | 0.00077459 | 0.00077459 | 0.00077459 | 0.00077459 | 0.00077459 | 0.0039375 | 0.0039375
IL Fac. Spec. - NOX Rate Summer v3.1, Unit 584 and retrofits | 527 | 1797 | Rate Constraint in lbs/MMBtu | FALSE | L | Annual | Fuel Consumed | TBtu | 0.019244 | 0.019244 | 0.019244 | 0.019244 | 0.019244 | 0.097821 | 0.097821
IL Fac. Spec. - NOX Rate Summer v3.1, Unit 584 and retrofits | 527 | 1797 | Rate Constraint in lbs/MMBtu | FALSE | L | Annual | Rate | lb/MMBtu | 0.080503 | 0.080503 | 0.080503 | 0.080503 | 0.080503 | 0.080503 | 0.080503
IL Fac. Spec. - NOX Rate Summer v3.1, Unit 584 and retrofits | 527 | 1797 | Rate Constraint in lbs/MMBtu | FALSE | L | Annual | Generation | TWh | 0.0016668 | 0.0016668 | 0.0016668 | 0.0016668 | 0.0016668 | 0.008473 | 0.008473
IL Fac. Spec. - NOX Rate Summer v3.1, Unit 584 and retrofits | 527 | 1797 | Rate Constraint in lbs/MMBtu | FALSE | L | Annual | Qualifying Generation | TWh | 0.0016668 | 0.0016668 | 0.0016668 | 0.0016668 | 0.0016668 | 0.008473 | 0.008473
IL Fac. Spec. - NOX Rate Summer v3.1, Unit 584 and retrofits | 527 | 1797 | Rate Constraint in lbs/MMBtu | FALSE | L | Annual | Rate | lb/MWh | 0.92941 | 0.92941 | 0.92941 | 0.92941 | 0.92941 | 0.92941 | 0.92941
IL Fac. Spec. - NOX Rate Summer v3.1, Unit 584 and retrofits | 527 | 1797 | Rate Constraint in lbs/MMBtu | FALSE | L | Annual | Constraint Shadow Price | US2011$/Ton | 0 | 0 | 0 | 0 | 0 | 0 | 0
IL Fac. Spec. - NOX Rate Summer v3.1, Unit 585 and retrofits | 528 | 1797 | Rate Constraint in lbs/MMBtu | FALSE | L | Annual | Seasons Included | Seasons | Summer | Summer | Summer | Summer | Summer | Summer | Summer
IL Fac. Spec. - NOX Rate Summer v3.1, Unit 585 and retrofits | 528 | 1797 | Rate Constraint in lbs/MMBtu | FALSE | L | Annual | Standard NOX | lb/MMBtu | 0.25 | 0.25 | 0.25 | 0.25 | 0.25 | 0.25 | 0.25
IL Fac. Spec. - NOX Rate Summer v3.1, Unit 585 and retrofits | 528 | 1797 | Rate Constraint in lbs/MMBtu | FALSE | L | Annual | Emissions at Affected Plants NOX | Thousand Tons | 0.00076351 | 0.00076351 | 0.00076351 | 0.00076351 | 0.00076351 | 0.0038812 | 0.0038812
IL Fac. Spec. - NOX Rate Summer v3.1, Unit 585 and retrofits | 528 | 1797 | Rate Constraint in lbs/MMBtu | FALSE | L | Annual | Allowances Purchased NOX | Thousand Tons | 0 | 0 | 0 | 0 | 0 | 0 | 0
IL Fac. Spec. - NOX Rate Summer v3.1, Unit 585 and retrofits | 528 | 1797 | Rate Constraint in lbs/MMBtu | FALSE | L | Annual | Allowances Sold NOX | Thousand Tons | 0 | 0 | 0 | 0 | 0 | 0 | 0
IL Fac. Spec. - NOX Rate Summer v3.1, Unit 585 and retrofits | 528 | 1797 | Rate Constraint in lbs/MMBtu | FALSE | L | Annual | Allowances Banked | Thousand Tons | 0 | 0 | 0 | 0 | 0 | 0 | 0
IL Fac. Spec. - NOX Rate Summer v3.1, Unit 585 and retrofits | 528 | 1797 | Rate Constraint in lbs/MMBtu | FALSE | L | Annual | Allowances Withdrawn (1:1) | Thousand Tons | 0 | 0 | 0 | 0 | 0 | 0 | 0
IL Fac. Spec. - NOX Rate Summer v3.1, Unit 585 and retrofits | 528 | 1797 | Rate Constraint in lbs/MMBtu | FALSE | L | Annual | Allowances Withdrawn (n:1) | Thousand Tons | 0 | 0 | 0 | 0 | 0 | 0 | 0
IL Fac. Spec. - NOX Rate Summer v3.1, Unit 585 and retrofits | 528 | 1797 | Rate Constraint in lbs/MMBtu | FALSE | L | Annual | Net Emissions Allowance Position | Thousand Tons | 0.00076351 | 0.00076351 | 0.00076351 | 0.00076351 | 0.00076351 | 0.0038812 | 0.0038812
IL Fac. Spec. - NOX Rate Summer v3.1, Unit 585 and retrofits | 528 | 1797 | Rate Constraint in lbs/MMBtu | FALSE | L | Annual | Fuel Consumed | TBtu | 0.019244 | 0.019244 | 0.019244 | 0.019244 | 0.019244 | 0.097821 | 0.097821
IL Fac. Spec. - NOX Rate Summer v3.1, Unit 585 and retrofits | 528 | 1797 | Rate Constraint in lbs/MMBtu | FALSE | L | Annual | Rate | lb/MMBtu | 0.079353 | 0.079353 | 0.079353 | 0.079353 | 0.079353 | 0.079353 | 0.079353
IL Fac. Spec. - NOX Rate Summer v3.1, Unit 585 and retrofits | 528 | 1797 | Rate Constraint in lbs/MMBtu | FALSE | L | Annual | Generation | TWh | 0.0016668 | 0.0016668 | 0.0016668 | 0.0016668 | 0.0016668 | 0.008473 | 0.008473
IL Fac. Spec. - NOX Rate Summer v3.1, Unit 585 and retrofits | 528 | 1797 | Rate Constraint in lbs/MMBtu | FALSE | L | Annual | Qualifying Generation | TWh | 0.0016668 | 0.0016668 | 0.0016668 | 0.0016668 | 0.0016668 | 0.008473 | 0.008473
IL Fac. Spec. - NOX Rate Summer v3.1, Unit 585 and retrofits | 528 | 1797 | Rate Constraint in lbs/MMBtu | FALSE | L | Annual | Rate | lb/MWh | 0.91613 | 0.91613 | 0.91613 | 0.91613 | 0.91613 | 0.91613 | 0.91613
IL Fac. Spec. - NOX Rate Summer v3.1, Unit 585 and retrofits | 528 | 1797 | Rate Constraint in lbs/MMBtu | FALSE | L | Annual | Constraint Shadow Price | US2011$/Ton | 0 | 0 | 0 | 0 | 0 | 0 | 0
IL Fac. Spec. - NOX Rate Summer v3.1, Unit 586 and retrofits | 529 | 1797 | Rate Constraint in lbs/MMBtu | FALSE | L | Annual | Seasons Included | Seasons | Summer | Summer | Summer | Summer | Summer | Summer | Summer
IL Fac. Spec. - NOX Rate Summer v3.1, Unit 586 and retrofits | 529 | 1797 | Rate Constraint in lbs/MMBtu | FALSE | L | Annual | Standard NOX | lb/MMBtu | 0.25 | 0.25 | 0.25 | 0.25 | 0.25 | 0.25 | 0.25
IL Fac. Spec. - NOX Rate Summer v3.1, Unit 586 and retrofits | 529 | 1797 | Rate Constraint in lbs/MMBtu | FALSE | L | Annual | Emissions at Affected Plants NOX | Thousand Tons | 0.00077298 | 0.00077298 | 0.00077298 | 0.00077298 | 0.00077298 | 0.0039293 | 0.0039293
IL Fac. Spec. - NOX Rate Summer v3.1, Unit 586 and retrofits | 529 | 1797 | Rate Constraint in lbs/MMBtu | FALSE | L | Annual | Allowances Purchased NOX | Thousand Tons | 0 | 0 | 0 | 0 | 0 | 0 | 0
IL Fac. Spec. - NOX Rate Summer v3.1, Unit 586 and retrofits | 529 | 1797 | Rate Constraint in lbs/MMBtu | FALSE | L | Annual | Allowances Sold NOX | Thousand Tons | 0 | 0 | 0 | 0 | 0 | 0 | 0
IL Fac. Spec. - NOX Rate Summer v3.1, Unit 586 and retrofits | 529 | 1797 | Rate Constraint in lbs/MMBtu | FALSE | L | Annual | Allowances Banked | Thousand Tons | 0 | 0 | 0 | 0 | 0 | 0 | 0
IL Fac. Spec. - NOX Rate Summer v3.1, Unit 586 and retrofits | 529 | 1797 | Rate Constraint in lbs/MMBtu | FALSE | L | Annual | Allowances Withdrawn (1:1) | Thousand Tons | 0 | 0 | 0 | 0 | 0 | 0 | 0
IL Fac. Spec. - NOX Rate Summer v3.1, Unit 586 and retrofits | 529 | 1797 | Rate Constraint in lbs/MMBtu | FALSE | L | Annual | Allowances Withdrawn (n:1) | Thousand Tons | 0 | 0 | 0 | 0 | 0 | 0 | 0
IL Fac. Spec. - NOX Rate Summer v3.1, Unit 586 and retrofits | 529 | 1797 | Rate Constraint in lbs/MMBtu | FALSE | L | Annual | Net Emissions Allowance Position | Thousand Tons | 0.00077298 | 0.00077298 | 0.00077298 | 0.00077298 | 0.00077298 | 0.0039293 | 0.0039293
IL Fac. Spec. - NOX Rate Summer v3.1, Unit 586 and retrofits | 529 | 1797 | Rate Constraint in lbs/MMBtu | FALSE | L | Annual | Fuel Consumed | TBtu | 0.019244 | 0.019244 | 0.019244 | 0.019244 | 0.019244 | 0.097821 | 0.097821
IL Fac. Spec. - NOX Rate Summer v3.1, Unit 586 and retrofits | 529 | 1797 | Rate Constraint in lbs/MMBtu | FALSE | L | Annual | Rate | lb/MMBtu | 0.080337 | 0.080337 | 0.080337 | 0.080337 | 0.080337 | 0.080337 | 0.080337
IL Fac. Spec. - NOX Rate Summer v3.1, Unit 586 and retrofits | 529 | 1797 | Rate Constraint in lbs/MMBtu | FALSE | L | Annual | Generation | TWh | 0.0016668 | 0.0016668 | 0.0016668 | 0.0016668 | 0.0016668 | 0.008473 | 0.008473
IL Fac. Spec. - NOX Rate Summer v3.1, Unit 586 and retrofits | 529 | 1797 | Rate Constraint in lbs/MMBtu | FALSE | L | Annual | Qualifying Generation | TWh | 0.0016668 | 0.0016668 | 0.0016668 | 0.0016668 | 0.0016668 | 0.008473 | 0.008473
IL Fac. Spec. - NOX Rate Summer v3.1, Unit 586 and retrofits | 529 | 1797 | Rate Constraint in lbs/MMBtu | FALSE | L | Annual | Rate | lb/MWh | 0.92749 | 0.92749 | 0.92749 | 0.92749 | 0.92749 | 0.92749 | 0.92749
IL Fac. Spec. - NOX Rate Summer v3.1, Unit 586 and retrofits | 529 | 1797 | Rate Constraint in lbs/MMBtu | FALSE | L | Annual | Constraint Shadow Price | US2011$/Ton | 0 | 0 | 0 | 0 | 0 | 0 | 0
IL Fac. Spec. - NOX Rate Summer v3.1, Unit 587 and retrofits | 530 | 1797 | Rate Constraint in lbs/MMBtu | FALSE | L | Annual | Seasons Included | Seasons | Summer | Summer | Summer | Summer | Summer | Summer | Summer
IL Fac. Spec. - NOX Rate Summer v3.1, Unit 587 and retrofits | 530 | 1797 | Rate Constraint in lbs/MMBtu | FALSE | L | Annual | Standard NOX | lb/MMBtu | 0.25 | 0.25 | 0.25 | 0.25 | 0.25 | 0.25 | 0.25
IL Fac. Spec. - NOX Rate Summer v3.1, Unit 587 and retrofits | 530 | 1797 | Rate Constraint in lbs/MMBtu | FALSE | L | Annual | Emissions at Affected Plants NOX | Thousand Tons | 0 | 0 | 0.00040963 | 0.00040963 | 0.00040963 | 0 | 0
IL Fac. Spec. - NOX Rate Summer v3.1, Unit 587 and retrofits | 530 | 1797 | Rate Constraint in lbs/MMBtu | FALSE | L | Annual | Allowances Purchased NOX | Thousand Tons | 0 | 0 | 0 | 0 | 0 | 0 | 0
IL Fac. Spec. - NOX Rate Summer v3.1, Unit 587 and retrofits | 530 | 1797 | Rate Constraint in lbs/MMBtu | FALSE | L | Annual | Allowances Sold NOX | Thousand Tons | 0 | 0 | 0 | 0 | 0 | 0 | 0
IL Fac. Spec. - NOX Rate Summer v3.1, Unit 587 and retrofits | 530 | 1797 | Rate Constraint in lbs/MMBtu | FALSE | L | Annual | Allowances Banked | Thousand Tons | 0 | 0 | 0 | 0 | 0 | 0 | 0
IL Fac. Spec. - NOX Rate Summer v3.1, Unit 587 and retrofits | 530 | 1797 | Rate Constraint in lbs/MMBtu | FALSE | L | Annual | Allowances Withdrawn (1:1) | Thousand Tons | 0 | 0 | 0 | 0 | 0 | 0 | 0
IL Fac. Spec. - NOX Rate Summer v3.1, Unit 587 and retrofits | 530 | 1797 | Rate Constraint in lbs/MMBtu | FALSE | L | Annual | Allowances Withdrawn (n:1) | Thousand Tons | 0 | 0 | 0 | 0 | 0 | 0 | 0
IL Fac. Spec. - NOX Rate Summer v3.1, Unit 587 and retrofits | 530 | 1797 | Rate Constraint in lbs/MMBtu | FALSE | L | Annual | Net Emissions Allowance Position | Thousand Tons | 0 | 0 | 0.00040963 | 0.00040963 | 0.00040963 | 0 | 0
IL Fac. Spec. - NOX Rate Summer v3.1, Unit 587 and retrofits | 530 | 1797 | Rate Constraint in lbs/MMBtu | FALSE | L | Annual | Fuel Consumed | TBtu | 0 | 0 | 0.030915 | 0.030915 | 0.030915 | 0 | 0
IL Fac. Spec. - NOX Rate Summer v3.1, Unit 587 and retrofits | 530 | 1797 | Rate Constraint in lbs/MMBtu | FALSE | L | Annual | Rate | lb/MMBtu | 0 | 0 | 0.0265 | 0.0265 | 0.0265 | 0 | 0
IL Fac. Spec. - NOX Rate Summer v3.1, Unit 587 and retrofits | 530 | 1797 | Rate Constraint in lbs/MMBtu | FALSE | L | Annual | Generation | TWh | 0 | 0 | 0.0025002 | 0.0025002 | 0.0025002 | 0 | 0
IL Fac. Spec. - NOX Rate Summer v3.1, Unit 587 and retrofits | 530 | 1797 | Rate Constraint in lbs/MMBtu | FALSE | L | Annual | Qualifying Generation | TWh | 0 | 0 | 0.0025002 | 0.0025002 | 0.0025002 | 0 | 0
IL Fac. Spec. - NOX Rate Summer v3.1, Unit 587 and retrofits | 530 | 1797 | Rate Constraint in lbs/MMBtu | FALSE | L | Annual | Rate | lb/MWh | 0 | 0 | 0.32767 | 0.32767 | 0.32767 | 0 | 0
IL Fac. Spec. - NOX Rate Summer v3.1, Unit 587 and retrofits | 530 | 1797 | Rate Constraint in lbs/MMBtu | FALSE | L | Annual | Constraint Shadow Price | US2011$/Ton | 0 | 0 | 0 | 0 | 0 | 0 | 0
IL Fac. Spec. - NOX Rate Summer v3.1, Unit 588 and retrofits | 531 | 1797 | Rate Constraint in lbs/MMBtu | FALSE | L | Annual | Seasons Included | Seasons | Summer | Summer | Summer | Summer | Summer | Summer | Summer
IL Fac. Spec. - NOX Rate Summer v3.1, Unit 588 and retrofits | 531 | 1797 | Rate Constraint in lbs/MMBtu | FALSE | L | Annual | Standard NOX | lb/MMBtu | 0.25 | 0.25 | 0.25 | 0.25 | 0.25 | 0.25 | 0.25
IL Fac. Spec. - NOX Rate Summer v3.1, Unit 588 and retrofits | 531 | 1797 | Rate Constraint in lbs/MMBtu | FALSE | L | Annual | Emissions at Affected Plants NOX | Thousand Tons | 0 | 0 | 0.00030918 | 0.00030918 | 0.00030918 | 0 | 0
IL Fac. Spec. - NOX Rate Summer v3.1, Unit 588 and retrofits | 531 | 1797 | Rate Constraint in lbs/MMBtu | FALSE | L | Annual | Allowances Purchased NOX | Thousand Tons | 0 | 0 | 0 | 0 | 0 | 0 | 0
IL Fac. Spec. - NOX Rate Summer v3.1, Unit 588 and retrofits | 531 | 1797 | Rate Constraint in lbs/MMBtu | FALSE | L | Annual | Allowances Sold NOX | Thousand Tons | 0 | 0 | 0 | 0 | 0 | 0 | 0
IL Fac. Spec. - NOX Rate Summer v3.1, Unit 588 and retrofits | 531 | 1797 | Rate Constraint in lbs/MMBtu | FALSE | L | Annual | Allowances Banked | Thousand Tons | 0 | 0 | 0 | 0 | 0 | 0 | 0
IL Fac. Spec. - NOX Rate Summer v3.1, Unit 588 and retrofits | 531 | 1797 | Rate Constraint in lbs/MMBtu | FALSE | L | Annual | Allowances Withdrawn (1:1) | Thousand Tons | 0 | 0 | 0 | 0 | 0 | 0 | 0
IL Fac. Spec. - NOX Rate Summer v3.1, Unit 588 and retrofits | 531 | 1797 | Rate Constraint in lbs/MMBtu | FALSE | L | Annual | Allowances Withdrawn (n:1) | Thousand Tons | 0 | 0 | 0 | 0 | 0 | 0 | 0
IL Fac. Spec. - NOX Rate Summer v3.1, Unit 588 and retrofits | 531 | 1797 | Rate Constraint in lbs/MMBtu | FALSE | L | Annual | Net Emissions Allowance Position | Thousand Tons | 0 | 0 | 0.00030918 | 0.00030918 | 0.00030918 | 0 | 0
IL Fac. Spec. - NOX Rate Summer v3.1, Unit 588 and retrofits | 531 | 1797 | Rate Constraint in lbs/MMBtu | FALSE | L | Annual | Fuel Consumed | TBtu | 0 | 0 | 0.030918 | 0.030918 | 0.030918 | 0 | 0
IL Fac. Spec. - NOX Rate Summer v3.1, Unit 588 and retrofits | 531 | 1797 | Rate Constraint in lbs/MMBtu | FALSE | L | Annual | Rate | lb/MMBtu | 0 | 0 | 0.02 | 0.02 | 0.02 | 0 | 0
IL Fac. Spec. - NOX Rate Summer v3.1, Unit 588 and retrofits | 531 | 1797 | Rate Constraint in lbs/MMBtu | FALSE | L | Annual | Generation | TWh | 0 | 0 | 0.0025002 | 0.0025002 | 0.0025002 | 0 | 0
IL Fac. Spec. - NOX Rate Summer v3.1, Unit 588 and retrofits | 531 | 1797 | Rate Constraint in lbs/MMBtu | FALSE | L | Annual | Qualifying Generation | TWh | 0 | 0 | 0.0025002 | 0.0025002 | 0.0025002 | 0 | 0
IL Fac. Spec. - NOX Rate Summer v3.1, Unit 588 and retrofits | 531 | 1797 | Rate Constraint in lbs/MMBtu | FALSE | L | Annual | Rate | lb/MWh | 0 | 0 | 0.24732 | 0.24732 | 0.24732 | 0 | 0
IL Fac. Spec. - NOX Rate Summer v3.1, Unit 588 and retrofits | 531 | 1797 | Rate Constraint in lbs/MMBtu | FALSE | L | Annual | Constraint Shadow Price | US2011$/Ton | 0 | 0 | 0 | 0 | 0 | 0 | 0
IL Fac. Spec. - NOX Rate Summer v3.1, Unit 589 and retrofits | 532 | 1797 | Rate Constraint in lbs/MMBtu | FALSE | L | Annual | Seasons Included | Seasons | Summer | Summer | Summer | Summer | Summer | Summer | Summer
IL Fac. Spec. - NOX Rate Summer v3.1, Unit 589 and retrofits | 532 | 1797 | Rate Constraint in lbs/MMBtu | FALSE | L | Annual | Standard NOX | lb/MMBtu | 0.25 | 0.25 | 0.25 | 0.25 | 0.25 | 0.25 | 0.25
IL Fac. Spec. - NOX Rate Summer v3.1, Unit 589 and retrofits | 532 | 1797 | Rate Constraint in lbs/MMBtu | FALSE | L | Annual | Emissions at Affected Plants NOX | Thousand Tons | 0 | 0 | 0.00032928 | 0.00032928 | 0.00032928 | 0 | 0
IL Fac. Spec. - NOX Rate Summer v3.1, Unit 589 and retrofits | 532 | 1797 | Rate Constraint in lbs/MMBtu | FALSE | L | Annual | Allowances Purchased NOX | Thousand Tons | 0 | 0 | 0 | 0 | 0 | 0 | 0
IL Fac. Spec. - NOX Rate Summer v3.1, Unit 589 and retrofits | 532 | 1797 | Rate Constraint in lbs/MMBtu | FALSE | L | Annual | Allowances Sold NOX | Thousand Tons | 0 | 0 | 0 | 0 | 0 | 0 | 0
IL Fac. Spec. - NOX Rate Summer v3.1, Unit 589 and retrofits | 532 | 1797 | Rate Constraint in lbs/MMBtu | FALSE | L | Annual | Allowances Banked | Thousand Tons | 0 | 0 | 0 | 0 | 0 | 0 | 0
IL Fac. Spec. - NOX Rate Summer v3.1, Unit 589 and retrofits | 532 | 1797 | Rate Constraint in lbs/MMBtu | FALSE | L | Annual | Allowances Withdrawn (1:1) | Thousand Tons | 0 | 0 | 0 | 0 | 0 | 0 | 0
IL Fac. Spec. - NOX Rate Summer v3.1, Unit 589 and retrofits | 532 | 1797 | Rate Constraint in lbs/MMBtu | FALSE | L | Annual | Allowances Withdrawn (n:1) | Thousand Tons | 0 | 0 | 0 | 0 | 0 | 0 | 0
IL Fac. Spec. - NOX Rate Summer v3.1, Unit 589 and retrofits | 532 | 1797 | Rate Constraint in lbs/MMBtu | FALSE | L | Annual | Net Emissions Allowance Position | Thousand Tons | 0 | 0 | 0.00032928 | 0.00032928 | 0.00032928 | 0 | 0
IL Fac. Spec. - NOX Rate Summer v3.1, Unit 589 and retrofits | 532 | 1797 | Rate Constraint in lbs/MMBtu | FALSE | L | Annual | Fuel Consumed | TBtu | 0 | 0 | 0.030918 | 0.030918 | 0.030918 | 0 | 0
IL Fac. Spec. - NOX Rate Summer v3.1, Unit 589 and retrofits | 532 | 1797 | Rate Constraint in lbs/MMBtu | FALSE | L | Annual | Rate | lb/MMBtu | 0 | 0 | 0.0213 | 0.0213 | 0.0213 | 0 | 0
IL Fac. Spec. - NOX Rate Summer v3.1, Unit 589 and retrofits | 532 | 1797 | Rate Constraint in lbs/MMBtu | FALSE | L | Annual | Generation | TWh | 0 | 0 | 0.0025002 | 0.0025002 | 0.0025002 | 0 | 0
IL Fac. Spec. - NOX Rate Summer v3.1, Unit 589 and retrofits | 532 | 1797 | Rate Constraint in lbs/MMBtu | FALSE | L | Annual | Qualifying Generation | TWh | 0 | 0 | 0.0025002 | 0.0025002 | 0.0025002 | 0 | 0
IL Fac. Spec. - NOX Rate Summer v3.1, Unit 589 and retrofits | 532 | 1797 | Rate Constraint in lbs/MMBtu | FALSE | L | Annual | Rate | lb/MWh | 0 | 0 | 0.2634 | 0.2634 | 0.2634 | 0 | 0
IL Fac. Spec. - NOX Rate Summer v3.1, Unit 589 and retrofits | 532 | 1797 | Rate Constraint in lbs/MMBtu | FALSE | L | Annual | Constraint Shadow Price | US2011$/Ton | 0 | 0 | 0 | 0 | 0 | 0 | 0
IL Fac. Spec. - NOX Rate Summer v3.1, Unit 590 and retrofits | 533 | 1797 | Rate Constraint in lbs/MMBtu | FALSE | L | Annual | Seasons Included | Seasons | Summer | Summer | Summer | Summer | Summer | Summer | Summer
IL Fac. Spec. - NOX Rate Summer v3.1, Unit 590 and retrofits | 533 | 1797 | Rate Constraint in lbs/MMBtu | FALSE | L | Annual | Standard NOX | lb/MMBtu | 0.25 | 0.25 | 0.25 | 0.25 | 0.25 | 0.25 | 0.25
IL Fac. Spec. - NOX Rate Summer v3.1, Unit 590 and retrofits | 533 | 1797 | Rate Constraint in lbs/MMBtu | FALSE | L | Annual | Emissions at Affected Plants NOX | Thousand Tons | 0 | 0 | 0.00029063 | 0.00029063 | 0.00029063 | 0 | 0
IL Fac. Spec. - NOX Rate Summer v3.1, Unit 590 and retrofits | 533 | 1797 | Rate Constraint in lbs/MMBtu | FALSE | L | Annual | Allowances Purchased NOX | Thousand Tons | 0 | 0 | 0 | 0 | 0 | 0 | 0
IL Fac. Spec. - NOX Rate Summer v3.1, Unit 590 and retrofits | 533 | 1797 | Rate Constraint in lbs/MMBtu | FALSE | L | Annual | Allowances Sold NOX | Thousand Tons | 0 | 0 | 0 | 0 | 0 | 0 | 0
IL Fac. Spec. - NOX Rate Summer v3.1, Unit 590 and retrofits | 533 | 1797 | Rate Constraint in lbs/MMBtu | FALSE | L | Annual | Allowances Banked | Thousand Tons | 0 | 0 | 0 | 0 | 0 | 0 | 0
IL Fac. Spec. - NOX Rate Summer v3.1, Unit 590 and retrofits | 533 | 1797 | Rate Constraint in lbs/MMBtu | FALSE | L | Annual | Allowances Withdrawn (1:1) | Thousand Tons | 0 | 0 | 0 | 0 | 0 | 0 | 0
IL Fac. Spec. - NOX Rate Summer v3.1, Unit 590 and retrofits | 533 | 1797 | Rate Constraint in lbs/MMBtu | FALSE | L | Annual | Allowances Withdrawn (n:1) | Thousand Tons | 0 | 0 | 0 | 0 | 0 | 0 | 0
IL Fac. Spec. - NOX Rate Summer v3.1, Unit 590 and retrofits | 533 | 1797 | Rate Constraint in lbs/MMBtu | FALSE | L | Annual | Net Emissions Allowance Position | Thousand Tons | 0 | 0 | 0.00029063 | 0.00029063 | 0.00029063 | 0 | 0
IL Fac. Spec. - NOX Rate Summer v3.1, Unit 590 and retrofits | 533 | 1797 | Rate Constraint in lbs/MMBtu | FALSE | L | Annual | Fuel Consumed | TBtu | 0 | 0 | 0.030918 | 0.030918 | 0.030918 | 0 | 0
IL Fac. Spec. - NOX Rate Summer v3.1, Unit 590 and retrofits | 533 | 1797 | Rate Constraint in lbs/MMBtu | FALSE | L | Annual | Rate | lb/MMBtu | 0 | 0 | 0.0188 | 0.0188 | 0.0188 | 0 | 0
IL Fac. Spec. - NOX Rate Summer v3.1, Unit 590 and retrofits | 533 | 1797 | Rate Constraint in lbs/MMBtu | FALSE | L | Annual | Generation | TWh | 0 | 0 | 0.0025002 | 0.0025002 | 0.0025002 | 0 | 0
IL Fac. Spec. - NOX Rate Summer v3.1, Unit 590 and retrofits | 533 | 1797 | Rate Constraint in lbs/MMBtu | FALSE | L | Annual | Qualifying Generation | TWh | 0 | 0 | 0.0025002 | 0.0025002 | 0.0025002 | 0 | 0
IL Fac. Spec. - NOX Rate Summer v3.1, Unit 590 and retrofits | 533 | 1797 | Rate Constraint in lbs/MMBtu | FALSE | L | Annual | Rate | lb/MWh | 0 | 0 | 0.23248 | 0.23248 | 0.23248 | 0 | 0
IL Fac. Spec. - NOX Rate Summer v3.1, Unit 590 and retrofits | 533 | 1797 | Rate Constraint in lbs/MMBtu | FALSE | L | Annual | Constraint Shadow Price | US2011$/Ton | 0 | 0 | 0 | 0 | 0 | 0 | 0
IL Fac. Spec. - NOX Rate Summer v3.1, Unit 591 and retrofits | 534 | 1797 | Rate Constraint in lbs/MMBtu | FALSE | L | Annual | Seasons Included | Seasons | Summer | Summer | Summer | Summer | Summer | Summer | Summer
IL Fac. Spec. - NOX Rate Summer v3.1, Unit 591 and retrofits | 534 | 1797 | Rate Constraint in lbs/MMBtu | FALSE | L | Annual | Standard NOX | lb/MMBtu | 0.25 | 0.25 | 0.25 | 0.25 | 0.25 | 0.25 | 0.25
IL Fac. Spec. - NOX Rate Summer v3.1, Unit 591 and retrofits | 534 | 1797 | Rate Constraint in lbs/MMBtu | FALSE | L | Annual | Emissions at Affected Plants NOX | Thousand Tons | 0 | 0 | 0 | 0.0013823 | 0.0013823 | 0 | 0
IL Fac. Spec. - NOX Rate Summer v3.1, Unit 591 and retrofits | 534 | 1797 | Rate Constraint in lbs/MMBtu | FALSE | L | Annual | Allowances Purchased NOX | Thousand Tons | 0 | 0 | 0 | 0 | 0 | 0 | 0
IL Fac. Spec. - NOX Rate Summer v3.1, Unit 591 and retrofits | 534 | 1797 | Rate Constraint in lbs/MMBtu | FALSE | L | Annual | Allowances Sold NOX | Thousand Tons | 0 | 0 | 0 | 0 | 0 | 0 | 0
IL Fac. Spec. - NOX Rate Summer v3.1, Unit 591 and retrofits | 534 | 1797 | Rate Constraint in lbs/MMBtu | FALSE | L | Annual | Allowances Banked | Thousand Tons | 0 | 0 | 0 | 0 | 0 | 0 | 0
IL Fac. Spec. - NOX Rate Summer v3.1, Unit 591 and retrofits | 534 | 1797 | Rate Constraint in lbs/MMBtu | FALSE | L | Annual | Allowances Withdrawn (1:1) | Thousand Tons | 0 | 0 | 0 | 0 | 0 | 0 | 0
IL Fac. Spec. - NOX Rate Summer v3.1, Unit 591 and retrofits | 534 | 1797 | Rate Constraint in lbs/MMBtu | FALSE | L | Annual | Allowances Withdrawn (n:1) | Thousand Tons | 0 | 0 | 0 | 0 | 0 | 0 | 0
IL Fac. Spec. - NOX Rate Summer v3.1, Unit 591 and retrofits | 534 | 1797 | Rate Constraint in lbs/MMBtu | FALSE | L | Annual | Net Emissions Allowance Position | Thousand Tons | 0 | 0 | 0 | 0.0013823 | 0.0013823 | 0 | 0
IL Fac. Spec. - NOX Rate Summer v3.1, Unit 591 and retrofits | 534 | 1797 | Rate Constraint in lbs/MMBtu | FALSE | L | Annual | Fuel Consumed | TBtu | 0 | 0 | 0 | 0.015401 | 0.015401 | 0 | 0
IL Fac. Spec. - NOX Rate Summer v3.1, Unit 591 and retrofits | 534 | 1797 | Rate Constraint in lbs/MMBtu | FALSE | L | Annual | Rate | lb/MMBtu | 0 | 0 | 0 | 0.1795 | 0.1795 | 0 | 0
IL Fac. Spec. - NOX Rate Summer v3.1, Unit 591 and retrofits | 534 | 1797 | Rate Constraint in lbs/MMBtu | FALSE | L | Annual | Generation | TWh | 0 | 0 | 0 | 0.0011984 | 0.0011984 | 0 | 0
IL Fac. Spec. - NOX Rate Summer v3.1, Unit 591 and retrofits | 534 | 1797 | Rate Constraint in lbs/MMBtu | FALSE | L | Annual | Qualifying Generation | TWh | 0 | 0 | 0 | 0.0011984 | 0.0011984 | 0 | 0
IL Fac. Spec. - NOX Rate Summer v3.1, Unit 591 and retrofits | 534 | 1797 | Rate Constraint in lbs/MMBtu | FALSE | L | Annual | Rate | lb/MWh | 0 | 0 | 0 | 2.3069 | 2.3069 | 0 | 0
IL Fac. Spec. - NOX Rate Summer v3.1, Unit 591 and retrofits | 534 | 1797 | Rate Constraint in lbs/MMBtu | FALSE | L | Annual | Constraint Shadow Price | US2011$/Ton | 0 | 0 | 0 | 0 | 0 | 0 | 0
IL Fac. Spec. - NOX Rate Summer v3.1, Unit 592 and retrofits | 535 | 1797 | Rate Constraint in lbs/MMBtu | FALSE | L | Annual | Seasons Included | Seasons | Summer | Summer | Summer | Summer | Summer | Summer | Summer
IL Fac. Spec. - NOX Rate Summer v3.1, Unit 592 and retrofits | 535 | 1797 | Rate Constraint in lbs/MMBtu | FALSE | L | Annual | Standard NOX | lb/MMBtu | 0.25 | 0.25 | 0.25 | 0.25 | 0.25 | 0.25 | 0.25
IL Fac. Spec. - NOX Rate Summer v3.1, Unit 592 and retrofits | 535 | 1797 | Rate Constraint in lbs/MMBtu | FALSE | L | Annual | Emissions at Affected Plants NOX | Thousand Tons | 0 | 0 | 0 | 0.0012673 | 0.0012673 | 0 | 0
IL Fac. Spec. - NOX Rate Summer v3.1, Unit 592 and retrofits | 535 | 1797 | Rate Constraint in lbs/MMBtu | FALSE | L | Annual | Allowances Purchased NOX | Thousand Tons | 0 | 0 | 0 | 0 | 0 | 0 | 0
IL Fac. Spec. - NOX Rate Summer v3.1, Unit 592 and retrofits | 535 | 1797 | Rate Constraint in lbs/MMBtu | FALSE | L | Annual | Allowances Sold NOX | Thousand Tons | 0 | 0 | 0 | 0 | 0 | 0 | 0
IL Fac. Spec. - NOX Rate Summer v3.1, Unit 592 and retrofits | 535 | 1797 | Rate Constraint in lbs/MMBtu | FALSE | L | Annual | Allowances Banked | Thousand Tons | 0 | 0 | 0 | 0 | 0 | 0 | 0
IL Fac. Spec. - NOX Rate Summer v3.1, Unit 592 and retrofits | 535 | 1797 | Rate Constraint in lbs/MMBtu | FALSE | L | Annual | Allowances Withdrawn (1:1) | Thousand Tons | 0 | 0 | 0 | 0 | 0 | 0 | 0
IL Fac. Spec. - NOX Rate Summer v3.1, Unit 592 and retrofits | 535 | 1797 | Rate Constraint in lbs/MMBtu | FALSE | L | Annual | Allowances Withdrawn (n:1) | Thousand Tons | 0 | 0 | 0 | 0 | 0 | 0 | 0
IL Fac. Spec. - NOX Rate Summer v3.1, Unit 592 and retrofits | 535 | 1797 | Rate Constraint in lbs/MMBtu | FALSE | L | Annual | Net Emissions Allowance Position | Thousand Tons | 0 | 0 | 0 | 0.0012673 | 0.0012673 | 0 | 0
IL Fac. Spec. - NOX Rate Summer v3.1, Unit 592 and retrofits | 535 | 1797 | Rate Constraint in lbs/MMBtu | FALSE | L | Annual | Fuel Consumed | TBtu | 0 | 0 | 0 | 0.015399 | 0.015399 | 0 | 0
IL Fac. Spec. - NOX Rate Summer v3.1, Unit 592 and retrofits | 535 | 1797 | Rate Constraint in lbs/MMBtu | FALSE | L | Annual | Rate | lb/MMBtu | 0 | 0 | 0 | 0.1646 | 0.1646 | 0 | 0
IL Fac. Spec. - NOX Rate Summer v3.1, Unit 592 and retrofits | 535 | 1797 | Rate Constraint in lbs/MMBtu | FALSE | L | Annual | Generation | TWh | 0 | 0 | 0 | 0.0011984 | 0.0011984 | 0 | 0
IL Fac. Spec. - NOX Rate Summer v3.1, Unit 592 and retrofits | 535 | 1797 | Rate Constraint in lbs/MMBtu | FALSE | L | Annual | Qualifying Generation | TWh | 0 | 0 | 0 | 0.0011984 | 0.0011984 | 0 | 0
IL Fac. Spec. - NOX Rate Summer v3.1, Unit 592 and retrofits | 535 | 1797 | Rate Constraint in lbs/MMBtu | FALSE | L | Annual | Rate | lb/MWh | 0 | 0 | 0 | 2.1151 | 2.1151 | 0 | 0
IL Fac. Spec. - NOX Rate Summer v3.1, Unit 592 and retrofits | 535 | 1797 | Rate Constraint in lbs/MMBtu | FALSE | L | Annual | Constraint Shadow Price | US2011$/Ton | 0 | 0 | 0 | 0 | 0 | 0 | 0
IL Fac. Spec. - NOX Rate Summer v3.1, Unit 593 and retrofits | 536 | 1797 | Rate Constraint in lbs/MMBtu | FALSE | L | Annual | Seasons Included | Seasons | Summer | Summer | Summer | Summer | Summer | Summer | Summer
IL Fac. Spec. - NOX Rate Summer v3.1, Unit 593 and retrofits | 536 | 1797 | Rate Constraint in lbs/MMBtu | FALSE | L | Annual | Standard NOX | lb/MMBtu | 0.25 | 0.25 | 0.25 | 0.25 | 0.25 | 0.25 | 0.25
IL Fac. Spec. - NOX Rate Summer v3.1, Unit 593 and retrofits | 536 | 1797 | Rate Constraint in lbs/MMBtu | FALSE | L | Annual | Emissions at Affected Plants NOX | Thousand Tons | 0 | 0 | 0 | 0.0012065 | 0.0012065 | 0 | 0
IL Fac. Spec. - NOX Rate Summer v3.1, Unit 593 and retrofits | 536 | 1797 | Rate Constraint in lbs/MMBtu | FALSE | L | Annual | Allowances Purchased NOX | Thousand Tons | 0 | 0 | 0 | 0 | 0 | 0 | 0
IL Fac. Spec. - NOX Rate Summer v3.1, Unit 593 and retrofits | 536 | 1797 | Rate Constraint in lbs/MMBtu | FALSE | L | Annual | Allowances Sold NOX | Thousand Tons | 0 | 0 | 0 | 0 | 0 | 0 | 0
IL Fac. Spec. - NOX Rate Summer v3.1, Unit 593 and retrofits | 536 | 1797 | Rate Constraint in lbs/MMBtu | FALSE | L | Annual | Allowances Banked | Thousand Tons | 0 | 0 | 0 | 0 | 0 | 0 | 0
IL Fac. Spec. - NOX Rate Summer v3.1, Unit 593 and retrofits | 536 | 1797 | Rate Constraint in lbs/MMBtu | FALSE | L | Annual | Allowances Withdrawn (1:1) | Thousand Tons | 0 | 0 | 0 | 0 | 0 | 0 | 0
IL Fac. Spec. - NOX Rate Summer v3.1, Unit 593 and retrofits | 536 | 1797 | Rate Constraint in lbs/MMBtu | FALSE | L | Annual | Allowances Withdrawn (n:1) | Thousand Tons | 0 | 0 | 0 | 0 | 0 | 0 | 0
IL Fac. Spec. - NOX Rate Summer v3.1, Unit 593 and retrofits | 536 | 1797 | Rate Constraint in lbs/MMBtu | FALSE | L | Annual | Net Emissions Allowance Position | Thousand Tons | 0 | 0 | 0 | 0.0012065 | 0.0012065 | 0 | 0
IL Fac. Spec. - NOX Rate Summer v3.1, Unit 593 and retrofits | 536 | 1797 | Rate Constraint in lbs/MMBtu | FALSE | L | Annual | Fuel Consumed | TBtu | 0 | 0 | 0 | 0.015399 | 0.015399 | 0 | 0
IL Fac. Spec. - NOX Rate Summer v3.1, Unit 593 and retrofits | 536 | 1797 | Rate Constraint in lbs/MMBtu | FALSE | L | Annual | Rate | lb/MMBtu | 0 | 0 | 0 | 0.1567 | 0.1567 | 0 | 0
IL Fac. Spec. - NOX Rate Summer v3.1, Unit 593 and retrofits | 536 | 1797 | Rate Constraint in lbs/MMBtu | FALSE | L | Annual | Generation | TWh | 0 | 0 | 0 | 0.0011984 | 0.0011984 | 0 | 0
IL Fac. Spec. - NOX Rate Summer v3.1, Unit 593 and retrofits | 536 | 1797 | Rate Constraint in lbs/MMBtu | FALSE | L | Annual | Qualifying Generation | TWh | 0 | 0 | 0 | 0.0011984 | 0.0011984 | 0 | 0
IL Fac. Spec. - NOX Rate Summer v3.1, Unit 593 and retrofits | 536 | 1797 | Rate Constraint in lbs/MMBtu | FALSE | L | Annual | Rate | lb/MWh | 0 | 0 | 0 | 2.0136 | 2.0136 | 0 | 0
IL Fac. Spec. - NOX Rate Summer v3.1, Unit 593 and retrofits | 536 | 1797 | Rate Constraint in lbs/MMBtu | FALSE | L | Annual | Constraint Shadow Price | US2011$/Ton | 0 | 0 | 0 | 0 | 0 | 0 | 0
IL Fac. Spec. - NOX Rate Summer v3.1, Unit 594 and retrofits | 537 | 1797 | Rate Constraint in lbs/MMBtu | FALSE | L | Annual | Seasons Included | Seasons | Summer | Summer | Summer | Summer | Summer | Summer | Summer
IL Fac. Spec. - NOX Rate Summer v3.1, Unit 594 and retrofits | 537 | 1797 | Rate Constraint in lbs/MMBtu | FALSE | L | Annual | Standard NOX | lb/MMBtu | 0.25 | 0.25 | 0.25 | 0.25 | 0.25 | 0.25 | 0.25
IL Fac. Spec. - NOX Rate Summer v3.1, Unit 594 and retrofits | 537 | 1797 | Rate Constraint in lbs/MMBtu | FALSE | L | Annual | Emissions at Affected Plants NOX | Thousand Tons | 0 | 0 | 0 | 0.0014847 | 0.0014847 | 0 | 0
IL Fac. Spec. - NOX Rate Summer v3.1, Unit 594 and retrofits | 537 | 1797 | Rate Constraint in lbs/MMBtu | FALSE | L | Annual | Allowances Purchased NOX | Thousand Tons | 0 | 0 | 0 | 0 | 0 | 0 | 0
IL Fac. Spec. - NOX Rate Summer v3.1, Unit 594 and retrofits | 537 | 1797 | Rate Constraint in lbs/MMBtu | FALSE | L | Annual | Allowances Sold NOX | Thousand Tons | 0 | 0 | 0 | 0 | 0 | 0 | 0
IL Fac. Spec. - NOX Rate Summer v3.1, Unit 594 and retrofits | 537 | 1797 | Rate Constraint in lbs/MMBtu | FALSE | L | Annual | Allowances Banked | Thousand Tons | 0 | 0 | 0 | 0 | 0 | 0 | 0
IL Fac. Spec. - NOX Rate Summer v3.1, Unit 594 and retrofits | 537 | 1797 | Rate Constraint in lbs/MMBtu | FALSE | L | Annual | Allowances Withdrawn (1:1) | Thousand Tons | 0 | 0 | 0 | 0 | 0 | 0 | 0
IL Fac. Spec. - NOX Rate Summer v3.1, Unit 594 and retrofits | 537 | 1797 | Rate Constraint in lbs/MMBtu | FALSE | L | Annual | Allowances Withdrawn (n:1) | Thousand Tons | 0 | 0 | 0 | 0 | 0 | 0 | 0
IL Fac. Spec. - NOX Rate Summer v3.1, Unit 594 and retrofits | 537 | 1797 | Rate Constraint in lbs/MMBtu | FALSE | L | Annual | Net Emissions Allowance Position | Thousand Tons | 0 | 0 | 0 | 0.0014847 | 0.0014847 | 0 | 0
IL Fac. Spec. - NOX Rate Summer v3.1, Unit 594 and retrofits | 537 | 1797 | Rate Constraint in lbs/MMBtu | FALSE | L | Annual | Fuel Consumed | TBtu | 0 | 0 | 0 | 0.015399 | 0.015399 | 0 | 0
IL Fac. Spec. - NOX Rate Summer v3.1, Unit 594 and retrofits | 537 | 1797 | Rate Constraint in lbs/MMBtu | FALSE | L | Annual | Rate | lb/MMBtu | 0 | 0 | 0 | 0.19284 | 0.19284 | 0 | 0
IL Fac. Spec. - NOX Rate Summer v3.1, Unit 594 and retrofits | 537 | 1797 | Rate Constraint in lbs/MMBtu | FALSE | L | Annual | Generation | TWh | 0 | 0 | 0 | 0.0011984 | 0.0011984 | 0 | 0
IL Fac. Spec. - NOX Rate Summer v3.1, Unit 594 and retrofits | 537 | 1797 | Rate Constraint in lbs/MMBtu | FALSE | L | Annual | Qualifying Generation | TWh | 0 | 0 | 0 | 0.0011984 | 0.0011984 | 0 | 0
IL Fac. Spec. - NOX Rate Summer v3.1, Unit 594 and retrofits | 537 | 1797 | Rate Constraint in lbs/MMBtu | FALSE | L | Annual | Rate | lb/MWh | 0 | 0 | 0 | 2.4779 | 2.4779 | 0 | 0
IL Fac. Spec. - NOX Rate Summer v3.1, Unit 594 and retrofits | 537 | 1797 | Rate Constraint in lbs/MMBtu | FALSE | L | Annual | Constraint Shadow Price | US2011$/Ton | 0 | 0 | 0 | 0 | 0 | 0 | 0
IL Fac. Spec. - NOX Rate Summer v3.1, Unit 595 and retrofits | 538 | 1797 | Rate Constraint in lbs/MMBtu | FALSE | L | Annual | Seasons Included | Seasons | Summer | Summer | Summer | Summer | Summer | Summer | Summer
IL Fac. Spec. - NOX Rate Summer v3.1, Unit 595 and retrofits | 538 | 1797 | Rate Constraint in lbs/MMBtu | FALSE | L | Annual | Standard NOX | lb/MMBtu | 0.25 | 0.25 | 0.25 | 0.25 | 0.25 | 0.25 | 0.25
IL Fac. Spec. - NOX Rate Summer v3.1, Unit 595 and retrofits | 538 | 1797 | Rate Constraint in lbs/MMBtu | FALSE | L | Annual | Emissions at Affected Plants NOX | Thousand Tons | 0 | 0 | 0 | 0.0011626 | 0.0011626 | 0 | 0
IL Fac. Spec. - NOX Rate Summer v3.1, Unit 595 and retrofits | 538 | 1797 | Rate Constraint in lbs/MMBtu | FALSE | L | Annual | Allowances Purchased NOX | Thousand Tons | 0 | 0 | 0 | 0 | 0 | 0 | 0
IL Fac. Spec. - NOX Rate Summer v3.1, Unit 595 and retrofits | 538 | 1797 | Rate Constraint in lbs/MMBtu | FALSE | L | Annual | Allowances Sold NOX | Thousand Tons | 0 | 0 | 0 | 0 | 0 | 0 | 0
IL Fac. Spec. - NOX Rate Summer v3.1, Unit 595 and retrofits | 538 | 1797 | Rate Constraint in lbs/MMBtu | FALSE | L | Annual | Allowances Banked | Thousand Tons | 0 | 0 | 0 | 0 | 0 | 0 | 0
IL Fac. Spec. - NOX Rate Summer v3.1, Unit 595 and retrofits | 538 | 1797 | Rate Constraint in lbs/MMBtu | FALSE | L | Annual | Allowances Withdrawn (1:1) | Thousand Tons | 0 | 0 | 0 | 0 | 0 | 0 | 0
IL Fac. Spec. - NOX Rate Summer v3.1, Unit 595 and retrofits | 538 | 1797 | Rate Constraint in lbs/MMBtu | FALSE | L | Annual | Allowances Withdrawn (n:1) | Thousand Tons | 0 | 0 | 0 | 0 | 0 | 0 | 0
IL Fac. Spec. - NOX Rate Summer v3.1, Unit 595 and retrofits | 538 | 1797 | Rate Constraint in lbs/MMBtu | FALSE | L | Annual | Net Emissions Allowance Position | Thousand Tons | 0 | 0 | 0 | 0.0011626 | 0.0011626 | 0 | 0
IL Fac. Spec. - NOX Rate Summer v3.1, Unit 595 and retrofits | 538 | 1797 | Rate Constraint in lbs/MMBtu | FALSE | L | Annual | Fuel Consumed | TBtu | 0 | 0 | 0 | 0.015399 | 0.015399 | 0 | 0
IL Fac. Spec. - NOX Rate Summer v3.1, Unit 595 and retrofits | 538 | 1797 | Rate Constraint in lbs/MMBtu | FALSE | L | Annual | Rate | lb/MMBtu | 0 | 0 | 0 | 0.151 | 0.151 | 0 | 0
IL Fac. Spec. - NOX Rate Summer v3.1, Unit 595 and retrofits | 538 | 1797 | Rate Constraint in lbs/MMBtu | FALSE | L | Annual | Generation | TWh | 0 | 0 | 0 | 0.0011984 | 0.0011984 | 0 | 0
IL Fac. Spec. - NOX Rate Summer v3.1, Unit 595 and retrofits | 538 | 1797 | Rate Constraint in lbs/MMBtu | FALSE | L | Annual | Qualifying Generation | TWh | 0 | 0 | 0 | 0.0011984 | 0.0011984 | 0 | 0
IL Fac. Spec. - NOX Rate Summer v3.1, Unit 595 and retrofits | 538 | 1797 | Rate Constraint in lbs/MMBtu | FALSE | L | Annual | Rate | lb/MWh | 0 | 0 | 0 | 1.9404 | 1.9404 | 0 | 0
IL Fac. Spec. - NOX Rate Summer v3.1, Unit 595 and retrofits | 538 | 1797 | Rate Constraint in lbs/MMBtu | FALSE | L | Annual | Constraint Shadow Price | US2011$/Ton | 0 | 0 | 0 | 0 | 0 | 0 | 0
IL Fac. Spec. - NOX Rate Summer v3.1, Unit 596 and retrofits | 539 | 1797 | Rate Constraint in lbs/MMBtu | FALSE | L | Annual | Seasons Included | Seasons | Summer | Summer | Summer | Summer | Summer | Summer | Summer
IL Fac. Spec. - NOX Rate Summer v3.1, Unit 596 and retrofits | 539 | 1797 | Rate Constraint in lbs/MMBtu | FALSE | L | Annual | Standard NOX | lb/MMBtu | 0.25 | 0.25 | 0.25 | 0.25 | 0.25 | 0.25 | 0.25
IL Fac. Spec. - NOX Rate Summer v3.1, Unit 596 and retrofits | 539 | 1797 | Rate Constraint in lbs/MMBtu | FALSE | L | Annual | Emissions at Affected Plants NOX | Thousand Tons | 0 | 0 | 0 | 0.0011206 | 0.0011206 | 0 | 0
IL Fac. Spec. - NOX Rate Summer v3.1, Unit 596 and retrofits | 539 | 1797 | Rate Constraint in lbs/MMBtu | FALSE | L | Annual | Allowances Purchased NOX | Thousand Tons | 0 | 0 | 0 | 0 | 0 | 0 | 0
IL Fac. Spec. - NOX Rate Summer v3.1, Unit 596 and retrofits | 539 | 1797 | Rate Constraint in lbs/MMBtu | FALSE | L | Annual | Allowances Sold NOX | Thousand Tons | 0 | 0 | 0 | 0 | 0 | 0 | 0
IL Fac. Spec. - NOX Rate Summer v3.1, Unit 596 and retrofits | 539 | 1797 | Rate Constraint in lbs/MMBtu | FALSE | L | Annual | Allowances Banked | Thousand Tons | 0 | 0 | 0 | 0 | 0 | 0 | 0
IL Fac. Spec. - NOX Rate Summer v3.1, Unit 596 and retrofits | 539 | 1797 | Rate Constraint in lbs/MMBtu | FALSE | L | Annual | Allowances Withdrawn (1:1) | Thousand Tons | 0 | 0 | 0 | 0 | 0 | 0 | 0
IL Fac. Spec. - NOX Rate Summer v3.1, Unit 596 and retrofits | 539 | 1797 | Rate Constraint in lbs/MMBtu | FALSE | L | Annual | Allowances Withdrawn (n:1) | Thousand Tons | 0 | 0 | 0 | 0 | 0 | 0 | 0
IL Fac. Spec. - NOX Rate Summer v3.1, Unit 596 and retrofits | 539 | 1797 | Rate Constraint in lbs/MMBtu | FALSE | L | Annual | Net Emissions Allowance Position | Thousand Tons | 0 | 0 | 0 | 0.0011206 | 0.0011206 | 0 | 0
IL Fac. Spec. - NOX Rate Summer v3.1, Unit 596 and retrofits | 539 | 1797 | Rate Constraint in lbs/MMBtu | FALSE | L | Annual | Fuel Consumed | TBtu | 0 | 0 | 0 | 0.015399 | 0.015399 | 0 | 0
IL Fac. Spec. - NOX Rate Summer v3.1, Unit 596 and retrofits | 539 | 1797 | Rate Constraint in lbs/MMBtu | FALSE | L | Annual | Rate | lb/MMBtu | 0 | 0 | 0 | 0.14554 | 0.14554 | 0 | 0
IL Fac. Spec. - NOX Rate Summer v3.1, Unit 596 and retrofits | 539 | 1797 | Rate Constraint in lbs/MMBtu | FALSE | L | Annual | Generation | TWh | 0 | 0 | 0 | 0.0011984 | 0.0011984 | 0 | 0
IL Fac. Spec. - NOX Rate Summer v3.1, Unit 596 and retrofits | 539 | 1797 | Rate Constraint in lbs/MMBtu | FALSE | L | Annual | Qualifying Generation | TWh | 0 | 0 | 0 | 0.0011984 | 0.0011984 | 0 | 0
IL Fac. Spec. - NOX Rate Summer v3.1, Unit 596 and retrofits | 539 | 1797 | Rate Constraint in lbs/MMBtu | FALSE | L | Annual | Rate | lb/MWh | 0 | 0 | 0 | 1.8701 | 1.8701 | 0 | 0
IL Fac. Spec. - NOX Rate Summer v3.1, Unit 596 and retrofits | 539 | 1797 | Rate Constraint in lbs/MMBtu | FALSE | L | Annual | Constraint Shadow Price | US2011$/Ton | 0 | 0 | 0 | 0 | 0 | 0 | 0
IL Fac. Spec. - NOX Rate Summer v3.1, Unit 597 and retrofits | 540 | 1797 | Rate Constraint in lbs/MMBtu | FALSE | L | Annual | Seasons Included | Seasons | Summer | Summer | Summer | Summer | Summer | Summer | Summer
IL Fac. Spec. - NOX Rate Summer v3.1, Unit 597 and retrofits | 540 | 1797 | Rate Constraint in lbs/MMBtu | FALSE | L | Annual | Standard NOX | lb/MMBtu | 0.25 | 0.25 | 0.25 | 0.25 | 0.25 | 0.25 | 0.25
IL Fac. Spec. - NOX Rate Summer v3.1, Unit 597 and retrofits | 540 | 1797 | Rate Constraint in lbs/MMBtu | FALSE | L | Annual | Emissions at Affected Plants NOX | Thousand Tons | 0 | 0 | 0 | 0.0014916 | 0.0014916 | 0 | 0
IL Fac. Spec. - NOX Rate Summer v3.1, Unit 597 and retrofits | 540 | 1797 | Rate Constraint in lbs/MMBtu | FALSE | L | Annual | Allowances Purchased NOX | Thousand Tons | 0 | 0 | 0 | 0 | 0 | 0 | 0
IL Fac. Spec. - NOX Rate Summer v3.1, Unit 597 and retrofits | 540 | 1797 | Rate Constraint in lbs/MMBtu | FALSE | L | Annual | Allowances Sold NOX | Thousand Tons | 0 | 0 | 0 | 0 | 0 | 0 | 0
IL Fac. Spec. - NOX Rate Summer v3.1, Unit 597 and retrofits | 540 | 1797 | Rate Constraint in lbs/MMBtu | FALSE | L | Annual | Allowances Banked | Thousand Tons | 0 | 0 | 0 | 0 | 0 | 0 | 0
IL Fac. Spec. - NOX Rate Summer v3.1, Unit 597 and retrofits | 540 | 1797 | Rate Constraint in lbs/MMBtu | FALSE | L | Annual | Allowances Withdrawn (1:1) | Thousand Tons | 0 | 0 | 0 | 0 | 0 | 0 | 0
IL Fac. Spec. - NOX Rate Summer v3.1, Unit 597 and retrofits | 540 | 1797 | Rate Constraint in lbs/MMBtu | FALSE | L | Annual | Allowances Withdrawn (n:1) | Thousand Tons | 0 | 0 | 0 | 0 | 0 | 0 | 0
IL Fac. Spec. - NOX Rate Summer v3.1, Unit 597 and retrofits | 540 | 1797 | Rate Constraint in lbs/MMBtu | FALSE | L | Annual | Net Emissions Allowance Position | Thousand Tons | 0 | 0 | 0 | 0.0014916 | 0.0014916 | 0 | 0
IL Fac. Spec. - NOX Rate Summer v3.1, Unit 597 and retrofits | 540 | 1797 | Rate Constraint in lbs/MMBtu | FALSE | L | Annual | Fuel Consumed | TBtu | 0 | 0 | 0 | 0.015399 | 0.015399 | 0 | 0
IL Fac. Spec. - NOX Rate Summer v3.1, Unit 597 and retrofits | 540 | 1797 | Rate Constraint in lbs/MMBtu | FALSE | L | Annual | Rate | lb/MMBtu | 0 | 0 | 0 | 0.19373 | 0.19373 | 0 | 0
IL Fac. Spec. - NOX Rate Summer v3.1, Unit 597 and retrofits | 540 | 1797 | Rate Constraint in lbs/MMBtu | FALSE | L | Annual | Generation | TWh | 0 | 0 | 0 | 0.0011984 | 0.0011984 | 0 | 0
IL Fac. Spec. - NOX Rate Summer v3.1, Unit 597 and retrofits | 540 | 1797 | Rate Constraint in lbs/MMBtu | FALSE | L | Annual | Qualifying Generation | TWh | 0 | 0 | 0 | 0.0011984 | 0.0011984 | 0 | 0
IL Fac. Spec. - NOX Rate Summer v3.1, Unit 597 and retrofits | 540 | 1797 | Rate Constraint in lbs/MMBtu | FALSE | L | Annual | Rate | lb/MWh | 0 | 0 | 0 | 2.4895 | 2.4895 | 0 | 0
IL Fac. Spec. - NOX Rate Summer v3.1, Unit 597 and retrofits | 540 | 1797 | Rate Constraint in lbs/MMBtu | FALSE | L | Annual | Constraint Shadow Price | US2011$/Ton | 0 | 0 | 0 | 0 | 0 | 0 | 0
IL Fac. Spec. - NOX Rate Summer v3.1, Unit 598 and retrofits | 541 | 1797 | Rate Constraint in lbs/MMBtu | FALSE | L | Annual | Seasons Included | Seasons | Summer | Summer | Summer | Summer | Summer | Summer | Summer
IL Fac. Spec. - NOX Rate Summer v3.1, Unit 598 and retrofits | 541 | 1797 | Rate Constraint in lbs/MMBtu | FALSE | L | Annual | Standard NOX | lb/MMBtu | 0.25 | 0.25 | 0.25 | 0.25 | 0.25 | 0.25 | 0.25
IL Fac. Spec. - NOX Rate Summer v3.1, Unit 598 and retrofits | 541 | 1797 | Rate Constraint in lbs/MMBtu | FALSE | L | Annual | Emissions at Affected Plants NOX | Thousand Tons | 0 | 0 | 0 | 0.0010525 | 0.0010525 | 0 | 0
IL Fac. Spec. - NOX Rate Summer v3.1, Unit 598 and retrofits | 541 | 1797 | Rate Constraint in lbs/MMBtu | FALSE | L | Annual | Allowances Purchased NOX | Thousand Tons | 0 | 0 | 0 | 0 | 0 | 0 | 0
IL Fac. Spec. - NOX Rate Summer v3.1, Unit 598 and retrofits | 541 | 1797 | Rate Constraint in lbs/MMBtu | FALSE | L | Annual | Allowances Sold NOX | Thousand Tons | 0 | 0 | 0 | 0 | 0 | 0 | 0
IL Fac. Spec. - NOX Rate Summer v3.1, Unit 598 and retrofits | 541 | 1797 | Rate Constraint in lbs/MMBtu | FALSE | L | Annual | Allowances Banked | Thousand Tons | 0 | 0 | 0 | 0 | 0 | 0 | 0
IL Fac. Spec. - NOX Rate Summer v3.1, Unit 598 and retrofits | 541 | 1797 | Rate Constraint in lbs/MMBtu | FALSE | L | Annual | Allowances Withdrawn (1:1) | Thousand Tons | 0 | 0 | 0 | 0 | 0 | 0 | 0
IL Fac. Spec. - NOX Rate Summer v3.1, Unit 598 and retrofits | 541 | 1797 | Rate Constraint in lbs/MMBtu | FALSE | L | Annual | Allowances Withdrawn (n:1) | Thousand Tons | 0 | 0 | 0 | 0 | 0 | 0 | 0
IL Fac. Spec. - NOX Rate Summer v3.1, Unit 598 and retrofits | 541 | 1797 | Rate Constraint in lbs/MMBtu | FALSE | L | Annual | Net Emissions Allowance Position | Thousand Tons | 0 | 0 | 0 | 0.0010525 | 0.0010525 | 0 | 0
IL Fac. Spec. - NOX Rate Summer v3.1, Unit 598 and retrofits | 541 | 1797 | Rate Constraint in lbs/MMBtu | FALSE | L | Annual | Fuel Consumed | TBtu | 0 | 0 | 0 | 0.015399 | 0.015399 | 0 | 0
IL Fac. Spec. - NOX Rate Summer v3.1, Unit 598 and retrofits | 541 | 1797 | Rate Constraint in lbs/MMBtu | FALSE | L | Annual | Rate | lb/MMBtu | 0 | 0 | 0 | 0.1367 | 0.1367 | 0 | 0
IL Fac. Spec. - NOX Rate Summer v3.1, Unit 598 and retrofits | 541 | 1797 | Rate Constraint in lbs/MMBtu | FALSE | L | Annual | Generation | TWh | 0 | 0 | 0 | 0.0011984 | 0.0011984 | 0 | 0
IL Fac. Spec. - NOX Rate Summer v3.1, Unit 598 and retrofits | 541 | 1797 | Rate Constraint in lbs/MMBtu | FALSE | L | Annual | Qualifying Generation | TWh | 0 | 0 | 0 | 0.0011984 | 0.0011984 | 0 | 0
IL Fac. Spec. - NOX Rate Summer v3.1, Unit 598 and retrofits | 541 | 1797 | Rate Constraint in lbs/MMBtu | FALSE | L | Annual | Rate | lb/MWh | 0 | 0 | 0 | 1.7566 | 1.7566 | 0 | 0
IL Fac. Spec. - NOX Rate Summer v3.1, Unit 598 and retrofits | 541 | 1797 | Rate Constraint in lbs/MMBtu | FALSE | L | Annual | Constraint Shadow Price | US2011$/Ton | 0 | 0 | 0 | 0 | 0 | 0 | 0
IL Fac. Spec. - NOX Rate Summer v3.1, Unit 599 and retrofits | 542 | 1797 | Rate Constraint in lbs/MMBtu | FALSE | L | Annual | Seasons Included | Seasons | Summer | Summer | Summer | Summer | Summer | Summer | Summer
IL Fac. Spec. - NOX Rate Summer v3.1, Unit 599 and retrofits | 542 | 1797 | Rate Constraint in lbs/MMBtu | FALSE | L | Annual | Standard NOX | lb/MMBtu | 0.25 | 0.25 | 0.25 | 0.25 | 0.25 | 0.25 | 0.25
IL Fac. Spec. - NOX Rate Summer v3.1, Unit 599 and retrofits | 542 | 1797 | Rate Constraint in lbs/MMBtu | FALSE | L | Annual | Emissions at Affected Plants NOX | Thousand Tons | 0.0025951 | 0.0025951 | 0.0025951 | 0.0025951 | 0.013192 | 0.013192 | 0.013192
IL Fac. Spec. - NOX Rate Summer v3.1, Unit 599 and retrofits | 542 | 1797 | Rate Constraint in lbs/MMBtu | FALSE | L | Annual | Allowances Purchased NOX | Thousand Tons | 0 | 0 | 0 | 0 | 0 | 0 | 0
IL Fac. Spec. - NOX Rate Summer v3.1, Unit 599 and retrofits | 542 | 1797 | Rate Constraint in lbs/MMBtu | FALSE | L | Annual | Allowances Sold NOX | Thousand Tons | 0 | 0 | 0 | 0 | 0 | 0 | 0
IL Fac. Spec. - NOX Rate Summer v3.1, Unit 599 and retrofits | 542 | 1797 | Rate Constraint in lbs/MMBtu | FALSE | L | Annual | Allowances Banked | Thousand Tons | 0 | 0 | 0 | 0 | 0 | 0 | 0
IL Fac. Spec. - NOX Rate Summer v3.1, Unit 599 and retrofits | 542 | 1797 | Rate Constraint in lbs/MMBtu | FALSE | L | Annual | Allowances Withdrawn (1:1) | Thousand Tons | 0 | 0 | 0 | 0 | 0 | 0 | 0
IL Fac. Spec. - NOX Rate Summer v3.1, Unit 599 and retrofits | 542 | 1797 | Rate Constraint in lbs/MMBtu | FALSE | L | Annual | Allowances Withdrawn (n:1) | Thousand Tons | 0 | 0 | 0 | 0 | 0 | 0 | 0
IL Fac. Spec. - NOX Rate Summer v3.1, Unit 599 and retrofits | 542 | 1797 | Rate Constraint in lbs/MMBtu | FALSE | L | Annual | Net Emissions Allowance Position | Thousand Tons | 0.0025951 | 0.0025951 | 0.0025951 | 0.0025951 | 0.013192 | 0.013192 | 0.013192
IL Fac. Spec. - NOX Rate Summer v3.1, Unit 599 and retrofits | 542 | 1797 | Rate Constraint in lbs/MMBtu | FALSE | L | Annual | Fuel Consumed | TBtu | 0.059619 | 0.059619 | 0.059619 | 0.059619 | 0.30306 | 0.30306 | 0.30306
IL Fac. Spec. - NOX Rate Summer v3.1, Unit 599 and retrofits | 542 | 1797 | Rate Constraint in lbs/MMBtu | FALSE | L | Annual | Rate | lb/MMBtu | 0.087058 | 0.087058 | 0.087058 | 0.087058 | 0.087058 | 0.087058 | 0.087058
IL Fac. Spec. - NOX Rate Summer v3.1, Unit 599 and retrofits | 542 | 1797 | Rate Constraint in lbs/MMBtu | FALSE | L | Annual | Generation | TWh | 0.0052338 | 0.0052338 | 0.0052338 | 0.0052338 | 0.026605 | 0.026605 | 0.026605
IL Fac. Spec. - NOX Rate Summer v3.1, Unit 599 and retrofits | 542 | 1797 | Rate Constraint in lbs/MMBtu | FALSE | L | Annual | Qualifying Generation | TWh | 0.0052338 | 0.0052338 | 0.0052338 | 0.0052338 | 0.026605 | 0.026605 | 0.026605
IL Fac. Spec. - NOX Rate Summer v3.1, Unit 599 and retrofits | 542 | 1797 | Rate Constraint in lbs/MMBtu | FALSE | L | Annual | Rate | lb/MWh | 0.99168 | 0.99168 | 0.99168 | 0.99168 | 0.99168 | 0.99168 | 0.99168
IL Fac. Spec. - NOX Rate Summer v3.1, Unit 599 and retrofits | 542 | 1797 | Rate Constraint in lbs/MMBtu | FALSE | L | Annual | Constraint Shadow Price | US2011$/Ton | 0 | 0 | 0 | 0 | 0 | 0 | 0
IL Fac. Spec. - NOX Rate Summer v3.1, Unit 600 and retrofits | 543 | 1797 | Rate Constraint in lbs/MMBtu | FALSE | L | Annual | Seasons Included | Seasons | Summer | Summer | Summer | Summer | Summer | Summer | Summer
IL Fac. Spec. - NOX Rate Summer v3.1, Unit 600 and retrofits | 543 | 1797 | Rate Constraint in lbs/MMBtu | FALSE | L | Annual | Standard NOX | lb/MMBtu | 0.25 | 0.25 | 0.25 | 0.25 | 0.25 | 0.25 | 0.25
IL Fac. Spec. - NOX Rate Summer v3.1, Unit 600 and retrofits | 543 | 1797 | Rate Constraint in lbs/MMBtu | FALSE | L | Annual | Emissions at Affected Plants NOX | Thousand Tons | 0.0022974 | 0.0022974 | 0.0022974 | 0.0022974 | 0.011678 | 0.011678 | 0.011678
IL Fac. Spec. - NOX Rate Summer v3.1, Unit 600 and retrofits | 543 | 1797 | Rate Constraint in lbs/MMBtu | FALSE | L | Annual | Allowances Purchased NOX | Thousand Tons | 0 | 0 | 0 | 0 | 0 | 0 | 0
IL Fac. Spec. - NOX Rate Summer v3.1, Unit 600 and retrofits | 543 | 1797 | Rate Constraint in lbs/MMBtu | FALSE | L | Annual | Allowances Sold NOX | Thousand Tons | 0 | 0 | 0 | 0 | 0 | 0 | 0
IL Fac. Spec. - NOX Rate Summer v3.1, Unit 600 and retrofits | 543 | 1797 | Rate Constraint in lbs/MMBtu | FALSE | L | Annual | Allowances Banked | Thousand Tons | 0 | 0 | 0 | 0 | 0 | 0 | 0
IL Fac. Spec. - NOX Rate Summer v3.1, Unit 600 and retrofits | 543 | 1797 | Rate Constraint in lbs/MMBtu | FALSE | L | Annual | Allowances Withdrawn (1:1) | Thousand Tons | 0 | 0 | 0 | 0 | 0 | 0 | 0
IL Fac. Spec. - NOX Rate Summer v3.1, Unit 600 and retrofits | 543 | 1797 | Rate Constraint in lbs/MMBtu | FALSE | L | Annual | Allowances Withdrawn (n:1) | Thousand Tons | 0 | 0 | 0 | 0 | 0 | 0 | 0
IL Fac. Spec. - NOX Rate Summer v3.1, Unit 600 and retrofits | 543 | 1797 | Rate Constraint in lbs/MMBtu | FALSE | L | Annual | Net Emissions Allowance Position | Thousand Tons | 0.0022974 | 0.0022974 | 0.0022974 | 0.0022974 | 0.011678 | 0.011678 | 0.011678
IL Fac. Spec. - NOX Rate Summer v3.1, Unit 600 and retrofits | 543 | 1797 | Rate Constraint in lbs/MMBtu | FALSE | L | Annual | Fuel Consumed | TBtu | 0.062277 | 0.062277 | 0.062277 | 0.062277 | 0.31657 | 0.31657 | 0.31657
IL Fac. Spec. - NOX Rate Summer v3.1, Unit 600 and retrofits | 543 | 1797 | Rate Constraint in lbs/MMBtu | FALSE | L | Annual | Rate | lb/MMBtu | 0.073779 | 0.073779 | 0.073779 | 0.073779 | 0.073779 | 0.073779 | 0.073779
IL Fac. Spec. - NOX Rate Summer v3.1, Unit 600 and retrofits | 543 | 1797 | Rate Constraint in lbs/MMBtu | FALSE | L | Annual | Generation | TWh | 0.0054672 | 0.0054672 | 0.0054672 | 0.0054672 | 0.027792 | 0.027792 | 0.027792
IL Fac. Spec. - NOX Rate Summer v3.1, Unit 600 and retrofits | 543 | 1797 | Rate Constraint in lbs/MMBtu | FALSE | L | Annual | Qualifying Generation | TWh | 0.0054672 | 0.0054672 | 0.0054672 | 0.0054672 | 0.027792 | 0.027792 | 0.027792
IL Fac. Spec. - NOX Rate Summer v3.1, Unit 600 and retrofits | 543 | 1797 | Rate Constraint in lbs/MMBtu | FALSE | L | Annual | Rate | lb/MWh | 0.84042 | 0.84042 | 0.84042 | 0.84042 | 0.84042 | 0.84042 | 0.84042
IL Fac. Spec. - NOX Rate Summer v3.1, Unit 600 and retrofits | 543 | 1797 | Rate Constraint in lbs/MMBtu | FALSE | L | Annual | Constraint Shadow Price | US2011$/Ton | 0 | 0 | 0 | 0 | 0 | 0 | 0
IL Fac. Spec. - NOX Rate Summer v3.1, Unit 603 and retrofits | 544 | 1797 | Rate Constraint in lbs/MMBtu | FALSE | L | Annual | Seasons Included | Seasons | Summer | Summer | Summer | Summer | Summer | Summer | Summer
IL Fac. Spec. - NOX Rate Summer v3.1, Unit 603 and retrofits | 544 | 1797 | Rate Constraint in lbs/MMBtu | FALSE | L | Annual | Standard NOX | lb/MMBtu | 0.25 | 0.25 | 0.25 | 0.25 | 0.25 | 0.25 | 0.25
IL Fac. Spec. - NOX Rate Summer v3.1, Unit 603 and retrofits | 544 | 1797 | Rate Constraint in lbs/MMBtu | FALSE | L | Annual | Emissions at Affected Plants NOX | Thousand Tons | 0 | 0 | 0 | 0 | 0 | 0 | 0
IL Fac. Spec. - NOX Rate Summer v3.1, Unit 603 and retrofits | 544 | 1797 | Rate Constraint in lbs/MMBtu | FALSE | L | Annual | Allowances Purchased NOX | Thousand Tons | 0 | 0 | 0 | 0 | 0 | 0 | 0
IL Fac. Spec. - NOX Rate Summer v3.1, Unit 603 and retrofits | 544 | 1797 | Rate Constraint in lbs/MMBtu | FALSE | L | Annual | Allowances Sold NOX | Thousand Tons | 0 | 0 | 0 | 0 | 0 | 0 | 0
IL Fac. Spec. - NOX Rate Summer v3.1, Unit 603 and retrofits | 544 | 1797 | Rate Constraint in lbs/MMBtu | FALSE | L | Annual | Allowances Banked | Thousand Tons | 0 | 0 | 0 | 0 | 0 | 0 | 0
IL Fac. Spec. - NOX Rate Summer v3.1, Unit 603 and retrofits | 544 | 1797 | Rate Constraint in lbs/MMBtu | FALSE | L | Annual | Allowances Withdrawn (1:1) | Thousand Tons | 0 | 0 | 0 | 0 | 0 | 0 | 0
IL Fac. Spec. - NOX Rate Summer v3.1, Unit 603 and retrofits | 544 | 1797 | Rate Constraint in lbs/MMBtu | FALSE | L | Annual | Allowances Withdrawn (n:1) | Thousand Tons | 0 | 0 | 0 | 0 | 0 | 0 | 0
IL Fac. Spec. - NOX Rate Summer v3.1, Unit 603 and retrofits | 544 | 1797 | Rate Constraint in lbs/MMBtu | FALSE | L | Annual | Net Emissions Allowance Position | Thousand Tons | 0 | 0 | 0 | 0 | 0 | 0 | 0
IL Fac. Spec. - NOX Rate Summer v3.1, Unit 603 and retrofits | 544 | 1797 | Rate Constraint in lbs/MMBtu | FALSE | L | Annual | Fuel Consumed | TBtu | 0 | 0 | 0 | 0 | 0 | 0 | 0
IL Fac. Spec. - NOX Rate Summer v3.1, Unit 603 and retrofits | 544 | 1797 | Rate Constraint in lbs/MMBtu | FALSE | L | Annual | Rate | lb/MMBtu | 0 | 0 | 0 | 0 | 0 | 0 | 0
IL Fac. Spec. - NOX Rate Summer v3.1, Unit 603 and retrofits | 544 | 1797 | Rate Constraint in lbs/MMBtu | FALSE | L | Annual | Generation | TWh | 0 | 0 | 0 | 0 | 0 | 0 | 0
IL Fac. Spec. - NOX Rate Summer v3.1, Unit 603 and retrofits | 544 | 1797 | Rate Constraint in lbs/MMBtu | FALSE | L | Annual | Qualifying Generation | TWh | 0 | 0 | 0 | 0 | 0 | 0 | 0
IL Fac. Spec. - NOX Rate Summer v3.1, Unit 603 and retrofits | 544 | 1797 | Rate Constraint in lbs/MMBtu | FALSE | L | Annual | Rate | lb/MWh | 0 | 0 | 0 | 0 | 0 | 0 | 0
IL Fac. Spec. - NOX Rate Summer v3.1, Unit 603 and retrofits | 544 | 1797 | Rate Constraint in lbs/MMBtu | FALSE | L | Annual | Constraint Shadow Price | US2011$/Ton | 0 | 0 | 0 | 0 | 0 | 0 | 0
IL Fac. Spec. - NOX Rate Summer v3.1, Unit 604 and retrofits | 545 | 1797 | Rate Constraint in lbs/MMBtu | FALSE | L | Annual | Seasons Included | Seasons | Summer | Summer | Summer | Summer | Summer | Summer | Summer
IL Fac. Spec. - NOX Rate Summer v3.1, Unit 604 and retrofits | 545 | 1797 | Rate Constraint in lbs/MMBtu | FALSE | L | Annual | Standard NOX | lb/MMBtu | 0.25 | 0.25 | 0.25 | 0.25 | 0.25 | 0.25 | 0.25
IL Fac. Spec. - NOX Rate Summer v3.1, Unit 604 and retrofits | 545 | 1797 | Rate Constraint in lbs/MMBtu | FALSE | L | Annual | Emissions at Affected Plants NOX | Thousand Tons | 0 | 0 | 0 | 0 | 0 | 0 | 0
IL Fac. Spec. - NOX Rate Summer v3.1, Unit 604 and retrofits | 545 | 1797 | Rate Constraint in lbs/MMBtu | FALSE | L | Annual | Allowances Purchased NOX | Thousand Tons | 0 | 0 | 0 | 0 | 0 | 0 | 0
IL Fac. Spec. - NOX Rate Summer v3.1, Unit 604 and retrofits | 545 | 1797 | Rate Constraint in lbs/MMBtu | FALSE | L | Annual | Allowances Sold NOX | Thousand Tons | 0 | 0 | 0 | 0 | 0 | 0 | 0
IL Fac. Spec. - NOX Rate Summer v3.1, Unit 604 and retrofits | 545 | 1797 | Rate Constraint in lbs/MMBtu | FALSE | L | Annual | Allowances Banked | Thousand Tons | 0 | 0 | 0 | 0 | 0 | 0 | 0
IL Fac. Spec. - NOX Rate Summer v3.1, Unit 604 and retrofits | 545 | 1797 | Rate Constraint in lbs/MMBtu | FALSE | L | Annual | Allowances Withdrawn (1:1) | Thousand Tons | 0 | 0 | 0 | 0 | 0 | 0 | 0
IL Fac. Spec. - NOX Rate Summer v3.1, Unit 604 and retrofits | 545 | 1797 | Rate Constraint in lbs/MMBtu | FALSE | L | Annual | Allowances Withdrawn (n:1) | Thousand Tons | 0 | 0 | 0 | 0 | 0 | 0 | 0
IL Fac. Spec. - NOX Rate Summer v3.1, Unit 604 and retrofits | 545 | 1797 | Rate Constraint in lbs/MMBtu | FALSE | L | Annual | Net Emissions Allowance Position | Thousand Tons | 0 | 0 | 0 | 0 | 0 | 0 | 0
IL Fac. Spec. - NOX Rate Summer v3.1, Unit 604 and retrofits | 545 | 1797 | Rate Constraint in lbs/MMBtu | FALSE | L | Annual | Fuel Consumed | TBtu | 0 | 0 | 0 | 0 | 0 | 0 | 0
IL Fac. Spec. - NOX Rate Summer v3.1, Unit 604 and retrofits | 545 | 1797 | Rate Constraint in lbs/MMBtu | FALSE | L | Annual | Rate | lb/MMBtu | 0 | 0 | 0 | 0 | 0 | 0 | 0
IL Fac. Spec. - NOX Rate Summer v3.1, Unit 604 and retrofits | 545 | 1797 | Rate Constraint in lbs/MMBtu | FALSE | L | Annual | Generation | TWh | 0 | 0 | 0 | 0 | 0 | 0 | 0
IL Fac. Spec. - NOX Rate Summer v3.1, Unit 604 and retrofits | 545 | 1797 | Rate Constraint in lbs/MMBtu | FALSE | L | Annual | Qualifying Generation | TWh | 0 | 0 | 0 | 0 | 0 | 0 | 0
IL Fac. Spec. - NOX Rate Summer v3.1, Unit 604 and retrofits | 545 | 1797 | Rate Constraint in lbs/MMBtu | FALSE | L | Annual | Rate | lb/MWh | 0 | 0 | 0 | 0 | 0 | 0 | 0
IL Fac. Spec. - NOX Rate Summer v3.1, Unit 604 and retrofits | 545 | 1797 | Rate Constraint in lbs/MMBtu | FALSE | L | Annual | Constraint Shadow Price | US2011$/Ton | 0 | 0 | 0 | 0 | 0 | 0 | 0
IL Fac. Spec. - NOX Rate Summer v3.1, Unit 605 and retrofits | 546 | 1797 | Rate Constraint in lbs/MMBtu | FALSE | L | Annual | Seasons Included | Seasons | Summer | Summer | Summer | Summer | Summer | Summer | Summer
IL Fac. Spec. - NOX Rate Summer v3.1, Unit 605 and retrofits | 546 | 1797 | Rate Constraint in lbs/MMBtu | FALSE | L | Annual | Standard NOX | lb/MMBtu | 0.25 | 0.25 | 0.25 | 0.25 | 0.25 | 0.25 | 0.25
IL Fac. Spec. - NOX Rate Summer v3.1, Unit 605 and retrofits | 546 | 1797 | Rate Constraint in lbs/MMBtu | FALSE | L | Annual | Emissions at Affected Plants NOX | Thousand Tons | 0 | 0 | 0 | 0 | 0 | 0 | 0
IL Fac. Spec. - NOX Rate Summer v3.1, Unit 605 and retrofits | 546 | 1797 | Rate Constraint in lbs/MMBtu | FALSE | L | Annual | Allowances Purchased NOX | Thousand Tons | 0 | 0 | 0 | 0 | 0 | 0 | 0
IL Fac. Spec. - NOX Rate Summer v3.1, Unit 605 and retrofits | 546 | 1797 | Rate Constraint in lbs/MMBtu | FALSE | L | Annual | Allowances Sold NOX | Thousand Tons | 0 | 0 | 0 | 0 | 0 | 0 | 0
IL Fac. Spec. - NOX Rate Summer v3.1, Unit 605 and retrofits | 546 | 1797 | Rate Constraint in lbs/MMBtu | FALSE | L | Annual | Allowances Banked | Thousand Tons | 0 | 0 | 0 | 0 | 0 | 0 | 0
IL Fac. Spec. - NOX Rate Summer v3.1, Unit 605 and retrofits | 546 | 1797 | Rate Constraint in lbs/MMBtu | FALSE | L | Annual | Allowances Withdrawn (1:1) | Thousand Tons | 0 | 0 | 0 | 0 | 0 | 0 | 0
IL Fac. Spec. - NOX Rate Summer v3.1, Unit 605 and retrofits | 546 | 1797 | Rate Constraint in lbs/MMBtu | FALSE | L | Annual | Allowances Withdrawn (n:1) | Thousand Tons | 0 | 0 | 0 | 0 | 0 | 0 | 0
IL Fac. Spec. - NOX Rate Summer v3.1, Unit 605 and retrofits | 546 | 1797 | Rate Constraint in lbs/MMBtu | FALSE | L | Annual | Net Emissions Allowance Position | Thousand Tons | 0 | 0 | 0 | 0 | 0 | 0 | 0
IL Fac. Spec. - NOX Rate Summer v3.1, Unit 605 and retrofits | 546 | 1797 | Rate Constraint in lbs/MMBtu | FALSE | L | Annual | Fuel Consumed | TBtu | 0 | 0 | 0 | 0 | 0 | 0 | 0
IL Fac. Spec. - NOX Rate Summer v3.1, Unit 605 and retrofits | 546 | 1797 | Rate Constraint in lbs/MMBtu | FALSE | L | Annual | Rate | lb/MMBtu | 0 | 0 | 0 | 0 | 0 | 0 | 0
IL Fac. Spec. - NOX Rate Summer v3.1, Unit 605 and retrofits | 546 | 1797 | Rate Constraint in lbs/MMBtu | FALSE | L | Annual | Generation | TWh | 0 | 0 | 0 | 0 | 0 | 0 | 0
IL Fac. Spec. - NOX Rate Summer v3.1, Unit 605 and retrofits | 546 | 1797 | Rate Constraint in lbs/MMBtu | FALSE | L | Annual | Qualifying Generation | TWh | 0 | 0 | 0 | 0 | 0 | 0 | 0
IL Fac. Spec. - NOX Rate Summer v3.1, Unit 605 and retrofits | 546 | 1797 | Rate Constraint in lbs/MMBtu | FALSE | L | Annual | Rate | lb/MWh | 0 | 0 | 0 | 0 | 0 | 0 | 0
IL Fac. Spec. - NOX Rate Summer v3.1, Unit 605 and retrofits | 546 | 1797 | Rate Constraint in lbs/MMBtu | FALSE | L | Annual | Constraint Shadow Price | US2011$/Ton | 0 | 0 | 0 | 0 | 0 | 0 | 0
IL Fac. Spec. - NOX Rate Summer v3.1, Unit 606 and retrofits | 547 | 1797 | Rate Constraint in lbs/MMBtu | FALSE | L | Annual | Seasons Included | Seasons | Summer | Summer | Summer | Summer | Summer | Summer | Summer
IL Fac. Spec. - NOX Rate Summer v3.1, Unit 606 and retrofits | 547 | 1797 | Rate Constraint in lbs/MMBtu | FALSE | L | Annual | Standard NOX | lb/MMBtu | 0.25 | 0.25 | 0.25 | 0.25 | 0.25 | 0.25 | 0.25
IL Fac. Spec. - NOX Rate Summer v3.1, Unit 606 and retrofits | 547 | 1797 | Rate Constraint in lbs/MMBtu | FALSE | L | Annual | Emissions at Affected Plants NOX | Thousand Tons | 0 | 0 | 0 | 0 | 0 | 0 | 0
IL Fac. Spec. - NOX Rate Summer v3.1, Unit 606 and retrofits | 547 | 1797 | Rate Constraint in lbs/MMBtu | FALSE | L | Annual | Allowances Purchased NOX | Thousand Tons | 0 | 0 | 0 | 0 | 0 | 0 | 0
IL Fac. Spec. - NOX Rate Summer v3.1, Unit 606 and retrofits | 547 | 1797 | Rate Constraint in lbs/MMBtu | FALSE | L | Annual | Allowances Sold NOX | Thousand Tons | 0 | 0 | 0 | 0 | 0 | 0 | 0
IL Fac. Spec. - NOX Rate Summer v3.1, Unit 606 and retrofits | 547 | 1797 | Rate Constraint in lbs/MMBtu | FALSE | L | Annual | Allowances Banked | Thousand Tons | 0 | 0 | 0 | 0 | 0 | 0 | 0
IL Fac. Spec. - NOX Rate Summer v3.1, Unit 606 and retrofits | 547 | 1797 | Rate Constraint in lbs/MMBtu | FALSE | L | Annual | Allowances Withdrawn (1:1) | Thousand Tons | 0 | 0 | 0 | 0 | 0 | 0 | 0
IL Fac. Spec. - NOX Rate Summer v3.1, Unit 606 and retrofits | 547 | 1797 | Rate Constraint in lbs/MMBtu | FALSE | L | Annual | Allowances Withdrawn (n:1) | Thousand Tons | 0 | 0 | 0 | 0 | 0 | 0 | 0
IL Fac. Spec. - NOX Rate Summer v3.1, Unit 606 and retrofits | 547 | 1797 | Rate Constraint in lbs/MMBtu | FALSE | L | Annual | Net Emissions Allowance Position | Thousand Tons | 0 | 0 | 0 | 0 | 0 | 0 | 0
IL Fac. Spec. - NOX Rate Summer v3.1, Unit 606 and retrofits | 547 | 1797 | Rate Constraint in lbs/MMBtu | FALSE | L | Annual | Fuel Consumed | TBtu | 0 | 0 | 0 | 0 | 0 | 0 | 0
IL Fac. Spec. - NOX Rate Summer v3.1, Unit 606 and retrofits | 547 | 1797 | Rate Constraint in lbs/MMBtu | FALSE | L | Annual | Rate | lb/MMBtu | 0 | 0 | 0 | 0 | 0 | 0 | 0
IL Fac. Spec. - NOX Rate Summer v3.1, Unit 606 and retrofits | 547 | 1797 | Rate Constraint in lbs/MMBtu | FALSE | L | Annual | Generation | TWh | 0 | 0 | 0 | 0 | 0 | 0 | 0
IL Fac. Spec. - NOX Rate Summer v3.1, Unit 606 and retrofits | 547 | 1797 | Rate Constraint in lbs/MMBtu | FALSE | L | Annual | Qualifying Generation | TWh | 0 | 0 | 0 | 0 | 0 | 0 | 0
IL Fac. Spec. - NOX Rate Summer v3.1, Unit 606 and retrofits | 547 | 1797 | Rate Constraint in lbs/MMBtu | FALSE | L | Annual | Rate | lb/MWh | 0 | 0 | 0 | 0 | 0 | 0 | 0
IL Fac. Spec. - NOX Rate Summer v3.1, Unit 606 and retrofits | 547 | 1797 | Rate Constraint in lbs/MMBtu | FALSE | L | Annual | Constraint Shadow Price | US2011$/Ton | 0 | 0 | 0 | 0 | 0 | 0 | 0
IL Fac. Spec. - NOX Rate Summer v3.1, Unit 607 and retrofits | 548 | 1797 | Rate Constraint in lbs/MMBtu | FALSE | L | Annual | Seasons Included | Seasons | Summer | Summer | Summer | Summer | Summer | Summer | Summer
IL Fac. Spec. - NOX Rate Summer v3.1, Unit 607 and retrofits | 548 | 1797 | Rate Constraint in lbs/MMBtu | FALSE | L | Annual | Standard NOX | lb/MMBtu | 0.25 | 0.25 | 0.25 | 0.25 | 0.25 | 0.25 | 0.25
IL Fac. Spec. - NOX Rate Summer v3.1, Unit 607 and retrofits | 548 | 1797 | Rate Constraint in lbs/MMBtu | FALSE | L | Annual | Emissions at Affected Plants NOX | Thousand Tons | 0 | 0 | 0 | 0 | 0 | 0 | 0
IL Fac. Spec. - NOX Rate Summer v3.1, Unit 607 and retrofits | 548 | 1797 | Rate Constraint in lbs/MMBtu | FALSE | L | Annual | Allowances Purchased NOX | Thousand Tons | 0 | 0 | 0 | 0 | 0 | 0 | 0
IL Fac. Spec. - NOX Rate Summer v3.1, Unit 607 and retrofits | 548 | 1797 | Rate Constraint in lbs/MMBtu | FALSE | L | Annual | Allowances Sold NOX | Thousand Tons | 0 | 0 | 0 | 0 | 0 | 0 | 0
IL Fac. Spec. - NOX Rate Summer v3.1, Unit 607 and retrofits | 548 | 1797 | Rate Constraint in lbs/MMBtu | FALSE | L | Annual | Allowances Banked | Thousand Tons | 0 | 0 | 0 | 0 | 0 | 0 | 0
IL Fac. Spec. - NOX Rate Summer v3.1, Unit 607 and retrofits | 548 | 1797 | Rate Constraint in lbs/MMBtu | FALSE | L | Annual | Allowances Withdrawn (1:1) | Thousand Tons | 0 | 0 | 0 | 0 | 0 | 0 | 0
IL Fac. Spec. - NOX Rate Summer v3.1, Unit 607 and retrofits | 548 | 1797 | Rate Constraint in lbs/MMBtu | FALSE | L | Annual | Allowances Withdrawn (n:1) | Thousand Tons | 0 | 0 | 0 | 0 | 0 | 0 | 0
IL Fac. Spec. - NOX Rate Summer v3.1, Unit 607 and retrofits | 548 | 1797 | Rate Constraint in lbs/MMBtu | FALSE | L | Annual | Net Emissions Allowance Position | Thousand Tons | 0 | 0 | 0 | 0 | 0 | 0 | 0
IL Fac. Spec. - NOX Rate Summer v3.1, Unit 607 and retrofits | 548 | 1797 | Rate Constraint in lbs/MMBtu | FALSE | L | Annual | Fuel Consumed | TBtu | 0 | 0 | 0 | 0 | 0 | 0 | 0
IL Fac. Spec. - NOX Rate Summer v3.1, Unit 607 and retrofits | 548 | 1797 | Rate Constraint in lbs/MMBtu | FALSE | L | Annual | Rate | lb/MMBtu | 0 | 0 | 0 | 0 | 0 | 0 | 0
IL Fac. Spec. - NOX Rate Summer v3.1, Unit 607 and retrofits | 548 | 1797 | Rate Constraint in lbs/MMBtu | FALSE | L | Annual | Generation | TWh | 0 | 0 | 0 | 0 | 0 | 0 | 0
IL Fac. Spec. - NOX Rate Summer v3.1, Unit 607 and retrofits | 548 | 1797 | Rate Constraint in lbs/MMBtu | FALSE | L | Annual | Qualifying Generation | TWh | 0 | 0 | 0 | 0 | 0 | 0 | 0
IL Fac. Spec. - NOX Rate Summer v3.1, Unit 607 and retrofits | 548 | 1797 | Rate Constraint in lbs/MMBtu | FALSE | L | Annual | Rate | lb/MWh | 0 | 0 | 0 | 0 | 0 | 0 | 0
IL Fac. Spec. - NOX Rate Summer v3.1, Unit 607 and retrofits | 548 | 1797 | Rate Constraint in lbs/MMBtu | FALSE | L | Annual | Constraint Shadow Price | US2011$/Ton | 0 | 0 | 0 | 0 | 0 | 0 | 0
IL Fac. Spec. - NOX Rate Summer v3.1, Unit 608 and retrofits | 549 | 1797 | Rate Constraint in lbs/MMBtu | FALSE | L | Annual | Seasons Included | Seasons | Summer | Summer | Summer | Summer | Summer | Summer | Summer
IL Fac. Spec. - NOX Rate Summer v3.1, Unit 608 and retrofits | 549 | 1797 | Rate Constraint in lbs/MMBtu | FALSE | L | Annual | Standard NOX | lb/MMBtu | 0.25 | 0.25 | 0.25 | 0.25 | 0.25 | 0.25 | 0.25
IL Fac. Spec. - NOX Rate Summer v3.1, Unit 608 and retrofits | 549 | 1797 | Rate Constraint in lbs/MMBtu | FALSE | L | Annual | Emissions at Affected Plants NOX | Thousand Tons | 0 | 0 | 0 | 0 | 0 | 0 | 0
IL Fac. Spec. - NOX Rate Summer v3.1, Unit 608 and retrofits | 549 | 1797 | Rate Constraint in lbs/MMBtu | FALSE | L | Annual | Allowances Purchased NOX | Thousand Tons | 0 | 0 | 0 | 0 | 0 | 0 | 0
IL Fac. Spec. - NOX Rate Summer v3.1, Unit 608 and retrofits | 549 | 1797 | Rate Constraint in lbs/MMBtu | FALSE | L | Annual | Allowances Sold NOX | Thousand Tons | 0 | 0 | 0 | 0 | 0 | 0 | 0
IL Fac. Spec. - NOX Rate Summer v3.1, Unit 608 and retrofits | 549 | 1797 | Rate Constraint in lbs/MMBtu | FALSE | L | Annual | Allowances Banked | Thousand Tons | 0 | 0 | 0 | 0 | 0 | 0 | 0
IL Fac. Spec. - NOX Rate Summer v3.1, Unit 608 and retrofits | 549 | 1797 | Rate Constraint in lbs/MMBtu | FALSE | L | Annual | Allowances Withdrawn (1:1) | Thousand Tons | 0 | 0 | 0 | 0 | 0 | 0 | 0
IL Fac. Spec. - NOX Rate Summer v3.1, Unit 608 and retrofits | 549 | 1797 | Rate Constraint in lbs/MMBtu | FALSE | L | Annual | Allowances Withdrawn (n:1) | Thousand Tons | 0 | 0 | 0 | 0 | 0 | 0 | 0
IL Fac. Spec. - NOX Rate Summer v3.1, Unit 608 and retrofits | 549 | 1797 | Rate Constraint in lbs/MMBtu | FALSE | L | Annual | Net Emissions Allowance Position | Thousand Tons | 0 | 0 | 0 | 0 | 0 | 0 | 0
IL Fac. Spec. - NOX Rate Summer v3.1, Unit 608 and retrofits | 549 | 1797 | Rate Constraint in lbs/MMBtu | FALSE | L | Annual | Fuel Consumed | TBtu | 0 | 0 | 0 | 0 | 0 | 0 | 0
IL Fac. Spec. - NOX Rate Summer v3.1, Unit 608 and retrofits | 549 | 1797 | Rate Constraint in lbs/MMBtu | FALSE | L | Annual | Rate | lb/MMBtu | 0 | 0 | 0 | 0 | 0 | 0 | 0
IL Fac. Spec. - NOX Rate Summer v3.1, Unit 608 and retrofits | 549 | 1797 | Rate Constraint in lbs/MMBtu | FALSE | L | Annual | Generation | TWh | 0 | 0 | 0 | 0 | 0 | 0 | 0
IL Fac. Spec. - NOX Rate Summer v3.1, Unit 608 and retrofits | 549 | 1797 | Rate Constraint in lbs/MMBtu | FALSE | L | Annual | Qualifying Generation | TWh | 0 | 0 | 0 | 0 | 0 | 0 | 0
IL Fac. Spec. - NOX Rate Summer v3.1, Unit 608 and retrofits | 549 | 1797 | Rate Constraint in lbs/MMBtu | FALSE | L | Annual | Rate | lb/MWh | 0 | 0 | 0 | 0 | 0 | 0 | 0
IL Fac. Spec. - NOX Rate Summer v3.1, Unit 608 and retrofits | 549 | 1797 | Rate Constraint in lbs/MMBtu | FALSE | L | Annual | Constraint Shadow Price | US2011$/Ton | 0 | 0 | 0 | 0 | 0 | 0 | 0
IL Fac. Spec. - NOX Rate Summer v3.1, Unit 609 and retrofits | 550 | 1797 | Rate Constraint in lbs/MMBtu | FALSE | L | Annual | Seasons Included | Seasons | Summer | Summer | Summer | Summer | Summer | Summer | Summer
IL Fac. Spec. - NOX Rate Summer v3.1, Unit 609 and retrofits | 550 | 1797 | Rate Constraint in lbs/MMBtu | FALSE | L | Annual | Standard NOX | lb/MMBtu | 0.25 | 0.25 | 0.25 | 0.25 | 0.25 | 0.25 | 0.25
IL Fac. Spec. - NOX Rate Summer v3.1, Unit 609 and retrofits | 550 | 1797 | Rate Constraint in lbs/MMBtu | FALSE | L | Annual | Emissions at Affected Plants NOX | Thousand Tons | 0 | 0 | 0 | 0 | 0 | 0 | 0
IL Fac. Spec. - NOX Rate Summer v3.1, Unit 609 and retrofits | 550 | 1797 | Rate Constraint in lbs/MMBtu | FALSE | L | Annual | Allowances Purchased NOX | Thousand Tons | 0 | 0 | 0 | 0 | 0 | 0 | 0
IL Fac. Spec. - NOX Rate Summer v3.1, Unit 609 and retrofits | 550 | 1797 | Rate Constraint in lbs/MMBtu | FALSE | L | Annual | Allowances Sold NOX | Thousand Tons | 0 | 0 | 0 | 0 | 0 | 0 | 0
IL Fac. Spec. - NOX Rate Summer v3.1, Unit 609 and retrofits | 550 | 1797 | Rate Constraint in lbs/MMBtu | FALSE | L | Annual | Allowances Banked | Thousand Tons | 0 | 0 | 0 | 0 | 0 | 0 | 0
IL Fac. Spec. - NOX Rate Summer v3.1, Unit 609 and retrofits | 550 | 1797 | Rate Constraint in lbs/MMBtu | FALSE | L | Annual | Allowances Withdrawn (1:1) | Thousand Tons | 0 | 0 | 0 | 0 | 0 | 0 | 0
IL Fac. Spec. - NOX Rate Summer v3.1, Unit 609 and retrofits | 550 | 1797 | Rate Constraint in lbs/MMBtu | FALSE | L | Annual | Allowances Withdrawn (n:1) | Thousand Tons | 0 | 0 | 0 | 0 | 0 | 0 | 0
IL Fac. Spec. - NOX Rate Summer v3.1, Unit 609 and retrofits | 550 | 1797 | Rate Constraint in lbs/MMBtu | FALSE | L | Annual | Net Emissions Allowance Position | Thousand Tons | 0 | 0 | 0 | 0 | 0 | 0 | 0
IL Fac. Spec. - NOX Rate Summer v3.1, Unit 609 and retrofits | 550 | 1797 | Rate Constraint in lbs/MMBtu | FALSE | L | Annual | Fuel Consumed | TBtu | 0 | 0 | 0 | 0 | 0 | 0 | 0
IL Fac. Spec. - NOX Rate Summer v3.1, Unit 609 and retrofits | 550 | 1797 | Rate Constraint in lbs/MMBtu | FALSE | L | Annual | Rate | lb/MMBtu | 0 | 0 | 0 | 0 | 0 | 0 | 0
IL Fac. Spec. - NOX Rate Summer v3.1, Unit 609 and retrofits | 550 | 1797 | Rate Constraint in lbs/MMBtu | FALSE | L | Annual | Generation | TWh | 0 | 0 | 0 | 0 | 0 | 0 | 0
IL Fac. Spec. - NOX Rate Summer v3.1, Unit 609 and retrofits | 550 | 1797 | Rate Constraint in lbs/MMBtu | FALSE | L | Annual | Qualifying Generation | TWh | 0 | 0 | 0 | 0 | 0 | 0 | 0
IL Fac. Spec. - NOX Rate Summer v3.1, Unit 609 and retrofits | 550 | 1797 | Rate Constraint in lbs/MMBtu | FALSE | L | Annual | Rate | lb/MWh | 0 | 0 | 0 | 0 | 0 | 0 | 0
IL Fac. Spec. - NOX Rate Summer v3.1, Unit 609 and retrofits | 550 | 1797 | Rate Constraint in lbs/MMBtu | FALSE | L | Annual | Constraint Shadow Price | US2011$/Ton | 0 | 0 | 0 | 0 | 0 | 0 | 0
IL Fac. Spec. - NOX Rate Summer v3.1, Unit 610 and retrofits | 551 | 1797 | Rate Constraint in lbs/MMBtu | FALSE | L | Annual | Seasons Included | Seasons | Summer | Summer | Summer | Summer | Summer | Summer | Summer
IL Fac. Spec. - NOX Rate Summer v3.1, Unit 610 and retrofits | 551 | 1797 | Rate Constraint in lbs/MMBtu | FALSE | L | Annual | Standard NOX | lb/MMBtu | 0.25 | 0.25 | 0.25 | 0.25 | 0.25 | 0.25 | 0.25
IL Fac. Spec. - NOX Rate Summer v3.1, Unit 610 and retrofits | 551 | 1797 | Rate Constraint in lbs/MMBtu | FALSE | L | Annual | Emissions at Affected Plants NOX | Thousand Tons | 0 | 0 | 0 | 0 | 0 | 0 | 0
IL Fac. Spec. - NOX Rate Summer v3.1, Unit 610 and retrofits | 551 | 1797 | Rate Constraint in lbs/MMBtu | FALSE | L | Annual | Allowances Purchased NOX | Thousand Tons | 0 | 0 | 0 | 0 | 0 | 0 | 0
IL Fac. Spec. - NOX Rate Summer v3.1, Unit 610 and retrofits | 551 | 1797 | Rate Constraint in lbs/MMBtu | FALSE | L | Annual | Allowances Sold NOX | Thousand Tons | 0 | 0 | 0 | 0 | 0 | 0 | 0
IL Fac. Spec. - NOX Rate Summer v3.1, Unit 610 and retrofits | 551 | 1797 | Rate Constraint in lbs/MMBtu | FALSE | L | Annual | Allowances Banked | Thousand Tons | 0 | 0 | 0 | 0 | 0 | 0 | 0
IL Fac. Spec. - NOX Rate Summer v3.1, Unit 610 and retrofits | 551 | 1797 | Rate Constraint in lbs/MMBtu | FALSE | L | Annual | Allowances Withdrawn (1:1) | Thousand Tons | 0 | 0 | 0 | 0 | 0 | 0 | 0
IL Fac. Spec. - NOX Rate Summer v3.1, Unit 610 and retrofits | 551 | 1797 | Rate Constraint in lbs/MMBtu | FALSE | L | Annual | Allowances Withdrawn (n:1) | Thousand Tons | 0 | 0 | 0 | 0 | 0 | 0 | 0
IL Fac. Spec. - NOX Rate Summer v3.1, Unit 610 and retrofits | 551 | 1797 | Rate Constraint in lbs/MMBtu | FALSE | L | Annual | Net Emissions Allowance Position | Thousand Tons | 0 | 0 | 0 | 0 | 0 | 0 | 0
IL Fac. Spec. - NOX Rate Summer v3.1, Unit 610 and retrofits | 551 | 1797 | Rate Constraint in lbs/MMBtu | FALSE | L | Annual | Fuel Consumed | TBtu | 0 | 0 | 0 | 0 | 0 | 0 | 0
IL Fac. Spec. - NOX Rate Summer v3.1, Unit 610 and retrofits | 551 | 1797 | Rate Constraint in lbs/MMBtu | FALSE | L | Annual | Rate | lb/MMBtu | 0 | 0 | 0 | 0 | 0 | 0 | 0
IL Fac. Spec. - NOX Rate Summer v3.1, Unit 610 and retrofits | 551 | 1797 | Rate Constraint in lbs/MMBtu | FALSE | L | Annual | Generation | TWh | 0 | 0 | 0 | 0 | 0 | 0 | 0
IL Fac. Spec. - NOX Rate Summer v3.1, Unit 610 and retrofits | 551 | 1797 | Rate Constraint in lbs/MMBtu | FALSE | L | Annual | Qualifying Generation | TWh | 0 | 0 | 0 | 0 | 0 | 0 | 0
IL Fac. Spec. - NOX Rate Summer v3.1, Unit 610 and retrofits | 551 | 1797 | Rate Constraint in lbs/MMBtu | FALSE | L | Annual | Rate | lb/MWh | 0 | 0 | 0 | 0 | 0 | 0 | 0
IL Fac. Spec. - NOX Rate Summer v3.1, Unit 610 and retrofits | 551 | 1797 | Rate Constraint in lbs/MMBtu | FALSE | L | Annual | Constraint Shadow Price | US2011$/Ton | 0 | 0 | 0 | 0 | 0 | 0 | 0
IL Fac. Spec. - NOX Rate Summer v3.1, Unit 749 and retrofits | 552 | 1797 | Rate Constraint in lbs/MMBtu | FALSE | L | Annual | Seasons Included | Seasons | Summer | Summer | Summer | Summer | Summer | Summer | Summer
IL Fac. Spec. - NOX Rate Summer v3.1, Unit 749 and retrofits | 552 | 1797 | Rate Constraint in lbs/MMBtu | FALSE | L | Annual | Standard NOX | lb/MMBtu | 0.25 | 0.25 | 0.25 | 0.25 | 0.25 | 0.25 | 0.25
IL Fac. Spec. - NOX Rate Summer v3.1, Unit 749 and retrofits | 552 | 1797 | Rate Constraint in lbs/MMBtu | FALSE | L | Annual | Emissions at Affected Plants NOX | Thousand Tons | 0 | 0 | 0 | 0 | 0 | 0 | 0
IL Fac. Spec. - NOX Rate Summer v3.1, Unit 749 and retrofits | 552 | 1797 | Rate Constraint in lbs/MMBtu | FALSE | L | Annual | Allowances Purchased NOX | Thousand Tons | 0 | 0 | 0 | 0 | 0 | 0 | 0
IL Fac. Spec. - NOX Rate Summer v3.1, Unit 749 and retrofits | 552 | 1797 | Rate Constraint in lbs/MMBtu | FALSE | L | Annual | Allowances Sold NOX | Thousand Tons | 0 | 0 | 0 | 0 | 0 | 0 | 0
IL Fac. Spec. - NOX Rate Summer v3.1, Unit 749 and retrofits | 552 | 1797 | Rate Constraint in lbs/MMBtu | FALSE | L | Annual | Allowances Banked | Thousand Tons | 0 | 0 | 0 | 0 | 0 | 0 | 0
IL Fac. Spec. - NOX Rate Summer v3.1, Unit 749 and retrofits | 552 | 1797 | Rate Constraint in lbs/MMBtu | FALSE | L | Annual | Allowances Withdrawn (1:1) | Thousand Tons | 0 | 0 | 0 | 0 | 0 | 0 | 0
IL Fac. Spec. - NOX Rate Summer v3.1, Unit 749 and retrofits | 552 | 1797 | Rate Constraint in lbs/MMBtu | FALSE | L | Annual | Allowances Withdrawn (n:1) | Thousand Tons | 0 | 0 | 0 | 0 | 0 | 0 | 0
IL Fac. Spec. - NOX Rate Summer v3.1, Unit 749 and retrofits | 552 | 1797 | Rate Constraint in lbs/MMBtu | FALSE | L | Annual | Net Emissions Allowance Position | Thousand Tons | 0 | 0 | 0 | 0 | 0 | 0 | 0
IL Fac. Spec. - NOX Rate Summer v3.1, Unit 749 and retrofits | 552 | 1797 | Rate Constraint in lbs/MMBtu | FALSE | L | Annual | Fuel Consumed | TBtu | 0 | 0 | 0 | 0 | 0 | 0 | 0
IL Fac. Spec. - NOX Rate Summer v3.1, Unit 749 and retrofits | 552 | 1797 | Rate Constraint in lbs/MMBtu | FALSE | L | Annual | Rate | lb/MMBtu | 0 | 0 | 0 | 0 | 0 | 0 | 0
IL Fac. Spec. - NOX Rate Summer v3.1, Unit 749 and retrofits | 552 | 1797 | Rate Constraint in lbs/MMBtu | FALSE | L | Annual | Generation | TWh | 0 | 0 | 0 | 0 | 0 | 0 | 0
IL Fac. Spec. - NOX Rate Summer v3.1, Unit 749 and retrofits | 552 | 1797 | Rate Constraint in lbs/MMBtu | FALSE | L | Annual | Qualifying Generation | TWh | 0 | 0 | 0 | 0 | 0 | 0 | 0
IL Fac. Spec. - NOX Rate Summer v3.1, Unit 749 and retrofits | 552 | 1797 | Rate Constraint in lbs/MMBtu | FALSE | L | Annual | Rate | lb/MWh | 0 | 0 | 0 | 0 | 0 | 0 | 0
IL Fac. Spec. - NOX Rate Summer v3.1, Unit 749 and retrofits | 552 | 1797 | Rate Constraint in lbs/MMBtu | FALSE | L | Annual | Constraint Shadow Price | US2011$/Ton | 0 | 0 | 0 | 0 | 0 | 0 | 0
IL Fac. Spec. - NOX Rate Summer v3.1, Unit 763 and retrofits | 553 | 1797 | Rate Constraint in lbs/MMBtu | FALSE | L | Annual | Seasons Included | Seasons | Summer | Summer | Summer | Summer | Summer | Summer | Summer
IL Fac. Spec. - NOX Rate Summer v3.1, Unit 763 and retrofits | 553 | 1797 | Rate Constraint in lbs/MMBtu | FALSE | L | Annual | Standard NOX | lb/MMBtu | 0.25 | 0.25 | 0.25 | 0.25 | 0.25 | 0.25 | 0.25
IL Fac. Spec. - NOX Rate Summer v3.1, Unit 763 and retrofits | 553 | 1797 | Rate Constraint in lbs/MMBtu | FALSE | L | Annual | Emissions at Affected Plants NOX | Thousand Tons | 0.0033114 | 0.0033114 | 0.0033114 | 0.0033114 | 0.0099524 | 0.0033114 | 0.0033114
IL Fac. Spec. - NOX Rate Summer v3.1, Unit 763 and retrofits | 553 | 1797 | Rate Constraint in lbs/MMBtu | FALSE | L | Annual | Allowances Purchased NOX | Thousand Tons | 0 | 0 | 0 | 0 | 0 | 0 | 0
IL Fac. Spec. - NOX Rate Summer v3.1, Unit 763 and retrofits | 553 | 1797 | Rate Constraint in lbs/MMBtu | FALSE | L | Annual | Allowances Sold NOX | Thousand Tons | 0 | 0 | 0 | 0 | 0 | 0 | 0
IL Fac. Spec. - NOX Rate Summer v3.1, Unit 763 and retrofits | 553 | 1797 | Rate Constraint in lbs/MMBtu | FALSE | L | Annual | Allowances Banked | Thousand Tons | 0 | 0 | 0 | 0 | 0 | 0 | 0
IL Fac. Spec. - NOX Rate Summer v3.1, Unit 763 and retrofits | 553 | 1797 | Rate Constraint in lbs/MMBtu | FALSE | L | Annual | Allowances Withdrawn (1:1) | Thousand Tons | 0 | 0 | 0 | 0 | 0 | 0 | 0
IL Fac. Spec. - NOX Rate Summer v3.1, Unit 763 and retrofits | 553 | 1797 | Rate Constraint in lbs/MMBtu | FALSE | L | Annual | Allowances Withdrawn (n:1) | Thousand Tons | 0 | 0 | 0 | 0 | 0 | 0 | 0
IL Fac. Spec. - NOX Rate Summer v3.1, Unit 763 and retrofits | 553 | 1797 | Rate Constraint in lbs/MMBtu | FALSE | L | Annual | Net Emissions Allowance Position | Thousand Tons | 0.0033114 | 0.0033114 | 0.0033114 | 0.0033114 | 0.0099524 | 0.0033114 | 0.0033114
IL Fac. Spec. - NOX Rate Summer v3.1, Unit 763 and retrofits | 553 | 1797 | Rate Constraint in lbs/MMBtu | FALSE | L | Annual | Fuel Consumed | TBtu | 0.080975 | 0.080975 | 0.080975 | 0.080975 | 0.24337 | 0.080975 | 0.080975
IL Fac. Spec. - NOX Rate Summer v3.1, Unit 763 and retrofits | 553 | 1797 | Rate Constraint in lbs/MMBtu | FALSE | L | Annual | Rate | lb/MMBtu | 0.081789 | 0.081789 | 0.081789 | 0.081789 | 0.081789 | 0.081789 | 0.081789
IL Fac. Spec. - NOX Rate Summer v3.1, Unit 763 and retrofits | 553 | 1797 | Rate Constraint in lbs/MMBtu | FALSE | L | Annual | Generation | TWh | 0.0072442 | 0.0072442 | 0.0072442 | 0.0072442 | 0.021772 | 0.0072442 | 0.0072442
IL Fac. Spec. - NOX Rate Summer v3.1, Unit 763 and retrofits | 553 | 1797 | Rate Constraint in lbs/MMBtu | FALSE | L | Annual | Qualifying Generation | TWh | 0.0072442 | 0.0072442 | 0.0072442 | 0.0072442 | 0.021772 | 0.0072442 | 0.0072442
IL Fac. Spec. - NOX Rate Summer v3.1, Unit 763 and retrofits | 553 | 1797 | Rate Constraint in lbs/MMBtu | FALSE | L | Annual | Rate | lb/MWh | 0.91423 | 0.91423 | 0.91423 | 0.91423 | 0.91423 | 0.91423 | 0.91423
IL Fac. Spec. - NOX Rate Summer v3.1, Unit 763 and retrofits | 553 | 1797 | Rate Constraint in lbs/MMBtu | FALSE | L | Annual | Constraint Shadow Price | US2011$/Ton | 0 | 0 | 0 | 0 | 0 | 0 | 0
IL Fac. Spec. - NOX Rate Summer v3.1, Unit 764 and retrofits | 554 | 1797 | Rate Constraint in lbs/MMBtu | FALSE | L | Annual | Seasons Included | Seasons | Summer | Summer | Summer | Summer | Summer | Summer | Summer
IL Fac. Spec. - NOX Rate Summer v3.1, Unit 764 and retrofits | 554 | 1797 | Rate Constraint in lbs/MMBtu | FALSE | L | Annual | Standard NOX | lb/MMBtu | 0.25 | 0.25 | 0.25 | 0.25 | 0.25 | 0.25 | 0.25
IL Fac. Spec. - NOX Rate Summer v3.1, Unit 764 and retrofits | 554 | 1797 | Rate Constraint in lbs/MMBtu | FALSE | L | Annual | Emissions at Affected Plants NOX | Thousand Tons | 0.0032901 | 0.0032901 | 0.0032901 | 0.0032901 | 0.0032901 | 0.0032901 | 0.0032901
IL Fac. Spec. - NOX Rate Summer v3.1, Unit 764 and retrofits | 554 | 1797 | Rate Constraint in lbs/MMBtu | FALSE | L | Annual | Allowances Purchased NOX | Thousand Tons | 0 | 0 | 0 | 0 | 0 | 0 | 0
IL Fac. Spec. - NOX Rate Summer v3.1, Unit 764 and retrofits | 554 | 1797 | Rate Constraint in lbs/MMBtu | FALSE | L | Annual | Allowances Sold NOX | Thousand Tons | 0 | 0 | 0 | 0 | 0 | 0 | 0
IL Fac. Spec. - NOX Rate Summer v3.1, Unit 764 and retrofits | 554 | 1797 | Rate Constraint in lbs/MMBtu | FALSE | L | Annual | Allowances Banked | Thousand Tons | 0 | 0 | 0 | 0 | 0 | 0 | 0
IL Fac. Spec. - NOX Rate Summer v3.1, Unit 764 and retrofits | 554 | 1797 | Rate Constraint in lbs/MMBtu | FALSE | L | Annual | Allowances Withdrawn (1:1) | Thousand Tons | 0 | 0 | 0 | 0 | 0 | 0 | 0
IL Fac. Spec. - NOX Rate Summer v3.1, Unit 764 and retrofits | 554 | 1797 | Rate Constraint in lbs/MMBtu | FALSE | L | Annual | Allowances Withdrawn (n:1) | Thousand Tons | 0 | 0 | 0 | 0 | 0 | 0 | 0
IL Fac. Spec. - NOX Rate Summer v3.1, Unit 764 and retrofits | 554 | 1797 | Rate Constraint in lbs/MMBtu | FALSE | L | Annual | Net Emissions Allowance Position | Thousand Tons | 0.0032901 | 0.0032901 | 0.0032901 | 0.0032901 | 0.0032901 | 0.0032901 | 0.0032901
IL Fac. Spec. - NOX Rate Summer v3.1, Unit 764 and retrofits | 554 | 1797 | Rate Constraint in lbs/MMBtu | FALSE | L | Annual | Fuel Consumed | TBtu | 0.080982 | 0.080982 | 0.080982 | 0.080982 | 0.080982 | 0.080982 | 0.080982
IL Fac. Spec. - NOX Rate Summer v3.1, Unit 764 and retrofits | 554 | 1797 | Rate Constraint in lbs/MMBtu | FALSE | L | Annual | Rate | lb/MMBtu | 0.081254 | 0.081254 | 0.081254 | 0.081254 | 0.081254 | 0.081254 | 0.081254
IL Fac. Spec. - NOX Rate Summer v3.1, Unit 764 and retrofits | 554 | 1797 | Rate Constraint in lbs/MMBtu | FALSE | L | Annual | Generation | TWh | 0.0072442 | 0.0072442 | 0.0072442 | 0.0072442 | 0.0072442 | 0.0072442 | 0.0072442
IL Fac. Spec. - NOX Rate Summer v3.1, Unit 764 and retrofits | 554 | 1797 | Rate Constraint in lbs/MMBtu | FALSE | L | Annual | Qualifying Generation | TWh | 0.0072442 | 0.0072442 | 0.0072442 | 0.0072442 | 0.0072442 | 0.0072442 | 0.0072442
IL Fac. Spec. - NOX Rate Summer v3.1, Unit 764 and retrofits | 554 | 1797 | Rate Constraint in lbs/MMBtu | FALSE | L | Annual | Rate | lb/MWh | 0.90833 | 0.90833 | 0.90833 | 0.90833 | 0.90833 | 0.90833 | 0.90833
IL Fac. Spec. - NOX Rate Summer v3.1, Unit 764 and retrofits | 554 | 1797 | Rate Constraint in lbs/MMBtu | FALSE | L | Annual | Constraint Shadow Price | US2011$/Ton | 0 | 0 | 0 | 0 | 0 | 0 | 0
IL Fac. Spec. - NOX Rate Summer v3.1, Unit 765 and retrofits | 555 | 1797 | Rate Constraint in lbs/MMBtu | FALSE | L | Annual | Seasons Included | Seasons | Summer | Summer | Summer | Summer | Summer | Summer | Summer
IL Fac. Spec. - NOX Rate Summer v3.1, Unit 765 and retrofits | 555 | 1797 | Rate Constraint in lbs/MMBtu | FALSE | L | Annual | Standard NOX | lb/MMBtu | 0.25 | 0.25 | 0.25 | 0.25 | 0.25 | 0.25 | 0.25
IL Fac. Spec. - NOX Rate Summer v3.1, Unit 765 and retrofits | 555 | 1797 | Rate Constraint in lbs/MMBtu | FALSE | L | Annual | Emissions at Affected Plants NOX | Thousand Tons | 0.0033005 | 0.0033005 | 0.0033005 | 0.0033005 | 0.0099195 | 0.0033005 | 0.0033005
IL Fac. Spec. - NOX Rate Summer v3.1, Unit 765 and retrofits | 555 | 1797 | Rate Constraint in lbs/MMBtu | FALSE | L | Annual | Allowances Purchased NOX | Thousand Tons | 0 | 0 | 0 | 0 | 0 | 0 | 0
IL Fac. Spec. - NOX Rate Summer v3.1, Unit 765 and retrofits | 555 | 1797 | Rate Constraint in lbs/MMBtu | FALSE | L | Annual | Allowances Sold NOX | Thousand Tons | 0 | 0 | 0 | 0 | 0 | 0 | 0
IL Fac. Spec. - NOX Rate Summer v3.1, Unit 765 and retrofits | 555 | 1797 | Rate Constraint in lbs/MMBtu | FALSE | L | Annual | Allowances Banked | Thousand Tons | 0 | 0 | 0 | 0 | 0 | 0 | 0
IL Fac. Spec. - NOX Rate Summer v3.1, Unit 765 and retrofits | 555 | 1797 | Rate Constraint in lbs/MMBtu | FALSE | L | Annual | Allowances Withdrawn (1:1) | Thousand Tons | 0 | 0 | 0 | 0 | 0 | 0 | 0
IL Fac. Spec. - NOX Rate Summer v3.1, Unit 765 and retrofits | 555 | 1797 | Rate Constraint in lbs/MMBtu | FALSE | L | Annual | Allowances Withdrawn (n:1) | Thousand Tons | 0 | 0 | 0 | 0 | 0 | 0 | 0
IL Fac. Spec. - NOX Rate Summer v3.1, Unit 765 and retrofits | 555 | 1797 | Rate Constraint in lbs/MMBtu | FALSE | L | Annual | Net Emissions Allowance Position | Thousand Tons | 0.0033005 | 0.0033005 | 0.0033005 | 0.0033005 | 0.0099195 | 0.0033005 | 0.0033005
IL Fac. Spec. - NOX Rate Summer v3.1, Unit 765 and retrofits | 555 | 1797 | Rate Constraint in lbs/MMBtu | FALSE | L | Annual | Fuel Consumed | TBtu | 0.080982 | 0.080982 | 0.080982 | 0.080982 | 0.24339 | 0.080982 | 0.080982
IL Fac. Spec. - NOX Rate Summer v3.1, Unit 765 and retrofits | 555 | 1797 | Rate Constraint in lbs/MMBtu | FALSE | L | Annual | Rate | lb/MMBtu | 0.081511 | 0.081511 | 0.081511 | 0.081511 | 0.081511 | 0.081511 | 0.081511
IL Fac. Spec. - NOX Rate Summer v3.1, Unit 765 and retrofits | 555 | 1797 | Rate Constraint in lbs/MMBtu | FALSE | L | Annual | Generation | TWh | 0.0072442 | 0.0072442 | 0.0072442 | 0.0072442 | 0.021772 | 0.0072442 | 0.0072442
IL Fac. Spec. - NOX Rate Summer v3.1, Unit 765 and retrofits | 555 | 1797 | Rate Constraint in lbs/MMBtu | FALSE | L | Annual | Qualifying Generation | TWh | 0.0072442 | 0.0072442 | 0.0072442 | 0.0072442 | 0.021772 | 0.0072442 | 0.0072442
IL Fac. Spec. - NOX Rate Summer v3.1, Unit 765 and retrofits | 555 | 1797 | Rate Constraint in lbs/MMBtu | FALSE | L | Annual | Rate | lb/MWh | 0.91121 | 0.91121 | 0.91121 | 0.91121 | 0.91121 | 0.91121 | 0.91121
IL Fac. Spec. - NOX Rate Summer v3.1, Unit 765 and retrofits | 555 | 1797 | Rate Constraint in lbs/MMBtu | FALSE | L | Annual | Constraint Shadow Price | US2011$/Ton | 0 | 0 | 0 | 0 | 0 | 0 | 0
IL Fac. Spec. - NOX Rate Summer v3.1, Unit 766 and retrofits | 556 | 1797 | Rate Constraint in lbs/MMBtu | FALSE | L | Annual | Seasons Included | Seasons | Summer | Summer | Summer | Summer | Summer | Summer | Summer
IL Fac. Spec. - NOX Rate Summer v3.1, Unit 766 and retrofits | 556 | 1797 | Rate Constraint in lbs/MMBtu | FALSE | L | Annual | Standard NOX | lb/MMBtu | 0.25 | 0.25 | 0.25 | 0.25 | 0.25 | 0.25 | 0.25
IL Fac. Spec. - NOX Rate Summer v3.1, Unit 766 and retrofits | 556 | 1797 | Rate Constraint in lbs/MMBtu | FALSE | L | Annual | Emissions at Affected Plants NOX | Thousand Tons | 0.0033113 | 0.0033113 | 0.0033113 | 0.0033113 | 0.0033113 | 0.0033113 | 0.0033113
IL Fac. Spec. - NOX Rate Summer v3.1, Unit 766 and retrofits | 556 | 1797 | Rate Constraint in lbs/MMBtu | FALSE | L | Annual | Allowances Purchased NOX | Thousand Tons | 0 | 0 | 0 | 0 | 0 | 0 | 0
IL Fac. Spec. - NOX Rate Summer v3.1, Unit 766 and retrofits | 556 | 1797 | Rate Constraint in lbs/MMBtu | FALSE | L | Annual | Allowances Sold NOX | Thousand Tons | 0 | 0 | 0 | 0 | 0 | 0 | 0
IL Fac. Spec. - NOX Rate Summer v3.1, Unit 766 and retrofits | 556 | 1797 | Rate Constraint in lbs/MMBtu | FALSE | L | Annual | Allowances Banked | Thousand Tons | 0 | 0 | 0 | 0 | 0 | 0 | 0
IL Fac. Spec. - NOX Rate Summer v3.1, Unit 766 and retrofits | 556 | 1797 | Rate Constraint in lbs/MMBtu | FALSE | L | Annual | Allowances Withdrawn (1:1) | Thousand Tons | 0 | 0 | 0 | 0 | 0 | 0 | 0
IL Fac. Spec. - NOX Rate Summer v3.1, Unit 766 and retrofits | 556 | 1797 | Rate Constraint in lbs/MMBtu | FALSE | L | Annual | Allowances Withdrawn (n:1) | Thousand Tons | 0 | 0 | 0 | 0 | 0 | 0 | 0
IL Fac. Spec. - NOX Rate Summer v3.1, Unit 766 and retrofits | 556 | 1797 | Rate Constraint in lbs/MMBtu | FALSE | L | Annual | Net Emissions Allowance Position | Thousand Tons | 0.0033113 | 0.0033113 | 0.0033113 | 0.0033113 | 0.0033113 | 0.0033113 | 0.0033113
IL Fac. Spec. - NOX Rate Summer v3.1, Unit 766 and retrofits | 556 | 1797 | Rate Constraint in lbs/MMBtu | FALSE | L | Annual | Fuel Consumed | TBtu | 0.080982 | 0.080982 | 0.080982 | 0.080982 | 0.080982 | 0.080982 | 0.080982
IL Fac. Spec. - NOX Rate Summer v3.1, Unit 766 and retrofits | 556 | 1797 | Rate Constraint in lbs/MMBtu | FALSE | L | Annual | Rate | lb/MMBtu | 0.081779 | 0.081779 | 0.081779 | 0.081779 | 0.081779 | 0.081779 | 0.081779
IL Fac. Spec. - NOX Rate Summer v3.1, Unit 766 and retrofits | 556 | 1797 | Rate Constraint in lbs/MMBtu | FALSE | L | Annual | Generation | TWh | 0.0072442 | 0.0072442 | 0.0072442 | 0.0072442 | 0.0072442 | 0.0072442 | 0.0072442
IL Fac. Spec. - NOX Rate Summer v3.1, Unit 766 and retrofits | 556 | 1797 | Rate Constraint in lbs/MMBtu | FALSE | L | Annual | Qualifying Generation | TWh | 0.0072442 | 0.0072442 | 0.0072442 | 0.0072442 | 0.0072442 | 0.0072442 | 0.0072442
IL Fac. Spec. - NOX Rate Summer v3.1, Unit 766 and retrofits | 556 | 1797 | Rate Constraint in lbs/MMBtu | FALSE | L | Annual | Rate | lb/MWh | 0.91421 | 0.91421 | 0.91421 | 0.91421 | 0.91421 | 0.91421 | 0.91421
IL Fac. Spec. - NOX Rate Summer v3.1, Unit 766 and retrofits | 556 | 1797 | Rate Constraint in lbs/MMBtu | FALSE | L | Annual | Constraint Shadow Price | US2011$/Ton | 0 | 0 | 0 | 0 | 0 | 0 | 0
IL Fac. Spec. - NOX Rate Summer v3.1, Unit 767 and retrofits | 557 | 1797 | Rate Constraint in lbs/MMBtu | FALSE | L | Annual | Seasons Included | Seasons | Summer | Summer | Summer | Summer | Summer | Summer | Summer
IL Fac. Spec. - NOX Rate Summer v3.1, Unit 767 and retrofits | 557 | 1797 | Rate Constraint in lbs/MMBtu | FALSE | L | Annual | Standard NOX | lb/MMBtu | 0.25 | 0.25 | 0.25 | 0.25 | 0.25 | 0.25 | 0.25
IL Fac. Spec. - NOX Rate Summer v3.1, Unit 767 and retrofits | 557 | 1797 | Rate Constraint in lbs/MMBtu | FALSE | L | Annual | Emissions at Affected Plants NOX | Thousand Tons | 0.00099848 | 0.00099848 | 0.00099848 | 0.00099848 | 0.0019044 | 0.00099848 | 0.00099848
IL Fac. Spec. - NOX Rate Summer v3.1, Unit 767 and retrofits | 557 | 1797 | Rate Constraint in lbs/MMBtu | FALSE | L | Annual | Allowances Purchased NOX | Thousand Tons | 0 | 0 | 0 | 0 | 0 | 0 | 0
IL Fac. Spec. - NOX Rate Summer v3.1, Unit 767 and retrofits | 557 | 1797 | Rate Constraint in lbs/MMBtu | FALSE | L | Annual | Allowances Sold NOX | Thousand Tons | 0 | 0 | 0 | 0 | 0 | 0 | 0
IL Fac. Spec. - NOX Rate Summer v3.1, Unit 767 and retrofits | 557 | 1797 | Rate Constraint in lbs/MMBtu | FALSE | L | Annual | Allowances Banked | Thousand Tons | 0 | 0 | 0 | 0 | 0 | 0 | 0
IL Fac. Spec. - NOX Rate Summer v3.1, Unit 767 and retrofits | 557 | 1797 | Rate Constraint in lbs/MMBtu | FALSE | L | Annual | Allowances Withdrawn (1:1) | Thousand Tons | 0 | 0 | 0 | 0 | 0 | 0 | 0
IL Fac. Spec. - NOX Rate Summer v3.1, Unit 767 and retrofits | 557 | 1797 | Rate Constraint in lbs/MMBtu | FALSE | L | Annual | Allowances Withdrawn (n:1) | Thousand Tons | 0 | 0 | 0 | 0 | 0 | 0 | 0
IL Fac. Spec. - NOX Rate Summer v3.1, Unit 767 and retrofits | 557 | 1797 | Rate Constraint in lbs/MMBtu | FALSE | L | Annual | Net Emissions Allowance Position | Thousand Tons | 0.00099848 | 0.00099848 | 0.00099848 | 0.00099848 | 0.0019044 | 0.00099848 | 0.00099848
IL Fac. Spec. - NOX Rate Summer v3.1, Unit 767 and retrofits | 557 | 1797 | Rate Constraint in lbs/MMBtu | FALSE | L | Annual | Fuel Consumed | TBtu | 0.064418 | 0.064418 | 0.064418 | 0.064418 | 0.12286 | 0.064418 | 0.064418
IL Fac. Spec. - NOX Rate Summer v3.1, Unit 767 and retrofits | 557 | 1797 | Rate Constraint in lbs/MMBtu | FALSE | L | Annual | Rate | lb/MMBtu | 0.031 | 0.031 | 0.031 | 0.031 | 0.031 | 0.031 | 0.031
IL Fac. Spec. - NOX Rate Summer v3.1, Unit 767 and retrofits | 557 | 1797 | Rate Constraint in lbs/MMBtu | FALSE | L | Annual | Generation | TWh | 0.0057624 | 0.0057624 | 0.0057624 | 0.0057624 | 0.010991 | 0.0057624 | 0.0057624
IL Fac. Spec. - NOX Rate Summer v3.1, Unit 767 and retrofits | 557 | 1797 | Rate Constraint in lbs/MMBtu | FALSE | L | Annual | Qualifying Generation | TWh | 0.0057624 | 0.0057624 | 0.0057624 | 0.0057624 | 0.010991 | 0.0057624 | 0.0057624
IL Fac. Spec. - NOX Rate Summer v3.1, Unit 767 and retrofits | 557 | 1797 | Rate Constraint in lbs/MMBtu | FALSE | L | Annual | Rate | lb/MWh | 0.34655 | 0.34655 | 0.34655 | 0.34655 | 0.34655 | 0.34655 | 0.34655
IL Fac. Spec. - NOX Rate Summer v3.1, Unit 767 and retrofits | 557 | 1797 | Rate Constraint in lbs/MMBtu | FALSE | L | Annual | Constraint Shadow Price | US2011$/Ton | 0 | 0 | 0 | 0 | 0 | 0 | 0
IL Fac. Spec. - NOX Rate Summer v3.1, Unit 768 and retrofits | 558 | 1797 | Rate Constraint in lbs/MMBtu | FALSE | L | Annual | Seasons Included | Seasons | Summer | Summer | Summer | Summer | Summer | Summer | Summer
IL Fac. Spec. - NOX Rate Summer v3.1, Unit 768 and retrofits | 558 | 1797 | Rate Constraint in lbs/MMBtu | FALSE | L | Annual | Standard NOX | lb/MMBtu | 0.25 | 0.25 | 0.25 | 0.25 | 0.25 | 0.25 | 0.25
IL Fac. Spec. - NOX Rate Summer v3.1, Unit 768 and retrofits | 558 | 1797 | Rate Constraint in lbs/MMBtu | FALSE | L | Annual | Emissions at Affected Plants NOX | Thousand Tons | 0.001021 | 0.001021 | 0.001021 | 0.001021 | 0.0030686 | 0.001021 | 0.001021
IL Fac. Spec. - NOX Rate Summer v3.1, Unit 768 and retrofits | 558 | 1797 | Rate Constraint in lbs/MMBtu | FALSE | L | Annual | Allowances Purchased NOX | Thousand Tons | 0 | 0 | 0 | 0 | 0 | 0 | 0
IL Fac. Spec. - NOX Rate Summer v3.1, Unit 768 and retrofits | 558 | 1797 | Rate Constraint in lbs/MMBtu | FALSE | L | Annual | Allowances Sold NOX | Thousand Tons | 0 | 0 | 0 | 0 | 0 | 0 | 0
IL Fac. Spec. - NOX Rate Summer v3.1, Unit 768 and retrofits | 558 | 1797 | Rate Constraint in lbs/MMBtu | FALSE | L | Annual | Allowances Banked | Thousand Tons | 0 | 0 | 0 | 0 | 0 | 0 | 0
IL Fac. Spec. - NOX Rate Summer v3.1, Unit 768 and retrofits | 558 | 1797 | Rate Constraint in lbs/MMBtu | FALSE | L | Annual | Allowances Withdrawn (1:1) | Thousand Tons | 0 | 0 | 0 | 0 | 0 | 0 | 0
IL Fac. Spec. - NOX Rate Summer v3.1, Unit 768 and retrofits | 558 | 1797 | Rate Constraint in lbs/MMBtu | FALSE | L | Annual | Allowances Withdrawn (n:1) | Thousand Tons | 0 | 0 | 0 | 0 | 0 | 0 | 0
IL Fac. Spec. - NOX Rate Summer v3.1, Unit 768 and retrofits | 558 | 1797 | Rate Constraint in lbs/MMBtu | FALSE | L | Annual | Net Emissions Allowance Position | Thousand Tons | 0.001021 | 0.001021 | 0.001021 | 0.001021 | 0.0030686 | 0.001021 | 0.001021
IL Fac. Spec. - NOX Rate Summer v3.1, Unit 768 and retrofits | 558 | 1797 | Rate Constraint in lbs/MMBtu | FALSE | L | Annual | Fuel Consumed | TBtu | 0.064418 | 0.064418 | 0.064418 | 0.064418 | 0.19361 | 0.064418 | 0.064418
IL Fac. Spec. - NOX Rate Summer v3.1, Unit 768 and retrofits | 558 | 1797 | Rate Constraint in lbs/MMBtu | FALSE | L | Annual | Rate | lb/MMBtu | 0.0317 | 0.0317 | 0.0317 | 0.0317 | 0.0317 | 0.0317 | 0.0317
IL Fac. Spec. - NOX Rate Summer v3.1, Unit 768 and retrofits | 558 | 1797 | Rate Constraint in lbs/MMBtu | FALSE | L | Annual | Generation | TWh | 0.0057624 | 0.0057624 | 0.0057624 | 0.0057624 | 0.017319 | 0.0057624 | 0.0057624
IL Fac. Spec. - NOX Rate Summer v3.1, Unit 768 and retrofits | 558 | 1797 | Rate Constraint in lbs/MMBtu | FALSE | L | Annual | Qualifying Generation | TWh | 0.0057624 | 0.0057624 | 0.0057624 | 0.0057624 | 0.017319 | 0.0057624 | 0.0057624
IL Fac. Spec. - NOX Rate Summer v3.1, Unit 768 and retrofits | 558 | 1797 | Rate Constraint in lbs/MMBtu | FALSE | L | Annual | Rate | lb/MWh | 0.35437 | 0.35437 | 0.35437 | 0.35437 | 0.35437 | 0.35437 | 0.35437
IL Fac. Spec. - NOX Rate Summer v3.1, Unit 768 and retrofits | 558 | 1797 | Rate Constraint in lbs/MMBtu | FALSE | L | Annual | Constraint Shadow Price | US2011$/Ton | 0 | 0 | 0 | 0 | 0 | 0 | 0
IL Fac. Spec. - NOX Rate Summer v3.1, Unit 769 and retrofits | 559 | 1797 | Rate Constraint in lbs/MMBtu | FALSE | L | Annual | Seasons Included | Seasons | Summer | Summer | Summer | Summer | Summer | Summer | Summer
IL Fac. Spec. - NOX Rate Summer v3.1, Unit 769 and retrofits | 559 | 1797 | Rate Constraint in lbs/MMBtu | FALSE | L | Annual | Standard NOX | lb/MMBtu | 0.25 | 0.25 | 0.25 | 0.25 | 0.25 | 0.25 | 0.25
IL Fac. Spec. - NOX Rate Summer v3.1, Unit 769 and retrofits | 559 | 1797 | Rate Constraint in lbs/MMBtu | FALSE | L | Annual | Emissions at Affected Plants NOX | Thousand Tons | 0.0026798 | 0.0026798 | 0.0026798 | 0.0026798 | 0.0026798 | 0.0026798 | 0.0026798
IL Fac. Spec. - NOX Rate Summer v3.1, Unit 769 and retrofits | 559 | 1797 | Rate Constraint in lbs/MMBtu | FALSE | L | Annual | Allowances Purchased NOX | Thousand Tons | 0 | 0 | 0 | 0 | 0 | 0 | 0
IL Fac. Spec. - NOX Rate Summer v3.1, Unit 769 and retrofits | 559 | 1797 | Rate Constraint in lbs/MMBtu | FALSE | L | Annual | Allowances Sold NOX | Thousand Tons | 0 | 0 | 0 | 0 | 0 | 0 | 0
IL Fac. Spec. - NOX Rate Summer v3.1, Unit 769 and retrofits | 559 | 1797 | Rate Constraint in lbs/MMBtu | FALSE | L | Annual | Allowances Banked | Thousand Tons | 0 | 0 | 0 | 0 | 0 | 0 | 0
IL Fac. Spec. - NOX Rate Summer v3.1, Unit 769 and retrofits | 559 | 1797 | Rate Constraint in lbs/MMBtu | FALSE | L | Annual | Allowances Withdrawn (1:1) | Thousand Tons | 0 | 0 | 0 | 0 | 0 | 0 | 0
IL Fac. Spec. - NOX Rate Summer v3.1, Unit 769 and retrofits | 559 | 1797 | Rate Constraint in lbs/MMBtu | FALSE | L | Annual | Allowances Withdrawn (n:1) | Thousand Tons | 0 | 0 | 0 | 0 | 0 | 0 | 0
IL Fac. Spec. - NOX Rate Summer v3.1, Unit 769 and retrofits | 559 | 1797 | Rate Constraint in lbs/MMBtu | FALSE | L | Annual | Net Emissions Allowance Position | Thousand Tons | 0.0026798 | 0.0026798 | 0.0026798 | 0.0026798 | 0.0026798 | 0.0026798 | 0.0026798
IL Fac. Spec. - NOX Rate Summer v3.1, Unit 769 and retrofits | 559 | 1797 | Rate Constraint in lbs/MMBtu | FALSE | L | Annual | Fuel Consumed | TBtu | 0.064418 | 0.064418 | 0.064418 | 0.064418 | 0.064418 | 0.064418 | 0.064418
IL Fac. Spec. - NOX Rate Summer v3.1, Unit 769 and retrofits | 559 | 1797 | Rate Constraint in lbs/MMBtu | FALSE | L | Annual | Rate | lb/MMBtu | 0.0832 | 0.0832 | 0.0832 | 0.0832 | 0.0832 | 0.0832 | 0.0832
IL Fac. Spec. - NOX Rate Summer v3.1, Unit 769 and retrofits | 559 | 1797 | Rate Constraint in lbs/MMBtu | FALSE | L | Annual | Generation | TWh | 0.0057624 | 0.0057624 | 0.0057624 | 0.0057624 | 0.0057624 | 0.0057624 | 0.0057624
IL Fac. Spec. - NOX Rate Summer v3.1, Unit 769 and retrofits | 559 | 1797 | Rate Constraint in lbs/MMBtu | FALSE | L | Annual | Qualifying Generation | TWh | 0.0057624 | 0.0057624 | 0.0057624 | 0.0057624 | 0.0057624 | 0.0057624 | 0.0057624
IL Fac. Spec. - NOX Rate Summer v3.1, Unit 769 and retrofits | 559 | 1797 | Rate Constraint in lbs/MMBtu | FALSE | L | Annual | Rate | lb/MWh | 0.93009 | 0.93009 | 0.93009 | 0.93009 | 0.93009 | 0.93009 | 0.93009
IL Fac. Spec. - NOX Rate Summer v3.1, Unit 769 and retrofits | 559 | 1797 | Rate Constraint in lbs/MMBtu | FALSE | L | Annual | Constraint Shadow Price | US2011$/Ton | 0 | 0 | 0 | 0 | 0 | 0 | 0
IL Fac. Spec. - NOX Rate Summer v3.1, Unit 770 and retrofits | 560 | 1797 | Rate Constraint in lbs/MMBtu | FALSE | L | Annual | Seasons Included | Seasons | Summer | Summer | Summer | Summer | Summer | Summer | Summer
IL Fac. Spec. - NOX Rate Summer v3.1, Unit 770 and retrofits | 560 | 1797 | Rate Constraint in lbs/MMBtu | FALSE | L | Annual | Standard NOX | lb/MMBtu | 0.25 | 0.25 | 0.25 | 0.25 | 0.25 | 0.25 | 0.25
IL Fac. Spec. - NOX Rate Summer v3.1, Unit 770 and retrofits | 560 | 1797 | Rate Constraint in lbs/MMBtu | FALSE | L | Annual | Emissions at Affected Plants NOX | Thousand Tons | 0.001443 | 0.001443 | 0.001443 | 0.001443 | 0.0043368 | 0.001443 | 0.001443
IL Fac. Spec. - NOX Rate Summer v3.1, Unit 770 and retrofits | 560 | 1797 | Rate Constraint in lbs/MMBtu | FALSE | L | Annual | Allowances Purchased NOX | Thousand Tons | 0 | 0 | 0 | 0 | 0 | 0 | 0
IL Fac. Spec. - NOX Rate Summer v3.1, Unit 770 and retrofits | 560 | 1797 | Rate Constraint in lbs/MMBtu | FALSE | L | Annual | Allowances Sold NOX | Thousand Tons | 0 | 0 | 0 | 0 | 0 | 0 | 0
IL Fac. Spec. - NOX Rate Summer v3.1, Unit 770 and retrofits | 560 | 1797 | Rate Constraint in lbs/MMBtu | FALSE | L | Annual | Allowances Banked | Thousand Tons | 0 | 0 | 0 | 0 | 0 | 0 | 0
IL Fac. Spec. - NOX Rate Summer v3.1, Unit 770 and retrofits | 560 | 1797 | Rate Constraint in lbs/MMBtu | FALSE | L | Annual | Allowances Withdrawn (1:1) | Thousand Tons | 0 | 0 | 0 | 0 | 0 | 0 | 0
IL Fac. Spec. - NOX Rate Summer v3.1, Unit 770 and retrofits | 560 | 1797 | Rate Constraint in lbs/MMBtu | FALSE | L | Annual | Allowances Withdrawn (n:1) | Thousand Tons | 0 | 0 | 0 | 0 | 0 | 0 | 0
IL Fac. Spec. - NOX Rate Summer v3.1, Unit 770 and retrofits | 560 | 1797 | Rate Constraint in lbs/MMBtu | FALSE | L | Annual | Net Emissions Allowance Position | Thousand Tons | 0.001443 | 0.001443 | 0.001443 | 0.001443 | 0.0043368 | 0.001443 | 0.001443
IL Fac. Spec. - NOX Rate Summer v3.1, Unit 770 and retrofits | 560 | 1797 | Rate Constraint in lbs/MMBtu | FALSE | L | Annual | Fuel Consumed | TBtu | 0.064418 | 0.064418 | 0.064418 | 0.064418 | 0.19361 | 0.064418 | 0.064418
IL Fac. Spec. - NOX Rate Summer v3.1, Unit 770 and retrofits | 560 | 1797 | Rate Constraint in lbs/MMBtu | FALSE | L | Annual | Rate | lb/MMBtu | 0.0448 | 0.0448 | 0.0448 | 0.0448 | 0.0448 | 0.0448 | 0.0448
IL Fac. Spec. - NOX Rate Summer v3.1, Unit 770 and retrofits | 560 | 1797 | Rate Constraint in lbs/MMBtu | FALSE | L | Annual | Generation | TWh | 0.0057624 | 0.0057624 | 0.0057624 | 0.0057624 | 0.017319 | 0.0057624 | 0.0057624
IL Fac. Spec. - NOX Rate Summer v3.1, Unit 770 and retrofits | 560 | 1797 | Rate Constraint in lbs/MMBtu | FALSE | L | Annual | Qualifying Generation | TWh | 0.0057624 | 0.0057624 | 0.0057624 | 0.0057624 | 0.017319 | 0.0057624 | 0.0057624
IL Fac. Spec. - NOX Rate Summer v3.1, Unit 770 and retrofits | 560 | 1797 | Rate Constraint in lbs/MMBtu | FALSE | L | Annual | Rate | lb/MWh | 0.50082 | 0.50082 | 0.50082 | 0.50082 | 0.50082 | 0.50082 | 0.50082
IL Fac. Spec. - NOX Rate Summer v3.1, Unit 770 and retrofits | 560 | 1797 | Rate Constraint in lbs/MMBtu | FALSE | L | Annual | Constraint Shadow Price | US2011$/Ton | 0 | 0 | 0 | 0 | 0 | 0 | 0
IL Fac. Spec. - NOX Rate Summer v3.1, Unit 771 and retrofits | 561 | 1797 | Rate Constraint in lbs/MMBtu | FALSE | L | Annual | Seasons Included | Seasons | Summer | Summer | Summer | Summer | Summer | Summer | Summer
IL Fac. Spec. - NOX Rate Summer v3.1, Unit 771 and retrofits | 561 | 1797 | Rate Constraint in lbs/MMBtu | FALSE | L | Annual | Standard NOX | lb/MMBtu | 0.25 | 0.25 | 0.25 | 0.25 | 0.25 | 0.25 | 0.25
IL Fac. Spec. - NOX Rate Summer v3.1, Unit 771 and retrofits | 561 | 1797 | Rate Constraint in lbs/MMBtu | FALSE | L | Annual | Emissions at Affected Plants NOX | Thousand Tons | 0 | 0 | 0 | 0 | 0.00062619 | 0 | 0
IL Fac. Spec. - NOX Rate Summer v3.1, Unit 771 and retrofits | 561 | 1797 | Rate Constraint in lbs/MMBtu | FALSE | L | Annual | Allowances Purchased NOX | Thousand Tons | 0 | 0 | 0 | 0 | 0 | 0 | 0
IL Fac. Spec. - NOX Rate Summer v3.1, Unit 771 and retrofits | 561 | 1797 | Rate Constraint in lbs/MMBtu | FALSE | L | Annual | Allowances Sold NOX | Thousand Tons | 0 | 0 | 0 | 0 | 0 | 0 | 0
IL Fac. Spec. - NOX Rate Summer v3.1, Unit 771 and retrofits | 561 | 1797 | Rate Constraint in lbs/MMBtu | FALSE | L | Annual | Allowances Banked | Thousand Tons | 0 | 0 | 0 | 0 | 0 | 0 | 0
IL Fac. Spec. - NOX Rate Summer v3.1, Unit 771 and retrofits | 561 | 1797 | Rate Constraint in lbs/MMBtu | FALSE | L | Annual | Allowances Withdrawn (1:1) | Thousand Tons | 0 | 0 | 0 | 0 | 0 | 0 | 0
IL Fac. Spec. - NOX Rate Summer v3.1, Unit 771 and retrofits | 561 | 1797 | Rate Constraint in lbs/MMBtu | FALSE | L | Annual | Allowances Withdrawn (n:1) | Thousand Tons | 0 | 0 | 0 | 0 | 0 | 0 | 0
IL Fac. Spec. - NOX Rate Summer v3.1, Unit 771 and retrofits | 561 | 1797 | Rate Constraint in lbs/MMBtu | FALSE | L | Annual | Net Emissions Allowance Position | Thousand Tons | 0 | 0 | 0 | 0 | 0.00062619 | 0 | 0
IL Fac. Spec. - NOX Rate Summer v3.1, Unit 771 and retrofits | 561 | 1797 | Rate Constraint in lbs/MMBtu | FALSE | L | Annual | Fuel Consumed | TBtu | 0 | 0 | 0 | 0 | 0.04114 | 0 | 0
IL Fac. Spec. - NOX Rate Summer v3.1, Unit 771 and retrofits | 561 | 1797 | Rate Constraint in lbs/MMBtu | FALSE | L | Annual | Rate | lb/MMBtu | 0 | 0 | 0 | 0 | 0.030442 | 0 | 0
IL Fac. Spec. - NOX Rate Summer v3.1, Unit 771 and retrofits | 561 | 1797 | Rate Constraint in lbs/MMBtu | FALSE | L | Annual | Generation | TWh | 0 | 0 | 0 | 0 | 0.0025336 | 0 | 0
IL Fac. Spec. - NOX Rate Summer v3.1, Unit 771 and retrofits | 561 | 1797 | Rate Constraint in lbs/MMBtu | FALSE | L | Annual | Qualifying Generation | TWh | 0 | 0 | 0 | 0 | 0.0025336 | 0 | 0
IL Fac. Spec. - NOX Rate Summer v3.1, Unit 771 and retrofits | 561 | 1797 | Rate Constraint in lbs/MMBtu | FALSE | L | Annual | Rate | lb/MWh | 0 | 0 | 0 | 0 | 0.49432 | 0 | 0
IL Fac. Spec. - NOX Rate Summer v3.1, Unit 771 and retrofits | 561 | 1797 | Rate Constraint in lbs/MMBtu | FALSE | L | Annual | Constraint Shadow Price | US2011$/Ton | 0 | 0 | 0 | 0 | 0 | 0 | 0
IL Fac. Spec. - NOX Rate Summer v3.1, Unit 772 and retrofits | 562 | 1797 | Rate Constraint in lbs/MMBtu | FALSE | L | Annual | Seasons Included | Seasons | Summer | Summer | Summer | Summer | Summer | Summer | Summer
IL Fac. Spec. - NOX Rate Summer v3.1, Unit 772 and retrofits | 562 | 1797 | Rate Constraint in lbs/MMBtu | FALSE | L | Annual | Standard NOX | lb/MMBtu | 0.25 | 0.25 | 0.25 | 0.25 | 0.25 | 0.25 | 0.25
IL Fac. Spec. - NOX Rate Summer v3.1, Unit 772 and retrofits | 562 | 1797 | Rate Constraint in lbs/MMBtu | FALSE | L | Annual | Emissions at Affected Plants NOX | Thousand Tons | 0 | 0 | 0 | 0 | 0.0005416 | 0 | 0
IL Fac. Spec. - NOX Rate Summer v3.1, Unit 772 and retrofits | 562 | 1797 | Rate Constraint in lbs/MMBtu | FALSE | L | Annual | Allowances Purchased NOX | Thousand Tons | 0 | 0 | 0 | 0 | 0 | 0 | 0
IL Fac. Spec. - NOX Rate Summer v3.1, Unit 772 and retrofits | 562 | 1797 | Rate Constraint in lbs/MMBtu | FALSE | L | Annual | Allowances Sold NOX | Thousand Tons | 0 | 0 | 0 | 0 | 0 | 0 | 0
IL Fac. Spec. - NOX Rate Summer v3.1, Unit 772 and retrofits | 562 | 1797 | Rate Constraint in lbs/MMBtu | FALSE | L | Annual | Allowances Banked | Thousand Tons | 0 | 0 | 0 | 0 | 0 | 0 | 0
IL Fac. Spec. - NOX Rate Summer v3.1, Unit 772 and retrofits | 562 | 1797 | Rate Constraint in lbs/MMBtu | FALSE | L | Annual | Allowances Withdrawn (1:1) | Thousand Tons | 0 | 0 | 0 | 0 | 0 | 0 | 0
IL Fac. Spec. - NOX Rate Summer v3.1, Unit 772 and retrofits | 562 | 1797 | Rate Constraint in lbs/MMBtu | FALSE | L | Annual | Allowances Withdrawn (n:1) | Thousand Tons | 0 | 0 | 0 | 0 | 0 | 0 | 0
IL Fac. Spec. - NOX Rate Summer v3.1, Unit 772 and retrofits | 562 | 1797 | Rate Constraint in lbs/MMBtu | FALSE | L | Annual | Net Emissions Allowance Position | Thousand Tons | 0 | 0 | 0 | 0 | 0.0005416 | 0 | 0
IL Fac. Spec. - NOX Rate Summer v3.1, Unit 772 and retrofits | 562 | 1797 | Rate Constraint in lbs/MMBtu | FALSE | L | Annual | Fuel Consumed | TBtu | 0 | 0 | 0 | 0 | 0.041143 | 0 | 0
IL Fac. Spec. - NOX Rate Summer v3.1, Unit 772 and retrofits | 562 | 1797 | Rate Constraint in lbs/MMBtu | FALSE | L | Annual | Rate | lb/MMBtu | 0 | 0 | 0 | 0 | 0.026328 | 0 | 0
IL Fac. Spec. - NOX Rate Summer v3.1, Unit 772 and retrofits | 562 | 1797 | Rate Constraint in lbs/MMBtu | FALSE | L | Annual | Generation | TWh | 0 | 0 | 0 | 0 | 0.0025336 | 0 | 0
IL Fac. Spec. - NOX Rate Summer v3.1, Unit 772 and retrofits | 562 | 1797 | Rate Constraint in lbs/MMBtu | FALSE | L | Annual | Qualifying Generation | TWh | 0 | 0 | 0 | 0 | 0.0025336 | 0 | 0
IL Fac. Spec. - NOX Rate Summer v3.1, Unit 772 and retrofits | 562 | 1797 | Rate Constraint in lbs/MMBtu | FALSE | L | Annual | Rate | lb/MWh | 0 | 0 | 0 | 0 | 0.42754 | 0 | 0
IL Fac. Spec. - NOX Rate Summer v3.1, Unit 772 and retrofits | 562 | 1797 | Rate Constraint in lbs/MMBtu | FALSE | L | Annual | Constraint Shadow Price | US2011$/Ton | 0 | 0 | 0 | 0 | 0 | 0 | 0
IL Fac. Spec. - NOX Rate Summer v3.1, Unit 773 and retrofits | 563 | 1797 | Rate Constraint in lbs/MMBtu | FALSE | L | Annual | Seasons Included | Seasons | Summer | Summer | Summer | Summer | Summer | Summer | Summer
IL Fac. Spec. - NOX Rate Summer v3.1, Unit 773 and retrofits | 563 | 1797 | Rate Constraint in lbs/MMBtu | FALSE | L | Annual | Standard NOX | lb/MMBtu | 0.25 | 0.25 | 0.25 | 0.25 | 0.25 | 0.25 | 0.25
IL Fac. Spec. - NOX Rate Summer v3.1, Unit 773 and retrofits | 563 | 1797 | Rate Constraint in lbs/MMBtu | FALSE | L | Annual | Emissions at Affected Plants NOX | Thousand Tons | 0 | 0 | 0 | 0 | 0.0005213 | 0 | 0
IL Fac. Spec. - NOX Rate Summer v3.1, Unit 773 and retrofits | 563 | 1797 | Rate Constraint in lbs/MMBtu | FALSE | L | Annual | Allowances Purchased NOX | Thousand Tons | 0 | 0 | 0 | 0 | 0 | 0 | 0
IL Fac. Spec. - NOX Rate Summer v3.1, Unit 773 and retrofits | 563 | 1797 | Rate Constraint in lbs/MMBtu | FALSE | L | Annual | Allowances Sold NOX | Thousand Tons | 0 | 0 | 0 | 0 | 0 | 0 | 0
IL Fac. Spec. - NOX Rate Summer v3.1, Unit 773 and retrofits | 563 | 1797 | Rate Constraint in lbs/MMBtu | FALSE | L | Annual | Allowances Banked | Thousand Tons | 0 | 0 | 0 | 0 | 0 | 0 | 0
IL Fac. Spec. - NOX Rate Summer v3.1, Unit 773 and retrofits | 563 | 1797 | Rate Constraint in lbs/MMBtu | FALSE | L | Annual | Allowances Withdrawn (1:1) | Thousand Tons | 0 | 0 | 0 | 0 | 0 | 0 | 0
IL Fac. Spec. - NOX Rate Summer v3.1, Unit 773 and retrofits | 563 | 1797 | Rate Constraint in lbs/MMBtu | FALSE | L | Annual | Allowances Withdrawn (n:1) | Thousand Tons | 0 | 0 | 0 | 0 | 0 | 0 | 0
IL Fac. Spec. - NOX Rate Summer v3.1, Unit 773 and retrofits | 563 | 1797 | Rate Constraint in lbs/MMBtu | FALSE | L | Annual | Net Emissions Allowance Position | Thousand Tons | 0 | 0 | 0 | 0 | 0.0005213 | 0 | 0
IL Fac. Spec. - NOX Rate Summer v3.1, Unit 773 and retrofits | 563 | 1797 | Rate Constraint in lbs/MMBtu | FALSE | L | Annual | Fuel Consumed | TBtu | 0 | 0 | 0 | 0 | 0.041143 | 0 | 0
IL Fac. Spec. - NOX Rate Summer v3.1, Unit 773 and retrofits | 563 | 1797 | Rate Constraint in lbs/MMBtu | FALSE | L | Annual | Rate | lb/MMBtu | 0 | 0 | 0 | 0 | 0.025341 | 0 | 0
IL Fac. Spec. - NOX Rate Summer v3.1, Unit 773 and retrofits | 563 | 1797 | Rate Constraint in lbs/MMBtu | FALSE | L | Annual | Generation | TWh | 0 | 0 | 0 | 0 | 0.0025336 | 0 | 0
IL Fac. Spec. - NOX Rate Summer v3.1, Unit 773 and retrofits | 563 | 1797 | Rate Constraint in lbs/MMBtu | FALSE | L | Annual | Qualifying Generation | TWh | 0 | 0 | 0 | 0 | 0.0025336 | 0 | 0
IL Fac. Spec. - NOX Rate Summer v3.1, Unit 773 and retrofits | 563 | 1797 | Rate Constraint in lbs/MMBtu | FALSE | L | Annual | Rate | lb/MWh | 0 | 0 | 0 | 0 | 0.41151 | 0 | 0
IL Fac. Spec. - NOX Rate Summer v3.1, Unit 773 and retrofits | 563 | 1797 | Rate Constraint in lbs/MMBtu | FALSE | L | Annual | Constraint Shadow Price | US2011$/Ton | 0 | 0 | 0 | 0 | 0 | 0 | 0
IL Fac. Spec. - NOX Rate Summer v3.1, Unit 774 and retrofits | 564 | 1797 | Rate Constraint in lbs/MMBtu | FALSE | L | Annual | Seasons Included | Seasons | Summer | Summer | Summer | Summer | Summer | Summer | Summer
IL Fac. Spec. - NOX Rate Summer v3.1, Unit 774 and retrofits | 564 | 1797 | Rate Constraint in lbs/MMBtu | FALSE | L | Annual | Standard NOX | lb/MMBtu | 0.25 | 0.25 | 0.25 | 0.25 | 0.25 | 0.25 | 0.25
IL Fac. Spec. - NOX Rate Summer v3.1, Unit 774 and retrofits | 564 | 1797 | Rate Constraint in lbs/MMBtu | FALSE | L | Annual | Emissions at Affected Plants NOX | Thousand Tons | 0 | 0 | 0 | 0 | 0.00059451 | 0 | 0
IL Fac. Spec. - NOX Rate Summer v3.1, Unit 774 and retrofits | 564 | 1797 | Rate Constraint in lbs/MMBtu | FALSE | L | Annual | Allowances Purchased NOX | Thousand Tons | 0 | 0 | 0 | 0 | 0 | 0 | 0
IL Fac. Spec. - NOX Rate Summer v3.1, Unit 774 and retrofits | 564 | 1797 | Rate Constraint in lbs/MMBtu | FALSE | L | Annual | Allowances Sold NOX | Thousand Tons | 0 | 0 | 0 | 0 | 0 | 0 | 0
IL Fac. Spec. - NOX Rate Summer v3.1, Unit 774 and retrofits | 564 | 1797 | Rate Constraint in lbs/MMBtu | FALSE | L | Annual | Allowances Banked | Thousand Tons | 0 | 0 | 0 | 0 | 0 | 0 | 0
IL Fac. Spec. - NOX Rate Summer v3.1, Unit 774 and retrofits | 564 | 1797 | Rate Constraint in lbs/MMBtu | FALSE | L | Annual | Allowances Withdrawn (1:1) | Thousand Tons | 0 | 0 | 0 | 0 | 0 | 0 | 0
IL Fac. Spec. - NOX Rate Summer v3.1, Unit 774 and retrofits | 564 | 1797 | Rate Constraint in lbs/MMBtu | FALSE | L | Annual | Allowances Withdrawn (n:1) | Thousand Tons | 0 | 0 | 0 | 0 | 0 | 0 | 0
IL Fac. Spec. - NOX Rate Summer v3.1, Unit 774 and retrofits | 564 | 1797 | Rate Constraint in lbs/MMBtu | FALSE | L | Annual | Net Emissions Allowance Position | Thousand Tons | 0 | 0 | 0 | 0 | 0.00059451 | 0 | 0
IL Fac. Spec. - NOX Rate Summer v3.1, Unit 774 and retrofits | 564 | 1797 | Rate Constraint in lbs/MMBtu | FALSE | L | Annual | Fuel Consumed | TBtu | 0 | 0 | 0 | 0 | 0.041143 | 0 | 0
IL Fac. Spec. - NOX Rate Summer v3.1, Unit 774 and retrofits | 564 | 1797 | Rate Constraint in lbs/MMBtu | FALSE | L | Annual | Rate | lb/MMBtu | 0 | 0 | 0 | 0 | 0.0289 | 0 | 0
IL Fac. Spec. - NOX Rate Summer v3.1, Unit 774 and retrofits | 564 | 1797 | Rate Constraint in lbs/MMBtu | FALSE | L | Annual | Generation | TWh | 0 | 0 | 0 | 0 | 0.0025336 | 0 | 0
IL Fac. Spec. - NOX Rate Summer v3.1, Unit 774 and retrofits | 564 | 1797 | Rate Constraint in lbs/MMBtu | FALSE | L | Annual | Qualifying Generation | TWh | 0 | 0 | 0 | 0 | 0.0025336 | 0 | 0
IL Fac. Spec. - NOX Rate Summer v3.1, Unit 774 and retrofits | 564 | 1797 | Rate Constraint in lbs/MMBtu | FALSE | L | Annual | Rate | lb/MWh | 0 | 0 | 0 | 0 | 0.46931 | 0 | 0
IL Fac. Spec. - NOX Rate Summer v3.1, Unit 774 and retrofits | 564 | 1797 | Rate Constraint in lbs/MMBtu | FALSE | L | Annual | Constraint Shadow Price | US2011$/Ton | 0 | 0 | 0 | 0 | 0 | 0 | 0
IL Fac. Spec. - NOX Rate Summer v3.1, Unit 775 and retrofits | 565 | 1797 | Rate Constraint in lbs/MMBtu | FALSE | L | Annual | Seasons Included | Seasons | Summer | Summer | Summer | Summer | Summer | Summer | Summer
IL Fac. Spec. - NOX Rate Summer v3.1, Unit 775 and retrofits | 565 | 1797 | Rate Constraint in lbs/MMBtu | FALSE | L | Annual | Standard NOX | lb/MMBtu | 0.25 | 0.25 | 0.25 | 0.25 | 0.25 | 0.25 | 0.25
IL Fac. Spec. - NOX Rate Summer v3.1, Unit 775 and retrofits | 565 | 1797 | Rate Constraint in lbs/MMBtu | FALSE | L | Annual | Emissions at Affected Plants NOX | Thousand Tons | 0.013385 | 0.013385 | 0.013385 | 0.013385 | 0.013385 | 0.0044536 | 0.0044536
IL Fac. Spec. - NOX Rate Summer v3.1, Unit 775 and retrofits | 565 | 1797 | Rate Constraint in lbs/MMBtu | FALSE | L | Annual | Allowances Purchased NOX | Thousand Tons | 0 | 0 | 0 | 0 | 0 | 0 | 0
IL Fac. Spec. - NOX Rate Summer v3.1, Unit 775 and retrofits | 565 | 1797 | Rate Constraint in lbs/MMBtu | FALSE | L | Annual | Allowances Sold NOX | Thousand Tons | 0 | 0 | 0 | 0 | 0 | 0 | 0
IL Fac. Spec. - NOX Rate Summer v3.1, Unit 775 and retrofits | 565 | 1797 | Rate Constraint in lbs/MMBtu | FALSE | L | Annual | Allowances Banked | Thousand Tons | 0 | 0 | 0 | 0 | 0 | 0 | 0
IL Fac. Spec. - NOX Rate Summer v3.1, Unit 775 and retrofits | 565 | 1797 | Rate Constraint in lbs/MMBtu | FALSE | L | Annual | Allowances Withdrawn (1:1) | Thousand Tons | 0 | 0 | 0 | 0 | 0 | 0 | 0
IL Fac. Spec. - NOX Rate Summer v3.1, Unit 775 and retrofits | 565 | 1797 | Rate Constraint in lbs/MMBtu | FALSE | L | Annual | Allowances Withdrawn (n:1) | Thousand Tons | 0 | 0 | 0 | 0 | 0 | 0 | 0
IL Fac. Spec. - NOX Rate Summer v3.1, Unit 775 and retrofits | 565 | 1797 | Rate Constraint in lbs/MMBtu | FALSE | L | Annual | Net Emissions Allowance Position | Thousand Tons | 0.013385 | 0.013385 | 0.013385 | 0.013385 | 0.013385 | 0.0044536 | 0.0044536
IL Fac. Spec. - NOX Rate Summer v3.1, Unit 775 and retrofits | 565 | 1797 | Rate Constraint in lbs/MMBtu | FALSE | L | Annual | Fuel Consumed | TBtu | 0.24457 | 0.24457 | 0.24457 | 0.24457 | 0.24457 | 0.081377 | 0.081377
IL Fac. Spec. - NOX Rate Summer v3.1, Unit 775 and retrofits | 565 | 1797 | Rate Constraint in lbs/MMBtu | FALSE | L | Annual | Rate | lb/MMBtu | 0.10946 | 0.10946 | 0.10946 | 0.10946 | 0.10946 | 0.10946 | 0.10946
IL Fac. Spec. - NOX Rate Summer v3.1, Unit 775 and retrofits | 565 | 1797 | Rate Constraint in lbs/MMBtu | FALSE | L | Annual | Generation | TWh | 0.022762 | 0.022762 | 0.022762 | 0.022762 | 0.022762 | 0.0075734 | 0.0075734
IL Fac. Spec. - NOX Rate Summer v3.1, Unit 775 and retrofits | 565 | 1797 | Rate Constraint in lbs/MMBtu | FALSE | L | Annual | Qualifying Generation | TWh | 0.022762 | 0.022762 | 0.022762 | 0.022762 | 0.022762 | 0.0075734 | 0.0075734
IL Fac. Spec. - NOX Rate Summer v3.1, Unit 775 and retrofits | 565 | 1797 | Rate Constraint in lbs/MMBtu | FALSE | L | Annual | Rate | lb/MWh | 1.1761 | 1.1761 | 1.1761 | 1.1761 | 1.1761 | 1.1761 | 1.1761
IL Fac. Spec. - NOX Rate Summer v3.1, Unit 775 and retrofits | 565 | 1797 | Rate Constraint in lbs/MMBtu | FALSE | L | Annual | Constraint Shadow Price | US2011$/Ton | 0 | 0 | 0 | 0 | 0 | 0 | 0
IL Fac. Spec. - NOX Rate Summer v3.1, Unit 776 and retrofits | 566 | 1797 | Rate Constraint in lbs/MMBtu | FALSE | L | Annual | Seasons Included | Seasons | Summer | Summer | Summer | Summer | Summer | Summer | Summer
IL Fac. Spec. - NOX Rate Summer v3.1, Unit 776 and retrofits | 566 | 1797 | Rate Constraint in lbs/MMBtu | FALSE | L | Annual | Standard NOX | lb/MMBtu | 0.25 | 0.25 | 0.25 | 0.25 | 0.25 | 0.25 | 0.25
IL Fac. Spec. - NOX Rate Summer v3.1, Unit 776 and retrofits | 566 | 1797 | Rate Constraint in lbs/MMBtu | FALSE | L | Annual | Emissions at Affected Plants NOX | Thousand Tons | 0.0047808 | 0.014369 | 0.014369 | 0.014369 | 0.014369 | 0.0047808 | 0.0047808
IL Fac. Spec. - NOX Rate Summer v3.1, Unit 776 and retrofits | 566 | 1797 | Rate Constraint in lbs/MMBtu | FALSE | L | Annual | Allowances Purchased NOX | Thousand Tons | 0 | 0 | 0 | 0 | 0 | 0 | 0
IL Fac. Spec. - NOX Rate Summer v3.1, Unit 776 and retrofits | 566 | 1797 | Rate Constraint in lbs/MMBtu | FALSE | L | Annual | Allowances Sold NOX | Thousand Tons | 0 | 0 | 0 | 0 | 0 | 0 | 0
IL Fac. Spec. - NOX Rate Summer v3.1, Unit 776 and retrofits | 566 | 1797 | Rate Constraint in lbs/MMBtu | FALSE | L | Annual | Allowances Banked | Thousand Tons | 0 | 0 | 0 | 0 | 0 | 0 | 0
IL Fac. Spec. - NOX Rate Summer v3.1, Unit 776 and retrofits | 566 | 1797 | Rate Constraint in lbs/MMBtu | FALSE | L | Annual | Allowances Withdrawn (1:1) | Thousand Tons | 0 | 0 | 0 | 0 | 0 | 0 | 0
IL Fac. Spec. - NOX Rate Summer v3.1, Unit 776 and retrofits | 566 | 1797 | Rate Constraint in lbs/MMBtu | FALSE | L | Annual | Allowances Withdrawn (n:1) | Thousand Tons | 0 | 0 | 0 | 0 | 0 | 0 | 0
IL Fac. Spec. - NOX Rate Summer v3.1, Unit 776 and retrofits | 566 | 1797 | Rate Constraint in lbs/MMBtu | FALSE | L | Annual | Net Emissions Allowance Position | Thousand Tons | 0.0047808 | 0.014369 | 0.014369 | 0.014369 | 0.014369 | 0.0047808 | 0.0047808
IL Fac. Spec. - NOX Rate Summer v3.1, Unit 776 and retrofits | 566 | 1797 | Rate Constraint in lbs/MMBtu | FALSE | L | Annual | Fuel Consumed | TBtu | 0.079608 | 0.23926 | 0.23926 | 0.23926 | 0.23926 | 0.079608 | 0.079608
IL Fac. Spec. - NOX Rate Summer v3.1, Unit 776 and retrofits | 566 | 1797 | Rate Constraint in lbs/MMBtu | FALSE | L | Annual | Rate | lb/MMBtu | 0.12011 | 0.12011 | 0.12011 | 0.12011 | 0.12011 | 0.12011 | 0.12011
IL Fac. Spec. - NOX Rate Summer v3.1, Unit 776 and retrofits | 566 | 1797 | Rate Constraint in lbs/MMBtu | FALSE | L | Annual | Generation | TWh | 0.0074088 | 0.022267 | 0.022267 | 0.022267 | 0.022267 | 0.0074088 | 0.0074088
IL Fac. Spec. - NOX Rate Summer v3.1, Unit 776 and retrofits | 566 | 1797 | Rate Constraint in lbs/MMBtu | FALSE | L | Annual | Qualifying Generation | TWh | 0.0074088 | 0.022267 | 0.022267 | 0.022267 | 0.022267 | 0.0074088 | 0.0074088
IL Fac. Spec. - NOX Rate Summer v3.1, Unit 776 and retrofits | 566 | 1797 | Rate Constraint in lbs/MMBtu | FALSE | L | Annual | Rate | lb/MWh | 1.2906 | 1.2906 | 1.2906 | 1.2906 | 1.2906 | 1.2906 | 1.2906
IL Fac. Spec. - NOX Rate Summer v3.1, Unit 776 and retrofits | 566 | 1797 | Rate Constraint in lbs/MMBtu | FALSE | L | Annual | Constraint Shadow Price | US2011$/Ton | 0 | 0 | 0 | 0 | 0 | 0 | 0
IL Fac. Spec. - NOX Rate Summer v3.1, Unit 777 and retrofits | 567 | 1797 | Rate Constraint in lbs/MMBtu | FALSE | L | Annual | Seasons Included | Seasons | Summer | Summer | Summer | Summer | Summer | Summer | Summer
IL Fac. Spec. - NOX Rate Summer v3.1, Unit 777 and retrofits | 567 | 1797 | Rate Constraint in lbs/MMBtu | FALSE | L | Annual | Standard NOX | lb/MMBtu | 0.25 | 0.25 | 0.25 | 0.25 | 0.25 | 0.25 | 0.25
IL Fac. Spec. - NOX Rate Summer v3.1, Unit 777 and retrofits | 567 | 1797 | Rate Constraint in lbs/MMBtu | FALSE | L | Annual | Emissions at Affected Plants NOX | Thousand Tons | 0.0046067 | 0.013845 | 0.0046067 | 0.013845 | 0.013845 | 0.0046067 | 0.0046067
IL Fac. Spec. - NOX Rate Summer v3.1, Unit 777 and retrofits | 567 | 1797 | Rate Constraint in lbs/MMBtu | FALSE | L | Annual | Allowances Purchased NOX | Thousand Tons | 0 | 0 | 0 | 0 | 0 | 0 | 0
IL Fac. Spec. - NOX Rate Summer v3.1, Unit 777 and retrofits | 567 | 1797 | Rate Constraint in lbs/MMBtu | FALSE | L | Annual | Allowances Sold NOX | Thousand Tons | 0 | 0 | 0 | 0 | 0 | 0 | 0
IL Fac. Spec. - NOX Rate Summer v3.1, Unit 777 and retrofits | 567 | 1797 | Rate Constraint in lbs/MMBtu | FALSE | L | Annual | Allowances Banked | Thousand Tons | 0 | 0 | 0 | 0 | 0 | 0 | 0
IL Fac. Spec. - NOX Rate Summer v3.1, Unit 777 and retrofits | 567 | 1797 | Rate Constraint in lbs/MMBtu | FALSE | L | Annual | Allowances Withdrawn (1:1) | Thousand Tons | 0 | 0 | 0 | 0 | 0 | 0 | 0
IL Fac. Spec. - NOX Rate Summer v3.1, Unit 777 and retrofits | 567 | 1797 | Rate Constraint in lbs/MMBtu | FALSE | L | Annual | Allowances Withdrawn (n:1) | Thousand Tons | 0 | 0 | 0 | 0 | 0 | 0 | 0
IL Fac. Spec. - NOX Rate Summer v3.1, Unit 777 and retrofits | 567 | 1797 | Rate Constraint in lbs/MMBtu | FALSE | L | Annual | Net Emissions Allowance Position | Thousand Tons | 0.0046067 | 0.013845 | 0.0046067 | 0.013845 | 0.013845 | 0.0046067 | 0.0046067
IL Fac. Spec. - NOX Rate Summer v3.1, Unit 777 and retrofits | 567 | 1797 | Rate Constraint in lbs/MMBtu | FALSE | L | Annual | Fuel Consumed | TBtu | 0.081377 | 0.24457 | 0.081377 | 0.24457 | 0.24457 | 0.081377 | 0.081377
IL Fac. Spec. - NOX Rate Summer v3.1, Unit 777 and retrofits | 567 | 1797 | Rate Constraint in lbs/MMBtu | FALSE | L | Annual | Rate | lb/MMBtu | 0.11322 | 0.11322 | 0.11322 | 0.11322 | 0.11322 | 0.11322 | 0.11322
IL Fac. Spec. - NOX Rate Summer v3.1, Unit 777 and retrofits | 567 | 1797 | Rate Constraint in lbs/MMBtu | FALSE | L | Annual | Generation | TWh | 0.0075734 | 0.022762 | 0.0075734 | 0.022762 | 0.022762 | 0.0075734 | 0.0075734
IL Fac. Spec. - NOX Rate Summer v3.1, Unit 777 and retrofits | 567 | 1797 | Rate Constraint in lbs/MMBtu | FALSE | L | Annual | Qualifying Generation | TWh | 0.0075734 | 0.022762 | 0.0075734 | 0.022762 | 0.022762 | 0.0075734 | 0.0075734
IL Fac. Spec. - NOX Rate Summer v3.1, Unit 777 and retrofits | 567 | 1797 | Rate Constraint in lbs/MMBtu | FALSE | L | Annual | Rate | lb/MWh | 1.2165 | 1.2165 | 1.2165 | 1.2165 | 1.2165 | 1.2165 | 1.2165
IL Fac. Spec. - NOX Rate Summer v3.1, Unit 777 and retrofits | 567 | 1797 | Rate Constraint in lbs/MMBtu | FALSE | L | Annual | Constraint Shadow Price | US2011$/Ton | 0 | 0 | 0 | 0 | 0 | 0 | 0
IL Fac. Spec. - NOX Rate Summer v3.1, Unit 778 and retrofits | 568 | 1797 | Rate Constraint in lbs/MMBtu | FALSE | L | Annual | Seasons Included | Seasons | Summer | Summer | Summer | Summer | Summer | Summer | Summer
IL Fac. Spec. - NOX Rate Summer v3.1, Unit 778 and retrofits | 568 | 1797 | Rate Constraint in lbs/MMBtu | FALSE | L | Annual | Standard NOX | lb/MMBtu | 0.25 | 0.25 | 0.25 | 0.25 | 0.25 | 0.25 | 0.25
IL Fac. Spec. - NOX Rate Summer v3.1, Unit 778 and retrofits | 568 | 1797 | Rate Constraint in lbs/MMBtu | FALSE | L | Annual | Emissions at Affected Plants NOX | Thousand Tons | 0.011691 | 0.011691 | 0.011691 | 0.011691 | 0.011691 | 0.0038899 | 0.0038899
IL Fac. Spec. - NOX Rate Summer v3.1, Unit 778 and retrofits | 568 | 1797 | Rate Constraint in lbs/MMBtu | FALSE | L | Annual | Allowances Purchased NOX | Thousand Tons | 0 | 0 | 0 | 0 | 0 | 0 | 0
IL Fac. Spec. - NOX Rate Summer v3.1, Unit 778 and retrofits | 568 | 1797 | Rate Constraint in lbs/MMBtu | FALSE | L | Annual | Allowances Sold NOX | Thousand Tons | 0 | 0 | 0 | 0 | 0 | 0 | 0
IL Fac. Spec. - NOX Rate Summer v3.1, Unit 778 and retrofits | 568 | 1797 | Rate Constraint in lbs/MMBtu | FALSE | L | Annual | Allowances Banked | Thousand Tons | 0 | 0 | 0 | 0 | 0 | 0 | 0
IL Fac. Spec. - NOX Rate Summer v3.1, Unit 778 and retrofits | 568 | 1797 | Rate Constraint in lbs/MMBtu | FALSE | L | Annual | Allowances Withdrawn (1:1) | Thousand Tons | 0 | 0 | 0 | 0 | 0 | 0 | 0
IL Fac. Spec. - NOX Rate Summer v3.1, Unit 778 and retrofits | 568 | 1797 | Rate Constraint in lbs/MMBtu | FALSE | L | Annual | Allowances Withdrawn (n:1) | Thousand Tons | 0 | 0 | 0 | 0 | 0 | 0 | 0
IL Fac. Spec. - NOX Rate Summer v3.1, Unit 778 and retrofits | 568 | 1797 | Rate Constraint in lbs/MMBtu | FALSE | L | Annual | Net Emissions Allowance Position | Thousand Tons | 0.011691 | 0.011691 | 0.011691 | 0.011691 | 0.011691 | 0.0038899 | 0.0038899
IL Fac. Spec. - NOX Rate Summer v3.1, Unit 778 and retrofits | 568 | 1797 | Rate Constraint in lbs/MMBtu | FALSE | L | Annual | Fuel Consumed | TBtu | 0.24457 | 0.24457 | 0.24457 | 0.24457 | 0.24457 | 0.081377 | 0.081377
IL Fac. Spec. - NOX Rate Summer v3.1, Unit 778 and retrofits | 568 | 1797 | Rate Constraint in lbs/MMBtu | FALSE | L | Annual | Rate | lb/MMBtu | 0.095602 | 0.095602 | 0.095602 | 0.095602 | 0.095602 | 0.095602 | 0.095602
IL Fac. Spec. - NOX Rate Summer v3.1, Unit 778 and retrofits | 568 | 1797 | Rate Constraint in lbs/MMBtu | FALSE | L | Annual | Generation | TWh | 0.022762 | 0.022762 | 0.022762 | 0.022762 | 0.022762 | 0.0075734 | 0.0075734
IL Fac. Spec. - NOX Rate Summer v3.1, Unit 778 and retrofits | 568 | 1797 | Rate Constraint in lbs/MMBtu | FALSE | L | Annual | Qualifying Generation | TWh | 0.022762 | 0.022762 | 0.022762 | 0.022762 | 0.022762 | 0.0075734 | 0.0075734
IL Fac. Spec. - NOX Rate Summer v3.1, Unit 778 and retrofits | 568 | 1797 | Rate Constraint in lbs/MMBtu | FALSE | L | Annual | Rate | lb/MWh | 1.0272 | 1.0272 | 1.0272 | 1.0272 | 1.0272 | 1.0272 | 1.0272
IL Fac. Spec. - NOX Rate Summer v3.1, Unit 778 and retrofits | 568 | 1797 | Rate Constraint in lbs/MMBtu | FALSE | L | Annual | Constraint Shadow Price | US2011$/Ton | 0 | 0 | 0 | 0 | 0 | 0 | 0
IL Fac. Spec. - NOX Rate Summer v3.1, Unit 779 and retrofits | 569 | 1797 | Rate Constraint in lbs/MMBtu | FALSE | L | Annual | Seasons Included | Seasons | Summer | Summer | Summer | Summer | Summer | Summer | Summer
IL Fac. Spec. - NOX Rate Summer v3.1, Unit 779 and retrofits | 569 | 1797 | Rate Constraint in lbs/MMBtu | FALSE | L | Annual | Standard NOX | lb/MMBtu | 0.25 | 0.25 | 0.25 | 0.25 | 0.25 | 0.25 | 0.25
IL Fac. Spec. - NOX Rate Summer v3.1, Unit 779 and retrofits | 569 | 1797 | Rate Constraint in lbs/MMBtu | FALSE | L | Annual | Emissions at Affected Plants NOX | Thousand Tons | 0.0038247 | 0.011495 | 0.0038247 | 0.011495 | 0.011495 | 0.0038247 | 0.0038247
IL Fac. Spec. - NOX Rate Summer v3.1, Unit 779 and retrofits | 569 | 1797 | Rate Constraint in lbs/MMBtu | FALSE | L | Annual | Allowances Purchased NOX | Thousand Tons | 0 | 0 | 0 | 0 | 0 | 0 | 0
IL Fac. Spec. - NOX Rate Summer v3.1, Unit 779 and retrofits | 569 | 1797 | Rate Constraint in lbs/MMBtu | FALSE | L | Annual | Allowances Sold NOX | Thousand Tons | 0 | 0 | 0 | 0 | 0 | 0 | 0
IL Fac. Spec. - NOX Rate Summer v3.1, Unit 779 and retrofits | 569 | 1797 | Rate Constraint in lbs/MMBtu | FALSE | L | Annual | Allowances Banked | Thousand Tons | 0 | 0 | 0 | 0 | 0 | 0 | 0
IL Fac. Spec. - NOX Rate Summer v3.1, Unit 779 and retrofits | 569 | 1797 | Rate Constraint in lbs/MMBtu | FALSE | L | Annual | Allowances Withdrawn (1:1) | Thousand Tons | 0 | 0 | 0 | 0 | 0 | 0 | 0
IL Fac. Spec. - NOX Rate Summer v3.1, Unit 779 and retrofits | 569 | 1797 | Rate Constraint in lbs/MMBtu | FALSE | L | Annual | Allowances Withdrawn (n:1) | Thousand Tons | 0 | 0 | 0 | 0 | 0 | 0 | 0
IL Fac. Spec. - NOX Rate Summer v3.1, Unit 779 and retrofits | 569 | 1797 | Rate Constraint in lbs/MMBtu | FALSE | L | Annual | Net Emissions Allowance Position | Thousand Tons | 0.0038247 | 0.011495 | 0.0038247 | 0.011495 | 0.011495 | 0.0038247 | 0.0038247
IL Fac. Spec. - NOX Rate Summer v3.1, Unit 779 and retrofits | 569 | 1797 | Rate Constraint in lbs/MMBtu | FALSE | L | Annual | Fuel Consumed | TBtu | 0.083146 | 0.24989 | 0.083146 | 0.24989 | 0.24989 | 0.083146 | 0.083146
IL Fac. Spec. - NOX Rate Summer v3.1, Unit 779 and retrofits | 569 | 1797 | Rate Constraint in lbs/MMBtu | FALSE | L | Annual | Rate | lb/MMBtu | 0.092 | 0.092 | 0.092 | 0.092 | 0.092 | 0.092 | 0.092
IL Fac. Spec. - NOX Rate Summer v3.1, Unit 779 and retrofits | 569 | 1797 | Rate Constraint in lbs/MMBtu | FALSE | L | Annual | Generation | TWh | 0.0077381 | 0.023257 | 0.0077381 | 0.023257 | 0.023257 | 0.0077381 | 0.0077381
IL Fac. Spec. - NOX Rate Summer v3.1, Unit 779 and retrofits | 569 | 1797 | Rate Constraint in lbs/MMBtu | FALSE | L | Annual | Qualifying Generation | TWh | 0.0077381 | 0.023257 | 0.0077381 | 0.023257 | 0.023257 | 0.0077381 | 0.0077381
IL Fac. Spec. - NOX Rate Summer v3.1, Unit 779 and retrofits | 569 | 1797 | Rate Constraint in lbs/MMBtu | FALSE | L | Annual | Rate | lb/MWh | 0.98854 | 0.98854 | 0.98854 | 0.98854 | 0.98854 | 0.98854 | 0.98854
IL Fac. Spec. - NOX Rate Summer v3.1, Unit 779 and retrofits | 569 | 1797 | Rate Constraint in lbs/MMBtu | FALSE | L | Annual | Constraint Shadow Price | US2011$/Ton | 0 | 0 | 0 | 0 | 0 | 0 | 0
IL Fac. Spec. - NOX Rate Summer v3.1, Unit 780 and retrofits | 570 | 1797 | Rate Constraint in lbs/MMBtu | FALSE | L | Annual | Seasons Included | Seasons | Summer | Summer | Summer | Summer | Summer | Summer | Summer
IL Fac. Spec. - NOX Rate Summer v3.1, Unit 780 and retrofits | 570 | 1797 | Rate Constraint in lbs/MMBtu | FALSE | L | Annual | Standard NOX | lb/MMBtu | 0.25 | 0.25 | 0.25 | 0.25 | 0.25 | 0.25 | 0.25
IL Fac. Spec. - NOX Rate Summer v3.1, Unit 780 and retrofits | 570 | 1797 | Rate Constraint in lbs/MMBtu | FALSE | L | Annual | Emissions at Affected Plants NOX | Thousand Tons | 0.0038786 | 0.011657 | 0.011657 | 0.011657 | 0.011657 | 0.0038786 | 0.0038786
IL Fac. Spec. - NOX Rate Summer v3.1, Unit 780 and retrofits | 570 | 1797 | Rate Constraint in lbs/MMBtu | FALSE | L | Annual | Allowances Purchased NOX | Thousand Tons | 0 | 0 | 0 | 0 | 0 | 0 | 0
IL Fac. Spec. - NOX Rate Summer v3.1, Unit 780 and retrofits | 570 | 1797 | Rate Constraint in lbs/MMBtu | FALSE | L | Annual | Allowances Sold NOX | Thousand Tons | 0 | 0 | 0 | 0 | 0 | 0 | 0
IL Fac. Spec. - NOX Rate Summer v3.1, Unit 780 and retrofits | 570 | 1797 | Rate Constraint in lbs/MMBtu | FALSE | L | Annual | Allowances Banked | Thousand Tons | 0 | 0 | 0 | 0 | 0 | 0 | 0
IL Fac. Spec. - NOX Rate Summer v3.1, Unit 780 and retrofits | 570 | 1797 | Rate Constraint in lbs/MMBtu | FALSE | L | Annual | Allowances Withdrawn (1:1) | Thousand Tons | 0 | 0 | 0 | 0 | 0 | 0 | 0
IL Fac. Spec. - NOX Rate Summer v3.1, Unit 780 and retrofits | 570 | 1797 | Rate Constraint in lbs/MMBtu | FALSE | L | Annual | Allowances Withdrawn (n:1) | Thousand Tons | 0 | 0 | 0 | 0 | 0 | 0 | 0
IL Fac. Spec. - NOX Rate Summer v3.1, Unit 780 and retrofits | 570 | 1797 | Rate Constraint in lbs/MMBtu | FALSE | L | Annual | Net Emissions Allowance Position | Thousand Tons | 0.0038786 | 0.011657 | 0.011657 | 0.011657 | 0.011657 | 0.0038786 | 0.0038786
IL Fac. Spec. - NOX Rate Summer v3.1, Unit 780 and retrofits | 570 | 1797 | Rate Constraint in lbs/MMBtu | FALSE | L | Annual | Fuel Consumed | TBtu | 0.083146 | 0.24989 | 0.24989 | 0.24989 | 0.24989 | 0.083146 | 0.083146
IL Fac. Spec. - NOX Rate Summer v3.1, Unit 780 and retrofits | 570 | 1797 | Rate Constraint in lbs/MMBtu | FALSE | L | Annual | Rate | lb/MMBtu | 0.093296 | 0.093296 | 0.093296 | 0.093296 | 0.093296 | 0.093296 | 0.093296
IL Fac. Spec. - NOX Rate Summer v3.1, Unit 780 and retrofits | 570 | 1797 | Rate Constraint in lbs/MMBtu | FALSE | L | Annual | Generation | TWh | 0.0077381 | 0.023257 | 0.023257 | 0.023257 | 0.023257 | 0.0077381 | 0.0077381
IL Fac. Spec. - NOX Rate Summer v3.1, Unit 780 and retrofits | 570 | 1797 | Rate Constraint in lbs/MMBtu | FALSE | L | Annual | Qualifying Generation | TWh | 0.0077381 | 0.023257 | 0.023257 | 0.023257 | 0.023257 | 0.0077381 | 0.0077381
IL Fac. Spec. - NOX Rate Summer v3.1, Unit 780 and retrofits | 570 | 1797 | Rate Constraint in lbs/MMBtu | FALSE | L | Annual | Rate | lb/MWh | 1.0025 | 1.0025 | 1.0025 | 1.0025 | 1.0025 | 1.0025 | 1.0025
IL Fac. Spec. - NOX Rate Summer v3.1, Unit 780 and retrofits | 570 | 1797 | Rate Constraint in lbs/MMBtu | FALSE | L | Annual | Constraint Shadow Price | US2011$/Ton | 0 | 0 | 0 | 0 | 0 | 0 | 0
IL Fac. Spec. - NOX Rate Summer v3.1, Unit 781 and retrofits | 571 | 1797 | Rate Constraint in lbs/MMBtu | FALSE | L | Annual | Seasons Included | Seasons | Summer | Summer | Summer | Summer | Summer | Summer | Summer
IL Fac. Spec. - NOX Rate Summer v3.1, Unit 781 and retrofits | 571 | 1797 | Rate Constraint in lbs/MMBtu | FALSE | L | Annual | Standard NOX | lb/MMBtu | 0.25 | 0.25 | 0.25 | 0.25 | 0.25 | 0.25 | 0.25
IL Fac. Spec. - NOX Rate Summer v3.1, Unit 781 and retrofits | 571 | 1797 | Rate Constraint in lbs/MMBtu | FALSE | L | Annual | Emissions at Affected Plants NOX | Thousand Tons | 0.0054943 | 0.016513 | 0.016513 | 0.016513 | 0.016513 | 0.0054943 | 0.0054943
IL Fac. Spec. - NOX Rate Summer v3.1, Unit 781 and retrofits | 571 | 1797 | Rate Constraint in lbs/MMBtu | FALSE | L | Annual | Allowances Purchased NOX | Thousand Tons | 0 | 0 | 0 | 0 | 0 | 0 | 0
IL Fac. Spec. - NOX Rate Summer v3.1, Unit 781 and retrofits | 571 | 1797 | Rate Constraint in lbs/MMBtu | FALSE | L | Annual | Allowances Sold NOX | Thousand Tons | 0 | 0 | 0 | 0 | 0 | 0 | 0
IL Fac. Spec. - NOX Rate Summer v3.1, Unit 781 and retrofits | 571 | 1797 | Rate Constraint in lbs/MMBtu | FALSE | L | Annual | Allowances Banked | Thousand Tons | 0 | 0 | 0 | 0 | 0 | 0 | 0
IL Fac. Spec. - NOX Rate Summer v3.1, Unit 781 and retrofits | 571 | 1797 | Rate Constraint in lbs/MMBtu | FALSE | L | Annual | Allowances Withdrawn (1:1) | Thousand Tons | 0 | 0 | 0 | 0 | 0 | 0 | 0
IL Fac. Spec. - NOX Rate Summer v3.1, Unit 781 and retrofits | 571 | 1797 | Rate Constraint in lbs/MMBtu | FALSE | L | Annual | Allowances Withdrawn (n:1) | Thousand Tons | 0 | 0 | 0 | 0 | 0 | 0 | 0
IL Fac. Spec. - NOX Rate Summer v3.1, Unit 781 and retrofits | 571 | 1797 | Rate Constraint in lbs/MMBtu | FALSE | L | Annual | Net Emissions Allowance Position | Thousand Tons | 0.0054943 | 0.016513 | 0.016513 | 0.016513 | 0.016513 | 0.0054943 | 0.0054943
IL Fac. Spec. - NOX Rate Summer v3.1, Unit 781 and retrofits | 571 | 1797 | Rate Constraint in lbs/MMBtu | FALSE | L | Annual | Fuel Consumed | TBtu | 0.083146 | 0.24989 | 0.24989 | 0.24989 | 0.24989 | 0.083146 | 0.083146
IL Fac. Spec. - NOX Rate Summer v3.1, Unit 781 and retrofits | 571 | 1797 | Rate Constraint in lbs/MMBtu | FALSE | L | Annual | Rate | lb/MMBtu | 0.13216 | 0.13216 | 0.13216 | 0.13216 | 0.13216 | 0.13216 | 0.13216
IL Fac. Spec. - NOX Rate Summer v3.1, Unit 781 and retrofits | 571 | 1797 | Rate Constraint in lbs/MMBtu | FALSE | L | Annual | Generation | TWh | 0.0077381 | 0.023257 | 0.023257 | 0.023257 | 0.023257 | 0.0077381 | 0.0077381
IL Fac. Spec. - NOX Rate Summer v3.1, Unit 781 and retrofits | 571 | 1797 | Rate Constraint in lbs/MMBtu | FALSE | L | Annual | Qualifying Generation | TWh | 0.0077381 | 0.023257 | 0.023257 | 0.023257 | 0.023257 | 0.0077381 | 0.0077381
IL Fac. Spec. - NOX Rate Summer v3.1, Unit 781 and retrofits | 571 | 1797 | Rate Constraint in lbs/MMBtu | FALSE | L | Annual | Rate | lb/MWh | 1.4201 | 1.4201 | 1.4201 | 1.4201 | 1.4201 | 1.4201 | 1.4201
IL Fac. Spec. - NOX Rate Summer v3.1, Unit 781 and retrofits | 571 | 1797 | Rate Constraint in lbs/MMBtu | FALSE | L | Annual | Constraint Shadow Price | US2011$/Ton | 0 | 0 | 0 | 0 | 0 | 0 | 0
IL Fac. Spec. - NOX Rate Summer v3.1, Unit 782 and retrofits | 572 | 1797 | Rate Constraint in lbs/MMBtu | FALSE | L | Annual | Seasons Included | Seasons | Summer | Summer | Summer | Summer | Summer | Summer | Summer
IL Fac. Spec. - NOX Rate Summer v3.1, Unit 782 and retrofits | 572 | 1797 | Rate Constraint in lbs/MMBtu | FALSE | L | Annual | Standard NOX | lb/MMBtu | 0.25 | 0.25 | 0.25 | 0.25 | 0.25 | 0.25 | 0.25
IL Fac. Spec. - NOX Rate Summer v3.1, Unit 782 and retrofits | 572 | 1797 | Rate Constraint in lbs/MMBtu | FALSE | L | Annual | Emissions at Affected Plants NOX | Thousand Tons | 0.011711 | 0.013811 | 0.0045953 | 0.013811 | 0.013811 | 0.0045953 | 0.0045953
IL Fac. Spec. - NOX Rate Summer v3.1, Unit 782 and retrofits | 572 | 1797 | Rate Constraint in lbs/MMBtu | FALSE | L | Annual | Allowances Purchased NOX | Thousand Tons | 0 | 0 | 0 | 0 | 0 | 0 | 0
IL Fac. Spec. - NOX Rate Summer v3.1, Unit 782 and retrofits | 572 | 1797 | Rate Constraint in lbs/MMBtu | FALSE | L | Annual | Allowances Sold NOX | Thousand Tons | 0 | 0 | 0 | 0 | 0 | 0 | 0
IL Fac. Spec. - NOX Rate Summer v3.1, Unit 782 and retrofits | 572 | 1797 | Rate Constraint in lbs/MMBtu | FALSE | L | Annual | Allowances Banked | Thousand Tons | 0 | 0 | 0 | 0 | 0 | 0 | 0
IL Fac. Spec. - NOX Rate Summer v3.1, Unit 782 and retrofits | 572 | 1797 | Rate Constraint in lbs/MMBtu | FALSE | L | Annual | Allowances Withdrawn (1:1) | Thousand Tons | 0 | 0 | 0 | 0 | 0 | 0 | 0
IL Fac. Spec. - NOX Rate Summer v3.1, Unit 782 and retrofits | 572 | 1797 | Rate Constraint in lbs/MMBtu | FALSE | L | Annual | Allowances Withdrawn (n:1) | Thousand Tons | 0 | 0 | 0 | 0 | 0 | 0 | 0
IL Fac. Spec. - NOX Rate Summer v3.1, Unit 782 and retrofits | 572 | 1797 | Rate Constraint in lbs/MMBtu | FALSE | L | Annual | Net Emissions Allowance Position | Thousand Tons | 0.011711 | 0.013811 | 0.0045953 | 0.013811 | 0.013811 | 0.0045953 | 0.0045953
IL Fac. Spec. - NOX Rate Summer v3.1, Unit 782 and retrofits | 572 | 1797 | Rate Constraint in lbs/MMBtu | FALSE | L | Annual | Fuel Consumed | TBtu | 0.21641 | 0.25521 | 0.084915 | 0.25521 | 0.25521 | 0.084915 | 0.084915
IL Fac. Spec. - NOX Rate Summer v3.1, Unit 782 and retrofits | 572 | 1797 | Rate Constraint in lbs/MMBtu | FALSE | L | Annual | Rate | lb/MMBtu | 0.10823 | 0.10823 | 0.10823 | 0.10823 | 0.10823 | 0.10823 | 0.10823
IL Fac. Spec. - NOX Rate Summer v3.1, Unit 782 and retrofits | 572 | 1797 | Rate Constraint in lbs/MMBtu | FALSE | L | Annual | Generation | TWh | 0.02014 | 0.023751 | 0.0079027 | 0.023751 | 0.023751 | 0.0079027 | 0.0079027
IL Fac. Spec. - NOX Rate Summer v3.1, Unit 782 and retrofits | 572 | 1797 | Rate Constraint in lbs/MMBtu | FALSE | L | Annual | Qualifying Generation | TWh | 0.02014 | 0.023751 | 0.0079027 | 0.023751 | 0.023751 | 0.0079027 | 0.0079027
IL Fac. Spec. - NOX Rate Summer v3.1, Unit 782 and retrofits | 572 | 1797 | Rate Constraint in lbs/MMBtu | FALSE | L | Annual | Rate | lb/MWh | 1.163 | 1.163 | 1.163 | 1.163 | 1.163 | 1.163 | 1.163
IL Fac. Spec. - NOX Rate Summer v3.1, Unit 782 and retrofits | 572 | 1797 | Rate Constraint in lbs/MMBtu | FALSE | L | Annual | Constraint Shadow Price | US2011$/Ton | 0 | 0 | 0 | 0 | 0 | 0 | 0
IL Fac. Spec. - NOX Rate Summer v3.1, Unit 783 and retrofits | 573 | 1797 | Rate Constraint in lbs/MMBtu | FALSE | L | Annual | Seasons Included | Seasons | Summer | Summer | Summer | Summer | Summer | Summer | Summer
IL Fac. Spec. - NOX Rate Summer v3.1, Unit 783 and retrofits | 573 | 1797 | Rate Constraint in lbs/MMBtu | FALSE | L | Annual | Standard NOX | lb/MMBtu | 0.25 | 0.25 | 0.25 | 0.25 | 0.25 | 0.25 | 0.25
IL Fac. Spec. - NOX Rate Summer v3.1, Unit 783 and retrofits | 573 | 1797 | Rate Constraint in lbs/MMBtu | FALSE | L | Annual | Emissions at Affected Plants NOX | Thousand Tons | 0.0039398 | 0.011812 | 0.009361 | 0.011841 | 0.011841 | 0.0039398 | 0.0039398
IL Fac. Spec. - NOX Rate Summer v3.1, Unit 783 and retrofits | 573 | 1797 | Rate Constraint in lbs/MMBtu | FALSE | L | Annual | Allowances Purchased NOX | Thousand Tons | 0 | 0 | 0 | 0 | 0 | 0 | 0
IL Fac. Spec. - NOX Rate Summer v3.1, Unit 783 and retrofits | 573 | 1797 | Rate Constraint in lbs/MMBtu | FALSE | L | Annual | Allowances Sold NOX | Thousand Tons | 0 | 0 | 0 | 0 | 0 | 0 | 0
IL Fac. Spec. - NOX Rate Summer v3.1, Unit 783 and retrofits | 573 | 1797 | Rate Constraint in lbs/MMBtu | FALSE | L | Annual | Allowances Banked | Thousand Tons | 0 | 0 | 0 | 0 | 0 | 0 | 0
IL Fac. Spec. - NOX Rate Summer v3.1, Unit 783 and retrofits | 573 | 1797 | Rate Constraint in lbs/MMBtu | FALSE | L | Annual | Allowances Withdrawn (1:1) | Thousand Tons | 0 | 0 | 0 | 0 | 0 | 0 | 0
IL Fac. Spec. - NOX Rate Summer v3.1, Unit 783 and retrofits | 573 | 1797 | Rate Constraint in lbs/MMBtu | FALSE | L | Annual | Allowances Withdrawn (n:1) | Thousand Tons | 0 | 0 | 0 | 0 | 0 | 0 | 0
IL Fac. Spec. - NOX Rate Summer v3.1, Unit 783 and retrofits | 573 | 1797 | Rate Constraint in lbs/MMBtu | FALSE | L | Annual | Net Emissions Allowance Position | Thousand Tons | 0.0039398 | 0.011812 | 0.009361 | 0.011841 | 0.011841 | 0.0039398 | 0.0039398
IL Fac. Spec. - NOX Rate Summer v3.1, Unit 783 and retrofits | 573 | 1797 | Rate Constraint in lbs/MMBtu | FALSE | L | Annual | Fuel Consumed | TBtu | 0.083146 | 0.24929 | 0.19755 | 0.24989 | 0.24989 | 0.083146 | 0.083146
IL Fac. Spec. - NOX Rate Summer v3.1, Unit 783 and retrofits | 573 | 1797 | Rate Constraint in lbs/MMBtu | FALSE | L | Annual | Rate | lb/MMBtu | 0.09477 | 0.09477 | 0.09477 | 0.09477 | 0.09477 | 0.09477 | 0.09477
IL Fac. Spec. - NOX Rate Summer v3.1, Unit 783 and retrofits | 573 | 1797 | Rate Constraint in lbs/MMBtu | FALSE | L | Annual | Generation | TWh | 0.0077381 | 0.0232 | 0.018386 | 0.023257 | 0.023257 | 0.0077381 | 0.0077381
IL Fac. Spec. - NOX Rate Summer v3.1, Unit 783 and retrofits | 573 | 1797 | Rate Constraint in lbs/MMBtu | FALSE | L | Annual | Qualifying Generation | TWh | 0.0077381 | 0.0232 | 0.018386 | 0.023257 | 0.023257 | 0.0077381 | 0.0077381
IL Fac. Spec. - NOX Rate Summer v3.1, Unit 783 and retrofits | 573 | 1797 | Rate Constraint in lbs/MMBtu | FALSE | L | Annual | Rate | lb/MWh | 1.0183 | 1.0183 | 1.0183 | 1.0183 | 1.0183 | 1.0183 | 1.0183
IL Fac. Spec. - NOX Rate Summer v3.1, Unit 783 and retrofits | 573 | 1797 | Rate Constraint in lbs/MMBtu | FALSE | L | Annual | Constraint Shadow Price | US2011$/Ton | 0 | 0 | 0 | 0 | 0 | 0 | 0
IL Fac. Spec. - NOX Rate Summer v3.1, Unit 784 and retrofits | 574 | 1797 | Rate Constraint in lbs/MMBtu | FALSE | L | Annual | Seasons Included | Seasons | Summer | Summer | Summer | Summer | Summer | Summer | Summer
IL Fac. Spec. - NOX Rate Summer v3.1, Unit 784 and retrofits | 574 | 1797 | Rate Constraint in lbs/MMBtu | FALSE | L | Annual | Standard NOX | lb/MMBtu | 0.25 | 0.25 | 0.25 | 0.25 | 0.25 | 0.25 | 0.25
IL Fac. Spec. - NOX Rate Summer v3.1, Unit 784 and retrofits | 574 | 1797 | Rate Constraint in lbs/MMBtu | FALSE | L | Annual | Emissions at Affected Plants NOX | Thousand Tons | 0 | 0 | 0 | 0.00091392 | 0.00091392 | 0 | 0
IL Fac. Spec. - NOX Rate Summer v3.1, Unit 784 and retrofits | 574 | 1797 | Rate Constraint in lbs/MMBtu | FALSE | L | Annual | Allowances Purchased NOX | Thousand Tons | 0 | 0 | 0 | 0 | 0 | 0 | 0
IL Fac. Spec. - NOX Rate Summer v3.1, Unit 784 and retrofits | 574 | 1797 | Rate Constraint in lbs/MMBtu | FALSE | L | Annual | Allowances Sold NOX | Thousand Tons | 0 | 0 | 0 | 0 | 0 | 0 | 0
IL Fac. Spec. - NOX Rate Summer v3.1, Unit 784 and retrofits | 574 | 1797 | Rate Constraint in lbs/MMBtu | FALSE | L | Annual | Allowances Banked | Thousand Tons | 0 | 0 | 0 | 0 | 0 | 0 | 0
IL Fac. Spec. - NOX Rate Summer v3.1, Unit 784 and retrofits | 574 | 1797 | Rate Constraint in lbs/MMBtu | FALSE | L | Annual | Allowances Withdrawn (1:1) | Thousand Tons | 0 | 0 | 0 | 0 | 0 | 0 | 0
IL Fac. Spec. - NOX Rate Summer v3.1, Unit 784 and retrofits | 574 | 1797 | Rate Constraint in lbs/MMBtu | FALSE | L | Annual | Allowances Withdrawn (n:1) | Thousand Tons | 0 | 0 | 0 | 0 | 0 | 0 | 0
IL Fac. Spec. - NOX Rate Summer v3.1, Unit 784 and retrofits | 574 | 1797 | Rate Constraint in lbs/MMBtu | FALSE | L | Annual | Net Emissions Allowance Position | Thousand Tons | 0 | 0 | 0 | 0.00091392 | 0.00091392 | 0 | 0
IL Fac. Spec. - NOX Rate Summer v3.1, Unit 784 and retrofits | 574 | 1797 | Rate Constraint in lbs/MMBtu | FALSE | L | Annual | Fuel Consumed | TBtu | 0 | 0 | 0 | 0.016924 | 0.016924 | 0 | 0
IL Fac. Spec. - NOX Rate Summer v3.1, Unit 784 and retrofits | 574 | 1797 | Rate Constraint in lbs/MMBtu | FALSE | L | Annual | Rate | lb/MMBtu | 0 | 0 | 0 | 0.108 | 0.108 | 0 | 0
IL Fac. Spec. - NOX Rate Summer v3.1, Unit 784 and retrofits | 574 | 1797 | Rate Constraint in lbs/MMBtu | FALSE | L | Annual | Generation | TWh | 0 | 0 | 0 | 0.0011984 | 0.0011984 | 0 | 0
IL Fac. Spec. - NOX Rate Summer v3.1, Unit 784 and retrofits | 574 | 1797 | Rate Constraint in lbs/MMBtu | FALSE | L | Annual | Qualifying Generation | TWh | 0 | 0 | 0 | 0.0011984 | 0.0011984 | 0 | 0
IL Fac. Spec. - NOX Rate Summer v3.1, Unit 784 and retrofits | 574 | 1797 | Rate Constraint in lbs/MMBtu | FALSE | L | Annual | Rate | lb/MWh | 0 | 0 | 0 | 1.5253 | 1.5253 | 0 | 0
IL Fac. Spec. - NOX Rate Summer v3.1, Unit 784 and retrofits | 574 | 1797 | Rate Constraint in lbs/MMBtu | FALSE | L | Annual | Constraint Shadow Price | US2011$/Ton | 0 | 0 | 0 | 0 | 0 | 0 | 0
IL Fac. Spec. - NOX Rate Summer v3.1, Unit 785 and retrofits | 575 | 1797 | Rate Constraint in lbs/MMBtu | FALSE | L | Annual | Seasons Included | Seasons | Summer | Summer | Summer | Summer | Summer | Summer | Summer
IL Fac. Spec. - NOX Rate Summer v3.1, Unit 785 and retrofits | 575 | 1797 | Rate Constraint in lbs/MMBtu | FALSE | L | Annual | Standard NOX | lb/MMBtu | 0.25 | 0.25 | 0.25 | 0.25 | 0.25 | 0.25 | 0.25
IL Fac. Spec. - NOX Rate Summer v3.1, Unit 785 and retrofits | 575 | 1797 | Rate Constraint in lbs/MMBtu | FALSE | L | Annual | Emissions at Affected Plants NOX | Thousand Tons | 0 | 0 | 0 | 0.00093085 | 0.00093085 | 0 | 0
IL Fac. Spec. - NOX Rate Summer v3.1, Unit 785 and retrofits | 575 | 1797 | Rate Constraint in lbs/MMBtu | FALSE | L | Annual | Allowances Purchased NOX | Thousand Tons | 0 | 0 | 0 | 0 | 0 | 0 | 0
IL Fac. Spec. - NOX Rate Summer v3.1, Unit 785 and retrofits | 575 | 1797 | Rate Constraint in lbs/MMBtu | FALSE | L | Annual | Allowances Sold NOX | Thousand Tons | 0 | 0 | 0 | 0 | 0 | 0 | 0
IL Fac. Spec. - NOX Rate Summer v3.1, Unit 785 and retrofits | 575 | 1797 | Rate Constraint in lbs/MMBtu | FALSE | L | Annual | Allowances Banked | Thousand Tons | 0 | 0 | 0 | 0 | 0 | 0 | 0
IL Fac. Spec. - NOX Rate Summer v3.1, Unit 785 and retrofits | 575 | 1797 | Rate Constraint in lbs/MMBtu | FALSE | L | Annual | Allowances Withdrawn (1:1) | Thousand Tons | 0 | 0 | 0 | 0 | 0 | 0 | 0
IL Fac. Spec. - NOX Rate Summer v3.1, Unit 785 and retrofits | 575 | 1797 | Rate Constraint in lbs/MMBtu | FALSE | L | Annual | Allowances Withdrawn (n:1) | Thousand Tons | 0 | 0 | 0 | 0 | 0 | 0 | 0
IL Fac. Spec. - NOX Rate Summer v3.1, Unit 785 and retrofits | 575 | 1797 | Rate Constraint in lbs/MMBtu | FALSE | L | Annual | Net Emissions Allowance Position | Thousand Tons | 0 | 0 | 0 | 0.00093085 | 0.00093085 | 0 | 0
IL Fac. Spec. - NOX Rate Summer v3.1, Unit 785 and retrofits | 575 | 1797 | Rate Constraint in lbs/MMBtu | FALSE | L | Annual | Fuel Consumed | TBtu | 0 | 0 | 0 | 0.016924 | 0.016924 | 0 | 0
IL Fac. Spec. - NOX Rate Summer v3.1, Unit 785 and retrofits | 575 | 1797 | Rate Constraint in lbs/MMBtu | FALSE | L | Annual | Rate | lb/MMBtu | 0 | 0 | 0 | 0.11 | 0.11 | 0 | 0
IL Fac. Spec. - NOX Rate Summer v3.1, Unit 785 and retrofits | 575 | 1797 | Rate Constraint in lbs/MMBtu | FALSE | L | Annual | Generation | TWh | 0 | 0 | 0 | 0.0011984 | 0.0011984 | 0 | 0
IL Fac. Spec. - NOX Rate Summer v3.1, Unit 785 and retrofits | 575 | 1797 | Rate Constraint in lbs/MMBtu | FALSE | L | Annual | Qualifying Generation | TWh | 0 | 0 | 0 | 0.0011984 | 0.0011984 | 0 | 0
IL Fac. Spec. - NOX Rate Summer v3.1, Unit 785 and retrofits | 575 | 1797 | Rate Constraint in lbs/MMBtu | FALSE | L | Annual | Rate | lb/MWh | 0 | 0 | 0 | 1.5535 | 1.5535 | 0 | 0
IL Fac. Spec. - NOX Rate Summer v3.1, Unit 785 and retrofits | 575 | 1797 | Rate Constraint in lbs/MMBtu | FALSE | L | Annual | Constraint Shadow Price | US2011$/Ton | 0 | 0 | 0 | 0 | 0 | 0 | 0
IL Fac. Spec. - NOX Rate Summer v3.1, Unit 786 and retrofits | 576 | 1797 | Rate Constraint in lbs/MMBtu | FALSE | L | Annual | Seasons Included | Seasons | Summer | Summer | Summer | Summer | Summer | Summer | Summer
IL Fac. Spec. - NOX Rate Summer v3.1, Unit 786 and retrofits | 576 | 1797 | Rate Constraint in lbs/MMBtu | FALSE | L | Annual | Standard NOX | lb/MMBtu | 0.25 | 0.25 | 0.25 | 0.25 | 0.25 | 0.25 | 0.25
IL Fac. Spec. - NOX Rate Summer v3.1, Unit 786 and retrofits | 576 | 1797 | Rate Constraint in lbs/MMBtu | FALSE | L | Annual | Emissions at Affected Plants NOX | Thousand Tons | 0 | 0 | 0 | 0.0015318 | 0.0015318 | 0 | 0
IL Fac. Spec. - NOX Rate Summer v3.1, Unit 786 and retrofits | 576 | 1797 | Rate Constraint in lbs/MMBtu | FALSE | L | Annual | Allowances Purchased NOX | Thousand Tons | 0 | 0 | 0 | 0 | 0 | 0 | 0
IL Fac. Spec. - NOX Rate Summer v3.1, Unit 786 and retrofits | 576 | 1797 | Rate Constraint in lbs/MMBtu | FALSE | L | Annual | Allowances Sold NOX | Thousand Tons | 0 | 0 | 0 | 0 | 0 | 0 | 0
IL Fac. Spec. - NOX Rate Summer v3.1, Unit 786 and retrofits | 576 | 1797 | Rate Constraint in lbs/MMBtu | FALSE | L | Annual | Allowances Banked | Thousand Tons | 0 | 0 | 0 | 0 | 0 | 0 | 0
IL Fac. Spec. - NOX Rate Summer v3.1, Unit 786 and retrofits | 576 | 1797 | Rate Constraint in lbs/MMBtu | FALSE | L | Annual | Allowances Withdrawn (1:1) | Thousand Tons | 0 | 0 | 0 | 0 | 0 | 0 | 0
IL Fac. Spec. - NOX Rate Summer v3.1, Unit 786 and retrofits | 576 | 1797 | Rate Constraint in lbs/MMBtu | FALSE | L | Annual | Allowances Withdrawn (n:1) | Thousand Tons | 0 | 0 | 0 | 0 | 0 | 0 | 0
IL Fac. Spec. - NOX Rate Summer v3.1, Unit 786 and retrofits | 576 | 1797 | Rate Constraint in lbs/MMBtu | FALSE | L | Annual | Net Emissions Allowance Position | Thousand Tons | 0 | 0 | 0 | 0.0015318 | 0.0015318 | 0 | 0
IL Fac. Spec. - NOX Rate Summer v3.1, Unit 786 and retrofits | 576 | 1797 | Rate Constraint in lbs/MMBtu | FALSE | L | Annual | Fuel Consumed | TBtu | 0 | 0 | 0 | 0.025897 | 0.025897 | 0 | 0
IL Fac. Spec. - NOX Rate Summer v3.1, Unit 786 and retrofits | 576 | 1797 | Rate Constraint in lbs/MMBtu | FALSE | L | Annual | Rate | lb/MMBtu | 0 | 0 | 0 | 0.1183 | 0.1183 | 0 | 0
IL Fac. Spec. - NOX Rate Summer v3.1, Unit 786 and retrofits | 576 | 1797 | Rate Constraint in lbs/MMBtu | FALSE | L | Annual | Generation | TWh | 0 | 0 | 0 | 0.0018335 | 0.0018335 | 0 | 0
IL Fac. Spec. - NOX Rate Summer v3.1, Unit 786 and retrofits | 576 | 1797 | Rate Constraint in lbs/MMBtu | FALSE | L | Annual | Qualifying Generation | TWh | 0 | 0 | 0 | 0.0018335 | 0.0018335 | 0 | 0
IL Fac. Spec. - NOX Rate Summer v3.1, Unit 786 and retrofits | 576 | 1797 | Rate Constraint in lbs/MMBtu | FALSE | L | Annual | Rate | lb/MWh | 0 | 0 | 0 | 1.6709 | 1.6709 | 0 | 0
IL Fac. Spec. - NOX Rate Summer v3.1, Unit 786 and retrofits | 576 | 1797 | Rate Constraint in lbs/MMBtu | FALSE | L | Annual | Constraint Shadow Price | US2011$/Ton | 0 | 0 | 0 | 0 | 0 | 0 | 0
IL Fac. Spec. - NOX Rate Summer v3.1, Unit 787 and retrofits | 577 | 1797 | Rate Constraint in lbs/MMBtu | FALSE | L | Annual | Seasons Included | Seasons | Summer | Summer | Summer | Summer | Summer | Summer | Summer
IL Fac. Spec. - NOX Rate Summer v3.1, Unit 787 and retrofits | 577 | 1797 | Rate Constraint in lbs/MMBtu | FALSE | L | Annual | Standard NOX | lb/MMBtu | 0.25 | 0.25 | 0.25 | 0.25 | 0.25 | 0.25 | 0.25
IL Fac. Spec. - NOX Rate Summer v3.1, Unit 787 and retrofits | 577 | 1797 | Rate Constraint in lbs/MMBtu | FALSE | L | Annual | Emissions at Affected Plants NOX | Thousand Tons | 0 | 0 | 0 | 0.0015729 | 0.0015729 | 0 | 0
IL Fac. Spec. - NOX Rate Summer v3.1, Unit 787 and retrofits | 577 | 1797 | Rate Constraint in lbs/MMBtu | FALSE | L | Annual | Allowances Purchased NOX | Thousand Tons | 0 | 0 | 0 | 0 | 0 | 0 | 0
IL Fac. Spec. - NOX Rate Summer v3.1, Unit 787 and retrofits | 577 | 1797 | Rate Constraint in lbs/MMBtu | FALSE | L | Annual | Allowances Sold NOX | Thousand Tons | 0 | 0 | 0 | 0 | 0 | 0 | 0
IL Fac. Spec. - NOX Rate Summer v3.1, Unit 787 and retrofits | 577 | 1797 | Rate Constraint in lbs/MMBtu | FALSE | L | Annual | Allowances Banked | Thousand Tons | 0 | 0 | 0 | 0 | 0 | 0 | 0
IL Fac. Spec. - NOX Rate Summer v3.1, Unit 787 and retrofits | 577 | 1797 | Rate Constraint in lbs/MMBtu | FALSE | L | Annual | Allowances Withdrawn (1:1) | Thousand Tons | 0 | 0 | 0 | 0 | 0 | 0 | 0
IL Fac. Spec. - NOX Rate Summer v3.1, Unit 787 and retrofits | 577 | 1797 | Rate Constraint in lbs/MMBtu | FALSE | L | Annual | Allowances Withdrawn (n:1) | Thousand Tons | 0 | 0 | 0 | 0 | 0 | 0 | 0
IL Fac. Spec. - NOX Rate Summer v3.1, Unit 787 and retrofits | 577 | 1797 | Rate Constraint in lbs/MMBtu | FALSE | L | Annual | Net Emissions Allowance Position | Thousand Tons | 0 | 0 | 0 | 0.0015729 | 0.0015729 | 0 | 0
IL Fac. Spec. - NOX Rate Summer v3.1, Unit 787 and retrofits | 577 | 1797 | Rate Constraint in lbs/MMBtu | FALSE | L | Annual | Fuel Consumed | TBtu | 0 | 0 | 0 | 0.025891 | 0.025891 | 0 | 0
IL Fac. Spec. - NOX Rate Summer v3.1, Unit 787 and retrofits | 577 | 1797 | Rate Constraint in lbs/MMBtu | FALSE | L | Annual | Rate | lb/MMBtu | 0 | 0 | 0 | 0.1215 | 0.1215 | 0 | 0
IL Fac. Spec. - NOX Rate Summer v3.1, Unit 787 and retrofits | 577 | 1797 | Rate Constraint in lbs/MMBtu | FALSE | L | Annual | Generation | TWh | 0 | 0 | 0 | 0.0018335 | 0.0018335 | 0 | 0
IL Fac. Spec. - NOX Rate Summer v3.1, Unit 787 and retrofits | 577 | 1797 | Rate Constraint in lbs/MMBtu | FALSE | L | Annual | Qualifying Generation | TWh | 0 | 0 | 0 | 0.0018335 | 0.0018335 | 0 | 0
IL Fac. Spec. - NOX Rate Summer v3.1, Unit 787 and retrofits | 577 | 1797 | Rate Constraint in lbs/MMBtu | FALSE | L | Annual | Rate | lb/MWh | 0 | 0 | 0 | 1.7157 | 1.7157 | 0 | 0
IL Fac. Spec. - NOX Rate Summer v3.1, Unit 787 and retrofits | 577 | 1797 | Rate Constraint in lbs/MMBtu | FALSE | L | Annual | Constraint Shadow Price | US2011$/Ton | 0 | 0 | 0 | 0 | 0 | 0 | 0
IL Fac. Spec. - NOX Rate Summer v3.1, Unit 788 and retrofits | 578 | 1797 | Rate Constraint in lbs/MMBtu | FALSE | L | Annual | Seasons Included | Seasons | Summer | Summer | Summer | Summer | Summer | Summer | Summer
IL Fac. Spec. - NOX Rate Summer v3.1, Unit 788 and retrofits | 578 | 1797 | Rate Constraint in lbs/MMBtu | FALSE | L | Annual | Standard NOX | lb/MMBtu | 0.25 | 0.25 | 0.25 | 0.25 | 0.25 | 0.25 | 0.25
IL Fac. Spec. - NOX Rate Summer v3.1, Unit 788 and retrofits | 578 | 1797 | Rate Constraint in lbs/MMBtu | FALSE | L | Annual | Emissions at Affected Plants NOX | Thousand Tons | 0 | 0 | 0 | 0.0015522 | 0.0015522 | 0.00092111 | 0
IL Fac. Spec. - NOX Rate Summer v3.1, Unit 788 and retrofits | 578 | 1797 | Rate Constraint in lbs/MMBtu | FALSE | L | Annual | Allowances Purchased NOX | Thousand Tons | 0 | 0 | 0 | 0 | 0 | 0 | 0
IL Fac. Spec. - NOX Rate Summer v3.1, Unit 788 and retrofits | 578 | 1797 | Rate Constraint in lbs/MMBtu | FALSE | L | Annual | Allowances Sold NOX | Thousand Tons | 0 | 0 | 0 | 0 | 0 | 0 | 0
IL Fac. Spec. - NOX Rate Summer v3.1, Unit 788 and retrofits | 578 | 1797 | Rate Constraint in lbs/MMBtu | FALSE | L | Annual | Allowances Banked | Thousand Tons | 0 | 0 | 0 | 0 | 0 | 0 | 0
IL Fac. Spec. - NOX Rate Summer v3.1, Unit 788 and retrofits | 578 | 1797 | Rate Constraint in lbs/MMBtu | FALSE | L | Annual | Allowances Withdrawn (1:1) | Thousand Tons | 0 | 0 | 0 | 0 | 0 | 0 | 0
IL Fac. Spec. - NOX Rate Summer v3.1, Unit 788 and retrofits | 578 | 1797 | Rate Constraint in lbs/MMBtu | FALSE | L | Annual | Allowances Withdrawn (n:1) | Thousand Tons | 0 | 0 | 0 | 0 | 0 | 0 | 0
IL Fac. Spec. - NOX Rate Summer v3.1, Unit 788 and retrofits | 578 | 1797 | Rate Constraint in lbs/MMBtu | FALSE | L | Annual | Net Emissions Allowance Position | Thousand Tons | 0 | 0 | 0 | 0.0015522 | 0.0015522 | 0.00092111 | 0
IL Fac. Spec. - NOX Rate Summer v3.1, Unit 788 and retrofits | 578 | 1797 | Rate Constraint in lbs/MMBtu | FALSE | L | Annual | Fuel Consumed | TBtu | 0 | 0 | 0 | 0.025891 | 0.025891 | 0.015365 | 0
IL Fac. Spec. - NOX Rate Summer v3.1, Unit 788 and retrofits | 578 | 1797 | Rate Constraint in lbs/MMBtu | FALSE | L | Annual | Rate | lb/MMBtu | 0 | 0 | 0 | 0.1199 | 0.1199 | 0.1199 | 0
IL Fac. Spec. - NOX Rate Summer v3.1, Unit 788 and retrofits | 578 | 1797 | Rate Constraint in lbs/MMBtu | FALSE | L | Annual | Generation | TWh | 0 | 0 | 0 | 0.0018335 | 0.0018335 | 0.0010881 | 0
IL Fac. Spec. - NOX Rate Summer v3.1, Unit 788 and retrofits | 578 | 1797 | Rate Constraint in lbs/MMBtu | FALSE | L | Annual | Qualifying Generation | TWh | 0 | 0 | 0 | 0.0018335 | 0.0018335 | 0.0010881 | 0
IL Fac. Spec. - NOX Rate Summer v3.1, Unit 788 and retrofits | 578 | 1797 | Rate Constraint in lbs/MMBtu | FALSE | L | Annual | Rate | lb/MWh | 0 | 0 | 0 | 1.6931 | 1.6931 | 1.6931 | 0
IL Fac. Spec. - NOX Rate Summer v3.1, Unit 788 and retrofits | 578 | 1797 | Rate Constraint in lbs/MMBtu | FALSE | L | Annual | Constraint Shadow Price | US2011$/Ton | 0 | 0 | 0 | 0 | 0 | 0 | 0
IL Fac. Spec. - NOX Rate Summer v3.1, Unit 790 and retrofits | 579 | 1797 | Rate Constraint in lbs/MMBtu | FALSE | L | Annual | Seasons Included | Seasons | Summer | Summer | Summer | Summer | Summer | Summer | Summer
IL Fac. Spec. - NOX Rate Summer v3.1, Unit 790 and retrofits | 579 | 1797 | Rate Constraint in lbs/MMBtu | FALSE | L | Annual | Standard NOX | lb/MMBtu | 0.25 | 0.25 | 0.25 | 0.25 | 0.25 | 0.25 | 0.25
IL Fac. Spec. - NOX Rate Summer v3.1, Unit 790 and retrofits | 579 | 1797 | Rate Constraint in lbs/MMBtu | FALSE | L | Annual | Emissions at Affected Plants NOX | Thousand Tons | 0 | 0 | 0 | 0 | 0.00051777 | 0 | 0
IL Fac. Spec. - NOX Rate Summer v3.1, Unit 790 and retrofits | 579 | 1797 | Rate Constraint in lbs/MMBtu | FALSE | L | Annual | Allowances Purchased NOX | Thousand Tons | 0 | 0 | 0 | 0 | 0 | 0 | 0
IL Fac. Spec. - NOX Rate Summer v3.1, Unit 790 and retrofits | 579 | 1797 | Rate Constraint in lbs/MMBtu | FALSE | L | Annual | Allowances Sold NOX | Thousand Tons | 0 | 0 | 0 | 0 | 0 | 0 | 0
IL Fac. Spec. - NOX Rate Summer v3.1, Unit 790 and retrofits | 579 | 1797 | Rate Constraint in lbs/MMBtu | FALSE | L | Annual | Allowances Banked | Thousand Tons | 0 | 0 | 0 | 0 | 0 | 0 | 0
IL Fac. Spec. - NOX Rate Summer v3.1, Unit 790 and retrofits | 579 | 1797 | Rate Constraint in lbs/MMBtu | FALSE | L | Annual | Allowances Withdrawn (1:1) | Thousand Tons | 0 | 0 | 0 | 0 | 0 | 0 | 0
IL Fac. Spec. - NOX Rate Summer v3.1, Unit 790 and retrofits | 579 | 1797 | Rate Constraint in lbs/MMBtu | FALSE | L | Annual | Allowances Withdrawn (n:1) | Thousand Tons | 0 | 0 | 0 | 0 | 0 | 0 | 0
IL Fac. Spec. - NOX Rate Summer v3.1, Unit 790 and retrofits | 579 | 1797 | Rate Constraint in lbs/MMBtu | FALSE | L | Annual | Net Emissions Allowance Position | Thousand Tons | 0 | 0 | 0 | 0 | 0.00051777 | 0 | 0
IL Fac. Spec. - NOX Rate Summer v3.1, Unit 790 and retrofits | 579 | 1797 | Rate Constraint in lbs/MMBtu | FALSE | L | Annual | Fuel Consumed | TBtu | 0 | 0 | 0 | 0 | 0.037314 | 0 | 0
IL Fac. Spec. - NOX Rate Summer v3.1, Unit 790 and retrofits | 579 | 1797 | Rate Constraint in lbs/MMBtu | FALSE | L | Annual | Rate | lb/MMBtu | 0 | 0 | 0 | 0 | 0.027752 | 0 | 0
IL Fac. Spec. - NOX Rate Summer v3.1, Unit 790 and retrofits | 579 | 1797 | Rate Constraint in lbs/MMBtu | FALSE | L | Annual | Generation | TWh | 0 | 0 | 0 | 0 | 0.0023336 | 0 | 0
IL Fac. Spec. - NOX Rate Summer v3.1, Unit 790 and retrofits | 579 | 1797 | Rate Constraint in lbs/MMBtu | FALSE | L | Annual | Qualifying Generation | TWh | 0 | 0 | 0 | 0 | 0.0023336 | 0 | 0
IL Fac. Spec. - NOX Rate Summer v3.1, Unit 790 and retrofits | 579 | 1797 | Rate Constraint in lbs/MMBtu | FALSE | L | Annual | Rate | lb/MWh | 0 | 0 | 0 | 0 | 0.44376 | 0 | 0
IL Fac. Spec. - NOX Rate Summer v3.1, Unit 790 and retrofits | 579 | 1797 | Rate Constraint in lbs/MMBtu | FALSE | L | Annual | Constraint Shadow Price | US2011$/Ton | 0 | 0 | 0 | 0 | 0 | 0 | 0
IL Fac. Spec. - NOX Rate Summer v3.1, Unit 791 and retrofits | 580 | 1797 | Rate Constraint in lbs/MMBtu | FALSE | L | Annual | Seasons Included | Seasons | Summer | Summer | Summer | Summer | Summer | Summer | Summer
IL Fac. Spec. - NOX Rate Summer v3.1, Unit 791 and retrofits | 580 | 1797 | Rate Constraint in lbs/MMBtu | FALSE | L | Annual | Standard NOX | lb/MMBtu | 0.25 | 0.25 | 0.25 | 0.25 | 0.25 | 0.25 | 0.25
IL Fac. Spec. - NOX Rate Summer v3.1, Unit 791 and retrofits | 580 | 1797 | Rate Constraint in lbs/MMBtu | FALSE | L | Annual | Emissions at Affected Plants NOX | Thousand Tons | 0 | 0 | 0 | 0 | 0.0006459 | 0 | 0
IL Fac. Spec. - NOX Rate Summer v3.1, Unit 791 and retrofits | 580 | 1797 | Rate Constraint in lbs/MMBtu | FALSE | L | Annual | Allowances Purchased NOX | Thousand Tons | 0 | 0 | 0 | 0 | 0 | 0 | 0
IL Fac. Spec. - NOX Rate Summer v3.1, Unit 791 and retrofits | 580 | 1797 | Rate Constraint in lbs/MMBtu | FALSE | L | Annual | Allowances Sold NOX | Thousand Tons | 0 | 0 | 0 | 0 | 0 | 0 | 0
IL Fac. Spec. - NOX Rate Summer v3.1, Unit 791 and retrofits | 580 | 1797 | Rate Constraint in lbs/MMBtu | FALSE | L | Annual | Allowances Banked | Thousand Tons | 0 | 0 | 0 | 0 | 0 | 0 | 0
IL Fac. Spec. - NOX Rate Summer v3.1, Unit 791 and retrofits | 580 | 1797 | Rate Constraint in lbs/MMBtu | FALSE | L | Annual | Allowances Withdrawn (1:1) | Thousand Tons | 0 | 0 | 0 | 0 | 0 | 0 | 0
IL Fac. Spec. - NOX Rate Summer v3.1, Unit 791 and retrofits | 580 | 1797 | Rate Constraint in lbs/MMBtu | FALSE | L | Annual | Allowances Withdrawn (n:1) | Thousand Tons | 0 | 0 | 0 | 0 | 0 | 0 | 0
IL Fac. Spec. - NOX Rate Summer v3.1, Unit 791 and retrofits | 580 | 1797 | Rate Constraint in lbs/MMBtu | FALSE | L | Annual | Net Emissions Allowance Position | Thousand Tons | 0 | 0 | 0 | 0 | 0.0006459 | 0 | 0
IL Fac. Spec. - NOX Rate Summer v3.1, Unit 791 and retrofits | 580 | 1797 | Rate Constraint in lbs/MMBtu | FALSE | L | Annual | Fuel Consumed | TBtu | 0 | 0 | 0 | 0 | 0.037316 | 0 | 0
IL Fac. Spec. - NOX Rate Summer v3.1, Unit 791 and retrofits | 580 | 1797 | Rate Constraint in lbs/MMBtu | FALSE | L | Annual | Rate | lb/MMBtu | 0 | 0 | 0 | 0 | 0.034618 | 0 | 0
IL Fac. Spec. - NOX Rate Summer v3.1, Unit 791 and retrofits | 580 | 1797 | Rate Constraint in lbs/MMBtu | FALSE | L | Annual | Generation | TWh | 0 | 0 | 0 | 0 | 0.0023336 | 0 | 0
IL Fac. Spec. - NOX Rate Summer v3.1, Unit 791 and retrofits | 580 | 1797 | Rate Constraint in lbs/MMBtu | FALSE | L | Annual | Qualifying Generation | TWh | 0 | 0 | 0 | 0 | 0.0023336 | 0 | 0
IL Fac. Spec. - NOX Rate Summer v3.1, Unit 791 and retrofits | 580 | 1797 | Rate Constraint in lbs/MMBtu | FALSE | L | Annual | Rate | lb/MWh | 0 | 0 | 0 | 0 | 0.55357 | 0 | 0
IL Fac. Spec. - NOX Rate Summer v3.1, Unit 791 and retrofits | 580 | 1797 | Rate Constraint in lbs/MMBtu | FALSE | L | Annual | Constraint Shadow Price | US2011$/Ton | 0 | 0 | 0 | 0 | 0 | 0 | 0
IL Fac. Spec. - NOX Rate Summer v3.1, Unit 811 and retrofits | 581 | 1797 | Rate Constraint in lbs/MMBtu | FALSE | L | Annual | Seasons Included | Seasons | Summer | Summer | Summer | Summer | Summer | Summer | Summer
IL Fac. Spec. - NOX Rate Summer v3.1, Unit 811 and retrofits | 581 | 1797 | Rate Constraint in lbs/MMBtu | FALSE | L | Annual | Standard NOX | lb/MMBtu | 0.25 | 0.25 | 0.25 | 0.25 | 0.25 | 0.25 | 0.25
IL Fac. Spec. - NOX Rate Summer v3.1, Unit 811 and retrofits | 581 | 1797 | Rate Constraint in lbs/MMBtu | FALSE | L | Annual | Emissions at Affected Plants NOX | Thousand Tons | 0.0023586 | 0.0023586 | 0.0023586 | 0.0023586 | 0.0023586 | 0.0023586 | 0.0023586
IL Fac. Spec. - NOX Rate Summer v3.1, Unit 811 and retrofits | 581 | 1797 | Rate Constraint in lbs/MMBtu | FALSE | L | Annual | Allowances Purchased NOX | Thousand Tons | 0 | 0 | 0 | 0 | 0 | 0 | 0
IL Fac. Spec. - NOX Rate Summer v3.1, Unit 811 and retrofits | 581 | 1797 | Rate Constraint in lbs/MMBtu | FALSE | L | Annual | Allowances Sold NOX | Thousand Tons | 0 | 0 | 0 | 0 | 0 | 0 | 0
IL Fac. Spec. - NOX Rate Summer v3.1, Unit 811 and retrofits | 581 | 1797 | Rate Constraint in lbs/MMBtu | FALSE | L | Annual | Allowances Banked | Thousand Tons | 0 | 0 | 0 | 0 | 0 | 0 | 0
IL Fac. Spec. - NOX Rate Summer v3.1, Unit 811 and retrofits | 581 | 1797 | Rate Constraint in lbs/MMBtu | FALSE | L | Annual | Allowances Withdrawn (1:1) | Thousand Tons | 0 | 0 | 0 | 0 | 0 | 0 | 0
IL Fac. Spec. - NOX Rate Summer v3.1, Unit 811 and retrofits | 581 | 1797 | Rate Constraint in lbs/MMBtu | FALSE | L | Annual | Allowances Withdrawn (n:1) | Thousand Tons | 0 | 0 | 0 | 0 | 0 | 0 | 0
IL Fac. Spec. - NOX Rate Summer v3.1, Unit 811 and retrofits | 581 | 1797 | Rate Constraint in lbs/MMBtu | FALSE | L | Annual | Net Emissions Allowance Position | Thousand Tons | 0.0023586 | 0.0023586 | 0.0023586 | 0.0023586 | 0.0023586 | 0.0023586 | 0.0023586
IL Fac. Spec. - NOX Rate Summer v3.1, Unit 811 and retrofits | 581 | 1797 | Rate Constraint in lbs/MMBtu | FALSE | L | Annual | Fuel Consumed | TBtu | 0.16423 | 0.16423 | 0.16423 | 0.16423 | 0.16423 | 0.16423 | 0.16423
IL Fac. Spec. - NOX Rate Summer v3.1, Unit 811 and retrofits | 581 | 1797 | Rate Constraint in lbs/MMBtu | FALSE | L | Annual | Rate | lb/MMBtu | 0.028723 | 0.028723 | 0.028723 | 0.028723 | 0.028723 | 0.028723 | 0.028723
IL Fac. Spec. - NOX Rate Summer v3.1, Unit 811 and retrofits | 581 | 1797 | Rate Constraint in lbs/MMBtu | FALSE | L | Annual | Generation | TWh | 0.012371 | 0.012371 | 0.012371 | 0.012371 | 0.012371 | 0.012371 | 0.012371
IL Fac. Spec. - NOX Rate Summer v3.1, Unit 811 and retrofits | 581 | 1797 | Rate Constraint in lbs/MMBtu | FALSE | L | Annual | Qualifying Generation | TWh | 0.012371 | 0.012371 | 0.012371 | 0.012371 | 0.012371 | 0.012371 | 0.012371
IL Fac. Spec. - NOX Rate Summer v3.1, Unit 811 and retrofits | 581 | 1797 | Rate Constraint in lbs/MMBtu | FALSE | L | Annual | Rate | lb/MWh | 0.38133 | 0.38133 | 0.38133 | 0.38133 | 0.38133 | 0.38133 | 0.38133
IL Fac. Spec. - NOX Rate Summer v3.1, Unit 811 and retrofits | 581 | 1797 | Rate Constraint in lbs/MMBtu | FALSE | L | Annual | Constraint Shadow Price | US2011$/Ton | 0 | 0 | 0 | 0 | 0 | 0 | 0
IL Fac. Spec. - NOX Rate Summer v3.1, Unit 812 and retrofits | 582 | 1797 | Rate Constraint in lbs/MMBtu | FALSE | L | Annual | Seasons Included | Seasons | Summer | Summer | Summer | Summer | Summer | Summer | Summer
IL Fac. Spec. - NOX Rate Summer v3.1, Unit 812 and retrofits | 582 | 1797 | Rate Constraint in lbs/MMBtu | FALSE | L | Annual | Standard NOX | lb/MMBtu | 0.25 | 0.25 | 0.25 | 0.25 | 0.25 | 0.25 | 0.25
IL Fac. Spec. - NOX Rate Summer v3.1, Unit 812 and retrofits | 582 | 1797 | Rate Constraint in lbs/MMBtu | FALSE | L | Annual | Emissions at Affected Plants NOX | Thousand Tons | 0.0021962 | 0.0021962 | 0.00043204 | 0.0021962 | 0.0021962 | 0.0021962 | 0.0021962
IL Fac. Spec. - NOX Rate Summer v3.1, Unit 812 and retrofits | 582 | 1797 | Rate Constraint in lbs/MMBtu | FALSE | L | Annual | Allowances Purchased NOX | Thousand Tons | 0 | 0 | 0 | 0 | 0 | 0 | 0
IL Fac. Spec. - NOX Rate Summer v3.1, Unit 812 and retrofits | 582 | 1797 | Rate Constraint in lbs/MMBtu | FALSE | L | Annual | Allowances Sold NOX | Thousand Tons | 0 | 0 | 0 | 0 | 0 | 0 | 0
IL Fac. Spec. - NOX Rate Summer v3.1, Unit 812 and retrofits | 582 | 1797 | Rate Constraint in lbs/MMBtu | FALSE | L | Annual | Allowances Banked | Thousand Tons | 0 | 0 | 0 | 0 | 0 | 0 | 0
IL Fac. Spec. - NOX Rate Summer v3.1, Unit 812 and retrofits | 582 | 1797 | Rate Constraint in lbs/MMBtu | FALSE | L | Annual | Allowances Withdrawn (1:1) | Thousand Tons | 0 | 0 | 0 | 0 | 0 | 0 | 0
IL Fac. Spec. - NOX Rate Summer v3.1, Unit 812 and retrofits | 582 | 1797 | Rate Constraint in lbs/MMBtu | FALSE | L | Annual | Allowances Withdrawn (n:1) | Thousand Tons | 0 | 0 | 0 | 0 | 0 | 0 | 0
IL Fac. Spec. - NOX Rate Summer v3.1, Unit 812 and retrofits | 582 | 1797 | Rate Constraint in lbs/MMBtu | FALSE | L | Annual | Net Emissions Allowance Position | Thousand Tons | 0.0021962 | 0.0021962 | 0.00043204 | 0.0021962 | 0.0021962 | 0.0021962 | 0.0021962
IL Fac. Spec. - NOX Rate Summer v3.1, Unit 812 and retrofits | 582 | 1797 | Rate Constraint in lbs/MMBtu | FALSE | L | Annual | Fuel Consumed | TBtu | 0.16424 | 0.16424 | 0.03231 | 0.16424 | 0.16424 | 0.16424 | 0.16424
IL Fac. Spec. - NOX Rate Summer v3.1, Unit 812 and retrofits | 582 | 1797 | Rate Constraint in lbs/MMBtu | FALSE | L | Annual | Rate | lb/MMBtu | 0.026743 | 0.026743 | 0.026743 | 0.026743 | 0.026743 | 0.026743 | 0.026743
IL Fac. Spec. - NOX Rate Summer v3.1, Unit 812 and retrofits | 582 | 1797 | Rate Constraint in lbs/MMBtu | FALSE | L | Annual | Generation | TWh | 0.012371 | 0.012371 | 0.0024336 | 0.012371 | 0.012371 | 0.012371 | 0.012371
IL Fac. Spec. - NOX Rate Summer v3.1, Unit 812 and retrofits | 582 | 1797 | Rate Constraint in lbs/MMBtu | FALSE | L | Annual | Qualifying Generation | TWh | 0.012371 | 0.012371 | 0.0024336 | 0.012371 | 0.012371 | 0.012371 | 0.012371
IL Fac. Spec. - NOX Rate Summer v3.1, Unit 812 and retrofits | 582 | 1797 | Rate Constraint in lbs/MMBtu | FALSE | L | Annual | Rate | lb/MWh | 0.35507 | 0.35507 | 0.35507 | 0.35507 | 0.35507 | 0.35507 | 0.35507
IL Fac. Spec. - NOX Rate Summer v3.1, Unit 812 and retrofits | 582 | 1797 | Rate Constraint in lbs/MMBtu | FALSE | L | Annual | Constraint Shadow Price | US2011$/Ton | 0 | 0 | 0 | 0 | 0 | 0 | 0
IL Fac. Spec. - NOX Rate Summer v3.1, Unit 813 and retrofits | 583 | 1797 | Rate Constraint in lbs/MMBtu | FALSE | L | Annual | Seasons Included | Seasons | Summer | Summer | Summer | Summer | Summer | Summer | Summer
IL Fac. Spec. - NOX Rate Summer v3.1, Unit 813 and retrofits | 583 | 1797 | Rate Constraint in lbs/MMBtu | FALSE | L | Annual | Standard NOX | lb/MMBtu | 0.25 | 0.25 | 0.25 | 0.25 | 0.25 | 0.25 | 0.25
IL Fac. Spec. - NOX Rate Summer v3.1, Unit 813 and retrofits | 583 | 1797 | Rate Constraint in lbs/MMBtu | FALSE | L | Annual | Emissions at Affected Plants NOX | Thousand Tons | 0.00043878 | 0.00043878 | 0.00043878 | 0.0022304 | 0.0022304 | 0.0022304 | 0.0022304
IL Fac. Spec. - NOX Rate Summer v3.1, Unit 813 and retrofits | 583 | 1797 | Rate Constraint in lbs/MMBtu | FALSE | L | Annual | Allowances Purchased NOX | Thousand Tons | 0 | 0 | 0 | 0 | 0 | 0 | 0
IL Fac. Spec. - NOX Rate Summer v3.1, Unit 813 and retrofits | 583 | 1797 | Rate Constraint in lbs/MMBtu | FALSE | L | Annual | Allowances Sold NOX | Thousand Tons | 0 | 0 | 0 | 0 | 0 | 0 | 0
IL Fac. Spec. - NOX Rate Summer v3.1, Unit 813 and retrofits | 583 | 1797 | Rate Constraint in lbs/MMBtu | FALSE | L | Annual | Allowances Banked | Thousand Tons | 0 | 0 | 0 | 0 | 0 | 0 | 0
IL Fac. Spec. - NOX Rate Summer v3.1, Unit 813 and retrofits | 583 | 1797 | Rate Constraint in lbs/MMBtu | FALSE | L | Annual | Allowances Withdrawn (1:1) | Thousand Tons | 0 | 0 | 0 | 0 | 0 | 0 | 0
IL Fac. Spec. - NOX Rate Summer v3.1, Unit 813 and retrofits | 583 | 1797 | Rate Constraint in lbs/MMBtu | FALSE | L | Annual | Allowances Withdrawn (n:1) | Thousand Tons | 0 | 0 | 0 | 0 | 0 | 0 | 0
IL Fac. Spec. - NOX Rate Summer v3.1, Unit 813 and retrofits | 583 | 1797 | Rate Constraint in lbs/MMBtu | FALSE | L | Annual | Net Emissions Allowance Position | Thousand Tons | 0.00043878 | 0.00043878 | 0.00043878 | 0.0022304 | 0.0022304 | 0.0022304 | 0.0022304
IL Fac. Spec. - NOX Rate Summer v3.1, Unit 813 and retrofits | 583 | 1797 | Rate Constraint in lbs/MMBtu | FALSE | L | Annual | Fuel Consumed | TBtu | 0.03231 | 0.03231 | 0.03231 | 0.16424 | 0.16424 | 0.16424 | 0.16424
IL Fac. Spec. - NOX Rate Summer v3.1, Unit 813 and retrofits | 583 | 1797 | Rate Constraint in lbs/MMBtu | FALSE | L | Annual | Rate | lb/MMBtu | 0.02716 | 0.02716 | 0.02716 | 0.02716 | 0.02716 | 0.02716 | 0.02716
IL Fac. Spec. - NOX Rate Summer v3.1, Unit 813 and retrofits | 583 | 1797 | Rate Constraint in lbs/MMBtu | FALSE | L | Annual | Generation | TWh | 0.0024336 | 0.0024336 | 0.0024336 | 0.012371 | 0.012371 | 0.012371 | 0.012371
IL Fac. Spec. - NOX Rate Summer v3.1, Unit 813 and retrofits | 583 | 1797 | Rate Constraint in lbs/MMBtu | FALSE | L | Annual | Qualifying Generation | TWh | 0.0024336 | 0.0024336 | 0.0024336 | 0.012371 | 0.012371 | 0.012371 | 0.012371
IL Fac. Spec. - NOX Rate Summer v3.1, Unit 813 and retrofits | 583 | 1797 | Rate Constraint in lbs/MMBtu | FALSE | L | Annual | Rate | lb/MWh | 0.3606 | 0.3606 | 0.3606 | 0.3606 | 0.3606 | 0.3606 | 0.3606
IL Fac. Spec. - NOX Rate Summer v3.1, Unit 813 and retrofits | 583 | 1797 | Rate Constraint in lbs/MMBtu | FALSE | L | Annual | Constraint Shadow Price | US2011$/Ton | 0 | 0 | 0 | 0 | 0 | 0 | 0
IL Fac. Spec. - NOX Rate Summer v3.1, Unit 814 and retrofits | 584 | 1797 | Rate Constraint in lbs/MMBtu | FALSE | L | Annual | Seasons Included | Seasons | Summer | Summer | Summer | Summer | Summer | Summer | Summer
IL Fac. Spec. - NOX Rate Summer v3.1, Unit 814 and retrofits | 584 | 1797 | Rate Constraint in lbs/MMBtu | FALSE | L | Annual | Standard NOX | lb/MMBtu | 0.25 | 0.25 | 0.25 | 0.25 | 0.25 | 0.25 | 0.25
IL Fac. Spec. - NOX Rate Summer v3.1, Unit 814 and retrofits | 584 | 1797 | Rate Constraint in lbs/MMBtu | FALSE | L | Annual | Emissions at Affected Plants NOX | Thousand Tons | 0.00044033 | 0.00044033 | 0.00044033 | 0.0022384 | 0.0022384 | 0.0022384 | 0.0022384
IL Fac. Spec. - NOX Rate Summer v3.1, Unit 814 and retrofits | 584 | 1797 | Rate Constraint in lbs/MMBtu | FALSE | L | Annual | Allowances Purchased NOX | Thousand Tons | 0 | 0 | 0 | 0 | 0 | 0 | 0
IL Fac. Spec. - NOX Rate Summer v3.1, Unit 814 and retrofits | 584 | 1797 | Rate Constraint in lbs/MMBtu | FALSE | L | Annual | Allowances Sold NOX | Thousand Tons | 0 | 0 | 0 | 0 | 0 | 0 | 0
IL Fac. Spec. - NOX Rate Summer v3.1, Unit 814 and retrofits | 584 | 1797 | Rate Constraint in lbs/MMBtu | FALSE | L | Annual | Allowances Banked | Thousand Tons | 0 | 0 | 0 | 0 | 0 | 0 | 0
IL Fac. Spec. - NOX Rate Summer v3.1, Unit 814 and retrofits | 584 | 1797 | Rate Constraint in lbs/MMBtu | FALSE | L | Annual | Allowances Withdrawn (1:1) | Thousand Tons | 0 | 0 | 0 | 0 | 0 | 0 | 0
IL Fac. Spec. - NOX Rate Summer v3.1, Unit 814 and retrofits | 584 | 1797 | Rate Constraint in lbs/MMBtu | FALSE | L | Annual | Allowances Withdrawn (n:1) | Thousand Tons | 0 | 0 | 0 | 0 | 0 | 0 | 0
IL Fac. Spec. - NOX Rate Summer v3.1, Unit 814 and retrofits | 584 | 1797 | Rate Constraint in lbs/MMBtu | FALSE | L | Annual | Net Emissions Allowance Position | Thousand Tons | 0.00044033 | 0.00044033 | 0.00044033 | 0.0022384 | 0.0022384 | 0.0022384 | 0.0022384
IL Fac. Spec. - NOX Rate Summer v3.1, Unit 814 and retrofits | 584 | 1797 | Rate Constraint in lbs/MMBtu | FALSE | L | Annual | Fuel Consumed | TBtu | 0.03231 | 0.03231 | 0.03231 | 0.16424 | 0.16424 | 0.16424 | 0.16424
IL Fac. Spec. - NOX Rate Summer v3.1, Unit 814 and retrofits | 584 | 1797 | Rate Constraint in lbs/MMBtu | FALSE | L | Annual | Rate | lb/MMBtu | 0.027256 | 0.027256 | 0.027256 | 0.027256 | 0.027256 | 0.027256 | 0.027256
IL Fac. Spec. - NOX Rate Summer v3.1, Unit 814 and retrofits | 584 | 1797 | Rate Constraint in lbs/MMBtu | FALSE | L | Annual | Generation | TWh | 0.0024336 | 0.0024336 | 0.0024336 | 0.012371 | 0.012371 | 0.012371 | 0.012371
IL Fac. Spec. - NOX Rate Summer v3.1, Unit 814 and retrofits | 584 | 1797 | Rate Constraint in lbs/MMBtu | FALSE | L | Annual | Qualifying Generation | TWh | 0.0024336 | 0.0024336 | 0.0024336 | 0.012371 | 0.012371 | 0.012371 | 0.012371
IL Fac. Spec. - NOX Rate Summer v3.1, Unit 814 and retrofits | 584 | 1797 | Rate Constraint in lbs/MMBtu | FALSE | L | Annual | Rate | lb/MWh | 0.36188 | 0.36188 | 0.36188 | 0.36188 | 0.36188 | 0.36188 | 0.36188
IL Fac. Spec. - NOX Rate Summer v3.1, Unit 814 and retrofits | 584 | 1797 | Rate Constraint in lbs/MMBtu | FALSE | L | Annual | Constraint Shadow Price | US2011$/Ton | 0 | 0 | 0 | 0 | 0 | 0 | 0
IL Fac. Spec. - NOX Rate Summer v3.1, Unit 815 and retrofits | 585 | 1797 | Rate Constraint in lbs/MMBtu | FALSE | L | Annual | Seasons Included | Seasons | Summer | Summer | Summer | Summer | Summer | Summer | Summer
IL Fac. Spec. - NOX Rate Summer v3.1, Unit 815 and retrofits | 585 | 1797 | Rate Constraint in lbs/MMBtu | FALSE | L | Annual | Standard NOX | lb/MMBtu | 0.25 | 0.25 | 0.25 | 0.25 | 0.25 | 0.25 | 0.25
IL Fac. Spec. - NOX Rate Summer v3.1, Unit 815 and retrofits | 585 | 1797 | Rate Constraint in lbs/MMBtu | FALSE | L | Annual | Emissions at Affected Plants NOX | Thousand Tons | 0.00096666 | 0.0010798 | 0.00062891 | 0.002097 | 0.002097 | 0.002097 | 0.002097
IL Fac. Spec. - NOX Rate Summer v3.1, Unit 815 and retrofits | 585 | 1797 | Rate Constraint in lbs/MMBtu | FALSE | L | Annual | Allowances Purchased NOX | Thousand Tons | 0 | 0 | 0 | 0 | 0 | 0 | 0
IL Fac. Spec. - NOX Rate Summer v3.1, Unit 815 and retrofits | 585 | 1797 | Rate Constraint in lbs/MMBtu | FALSE | L | Annual | Allowances Sold NOX | Thousand Tons | 0 | 0 | 0 | 0 | 0 | 0 | 0
IL Fac. Spec. - NOX Rate Summer v3.1, Unit 815 and retrofits | 585 | 1797 | Rate Constraint in lbs/MMBtu | FALSE | L | Annual | Allowances Banked | Thousand Tons | 0 | 0 | 0 | 0 | 0 | 0 | 0
IL Fac. Spec. - NOX Rate Summer v3.1, Unit 815 and retrofits | 585 | 1797 | Rate Constraint in lbs/MMBtu | FALSE | L | Annual | Allowances Withdrawn (1:1) | Thousand Tons | 0 | 0 | 0 | 0 | 0 | 0 | 0
IL Fac. Spec. - NOX Rate Summer v3.1, Unit 815 and retrofits | 585 | 1797 | Rate Constraint in lbs/MMBtu | FALSE | L | Annual | Allowances Withdrawn (n:1) | Thousand Tons | 0 | 0 | 0 | 0 | 0 | 0 | 0
IL Fac. Spec. - NOX Rate Summer v3.1, Unit 815 and retrofits | 585 | 1797 | Rate Constraint in lbs/MMBtu | FALSE | L | Annual | Net Emissions Allowance Position | Thousand Tons | 0.00096666 | 0.0010798 | 0.00062891 | 0.002097 | 0.002097 | 0.002097 | 0.002097
IL Fac. Spec. - NOX Rate Summer v3.1, Unit 815 and retrofits | 585 | 1797 | Rate Constraint in lbs/MMBtu | FALSE | L | Annual | Fuel Consumed | TBtu | 0.075712 | 0.084575 | 0.049258 | 0.16424 | 0.16424 | 0.16424 | 0.16424
IL Fac. Spec. - NOX Rate Summer v3.1, Unit 815 and retrofits | 585 | 1797 | Rate Constraint in lbs/MMBtu | FALSE | L | Annual | Rate | lb/MMBtu | 0.025535 | 0.025535 | 0.025535 | 0.025535 | 0.025535 | 0.025535 | 0.025535
IL Fac. Spec. - NOX Rate Summer v3.1, Unit 815 and retrofits | 585 | 1797 | Rate Constraint in lbs/MMBtu | FALSE | L | Annual | Generation | TWh | 0.0057025 | 0.0063701 | 0.00371 | 0.012371 | 0.012371 | 0.012371 | 0.012371
IL Fac. Spec. - NOX Rate Summer v3.1, Unit 815 and retrofits | 585 | 1797 | Rate Constraint in lbs/MMBtu | FALSE | L | Annual | Qualifying Generation | TWh | 0.0057025 | 0.0063701 | 0.00371 | 0.012371 | 0.012371 | 0.012371 | 0.012371
IL Fac. Spec. - NOX Rate Summer v3.1, Unit 815 and retrofits | 585 | 1797 | Rate Constraint in lbs/MMBtu | FALSE | L | Annual | Rate | lb/MWh | 0.33903 | 0.33903 | 0.33903 | 0.33903 | 0.33903 | 0.33903 | 0.33903
IL Fac. Spec. - NOX Rate Summer v3.1, Unit 815 and retrofits | 585 | 1797 | Rate Constraint in lbs/MMBtu | FALSE | L | Annual | Constraint Shadow Price | US2011$/Ton | 0 | 0 | 0 | 0 | 0 | 0 | 0
IL Fac. Spec. - NOX Rate Summer v3.1, Unit 816 and retrofits | 586 | 1797 | Rate Constraint in lbs/MMBtu | FALSE | L | Annual | Seasons Included | Seasons | Summer | Summer | Summer | Summer | Summer | Summer | Summer
IL Fac. Spec. - NOX Rate Summer v3.1, Unit 816 and retrofits | 586 | 1797 | Rate Constraint in lbs/MMBtu | FALSE | L | Annual | Standard NOX | lb/MMBtu | 0.25 | 0.25 | 0.25 | 0.25 | 0.25 | 0.25 | 0.25
IL Fac. Spec. - NOX Rate Summer v3.1, Unit 816 and retrofits | 586 | 1797 | Rate Constraint in lbs/MMBtu | FALSE | L | Annual | Emissions at Affected Plants NOX | Thousand Tons | 0.00031792 | 0.00031792 | 0.0016161 | 0.0016161 | 0.0016161 | 0.0016161 | 0.0016161
IL Fac. Spec. - NOX Rate Summer v3.1, Unit 816 and retrofits | 586 | 1797 | Rate Constraint in lbs/MMBtu | FALSE | L | Annual | Allowances Purchased NOX | Thousand Tons | 0 | 0 | 0 | 0 | 0 | 0 | 0
IL Fac. Spec. - NOX Rate Summer v3.1, Unit 816 and retrofits | 586 | 1797 | Rate Constraint in lbs/MMBtu | FALSE | L | Annual | Allowances Sold NOX | Thousand Tons | 0 | 0 | 0 | 0 | 0 | 0 | 0
IL Fac. Spec. - NOX Rate Summer v3.1, Unit 816 and retrofits | 586 | 1797 | Rate Constraint in lbs/MMBtu | FALSE | L | Annual | Allowances Banked | Thousand Tons | 0 | 0 | 0 | 0 | 0 | 0 | 0
IL Fac. Spec. - NOX Rate Summer v3.1, Unit 816 and retrofits | 586 | 1797 | Rate Constraint in lbs/MMBtu | FALSE | L | Annual | Allowances Withdrawn (1:1) | Thousand Tons | 0 | 0 | 0 | 0 | 0 | 0 | 0
IL Fac. Spec. - NOX Rate Summer v3.1, Unit 816 and retrofits | 586 | 1797 | Rate Constraint in lbs/MMBtu | FALSE | L | Annual | Allowances Withdrawn (n:1) | Thousand Tons | 0 | 0 | 0 | 0 | 0 | 0 | 0
IL Fac. Spec. - NOX Rate Summer v3.1, Unit 816 and retrofits | 586 | 1797 | Rate Constraint in lbs/MMBtu | FALSE | L | Annual | Net Emissions Allowance Position | Thousand Tons | 0.00031792 | 0.00031792 | 0.0016161 | 0.0016161 | 0.0016161 | 0.0016161 | 0.0016161
IL Fac. Spec. - NOX Rate Summer v3.1, Unit 816 and retrofits | 586 | 1797 | Rate Constraint in lbs/MMBtu | FALSE | L | Annual | Fuel Consumed | TBtu | 0.03231 | 0.03231 | 0.16424 | 0.16424 | 0.16424 | 0.16424 | 0.16424
IL Fac. Spec. - NOX Rate Summer v3.1, Unit 816 and retrofits | 586 | 1797 | Rate Constraint in lbs/MMBtu | FALSE | L | Annual | Rate | lb/MMBtu | 0.019679 | 0.019679 | 0.019679 | 0.019679 | 0.019679 | 0.019679 | 0.019679
IL Fac. Spec. - NOX Rate Summer v3.1, Unit 816 and retrofits | 586 | 1797 | Rate Constraint in lbs/MMBtu | FALSE | L | Annual | Generation | TWh | 0.0024336 | 0.0024336 | 0.012371 | 0.012371 | 0.012371 | 0.012371 | 0.012371
IL Fac. Spec. - NOX Rate Summer v3.1, Unit 816 and retrofits | 586 | 1797 | Rate Constraint in lbs/MMBtu | FALSE | L | Annual | Qualifying Generation | TWh | 0.0024336 | 0.0024336 | 0.012371 | 0.012371 | 0.012371 | 0.012371 | 0.012371
IL Fac. Spec. - NOX Rate Summer v3.1, Unit 816 and retrofits | 586 | 1797 | Rate Constraint in lbs/MMBtu | FALSE | L | Annual | Rate | lb/MWh | 0.26128 | 0.26128 | 0.26128 | 0.26128 | 0.26128 | 0.26128 | 0.26128
IL Fac. Spec. - NOX Rate Summer v3.1, Unit 816 and retrofits | 586 | 1797 | Rate Constraint in lbs/MMBtu | FALSE | L | Annual | Constraint Shadow Price | US2011$/Ton | 0 | 0 | 0 | 0 | 0 | 0 | 0
IL Fac. Spec. - NOX Rate Summer v3.1, Unit 817 and retrofits | 587 | 1797 | Rate Constraint in lbs/MMBtu | FALSE | L | Annual | Seasons Included | Seasons | Summer | Summer | Summer | Summer | Summer | Summer | Summer
IL Fac. Spec. - NOX Rate Summer v3.1, Unit 817 and retrofits | 587 | 1797 | Rate Constraint in lbs/MMBtu | FALSE | L | Annual | Standard NOX | lb/MMBtu | 0.25 | 0.25 | 0.25 | 0.25 | 0.25 | 0.25 | 0.25
IL Fac. Spec. - NOX Rate Summer v3.1, Unit 817 and retrofits | 587 | 1797 | Rate Constraint in lbs/MMBtu | FALSE | L | Annual | Emissions at Affected Plants NOX | Thousand Tons | 0.0009665 | 0.0009665 | 0.0009665 | 0.0009665 | 0.0009665 | 0.004913 | 0
IL Fac. Spec. - NOX Rate Summer v3.1, Unit 817 and retrofits | 587 | 1797 | Rate Constraint in lbs/MMBtu | FALSE | L | Annual | Allowances Purchased NOX | Thousand Tons | 0 | 0 | 0 | 0 | 0 | 0 | 0
IL Fac. Spec. - NOX Rate Summer v3.1, Unit 817 and retrofits | 587 | 1797 | Rate Constraint in lbs/MMBtu | FALSE | L | Annual | Allowances Sold NOX | Thousand Tons | 0 | 0 | 0 | 0 | 0 | 0 | 0
IL Fac. Spec. - NOX Rate Summer v3.1, Unit 817 and retrofits | 587 | 1797 | Rate Constraint in lbs/MMBtu | FALSE | L | Annual | Allowances Banked | Thousand Tons | 0 | 0 | 0 | 0 | 0 | 0 | 0
IL Fac. Spec. - NOX Rate Summer v3.1, Unit 817 and retrofits | 587 | 1797 | Rate Constraint in lbs/MMBtu | FALSE | L | Annual | Allowances Withdrawn (1:1) | Thousand Tons | 0 | 0 | 0 | 0 | 0 | 0 | 0
IL Fac. Spec. - NOX Rate Summer v3.1, Unit 817 and retrofits | 587 | 1797 | Rate Constraint in lbs/MMBtu | FALSE | L | Annual | Allowances Withdrawn (n:1) | Thousand Tons | 0 | 0 | 0 | 0 | 0 | 0 | 0
IL Fac. Spec. - NOX Rate Summer v3.1, Unit 817 and retrofits | 587 | 1797 | Rate Constraint in lbs/MMBtu | FALSE | L | Annual | Net Emissions Allowance Position | Thousand Tons | 0.0009665 | 0.0009665 | 0.0009665 | 0.0009665 | 0.0009665 | 0.004913 | 0
IL Fac. Spec. - NOX Rate Summer v3.1, Unit 817 and retrofits | 587 | 1797 | Rate Constraint in lbs/MMBtu | FALSE | L | Annual | Fuel Consumed | TBtu | 0.019565 | 0.019565 | 0.019565 | 0.019565 | 0.019565 | 0.099455 | 0
IL Fac. Spec. - NOX Rate Summer v3.1, Unit 817 and retrofits | 587 | 1797 | Rate Constraint in lbs/MMBtu | FALSE | L | Annual | Rate | lb/MMBtu | 0.098799 | 0.098799 | 0.098799 | 0.098799 | 0.098799 | 0.098799 | 0
IL Fac. Spec. - NOX Rate Summer v3.1, Unit 817 and retrofits | 587 | 1797 | Rate Constraint in lbs/MMBtu | FALSE | L | Annual | Generation | TWh | 0.0014251 | 0.0014251 | 0.0014251 | 0.0014251 | 0.0014251 | 0.0072442 | 0
IL Fac. Spec. - NOX Rate Summer v3.1, Unit 817 and retrofits | 587 | 1797 | Rate Constraint in lbs/MMBtu | FALSE | L | Annual | Qualifying Generation | TWh | 0.0014251 | 0.0014251 | 0.0014251 | 0.0014251 | 0.0014251 | 0.0072442 | 0
IL Fac. Spec. - NOX Rate Summer v3.1, Unit 817 and retrofits | 587 | 1797 | Rate Constraint in lbs/MMBtu | FALSE | L | Annual | Rate | lb/MWh | 1.3564 | 1.3564 | 1.3564 | 1.3564 | 1.3564 | 1.3564 | 0
IL Fac. Spec. - NOX Rate Summer v3.1, Unit 817 and retrofits | 587 | 1797 | Rate Constraint in lbs/MMBtu | FALSE | L | Annual | Constraint Shadow Price | US2011$/Ton | 0 | 0 | 0 | 0 | 0 | 0 | 0
IL Fac. Spec. - NOX Rate Summer v3.1, Unit 818 and retrofits | 588 | 1797 | Rate Constraint in lbs/MMBtu | FALSE | L | Annual | Seasons Included | Seasons | Summer | Summer | Summer | Summer | Summer | Summer | Summer
IL Fac. Spec. - NOX Rate Summer v3.1, Unit 818 and retrofits | 588 | 1797 | Rate Constraint in lbs/MMBtu | FALSE | L | Annual | Standard NOX | lb/MMBtu | 0.25 | 0.25 | 0.25 | 0.25 | 0.25 | 0.25 | 0.25
IL Fac. Spec. - NOX Rate Summer v3.1, Unit 818 and retrofits | 588 | 1797 | Rate Constraint in lbs/MMBtu | FALSE | L | Annual | Emissions at Affected Plants NOX | Thousand Tons | 0.00089888 | 0.00089888 | 0.00089888 | 0.00089888 | 0.00089888 | 0.0045693 | 0
IL Fac. Spec. - NOX Rate Summer v3.1, Unit 818 and retrofits | 588 | 1797 | Rate Constraint in lbs/MMBtu | FALSE | L | Annual | Allowances Purchased NOX | Thousand Tons | 0 | 0 | 0 | 0 | 0 | 0 | 0
IL Fac. Spec. - NOX Rate Summer v3.1, Unit 818 and retrofits | 588 | 1797 | Rate Constraint in lbs/MMBtu | FALSE | L | Annual | Allowances Sold NOX | Thousand Tons | 0 | 0 | 0 | 0 | 0 | 0 | 0
IL Fac. Spec. - NOX Rate Summer v3.1, Unit 818 and retrofits | 588 | 1797 | Rate Constraint in lbs/MMBtu | FALSE | L | Annual | Allowances Banked | Thousand Tons | 0 | 0 | 0 | 0 | 0 | 0 | 0
IL Fac. Spec. - NOX Rate Summer v3.1, Unit 818 and retrofits | 588 | 1797 | Rate Constraint in lbs/MMBtu | FALSE | L | Annual | Allowances Withdrawn (1:1) | Thousand Tons | 0 | 0 | 0 | 0 | 0 | 0 | 0
IL Fac. Spec. - NOX Rate Summer v3.1, Unit 818 and retrofits | 588 | 1797 | Rate Constraint in lbs/MMBtu | FALSE | L | Annual | Allowances Withdrawn (n:1) | Thousand Tons | 0 | 0 | 0 | 0 | 0 | 0 | 0
IL Fac. Spec. - NOX Rate Summer v3.1, Unit 818 and retrofits | 588 | 1797 | Rate Constraint in lbs/MMBtu | FALSE | L | Annual | Net Emissions Allowance Position | Thousand Tons | 0.00089888 | 0.00089888 | 0.00089888 | 0.00089888 | 0.00089888 | 0.0045693 | 0
IL Fac. Spec. - NOX Rate Summer v3.1, Unit 818 and retrofits | 588 | 1797 | Rate Constraint in lbs/MMBtu | FALSE | L | Annual | Fuel Consumed | TBtu | 0.019566 | 0.019566 | 0.019566 | 0.019566 | 0.019566 | 0.099462 | 0
IL Fac. Spec. - NOX Rate Summer v3.1, Unit 818 and retrofits | 588 | 1797 | Rate Constraint in lbs/MMBtu | FALSE | L | Annual | Rate | lb/MMBtu | 0.09188 | 0.09188 | 0.09188 | 0.09188 | 0.09188 | 0.09188 | 0
IL Fac. Spec. - NOX Rate Summer v3.1, Unit 818 and retrofits | 588 | 1797 | Rate Constraint in lbs/MMBtu | FALSE | L | Annual | Generation | TWh | 0.0014251 | 0.0014251 | 0.0014251 | 0.0014251 | 0.0014251 | 0.0072442 | 0
IL Fac. Spec. - NOX Rate Summer v3.1, Unit 818 and retrofits | 588 | 1797 | Rate Constraint in lbs/MMBtu | FALSE | L | Annual | Qualifying Generation | TWh | 0.0014251 | 0.0014251 | 0.0014251 | 0.0014251 | 0.0014251 | 0.0072442 | 0
IL Fac. Spec. - NOX Rate Summer v3.1, Unit 818 and retrofits | 588 | 1797 | Rate Constraint in lbs/MMBtu | FALSE | L | Annual | Rate | lb/MWh | 1.2615 | 1.2615 | 1.2615 | 1.2615 | 1.2615 | 1.2615 | 0
IL Fac. Spec. - NOX Rate Summer v3.1, Unit 818 and retrofits | 588 | 1797 | Rate Constraint in lbs/MMBtu | FALSE | L | Annual | Constraint Shadow Price | US2011$/Ton | 0 | 0 | 0 | 0 | 0 | 0 | 0
IL Fac. Spec. - NOX Rate Summer v3.1, Unit 819 and retrofits | 589 | 1797 | Rate Constraint in lbs/MMBtu | FALSE | L | Annual | Seasons Included | Seasons | Summer | Summer | Summer | Summer | Summer | Summer | Summer
IL Fac. Spec. - NOX Rate Summer v3.1, Unit 819 and retrofits | 589 | 1797 | Rate Constraint in lbs/MMBtu | FALSE | L | Annual | Standard NOX | lb/MMBtu | 0.25 | 0.25 | 0.25 | 0.25 | 0.25 | 0.25 | 0.25
IL Fac. Spec. - NOX Rate Summer v3.1, Unit 819 and retrofits | 589 | 1797 | Rate Constraint in lbs/MMBtu | FALSE | L | Annual | Emissions at Affected Plants NOX | Thousand Tons | 0.00090102 | 0.00090102 | 0.00090102 | 0.00090102 | 0.00090102 | 0.0045802 | 0
IL Fac. Spec. - NOX Rate Summer v3.1, Unit 819 and retrofits | 589 | 1797 | Rate Constraint in lbs/MMBtu | FALSE | L | Annual | Allowances Purchased NOX | Thousand Tons | 0 | 0 | 0 | 0 | 0 | 0 | 0
IL Fac. Spec. - NOX Rate Summer v3.1, Unit 819 and retrofits | 589 | 1797 | Rate Constraint in lbs/MMBtu | FALSE | L | Annual | Allowances Sold NOX | Thousand Tons | 0 | 0 | 0 | 0 | 0 | 0 | 0
IL Fac. Spec. - NOX Rate Summer v3.1, Unit 819 and retrofits | 589 | 1797 | Rate Constraint in lbs/MMBtu | FALSE | L | Annual | Allowances Banked | Thousand Tons | 0 | 0 | 0 | 0 | 0 | 0 | 0
IL Fac. Spec. - NOX Rate Summer v3.1, Unit 819 and retrofits | 589 | 1797 | Rate Constraint in lbs/MMBtu | FALSE | L | Annual | Allowances Withdrawn (1:1) | Thousand Tons | 0 | 0 | 0 | 0 | 0 | 0 | 0
IL Fac. Spec. - NOX Rate Summer v3.1, Unit 819 and retrofits | 589 | 1797 | Rate Constraint in lbs/MMBtu | FALSE | L | Annual | Allowances Withdrawn (n:1) | Thousand Tons | 0 | 0 | 0 | 0 | 0 | 0 | 0
IL Fac. Spec. - NOX Rate Summer v3.1, Unit 819 and retrofits | 589 | 1797 | Rate Constraint in lbs/MMBtu | FALSE | L | Annual | Net Emissions Allowance Position | Thousand Tons | 0.00090102 | 0.00090102 | 0.00090102 | 0.00090102 | 0.00090102 | 0.0045802 | 0
IL Fac. Spec. - NOX Rate Summer v3.1, Unit 819 and retrofits | 589 | 1797 | Rate Constraint in lbs/MMBtu | FALSE | L | Annual | Fuel Consumed | TBtu | 0.019566 | 0.019566 | 0.019566 | 0.019566 | 0.019566 | 0.099462 | 0
IL Fac. Spec. - NOX Rate Summer v3.1, Unit 819 and retrofits | 589 | 1797 | Rate Constraint in lbs/MMBtu | FALSE | L | Annual | Rate | lb/MMBtu | 0.092099 | 0.092099 | 0.092099 | 0.092099 | 0.092099 | 0.092099 | 0
IL Fac. Spec. - NOX Rate Summer v3.1, Unit 819 and retrofits | 589 | 1797 | Rate Constraint in lbs/MMBtu | FALSE | L | Annual | Generation | TWh | 0.0014251 | 0.0014251 | 0.0014251 | 0.0014251 | 0.0014251 | 0.0072442 | 0
IL Fac. Spec. - NOX Rate Summer v3.1, Unit 819 and retrofits | 589 | 1797 | Rate Constraint in lbs/MMBtu | FALSE | L | Annual | Qualifying Generation | TWh | 0.0014251 | 0.0014251 | 0.0014251 | 0.0014251 | 0.0014251 | 0.0072442 | 0
IL Fac. Spec. - NOX Rate Summer v3.1, Unit 819 and retrofits | 589 | 1797 | Rate Constraint in lbs/MMBtu | FALSE | L | Annual | Rate | lb/MWh | 1.2645 | 1.2645 | 1.2645 | 1.2645 | 1.2645 | 1.2645 | 0
IL Fac. Spec. - NOX Rate Summer v3.1, Unit 819 and retrofits | 589 | 1797 | Rate Constraint in lbs/MMBtu | FALSE | L | Annual | Constraint Shadow Price | US2011$/Ton | 0 | 0 | 0 | 0 | 0 | 0 | 0
IL Fac. Spec. - NOX Rate Summer v3.1, Unit 820 and retrofits | 590 | 1797 | Rate Constraint in lbs/MMBtu | FALSE | L | Annual | Seasons Included | Seasons | Summer | Summer | Summer | Summer | Summer | Summer | Summer
IL Fac. Spec. - NOX Rate Summer v3.1, Unit 820 and retrofits | 590 | 1797 | Rate Constraint in lbs/MMBtu | FALSE | L | Annual | Standard NOX | lb/MMBtu | 0.25 | 0.25 | 0.25 | 0.25 | 0.25 | 0.25 | 0.25
IL Fac. Spec. - NOX Rate Summer v3.1, Unit 820 and retrofits | 590 | 1797 | Rate Constraint in lbs/MMBtu | FALSE | L | Annual | Emissions at Affected Plants NOX | Thousand Tons | 0.00092874 | 0.00092874 | 0.00092874 | 0.00092874 | 0.00092874 | 0.0047211 | 0
IL Fac. Spec. - NOX Rate Summer v3.1, Unit 820 and retrofits | 590 | 1797 | Rate Constraint in lbs/MMBtu | FALSE | L | Annual | Allowances Purchased NOX | Thousand Tons | 0 | 0 | 0 | 0 | 0 | 0 | 0
IL Fac. Spec. - NOX Rate Summer v3.1, Unit 820 and retrofits | 590 | 1797 | Rate Constraint in lbs/MMBtu | FALSE | L | Annual | Allowances Sold NOX | Thousand Tons | 0 | 0 | 0 | 0 | 0 | 0 | 0
IL Fac. Spec. - NOX Rate Summer v3.1, Unit 820 and retrofits | 590 | 1797 | Rate Constraint in lbs/MMBtu | FALSE | L | Annual | Allowances Banked | Thousand Tons | 0 | 0 | 0 | 0 | 0 | 0 | 0
IL Fac. Spec. - NOX Rate Summer v3.1, Unit 820 and retrofits | 590 | 1797 | Rate Constraint in lbs/MMBtu | FALSE | L | Annual | Allowances Withdrawn (1:1) | Thousand Tons | 0 | 0 | 0 | 0 | 0 | 0 | 0
IL Fac. Spec. - NOX Rate Summer v3.1, Unit 820 and retrofits | 590 | 1797 | Rate Constraint in lbs/MMBtu | FALSE | L | Annual | Allowances Withdrawn (n:1) | Thousand Tons | 0 | 0 | 0 | 0 | 0 | 0 | 0
IL Fac. Spec. - NOX Rate Summer v3.1, Unit 820 and retrofits | 590 | 1797 | Rate Constraint in lbs/MMBtu | FALSE | L | Annual | Net Emissions Allowance Position | Thousand Tons | 0.00092874 | 0.00092874 | 0.00092874 | 0.00092874 | 0.00092874 | 0.0047211 | 0
IL Fac. Spec. - NOX Rate Summer v3.1, Unit 820 and retrofits | 590 | 1797 | Rate Constraint in lbs/MMBtu | FALSE | L | Annual | Fuel Consumed | TBtu | 0.019566 | 0.019566 | 0.019566 | 0.019566 | 0.019566 | 0.099462 | 0
IL Fac. Spec. - NOX Rate Summer v3.1, Unit 820 and retrofits | 590 | 1797 | Rate Constraint in lbs/MMBtu | FALSE | L | Annual | Rate | lb/MMBtu | 0.094933 | 0.094933 | 0.094933 | 0.094933 | 0.094933 | 0.094933 | 0
IL Fac. Spec. - NOX Rate Summer v3.1, Unit 820 and retrofits | 590 | 1797 | Rate Constraint in lbs/MMBtu | FALSE | L | Annual | Generation | TWh | 0.0014251 | 0.0014251 | 0.0014251 | 0.0014251 | 0.0014251 | 0.0072442 | 0
IL Fac. Spec. - NOX Rate Summer v3.1, Unit 820 and retrofits | 590 | 1797 | Rate Constraint in lbs/MMBtu | FALSE | L | Annual | Qualifying Generation | TWh | 0.0014251 | 0.0014251 | 0.0014251 | 0.0014251 | 0.0014251 | 0.0072442 | 0
IL Fac. Spec. - NOX Rate Summer v3.1, Unit 820 and retrofits | 590 | 1797 | Rate Constraint in lbs/MMBtu | FALSE | L | Annual | Rate | lb/MWh | 1.3034 | 1.3034 | 1.3034 | 1.3034 | 1.3034 | 1.3034 | 0
IL Fac. Spec. - NOX Rate Summer v3.1, Unit 820 and retrofits | 590 | 1797 | Rate Constraint in lbs/MMBtu | FALSE | L | Annual | Constraint Shadow Price | US2011$/Ton | 0 | 0 | 0 | 0 | 0 | 0 | 0
IL Fac. Spec. - NOX Rate Summer v3.1, Unit 833 and retrofits | 591 | 1797 | Rate Constraint in lbs/MMBtu | FALSE | L | Annual | Seasons Included | Seasons | Summer | Summer | Summer | Summer | Summer | Summer | Summer
IL Fac. Spec. - NOX Rate Summer v3.1, Unit 833 and retrofits | 591 | 1797 | Rate Constraint in lbs/MMBtu | FALSE | L | Annual | Standard NOX | lb/MMBtu | 0.25 | 0.25 | 0.25 | 0.25 | 0.25 | 0.25 | 0.25
IL Fac. Spec. - NOX Rate Summer v3.1, Unit 833 and retrofits | 591 | 1797 | Rate Constraint in lbs/MMBtu | FALSE | L | Annual | Emissions at Affected Plants NOX | Thousand Tons | 0.012293 | 0.012293 | 0.012293 | 0.012293 | 0.012293 | 0.012293 | 0.012293
IL Fac. Spec. - NOX Rate Summer v3.1, Unit 833 and retrofits | 591 | 1797 | Rate Constraint in lbs/MMBtu | FALSE | L | Annual | Allowances Purchased NOX | Thousand Tons | 0 | 0 | 0 | 0 | 0 | 0 | 0
IL Fac. Spec. - NOX Rate Summer v3.1, Unit 833 and retrofits | 591 | 1797 | Rate Constraint in lbs/MMBtu | FALSE | L | Annual | Allowances Sold NOX | Thousand Tons | 0 | 0 | 0 | 0 | 0 | 0 | 0
IL Fac. Spec. - NOX Rate Summer v3.1, Unit 833 and retrofits | 591 | 1797 | Rate Constraint in lbs/MMBtu | FALSE | L | Annual | Allowances Banked | Thousand Tons | 0 | 0 | 0 | 0 | 0 | 0 | 0
IL Fac. Spec. - NOX Rate Summer v3.1, Unit 833 and retrofits | 591 | 1797 | Rate Constraint in lbs/MMBtu | FALSE | L | Annual | Allowances Withdrawn (1:1) | Thousand Tons | 0 | 0 | 0 | 0 | 0 | 0 | 0
IL Fac. Spec. - NOX Rate Summer v3.1, Unit 833 and retrofits | 591 | 1797 | Rate Constraint in lbs/MMBtu | FALSE | L | Annual | Allowances Withdrawn (n:1) | Thousand Tons | 0 | 0 | 0 | 0 | 0 | 0 | 0
IL Fac. Spec. - NOX Rate Summer v3.1, Unit 833 and retrofits | 591 | 1797 | Rate Constraint in lbs/MMBtu | FALSE | L | Annual | Net Emissions Allowance Position | Thousand Tons | 0.012293 | 0.012293 | 0.012293 | 0.012293 | 0.012293 | 0.012293 | 0.012293
IL Fac. Spec. - NOX Rate Summer v3.1, Unit 833 and retrofits | 591 | 1797 | Rate Constraint in lbs/MMBtu | FALSE | L | Annual | Fuel Consumed | TBtu | 0.25124 | 0.25124 | 0.25124 | 0.25124 | 0.25124 | 0.25124 | 0.25124
IL Fac. Spec. - NOX Rate Summer v3.1, Unit 833 and retrofits | 591 | 1797 | Rate Constraint in lbs/MMBtu | FALSE | L | Annual | Rate | lb/MMBtu | 0.09786 | 0.09786 | 0.09786 | 0.09786 | 0.09786 | 0.09786 | 0.09786
IL Fac. Spec. - NOX Rate Summer v3.1, Unit 833 and retrofits | 591 | 1797 | Rate Constraint in lbs/MMBtu | FALSE | L | Annual | Generation | TWh | 0.019319 | 0.019319 | 0.019319 | 0.019319 | 0.019319 | 0.019319 | 0.019319
IL Fac. Spec. - NOX Rate Summer v3.1, Unit 833 and retrofits | 591 | 1797 | Rate Constraint in lbs/MMBtu | FALSE | L | Annual | Qualifying Generation | TWh | 0.019319 | 0.019319 | 0.019319 | 0.019319 | 0.019319 | 0.019319 | 0.019319
IL Fac. Spec. - NOX Rate Summer v3.1, Unit 833 and retrofits | 591 | 1797 | Rate Constraint in lbs/MMBtu | FALSE | L | Annual | Rate | lb/MWh | 1.2727 | 1.2727 | 1.2727 | 1.2727 | 1.2727 | 1.2727 | 1.2727
IL Fac. Spec. - NOX Rate Summer v3.1, Unit 833 and retrofits | 591 | 1797 | Rate Constraint in lbs/MMBtu | FALSE | L | Annual | Constraint Shadow Price | US2011$/Ton | 0 | 0 | 0 | 0 | 0 | 0 | 0
IL Fac. Spec. - NOX Rate Summer v3.1, Unit 834 and retrofits | 592 | 1797 | Rate Constraint in lbs/MMBtu | FALSE | L | Annual | Seasons Included | Seasons | Summer | Summer | Summer | Summer | Summer | Summer | Summer
IL Fac. Spec. - NOX Rate Summer v3.1, Unit 834 and retrofits | 592 | 1797 | Rate Constraint in lbs/MMBtu | FALSE | L | Annual | Standard NOX | lb/MMBtu | 0.25 | 0.25 | 0.25 | 0.25 | 0.25 | 0.25 | 0.25
IL Fac. Spec. - NOX Rate Summer v3.1, Unit 834 and retrofits | 592 | 1797 | Rate Constraint in lbs/MMBtu | FALSE | L | Annual | Emissions at Affected Plants NOX | Thousand Tons | 0 | 0 | 0 | 0.0015819 | 0.0015819 | 0 | 0
IL Fac. Spec. - NOX Rate Summer v3.1, Unit 834 and retrofits | 592 | 1797 | Rate Constraint in lbs/MMBtu | FALSE | L | Annual | Allowances Purchased NOX | Thousand Tons | 0 | 0 | 0 | 0 | 0 | 0 | 0
IL Fac. Spec. - NOX Rate Summer v3.1, Unit 834 and retrofits | 592 | 1797 | Rate Constraint in lbs/MMBtu | FALSE | L | Annual | Allowances Sold NOX | Thousand Tons | 0 | 0 | 0 | 0 | 0 | 0 | 0
IL Fac. Spec. - NOX Rate Summer v3.1, Unit 834 and retrofits | 592 | 1797 | Rate Constraint in lbs/MMBtu | FALSE | L | Annual | Allowances Banked | Thousand Tons | 0 | 0 | 0 | 0 | 0 | 0 | 0
IL Fac. Spec. - NOX Rate Summer v3.1, Unit 834 and retrofits | 592 | 1797 | Rate Constraint in lbs/MMBtu | FALSE | L | Annual | Allowances Withdrawn (1:1) | Thousand Tons | 0 | 0 | 0 | 0 | 0 | 0 | 0
IL Fac. Spec. - NOX Rate Summer v3.1, Unit 834 and retrofits | 592 | 1797 | Rate Constraint in lbs/MMBtu | FALSE | L | Annual | Allowances Withdrawn (n:1) | Thousand Tons | 0 | 0 | 0 | 0 | 0 | 0 | 0
IL Fac. Spec. - NOX Rate Summer v3.1, Unit 834 and retrofits | 592 | 1797 | Rate Constraint in lbs/MMBtu | FALSE | L | Annual | Net Emissions Allowance Position | Thousand Tons | 0 | 0 | 0 | 0.0015819 | 0.0015819 | 0 | 0
IL Fac. Spec. - NOX Rate Summer v3.1, Unit 834 and retrofits | 592 | 1797 | Rate Constraint in lbs/MMBtu | FALSE | L | Annual | Fuel Consumed | TBtu | 0 | 0 | 0 | 0.01428 | 0.01428 | 0 | 0
IL Fac. Spec. - NOX Rate Summer v3.1, Unit 834 and retrofits | 592 | 1797 | Rate Constraint in lbs/MMBtu | FALSE | L | Annual | Rate | lb/MMBtu | 0 | 0 | 0 | 0.22155 | 0.22155 | 0 | 0
IL Fac. Spec. - NOX Rate Summer v3.1, Unit 834 and retrofits | 592 | 1797 | Rate Constraint in lbs/MMBtu | FALSE | L | Annual | Generation | TWh | 0 | 0 | 0 | 0.00097165 | 0.00097165 | 0 | 0
IL Fac. Spec. - NOX Rate Summer v3.1, Unit 834 and retrofits | 592 | 1797 | Rate Constraint in lbs/MMBtu | FALSE | L | Annual | Qualifying Generation | TWh | 0 | 0 | 0 | 0.00097165 | 0.00097165 | 0 | 0
IL Fac. Spec. - NOX Rate Summer v3.1, Unit 834 and retrofits | 592 | 1797 | Rate Constraint in lbs/MMBtu | FALSE | L | Annual | Rate | lb/MWh | 0 | 0 | 0 | 3.2561 | 3.2561 | 0 | 0
IL Fac. Spec. - NOX Rate Summer v3.1, Unit 834 and retrofits | 592 | 1797 | Rate Constraint in lbs/MMBtu | FALSE | L | Annual | Constraint Shadow Price | US2011$/Ton | 0 | 0 | 0 | 0 | 0 | 0 | 0
IL Fac. Spec. - NOX Rate Summer v3.1, Unit 835 and retrofits | 593 | 1797 | Rate Constraint in lbs/MMBtu | FALSE | L | Annual | Seasons Included | Seasons | Summer | Summer | Summer | Summer | Summer | Summer | Summer
IL Fac. Spec. - NOX Rate Summer v3.1, Unit 835 and retrofits | 593 | 1797 | Rate Constraint in lbs/MMBtu | FALSE | L | Annual | Standard NOX | lb/MMBtu | 0.25 | 0.25 | 0.25 | 0.25 | 0.25 | 0.25 | 0.25
IL Fac. Spec. - NOX Rate Summer v3.1, Unit 835 and retrofits | 593 | 1797 | Rate Constraint in lbs/MMBtu | FALSE | L | Annual | Emissions at Affected Plants NOX | Thousand Tons | 0 | 0 | 0 | 0 | 0.0016846 | 0 | 0
IL Fac. Spec. - NOX Rate Summer v3.1, Unit 835 and retrofits | 593 | 1797 | Rate Constraint in lbs/MMBtu | FALSE | L | Annual | Allowances Purchased NOX | Thousand Tons | 0 | 0 | 0 | 0 | 0 | 0 | 0
IL Fac. Spec. - NOX Rate Summer v3.1, Unit 835 and retrofits | 593 | 1797 | Rate Constraint in lbs/MMBtu | FALSE | L | Annual | Allowances Sold NOX | Thousand Tons | 0 | 0 | 0 | 0 | 0 | 0 | 0
IL Fac. Spec. - NOX Rate Summer v3.1, Unit 835 and retrofits | 593 | 1797 | Rate Constraint in lbs/MMBtu | FALSE | L | Annual | Allowances Banked | Thousand Tons | 0 | 0 | 0 | 0 | 0 | 0 | 0
IL Fac. Spec. - NOX Rate Summer v3.1, Unit 835 and retrofits | 593 | 1797 | Rate Constraint in lbs/MMBtu | FALSE | L | Annual | Allowances Withdrawn (1:1) | Thousand Tons | 0 | 0 | 0 | 0 | 0 | 0 | 0
IL Fac. Spec. - NOX Rate Summer v3.1, Unit 835 and retrofits | 593 | 1797 | Rate Constraint in lbs/MMBtu | FALSE | L | Annual | Allowances Withdrawn (n:1) | Thousand Tons | 0 | 0 | 0 | 0 | 0 | 0 | 0
IL Fac. Spec. - NOX Rate Summer v3.1, Unit 835 and retrofits | 593 | 1797 | Rate Constraint in lbs/MMBtu | FALSE | L | Annual | Net Emissions Allowance Position | Thousand Tons | 0 | 0 | 0 | 0 | 0.0016846 | 0 | 0
IL Fac. Spec. - NOX Rate Summer v3.1, Unit 835 and retrofits | 593 | 1797 | Rate Constraint in lbs/MMBtu | FALSE | L | Annual | Fuel Consumed | TBtu | 0 | 0 | 0 | 0 | 0.014286 | 0 | 0
IL Fac. Spec. - NOX Rate Summer v3.1, Unit 835 and retrofits | 593 | 1797 | Rate Constraint in lbs/MMBtu | FALSE | L | Annual | Rate | lb/MMBtu | 0 | 0 | 0 | 0 | 0.23583 | 0 | 0
IL Fac. Spec. - NOX Rate Summer v3.1, Unit 835 and retrofits | 593 | 1797 | Rate Constraint in lbs/MMBtu | FALSE | L | Annual | Generation | TWh | 0 | 0 | 0 | 0 | 0.00097165 | 0 | 0
IL Fac. Spec. - NOX Rate Summer v3.1, Unit 835 and retrofits | 593 | 1797 | Rate Constraint in lbs/MMBtu | FALSE | L | Annual | Qualifying Generation | TWh | 0 | 0 | 0 | 0 | 0.00097165 | 0 | 0
IL Fac. Spec. - NOX Rate Summer v3.1, Unit 835 and retrofits | 593 | 1797 | Rate Constraint in lbs/MMBtu | FALSE | L | Annual | Rate | lb/MWh | 0 | 0 | 0 | 0 | 3.4674 | 0 | 0
IL Fac. Spec. - NOX Rate Summer v3.1, Unit 835 and retrofits | 593 | 1797 | Rate Constraint in lbs/MMBtu | FALSE | L | Annual | Constraint Shadow Price | US2011$/Ton | 0 | 0 | 0 | 0 | 0 | 0 | 0
IL Fac. Spec. - NOX Rate Summer v3.1, Unit 841 and retrofits | 594 | 1797 | Rate Constraint in lbs/MMBtu | FALSE | L | Annual | Seasons Included | Seasons | Summer | Summer | Summer | Summer | Summer | Summer | Summer
IL Fac. Spec. - NOX Rate Summer v3.1, Unit 841 and retrofits | 594 | 1797 | Rate Constraint in lbs/MMBtu | FALSE | L | Annual | Standard NOX | lb/MMBtu | 0.25 | 0.25 | 0.25 | 0.25 | 0.25 | 0.25 | 0.25
IL Fac. Spec. - NOX Rate Summer v3.1, Unit 841 and retrofits | 594 | 1797 | Rate Constraint in lbs/MMBtu | FALSE | L | Annual | Emissions at Affected Plants NOX | Thousand Tons | 0.0015772 | 0.0015772 | 0.0015772 | 0.0080173 | 0.0080173 | 0.0080173 | 0
IL Fac. Spec. - NOX Rate Summer v3.1, Unit 841 and retrofits | 594 | 1797 | Rate Constraint in lbs/MMBtu | FALSE | L | Annual | Allowances Purchased NOX | Thousand Tons | 0 | 0 | 0 | 0 | 0 | 0 | 0
IL Fac. Spec. - NOX Rate Summer v3.1, Unit 841 and retrofits | 594 | 1797 | Rate Constraint in lbs/MMBtu | FALSE | L | Annual | Allowances Sold NOX | Thousand Tons | 0 | 0 | 0 | 0 | 0 | 0 | 0
IL Fac. Spec. - NOX Rate Summer v3.1, Unit 841 and retrofits | 594 | 1797 | Rate Constraint in lbs/MMBtu | FALSE | L | Annual | Allowances Banked | Thousand Tons | 0 | 0 | 0 | 0 | 0 | 0 | 0
IL Fac. Spec. - NOX Rate Summer v3.1, Unit 841 and retrofits | 594 | 1797 | Rate Constraint in lbs/MMBtu | FALSE | L | Annual | Allowances Withdrawn (1:1) | Thousand Tons | 0 | 0 | 0 | 0 | 0 | 0 | 0
IL Fac. Spec. - NOX Rate Summer v3.1, Unit 841 and retrofits | 594 | 1797 | Rate Constraint in lbs/MMBtu | FALSE | L | Annual | Allowances Withdrawn (n:1) | Thousand Tons | 0 | 0 | 0 | 0 | 0 | 0 | 0
IL Fac. Spec. - NOX Rate Summer v3.1, Unit 841 and retrofits | 594 | 1797 | Rate Constraint in lbs/MMBtu | FALSE | L | Annual | Net Emissions Allowance Position | Thousand Tons | 0.0015772 | 0.0015772 | 0.0015772 | 0.0080173 | 0.0080173 | 0.0080173 | 0
IL Fac. Spec. - NOX Rate Summer v3.1, Unit 841 and retrofits | 594 | 1797 | Rate Constraint in lbs/MMBtu | FALSE | L | Annual | Fuel Consumed | TBtu | 0.047082 | 0.047082 | 0.047082 | 0.23933 | 0.23933 | 0.23933 | 0
IL Fac. Spec. - NOX Rate Summer v3.1, Unit 841 and retrofits | 594 | 1797 | Rate Constraint in lbs/MMBtu | FALSE | L | Annual | Rate | lb/MMBtu | 0.066997 | 0.066997 | 0.066997 | 0.066997 | 0.066997 | 0.066997 | 0
IL Fac. Spec. - NOX Rate Summer v3.1, Unit 841 and retrofits | 594 | 1797 | Rate Constraint in lbs/MMBtu | FALSE | L | Annual | Generation | TWh | 0.003467 | 0.003467 | 0.003467 | 0.017624 | 0.017624 | 0.017624 | 0
IL Fac. Spec. - NOX Rate Summer v3.1, Unit 841 and retrofits | 594 | 1797 | Rate Constraint in lbs/MMBtu | FALSE | L | Annual | Qualifying Generation | TWh | 0.003467 | 0.003467 | 0.003467 | 0.017624 | 0.017624 | 0.017624 | 0
IL Fac. Spec. - NOX Rate Summer v3.1, Unit 841 and retrofits | 594 | 1797 | Rate Constraint in lbs/MMBtu | FALSE | L | Annual | Rate | lb/MWh | 0.90981 | 0.90981 | 0.90981 | 0.90981 | 0.90981 | 0.90981 | 0
IL Fac. Spec. - NOX Rate Summer v3.1, Unit 841 and retrofits | 594 | 1797 | Rate Constraint in lbs/MMBtu | FALSE | L | Annual | Constraint Shadow Price | US2011$/Ton | 0 | 0 | 0 | 0 | 0 | 0 | 0
IL Fac. Spec. - NOX Rate Summer v3.1, Unit 842 and retrofits | 595 | 1797 | Rate Constraint in lbs/MMBtu | FALSE | L | Annual | Seasons Included | Seasons | Summer | Summer | Summer | Summer | Summer | Summer | Summer
IL Fac. Spec. - NOX Rate Summer v3.1, Unit 842 and retrofits | 595 | 1797 | Rate Constraint in lbs/MMBtu | FALSE | L | Annual | Standard NOX | lb/MMBtu | 0.25 | 0.25 | 0.25 | 0.25 | 0.25 | 0.25 | 0.25
IL Fac. Spec. - NOX Rate Summer v3.1, Unit 842 and retrofits | 595 | 1797 | Rate Constraint in lbs/MMBtu | FALSE | L | Annual | Emissions at Affected Plants NOX | Thousand Tons | 0.0015584 | 0.0015584 | 0.0015584 | 0.0060563 | 0.0079219 | 0.0079219 | 0
IL Fac. Spec. - NOX Rate Summer v3.1, Unit 842 and retrofits | 595 | 1797 | Rate Constraint in lbs/MMBtu | FALSE | L | Annual | Allowances Purchased NOX | Thousand Tons | 0 | 0 | 0 | 0 | 0 | 0 | 0
IL Fac. Spec. - NOX Rate Summer v3.1, Unit 842 and retrofits | 595 | 1797 | Rate Constraint in lbs/MMBtu | FALSE | L | Annual | Allowances Sold NOX | Thousand Tons | 0 | 0 | 0 | 0 | 0 | 0 | 0
IL Fac. Spec. - NOX Rate Summer v3.1, Unit 842 and retrofits | 595 | 1797 | Rate Constraint in lbs/MMBtu | FALSE | L | Annual | Allowances Banked | Thousand Tons | 0 | 0 | 0 | 0 | 0 | 0 | 0
IL Fac. Spec. - NOX Rate Summer v3.1, Unit 842 and retrofits | 595 | 1797 | Rate Constraint in lbs/MMBtu | FALSE | L | Annual | Allowances Withdrawn (1:1) | Thousand Tons | 0 | 0 | 0 | 0 | 0 | 0 | 0
IL Fac. Spec. - NOX Rate Summer v3.1, Unit 842 and retrofits | 595 | 1797 | Rate Constraint in lbs/MMBtu | FALSE | L | Annual | Allowances Withdrawn (n:1) | Thousand Tons | 0 | 0 | 0 | 0 | 0 | 0 | 0
IL Fac. Spec. - NOX Rate Summer v3.1, Unit 842 and retrofits | 595 | 1797 | Rate Constraint in lbs/MMBtu | FALSE | L | Annual | Net Emissions Allowance Position | Thousand Tons | 0.0015584 | 0.0015584 | 0.0015584 | 0.0060563 | 0.0079219 | 0.0079219 | 0
IL Fac. Spec. - NOX Rate Summer v3.1, Unit 842 and retrofits | 595 | 1797 | Rate Constraint in lbs/MMBtu | FALSE | L | Annual | Fuel Consumed | TBtu | 0.047082 | 0.047082 | 0.047082 | 0.18297 | 0.23933 | 0.23933 | 0
IL Fac. Spec. - NOX Rate Summer v3.1, Unit 842 and retrofits | 595 | 1797 | Rate Constraint in lbs/MMBtu | FALSE | L | Annual | Rate | lb/MMBtu | 0.0662 | 0.0662 | 0.0662 | 0.0662 | 0.0662 | 0.0662 | 0
IL Fac. Spec. - NOX Rate Summer v3.1, Unit 842 and retrofits | 595 | 1797 | Rate Constraint in lbs/MMBtu | FALSE | L | Annual | Generation | TWh | 0.003467 | 0.003467 | 0.003467 | 0.013474 | 0.017624 | 0.017624 | 0
IL Fac. Spec. - NOX Rate Summer v3.1, Unit 842 and retrofits | 595 | 1797 | Rate Constraint in lbs/MMBtu | FALSE | L | Annual | Qualifying Generation | TWh | 0.003467 | 0.003467 | 0.003467 | 0.013474 | 0.017624 | 0.017624 | 0
IL Fac. Spec. - NOX Rate Summer v3.1, Unit 842 and retrofits | 595 | 1797 | Rate Constraint in lbs/MMBtu | FALSE | L | Annual | Rate | lb/MWh | 0.899 | 0.899 | 0.899 | 0.899 | 0.899 | 0.899 | 0
IL Fac. Spec. - NOX Rate Summer v3.1, Unit 842 and retrofits | 595 | 1797 | Rate Constraint in lbs/MMBtu | FALSE | L | Annual | Constraint Shadow Price | US2011$/Ton | 0 | 0 | 0 | 0 | 0 | 0 | 0
IL Fac. Spec. - NOX Rate Summer v3.1, Unit 857 and retrofits | 596 | 1797 | Rate Constraint in lbs/MMBtu | FALSE | L | Annual | Seasons Included | Seasons | Summer | Summer | Summer | Summer | Summer | Summer | Summer
IL Fac. Spec. - NOX Rate Summer v3.1, Unit 857 and retrofits | 596 | 1797 | Rate Constraint in lbs/MMBtu | FALSE | L | Annual | Standard NOX | lb/MMBtu | 0.25 | 0.25 | 0.25 | 0.25 | 0.25 | 0.25 | 0.25
IL Fac. Spec. - NOX Rate Summer v3.1, Unit 857 and retrofits | 596 | 1797 | Rate Constraint in lbs/MMBtu | FALSE | L | Annual | Emissions at Affected Plants NOX | Thousand Tons | 0.0019411 | 0.0019411 | 0 | 0.0019411 | 0.0019411 | 0.0098673 | 0
IL Fac. Spec. - NOX Rate Summer v3.1, Unit 857 and retrofits | 596 | 1797 | Rate Constraint in lbs/MMBtu | FALSE | L | Annual | Allowances Purchased NOX | Thousand Tons | 0 | 0 | 0 | 0 | 0 | 0 | 0
IL Fac. Spec. - NOX Rate Summer v3.1, Unit 857 and retrofits | 596 | 1797 | Rate Constraint in lbs/MMBtu | FALSE | L | Annual | Allowances Sold NOX | Thousand Tons | 0 | 0 | 0 | 0 | 0 | 0 | 0
IL Fac. Spec. - NOX Rate Summer v3.1, Unit 857 and retrofits | 596 | 1797 | Rate Constraint in lbs/MMBtu | FALSE | L | Annual | Allowances Banked | Thousand Tons | 0 | 0 | 0 | 0 | 0 | 0 | 0
IL Fac. Spec. - NOX Rate Summer v3.1, Unit 857 and retrofits | 596 | 1797 | Rate Constraint in lbs/MMBtu | FALSE | L | Annual | Allowances Withdrawn (1:1) | Thousand Tons | 0 | 0 | 0 | 0 | 0 | 0 | 0
IL Fac. Spec. - NOX Rate Summer v3.1, Unit 857 and retrofits | 596 | 1797 | Rate Constraint in lbs/MMBtu | FALSE | L | Annual | Allowances Withdrawn (n:1) | Thousand Tons | 0 | 0 | 0 | 0 | 0 | 0 | 0
IL Fac. Spec. - NOX Rate Summer v3.1, Unit 857 and retrofits | 596 | 1797 | Rate Constraint in lbs/MMBtu | FALSE | L | Annual | Net Emissions Allowance Position | Thousand Tons | 0.0019411 | 0.0019411 | 0 | 0.0019411 | 0.0019411 | 0.0098673 | 0
IL Fac. Spec. - NOX Rate Summer v3.1, Unit 857 and retrofits | 596 | 1797 | Rate Constraint in lbs/MMBtu | FALSE | L | Annual | Fuel Consumed | TBtu | 0.05246 | 0.05246 | 0 | 0.05246 | 0.05246 | 0.26667 | 0
IL Fac. Spec. - NOX Rate Summer v3.1, Unit 857 and retrofits | 596 | 1797 | Rate Constraint in lbs/MMBtu | FALSE | L | Annual | Rate | lb/MMBtu | 0.074003 | 0.074003 | 0 | 0.074003 | 0.074003 | 0.074003 | 0
IL Fac. Spec. - NOX Rate Summer v3.1, Unit 857 and retrofits | 596 | 1797 | Rate Constraint in lbs/MMBtu | FALSE | L | Annual | Generation | TWh | 0.0038004 | 0.0038004 | 0 | 0.0038004 | 0.0038004 | 0.019319 | 0
IL Fac. Spec. - NOX Rate Summer v3.1, Unit 857 and retrofits | 596 | 1797 | Rate Constraint in lbs/MMBtu | FALSE | L | Annual | Qualifying Generation | TWh | 0.0038004 | 0.0038004 | 0 | 0.0038004 | 0.0038004 | 0.019319 | 0
IL Fac. Spec. - NOX Rate Summer v3.1, Unit 857 and retrofits | 596 | 1797 | Rate Constraint in lbs/MMBtu | FALSE | L | Annual | Rate | lb/MWh | 1.0215 | 1.0215 | 0 | 1.0215 | 1.0215 | 1.0215 | 0
IL Fac. Spec. - NOX Rate Summer v3.1, Unit 857 and retrofits | 596 | 1797 | Rate Constraint in lbs/MMBtu | FALSE | L | Annual | Constraint Shadow Price | US2011$/Ton | 0 | 0 | 0 | 0 | 0 | 0 | 0
IL Fac. Spec. - NOX Rate Summer v3.1, Unit 858 and retrofits | 597 | 1797 | Rate Constraint in lbs/MMBtu | FALSE | L | Annual | Seasons Included | Seasons | Summer | Summer | Summer | Summer | Summer | Summer | Summer
IL Fac. Spec. - NOX Rate Summer v3.1, Unit 858 and retrofits | 597 | 1797 | Rate Constraint in lbs/MMBtu | FALSE | L | Annual | Standard NOX | lb/MMBtu | 0.25 | 0.25 | 0.25 | 0.25 | 0.25 | 0.25 | 0.25
IL Fac. Spec. - NOX Rate Summer v3.1, Unit 858 and retrofits | 597 | 1797 | Rate Constraint in lbs/MMBtu | FALSE | L | Annual | Emissions at Affected Plants NOX | Thousand Tons | 0.0015721 | 0.0015749 | 0 | 0.0016841 | 0.0016841 | 0.008561 | 0
IL Fac. Spec. - NOX Rate Summer v3.1, Unit 858 and retrofits | 597 | 1797 | Rate Constraint in lbs/MMBtu | FALSE | L | Annual | Allowances Purchased NOX | Thousand Tons | 0 | 0 | 0 | 0 | 0 | 0 | 0
IL Fac. Spec. - NOX Rate Summer v3.1, Unit 858 and retrofits | 597 | 1797 | Rate Constraint in lbs/MMBtu | FALSE | L | Annual | Allowances Sold NOX | Thousand Tons | 0 | 0 | 0 | 0 | 0 | 0 | 0
IL Fac. Spec. - NOX Rate Summer v3.1, Unit 858 and retrofits | 597 | 1797 | Rate Constraint in lbs/MMBtu | FALSE | L | Annual | Allowances Banked | Thousand Tons | 0 | 0 | 0 | 0 | 0 | 0 | 0
IL Fac. Spec. - NOX Rate Summer v3.1, Unit 858 and retrofits | 597 | 1797 | Rate Constraint in lbs/MMBtu | FALSE | L | Annual | Allowances Withdrawn (1:1) | Thousand Tons | 0 | 0 | 0 | 0 | 0 | 0 | 0
IL Fac. Spec. - NOX Rate Summer v3.1, Unit 858 and retrofits | 597 | 1797 | Rate Constraint in lbs/MMBtu | FALSE | L | Annual | Allowances Withdrawn (n:1) | Thousand Tons | 0 | 0 | 0 | 0 | 0 | 0 | 0
IL Fac. Spec. - NOX Rate Summer v3.1, Unit 858 and retrofits | 597 | 1797 | Rate Constraint in lbs/MMBtu | FALSE | L | Annual | Net Emissions Allowance Position | Thousand Tons | 0.0015721 | 0.0015749 | 0 | 0.0016841 | 0.0016841 | 0.008561 | 0
IL Fac. Spec. - NOX Rate Summer v3.1, Unit 858 and retrofits | 597 | 1797 | Rate Constraint in lbs/MMBtu | FALSE | L | Annual | Fuel Consumed | TBtu | 0.048976 | 0.049061 | 0 | 0.052464 | 0.052464 | 0.26669 | 0
IL Fac. Spec. - NOX Rate Summer v3.1, Unit 858 and retrofits | 597 | 1797 | Rate Constraint in lbs/MMBtu | FALSE | L | Annual | Rate | lb/MMBtu | 0.064201 | 0.064201 | 0 | 0.064201 | 0.064201 | 0.064201 | 0
IL Fac. Spec. - NOX Rate Summer v3.1, Unit 858 and retrofits | 597 | 1797 | Rate Constraint in lbs/MMBtu | FALSE | L | Annual | Generation | TWh | 0.0035477 | 0.0035539 | 0 | 0.0038004 | 0.0038004 | 0.019319 | 0
IL Fac. Spec. - NOX Rate Summer v3.1, Unit 858 and retrofits | 597 | 1797 | Rate Constraint in lbs/MMBtu | FALSE | L | Annual | Qualifying Generation | TWh | 0.0035477 | 0.0035539 | 0 | 0.0038004 | 0.0038004 | 0.019319 | 0
IL Fac. Spec. - NOX Rate Summer v3.1, Unit 858 and retrofits | 597 | 1797 | Rate Constraint in lbs/MMBtu | FALSE | L | Annual | Rate | lb/MWh | 0.88629 | 0.88629 | 0 | 0.88629 | 0.88629 | 0.88629 | 0
IL Fac. Spec. - NOX Rate Summer v3.1, Unit 858 and retrofits | 597 | 1797 | Rate Constraint in lbs/MMBtu | FALSE | L | Annual | Constraint Shadow Price | US2011$/Ton | 0 | 0 | 0 | 0 | 0 | 0 | 0
IL Fac. Spec. - NOX Rate Summer v3.1, Unit 2001 and retrofits | 598 | 1797 | Rate Constraint in lbs/MMBtu | FALSE | L | Annual | Seasons Included | Seasons | Summer | Summer | Summer | Summer | Summer | Summer | Summer
IL Fac. Spec. - NOX Rate Summer v3.1, Unit 2001 and retrofits | 598 | 1797 | Rate Constraint in lbs/MMBtu | FALSE | L | Annual | Standard NOX | lb/MMBtu | 0.25 | 0.25 | 0.25 | 0.25 | 0.25 | 0.25 | 0.25
IL Fac. Spec. - NOX Rate Summer v3.1, Unit 2001 and retrofits | 598 | 1797 | Rate Constraint in lbs/MMBtu | FALSE | L | Annual | Emissions at Affected Plants NOX | Thousand Tons | 0.0060445 | 0.0060445 | 0.0060445 | 0.0060445 | 0.0060445 | 0.0060445 | 0.0060445
IL Fac. Spec. - NOX Rate Summer v3.1, Unit 2001 and retrofits | 598 | 1797 | Rate Constraint in lbs/MMBtu | FALSE | L | Annual | Allowances Purchased NOX | Thousand Tons | 0 | 0 | 0 | 0 | 0 | 0 | 0
IL Fac. Spec. - NOX Rate Summer v3.1, Unit 2001 and retrofits | 598 | 1797 | Rate Constraint in lbs/MMBtu | FALSE | L | Annual | Allowances Sold NOX | Thousand Tons | 0 | 0 | 0 | 0 | 0 | 0 | 0
IL Fac. Spec. - NOX Rate Summer v3.1, Unit 2001 and retrofits | 598 | 1797 | Rate Constraint in lbs/MMBtu | FALSE | L | Annual | Allowances Banked | Thousand Tons | 0 | 0 | 0 | 0 | 0 | 0 | 0
IL Fac. Spec. - NOX Rate Summer v3.1, Unit 2001 and retrofits | 598 | 1797 | Rate Constraint in lbs/MMBtu | FALSE | L | Annual | Allowances Withdrawn (1:1) | Thousand Tons | 0 | 0 | 0 | 0 | 0 | 0 | 0
IL Fac. Spec. - NOX Rate Summer v3.1, Unit 2001 and retrofits | 598 | 1797 | Rate Constraint in lbs/MMBtu | FALSE | L | Annual | Allowances Withdrawn (n:1) | Thousand Tons | 0 | 0 | 0 | 0 | 0 | 0 | 0
IL Fac. Spec. - NOX Rate Summer v3.1, Unit 2001 and retrofits | 598 | 1797 | Rate Constraint in lbs/MMBtu | FALSE | L | Annual | Net Emissions Allowance Position | Thousand Tons | 0.0060445 | 0.0060445 | 0.0060445 | 0.0060445 | 0.0060445 | 0.0060445 | 0.0060445
IL Fac. Spec. - NOX Rate Summer v3.1, Unit 2001 and retrofits | 598 | 1797 | Rate Constraint in lbs/MMBtu | FALSE | L | Annual | Fuel Consumed | TBtu | 0.31647 | 0.31647 | 0.31647 | 0.31647 | 0.31647 | 0.31647 | 0.31647
IL Fac. Spec. - NOX Rate Summer v3.1, Unit 2001 and retrofits | 598 | 1797 | Rate Constraint in lbs/MMBtu | FALSE | L | Annual | Rate | lb/MMBtu | 0.0382 | 0.0382 | 0.0382 | 0.0382 | 0.0382 | 0.0382 | 0.0382
IL Fac. Spec. - NOX Rate Summer v3.1, Unit 2001 and retrofits | 598 | 1797 | Rate Constraint in lbs/MMBtu | FALSE | L | Annual | Generation | TWh | 0.028469 | 0.028469 | 0.028469 | 0.028469 | 0.028469 | 0.028469 | 0.028469
IL Fac. Spec. - NOX Rate Summer v3.1, Unit 2001 and retrofits | 598 | 1797 | Rate Constraint in lbs/MMBtu | FALSE | L | Annual | Qualifying Generation | TWh | 0.028469 | 0.028469 | 0.028469 | 0.028469 | 0.028469 | 0.028469 | 0.028469
IL Fac. Spec. - NOX Rate Summer v3.1, Unit 2001 and retrofits | 598 | 1797 | Rate Constraint in lbs/MMBtu | FALSE | L | Annual | Rate | lb/MWh | 0.42463 | 0.42463 | 0.42463 | 0.42463 | 0.42463 | 0.42463 | 0.42463
IL Fac. Spec. - NOX Rate Summer v3.1, Unit 2001 and retrofits | 598 | 1797 | Rate Constraint in lbs/MMBtu | FALSE | L | Annual | Constraint Shadow Price | US2011$/Ton | 0 | 0 | 0 | 0 | 0 | 0 | 0
IL Fac. Spec. - NOX Rate Summer v3.1, Unit 2002 and retrofits | 599 | 1797 | Rate Constraint in lbs/MMBtu | FALSE | L | Annual | Seasons Included | Seasons | Summer | Summer | Summer | Summer | Summer | Summer | Summer
IL Fac. Spec. - NOX Rate Summer v3.1, Unit 2002 and retrofits | 599 | 1797 | Rate Constraint in lbs/MMBtu | FALSE | L | Annual | Standard NOX | lb/MMBtu | 0.25 | 0.25 | 0.25 | 0.25 | 0.25 | 0.25 | 0.25
IL Fac. Spec. - NOX Rate Summer v3.1, Unit 2002 and retrofits | 599 | 1797 | Rate Constraint in lbs/MMBtu | FALSE | L | Annual | Emissions at Affected Plants NOX | Thousand Tons | 0.0060129 | 0.0060129 | 0.0060129 | 0.0060129 | 0.0060129 | 0.0060129 | 0.0060129
IL Fac. Spec. - NOX Rate Summer v3.1, Unit 2002 and retrofits | 599 | 1797 | Rate Constraint in lbs/MMBtu | FALSE | L | Annual | Allowances Purchased NOX | Thousand Tons | 0 | 0 | 0 | 0 | 0 | 0 | 0
IL Fac. Spec. - NOX Rate Summer v3.1, Unit 2002 and retrofits | 599 | 1797 | Rate Constraint in lbs/MMBtu | FALSE | L | Annual | Allowances Sold NOX | Thousand Tons | 0 | 0 | 0 | 0 | 0 | 0 | 0
IL Fac. Spec. - NOX Rate Summer v3.1, Unit 2002 and retrofits | 599 | 1797 | Rate Constraint in lbs/MMBtu | FALSE | L | Annual | Allowances Banked | Thousand Tons | 0 | 0 | 0 | 0 | 0 | 0 | 0
IL Fac. Spec. - NOX Rate Summer v3.1, Unit 2002 and retrofits | 599 | 1797 | Rate Constraint in lbs/MMBtu | FALSE | L | Annual | Allowances Withdrawn (1:1) | Thousand Tons | 0 | 0 | 0 | 0 | 0 | 0 | 0
IL Fac. Spec. - NOX Rate Summer v3.1, Unit 2002 and retrofits | 599 | 1797 | Rate Constraint in lbs/MMBtu | FALSE | L | Annual | Allowances Withdrawn (n:1) | Thousand Tons | 0 | 0 | 0 | 0 | 0 | 0 | 0
IL Fac. Spec. - NOX Rate Summer v3.1, Unit 2002 and retrofits | 599 | 1797 | Rate Constraint in lbs/MMBtu | FALSE | L | Annual | Net Emissions Allowance Position | Thousand Tons | 0.0060129 | 0.0060129 | 0.0060129 | 0.0060129 | 0.0060129 | 0.0060129 | 0.0060129
IL Fac. Spec. - NOX Rate Summer v3.1, Unit 2002 and retrofits | 599 | 1797 | Rate Constraint in lbs/MMBtu | FALSE | L | Annual | Fuel Consumed | TBtu | 0.31647 | 0.31647 | 0.31647 | 0.31647 | 0.31647 | 0.31647 | 0.31647
IL Fac. Spec. - NOX Rate Summer v3.1, Unit 2002 and retrofits | 599 | 1797 | Rate Constraint in lbs/MMBtu | FALSE | L | Annual | Rate | lb/MMBtu | 0.038 | 0.038 | 0.038 | 0.038 | 0.038 | 0.038 | 0.038
IL Fac. Spec. - NOX Rate Summer v3.1, Unit 2002 and retrofits | 599 | 1797 | Rate Constraint in lbs/MMBtu | FALSE | L | Annual | Generation | TWh | 0.028469 | 0.028469 | 0.028469 | 0.028469 | 0.028469 | 0.028469 | 0.028469
IL Fac. Spec. - NOX Rate Summer v3.1, Unit 2002 and retrofits | 599 | 1797 | Rate Constraint in lbs/MMBtu | FALSE | L | Annual | Qualifying Generation | TWh | 0.028469 | 0.028469 | 0.028469 | 0.028469 | 0.028469 | 0.028469 | 0.028469
IL Fac. Spec. - NOX Rate Summer v3.1, Unit 2002 and retrofits | 599 | 1797 | Rate Constraint in lbs/MMBtu | FALSE | L | Annual | Rate | lb/MWh | 0.42241 | 0.42241 | 0.42241 | 0.42241 | 0.42241 | 0.42241 | 0.42241
IL Fac. Spec. - NOX Rate Summer v3.1, Unit 2002 and retrofits | 599 | 1797 | Rate Constraint in lbs/MMBtu | FALSE | L | Annual | Constraint Shadow Price | US2011$/Ton | 0 | 0 | 0 | 0 | 0 | 0 | 0
IL Fac. Spec. - NOX Rate Summer v3.1, Unit 2003 and retrofits | 600 | 1797 | Rate Constraint in lbs/MMBtu | FALSE | L | Annual | Seasons Included | Seasons | Summer | Summer | Summer | Summer | Summer | Summer | Summer
IL Fac. Spec. - NOX Rate Summer v3.1, Unit 2003 and retrofits | 600 | 1797 | Rate Constraint in lbs/MMBtu | FALSE | L | Annual | Standard NOX | lb/MMBtu | 0.25 | 0.25 | 0.25 | 0.25 | 0.25 | 0.25 | 0.25
IL Fac. Spec. - NOX Rate Summer v3.1, Unit 2003 and retrofits | 600 | 1797 | Rate Constraint in lbs/MMBtu | FALSE | L | Annual | Emissions at Affected Plants NOX | Thousand Tons | 0.0041303 | 0.0041303 | 0.0041303 | 0.0041303 | 0.0041303 | 0.0041303 | 0.0041303
IL Fac. Spec. - NOX Rate Summer v3.1, Unit 2003 and retrofits | 600 | 1797 | Rate Constraint in lbs/MMBtu | FALSE | L | Annual | Allowances Purchased NOX | Thousand Tons | 0 | 0 | 0 | 0 | 0 | 0 | 0
IL Fac. Spec. - NOX Rate Summer v3.1, Unit 2003 and retrofits | 600 | 1797 | Rate Constraint in lbs/MMBtu | FALSE | L | Annual | Allowances Sold NOX | Thousand Tons | 0 | 0 | 0 | 0 | 0 | 0 | 0
IL Fac. Spec. - NOX Rate Summer v3.1, Unit 2003 and retrofits | 600 | 1797 | Rate Constraint in lbs/MMBtu | FALSE | L | Annual | Allowances Banked | Thousand Tons | 0 | 0 | 0 | 0 | 0 | 0 | 0
IL Fac. Spec. - NOX Rate Summer v3.1, Unit 2003 and retrofits | 600 | 1797 | Rate Constraint in lbs/MMBtu | FALSE | L | Annual | Allowances Withdrawn (1:1) | Thousand Tons | 0 | 0 | 0 | 0 | 0 | 0 | 0
IL Fac. Spec. - NOX Rate Summer v3.1, Unit 2003 and retrofits | 600 | 1797 | Rate Constraint in lbs/MMBtu | FALSE | L | Annual | Allowances Withdrawn (n:1) | Thousand Tons | 0 | 0 | 0 | 0 | 0 | 0 | 0
IL Fac. Spec. - NOX Rate Summer v3.1, Unit 2003 and retrofits | 600 | 1797 | Rate Constraint in lbs/MMBtu | FALSE | L | Annual | Net Emissions Allowance Position | Thousand Tons | 0.0041303 | 0.0041303 | 0.0041303 | 0.0041303 | 0.0041303 | 0.0041303 | 0.0041303
IL Fac. Spec. - NOX Rate Summer v3.1, Unit 2003 and retrofits | 600 | 1797 | Rate Constraint in lbs/MMBtu | FALSE | L | Annual | Fuel Consumed | TBtu | 0.21853 | 0.21853 | 0.21853 | 0.21853 | 0.21853 | 0.21853 | 0.21853
IL Fac. Spec. - NOX Rate Summer v3.1, Unit 2003 and retrofits | 600 | 1797 | Rate Constraint in lbs/MMBtu | FALSE | L | Annual | Rate | lb/MMBtu | 0.0378 | 0.0378 | 0.0378 | 0.0378 | 0.0378 | 0.0378 | 0.0378
IL Fac. Spec. - NOX Rate Summer v3.1, Unit 2003 and retrofits | 600 | 1797 | Rate Constraint in lbs/MMBtu | FALSE | L | Annual | Generation | TWh | 0.019657 | 0.019657 | 0.019657 | 0.019657 | 0.019657 | 0.019657 | 0.019657
IL Fac. Spec. - NOX Rate Summer v3.1, Unit 2003 and retrofits | 600 | 1797 | Rate Constraint in lbs/MMBtu | FALSE | L | Annual | Qualifying Generation | TWh | 0.019657 | 0.019657 | 0.019657 | 0.019657 | 0.019657 | 0.019657 | 0.019657
IL Fac. Spec. - NOX Rate Summer v3.1, Unit 2003 and retrofits | 600 | 1797 | Rate Constraint in lbs/MMBtu | FALSE | L | Annual | Rate | lb/MWh | 0.42022 | 0.42022 | 0.42022 | 0.42022 | 0.42022 | 0.42022 | 0.42022
IL Fac. Spec. - NOX Rate Summer v3.1, Unit 2003 and retrofits | 600 | 1797 | Rate Constraint in lbs/MMBtu | FALSE | L | Annual | Constraint Shadow Price | US2011$/Ton | 0 | 0 | 0 | 0 | 0 | 0 | 0
IL Fac. Spec. - NOX Rate Summer v3.1, Unit 2004 and retrofits | 601 | 1797 | Rate Constraint in lbs/MMBtu | FALSE | L | Annual | Seasons Included | Seasons | Summer | Summer | Summer | Summer | Summer | Summer | Summer
IL Fac. Spec. - NOX Rate Summer v3.1, Unit 2004 and retrofits | 601 | 1797 | Rate Constraint in lbs/MMBtu | FALSE | L | Annual | Standard NOX | lb/MMBtu | 0.25 | 0.25 | 0.25 | 0.25 | 0.25 | 0.25 | 0.25
IL Fac. Spec. - NOX Rate Summer v3.1, Unit 2004 and retrofits | 601 | 1797 | Rate Constraint in lbs/MMBtu | FALSE | L | Annual | Emissions at Affected Plants NOX | Thousand Tons | 0.0036694 | 0.0036694 | 0.0036694 | 0.0036694 | 0.0036694 | 0.0036694 | 0.0036694
IL Fac. Spec. - NOX Rate Summer v3.1, Unit 2004 and retrofits | 601 | 1797 | Rate Constraint in lbs/MMBtu | FALSE | L | Annual | Allowances Purchased NOX | Thousand Tons | 0 | 0 | 0 | 0 | 0 | 0 | 0
IL Fac. Spec. - NOX Rate Summer v3.1, Unit 2004 and retrofits | 601 | 1797 | Rate Constraint in lbs/MMBtu | FALSE | L | Annual | Allowances Sold NOX | Thousand Tons | 0 | 0 | 0 | 0 | 0 | 0 | 0
IL Fac. Spec. - NOX Rate Summer v3.1, Unit 2004 and retrofits | 601 | 1797 | Rate Constraint in lbs/MMBtu | FALSE | L | Annual | Allowances Banked | Thousand Tons | 0 | 0 | 0 | 0 | 0 | 0 | 0
IL Fac. Spec. - NOX Rate Summer v3.1, Unit 2004 and retrofits | 601 | 1797 | Rate Constraint in lbs/MMBtu | FALSE | L | Annual | Allowances Withdrawn (1:1) | Thousand Tons | 0 | 0 | 0 | 0 | 0 | 0 | 0
IL Fac. Spec. - NOX Rate Summer v3.1, Unit 2004 and retrofits | 601 | 1797 | Rate Constraint in lbs/MMBtu | FALSE | L | Annual | Allowances Withdrawn (n:1) | Thousand Tons | 0 | 0 | 0 | 0 | 0 | 0 | 0
IL Fac. Spec. - NOX Rate Summer v3.1, Unit 2004 and retrofits | 601 | 1797 | Rate Constraint in lbs/MMBtu | FALSE | L | Annual | Net Emissions Allowance Position | Thousand Tons | 0.0036694 | 0.0036694 | 0.0036694 | 0.0036694 | 0.0036694 | 0.0036694 | 0.0036694
IL Fac. Spec. - NOX Rate Summer v3.1, Unit 2004 and retrofits | 601 | 1797 | Rate Constraint in lbs/MMBtu | FALSE | L | Annual | Fuel Consumed | TBtu | 0.087847 | 0.087847 | 0.087847 | 0.087847 | 0.087847 | 0.087847 | 0.087847
IL Fac. Spec. - NOX Rate Summer v3.1, Unit 2004 and retrofits | 601 | 1797 | Rate Constraint in lbs/MMBtu | FALSE | L | Annual | Rate | lb/MMBtu | 0.083541 | 0.083541 | 0.083541 | 0.083541 | 0.083541 | 0.083541 | 0.083541
IL Fac. Spec. - NOX Rate Summer v3.1, Unit 2004 and retrofits | 601 | 1797 | Rate Constraint in lbs/MMBtu | FALSE | L | Annual | Generation | TWh | 0.0079027 | 0.0079027 | 0.0079027 | 0.0079027 | 0.0079027 | 0.0079027 | 0.0079027
IL Fac. Spec. - NOX Rate Summer v3.1, Unit 2004 and retrofits | 601 | 1797 | Rate Constraint in lbs/MMBtu | FALSE | L | Annual | Qualifying Generation | TWh | 0.0079027 | 0.0079027 | 0.0079027 | 0.0079027 | 0.0079027 | 0.0079027 | 0.0079027
IL Fac. Spec. - NOX Rate Summer v3.1, Unit 2004 and retrofits | 601 | 1797 | Rate Constraint in lbs/MMBtu | FALSE | L | Annual | Rate | lb/MWh | 0.92864 | 0.92864 | 0.92864 | 0.92864 | 0.92864 | 0.92864 | 0.92864
IL Fac. Spec. - NOX Rate Summer v3.1, Unit 2004 and retrofits | 601 | 1797 | Rate Constraint in lbs/MMBtu | FALSE | L | Annual | Constraint Shadow Price | US2011$/Ton | 0 | 0 | 0 | 0 | 0 | 0 | 0
IL Fac. Spec. - NOX Rate Summer v3.1, Unit 2779 and retrofits | 602 | 1797 | Rate Constraint in lbs/MMBtu | FALSE | L | Annual | Seasons Included | Seasons | Summer | Summer | Summer | Summer | Summer | Summer | Summer
IL Fac. Spec. - NOX Rate Summer v3.1, Unit 2779 and retrofits | 602 | 1797 | Rate Constraint in lbs/MMBtu | FALSE | L | Annual | Standard NOX | lb/MMBtu | 0.25 | 0.25 | 0.25 | 0.25 | 0.25 | 0.25 | 0.25
IL Fac. Spec. - NOX Rate Summer v3.1, Unit 2779 and retrofits | 602 | 1797 | Rate Constraint in lbs/MMBtu | FALSE | L | Annual | Emissions at Affected Plants NOX | Thousand Tons | 0.018225 | 0.018225 | 0.018225 | 0.018225 | 0.018225 | 0.018225 | 0.018225
IL Fac. Spec. - NOX Rate Summer v3.1, Unit 2779 and retrofits | 602 | 1797 | Rate Constraint in lbs/MMBtu | FALSE | L | Annual | Allowances Purchased NOX | Thousand Tons | 0 | 0 | 0 | 0 | 0 | 0 | 0
IL Fac. Spec. - NOX Rate Summer v3.1, Unit 2779 and retrofits | 602 | 1797 | Rate Constraint in lbs/MMBtu | FALSE | L | Annual | Allowances Sold NOX | Thousand Tons | 0 | 0 | 0 | 0 | 0 | 0 | 0
IL Fac. Spec. - NOX Rate Summer v3.1, Unit 2779 and retrofits | 602 | 1797 | Rate Constraint in lbs/MMBtu | FALSE | L | Annual | Allowances Banked | Thousand Tons | 0 | 0 | 0 | 0 | 0 | 0 | 0
IL Fac. Spec. - NOX Rate Summer v3.1, Unit 2779 and retrofits | 602 | 1797 | Rate Constraint in lbs/MMBtu | FALSE | L | Annual | Allowances Withdrawn (1:1) | Thousand Tons | 0 | 0 | 0 | 0 | 0 | 0 | 0
IL Fac. Spec. - NOX Rate Summer v3.1, Unit 2779 and retrofits | 602 | 1797 | Rate Constraint in lbs/MMBtu | FALSE | L | Annual | Allowances Withdrawn (n:1) | Thousand Tons | 0 | 0 | 0 | 0 | 0 | 0 | 0
IL Fac. Spec. - NOX Rate Summer v3.1, Unit 2779 and retrofits | 602 | 1797 | Rate Constraint in lbs/MMBtu | FALSE | L | Annual | Net Emissions Allowance Position | Thousand Tons | 0.018225 | 0.018225 | 0.018225 | 0.018225 | 0.018225 | 0.018225 | 0.018225
IL Fac. Spec. - NOX Rate Summer v3.1, Unit 2779 and retrofits | 602 | 1797 | Rate Constraint in lbs/MMBtu | FALSE | L | Annual | Fuel Consumed | TBtu | 3.3136 | 3.3136 | 3.3136 | 3.3136 | 3.3136 | 3.3136 | 3.3136
IL Fac. Spec. - NOX Rate Summer v3.1, Unit 2779 and retrofits | 602 | 1797 | Rate Constraint in lbs/MMBtu | FALSE | L | Annual | Rate | lb/MMBtu | 0.011 | 0.011 | 0.011 | 0.011 | 0.011 | 0.011 | 0.011
IL Fac. Spec. - NOX Rate Summer v3.1, Unit 2779 and retrofits | 602 | 1797 | Rate Constraint in lbs/MMBtu | FALSE | L | Annual | Generation | TWh | 0.51534 | 0.51534 | 0.51534 | 0.51534 | 0.51534 | 0.51534 | 0.51534
IL Fac. Spec. - NOX Rate Summer v3.1, Unit 2779 and retrofits | 602 | 1797 | Rate Constraint in lbs/MMBtu | FALSE | L | Annual | Qualifying Generation | TWh | 0.51534 | 0.51534 | 0.51534 | 0.51534 | 0.51534 | 0.51534 | 0.51534
IL Fac. Spec. - NOX Rate Summer v3.1, Unit 2779 and retrofits | 602 | 1797 | Rate Constraint in lbs/MMBtu | FALSE | L | Annual | Rate | lb/MWh | 0.07073 | 0.07073 | 0.07073 | 0.07073 | 0.07073 | 0.07073 | 0.07073
IL Fac. Spec. - NOX Rate Summer v3.1, Unit 2779 and retrofits | 602 | 1797 | Rate Constraint in lbs/MMBtu | FALSE | L | Annual | Constraint Shadow Price | US2011$/Ton | 0 | 0 | 0 | 0 | 0 | 0 | 0
IL Fac. Spec. - NOX Rate Summer v3.1, Unit 2780 and retrofits | 603 | 1797 | Rate Constraint in lbs/MMBtu | FALSE | L | Annual | Seasons Included | Seasons | Summer | Summer | Summer | Summer | Summer | Summer | Summer
IL Fac. Spec. - NOX Rate Summer v3.1, Unit 2780 and retrofits | 603 | 1797 | Rate Constraint in lbs/MMBtu | FALSE | L | Annual | Standard NOX | lb/MMBtu | 0.25 | 0.25 | 0.25 | 0.25 | 0.25 | 0.25 | 0.25
IL Fac. Spec. - NOX Rate Summer v3.1, Unit 2780 and retrofits | 603 | 1797 | Rate Constraint in lbs/MMBtu | FALSE | L | Annual | Emissions at Affected Plants NOX | Thousand Tons | 0.018225 | 0.018225 | 0.018225 | 0.018225 | 0.018225 | 0.018225 | 0.018225
IL Fac. Spec. - NOX Rate Summer v3.1, Unit 2780 and retrofits | 603 | 1797 | Rate Constraint in lbs/MMBtu | FALSE | L | Annual | Allowances Purchased NOX | Thousand Tons | 0 | 0 | 0 | 0 | 0 | 0 | 0
IL Fac. Spec. - NOX Rate Summer v3.1, Unit 2780 and retrofits | 603 | 1797 | Rate Constraint in lbs/MMBtu | FALSE | L | Annual | Allowances Sold NOX | Thousand Tons | 0 | 0 | 0 | 0 | 0 | 0 | 0
IL Fac. Spec. - NOX Rate Summer v3.1, Unit 2780 and retrofits | 603 | 1797 | Rate Constraint in lbs/MMBtu | FALSE | L | Annual | Allowances Banked | Thousand Tons | 0 | 0 | 0 | 0 | 0 | 0 | 0
IL Fac. Spec. - NOX Rate Summer v3.1, Unit 2780 and retrofits | 603 | 1797 | Rate Constraint in lbs/MMBtu | FALSE | L | Annual | Allowances Withdrawn (1:1) | Thousand Tons | 0 | 0 | 0 | 0 | 0 | 0 | 0
IL Fac. Spec. - NOX Rate Summer v3.1, Unit 2780 and retrofits | 603 | 1797 | Rate Constraint in lbs/MMBtu | FALSE | L | Annual | Allowances Withdrawn (n:1) | Thousand Tons | 0 | 0 | 0 | 0 | 0 | 0 | 0
IL Fac. Spec. - NOX Rate Summer v3.1, Unit 2780 and retrofits | 603 | 1797 | Rate Constraint in lbs/MMBtu | FALSE | L | Annual | Net Emissions Allowance Position | Thousand Tons | 0.018225 | 0.018225 | 0.018225 | 0.018225 | 0.018225 | 0.018225 | 0.018225
IL Fac. Spec. - NOX Rate Summer v3.1, Unit 2780 and retrofits | 603 | 1797 | Rate Constraint in lbs/MMBtu | FALSE | L | Annual | Fuel Consumed | TBtu | 3.3136 | 3.3136 | 3.3136 | 3.3136 | 3.3136 | 3.3136 | 3.3136
IL Fac. Spec. - NOX Rate Summer v3.1, Unit 2780 and retrofits | 603 | 1797 | Rate Constraint in lbs/MMBtu | FALSE | L | Annual | Rate | lb/MMBtu | 0.011 | 0.011 | 0.011 | 0.011 | 0.011 | 0.011 | 0.011
IL Fac. Spec. - NOX Rate Summer v3.1, Unit 2780 and retrofits | 603 | 1797 | Rate Constraint in lbs/MMBtu | FALSE | L | Annual | Generation | TWh | 0.51534 | 0.51534 | 0.51534 | 0.51534 | 0.51534 | 0.51534 | 0.51534
IL Fac. Spec. - NOX Rate Summer v3.1, Unit 2780 and retrofits | 603 | 1797 | Rate Constraint in lbs/MMBtu | FALSE | L | Annual | Qualifying Generation | TWh | 0.51534 | 0.51534 | 0.51534 | 0.51534 | 0.51534 | 0.51534 | 0.51534
IL Fac. Spec. - NOX Rate Summer v3.1, Unit 2780 and retrofits | 603 | 1797 | Rate Constraint in lbs/MMBtu | FALSE | L | Annual | Rate | lb/MWh | 0.07073 | 0.07073 | 0.07073 | 0.07073 | 0.07073 | 0.07073 | 0.07073
IL Fac. Spec. - NOX Rate Summer v3.1, Unit 2780 and retrofits | 603 | 1797 | Rate Constraint in lbs/MMBtu | FALSE | L | Annual | Constraint Shadow Price | US2011$/Ton | 0 | 0 | 0 | 0 | 0 | 0 | 0
IL Fac. Spec. - NOX Rate Summer v3.1, Unit 2781 and retrofits | 604 | 1797 | Rate Constraint in lbs/MMBtu | FALSE | L | Annual | Seasons Included | Seasons | Summer | Summer | Summer | Summer | Summer | Summer | Summer
IL Fac. Spec. - NOX Rate Summer v3.1, Unit 2781 and retrofits | 604 | 1797 | Rate Constraint in lbs/MMBtu | FALSE | L | Annual | Standard NOX | lb/MMBtu | 0.25 | 0.25 | 0.25 | 0.25 | 0.25 | 0.25 | 0.25
IL Fac. Spec. - NOX Rate Summer v3.1, Unit 2781 and retrofits | 604 | 1797 | Rate Constraint in lbs/MMBtu | FALSE | L | Annual | Emissions at Affected Plants NOX | Thousand Tons | 0.06679 | 0.06679 | 0.06679 | 0.06679 | 0.06679 | 0.06679 | 0.06679
IL Fac. Spec. - NOX Rate Summer v3.1, Unit 2781 and retrofits | 604 | 1797 | Rate Constraint in lbs/MMBtu | FALSE | L | Annual | Allowances Purchased NOX | Thousand Tons | 0 | 0 | 0 | 0 | 0 | 0 | 0
IL Fac. Spec. - NOX Rate Summer v3.1, Unit 2781 and retrofits | 604 | 1797 | Rate Constraint in lbs/MMBtu | FALSE | L | Annual | Allowances Sold NOX | Thousand Tons | 0 | 0 | 0 | 0 | 0 | 0 | 0
IL Fac. Spec. - NOX Rate Summer v3.1, Unit 2781 and retrofits | 604 | 1797 | Rate Constraint in lbs/MMBtu | FALSE | L | Annual | Allowances Banked | Thousand Tons | 0 | 0 | 0 | 0 | 0 | 0 | 0
IL Fac. Spec. - NOX Rate Summer v3.1, Unit 2781 and retrofits | 604 | 1797 | Rate Constraint in lbs/MMBtu | FALSE | L | Annual | Allowances Withdrawn (1:1) | Thousand Tons | 0 | 0 | 0 | 0 | 0 | 0 | 0
IL Fac. Spec. - NOX Rate Summer v3.1, Unit 2781 and retrofits | 604 | 1797 | Rate Constraint in lbs/MMBtu | FALSE | L | Annual | Allowances Withdrawn (n:1) | Thousand Tons | 0 | 0 | 0 | 0 | 0 | 0 | 0
IL Fac. Spec. - NOX Rate Summer v3.1, Unit 2781 and retrofits | 604 | 1797 | Rate Constraint in lbs/MMBtu | FALSE | L | Annual | Net Emissions Allowance Position | Thousand Tons | 0.06679 | 0.06679 | 0.06679 | 0.06679 | 0.06679 | 0.06679 | 0.06679
IL Fac. Spec. - NOX Rate Summer v3.1, Unit 2781 and retrofits | 604 | 1797 | Rate Constraint in lbs/MMBtu | FALSE | L | Annual | Fuel Consumed | TBtu | 12.1436 | 12.1436 | 12.1436 | 12.1436 | 12.1436 | 12.1436 | 12.1436
IL Fac. Spec. - NOX Rate Summer v3.1, Unit 2781 and retrofits | 604 | 1797 | Rate Constraint in lbs/MMBtu | FALSE | L | Annual | Rate | lb/MMBtu | 0.011 | 0.011 | 0.011 | 0.011 | 0.011 | 0.011 | 0.011
IL Fac. Spec. - NOX Rate Summer v3.1, Unit 2781 and retrofits | 604 | 1797 | Rate Constraint in lbs/MMBtu | FALSE | L | Annual | Generation | TWh | 1.8886 | 1.8886 | 1.8886 | 1.8886 | 1.8886 | 1.8886 | 1.8886
IL Fac. Spec. - NOX Rate Summer v3.1, Unit 2781 and retrofits | 604 | 1797 | Rate Constraint in lbs/MMBtu | FALSE | L | Annual | Qualifying Generation | TWh | 1.8886 | 1.8886 | 1.8886 | 1.8886 | 1.8886 | 1.8886 | 1.8886
IL Fac. Spec. - NOX Rate Summer v3.1, Unit 2781 and retrofits | 604 | 1797 | Rate Constraint in lbs/MMBtu | FALSE | L | Annual | Rate | lb/MWh | 0.07073 | 0.07073 | 0.07073 | 0.07073 | 0.07073 | 0.07073 | 0.07073
IL Fac. Spec. - NOX Rate Summer v3.1, Unit 2781 and retrofits | 604 | 1797 | Rate Constraint in lbs/MMBtu | FALSE | L | Annual | Constraint Shadow Price | US2011$/Ton | 0 | 0 | 0 | 0 | 0 | 0 | 0
IL Fac. Spec. - NOX Rate Summer v3.1, Unit 2782 and retrofits | 605 | 1797 | Rate Constraint in lbs/MMBtu | FALSE | L | Annual | Seasons Included | Seasons | Summer | Summer | Summer | Summer | Summer | Summer | Summer
IL Fac. Spec. - NOX Rate Summer v3.1, Unit 2782 and retrofits | 605 | 1797 | Rate Constraint in lbs/MMBtu | FALSE | L | Annual | Standard NOX | lb/MMBtu | 0.25 | 0.25 | 0.25 | 0.25 | 0.25 | 0.25 | 0.25
IL Fac. Spec. - NOX Rate Summer v3.1, Unit 2782 and retrofits | 605 | 1797 | Rate Constraint in lbs/MMBtu | FALSE | L | Annual | Emissions at Affected Plants NOX | Thousand Tons | 0.02272 | 0.02272 | 0.02272 | 0.02272 | 0.02272 | 0.02272 | 0.02272
IL Fac. Spec. - NOX Rate Summer v3.1, Unit 2782 and retrofits | 605 | 1797 | Rate Constraint in lbs/MMBtu | FALSE | L | Annual | Allowances Purchased NOX | Thousand Tons | 0 | 0 | 0 | 0 | 0 | 0 | 0
IL Fac. Spec. - NOX Rate Summer v3.1, Unit 2782 and retrofits | 605 | 1797 | Rate Constraint in lbs/MMBtu | FALSE | L | Annual | Allowances Sold NOX | Thousand Tons | 0 | 0 | 0 | 0 | 0 | 0 | 0
IL Fac. Spec. - NOX Rate Summer v3.1, Unit 2782 and retrofits | 605 | 1797 | Rate Constraint in lbs/MMBtu | FALSE | L | Annual | Allowances Banked | Thousand Tons | 0 | 0 | 0 | 0 | 0 | 0 | 0
IL Fac. Spec. - NOX Rate Summer v3.1, Unit 2782 and retrofits | 605 | 1797 | Rate Constraint in lbs/MMBtu | FALSE | L | Annual | Allowances Withdrawn (1:1) | Thousand Tons | 0 | 0 | 0 | 0 | 0 | 0 | 0
IL Fac. Spec. - NOX Rate Summer v3.1, Unit 2782 and retrofits | 605 | 1797 | Rate Constraint in lbs/MMBtu | FALSE | L | Annual | Allowances Withdrawn (n:1) | Thousand Tons | 0 | 0 | 0 | 0 | 0 | 0 | 0
IL Fac. Spec. - NOX Rate Summer v3.1, Unit 2782 and retrofits | 605 | 1797 | Rate Constraint in lbs/MMBtu | FALSE | L | Annual | Net Emissions Allowance Position | Thousand Tons | 0.02272 | 0.02272 | 0.02272 | 0.02272 | 0.02272 | 0.02272 | 0.02272
IL Fac. Spec. - NOX Rate Summer v3.1, Unit 2782 and retrofits | 605 | 1797 | Rate Constraint in lbs/MMBtu | FALSE | L | Annual | Fuel Consumed | TBtu | 1.7772 | 1.7772 | 1.7772 | 1.7772 | 1.7772 | 1.7772 | 1.7772
IL Fac. Spec. - NOX Rate Summer v3.1, Unit 2782 and retrofits | 605 | 1797 | Rate Constraint in lbs/MMBtu | FALSE | L | Annual | Rate | lb/MMBtu | 0.025569 | 0.025569 | 0.025569 | 0.025569 | 0.025569 | 0.025569 | 0.025569
IL Fac. Spec. - NOX Rate Summer v3.1, Unit 2782 and retrofits | 605 | 1797 | Rate Constraint in lbs/MMBtu | FALSE | L | Annual | Generation | TWh | 0.23826 | 0.23826 | 0.23826 | 0.23826 | 0.23826 | 0.23826 | 0.23826
IL Fac. Spec. - NOX Rate Summer v3.1, Unit 2782 and retrofits | 605 | 1797 | Rate Constraint in lbs/MMBtu | FALSE | L | Annual | Qualifying Generation | TWh | 0.23826 | 0.23826 | 0.23826 | 0.23826 | 0.23826 | 0.23826 | 0.23826
IL Fac. Spec. - NOX Rate Summer v3.1, Unit 2782 and retrofits | 605 | 1797 | Rate Constraint in lbs/MMBtu | FALSE | L | Annual | Rate | lb/MWh | 0.19072 | 0.19072 | 0.19072 | 0.19072 | 0.19072 | 0.19072 | 0.19072
IL Fac. Spec. - NOX Rate Summer v3.1, Unit 2782 and retrofits | 605 | 1797 | Rate Constraint in lbs/MMBtu | FALSE | L | Annual | Constraint Shadow Price | US2011$/Ton | 0 | 0 | 0 | 0 | 0 | 0 | 0
IL Fac. Spec. - NOX Rate Summer v3.1, Unit 2783 and retrofits | 606 | 1797 | Rate Constraint in lbs/MMBtu | FALSE | L | Annual | Seasons Included | Seasons | Summer | Summer | Summer | Summer | Summer | Summer | Summer
IL Fac. Spec. - NOX Rate Summer v3.1, Unit 2783 and retrofits | 606 | 1797 | Rate Constraint in lbs/MMBtu | FALSE | L | Annual | Standard NOX | lb/MMBtu | 0.25 | 0.25 | 0.25 | 0.25 | 0.25 | 0.25 | 0.25
IL Fac. Spec. - NOX Rate Summer v3.1, Unit 2783 and retrofits | 606 | 1797 | Rate Constraint in lbs/MMBtu | FALSE | L | Annual | Emissions at Affected Plants NOX | Thousand Tons | 0.022037 | 0.022037 | 0.022037 | 0.022037 | 0.022037 | 0.022037 | 0.022037
IL Fac. Spec. - NOX Rate Summer v3.1, Unit 2783 and retrofits | 606 | 1797 | Rate Constraint in lbs/MMBtu | FALSE | L | Annual | Allowances Purchased NOX | Thousand Tons | 0 | 0 | 0 | 0 | 0 | 0 | 0
IL Fac. Spec. - NOX Rate Summer v3.1, Unit 2783 and retrofits | 606 | 1797 | Rate Constraint in lbs/MMBtu | FALSE | L | Annual | Allowances Sold NOX | Thousand Tons | 0 | 0 | 0 | 0 | 0 | 0 | 0
IL Fac. Spec. - NOX Rate Summer v3.1, Unit 2783 and retrofits | 606 | 1797 | Rate Constraint in lbs/MMBtu | FALSE | L | Annual | Allowances Banked | Thousand Tons | 0 | 0 | 0 | 0 | 0 | 0 | 0
IL Fac. Spec. - NOX Rate Summer v3.1, Unit 2783 and retrofits | 606 | 1797 | Rate Constraint in lbs/MMBtu | FALSE | L | Annual | Allowances Withdrawn (1:1) | Thousand Tons | 0 | 0 | 0 | 0 | 0 | 0 | 0
IL Fac. Spec. - NOX Rate Summer v3.1, Unit 2783 and retrofits | 606 | 1797 | Rate Constraint in lbs/MMBtu | FALSE | L | Annual | Allowances Withdrawn (n:1) | Thousand Tons | 0 | 0 | 0 | 0 | 0 | 0 | 0
IL Fac. Spec. - NOX Rate Summer v3.1, Unit 2783 and retrofits | 606 | 1797 | Rate Constraint in lbs/MMBtu | FALSE | L | Annual | Net Emissions Allowance Position | Thousand Tons | 0.022037 | 0.022037 | 0.022037 | 0.022037 | 0.022037 | 0.022037 | 0.022037
IL Fac. Spec. - NOX Rate Summer v3.1, Unit 2783 and retrofits | 606 | 1797 | Rate Constraint in lbs/MMBtu | FALSE | L | Annual | Fuel Consumed | TBtu | 1.7772 | 1.7772 | 1.7772 | 1.7772 | 1.7772 | 1.7772 | 1.7772
IL Fac. Spec. - NOX Rate Summer v3.1, Unit 2783 and retrofits | 606 | 1797 | Rate Constraint in lbs/MMBtu | FALSE | L | Annual | Rate | lb/MMBtu | 0.0248 | 0.0248 | 0.0248 | 0.0248 | 0.0248 | 0.0248 | 0.0248
IL Fac. Spec. - NOX Rate Summer v3.1, Unit 2783 and retrofits | 606 | 1797 | Rate Constraint in lbs/MMBtu | FALSE | L | Annual | Generation | TWh | 0.23826 | 0.23826 | 0.23826 | 0.23826 | 0.23826 | 0.23826 | 0.23826
IL Fac. Spec. - NOX Rate Summer v3.1, Unit 2783 and retrofits | 606 | 1797 | Rate Constraint in lbs/MMBtu | FALSE | L | Annual | Qualifying Generation | TWh | 0.23826 | 0.23826 | 0.23826 | 0.23826 | 0.23826 | 0.23826 | 0.23826
IL Fac. Spec. - NOX Rate Summer v3.1, Unit 2783 and retrofits | 606 | 1797 | Rate Constraint in lbs/MMBtu | FALSE | L | Annual | Rate | lb/MWh | 0.18498 | 0.18498 | 0.18498 | 0.18498 | 0.18498 | 0.18498 | 0.18498
IL Fac. Spec. - NOX Rate Summer v3.1, Unit 2783 and retrofits | 606 | 1797 | Rate Constraint in lbs/MMBtu | FALSE | L | Annual | Constraint Shadow Price | US2011$/Ton | 0 | 0 | 0 | 0 | 0 | 0 | 0
IL Fac. Spec. - NOX Rate Summer v3.1, Unit 2784 and retrofits | 607 | 1797 | Rate Constraint in lbs/MMBtu | FALSE | L | Annual | Seasons Included | Seasons | Summer | Summer | Summer | Summer | Summer | Summer | Summer
IL Fac. Spec. - NOX Rate Summer v3.1, Unit 2784 and retrofits | 607 | 1797 | Rate Constraint in lbs/MMBtu | FALSE | L | Annual | Standard NOX | lb/MMBtu | 0.25 | 0.25 | 0.25 | 0.25 | 0.25 | 0.25 | 0.25
IL Fac. Spec. - NOX Rate Summer v3.1, Unit 2784 and retrofits | 607 | 1797 | Rate Constraint in lbs/MMBtu | FALSE | L | Annual | Emissions at Affected Plants NOX | Thousand Tons | 0.024851 | 0.024851 | 0.024851 | 0.024851 | 0.024851 | 0.024851 | 0.024851
IL Fac. Spec. - NOX Rate Summer v3.1, Unit 2784 and retrofits | 607 | 1797 | Rate Constraint in lbs/MMBtu | FALSE | L | Annual | Allowances Purchased NOX | Thousand Tons | 0 | 0 | 0 | 0 | 0 | 0 | 0
IL Fac. Spec. - NOX Rate Summer v3.1, Unit 2784 and retrofits | 607 | 1797 | Rate Constraint in lbs/MMBtu | FALSE | L | Annual | Allowances Sold NOX | Thousand Tons | 0 | 0 | 0 | 0 | 0 | 0 | 0
IL Fac. Spec. - NOX Rate Summer v3.1, Unit 2784 and retrofits | 607 | 1797 | Rate Constraint in lbs/MMBtu | FALSE | L | Annual | Allowances Banked | Thousand Tons | 0 | 0 | 0 | 0 | 0 | 0 | 0
IL Fac. Spec. - NOX Rate Summer v3.1, Unit 2784 and retrofits | 607 | 1797 | Rate Constraint in lbs/MMBtu | FALSE | L | Annual | Allowances Withdrawn (1:1) | Thousand Tons | 0 | 0 | 0 | 0 | 0 | 0 | 0
IL Fac. Spec. - NOX Rate Summer v3.1, Unit 2784 and retrofits | 607 | 1797 | Rate Constraint in lbs/MMBtu | FALSE | L | Annual | Allowances Withdrawn (n:1) | Thousand Tons | 0 | 0 | 0 | 0 | 0 | 0 | 0
IL Fac. Spec. - NOX Rate Summer v3.1, Unit 2784 and retrofits | 607 | 1797 | Rate Constraint in lbs/MMBtu | FALSE | L | Annual | Net Emissions Allowance Position | Thousand Tons | 0.024851 | 0.024851 | 0.024851 | 0.024851 | 0.024851 | 0.024851 | 0.024851
IL Fac. Spec. - NOX Rate Summer v3.1, Unit 2784 and retrofits | 607 | 1797 | Rate Constraint in lbs/MMBtu | FALSE | L | Annual | Fuel Consumed | TBtu | 1.7772 | 1.7772 | 1.7772 | 1.7772 | 1.7772 | 1.7772 | 1.7772
IL Fac. Spec. - NOX Rate Summer v3.1, Unit 2784 and retrofits | 607 | 1797 | Rate Constraint in lbs/MMBtu | FALSE | L | Annual | Rate | lb/MMBtu | 0.027967 | 0.027967 | 0.027967 | 0.027967 | 0.027967 | 0.027967 | 0.027967
IL Fac. Spec. - NOX Rate Summer v3.1, Unit 2784 and retrofits | 607 | 1797 | Rate Constraint in lbs/MMBtu | FALSE | L | Annual | Generation | TWh | 0.23826 | 0.23826 | 0.23826 | 0.23826 | 0.23826 | 0.23826 | 0.23826
IL Fac. Spec. - NOX Rate Summer v3.1, Unit 2784 and retrofits | 607 | 1797 | Rate Constraint in lbs/MMBtu | FALSE | L | Annual | Qualifying Generation | TWh | 0.23826 | 0.23826 | 0.23826 | 0.23826 | 0.23826 | 0.23826 | 0.23826
IL Fac. Spec. - NOX Rate Summer v3.1, Unit 2784 and retrofits | 607 | 1797 | Rate Constraint in lbs/MMBtu | FALSE | L | Annual | Rate | lb/MWh | 0.20861 | 0.20861 | 0.20861 | 0.20861 | 0.20861 | 0.20861 | 0.20861
IL Fac. Spec. - NOX Rate Summer v3.1, Unit 2784 and retrofits | 607 | 1797 | Rate Constraint in lbs/MMBtu | FALSE | L | Annual | Constraint Shadow Price | US2011$/Ton | 0 | 0 | 0 | 0 | 0 | 0 | 0
IL Fac. Spec. - NOX Rate Summer v3.1, Unit 2785 and retrofits | 608 | 1797 | Rate Constraint in lbs/MMBtu | FALSE | L | Annual | Seasons Included | Seasons | Summer | Summer | Summer | Summer | Summer | Summer | Summer
IL Fac. Spec. - NOX Rate Summer v3.1, Unit 2785 and retrofits | 608 | 1797 | Rate Constraint in lbs/MMBtu | FALSE | L | Annual | Standard NOX | lb/MMBtu | 0.25 | 0.25 | 0.25 | 0.25 | 0.25 | 0.25 | 0.25
IL Fac. Spec. - NOX Rate Summer v3.1, Unit 2785 and retrofits | 608 | 1797 | Rate Constraint in lbs/MMBtu | FALSE | L | Annual | Emissions at Affected Plants NOX | Thousand Tons | 0.021587 | 0.021587 | 0.021587 | 0.021587 | 0.021587 | 0.021587 | 0.021587
IL Fac. Spec. - NOX Rate Summer v3.1, Unit 2785 and retrofits | 608 | 1797 | Rate Constraint in lbs/MMBtu | FALSE | L | Annual | Allowances Purchased NOX | Thousand Tons | 0 | 0 | 0 | 0 | 0 | 0 | 0
IL Fac. Spec. - NOX Rate Summer v3.1, Unit 2785 and retrofits | 608 | 1797 | Rate Constraint in lbs/MMBtu | FALSE | L | Annual | Allowances Sold NOX | Thousand Tons | 0 | 0 | 0 | 0 | 0 | 0 | 0
IL Fac. Spec. - NOX Rate Summer v3.1, Unit 2785 and retrofits | 608 | 1797 | Rate Constraint in lbs/MMBtu | FALSE | L | Annual | Allowances Banked | Thousand Tons | 0 | 0 | 0 | 0 | 0 | 0 | 0
IL Fac. Spec. - NOX Rate Summer v3.1, Unit 2785 and retrofits | 608 | 1797 | Rate Constraint in lbs/MMBtu | FALSE | L | Annual | Allowances Withdrawn (1:1) | Thousand Tons | 0 | 0 | 0 | 0 | 0 | 0 | 0
IL Fac. Spec. - NOX Rate Summer v3.1, Unit 2785 and retrofits | 608 | 1797 | Rate Constraint in lbs/MMBtu | FALSE | L | Annual | Allowances Withdrawn (n:1) | Thousand Tons | 0 | 0 | 0 | 0 | 0 | 0 | 0
IL Fac. Spec. - NOX Rate Summer v3.1, Unit 2785 and retrofits | 608 | 1797 | Rate Constraint in lbs/MMBtu | FALSE | L | Annual | Net Emissions Allowance Position | Thousand Tons | 0.021587 | 0.021587 | 0.021587 | 0.021587 | 0.021587 | 0.021587 | 0.021587
IL Fac. Spec. - NOX Rate Summer v3.1, Unit 2785 and retrofits | 608 | 1797 | Rate Constraint in lbs/MMBtu | FALSE | L | Annual | Fuel Consumed | TBtu | 1.7772 | 1.7772 | 1.7772 | 1.7772 | 1.7772 | 1.7772 | 1.7772
IL Fac. Spec. - NOX Rate Summer v3.1, Unit 2785 and retrofits | 608 | 1797 | Rate Constraint in lbs/MMBtu | FALSE | L | Annual | Rate | lb/MMBtu | 0.024293 | 0.024293 | 0.024293 | 0.024293 | 0.024293 | 0.024293 | 0.024293
IL Fac. Spec. - NOX Rate Summer v3.1, Unit 2785 and retrofits | 608 | 1797 | Rate Constraint in lbs/MMBtu | FALSE | L | Annual | Generation | TWh | 0.23826 | 0.23826 | 0.23826 | 0.23826 | 0.23826 | 0.23826 | 0.23826
IL Fac. Spec. - NOX Rate Summer v3.1, Unit 2785 and retrofits | 608 | 1797 | Rate Constraint in lbs/MMBtu | FALSE | L | Annual | Qualifying Generation | TWh | 0.23826 | 0.23826 | 0.23826 | 0.23826 | 0.23826 | 0.23826 | 0.23826
IL Fac. Spec. - NOX Rate Summer v3.1, Unit 2785 and retrofits | 608 | 1797 | Rate Constraint in lbs/MMBtu | FALSE | L | Annual | Rate | lb/MWh | 0.1812 | 0.1812 | 0.1812 | 0.1812 | 0.1812 | 0.1812 | 0.1812
IL Fac. Spec. - NOX Rate Summer v3.1, Unit 2785 and retrofits | 608 | 1797 | Rate Constraint in lbs/MMBtu | FALSE | L | Annual | Constraint Shadow Price | US2011$/Ton | 0 | 0 | 0 | 0 | 0 | 0 | 0
IL Fac. Spec. - NOX Rate Summer v3.1, Unit 2786 and retrofits | 609 | 1797 | Rate Constraint in lbs/MMBtu | FALSE | L | Annual | Seasons Included | Seasons | Summer | Summer | Summer | Summer | Summer | Summer | Summer
IL Fac. Spec. - NOX Rate Summer v3.1, Unit 2786 and retrofits | 609 | 1797 | Rate Constraint in lbs/MMBtu | FALSE | L | Annual | Standard NOX | lb/MMBtu | 0.25 | 0.25 | 0.25 | 0.25 | 0.25 | 0.25 | 0.25
IL Fac. Spec. - NOX Rate Summer v3.1, Unit 2786 and retrofits | 609 | 1797 | Rate Constraint in lbs/MMBtu | FALSE | L | Annual | Emissions at Affected Plants NOX | Thousand Tons | 0.01775 | 0.01775 | 0.01775 | 0.01775 | 0.01775 | 0.01775 | 0.01775
IL Fac. Spec. - NOX Rate Summer v3.1, Unit 2786 and retrofits | 609 | 1797 | Rate Constraint in lbs/MMBtu | FALSE | L | Annual | Allowances Purchased NOX | Thousand Tons | 0 | 0 | 0 | 0 | 0 | 0 | 0
IL Fac. Spec. - NOX Rate Summer v3.1, Unit 2786 and retrofits | 609 | 1797 | Rate Constraint in lbs/MMBtu | FALSE | L | Annual | Allowances Sold NOX | Thousand Tons | 0 | 0 | 0 | 0 | 0 | 0 | 0
IL Fac. Spec. - NOX Rate Summer v3.1, Unit 2786 and retrofits | 609 | 1797 | Rate Constraint in lbs/MMBtu | FALSE | L | Annual | Allowances Banked | Thousand Tons | 0 | 0 | 0 | 0 | 0 | 0 | 0
IL Fac. Spec. - NOX Rate Summer v3.1, Unit 2786 and retrofits | 609 | 1797 | Rate Constraint in lbs/MMBtu | FALSE | L | Annual | Allowances Withdrawn (1:1) | Thousand Tons | 0 | 0 | 0 | 0 | 0 | 0 | 0
IL Fac. Spec. - NOX Rate Summer v3.1, Unit 2786 and retrofits | 609 | 1797 | Rate Constraint in lbs/MMBtu | FALSE | L | Annual | Allowances Withdrawn (n:1) | Thousand Tons | 0 | 0 | 0 | 0 | 0 | 0 | 0
IL Fac. Spec. - NOX Rate Summer v3.1, Unit 2786 and retrofits | 609 | 1797 | Rate Constraint in lbs/MMBtu | FALSE | L | Annual | Net Emissions Allowance Position | Thousand Tons | 0.01775 | 0.01775 | 0.01775 | 0.01775 | 0.01775 | 0.01775 | 0.01775
IL Fac. Spec. - NOX Rate Summer v3.1, Unit 2786 and retrofits | 609 | 1797 | Rate Constraint in lbs/MMBtu | FALSE | L | Annual | Fuel Consumed | TBtu | 1.3884 | 1.3884 | 1.3884 | 1.3884 | 1.3884 | 1.3884 | 1.3884
IL Fac. Spec. - NOX Rate Summer v3.1, Unit 2786 and retrofits | 609 | 1797 | Rate Constraint in lbs/MMBtu | FALSE | L | Annual | Rate | lb/MMBtu | 0.025569 | 0.025569 | 0.025569 | 0.025569 | 0.025569 | 0.025569 | 0.025569
IL Fac. Spec. - NOX Rate Summer v3.1, Unit 2786 and retrofits | 609 | 1797 | Rate Constraint in lbs/MMBtu | FALSE | L | Annual | Generation | TWh | 0.18614 | 0.18614 | 0.18614 | 0.18614 | 0.18614 | 0.18614 | 0.18614
IL Fac. Spec. - NOX Rate Summer v3.1, Unit 2786 and retrofits | 609 | 1797 | Rate Constraint in lbs/MMBtu | FALSE | L | Annual | Qualifying Generation | TWh | 0.18614 | 0.18614 | 0.18614 | 0.18614 | 0.18614 | 0.18614 | 0.18614
IL Fac. Spec. - NOX Rate Summer v3.1, Unit 2786 and retrofits | 609 | 1797 | Rate Constraint in lbs/MMBtu | FALSE | L | Annual | Rate | lb/MWh | 0.19072 | 0.19072 | 0.19072 | 0.19072 | 0.19072 | 0.19072 | 0.19072
IL Fac. Spec. - NOX Rate Summer v3.1, Unit 2786 and retrofits | 609 | 1797 | Rate Constraint in lbs/MMBtu | FALSE | L | Annual | Constraint Shadow Price | US2011$/Ton | 0 | 0 | 0 | 0 | 0 | 0 | 0
IL Fac. Spec. - NOX Rate Summer v3.1, Unit 2787 and retrofits | 610 | 1797 | Rate Constraint in lbs/MMBtu | FALSE | L | Annual | Seasons Included | Seasons | Summer | Summer | Summer | Summer | Summer | Summer | Summer
IL Fac. Spec. - NOX Rate Summer v3.1, Unit 2787 and retrofits | 610 | 1797 | Rate Constraint in lbs/MMBtu | FALSE | L | Annual | Standard NOX | lb/MMBtu | 0.25 | 0.25 | 0.25 | 0.25 | 0.25 | 0.25 | 0.25
IL Fac. Spec. - NOX Rate Summer v3.1, Unit 2787 and retrofits | 610 | 1797 | Rate Constraint in lbs/MMBtu | FALSE | L | Annual | Emissions at Affected Plants NOX | Thousand Tons | 0.017216 | 0.017216 | 0.017216 | 0.017216 | 0.017216 | 0.017216 | 0.017216
IL Fac. Spec. - NOX Rate Summer v3.1, Unit 2787 and retrofits | 610 | 1797 | Rate Constraint in lbs/MMBtu | FALSE | L | Annual | Allowances Purchased NOX | Thousand Tons | 0 | 0 | 0 | 0 | 0 | 0 | 0
IL Fac. Spec. - NOX Rate Summer v3.1, Unit 2787 and retrofits | 610 | 1797 | Rate Constraint in lbs/MMBtu | FALSE | L | Annual | Allowances Sold NOX | Thousand Tons | 0 | 0 | 0 | 0 | 0 | 0 | 0
IL Fac. Spec. - NOX Rate Summer v3.1, Unit 2787 and retrofits | 610 | 1797 | Rate Constraint in lbs/MMBtu | FALSE | L | Annual | Allowances Banked | Thousand Tons | 0 | 0 | 0 | 0 | 0 | 0 | 0
IL Fac. Spec. - NOX Rate Summer v3.1, Unit 2787 and retrofits | 610 | 1797 | Rate Constraint in lbs/MMBtu | FALSE | L | Annual | Allowances Withdrawn (1:1) | Thousand Tons | 0 | 0 | 0 | 0 | 0 | 0 | 0
IL Fac. Spec. - NOX Rate Summer v3.1, Unit 2787 and retrofits | 610 | 1797 | Rate Constraint in lbs/MMBtu | FALSE | L | Annual | Allowances Withdrawn (n:1) | Thousand Tons | 0 | 0 | 0 | 0 | 0 | 0 | 0
IL Fac. Spec. - NOX Rate Summer v3.1, Unit 2787 and retrofits | 610 | 1797 | Rate Constraint in lbs/MMBtu | FALSE | L | Annual | Net Emissions Allowance Position | Thousand Tons | 0.017216 | 0.017216 | 0.017216 | 0.017216 | 0.017216 | 0.017216 | 0.017216
IL Fac. Spec. - NOX Rate Summer v3.1, Unit 2787 and retrofits | 610 | 1797 | Rate Constraint in lbs/MMBtu | FALSE | L | Annual | Fuel Consumed | TBtu | 1.3884 | 1.3884 | 1.3884 | 1.3884 | 1.3884 | 1.3884 | 1.3884
IL Fac. Spec. - NOX Rate Summer v3.1, Unit 2787 and retrofits | 610 | 1797 | Rate Constraint in lbs/MMBtu | FALSE | L | Annual | Rate | lb/MMBtu | 0.0248 | 0.0248 | 0.0248 | 0.0248 | 0.0248 | 0.0248 | 0.0248
IL Fac. Spec. - NOX Rate Summer v3.1, Unit 2787 and retrofits | 610 | 1797 | Rate Constraint in lbs/MMBtu | FALSE | L | Annual | Generation | TWh | 0.18614 | 0.18614 | 0.18614 | 0.18614 | 0.18614 | 0.18614 | 0.18614
IL Fac. Spec. - NOX Rate Summer v3.1, Unit 2787 and retrofits | 610 | 1797 | Rate Constraint in lbs/MMBtu | FALSE | L | Annual | Qualifying Generation | TWh | 0.18614 | 0.18614 | 0.18614 | 0.18614 | 0.18614 | 0.18614 | 0.18614
IL Fac. Spec. - NOX Rate Summer v3.1, Unit 2787 and retrofits | 610 | 1797 | Rate Constraint in lbs/MMBtu | FALSE | L | Annual | Rate | lb/MWh | 0.18498 | 0.18498 | 0.18498 | 0.18498 | 0.18498 | 0.18498 | 0.18498
IL Fac. Spec. - NOX Rate Summer v3.1, Unit 2787 and retrofits | 610 | 1797 | Rate Constraint in lbs/MMBtu | FALSE | L | Annual | Constraint Shadow Price | US2011$/Ton | 0 | 0 | 0 | 0 | 0 | 0 | 0
IL Fac. Spec. - NOX Rate Summer v3.1, Unit 2788 and retrofits | 611 | 1797 | Rate Constraint in lbs/MMBtu | FALSE | L | Annual | Seasons Included | Seasons | Summer | Summer | Summer | Summer | Summer | Summer | Summer
IL Fac. Spec. - NOX Rate Summer v3.1, Unit 2788 and retrofits | 611 | 1797 | Rate Constraint in lbs/MMBtu | FALSE | L | Annual | Standard NOX | lb/MMBtu | 0.25 | 0.25 | 0.25 | 0.25 | 0.25 | 0.25 | 0.25
IL Fac. Spec. - NOX Rate Summer v3.1, Unit 2788 and retrofits | 611 | 1797 | Rate Constraint in lbs/MMBtu | FALSE | L | Annual | Emissions at Affected Plants NOX | Thousand Tons | 0.019415 | 0.019415 | 0.019415 | 0.019415 | 0.019415 | 0.019415 | 0.019415
IL Fac. Spec. - NOX Rate Summer v3.1, Unit 2788 and retrofits | 611 | 1797 | Rate Constraint in lbs/MMBtu | FALSE | L | Annual | Allowances Purchased NOX | Thousand Tons | 0 | 0 | 0 | 0 | 0 | 0 | 0
IL Fac. Spec. - NOX Rate Summer v3.1, Unit 2788 and retrofits | 611 | 1797 | Rate Constraint in lbs/MMBtu | FALSE | L | Annual | Allowances Sold NOX | Thousand Tons | 0 | 0 | 0 | 0 | 0 | 0 | 0
IL Fac. Spec. - NOX Rate Summer v3.1, Unit 2788 and retrofits | 611 | 1797 | Rate Constraint in lbs/MMBtu | FALSE | L | Annual | Allowances Banked | Thousand Tons | 0 | 0 | 0 | 0 | 0 | 0 | 0
IL Fac. Spec. - NOX Rate Summer v3.1, Unit 2788 and retrofits | 611 | 1797 | Rate Constraint in lbs/MMBtu | FALSE | L | Annual | Allowances Withdrawn (1:1) | Thousand Tons | 0 | 0 | 0 | 0 | 0 | 0 | 0
IL Fac. Spec. - NOX Rate Summer v3.1, Unit 2788 and retrofits | 611 | 1797 | Rate Constraint in lbs/MMBtu | FALSE | L | Annual | Allowances Withdrawn (n:1) | Thousand Tons | 0 | 0 | 0 | 0 | 0 | 0 | 0
IL Fac. Spec. - NOX Rate Summer v3.1, Unit 2788 and retrofits | 611 | 1797 | Rate Constraint in lbs/MMBtu | FALSE | L | Annual | Net Emissions Allowance Position | Thousand Tons | 0.019415 | 0.019415 | 0.019415 | 0.019415 | 0.019415 | 0.019415 | 0.019415
IL Fac. Spec. - NOX Rate Summer v3.1, Unit 2788 and retrofits | 611 | 1797 | Rate Constraint in lbs/MMBtu | FALSE | L | Annual | Fuel Consumed | TBtu | 1.3884 | 1.3884 | 1.3884 | 1.3884 | 1.3884 | 1.3884 | 1.3884
IL Fac. Spec. - NOX Rate Summer v3.1, Unit 2788 and retrofits | 611 | 1797 | Rate Constraint in lbs/MMBtu | FALSE | L | Annual | Rate | lb/MMBtu | 0.027967 | 0.027967 | 0.027967 | 0.027967 | 0.027967 | 0.027967 | 0.027967
IL Fac. Spec. - NOX Rate Summer v3.1, Unit 2788 and retrofits | 611 | 1797 | Rate Constraint in lbs/MMBtu | FALSE | L | Annual | Generation | TWh | 0.18614 | 0.18614 | 0.18614 | 0.18614 | 0.18614 | 0.18614 | 0.18614
IL Fac. Spec. - NOX Rate Summer v3.1, Unit 2788 and retrofits | 611 | 1797 | Rate Constraint in lbs/MMBtu | FALSE | L | Annual | Qualifying Generation | TWh | 0.18614 | 0.18614 | 0.18614 | 0.18614 | 0.18614 | 0.18614 | 0.18614
IL Fac. Spec. - NOX Rate Summer v3.1, Unit 2788 and retrofits | 611 | 1797 | Rate Constraint in lbs/MMBtu | FALSE | L | Annual | Rate | lb/MWh | 0.20861 | 0.20861 | 0.20861 | 0.20861 | 0.20861 | 0.20861 | 0.20861
IL Fac. Spec. - NOX Rate Summer v3.1, Unit 2788 and retrofits | 611 | 1797 | Rate Constraint in lbs/MMBtu | FALSE | L | Annual | Constraint Shadow Price | US2011$/Ton | 0 | 0 | 0 | 0 | 0 | 0 | 0
IL Fac. Spec. - NOX Rate Summer v3.1, Unit 2789 and retrofits | 612 | 1797 | Rate Constraint in lbs/MMBtu | FALSE | L | Annual | Seasons Included | Seasons | Summer | Summer | Summer | Summer | Summer | Summer | Summer
IL Fac. Spec. - NOX Rate Summer v3.1, Unit 2789 and retrofits | 612 | 1797 | Rate Constraint in lbs/MMBtu | FALSE | L | Annual | Standard NOX | lb/MMBtu | 0.25 | 0.25 | 0.25 | 0.25 | 0.25 | 0.25 | 0.25
IL Fac. Spec. - NOX Rate Summer v3.1, Unit 2789 and retrofits | 612 | 1797 | Rate Constraint in lbs/MMBtu | FALSE | L | Annual | Emissions at Affected Plants NOX | Thousand Tons | 0.016865 | 0.016865 | 0.016865 | 0.016865 | 0.016865 | 0.016865 | 0.016865
IL Fac. Spec. - NOX Rate Summer v3.1, Unit 2789 and retrofits | 612 | 1797 | Rate Constraint in lbs/MMBtu | FALSE | L | Annual | Allowances Purchased NOX | Thousand Tons | 0 | 0 | 0 | 0 | 0 | 0 | 0
IL Fac. Spec. - NOX Rate Summer v3.1, Unit 2789 and retrofits | 612 | 1797 | Rate Constraint in lbs/MMBtu | FALSE | L | Annual | Allowances Sold NOX | Thousand Tons | 0 | 0 | 0 | 0 | 0 | 0 | 0
IL Fac. Spec. - NOX Rate Summer v3.1, Unit 2789 and retrofits | 612 | 1797 | Rate Constraint in lbs/MMBtu | FALSE | L | Annual | Allowances Banked | Thousand Tons | 0 | 0 | 0 | 0 | 0 | 0 | 0
IL Fac. Spec. - NOX Rate Summer v3.1, Unit 2789 and retrofits | 612 | 1797 | Rate Constraint in lbs/MMBtu | FALSE | L | Annual | Allowances Withdrawn (1:1) | Thousand Tons | 0 | 0 | 0 | 0 | 0 | 0 | 0
IL Fac. Spec. - NOX Rate Summer v3.1, Unit 2789 and retrofits | 612 | 1797 | Rate Constraint in lbs/MMBtu | FALSE | L | Annual | Allowances Withdrawn (n:1) | Thousand Tons | 0 | 0 | 0 | 0 | 0 | 0 | 0
IL Fac. Spec. - NOX Rate Summer v3.1, Unit 2789 and retrofits | 612 | 1797 | Rate Constraint in lbs/MMBtu | FALSE | L | Annual | Net Emissions Allowance Position | Thousand Tons | 0.016865 | 0.016865 | 0.016865 | 0.016865 | 0.016865 | 0.016865 | 0.016865
IL Fac. Spec. - NOX Rate Summer v3.1, Unit 2789 and retrofits | 612 | 1797 | Rate Constraint in lbs/MMBtu | FALSE | L | Annual | Fuel Consumed | TBtu | 1.3884 | 1.3884 | 1.3884 | 1.3884 | 1.3884 | 1.3884 | 1.3884
IL Fac. Spec. - NOX Rate Summer v3.1, Unit 2789 and retrofits | 612 | 1797 | Rate Constraint in lbs/MMBtu | FALSE | L | Annual | Rate | lb/MMBtu | 0.024293 | 0.024293 | 0.024293 | 0.024293 | 0.024293 | 0.024293 | 0.024293
IL Fac. Spec. - NOX Rate Summer v3.1, Unit 2789 and retrofits | 612 | 1797 | Rate Constraint in lbs/MMBtu | FALSE | L | Annual | Generation | TWh | 0.18614 | 0.18614 | 0.18614 | 0.18614 | 0.18614 | 0.18614 | 0.18614
IL Fac. Spec. - NOX Rate Summer v3.1, Unit 2789 and retrofits | 612 | 1797 | Rate Constraint in lbs/MMBtu | FALSE | L | Annual | Qualifying Generation | TWh | 0.18614 | 0.18614 | 0.18614 | 0.18614 | 0.18614 | 0.18614 | 0.18614
IL Fac. Spec. - NOX Rate Summer v3.1, Unit 2789 and retrofits | 612 | 1797 | Rate Constraint in lbs/MMBtu | FALSE | L | Annual | Rate | lb/MWh | 0.1812 | 0.1812 | 0.1812 | 0.1812 | 0.1812 | 0.1812 | 0.1812
IL Fac. Spec. - NOX Rate Summer v3.1, Unit 2789 and retrofits | 612 | 1797 | Rate Constraint in lbs/MMBtu | FALSE | L | Annual | Constraint Shadow Price | US2011$/Ton | 0 | 0 | 0 | 0 | 0 | 0 | 0
IL Fac. Spec. - NOX Rate Summer v3.1, Unit 2791 and retrofits | 613 | 1797 | Rate Constraint in lbs/MMBtu | FALSE | L | Annual | Seasons Included | Seasons | Summer | Summer | Summer | Summer | Summer | Summer | Summer
IL Fac. Spec. - NOX Rate Summer v3.1, Unit 2791 and retrofits | 613 | 1797 | Rate Constraint in lbs/MMBtu | FALSE | L | Annual | Standard NOX | lb/MMBtu | 0.25 | 0.25 | 0.25 | 0.25 | 0.25 | 0.25 | 0.25
IL Fac. Spec. - NOX Rate Summer v3.1, Unit 2791 and retrofits | 613 | 1797 | Rate Constraint in lbs/MMBtu | FALSE | L | Annual | Emissions at Affected Plants NOX | Thousand Tons | 0.029182 | 0.029182 | 0.029182 | 0.029182 | 0.029182 | 0.029182 | 0.029182
IL Fac. Spec. - NOX Rate Summer v3.1, Unit 2791 and retrofits | 613 | 1797 | Rate Constraint in lbs/MMBtu | FALSE | L | Annual | Allowances Purchased NOX | Thousand Tons | 0 | 0 | 0 | 0 | 0 | 0 | 0
IL Fac. Spec. - NOX Rate Summer v3.1, Unit 2791 and retrofits | 613 | 1797 | Rate Constraint in lbs/MMBtu | FALSE | L | Annual | Allowances Sold NOX | Thousand Tons | 0 | 0 | 0 | 0 | 0 | 0 | 0
IL Fac. Spec. - NOX Rate Summer v3.1, Unit 2791 and retrofits | 613 | 1797 | Rate Constraint in lbs/MMBtu | FALSE | L | Annual | Allowances Banked | Thousand Tons | 0 | 0 | 0 | 0 | 0 | 0 | 0
IL Fac. Spec. - NOX Rate Summer v3.1, Unit 2791 and retrofits | 613 | 1797 | Rate Constraint in lbs/MMBtu | FALSE | L | Annual | Allowances Withdrawn (1:1) | Thousand Tons | 0 | 0 | 0 | 0 | 0 | 0 | 0
IL Fac. Spec. - NOX Rate Summer v3.1, Unit 2791 and retrofits | 613 | 1797 | Rate Constraint in lbs/MMBtu | FALSE | L | Annual | Allowances Withdrawn (n:1) | Thousand Tons | 0 | 0 | 0 | 0 | 0 | 0 | 0
IL Fac. Spec. - NOX Rate Summer v3.1, Unit 2791 and retrofits | 613 | 1797 | Rate Constraint in lbs/MMBtu | FALSE | L | Annual | Net Emissions Allowance Position | Thousand Tons | 0.029182 | 0.029182 | 0.029182 | 0.029182 | 0.029182 | 0.029182 | 0.029182
IL Fac. Spec. - NOX Rate Summer v3.1, Unit 2791 and retrofits | 613 | 1797 | Rate Constraint in lbs/MMBtu | FALSE | L | Annual | Fuel Consumed | TBtu | 0.74171 | 0.74171 | 0.74171 | 0.74171 | 0.74171 | 0.74171 | 0.74171
IL Fac. Spec. - NOX Rate Summer v3.1, Unit 2791 and retrofits | 613 | 1797 | Rate Constraint in lbs/MMBtu | FALSE | L | Annual | Rate | lb/MMBtu | 0.078687 | 0.078687 | 0.078687 | 0.078687 | 0.078687 | 0.078687 | 0.078687
IL Fac. Spec. - NOX Rate Summer v3.1, Unit 2791 and retrofits | 613 | 1797 | Rate Constraint in lbs/MMBtu | FALSE | L | Annual | Generation | TWh | 0.12578 | 0.12578 | 0.12578 | 0.12578 | 0.12578 | 0.12578 | 0.12578
IL Fac. Spec. - NOX Rate Summer v3.1, Unit 2791 and retrofits | 613 | 1797 | Rate Constraint in lbs/MMBtu | FALSE | L | Annual | Qualifying Generation | TWh | 0.12578 | 0.12578 | 0.12578 | 0.12578 | 0.12578 | 0.12578 | 0.12578
IL Fac. Spec. - NOX Rate Summer v3.1, Unit 2791 and retrofits | 613 | 1797 | Rate Constraint in lbs/MMBtu | FALSE | L | Annual | Rate | lb/MWh | 0.46402 | 0.46402 | 0.46402 | 0.46402 | 0.46402 | 0.46402 | 0.46402
IL Fac. Spec. - NOX Rate Summer v3.1, Unit 2791 and retrofits | 613 | 1797 | Rate Constraint in lbs/MMBtu | FALSE | L | Annual | Constraint Shadow Price | US2011$/Ton | 0 | 0 | 0 | 0 | 0 | 0 | 0
IL Fac. Spec. - NOX Rate Summer v3.1, Unit 2792 and retrofits | 614 | 1797 | Rate Constraint in lbs/MMBtu | FALSE | L | Annual | Seasons Included | Seasons | Summer | Summer | Summer | Summer | Summer | Summer | Summer
IL Fac. Spec. - NOX Rate Summer v3.1, Unit 2792 and retrofits | 614 | 1797 | Rate Constraint in lbs/MMBtu | FALSE | L | Annual | Standard NOX | lb/MMBtu | 0.25 | 0.25 | 0.25 | 0.25 | 0.25 | 0.25 | 0.25
IL Fac. Spec. - NOX Rate Summer v3.1, Unit 2792 and retrofits | 614 | 1797 | Rate Constraint in lbs/MMBtu | FALSE | L | Annual | Emissions at Affected Plants NOX | Thousand Tons | 0.029182 | 0.029182 | 0.029182 | 0.029182 | 0.029182 | 0.029182 | 0.029182
IL Fac. Spec. - NOX Rate Summer v3.1, Unit 2792 and retrofits | 614 | 1797 | Rate Constraint in lbs/MMBtu | FALSE | L | Annual | Allowances Purchased NOX | Thousand Tons | 0 | 0 | 0 | 0 | 0 | 0 | 0
IL Fac. Spec. - NOX Rate Summer v3.1, Unit 2792 and retrofits | 614 | 1797 | Rate Constraint in lbs/MMBtu | FALSE | L | Annual | Allowances Sold NOX | Thousand Tons | 0 | 0 | 0 | 0 | 0 | 0 | 0
IL Fac. Spec. - NOX Rate Summer v3.1, Unit 2792 and retrofits | 614 | 1797 | Rate Constraint in lbs/MMBtu | FALSE | L | Annual | Allowances Banked | Thousand Tons | 0 | 0 | 0 | 0 | 0 | 0 | 0
IL Fac. Spec. - NOX Rate Summer v3.1, Unit 2792 and retrofits | 614 | 1797 | Rate Constraint in lbs/MMBtu | FALSE | L | Annual | Allowances Withdrawn (1:1) | Thousand Tons | 0 | 0 | 0 | 0 | 0 | 0 | 0
IL Fac. Spec. - NOX Rate Summer v3.1, Unit 2792 and retrofits | 614 | 1797 | Rate Constraint in lbs/MMBtu | FALSE | L | Annual | Allowances Withdrawn (n:1) | Thousand Tons | 0 | 0 | 0 | 0 | 0 | 0 | 0
IL Fac. Spec. - NOX Rate Summer v3.1, Unit 2792 and retrofits | 614 | 1797 | Rate Constraint in lbs/MMBtu | FALSE | L | Annual | Net Emissions Allowance Position | Thousand Tons | 0.029182 | 0.029182 | 0.029182 | 0.029182 | 0.029182 | 0.029182 | 0.029182
IL Fac. Spec. - NOX Rate Summer v3.1, Unit 2792 and retrofits | 614 | 1797 | Rate Constraint in lbs/MMBtu | FALSE | L | Annual | Fuel Consumed | TBtu | 0.74171 | 0.74171 | 0.74171 | 0.74171 | 0.74171 | 0.74171 | 0.74171
IL Fac. Spec. - NOX Rate Summer v3.1, Unit 2792 and retrofits | 614 | 1797 | Rate Constraint in lbs/MMBtu | FALSE | L | Annual | Rate | lb/MMBtu | 0.078687 | 0.078687 | 0.078687 | 0.078687 | 0.078687 | 0.078687 | 0.078687
IL Fac. Spec. - NOX Rate Summer v3.1, Unit 2792 and retrofits | 614 | 1797 | Rate Constraint in lbs/MMBtu | FALSE | L | Annual | Generation | TWh | 0.12578 | 0.12578 | 0.12578 | 0.12578 | 0.12578 | 0.12578 | 0.12578
IL Fac. Spec. - NOX Rate Summer v3.1, Unit 2792 and retrofits | 614 | 1797 | Rate Constraint in lbs/MMBtu | FALSE | L | Annual | Qualifying Generation | TWh | 0.12578 | 0.12578 | 0.12578 | 0.12578 | 0.12578 | 0.12578 | 0.12578
IL Fac. Spec. - NOX Rate Summer v3.1, Unit 2792 and retrofits | 614 | 1797 | Rate Constraint in lbs/MMBtu | FALSE | L | Annual | Rate | lb/MWh | 0.46402 | 0.46402 | 0.46402 | 0.46402 | 0.46402 | 0.46402 | 0.46402
IL Fac. Spec. - NOX Rate Summer v3.1, Unit 2792 and retrofits | 614 | 1797 | Rate Constraint in lbs/MMBtu | FALSE | L | Annual | Constraint Shadow Price | US2011$/Ton | 0 | 0 | 0 | 0 | 0 | 0 | 0
IL Fac. Spec. - NOX Rate Summer v3.1, Unit 2793 and retrofits | 615 | 1797 | Rate Constraint in lbs/MMBtu | FALSE | L | Annual | Seasons Included | Seasons | Summer | Summer | Summer | Summer | Summer | Summer | Summer
IL Fac. Spec. - NOX Rate Summer v3.1, Unit 2793 and retrofits | 615 | 1797 | Rate Constraint in lbs/MMBtu | FALSE | L | Annual | Standard NOX | lb/MMBtu | 0.25 | 0.25 | 0.25 | 0.25 | 0.25 | 0.25 | 0.25
IL Fac. Spec. - NOX Rate Summer v3.1, Unit 2793 and retrofits | 615 | 1797 | Rate Constraint in lbs/MMBtu | FALSE | L | Annual | Emissions at Affected Plants NOX | Thousand Tons | 0.029182 | 0.029182 | 0.029182 | 0.029182 | 0.029182 | 0.029182 | 0.029182
IL Fac. Spec. - NOX Rate Summer v3.1, Unit 2793 and retrofits | 615 | 1797 | Rate Constraint in lbs/MMBtu | FALSE | L | Annual | Allowances Purchased NOX | Thousand Tons | 0 | 0 | 0 | 0 | 0 | 0 | 0
IL Fac. Spec. - NOX Rate Summer v3.1, Unit 2793 and retrofits | 615 | 1797 | Rate Constraint in lbs/MMBtu | FALSE | L | Annual | Allowances Sold NOX | Thousand Tons | 0 | 0 | 0 | 0 | 0 | 0 | 0
IL Fac. Spec. - NOX Rate Summer v3.1, Unit 2793 and retrofits | 615 | 1797 | Rate Constraint in lbs/MMBtu | FALSE | L | Annual | Allowances Banked | Thousand Tons | 0 | 0 | 0 | 0 | 0 | 0 | 0
IL Fac. Spec. - NOX Rate Summer v3.1, Unit 2793 and retrofits | 615 | 1797 | Rate Constraint in lbs/MMBtu | FALSE | L | Annual | Allowances Withdrawn (1:1) | Thousand Tons | 0 | 0 | 0 | 0 | 0 | 0 | 0
IL Fac. Spec. - NOX Rate Summer v3.1, Unit 2793 and retrofits | 615 | 1797 | Rate Constraint in lbs/MMBtu | FALSE | L | Annual | Allowances Withdrawn (n:1) | Thousand Tons | 0 | 0 | 0 | 0 | 0 | 0 | 0
IL Fac. Spec. - NOX Rate Summer v3.1, Unit 2793 and retrofits | 615 | 1797 | Rate Constraint in lbs/MMBtu | FALSE | L | Annual | Net Emissions Allowance Position | Thousand Tons | 0.029182 | 0.029182 | 0.029182 | 0.029182 | 0.029182 | 0.029182 | 0.029182
IL Fac. Spec. - NOX Rate Summer v3.1, Unit 2793 and retrofits | 615 | 1797 | Rate Constraint in lbs/MMBtu | FALSE | L | Annual | Fuel Consumed | TBtu | 0.74171 | 0.74171 | 0.74171 | 0.74171 | 0.74171 | 0.74171 | 0.74171
IL Fac. Spec. - NOX Rate Summer v3.1, Unit 2793 and retrofits | 615 | 1797 | Rate Constraint in lbs/MMBtu | FALSE | L | Annual | Rate | lb/MMBtu | 0.078687 | 0.078687 | 0.078687 | 0.078687 | 0.078687 | 0.078687 | 0.078687
IL Fac. Spec. - NOX Rate Summer v3.1, Unit 2793 and retrofits | 615 | 1797 | Rate Constraint in lbs/MMBtu | FALSE | L | Annual | Generation | TWh | 0.12578 | 0.12578 | 0.12578 | 0.12578 | 0.12578 | 0.12578 | 0.12578
IL Fac. Spec. - NOX Rate Summer v3.1, Unit 2793 and retrofits | 615 | 1797 | Rate Constraint in lbs/MMBtu | FALSE | L | Annual | Qualifying Generation | TWh | 0.12578 | 0.12578 | 0.12578 | 0.12578 | 0.12578 | 0.12578 | 0.12578
IL Fac. Spec. - NOX Rate Summer v3.1, Unit 2793 and retrofits | 615 | 1797 | Rate Constraint in lbs/MMBtu | FALSE | L | Annual | Rate | lb/MWh | 0.46402 | 0.46402 | 0.46402 | 0.46402 | 0.46402 | 0.46402 | 0.46402
IL Fac. Spec. - NOX Rate Summer v3.1, Unit 2793 and retrofits | 615 | 1797 | Rate Constraint in lbs/MMBtu | FALSE | L | Annual | Constraint Shadow Price | US2011$/Ton | 0 | 0 | 0 | 0 | 0 | 0 | 0
IL Fac. Spec. - NOX Rate Summer v3.1, Unit 2794 and retrofits | 616 | 1797 | Rate Constraint in lbs/MMBtu | FALSE | L | Annual | Seasons Included | Seasons | Summer | Summer | Summer | Summer | Summer | Summer | Summer
IL Fac. Spec. - NOX Rate Summer v3.1, Unit 2794 and retrofits | 616 | 1797 | Rate Constraint in lbs/MMBtu | FALSE | L | Annual | Standard NOX | lb/MMBtu | 0.25 | 0.25 | 0.25 | 0.25 | 0.25 | 0.25 | 0.25
IL Fac. Spec. - NOX Rate Summer v3.1, Unit 2794 and retrofits | 616 | 1797 | Rate Constraint in lbs/MMBtu | FALSE | L | Annual | Emissions at Affected Plants NOX | Thousand Tons | 0.047612 | 0.047612 | 0.047612 | 0.047612 | 0.047612 | 0.047612 | 0.047612
IL Fac. Spec. - NOX Rate Summer v3.1, Unit 2794 and retrofits | 616 | 1797 | Rate Constraint in lbs/MMBtu | FALSE | L | Annual | Allowances Purchased NOX | Thousand Tons | 0 | 0 | 0 | 0 | 0 | 0 | 0
IL Fac. Spec. - NOX Rate Summer v3.1, Unit 2794 and retrofits | 616 | 1797 | Rate Constraint in lbs/MMBtu | FALSE | L | Annual | Allowances Sold NOX | Thousand Tons | 0 | 0 | 0 | 0 | 0 | 0 | 0
IL Fac. Spec. - NOX Rate Summer v3.1, Unit 2794 and retrofits | 616 | 1797 | Rate Constraint in lbs/MMBtu | FALSE | L | Annual | Allowances Banked | Thousand Tons | 0 | 0 | 0 | 0 | 0 | 0 | 0
IL Fac. Spec. - NOX Rate Summer v3.1, Unit 2794 and retrofits | 616 | 1797 | Rate Constraint in lbs/MMBtu | FALSE | L | Annual | Allowances Withdrawn (1:1) | Thousand Tons | 0 | 0 | 0 | 0 | 0 | 0 | 0
IL Fac. Spec. - NOX Rate Summer v3.1, Unit 2794 and retrofits | 616 | 1797 | Rate Constraint in lbs/MMBtu | FALSE | L | Annual | Allowances Withdrawn (n:1) | Thousand Tons | 0 | 0 | 0 | 0 | 0 | 0 | 0
IL Fac. Spec. - NOX Rate Summer v3.1, Unit 2794 and retrofits | 616 | 1797 | Rate Constraint in lbs/MMBtu | FALSE | L | Annual | Net Emissions Allowance Position | Thousand Tons | 0.047612 | 0.047612 | 0.047612 | 0.047612 | 0.047612 | 0.047612 | 0.047612
IL Fac. Spec. - NOX Rate Summer v3.1, Unit 2794 and retrofits | 616 | 1797 | Rate Constraint in lbs/MMBtu | FALSE | L | Annual | Fuel Consumed | TBtu | 1.2102 | 1.2102 | 1.2102 | 1.2102 | 1.2102 | 1.2102 | 1.2102
IL Fac. Spec. - NOX Rate Summer v3.1, Unit 2794 and retrofits | 616 | 1797 | Rate Constraint in lbs/MMBtu | FALSE | L | Annual | Rate | lb/MMBtu | 0.078687 | 0.078687 | 0.078687 | 0.078687 | 0.078687 | 0.078687 | 0.078687
IL Fac. Spec. - NOX Rate Summer v3.1, Unit 2794 and retrofits | 616 | 1797 | Rate Constraint in lbs/MMBtu | FALSE | L | Annual | Generation | TWh | 0.20522 | 0.20522 | 0.20522 | 0.20522 | 0.20522 | 0.20522 | 0.20522
IL Fac. Spec. - NOX Rate Summer v3.1, Unit 2794 and retrofits | 616 | 1797 | Rate Constraint in lbs/MMBtu | FALSE | L | Annual | Qualifying Generation | TWh | 0.20522 | 0.20522 | 0.20522 | 0.20522 | 0.20522 | 0.20522 | 0.20522
IL Fac. Spec. - NOX Rate Summer v3.1, Unit 2794 and retrofits | 616 | 1797 | Rate Constraint in lbs/MMBtu | FALSE | L | Annual | Rate | lb/MWh | 0.46402 | 0.46402 | 0.46402 | 0.46402 | 0.46402 | 0.46402 | 0.46402
IL Fac. Spec. - NOX Rate Summer v3.1, Unit 2794 and retrofits | 616 | 1797 | Rate Constraint in lbs/MMBtu | FALSE | L | Annual | Constraint Shadow Price | US2011$/Ton | 0 | 0 | 0 | 0 | 0 | 0 | 0
IL Fac. Spec. - NOX Rate Summer v3.1, Unit 2950 and retrofits | 617 | 1797 | Rate Constraint in lbs/MMBtu | FALSE | L | Annual | Seasons Included | Seasons | Summer | Summer | Summer | Summer | Summer | Summer | Summer
IL Fac. Spec. - NOX Rate Summer v3.1, Unit 2950 and retrofits | 617 | 1797 | Rate Constraint in lbs/MMBtu | FALSE | L | Annual | Standard NOX | lb/MMBtu | 0.25 | 0.25 | 0.25 | 0.25 | 0.25 | 0.25 | 0.25
IL Fac. Spec. - NOX Rate Summer v3.1, Unit 2950 and retrofits | 617 | 1797 | Rate Constraint in lbs/MMBtu | FALSE | L | Annual | Emissions at Affected Plants NOX | Thousand Tons | 0.039871 | 0.013274 | 0.013274 | 0.013274 | 0.013274 | 0.039871 | 0.039871
IL Fac. Spec. - NOX Rate Summer v3.1, Unit 2950 and retrofits | 617 | 1797 | Rate Constraint in lbs/MMBtu | FALSE | L | Annual | Allowances Purchased NOX | Thousand Tons | 0 | 0 | 0 | 0 | 0 | 0 | 0
IL Fac. Spec. - NOX Rate Summer v3.1, Unit 2950 and retrofits | 617 | 1797 | Rate Constraint in lbs/MMBtu | FALSE | L | Annual | Allowances Sold NOX | Thousand Tons | 0 | 0 | 0 | 0 | 0 | 0 | 0
IL Fac. Spec. - NOX Rate Summer v3.1, Unit 2950 and retrofits | 617 | 1797 | Rate Constraint in lbs/MMBtu | FALSE | L | Annual | Allowances Banked | Thousand Tons | 0 | 0 | 0 | 0 | 0 | 0 | 0
IL Fac. Spec. - NOX Rate Summer v3.1, Unit 2950 and retrofits | 617 | 1797 | Rate Constraint in lbs/MMBtu | FALSE | L | Annual | Allowances Withdrawn (1:1) | Thousand Tons | 0 | 0 | 0 | 0 | 0 | 0 | 0
IL Fac. Spec. - NOX Rate Summer v3.1, Unit 2950 and retrofits | 617 | 1797 | Rate Constraint in lbs/MMBtu | FALSE | L | Annual | Allowances Withdrawn (n:1) | Thousand Tons | 0 | 0 | 0 | 0 | 0 | 0 | 0
IL Fac. Spec. - NOX Rate Summer v3.1, Unit 2950 and retrofits | 617 | 1797 | Rate Constraint in lbs/MMBtu | FALSE | L | Annual | Net Emissions Allowance Position | Thousand Tons | 0.039871 | 0.013274 | 0.013274 | 0.013274 | 0.013274 | 0.039871 | 0.039871
IL Fac. Spec. - NOX Rate Summer v3.1, Unit 2950 and retrofits | 617 | 1797 | Rate Constraint in lbs/MMBtu | FALSE | L | Annual | Fuel Consumed | TBtu | 4.0369 | 1.344 | 1.344 | 1.344 | 1.344 | 4.0369 | 4.0369
IL Fac. Spec. - NOX Rate Summer v3.1, Unit 2950 and retrofits | 617 | 1797 | Rate Constraint in lbs/MMBtu | FALSE | L | Annual | Rate | lb/MMBtu | 0.019753 | 0.019753 | 0.019753 | 0.019753 | 0.019753 | 0.019753 | 0.019753
IL Fac. Spec. - NOX Rate Summer v3.1, Unit 2950 and retrofits | 617 | 1797 | Rate Constraint in lbs/MMBtu | FALSE | L | Annual | Generation | TWh | 0.49587 | 0.16509 | 0.16509 | 0.16509 | 0.16509 | 0.49587 | 0.49587
IL Fac. Spec. - NOX Rate Summer v3.1, Unit 2950 and retrofits | 617 | 1797 | Rate Constraint in lbs/MMBtu | FALSE | L | Annual | Qualifying Generation | TWh | 0.49587 | 0.16509 | 0.16509 | 0.16509 | 0.16509 | 0.49587 | 0.49587
IL Fac. Spec. - NOX Rate Summer v3.1, Unit 2950 and retrofits | 617 | 1797 | Rate Constraint in lbs/MMBtu | FALSE | L | Annual | Rate | lb/MWh | 0.16081 | 0.16081 | 0.16081 | 0.16081 | 0.16081 | 0.16081 | 0.16081
IL Fac. Spec. - NOX Rate Summer v3.1, Unit 2950 and retrofits | 617 | 1797 | Rate Constraint in lbs/MMBtu | FALSE | L | Annual | Constraint Shadow Price | US2011$/Ton | 0 | 0 | 0 | 0 | 0 | 0 | 0
IL Fac. Spec. - NOX Rate Summer v3.1, Unit 2951 and retrofits | 618 | 1797 | Rate Constraint in lbs/MMBtu | FALSE | L | Annual | Seasons Included | Seasons | Summer | Summer | Summer | Summer | Summer | Summer | Summer
IL Fac. Spec. - NOX Rate Summer v3.1, Unit 2951 and retrofits | 618 | 1797 | Rate Constraint in lbs/MMBtu | FALSE | L | Annual | Standard NOX | lb/MMBtu | 0.25 | 0.25 | 0.25 | 0.25 | 0.25 | 0.25 | 0.25
IL Fac. Spec. - NOX Rate Summer v3.1, Unit 2951 and retrofits | 618 | 1797 | Rate Constraint in lbs/MMBtu | FALSE | L | Annual | Emissions at Affected Plants NOX | Thousand Tons | 0.018558 | 0.0061786 | 0.0061786 | 0.0061786 | 0.0061786 | 0.018558 | 0.018558
IL Fac. Spec. - NOX Rate Summer v3.1, Unit 2951 and retrofits | 618 | 1797 | Rate Constraint in lbs/MMBtu | FALSE | L | Annual | Allowances Purchased NOX | Thousand Tons | 0 | 0 | 0 | 0 | 0 | 0 | 0
IL Fac. Spec. - NOX Rate Summer v3.1, Unit 2951 and retrofits | 618 | 1797 | Rate Constraint in lbs/MMBtu | FALSE | L | Annual | Allowances Sold NOX | Thousand Tons | 0 | 0 | 0 | 0 | 0 | 0 | 0
IL Fac. Spec. - NOX Rate Summer v3.1, Unit 2951 and retrofits | 618 | 1797 | Rate Constraint in lbs/MMBtu | FALSE | L | Annual | Allowances Banked | Thousand Tons | 0 | 0 | 0 | 0 | 0 | 0 | 0
IL Fac. Spec. - NOX Rate Summer v3.1, Unit 2951 and retrofits | 618 | 1797 | Rate Constraint in lbs/MMBtu | FALSE | L | Annual | Allowances Withdrawn (1:1) | Thousand Tons | 0 | 0 | 0 | 0 | 0 | 0 | 0
IL Fac. Spec. - NOX Rate Summer v3.1, Unit 2951 and retrofits | 618 | 1797 | Rate Constraint in lbs/MMBtu | FALSE | L | Annual | Allowances Withdrawn (n:1) | Thousand Tons | 0 | 0 | 0 | 0 | 0 | 0 | 0
IL Fac. Spec. - NOX Rate Summer v3.1, Unit 2951 and retrofits | 618 | 1797 | Rate Constraint in lbs/MMBtu | FALSE | L | Annual | Net Emissions Allowance Position | Thousand Tons | 0.018558 | 0.0061786 | 0.0061786 | 0.0061786 | 0.0061786 | 0.018558 | 0.018558
IL Fac. Spec. - NOX Rate Summer v3.1, Unit 2951 and retrofits | 618 | 1797 | Rate Constraint in lbs/MMBtu | FALSE | L | Annual | Fuel Consumed | TBtu | 1.879 | 0.62559 | 0.62559 | 0.62559 | 0.62559 | 1.879 | 1.879
IL Fac. Spec. - NOX Rate Summer v3.1, Unit 2951 and retrofits | 618 | 1797 | Rate Constraint in lbs/MMBtu | FALSE | L | Annual | Rate | lb/MMBtu | 0.019753 | 0.019753 | 0.019753 | 0.019753 | 0.019753 | 0.019753 | 0.019753
IL Fac. Spec. - NOX Rate Summer v3.1, Unit 2951 and retrofits | 618 | 1797 | Rate Constraint in lbs/MMBtu | FALSE | L | Annual | Generation | TWh | 0.23081 | 0.076844 | 0.076844 | 0.076844 | 0.076844 | 0.23081 | 0.23081
IL Fac. Spec. - NOX Rate Summer v3.1, Unit 2951 and retrofits | 618 | 1797 | Rate Constraint in lbs/MMBtu | FALSE | L | Annual | Qualifying Generation | TWh | 0.23081 | 0.076844 | 0.076844 | 0.076844 | 0.076844 | 0.23081 | 0.23081
IL Fac. Spec. - NOX Rate Summer v3.1, Unit 2951 and retrofits | 618 | 1797 | Rate Constraint in lbs/MMBtu | FALSE | L | Annual | Rate | lb/MWh | 0.16081 | 0.16081 | 0.16081 | 0.16081 | 0.16081 | 0.16081 | 0.16081
IL Fac. Spec. - NOX Rate Summer v3.1, Unit 2951 and retrofits | 618 | 1797 | Rate Constraint in lbs/MMBtu | FALSE | L | Annual | Constraint Shadow Price | US2011$/Ton | 0 | 0 | 0 | 0 | 0 | 0 | 0
IL Fac. Spec. - NOX Rate Summer v3.1, Unit 2952 and retrofits | 619 | 1797 | Rate Constraint in lbs/MMBtu | FALSE | L | Annual | Seasons Included | Seasons | Summer | Summer | Summer | Summer | Summer | Summer | Summer
IL Fac. Spec. - NOX Rate Summer v3.1, Unit 2952 and retrofits | 619 | 1797 | Rate Constraint in lbs/MMBtu | FALSE | L | Annual | Standard NOX | lb/MMBtu | 0.25 | 0.25 | 0.25 | 0.25 | 0.25 | 0.25 | 0.25
IL Fac. Spec. - NOX Rate Summer v3.1, Unit 2952 and retrofits | 619 | 1797 | Rate Constraint in lbs/MMBtu | FALSE | L | Annual | Emissions at Affected Plants NOX | Thousand Tons | 0.018558 | 0.0061786 | 0.0061786 | 0.0061786 | 0.0061786 | 0.018558 | 0.018558
IL Fac. Spec. - NOX Rate Summer v3.1, Unit 2952 and retrofits | 619 | 1797 | Rate Constraint in lbs/MMBtu | FALSE | L | Annual | Allowances Purchased NOX | Thousand Tons | 0 | 0 | 0 | 0 | 0 | 0 | 0
IL Fac. Spec. - NOX Rate Summer v3.1, Unit 2952 and retrofits | 619 | 1797 | Rate Constraint in lbs/MMBtu | FALSE | L | Annual | Allowances Sold NOX | Thousand Tons | 0 | 0 | 0 | 0 | 0 | 0 | 0
IL Fac. Spec. - NOX Rate Summer v3.1, Unit 2952 and retrofits | 619 | 1797 | Rate Constraint in lbs/MMBtu | FALSE | L | Annual | Allowances Banked | Thousand Tons | 0 | 0 | 0 | 0 | 0 | 0 | 0
IL Fac. Spec. - NOX Rate Summer v3.1, Unit 2952 and retrofits | 619 | 1797 | Rate Constraint in lbs/MMBtu | FALSE | L | Annual | Allowances Withdrawn (1:1) | Thousand Tons | 0 | 0 | 0 | 0 | 0 | 0 | 0
IL Fac. Spec. - NOX Rate Summer v3.1, Unit 2952 and retrofits | 619 | 1797 | Rate Constraint in lbs/MMBtu | FALSE | L | Annual | Allowances Withdrawn (n:1) | Thousand Tons | 0 | 0 | 0 | 0 | 0 | 0 | 0
IL Fac. Spec. - NOX Rate Summer v3.1, Unit 2952 and retrofits | 619 | 1797 | Rate Constraint in lbs/MMBtu | FALSE | L | Annual | Net Emissions Allowance Position | Thousand Tons | 0.018558 | 0.0061786 | 0.0061786 | 0.0061786 | 0.0061786 | 0.018558 | 0.018558
IL Fac. Spec. - NOX Rate Summer v3.1, Unit 2952 and retrofits | 619 | 1797 | Rate Constraint in lbs/MMBtu | FALSE | L | Annual | Fuel Consumed | TBtu | 1.879 | 0.62559 | 0.62559 | 0.62559 | 0.62559 | 1.879 | 1.879
IL Fac. Spec. - NOX Rate Summer v3.1, Unit 2952 and retrofits | 619 | 1797 | Rate Constraint in lbs/MMBtu | FALSE | L | Annual | Rate | lb/MMBtu | 0.019753 | 0.019753 | 0.019753 | 0.019753 | 0.019753 | 0.019753 | 0.019753
IL Fac. Spec. - NOX Rate Summer v3.1, Unit 2952 and retrofits | 619 | 1797 | Rate Constraint in lbs/MMBtu | FALSE | L | Annual | Generation | TWh | 0.23081 | 0.076844 | 0.076844 | 0.076844 | 0.076844 | 0.23081 | 0.23081
IL Fac. Spec. - NOX Rate Summer v3.1, Unit 2952 and retrofits | 619 | 1797 | Rate Constraint in lbs/MMBtu | FALSE | L | Annual | Qualifying Generation | TWh | 0.23081 | 0.076844 | 0.076844 | 0.076844 | 0.076844 | 0.23081 | 0.23081
IL Fac. Spec. - NOX Rate Summer v3.1, Unit 2952 and retrofits | 619 | 1797 | Rate Constraint in lbs/MMBtu | FALSE | L | Annual | Rate | lb/MWh | 0.16081 | 0.16081 | 0.16081 | 0.16081 | 0.16081 | 0.16081 | 0.16081
IL Fac. Spec. - NOX Rate Summer v3.1, Unit 2952 and retrofits | 619 | 1797 | Rate Constraint in lbs/MMBtu | FALSE | L | Annual | Constraint Shadow Price | US2011$/Ton | 0 | 0 | 0 | 0 | 0 | 0 | 0
IL Fac. Spec. - NOX Rate Summer v3.1, Unit 2953 and retrofits | 620 | 1797 | Rate Constraint in lbs/MMBtu | FALSE | L | Annual | Seasons Included | Seasons | Summer | Summer | Summer | Summer | Summer | Summer | Summer
IL Fac. Spec. - NOX Rate Summer v3.1, Unit 2953 and retrofits | 620 | 1797 | Rate Constraint in lbs/MMBtu | FALSE | L | Annual | Standard NOX | lb/MMBtu | 0.25 | 0.25 | 0.25 | 0.25 | 0.25 | 0.25 | 0.25
IL Fac. Spec. - NOX Rate Summer v3.1, Unit 2953 and retrofits | 620 | 1797 | Rate Constraint in lbs/MMBtu | FALSE | L | Annual | Emissions at Affected Plants NOX | Thousand Tons | 0.021575 | 0.021575 | 0.021575 | 0.021575 | 0.021575 | 0.064804 | 0.064804
IL Fac. Spec. - NOX Rate Summer v3.1, Unit 2953 and retrofits | 620 | 1797 | Rate Constraint in lbs/MMBtu | FALSE | L | Annual | Allowances Purchased NOX | Thousand Tons | 0 | 0 | 0 | 0 | 0 | 0 | 0
IL Fac. Spec. - NOX Rate Summer v3.1, Unit 2953 and retrofits | 620 | 1797 | Rate Constraint in lbs/MMBtu | FALSE | L | Annual | Allowances Sold NOX | Thousand Tons | 0 | 0 | 0 | 0 | 0 | 0 | 0
IL Fac. Spec. - NOX Rate Summer v3.1, Unit 2953 and retrofits | 620 | 1797 | Rate Constraint in lbs/MMBtu | FALSE | L | Annual | Allowances Banked | Thousand Tons | 0 | 0 | 0 | 0 | 0 | 0 | 0
IL Fac. Spec. - NOX Rate Summer v3.1, Unit 2953 and retrofits | 620 | 1797 | Rate Constraint in lbs/MMBtu | FALSE | L | Annual | Allowances Withdrawn (1:1) | Thousand Tons | 0 | 0 | 0 | 0 | 0 | 0 | 0
IL Fac. Spec. - NOX Rate Summer v3.1, Unit 2953 and retrofits | 620 | 1797 | Rate Constraint in lbs/MMBtu | FALSE | L | Annual | Allowances Withdrawn (n:1) | Thousand Tons | 0 | 0 | 0 | 0 | 0 | 0 | 0
IL Fac. Spec. - NOX Rate Summer v3.1, Unit 2953 and retrofits | 620 | 1797 | Rate Constraint in lbs/MMBtu | FALSE | L | Annual | Net Emissions Allowance Position | Thousand Tons | 0.021575 | 0.021575 | 0.021575 | 0.021575 | 0.021575 | 0.064804 | 0.064804
IL Fac. Spec. - NOX Rate Summer v3.1, Unit 2953 and retrofits | 620 | 1797 | Rate Constraint in lbs/MMBtu | FALSE | L | Annual | Fuel Consumed | TBtu | 0.35661 | 0.35661 | 0.35661 | 0.35661 | 0.35661 | 1.0711 | 1.0711
IL Fac. Spec. - NOX Rate Summer v3.1, Unit 2953 and retrofits | 620 | 1797 | Rate Constraint in lbs/MMBtu | FALSE | L | Annual | Rate | lb/MMBtu | 0.121 | 0.121 | 0.121 | 0.121 | 0.121 | 0.121 | 0.121
IL Fac. Spec. - NOX Rate Summer v3.1, Unit 2953 and retrofits | 620 | 1797 | Rate Constraint in lbs/MMBtu | FALSE | L | Annual | Generation | TWh | 0.042636 | 0.042636 | 0.042636 | 0.042636 | 0.042636 | 0.12806 | 0.12806
IL Fac. Spec. - NOX Rate Summer v3.1, Unit 2953 and retrofits | 620 | 1797 | Rate Constraint in lbs/MMBtu | FALSE | L | Annual | Qualifying Generation | TWh | 0.042636 | 0.042636 | 0.042636 | 0.042636 | 0.042636 | 0.12806 | 0.12806
IL Fac. Spec. - NOX Rate Summer v3.1, Unit 2953 and retrofits | 620 | 1797 | Rate Constraint in lbs/MMBtu | FALSE | L | Annual | Rate | lb/MWh | 1.0121 | 1.0121 | 1.0121 | 1.0121 | 1.0121 | 1.0121 | 1.0121
IL Fac. Spec. - NOX Rate Summer v3.1, Unit 2953 and retrofits | 620 | 1797 | Rate Constraint in lbs/MMBtu | FALSE | L | Annual | Constraint Shadow Price | US2011$/Ton | 0 | 0 | 0 | 0 | 0 | 0 | 0
IL Fac. Spec. - NOX Rate Summer v3.1, Unit 2954 and retrofits | 621 | 1797 | Rate Constraint in lbs/MMBtu | FALSE | L | Annual | Seasons Included | Seasons | Summer | Summer | Summer | Summer | Summer | Summer | Summer
IL Fac. Spec. - NOX Rate Summer v3.1, Unit 2954 and retrofits | 621 | 1797 | Rate Constraint in lbs/MMBtu | FALSE | L | Annual | Standard NOX | lb/MMBtu | 0.25 | 0.25 | 0.25 | 0.25 | 0.25 | 0.25 | 0.25
IL Fac. Spec. - NOX Rate Summer v3.1, Unit 2954 and retrofits | 621 | 1797 | Rate Constraint in lbs/MMBtu | FALSE | L | Annual | Emissions at Affected Plants NOX | Thousand Tons | 0.026342 | 0.026342 | 0.026342 | 0.026342 | 0.026342 | 0.079121 | 0.079121
IL Fac. Spec. - NOX Rate Summer v3.1, Unit 2954 and retrofits | 621 | 1797 | Rate Constraint in lbs/MMBtu | FALSE | L | Annual | Allowances Purchased NOX | Thousand Tons | 0 | 0 | 0 | 0 | 0 | 0 | 0
IL Fac. Spec. - NOX Rate Summer v3.1, Unit 2954 and retrofits | 621 | 1797 | Rate Constraint in lbs/MMBtu | FALSE | L | Annual | Allowances Sold NOX | Thousand Tons | 0 | 0 | 0 | 0 | 0 | 0 | 0
IL Fac. Spec. - NOX Rate Summer v3.1, Unit 2954 and retrofits | 621 | 1797 | Rate Constraint in lbs/MMBtu | FALSE | L | Annual | Allowances Banked | Thousand Tons | 0 | 0 | 0 | 0 | 0 | 0 | 0
IL Fac. Spec. - NOX Rate Summer v3.1, Unit 2954 and retrofits | 621 | 1797 | Rate Constraint in lbs/MMBtu | FALSE | L | Annual | Allowances Withdrawn (1:1) | Thousand Tons | 0 | 0 | 0 | 0 | 0 | 0 | 0
IL Fac. Spec. - NOX Rate Summer v3.1, Unit 2954 and retrofits | 621 | 1797 | Rate Constraint in lbs/MMBtu | FALSE | L | Annual | Allowances Withdrawn (n:1) | Thousand Tons | 0 | 0 | 0 | 0 | 0 | 0 | 0
IL Fac. Spec. - NOX Rate Summer v3.1, Unit 2954 and retrofits | 621 | 1797 | Rate Constraint in lbs/MMBtu | FALSE | L | Annual | Net Emissions Allowance Position | Thousand Tons | 0.026342 | 0.026342 | 0.026342 | 0.026342 | 0.026342 | 0.079121 | 0.079121
IL Fac. Spec. - NOX Rate Summer v3.1, Unit 2954 and retrofits | 621 | 1797 | Rate Constraint in lbs/MMBtu | FALSE | L | Annual | Fuel Consumed | TBtu | 0.4354 | 0.4354 | 0.4354 | 0.4354 | 0.4354 | 1.3078 | 1.3078
IL Fac. Spec. - NOX Rate Summer v3.1, Unit 2954 and retrofits | 621 | 1797 | Rate Constraint in lbs/MMBtu | FALSE | L | Annual | Rate | lb/MMBtu | 0.121 | 0.121 | 0.121 | 0.121 | 0.121 | 0.121 | 0.121
IL Fac. Spec. - NOX Rate Summer v3.1, Unit 2954 and retrofits | 621 | 1797 | Rate Constraint in lbs/MMBtu | FALSE | L | Annual | Generation | TWh | 0.052056 | 0.052056 | 0.052056 | 0.052056 | 0.052056 | 0.15636 | 0.15636
IL Fac. Spec. - NOX Rate Summer v3.1, Unit 2954 and retrofits | 621 | 1797 | Rate Constraint in lbs/MMBtu | FALSE | L | Annual | Qualifying Generation | TWh | 0.052056 | 0.052056 | 0.052056 | 0.052056 | 0.052056 | 0.15636 | 0.15636
IL Fac. Spec. - NOX Rate Summer v3.1, Unit 2954 and retrofits | 621 | 1797 | Rate Constraint in lbs/MMBtu | FALSE | L | Annual | Rate | lb/MWh | 1.0121 | 1.0121 | 1.0121 | 1.0121 | 1.0121 | 1.0121 | 1.0121
IL Fac. Spec. - NOX Rate Summer v3.1, Unit 2954 and retrofits | 621 | 1797 | Rate Constraint in lbs/MMBtu | FALSE | L | Annual | Constraint Shadow Price | US2011$/Ton | 0 | 0 | 0 | 0 | 0 | 0 | 0
IL Fac. Spec. - NOX Rate Summer v3.1, Unit 2955 and retrofits | 622 | 1797 | Rate Constraint in lbs/MMBtu | FALSE | L | Annual | Seasons Included | Seasons | Summer | Summer | Summer | Summer | Summer | Summer | Summer
IL Fac. Spec. - NOX Rate Summer v3.1, Unit 2955 and retrofits | 622 | 1797 | Rate Constraint in lbs/MMBtu | FALSE | L | Annual | Standard NOX | lb/MMBtu | 0.25 | 0.25 | 0.25 | 0.25 | 0.25 | 0.25 | 0.25
IL Fac. Spec. - NOX Rate Summer v3.1, Unit 2955 and retrofits | 622 | 1797 | Rate Constraint in lbs/MMBtu | FALSE | L | Annual | Emissions at Affected Plants NOX | Thousand Tons | 0.040642 | 0.040642 | 0.040642 | 0.040642 | 0.040642 | 0.12207 | 0.12207
IL Fac. Spec. - NOX Rate Summer v3.1, Unit 2955 and retrofits | 622 | 1797 | Rate Constraint in lbs/MMBtu | FALSE | L | Annual | Allowances Purchased NOX | Thousand Tons | 0 | 0 | 0 | 0 | 0 | 0 | 0
IL Fac. Spec. - NOX Rate Summer v3.1, Unit 2955 and retrofits | 622 | 1797 | Rate Constraint in lbs/MMBtu | FALSE | L | Annual | Allowances Sold NOX | Thousand Tons | 0 | 0 | 0 | 0 | 0 | 0 | 0
IL Fac. Spec. - NOX Rate Summer v3.1, Unit 2955 and retrofits | 622 | 1797 | Rate Constraint in lbs/MMBtu | FALSE | L | Annual | Allowances Banked | Thousand Tons | 0 | 0 | 0 | 0 | 0 | 0 | 0
IL Fac. Spec. - NOX Rate Summer v3.1, Unit 2955 and retrofits | 622 | 1797 | Rate Constraint in lbs/MMBtu | FALSE | L | Annual | Allowances Withdrawn (1:1) | Thousand Tons | 0 | 0 | 0 | 0 | 0 | 0 | 0
IL Fac. Spec. - NOX Rate Summer v3.1, Unit 2955 and retrofits | 622 | 1797 | Rate Constraint in lbs/MMBtu | FALSE | L | Annual | Allowances Withdrawn (n:1) | Thousand Tons | 0 | 0 | 0 | 0 | 0 | 0 | 0
IL Fac. Spec. - NOX Rate Summer v3.1, Unit 2955 and retrofits | 622 | 1797 | Rate Constraint in lbs/MMBtu | FALSE | L | Annual | Net Emissions Allowance Position | Thousand Tons | 0.040642 | 0.040642 | 0.040642 | 0.040642 | 0.040642 | 0.12207 | 0.12207
IL Fac. Spec. - NOX Rate Summer v3.1, Unit 2955 and retrofits | 622 | 1797 | Rate Constraint in lbs/MMBtu | FALSE | L | Annual | Fuel Consumed | TBtu | 0.67175 | 0.67175 | 0.67175 | 0.67175 | 0.67175 | 2.0177 | 2.0177
IL Fac. Spec. - NOX Rate Summer v3.1, Unit 2955 and retrofits | 622 | 1797 | Rate Constraint in lbs/MMBtu | FALSE | L | Annual | Rate | lb/MMBtu | 0.121 | 0.121 | 0.121 | 0.121 | 0.121 | 0.121 | 0.121
IL Fac. Spec. - NOX Rate Summer v3.1, Unit 2955 and retrofits | 622 | 1797 | Rate Constraint in lbs/MMBtu | FALSE | L | Annual | Generation | TWh | 0.080315 | 0.080315 | 0.080315 | 0.080315 | 0.080315 | 0.24124 | 0.24124
IL Fac. Spec. - NOX Rate Summer v3.1, Unit 2955 and retrofits | 622 | 1797 | Rate Constraint in lbs/MMBtu | FALSE | L | Annual | Qualifying Generation | TWh | 0.080315 | 0.080315 | 0.080315 | 0.080315 | 0.080315 | 0.24124 | 0.24124
IL Fac. Spec. - NOX Rate Summer v3.1, Unit 2955 and retrofits | 622 | 1797 | Rate Constraint in lbs/MMBtu | FALSE | L | Annual | Rate | lb/MWh | 1.0121 | 1.0121 | 1.0121 | 1.0121 | 1.0121 | 1.0121 | 1.0121
IL Fac. Spec. - NOX Rate Summer v3.1, Unit 2955 and retrofits | 622 | 1797 | Rate Constraint in lbs/MMBtu | FALSE | L | Annual | Constraint Shadow Price | US2011$/Ton | 0 | 0 | 0 | 0 | 0 | 0 | 0
IL Fac. Spec. - NOX Rate Summer v3.1, Unit 2956 and retrofits | 623 | 1797 | Rate Constraint in lbs/MMBtu | FALSE | L | Annual | Seasons Included | Seasons | Summer | Summer | Summer | Summer | Summer | Summer | Summer
IL Fac. Spec. - NOX Rate Summer v3.1, Unit 2956 and retrofits | 623 | 1797 | Rate Constraint in lbs/MMBtu | FALSE | L | Annual | Standard NOX | lb/MMBtu | 0.25 | 0.25 | 0.25 | 0.25 | 0.25 | 0.25 | 0.25
IL Fac. Spec. - NOX Rate Summer v3.1, Unit 2956 and retrofits | 623 | 1797 | Rate Constraint in lbs/MMBtu | FALSE | L | Annual | Emissions at Affected Plants NOX | Thousand Tons | 0.04014 | 0.04014 | 0.04014 | 0.04014 | 0.04014 | 0.12057 | 0.12057
IL Fac. Spec. - NOX Rate Summer v3.1, Unit 2956 and retrofits | 623 | 1797 | Rate Constraint in lbs/MMBtu | FALSE | L | Annual | Allowances Purchased NOX | Thousand Tons | 0 | 0 | 0 | 0 | 0 | 0 | 0
IL Fac. Spec. - NOX Rate Summer v3.1, Unit 2956 and retrofits | 623 | 1797 | Rate Constraint in lbs/MMBtu | FALSE | L | Annual | Allowances Sold NOX | Thousand Tons | 0 | 0 | 0 | 0 | 0 | 0 | 0
IL Fac. Spec. - NOX Rate Summer v3.1, Unit 2956 and retrofits | 623 | 1797 | Rate Constraint in lbs/MMBtu | FALSE | L | Annual | Allowances Banked | Thousand Tons | 0 | 0 | 0 | 0 | 0 | 0 | 0
IL Fac. Spec. - NOX Rate Summer v3.1, Unit 2956 and retrofits | 623 | 1797 | Rate Constraint in lbs/MMBtu | FALSE | L | Annual | Allowances Withdrawn (1:1) | Thousand Tons | 0 | 0 | 0 | 0 | 0 | 0 | 0
IL Fac. Spec. - NOX Rate Summer v3.1, Unit 2956 and retrofits | 623 | 1797 | Rate Constraint in lbs/MMBtu | FALSE | L | Annual | Allowances Withdrawn (n:1) | Thousand Tons | 0 | 0 | 0 | 0 | 0 | 0 | 0
IL Fac. Spec. - NOX Rate Summer v3.1, Unit 2956 and retrofits | 623 | 1797 | Rate Constraint in lbs/MMBtu | FALSE | L | Annual | Net Emissions Allowance Position | Thousand Tons | 0.04014 | 0.04014 | 0.04014 | 0.04014 | 0.04014 | 0.12057 | 0.12057
IL Fac. Spec. - NOX Rate Summer v3.1, Unit 2956 and retrofits | 623 | 1797 | Rate Constraint in lbs/MMBtu | FALSE | L | Annual | Fuel Consumed | TBtu | 0.66346 | 0.66346 | 0.66346 | 0.66346 | 0.66346 | 1.9928 | 1.9928
IL Fac. Spec. - NOX Rate Summer v3.1, Unit 2956 and retrofits | 623 | 1797 | Rate Constraint in lbs/MMBtu | FALSE | L | Annual | Rate | lb/MMBtu | 0.121 | 0.121 | 0.121 | 0.121 | 0.121 | 0.121 | 0.121
IL Fac. Spec. - NOX Rate Summer v3.1, Unit 2956 and retrofits | 623 | 1797 | Rate Constraint in lbs/MMBtu | FALSE | L | Annual | Generation | TWh | 0.079323 | 0.079323 | 0.079323 | 0.079323 | 0.079323 | 0.23826 | 0.23826
IL Fac. Spec. - NOX Rate Summer v3.1, Unit 2956 and retrofits | 623 | 1797 | Rate Constraint in lbs/MMBtu | FALSE | L | Annual | Qualifying Generation | TWh | 0.079323 | 0.079323 | 0.079323 | 0.079323 | 0.079323 | 0.23826 | 0.23826
IL Fac. Spec. - NOX Rate Summer v3.1, Unit 2956 and retrofits | 623 | 1797 | Rate Constraint in lbs/MMBtu | FALSE | L | Annual | Rate | lb/MWh | 1.0121 | 1.0121 | 1.0121 | 1.0121 | 1.0121 | 1.0121 | 1.0121
IL Fac. Spec. - NOX Rate Summer v3.1, Unit 2956 and retrofits | 623 | 1797 | Rate Constraint in lbs/MMBtu | FALSE | L | Annual | Constraint Shadow Price | US2011$/Ton | 0 | 0 | 0 | 0 | 0 | 0 | 0
IL Fac. Spec. - NOX Rate Summer v3.1, Unit 3402 and retrofits | 624 | 1797 | Rate Constraint in lbs/MMBtu | FALSE | L | Annual | Seasons Included | Seasons | Summer | Summer | Summer | Summer | Summer | Summer | Summer
IL Fac. Spec. - NOX Rate Summer v3.1, Unit 3402 and retrofits | 624 | 1797 | Rate Constraint in lbs/MMBtu | FALSE | L | Annual | Standard NOX | lb/MMBtu | 0.25 | 0.25 | 0.25 | 0.25 | 0.25 | 0.25 | 0.25
IL Fac. Spec. - NOX Rate Summer v3.1, Unit 3402 and retrofits | 624 | 1797 | Rate Constraint in lbs/MMBtu | FALSE | L | Annual | Emissions at Affected Plants NOX | Thousand Tons | 0.028299 | 0.0042387 | 0.012732 | 0.012732 | 0.012732 | 0.021224 | 0.012732
IL Fac. Spec. - NOX Rate Summer v3.1, Unit 3402 and retrofits | 624 | 1797 | Rate Constraint in lbs/MMBtu | FALSE | L | Annual | Allowances Purchased NOX | Thousand Tons | 0 | 0 | 0 | 0 | 0 | 0 | 0
IL Fac. Spec. - NOX Rate Summer v3.1, Unit 3402 and retrofits | 624 | 1797 | Rate Constraint in lbs/MMBtu | FALSE | L | Annual | Allowances Sold NOX | Thousand Tons | 0 | 0 | 0 | 0 | 0 | 0 | 0
IL Fac. Spec. - NOX Rate Summer v3.1, Unit 3402 and retrofits | 624 | 1797 | Rate Constraint in lbs/MMBtu | FALSE | L | Annual | Allowances Banked | Thousand Tons | 0 | 0 | 0 | 0 | 0 | 0 | 0
IL Fac. Spec. - NOX Rate Summer v3.1, Unit 3402 and retrofits | 624 | 1797 | Rate Constraint in lbs/MMBtu | FALSE | L | Annual | Allowances Withdrawn (1:1) | Thousand Tons | 0 | 0 | 0 | 0 | 0 | 0 | 0
IL Fac. Spec. - NOX Rate Summer v3.1, Unit 3402 and retrofits | 624 | 1797 | Rate Constraint in lbs/MMBtu | FALSE | L | Annual | Allowances Withdrawn (n:1) | Thousand Tons | 0 | 0 | 0 | 0 | 0 | 0 | 0
IL Fac. Spec. - NOX Rate Summer v3.1, Unit 3402 and retrofits | 624 | 1797 | Rate Constraint in lbs/MMBtu | FALSE | L | Annual | Net Emissions Allowance Position | Thousand Tons | 0.028299 | 0.0042387 | 0.012732 | 0.012732 | 0.012732 | 0.021224 | 0.012732
IL Fac. Spec. - NOX Rate Summer v3.1, Unit 3402 and retrofits | 624 | 1797 | Rate Constraint in lbs/MMBtu | FALSE | L | Annual | Fuel Consumed | TBtu | 3.8503 | 0.5767 | 1.7322 | 1.7322 | 1.7322 | 2.8877 | 1.7322
IL Fac. Spec. - NOX Rate Summer v3.1, Unit 3402 and retrofits | 624 | 1797 | Rate Constraint in lbs/MMBtu | FALSE | L | Annual | Rate | lb/MMBtu | 0.0147 | 0.0147 | 0.0147 | 0.0147 | 0.0147 | 0.0147 | 0.0147
IL Fac. Spec. - NOX Rate Summer v3.1, Unit 3402 and retrofits | 624 | 1797 | Rate Constraint in lbs/MMBtu | FALSE | L | Annual | Generation | TWh | 0.54614 | 0.081802 | 0.2457 | 0.2457 | 0.2457 | 0.40961 | 0.2457
IL Fac. Spec. - NOX Rate Summer v3.1, Unit 3402 and retrofits | 624 | 1797 | Rate Constraint in lbs/MMBtu | FALSE | L | Annual | Qualifying Generation | TWh | 0.54614 | 0.081802 | 0.2457 | 0.2457 | 0.2457 | 0.40961 | 0.2457
IL Fac. Spec. - NOX Rate Summer v3.1, Unit 3402 and retrofits | 624 | 1797 | Rate Constraint in lbs/MMBtu | FALSE | L | Annual | Rate | lb/MWh | 0.10363 | 0.10363 | 0.10363 | 0.10363 | 0.10363 | 0.10363 | 0.10363
IL Fac. Spec. - NOX Rate Summer v3.1, Unit 3402 and retrofits | 624 | 1797 | Rate Constraint in lbs/MMBtu | FALSE | L | Annual | Constraint Shadow Price | US2011$/Ton | 0 | 0 | 0 | 0 | 0 | 0 | 0
IL Fac. Spec. - NOX Rate Summer v3.1, Unit 3403 and retrofits | 625 | 1797 | Rate Constraint in lbs/MMBtu | FALSE | L | Annual | Seasons Included | Seasons | Summer | Summer | Summer | Summer | Summer | Summer | Summer
IL Fac. Spec. - NOX Rate Summer v3.1, Unit 3403 and retrofits | 625 | 1797 | Rate Constraint in lbs/MMBtu | FALSE | L | Annual | Standard NOX | lb/MMBtu | 0.25 | 0.25 | 0.25 | 0.25 | 0.25 | 0.25 | 0.25
IL Fac. Spec. - NOX Rate Summer v3.1, Unit 3403 and retrofits | 625 | 1797 | Rate Constraint in lbs/MMBtu | FALSE | L | Annual | Emissions at Affected Plants NOX | Thousand Tons | 0.017623 | 0.0042387 | 0.012732 | 0.012732 | 0.012732 | 0.021224 | 0.012732
IL Fac. Spec. - NOX Rate Summer v3.1, Unit 3403 and retrofits | 625 | 1797 | Rate Constraint in lbs/MMBtu | FALSE | L | Annual | Allowances Purchased NOX | Thousand Tons | 0 | 0 | 0 | 0 | 0 | 0 | 0
IL Fac. Spec. - NOX Rate Summer v3.1, Unit 3403 and retrofits | 625 | 1797 | Rate Constraint in lbs/MMBtu | FALSE | L | Annual | Allowances Sold NOX | Thousand Tons | 0 | 0 | 0 | 0 | 0 | 0 | 0
IL Fac. Spec. - NOX Rate Summer v3.1, Unit 3403 and retrofits | 625 | 1797 | Rate Constraint in lbs/MMBtu | FALSE | L | Annual | Allowances Banked | Thousand Tons | 0 | 0 | 0 | 0 | 0 | 0 | 0
IL Fac. Spec. - NOX Rate Summer v3.1, Unit 3403 and retrofits | 625 | 1797 | Rate Constraint in lbs/MMBtu | FALSE | L | Annual | Allowances Withdrawn (1:1) | Thousand Tons | 0 | 0 | 0 | 0 | 0 | 0 | 0
IL Fac. Spec. - NOX Rate Summer v3.1, Unit 3403 and retrofits | 625 | 1797 | Rate Constraint in lbs/MMBtu | FALSE | L | Annual | Allowances Withdrawn (n:1) | Thousand Tons | 0 | 0 | 0 | 0 | 0 | 0 | 0
IL Fac. Spec. - NOX Rate Summer v3.1, Unit 3403 and retrofits | 625 | 1797 | Rate Constraint in lbs/MMBtu | FALSE | L | Annual | Net Emissions Allowance Position | Thousand Tons | 0.017623 | 0.0042387 | 0.012732 | 0.012732 | 0.012732 | 0.021224 | 0.012732
IL Fac. Spec. - NOX Rate Summer v3.1, Unit 3403 and retrofits | 625 | 1797 | Rate Constraint in lbs/MMBtu | FALSE | L | Annual | Fuel Consumed | TBtu | 2.3977 | 0.5767 | 1.7322 | 1.7322 | 1.7322 | 2.8877 | 1.7322
IL Fac. Spec. - NOX Rate Summer v3.1, Unit 3403 and retrofits | 625 | 1797 | Rate Constraint in lbs/MMBtu | FALSE | L | Annual | Rate | lb/MMBtu | 0.0147 | 0.0147 | 0.0147 | 0.0147 | 0.0147 | 0.0147 | 0.0147
IL Fac. Spec. - NOX Rate Summer v3.1, Unit 3403 and retrofits | 625 | 1797 | Rate Constraint in lbs/MMBtu | FALSE | L | Annual | Generation | TWh | 0.3401 | 0.081802 | 0.2457 | 0.2457 | 0.2457 | 0.40961 | 0.2457
IL Fac. Spec. - NOX Rate Summer v3.1, Unit 3403 and retrofits | 625 | 1797 | Rate Constraint in lbs/MMBtu | FALSE | L | Annual | Qualifying Generation | TWh | 0.3401 | 0.081802 | 0.2457 | 0.2457 | 0.2457 | 0.40961 | 0.2457
IL Fac. Spec. - NOX Rate Summer v3.1, Unit 3403 and retrofits | 625 | 1797 | Rate Constraint in lbs/MMBtu | FALSE | L | Annual | Rate | lb/MWh | 0.10363 | 0.10363 | 0.10363 | 0.10363 | 0.10363 | 0.10363 | 0.10363
IL Fac. Spec. - NOX Rate Summer v3.1, Unit 3403 and retrofits | 625 | 1797 | Rate Constraint in lbs/MMBtu | FALSE | L | Annual | Constraint Shadow Price | US2011$/Ton | 0 | 0 | 0 | 0 | 0 | 0 | 0
IL Fac. Spec. - NOX Rate Summer v3.1, Unit 3404 and retrofits | 626 | 1797 | Rate Constraint in lbs/MMBtu | FALSE | L | Annual | Seasons Included | Seasons | Summer | Summer | Summer | Summer | Summer | Summer | Summer
IL Fac. Spec. - NOX Rate Summer v3.1, Unit 3404 and retrofits | 626 | 1797 | Rate Constraint in lbs/MMBtu | FALSE | L | Annual | Standard NOX | lb/MMBtu | 0.25 | 0.25 | 0.25 | 0.25 | 0.25 | 0.25 | 0.25
IL Fac. Spec. - NOX Rate Summer v3.1, Unit 3404 and retrofits | 626 | 1797 | Rate Constraint in lbs/MMBtu | FALSE | L | Annual | Emissions at Affected Plants NOX | Thousand Tons | 0.032759 | 0.011924 | 0.014738 | 0.014738 | 0.014738 | 0.024569 | 0.01574
IL Fac. Spec. - NOX Rate Summer v3.1, Unit 3404 and retrofits | 626 | 1797 | Rate Constraint in lbs/MMBtu | FALSE | L | Annual | Allowances Purchased NOX | Thousand Tons | 0 | 0 | 0 | 0 | 0 | 0 | 0
IL Fac. Spec. - NOX Rate Summer v3.1, Unit 3404 and retrofits | 626 | 1797 | Rate Constraint in lbs/MMBtu | FALSE | L | Annual | Allowances Sold NOX | Thousand Tons | 0 | 0 | 0 | 0 | 0 | 0 | 0
IL Fac. Spec. - NOX Rate Summer v3.1, Unit 3404 and retrofits | 626 | 1797 | Rate Constraint in lbs/MMBtu | FALSE | L | Annual | Allowances Banked | Thousand Tons | 0 | 0 | 0 | 0 | 0 | 0 | 0
IL Fac. Spec. - NOX Rate Summer v3.1, Unit 3404 and retrofits | 626 | 1797 | Rate Constraint in lbs/MMBtu | FALSE | L | Annual | Allowances Withdrawn (1:1) | Thousand Tons | 0 | 0 | 0 | 0 | 0 | 0 | 0
IL Fac. Spec. - NOX Rate Summer v3.1, Unit 3404 and retrofits | 626 | 1797 | Rate Constraint in lbs/MMBtu | FALSE | L | Annual | Allowances Withdrawn (n:1) | Thousand Tons | 0 | 0 | 0 | 0 | 0 | 0 | 0
IL Fac. Spec. - NOX Rate Summer v3.1, Unit 3404 and retrofits | 626 | 1797 | Rate Constraint in lbs/MMBtu | FALSE | L | Annual | Net Emissions Allowance Position | Thousand Tons | 0.032759 | 0.011924 | 0.014738 | 0.014738 | 0.014738 | 0.024569 | 0.01574
IL Fac. Spec. - NOX Rate Summer v3.1, Unit 3404 and retrofits | 626 | 1797 | Rate Constraint in lbs/MMBtu | FALSE | L | Annual | Fuel Consumed | TBtu | 4.457 | 1.6224 | 2.0052 | 2.0052 | 2.0052 | 3.3428 | 2.1415
IL Fac. Spec. - NOX Rate Summer v3.1, Unit 3404 and retrofits | 626 | 1797 | Rate Constraint in lbs/MMBtu | FALSE | L | Annual | Rate | lb/MMBtu | 0.0147 | 0.0147 | 0.0147 | 0.0147 | 0.0147 | 0.0147 | 0.0147
IL Fac. Spec. - NOX Rate Summer v3.1, Unit 3404 and retrofits | 626 | 1797 | Rate Constraint in lbs/MMBtu | FALSE | L | Annual | Generation | TWh | 0.6322 | 0.23013 | 0.28442 | 0.28442 | 0.28442 | 0.47415 | 0.30375
IL Fac. Spec. - NOX Rate Summer v3.1, Unit 3404 and retrofits | 626 | 1797 | Rate Constraint in lbs/MMBtu | FALSE | L | Annual | Qualifying Generation | TWh | 0.6322 | 0.23013 | 0.28442 | 0.28442 | 0.28442 | 0.47415 | 0.30375
IL Fac. Spec. - NOX Rate Summer v3.1, Unit 3404 and retrofits | 626 | 1797 | Rate Constraint in lbs/MMBtu | FALSE | L | Annual | Rate | lb/MWh | 0.10363 | 0.10363 | 0.10363 | 0.10363 | 0.10363 | 0.10363 | 0.10363
IL Fac. Spec. - NOX Rate Summer v3.1, Unit 3404 and retrofits | 626 | 1797 | Rate Constraint in lbs/MMBtu | FALSE | L | Annual | Constraint Shadow Price | US2011$/Ton | 0 | 0 | 0 | 0 | 0 | 0 | 0
IL Fac. Spec. - NOX Rate Summer v3.1, Unit 3526 and retrofits | 627 | 1797 | Rate Constraint in lbs/MMBtu | FALSE | L | Annual | Seasons Included | Seasons | Summer | Summer | Summer | Summer | Summer | Summer | Summer
IL Fac. Spec. - NOX Rate Summer v3.1, Unit 3526 and retrofits | 627 | 1797 | Rate Constraint in lbs/MMBtu | FALSE | L | Annual | Standard NOX | lb/MMBtu | 0.25 | 0.25 | 0.25 | 0.25 | 0.25 | 0.25 | 0.25
IL Fac. Spec. - NOX Rate Summer v3.1, Unit 3526 and retrofits | 627 | 1797 | Rate Constraint in lbs/MMBtu | FALSE | L | Annual | Emissions at Affected Plants NOX | Thousand Tons | 0.12308 | 0.12308 | 0.14885 | 0.14898 | 0.17055 | 0.14898 | 0.14898
IL Fac. Spec. - NOX Rate Summer v3.1, Unit 3526 and retrofits | 627 | 1797 | Rate Constraint in lbs/MMBtu | FALSE | L | Annual | Allowances Purchased NOX | Thousand Tons | 0 | 0 | 0 | 0 | 0 | 0 | 0
IL Fac. Spec. - NOX Rate Summer v3.1, Unit 3526 and retrofits | 627 | 1797 | Rate Constraint in lbs/MMBtu | FALSE | L | Annual | Allowances Sold NOX | Thousand Tons | 0 | 0 | 0 | 0 | 0 | 0 | 0
IL Fac. Spec. - NOX Rate Summer v3.1, Unit 3526 and retrofits | 627 | 1797 | Rate Constraint in lbs/MMBtu | FALSE | L | Annual | Allowances Banked | Thousand Tons | 0 | 0 | 0 | 0 | 0 | 0 | 0
IL Fac. Spec. - NOX Rate Summer v3.1, Unit 3526 and retrofits | 627 | 1797 | Rate Constraint in lbs/MMBtu | FALSE | L | Annual | Allowances Withdrawn (1:1) | Thousand Tons | 0 | 0 | 0 | 0 | 0 | 0 | 0
IL Fac. Spec. - NOX Rate Summer v3.1, Unit 3526 and retrofits | 627 | 1797 | Rate Constraint in lbs/MMBtu | FALSE | L | Annual | Allowances Withdrawn (n:1) | Thousand Tons | 0 | 0 | 0 | 0 | 0 | 0 | 0
IL Fac. Spec. - NOX Rate Summer v3.1, Unit 3526 and retrofits | 627 | 1797 | Rate Constraint in lbs/MMBtu | FALSE | L | Annual | Net Emissions Allowance Position | Thousand Tons | 0.12308 | 0.12308 | 0.14885 | 0.14898 | 0.17055 | 0.14898 | 0.14898
IL Fac. Spec. - NOX Rate Summer v3.1, Unit 3526 and retrofits | 627 | 1797 | Rate Constraint in lbs/MMBtu | FALSE | L | Annual | Fuel Consumed | TBtu | 2.0817 | 2.0513 | 2.5162 | 2.5158 | 2.8426 | 2.5158 | 2.483
IL Fac. Spec. - NOX Rate Summer v3.1, Unit 3526 and retrofits | 627 | 1797 | Rate Constraint in lbs/MMBtu | FALSE | L | Annual | Rate | lb/MMBtu | 0.11825 | 0.12 | 0.11831 | 0.11844 | 0.12 | 0.11844 | 0.12
IL Fac. Spec. - NOX Rate Summer v3.1, Unit 3526 and retrofits | 627 | 1797 | Rate Constraint in lbs/MMBtu | FALSE | L | Annual | Generation | TWh | 0.1926 | 0.1926 | 0.23292 | 0.23313 | 0.26689 | 0.23313 | 0.23313
IL Fac. Spec. - NOX Rate Summer v3.1, Unit 3526 and retrofits | 627 | 1797 | Rate Constraint in lbs/MMBtu | FALSE | L | Annual | Qualifying Generation | TWh | 0.1926 | 0.1926 | 0.23292 | 0.23313 | 0.26689 | 0.23313 | 0.23313
IL Fac. Spec. - NOX Rate Summer v3.1, Unit 3526 and retrofits | 627 | 1797 | Rate Constraint in lbs/MMBtu | FALSE | L | Annual | Rate | lb/MWh | 1.2781 | 1.2781 | 1.2781 | 1.2781 | 1.2781 | 1.2781 | 1.2781
IL Fac. Spec. - NOX Rate Summer v3.1, Unit 3526 and retrofits | 627 | 1797 | Rate Constraint in lbs/MMBtu | FALSE | L | Annual | Constraint Shadow Price | US2011$/Ton | 0 | 0 | 0 | 0 | 0 | 0 | 0
IL Fac. Spec. - NOX Rate Summer v3.1, Unit 3806 and retrofits | 628 | 1797 | Rate Constraint in lbs/MMBtu | FALSE | L | Annual | Seasons Included | Seasons | Summer | Summer | Summer | Summer | Summer | Summer | Summer
IL Fac. Spec. - NOX Rate Summer v3.1, Unit 3806 and retrofits | 628 | 1797 | Rate Constraint in lbs/MMBtu | FALSE | L | Annual | Standard NOX | lb/MMBtu | 0.25 | 0.25 | 0.25 | 0.25 | 0.25 | 0.25 | 0.25
IL Fac. Spec. - NOX Rate Summer v3.1, Unit 3806 and retrofits | 628 | 1797 | Rate Constraint in lbs/MMBtu | FALSE | L | Annual | Emissions at Affected Plants NOX | Thousand Tons | 0.22649 | 0.22649 | 0.22629 | 0.22649 | 0.22649 | 0.22649 | 0.22649
IL Fac. Spec. - NOX Rate Summer v3.1, Unit 3806 and retrofits | 628 | 1797 | Rate Constraint in lbs/MMBtu | FALSE | L | Annual | Allowances Purchased NOX | Thousand Tons | 0 | 0 | 0 | 0 | 0 | 0 | 0
IL Fac. Spec. - NOX Rate Summer v3.1, Unit 3806 and retrofits | 628 | 1797 | Rate Constraint in lbs/MMBtu | FALSE | L | Annual | Allowances Sold NOX | Thousand Tons | 0 | 0 | 0 | 0 | 0 | 0 | 0
IL Fac. Spec. - NOX Rate Summer v3.1, Unit 3806 and retrofits | 628 | 1797 | Rate Constraint in lbs/MMBtu | FALSE | L | Annual | Allowances Banked | Thousand Tons | 0 | 0 | 0 | 0 | 0 | 0 | 0
IL Fac. Spec. - NOX Rate Summer v3.1, Unit 3806 and retrofits | 628 | 1797 | Rate Constraint in lbs/MMBtu | FALSE | L | Annual | Allowances Withdrawn (1:1) | Thousand Tons | 0 | 0 | 0 | 0 | 0 | 0 | 0
IL Fac. Spec. - NOX Rate Summer v3.1, Unit 3806 and retrofits | 628 | 1797 | Rate Constraint in lbs/MMBtu | FALSE | L | Annual | Allowances Withdrawn (n:1) | Thousand Tons | 0 | 0 | 0 | 0 | 0 | 0 | 0
IL Fac. Spec. - NOX Rate Summer v3.1, Unit 3806 and retrofits | 628 | 1797 | Rate Constraint in lbs/MMBtu | FALSE | L | Annual | Net Emissions Allowance Position | Thousand Tons | 0.22649 | 0.22649 | 0.22629 | 0.22649 | 0.22649 | 0.22649 | 0.22649
IL Fac. Spec. - NOX Rate Summer v3.1, Unit 3806 and retrofits | 628 | 1797 | Rate Constraint in lbs/MMBtu | FALSE | L | Annual | Fuel Consumed | TBtu | 4.5732 | 4.5732 | 4.5693 | 4.5732 | 4.5732 | 4.5732 | 4.5732
IL Fac. Spec. - NOX Rate Summer v3.1, Unit 3806 and retrofits | 628 | 1797 | Rate Constraint in lbs/MMBtu | FALSE | L | Annual | Rate | lb/MMBtu | 0.099048 | 0.099048 | 0.099048 | 0.099048 | 0.099048 | 0.099048 | 0.099048
IL Fac. Spec. - NOX Rate Summer v3.1, Unit 3806 and retrofits | 628 | 1797 | Rate Constraint in lbs/MMBtu | FALSE | L | Annual | Generation | TWh | 0.38868 | 0.38868 | 0.38834 | 0.38868 | 0.38868 | 0.38868 | 0.38868
IL Fac. Spec. - NOX Rate Summer v3.1, Unit 3806 and retrofits | 628 | 1797 | Rate Constraint in lbs/MMBtu | FALSE | L | Annual | Qualifying Generation | TWh | 0.38868 | 0.38868 | 0.38834 | 0.38868 | 0.38868 | 0.38868 | 0.38868
IL Fac. Spec. - NOX Rate Summer v3.1, Unit 3806 and retrofits | 628 | 1797 | Rate Constraint in lbs/MMBtu | FALSE | L | Annual | Rate | lb/MWh | 1.1654 | 1.1654 | 1.1654 | 1.1654 | 1.1654 | 1.1654 | 1.1654
IL Fac. Spec. - NOX Rate Summer v3.1, Unit 3806 and retrofits | 628 | 1797 | Rate Constraint in lbs/MMBtu | FALSE | L | Annual | Constraint Shadow Price | US2011$/Ton | 0 | 0 | 0 | 0 | 0 | 0 | 0
IL Fac. Spec. - NOX Rate Summer v3.1, Unit 3867 and retrofits | 629 | 1797 | Rate Constraint in lbs/MMBtu | FALSE | L | Annual | Seasons Included | Seasons | Summer | Summer | Summer | Summer | Summer | Summer | Summer
IL Fac. Spec. - NOX Rate Summer v3.1, Unit 3867 and retrofits | 629 | 1797 | Rate Constraint in lbs/MMBtu | FALSE | L | Annual | Standard NOX | lb/MMBtu | 0.25 | 0.25 | 0.25 | 0.25 | 0.25 | 0.25 | 0.25
IL Fac. Spec. - NOX Rate Summer v3.1, Unit 3867 and retrofits | 629 | 1797 | Rate Constraint in lbs/MMBtu | FALSE | L | Annual | Emissions at Affected Plants NOX | Thousand Tons | 0 | 0 | 0 | 0 | 0 | 0 | 0
IL Fac. Spec. - NOX Rate Summer v3.1, Unit 3867 and retrofits | 629 | 1797 | Rate Constraint in lbs/MMBtu | FALSE | L | Annual | Allowances Purchased NOX | Thousand Tons | 0 | 0 | 0 | 0 | 0 | 0 | 0
IL Fac. Spec. - NOX Rate Summer v3.1, Unit 3867 and retrofits | 629 | 1797 | Rate Constraint in lbs/MMBtu | FALSE | L | Annual | Allowances Sold NOX | Thousand Tons | 0 | 0 | 0 | 0 | 0 | 0 | 0
IL Fac. Spec. - NOX Rate Summer v3.1, Unit 3867 and retrofits | 629 | 1797 | Rate Constraint in lbs/MMBtu | FALSE | L | Annual | Allowances Banked | Thousand Tons | 0 | 0 | 0 | 0 | 0 | 0 | 0
IL Fac. Spec. - NOX Rate Summer v3.1, Unit 3867 and retrofits | 629 | 1797 | Rate Constraint in lbs/MMBtu | FALSE | L | Annual | Allowances Withdrawn (1:1) | Thousand Tons | 0 | 0 | 0 | 0 | 0 | 0 | 0
IL Fac. Spec. - NOX Rate Summer v3.1, Unit 3867 and retrofits | 629 | 1797 | Rate Constraint in lbs/MMBtu | FALSE | L | Annual | Allowances Withdrawn (n:1) | Thousand Tons | 0 | 0 | 0 | 0 | 0 | 0 | 0
IL Fac. Spec. - NOX Rate Summer v3.1, Unit 3867 and retrofits | 629 | 1797 | Rate Constraint in lbs/MMBtu | FALSE | L | Annual | Net Emissions Allowance Position | Thousand Tons | 0 | 0 | 0 | 0 | 0 | 0 | 0
IL Fac. Spec. - NOX Rate Summer v3.1, Unit 3867 and retrofits | 629 | 1797 | Rate Constraint in lbs/MMBtu | FALSE | L | Annual | Fuel Consumed | TBtu | 0 | 0 | 0 | 0 | 0 | 0 | 0
IL Fac. Spec. - NOX Rate Summer v3.1, Unit 3867 and retrofits | 629 | 1797 | Rate Constraint in lbs/MMBtu | FALSE | L | Annual | Rate | lb/MMBtu | 0 | 0 | 0 | 0 | 0 | 0 | 0
IL Fac. Spec. - NOX Rate Summer v3.1, Unit 3867 and retrofits | 629 | 1797 | Rate Constraint in lbs/MMBtu | FALSE | L | Annual | Generation | TWh | 0 | 0 | 0 | 0 | 0 | 0 | 0
IL Fac. Spec. - NOX Rate Summer v3.1, Unit 3867 and retrofits | 629 | 1797 | Rate Constraint in lbs/MMBtu | FALSE | L | Annual | Qualifying Generation | TWh | 0 | 0 | 0 | 0 | 0 | 0 | 0
IL Fac. Spec. - NOX Rate Summer v3.1, Unit 3867 and retrofits | 629 | 1797 | Rate Constraint in lbs/MMBtu | FALSE | L | Annual | Rate | lb/MWh | 0 | 0 | 0 | 0 | 0 | 0 | 0
IL Fac. Spec. - NOX Rate Summer v3.1, Unit 3867 and retrofits | 629 | 1797 | Rate Constraint in lbs/MMBtu | FALSE | L | Annual | Constraint Shadow Price | US2011$/Ton | 0 | 0 | 0 | 0 | 0 | 0 | 0
IL Fac. Spec. - NOX Rate Summer v3.1, Unit 3868 and retrofits | 630 | 1797 | Rate Constraint in lbs/MMBtu | FALSE | L | Annual | Seasons Included | Seasons | Summer | Summer | Summer | Summer | Summer | Summer | Summer
IL Fac. Spec. - NOX Rate Summer v3.1, Unit 3868 and retrofits | 630 | 1797 | Rate Constraint in lbs/MMBtu | FALSE | L | Annual | Standard NOX | lb/MMBtu | 0.25 | 0.25 | 0.25 | 0.25 | 0.25 | 0.25 | 0.25
IL Fac. Spec. - NOX Rate Summer v3.1, Unit 3868 and retrofits | 630 | 1797 | Rate Constraint in lbs/MMBtu | FALSE | L | Annual | Emissions at Affected Plants NOX | Thousand Tons | 0 | 0 | 0 | 0 | 0 | 0 | 0
IL Fac. Spec. - NOX Rate Summer v3.1, Unit 3868 and retrofits | 630 | 1797 | Rate Constraint in lbs/MMBtu | FALSE | L | Annual | Allowances Purchased NOX | Thousand Tons | 0 | 0 | 0 | 0 | 0 | 0 | 0
IL Fac. Spec. - NOX Rate Summer v3.1, Unit 3868 and retrofits | 630 | 1797 | Rate Constraint in lbs/MMBtu | FALSE | L | Annual | Allowances Sold NOX | Thousand Tons | 0 | 0 | 0 | 0 | 0 | 0 | 0
IL Fac. Spec. - NOX Rate Summer v3.1, Unit 3868 and retrofits | 630 | 1797 | Rate Constraint in lbs/MMBtu | FALSE | L | Annual | Allowances Banked | Thousand Tons | 0 | 0 | 0 | 0 | 0 | 0 | 0
IL Fac. Spec. - NOX Rate Summer v3.1, Unit 3868 and retrofits | 630 | 1797 | Rate Constraint in lbs/MMBtu | FALSE | L | Annual | Allowances Withdrawn (1:1) | Thousand Tons | 0 | 0 | 0 | 0 | 0 | 0 | 0
IL Fac. Spec. - NOX Rate Summer v3.1, Unit 3868 and retrofits | 630 | 1797 | Rate Constraint in lbs/MMBtu | FALSE | L | Annual | Allowances Withdrawn (n:1) | Thousand Tons | 0 | 0 | 0 | 0 | 0 | 0 | 0
IL Fac. Spec. - NOX Rate Summer v3.1, Unit 3868 and retrofits | 630 | 1797 | Rate Constraint in lbs/MMBtu | FALSE | L | Annual | Net Emissions Allowance Position | Thousand Tons | 0 | 0 | 0 | 0 | 0 | 0 | 0
IL Fac. Spec. - NOX Rate Summer v3.1, Unit 3868 and retrofits | 630 | 1797 | Rate Constraint in lbs/MMBtu | FALSE | L | Annual | Fuel Consumed | TBtu | 0 | 0 | 0 | 0 | 0 | 0 | 0
IL Fac. Spec. - NOX Rate Summer v3.1, Unit 3868 and retrofits | 630 | 1797 | Rate Constraint in lbs/MMBtu | FALSE | L | Annual | Rate | lb/MMBtu | 0 | 0 | 0 | 0 | 0 | 0 | 0
IL Fac. Spec. - NOX Rate Summer v3.1, Unit 3868 and retrofits | 630 | 1797 | Rate Constraint in lbs/MMBtu | FALSE | L | Annual | Generation | TWh | 0 | 0 | 0 | 0 | 0 | 0 | 0
IL Fac. Spec. - NOX Rate Summer v3.1, Unit 3868 and retrofits | 630 | 1797 | Rate Constraint in lbs/MMBtu | FALSE | L | Annual | Qualifying Generation | TWh | 0 | 0 | 0 | 0 | 0 | 0 | 0
IL Fac. Spec. - NOX Rate Summer v3.1, Unit 3868 and retrofits | 630 | 1797 | Rate Constraint in lbs/MMBtu | FALSE | L | Annual | Rate | lb/MWh | 0 | 0 | 0 | 0 | 0 | 0 | 0
IL Fac. Spec. - NOX Rate Summer v3.1, Unit 3868 and retrofits | 630 | 1797 | Rate Constraint in lbs/MMBtu | FALSE | L | Annual | Constraint Shadow Price | US2011$/Ton | 0 | 0 | 0 | 0 | 0 | 0 | 0
IL Fac. Spec. - NOX Rate Summer v3.1, Unit 4183 and retrofits | 631 | 1797 | Rate Constraint in lbs/MMBtu | FALSE | L | Annual | Seasons Included | Seasons | Summer | Summer | Summer | Summer | Summer | Summer | Summer
IL Fac. Spec. - NOX Rate Summer v3.1, Unit 4183 and retrofits | 631 | 1797 | Rate Constraint in lbs/MMBtu | FALSE | L | Annual | Standard NOX | lb/MMBtu | 0.25 | 0.25 | 0.25 | 0.25 | 0.25 | 0.25 | 0.25
IL Fac. Spec. - NOX Rate Summer v3.1, Unit 4183 and retrofits | 631 | 1797 | Rate Constraint in lbs/MMBtu | FALSE | L | Annual | Emissions at Affected Plants NOX | Thousand Tons | 0.14778 | 0.16918 | 0.16903 | 0.16918 | 0.16918 | 0.16918 | 0.16918
IL Fac. Spec. - NOX Rate Summer v3.1, Unit 4183 and retrofits | 631 | 1797 | Rate Constraint in lbs/MMBtu | FALSE | L | Annual | Allowances Purchased NOX | Thousand Tons | 0 | 0 | 0 | 0 | 0 | 0 | 0
IL Fac. Spec. - NOX Rate Summer v3.1, Unit 4183 and retrofits | 631 | 1797 | Rate Constraint in lbs/MMBtu | FALSE | L | Annual | Allowances Sold NOX | Thousand Tons | 0 | 0 | 0 | 0 | 0 | 0 | 0
IL Fac. Spec. - NOX Rate Summer v3.1, Unit 4183 and retrofits | 631 | 1797 | Rate Constraint in lbs/MMBtu | FALSE | L | Annual | Allowances Banked | Thousand Tons | 0 | 0 | 0 | 0 | 0 | 0 | 0
IL Fac. Spec. - NOX Rate Summer v3.1, Unit 4183 and retrofits | 631 | 1797 | Rate Constraint in lbs/MMBtu | FALSE | L | Annual | Allowances Withdrawn (1:1) | Thousand Tons | 0 | 0 | 0 | 0 | 0 | 0 | 0
IL Fac. Spec. - NOX Rate Summer v3.1, Unit 4183 and retrofits | 631 | 1797 | Rate Constraint in lbs/MMBtu | FALSE | L | Annual | Allowances Withdrawn (n:1) | Thousand Tons | 0 | 0 | 0 | 0 | 0 | 0 | 0
IL Fac. Spec. - NOX Rate Summer v3.1, Unit 4183 and retrofits | 631 | 1797 | Rate Constraint in lbs/MMBtu | FALSE | L | Annual | Net Emissions Allowance Position | Thousand Tons | 0.14778 | 0.16918 | 0.16903 | 0.16918 | 0.16918 | 0.16918 | 0.16918
IL Fac. Spec. - NOX Rate Summer v3.1, Unit 4183 and retrofits | 631 | 1797 | Rate Constraint in lbs/MMBtu | FALSE | L | Annual | Fuel Consumed | TBtu | 6.772 | 7.6633 | 7.6565 | 7.6633 | 7.6633 | 7.6633 | 7.6633
IL Fac. Spec. - NOX Rate Summer v3.1, Unit 4183 and retrofits | 631 | 1797 | Rate Constraint in lbs/MMBtu | FALSE | L | Annual | Rate | lb/MMBtu | 0.043643 | 0.044153 | 0.044153 | 0.044153 | 0.044153 | 0.044153 | 0.044153
IL Fac. Spec. - NOX Rate Summer v3.1, Unit 4183 and retrofits | 631 | 1797 | Rate Constraint in lbs/MMBtu | FALSE | L | Annual | Generation | TWh | 0.57627 | 0.65972 | 0.65913 | 0.65972 | 0.65972 | 0.65972 | 0.65972
IL Fac. Spec. - NOX Rate Summer v3.1, Unit 4183 and retrofits | 631 | 1797 | Rate Constraint in lbs/MMBtu | FALSE | L | Annual | Qualifying Generation | TWh | 0.57627 | 0.65972 | 0.65913 | 0.65972 | 0.65972 | 0.65972 | 0.65972
IL Fac. Spec. - NOX Rate Summer v3.1, Unit 4183 and retrofits | 631 | 1797 | Rate Constraint in lbs/MMBtu | FALSE | L | Annual | Rate | lb/MWh | 0.51288 | 0.51288 | 0.51288 | 0.51288 | 0.51288 | 0.51288 | 0.51288
IL Fac. Spec. - NOX Rate Summer v3.1, Unit 4183 and retrofits | 631 | 1797 | Rate Constraint in lbs/MMBtu | FALSE | L | Annual | Constraint Shadow Price | US2011$/Ton | 0 | 0 | 0 | 0 | 0 | 0 | 0
IL Fac. Spec. - NOX Rate Summer v3.1, Unit 4238 and retrofits | 632 | 1797 | Rate Constraint in lbs/MMBtu | FALSE | L | Annual | Seasons Included | Seasons | Summer | Summer | Summer | Summer | Summer | Summer | Summer
IL Fac. Spec. - NOX Rate Summer v3.1, Unit 4238 and retrofits | 632 | 1797 | Rate Constraint in lbs/MMBtu | FALSE | L | Annual | Standard NOX | lb/MMBtu | 0.25 | 0.25 | 0.25 | 0.25 | 0.25 | 0.25 | 0.25
IL Fac. Spec. - NOX Rate Summer v3.1, Unit 4238 and retrofits | 632 | 1797 | Rate Constraint in lbs/MMBtu | FALSE | L | Annual | Emissions at Affected Plants NOX | Thousand Tons | 0.35003 | 0.35003 | 0.42369 | 0.42369 | 0.48505 | 0.35003 | 0.35003
IL Fac. Spec. - NOX Rate Summer v3.1, Unit 4238 and retrofits | 632 | 1797 | Rate Constraint in lbs/MMBtu | FALSE | L | Annual | Allowances Purchased NOX | Thousand Tons | 0 | 0 | 0 | 0 | 0 | 0 | 0
IL Fac. Spec. - NOX Rate Summer v3.1, Unit 4238 and retrofits | 632 | 1797 | Rate Constraint in lbs/MMBtu | FALSE | L | Annual | Allowances Sold NOX | Thousand Tons | 0 | 0 | 0 | 0 | 0 | 0 | 0
IL Fac. Spec. - NOX Rate Summer v3.1, Unit 4238 and retrofits | 632 | 1797 | Rate Constraint in lbs/MMBtu | FALSE | L | Annual | Allowances Banked | Thousand Tons | 0 | 0 | 0 | 0 | 0 | 0 | 0
IL Fac. Spec. - NOX Rate Summer v3.1, Unit 4238 and retrofits | 632 | 1797 | Rate Constraint in lbs/MMBtu | FALSE | L | Annual | Allowances Withdrawn (1:1) | Thousand Tons | 0 | 0 | 0 | 0 | 0 | 0 | 0
IL Fac. Spec. - NOX Rate Summer v3.1, Unit 4238 and retrofits | 632 | 1797 | Rate Constraint in lbs/MMBtu | FALSE | L | Annual | Allowances Withdrawn (n:1) | Thousand Tons | 0 | 0 | 0 | 0 | 0 | 0 | 0
IL Fac. Spec. - NOX Rate Summer v3.1, Unit 4238 and retrofits | 632 | 1797 | Rate Constraint in lbs/MMBtu | FALSE | L | Annual | Net Emissions Allowance Position | Thousand Tons | 0.35003 | 0.35003 | 0.42369 | 0.42369 | 0.48505 | 0.35003 | 0.35003
IL Fac. Spec. - NOX Rate Summer v3.1, Unit 4238 and retrofits | 632 | 1797 | Rate Constraint in lbs/MMBtu | FALSE | L | Annual | Fuel Consumed | TBtu | 11.3941 | 11.2313 | 13.5947 | 13.7538 | 15.7653 | 11.3769 | 11.3769
IL Fac. Spec. - NOX Rate Summer v3.1, Unit 4238 and retrofits | 632 | 1797 | Rate Constraint in lbs/MMBtu | FALSE | L | Annual | Rate | lb/MMBtu | 0.061441 | 0.062332 | 0.062332 | 0.061611 | 0.061534 | 0.061534 | 0.061534
IL Fac. Spec. - NOX Rate Summer v3.1, Unit 4238 and retrofits | 632 | 1797 | Rate Constraint in lbs/MMBtu | FALSE | L | Annual | Generation | TWh | 0.97081 | 0.97081 | 1.1751 | 1.1751 | 1.3453 | 0.97081 | 0.97081
IL Fac. Spec. - NOX Rate Summer v3.1, Unit 4238 and retrofits | 632 | 1797 | Rate Constraint in lbs/MMBtu | FALSE | L | Annual | Qualifying Generation | TWh | 0.97081 | 0.97081 | 1.1751 | 1.1751 | 1.3453 | 0.97081 | 0.97081
IL Fac. Spec. - NOX Rate Summer v3.1, Unit 4238 and retrofits | 632 | 1797 | Rate Constraint in lbs/MMBtu | FALSE | L | Annual | Rate | lb/MWh | 0.72111 | 0.72111 | 0.72111 | 0.72111 | 0.72111 | 0.72111 | 0.72111
IL Fac. Spec. - NOX Rate Summer v3.1, Unit 4238 and retrofits | 632 | 1797 | Rate Constraint in lbs/MMBtu | FALSE | L | Annual | Constraint Shadow Price | US2011$/Ton | 0 | 0 | 0 | 0 | 0 | 0 | 0
IL Fac. Spec. - NOX Rate Summer v3.1, Unit 4239 and retrofits | 633 | 1797 | Rate Constraint in lbs/MMBtu | FALSE | L | Annual | Seasons Included | Seasons | Summer | Summer | Summer | Summer | Summer | Summer | Summer
IL Fac. Spec. - NOX Rate Summer v3.1, Unit 4239 and retrofits | 633 | 1797 | Rate Constraint in lbs/MMBtu | FALSE | L | Annual | Standard NOX | lb/MMBtu | 0.25 | 0.25 | 0.25 | 0.25 | 0.25 | 0.25 | 0.25
IL Fac. Spec. - NOX Rate Summer v3.1, Unit 4239 and retrofits | 633 | 1797 | Rate Constraint in lbs/MMBtu | FALSE | L | Annual | Emissions at Affected Plants NOX | Thousand Tons | 0.49256 | 0.49256 | 0.56389 | 0.49256 | 0.56389 | 0.49256 | 0.49256
IL Fac. Spec. - NOX Rate Summer v3.1, Unit 4239 and retrofits | 633 | 1797 | Rate Constraint in lbs/MMBtu | FALSE | L | Annual | Allowances Purchased NOX | Thousand Tons | 0 | 0 | 0 | 0 | 0 | 0 | 0
IL Fac. Spec. - NOX Rate Summer v3.1, Unit 4239 and retrofits | 633 | 1797 | Rate Constraint in lbs/MMBtu | FALSE | L | Annual | Allowances Sold NOX | Thousand Tons | 0 | 0 | 0 | 0 | 0 | 0 | 0
IL Fac. Spec. - NOX Rate Summer v3.1, Unit 4239 and retrofits | 633 | 1797 | Rate Constraint in lbs/MMBtu | FALSE | L | Annual | Allowances Banked | Thousand Tons | 0 | 0 | 0 | 0 | 0 | 0 | 0
IL Fac. Spec. - NOX Rate Summer v3.1, Unit 4239 and retrofits | 633 | 1797 | Rate Constraint in lbs/MMBtu | FALSE | L | Annual | Allowances Withdrawn (1:1) | Thousand Tons | 0 | 0 | 0 | 0 | 0 | 0 | 0
IL Fac. Spec. - NOX Rate Summer v3.1, Unit 4239 and retrofits | 633 | 1797 | Rate Constraint in lbs/MMBtu | FALSE | L | Annual | Allowances Withdrawn (n:1) | Thousand Tons | 0 | 0 | 0 | 0 | 0 | 0 | 0
IL Fac. Spec. - NOX Rate Summer v3.1, Unit 4239 and retrofits | 633 | 1797 | Rate Constraint in lbs/MMBtu | FALSE | L | Annual | Net Emissions Allowance Position | Thousand Tons | 0.49256 | 0.49256 | 0.56389 | 0.49256 | 0.56389 | 0.49256 | 0.49256
IL Fac. Spec. - NOX Rate Summer v3.1, Unit 4239 and retrofits | 633 | 1797 | Rate Constraint in lbs/MMBtu | FALSE | L | Annual | Fuel Consumed | TBtu | 16.5438 | 16.4831 | 18.8702 | 16.5475 | 18.8702 | 16.5427 | 16.5427
IL Fac. Spec. - NOX Rate Summer v3.1, Unit 4239 and retrofits | 633 | 1797 | Rate Constraint in lbs/MMBtu | FALSE | L | Annual | Rate | lb/MMBtu | 0.059546 | 0.059766 | 0.059766 | 0.059533 | 0.059766 | 0.05955 | 0.05955
IL Fac. Spec. - NOX Rate Summer v3.1, Unit 4239 and retrofits | 633 | 1797 | Rate Constraint in lbs/MMBtu | FALSE | L | Annual | Generation | TWh | 1.6127 | 1.6127 | 1.8462 | 1.6127 | 1.8462 | 1.6127 | 1.6127
IL Fac. Spec. - NOX Rate Summer v3.1, Unit 4239 and retrofits | 633 | 1797 | Rate Constraint in lbs/MMBtu | FALSE | L | Annual | Qualifying Generation | TWh | 1.6127 | 1.6127 | 1.8462 | 1.6127 | 1.8462 | 1.6127 | 1.6127
IL Fac. Spec. - NOX Rate Summer v3.1, Unit 4239 and retrofits | 633 | 1797 | Rate Constraint in lbs/MMBtu | FALSE | L | Annual | Rate | lb/MWh | 0.61087 | 0.61087 | 0.61087 | 0.61087 | 0.61087 | 0.61087 | 0.61087
IL Fac. Spec. - NOX Rate Summer v3.1, Unit 4239 and retrofits | 633 | 1797 | Rate Constraint in lbs/MMBtu | FALSE | L | Annual | Constraint Shadow Price | US2011$/Ton | 0 | 0 | 0 | 0 | 0 | 0 | 0
IL Fac. Spec. - NOX Rate Summer v3.1, Unit 4240 and retrofits | 634 | 1797 | Rate Constraint in lbs/MMBtu | FALSE | L | Annual | Seasons Included | Seasons | Summer | Summer | Summer | Summer | Summer | Summer | Summer
IL Fac. Spec. - NOX Rate Summer v3.1, Unit 4240 and retrofits | 634 | 1797 | Rate Constraint in lbs/MMBtu | FALSE | L | Annual | Standard NOX | lb/MMBtu | 0.25 | 0.25 | 0.25 | 0.25 | 0.25 | 0.25 | 0.25
IL Fac. Spec. - NOX Rate Summer v3.1, Unit 4240 and retrofits | 634 | 1797 | Rate Constraint in lbs/MMBtu | FALSE | L | Annual | Emissions at Affected Plants NOX | Thousand Tons | 0.47685 | 0.47685 | 0.54591 | 0.49592 | 0.54591 | 0.54591 | 0.47685
IL Fac. Spec. - NOX Rate Summer v3.1, Unit 4240 and retrofits | 634 | 1797 | Rate Constraint in lbs/MMBtu | FALSE | L | Annual | Allowances Purchased NOX | Thousand Tons | 0 | 0 | 0 | 0 | 0 | 0 | 0
IL Fac. Spec. - NOX Rate Summer v3.1, Unit 4240 and retrofits | 634 | 1797 | Rate Constraint in lbs/MMBtu | FALSE | L | Annual | Allowances Sold NOX | Thousand Tons | 0 | 0 | 0 | 0 | 0 | 0 | 0
IL Fac. Spec. - NOX Rate Summer v3.1, Unit 4240 and retrofits | 634 | 1797 | Rate Constraint in lbs/MMBtu | FALSE | L | Annual | Allowances Banked | Thousand Tons | 0 | 0 | 0 | 0 | 0 | 0 | 0
IL Fac. Spec. - NOX Rate Summer v3.1, Unit 4240 and retrofits | 634 | 1797 | Rate Constraint in lbs/MMBtu | FALSE | L | Annual | Allowances Withdrawn (1:1) | Thousand Tons | 0 | 0 | 0 | 0 | 0 | 0 | 0
IL Fac. Spec. - NOX Rate Summer v3.1, Unit 4240 and retrofits | 634 | 1797 | Rate Constraint in lbs/MMBtu | FALSE | L | Annual | Allowances Withdrawn (n:1) | Thousand Tons | 0 | 0 | 0 | 0 | 0 | 0 | 0
IL Fac. Spec. - NOX Rate Summer v3.1, Unit 4240 and retrofits | 634 | 1797 | Rate Constraint in lbs/MMBtu | FALSE | L | Annual | Net Emissions Allowance Position | Thousand Tons | 0.47685 | 0.47685 | 0.54591 | 0.49592 | 0.54591 | 0.54591 | 0.47685
IL Fac. Spec. - NOX Rate Summer v3.1, Unit 4240 and retrofits | 634 | 1797 | Rate Constraint in lbs/MMBtu | FALSE | L | Annual | Fuel Consumed | TBtu | 16.6038 | 16.5391 | 18.9343 | 17.2664 | 18.9343 | 18.9982 | 16.599
IL Fac. Spec. - NOX Rate Summer v3.1, Unit 4240 and retrofits | 634 | 1797 | Rate Constraint in lbs/MMBtu | FALSE | L | Annual | Rate | lb/MMBtu | 0.057439 | 0.057663 | 0.057663 | 0.057444 | 0.057663 | 0.057469 | 0.057456
IL Fac. Spec. - NOX Rate Summer v3.1, Unit 4240 and retrofits | 634 | 1797 | Rate Constraint in lbs/MMBtu | FALSE | L | Annual | Generation | TWh | 1.6264 | 1.6264 | 1.862 | 1.6915 | 1.862 | 1.862 | 1.6264
IL Fac. Spec. - NOX Rate Summer v3.1, Unit 4240 and retrofits | 634 | 1797 | Rate Constraint in lbs/MMBtu | FALSE | L | Annual | Qualifying Generation | TWh | 1.6264 | 1.6264 | 1.862 | 1.6915 | 1.862 | 1.862 | 1.6264
IL Fac. Spec. - NOX Rate Summer v3.1, Unit 4240 and retrofits | 634 | 1797 | Rate Constraint in lbs/MMBtu | FALSE | L | Annual | Rate | lb/MWh | 0.58638 | 0.58638 | 0.58638 | 0.58638 | 0.58638 | 0.58638 | 0.58638
IL Fac. Spec. - NOX Rate Summer v3.1, Unit 4240 and retrofits | 634 | 1797 | Rate Constraint in lbs/MMBtu | FALSE | L | Annual | Constraint Shadow Price | US2011$/Ton | 0 | 0 | 0 | 0 | 0 | 0 | 0
IL Fac. Spec. - NOX Rate Summer v3.1, Unit 4267 and retrofits | 635 | 1797 | Rate Constraint in lbs/MMBtu | FALSE | L | Annual | Seasons Included | Seasons | Summer | Summer | Summer | Summer | Summer | Summer | Summer
IL Fac. Spec. - NOX Rate Summer v3.1, Unit 4267 and retrofits | 635 | 1797 | Rate Constraint in lbs/MMBtu | FALSE | L | Annual | Standard NOX | lb/MMBtu | 0.25 | 0.25 | 0.25 | 0.25 | 0.25 | 0.25 | 0.25
IL Fac. Spec. - NOX Rate Summer v3.1, Unit 4267 and retrofits | 635 | 1797 | Rate Constraint in lbs/MMBtu | FALSE | L | Annual | Emissions at Affected Plants NOX | Thousand Tons | 0.55144 | 0.55144 | 0.62762 | 0.6313 | 0.6313 | 0.55144 | 0.55144
IL Fac. Spec. - NOX Rate Summer v3.1, Unit 4267 and retrofits | 635 | 1797 | Rate Constraint in lbs/MMBtu | FALSE | L | Annual | Allowances Purchased NOX | Thousand Tons | 0 | 0 | 0 | 0 | 0 | 0 | 0
IL Fac. Spec. - NOX Rate Summer v3.1, Unit 4267 and retrofits | 635 | 1797 | Rate Constraint in lbs/MMBtu | FALSE | L | Annual | Allowances Sold NOX | Thousand Tons | 0 | 0 | 0 | 0 | 0 | 0 | 0
IL Fac. Spec. - NOX Rate Summer v3.1, Unit 4267 and retrofits | 635 | 1797 | Rate Constraint in lbs/MMBtu | FALSE | L | Annual | Allowances Banked | Thousand Tons | 0 | 0 | 0 | 0 | 0 | 0 | 0
IL Fac. Spec. - NOX Rate Summer v3.1, Unit 4267 and retrofits | 635 | 1797 | Rate Constraint in lbs/MMBtu | FALSE | L | Annual | Allowances Withdrawn (1:1) | Thousand Tons | 0 | 0 | 0 | 0 | 0 | 0 | 0
IL Fac. Spec. - NOX Rate Summer v3.1, Unit 4267 and retrofits | 635 | 1797 | Rate Constraint in lbs/MMBtu | FALSE | L | Annual | Allowances Withdrawn (n:1) | Thousand Tons | 0 | 0 | 0 | 0 | 0 | 0 | 0
IL Fac. Spec. - NOX Rate Summer v3.1, Unit 4267 and retrofits | 635 | 1797 | Rate Constraint in lbs/MMBtu | FALSE | L | Annual | Net Emissions Allowance Position | Thousand Tons | 0.55144 | 0.55144 | 0.62762 | 0.6313 | 0.6313 | 0.55144 | 0.55144
IL Fac. Spec. - NOX Rate Summer v3.1, Unit 4267 and retrofits | 635 | 1797 | Rate Constraint in lbs/MMBtu | FALSE | L | Annual | Fuel Consumed | TBtu | 11.5884 | 11.5802 | 13.1801 | 13.2573 | 13.2573 | 11.5884 | 11.5884
IL Fac. Spec. - NOX Rate Summer v3.1, Unit 4267 and retrofits | 635 | 1797 | Rate Constraint in lbs/MMBtu | FALSE | L | Annual | Rate | lb/MMBtu | 0.095171 | 0.095238 | 0.095238 | 0.095238 | 0.095238 | 0.095171 | 0.095171
IL Fac. Spec. - NOX Rate Summer v3.1, Unit 4267 and retrofits | 635 | 1797 | Rate Constraint in lbs/MMBtu | FALSE | L | Annual | Generation | TWh | 1.0815 | 1.0815 | 1.2309 | 1.2381 | 1.2381 | 1.0815 | 1.0815
IL Fac. Spec. - NOX Rate Summer v3.1, Unit 4267 and retrofits | 635 | 1797 | Rate Constraint in lbs/MMBtu | FALSE | L | Annual | Qualifying Generation | TWh | 1.0815 | 1.0815 | 1.2309 | 1.2381 | 1.2381 | 1.0815 | 1.0815
IL Fac. Spec. - NOX Rate Summer v3.1, Unit 4267 and retrofits | 635 | 1797 | Rate Constraint in lbs/MMBtu | FALSE | L | Annual | Rate | lb/MWh | 1.0198 | 1.0198 | 1.0198 | 1.0198 | 1.0198 | 1.0198 | 1.0198
IL Fac. Spec. - NOX Rate Summer v3.1, Unit 4267 and retrofits | 635 | 1797 | Rate Constraint in lbs/MMBtu | FALSE | L | Annual | Constraint Shadow Price | US2011$/Ton | 0 | 0 | 0 | 0 | 0 | 0 | 0
IL Fac. Spec. - NOX Rate Summer v3.1, Unit 4268 and retrofits | 636 | 1797 | Rate Constraint in lbs/MMBtu | FALSE | L | Annual | Seasons Included | Seasons | Summer | Summer | Summer | Summer | Summer | Summer | Summer
IL Fac. Spec. - NOX Rate Summer v3.1, Unit 4268 and retrofits | 636 | 1797 | Rate Constraint in lbs/MMBtu | FALSE | L | Annual | Standard NOX | lb/MMBtu | 0.25 | 0.25 | 0.25 | 0.25 | 0.25 | 0.25 | 0.25
IL Fac. Spec. - NOX Rate Summer v3.1, Unit 4268 and retrofits | 636 | 1797 | Rate Constraint in lbs/MMBtu | FALSE | L | Annual | Emissions at Affected Plants NOX | Thousand Tons | 0.56975 | 0.56975 | 0.64846 | 0.65226 | 0.65226 | 0.56975 | 0.4707
IL Fac. Spec. - NOX Rate Summer v3.1, Unit 4268 and retrofits | 636 | 1797 | Rate Constraint in lbs/MMBtu | FALSE | L | Annual | Allowances Purchased NOX | Thousand Tons | 0 | 0 | 0 | 0 | 0 | 0 | 0
IL Fac. Spec. - NOX Rate Summer v3.1, Unit 4268 and retrofits | 636 | 1797 | Rate Constraint in lbs/MMBtu | FALSE | L | Annual | Allowances Sold NOX | Thousand Tons | 0 | 0 | 0 | 0 | 0 | 0 | 0
IL Fac. Spec. - NOX Rate Summer v3.1, Unit 4268 and retrofits | 636 | 1797 | Rate Constraint in lbs/MMBtu | FALSE | L | Annual | Allowances Banked | Thousand Tons | 0 | 0 | 0 | 0 | 0 | 0 | 0
IL Fac. Spec. - NOX Rate Summer v3.1, Unit 4268 and retrofits | 636 | 1797 | Rate Constraint in lbs/MMBtu | FALSE | L | Annual | Allowances Withdrawn (1:1) | Thousand Tons | 0 | 0 | 0 | 0 | 0 | 0 | 0
IL Fac. Spec. - NOX Rate Summer v3.1, Unit 4268 and retrofits | 636 | 1797 | Rate Constraint in lbs/MMBtu | FALSE | L | Annual | Allowances Withdrawn (n:1) | Thousand Tons | 0 | 0 | 0 | 0 | 0 | 0 | 0
IL Fac. Spec. - NOX Rate Summer v3.1, Unit 4268 and retrofits | 636 | 1797 | Rate Constraint in lbs/MMBtu | FALSE | L | Annual | Net Emissions Allowance Position | Thousand Tons | 0.56975 | 0.56975 | 0.64846 | 0.65226 | 0.65226 | 0.56975 | 0.4707
IL Fac. Spec. - NOX Rate Summer v3.1, Unit 4268 and retrofits | 636 | 1797 | Rate Constraint in lbs/MMBtu | FALSE | L | Annual | Fuel Consumed | TBtu | 11.6403 | 11.6321 | 13.2392 | 13.3167 | 13.3167 | 11.6403 | 9.6175
IL Fac. Spec. - NOX Rate Summer v3.1, Unit 4268 and retrofits | 636 | 1797 | Rate Constraint in lbs/MMBtu | FALSE | L | Annual | Rate | lb/MMBtu | 0.097892 | 0.097961 | 0.097961 | 0.097961 | 0.097961 | 0.097892 | 0.097884
IL Fac. Spec. - NOX Rate Summer v3.1, Unit 4268 and retrofits | 636 | 1797 | Rate Constraint in lbs/MMBtu | FALSE | L | Annual | Generation | TWh | 1.0815 | 1.0815 | 1.2309 | 1.2381 | 1.2381 | 1.0815 | 0.89345
IL Fac. Spec. - NOX Rate Summer v3.1, Unit 4268 and retrofits | 636 | 1797 | Rate Constraint in lbs/MMBtu | FALSE | L | Annual | Qualifying Generation | TWh | 1.0815 | 1.0815 | 1.2309 | 1.2381 | 1.2381 | 1.0815 | 0.89345
IL Fac. Spec. - NOX Rate Summer v3.1, Unit 4268 and retrofits | 636 | 1797 | Rate Constraint in lbs/MMBtu | FALSE | L | Annual | Rate | lb/MWh | 1.0537 | 1.0537 | 1.0537 | 1.0537 | 1.0537 | 1.0537 | 1.0537
IL Fac. Spec. - NOX Rate Summer v3.1, Unit 4268 and retrofits | 636 | 1797 | Rate Constraint in lbs/MMBtu | FALSE | L | Annual | Constraint Shadow Price | US2011$/Ton | 0 | 0 | 0 | 0 | 0 | 0 | 0
IL Fac. Spec. - NOX Rate Summer v3.1, Unit 4269 and retrofits | 637 | 1797 | Rate Constraint in lbs/MMBtu | FALSE | L | Annual | Seasons Included | Seasons | Summer | Summer | Summer | Summer | Summer | Summer | Summer
IL Fac. Spec. - NOX Rate Summer v3.1, Unit 4269 and retrofits | 637 | 1797 | Rate Constraint in lbs/MMBtu | FALSE | L | Annual | Standard NOX | lb/MMBtu | 0.25 | 0.25 | 0.25 | 0.25 | 0.25 | 0.25 | 0.25
IL Fac. Spec. - NOX Rate Summer v3.1, Unit 4269 and retrofits | 637 | 1797 | Rate Constraint in lbs/MMBtu | FALSE | L | Annual | Emissions at Affected Plants NOX | Thousand Tons | 0.55144 | 0.55144 | 0.62762 | 0.6313 | 0.6313 | 0.55144 | 0.55144
IL Fac. Spec. - NOX Rate Summer v3.1, Unit 4269 and retrofits | 637 | 1797 | Rate Constraint in lbs/MMBtu | FALSE | L | Annual | Allowances Purchased NOX | Thousand Tons | 0 | 0 | 0 | 0 | 0 | 0 | 0
IL Fac. Spec. - NOX Rate Summer v3.1, Unit 4269 and retrofits | 637 | 1797 | Rate Constraint in lbs/MMBtu | FALSE | L | Annual | Allowances Sold NOX | Thousand Tons | 0 | 0 | 0 | 0 | 0 | 0 | 0
IL Fac. Spec. - NOX Rate Summer v3.1, Unit 4269 and retrofits | 637 | 1797 | Rate Constraint in lbs/MMBtu | FALSE | L | Annual | Allowances Banked | Thousand Tons | 0 | 0 | 0 | 0 | 0 | 0 | 0
IL Fac. Spec. - NOX Rate Summer v3.1, Unit 4269 and retrofits | 637 | 1797 | Rate Constraint in lbs/MMBtu | FALSE | L | Annual | Allowances Withdrawn (1:1) | Thousand Tons | 0 | 0 | 0 | 0 | 0 | 0 | 0
IL Fac. Spec. - NOX Rate Summer v3.1, Unit 4269 and retrofits | 637 | 1797 | Rate Constraint in lbs/MMBtu | FALSE | L | Annual | Allowances Withdrawn (n:1) | Thousand Tons | 0 | 0 | 0 | 0 | 0 | 0 | 0
IL Fac. Spec. - NOX Rate Summer v3.1, Unit 4269 and retrofits | 637 | 1797 | Rate Constraint in lbs/MMBtu | FALSE | L | Annual | Net Emissions Allowance Position | Thousand Tons | 0.55144 | 0.55144 | 0.62762 | 0.6313 | 0.6313 | 0.55144 | 0.55144
IL Fac. Spec. - NOX Rate Summer v3.1, Unit 4269 and retrofits | 637 | 1797 | Rate Constraint in lbs/MMBtu | FALSE | L | Annual | Fuel Consumed | TBtu | 11.5884 | 11.5802 | 13.1801 | 13.2573 | 13.2573 | 11.5884 | 11.5884
IL Fac. Spec. - NOX Rate Summer v3.1, Unit 4269 and retrofits | 637 | 1797 | Rate Constraint in lbs/MMBtu | FALSE | L | Annual | Rate | lb/MMBtu | 0.095171 | 0.095238 | 0.095238 | 0.095238 | 0.095238 | 0.095171 | 0.095171
IL Fac. Spec. - NOX Rate Summer v3.1, Unit 4269 and retrofits | 637 | 1797 | Rate Constraint in lbs/MMBtu | FALSE | L | Annual | Generation | TWh | 1.0815 | 1.0815 | 1.2309 | 1.2381 | 1.2381 | 1.0815 | 1.0815
IL Fac. Spec. - NOX Rate Summer v3.1, Unit 4269 and retrofits | 637 | 1797 | Rate Constraint in lbs/MMBtu | FALSE | L | Annual | Qualifying Generation | TWh | 1.0815 | 1.0815 | 1.2309 | 1.2381 | 1.2381 | 1.0815 | 1.0815
IL Fac. Spec. - NOX Rate Summer v3.1, Unit 4269 and retrofits | 637 | 1797 | Rate Constraint in lbs/MMBtu | FALSE | L | Annual | Rate | lb/MWh | 1.0198 | 1.0198 | 1.0198 | 1.0198 | 1.0198 | 1.0198 | 1.0198
IL Fac. Spec. - NOX Rate Summer v3.1, Unit 4269 and retrofits | 637 | 1797 | Rate Constraint in lbs/MMBtu | FALSE | L | Annual | Constraint Shadow Price | US2011$/Ton | 0 | 0 | 0 | 0 | 0 | 0 | 0
IL Fac. Spec. - NOX Rate Summer v3.1, Unit 4270 and retrofits | 638 | 1797 | Rate Constraint in lbs/MMBtu | FALSE | L | Annual | Seasons Included | Seasons | Summer | Summer | Summer | Summer | Summer | Summer | Summer
IL Fac. Spec. - NOX Rate Summer v3.1, Unit 4270 and retrofits | 638 | 1797 | Rate Constraint in lbs/MMBtu | FALSE | L | Annual | Standard NOX | lb/MMBtu | 0.25 | 0.25 | 0.25 | 0.25 | 0.25 | 0.25 | 0.25
IL Fac. Spec. - NOX Rate Summer v3.1, Unit 4270 and retrofits | 638 | 1797 | Rate Constraint in lbs/MMBtu | FALSE | L | Annual | Emissions at Affected Plants NOX | Thousand Tons | 0.5555 | 0.5555 | 0.63224 | 0.63595 | 0.63595 | 0.5555 | 0.45893
IL Fac. Spec. - NOX Rate Summer v3.1, Unit 4270 and retrofits | 638 | 1797 | Rate Constraint in lbs/MMBtu | FALSE | L | Annual | Allowances Purchased NOX | Thousand Tons | 0 | 0 | 0 | 0 | 0 | 0 | 0
IL Fac. Spec. - NOX Rate Summer v3.1, Unit 4270 and retrofits | 638 | 1797 | Rate Constraint in lbs/MMBtu | FALSE | L | Annual | Allowances Sold NOX | Thousand Tons | 0 | 0 | 0 | 0 | 0 | 0 | 0
IL Fac. Spec. - NOX Rate Summer v3.1, Unit 4270 and retrofits | 638 | 1797 | Rate Constraint in lbs/MMBtu | FALSE | L | Annual | Allowances Banked | Thousand Tons | 0 | 0 | 0 | 0 | 0 | 0 | 0
IL Fac. Spec. - NOX Rate Summer v3.1, Unit 4270 and retrofits | 638 | 1797 | Rate Constraint in lbs/MMBtu | FALSE | L | Annual | Allowances Withdrawn (1:1) | Thousand Tons | 0 | 0 | 0 | 0 | 0 | 0 | 0
IL Fac. Spec. - NOX Rate Summer v3.1, Unit 4270 and retrofits | 638 | 1797 | Rate Constraint in lbs/MMBtu | FALSE | L | Annual | Allowances Withdrawn (n:1) | Thousand Tons | 0 | 0 | 0 | 0 | 0 | 0 | 0
IL Fac. Spec. - NOX Rate Summer v3.1, Unit 4270 and retrofits | 638 | 1797 | Rate Constraint in lbs/MMBtu | FALSE | L | Annual | Net Emissions Allowance Position | Thousand Tons | 0.5555 | 0.5555 | 0.63224 | 0.63595 | 0.63595 | 0.5555 | 0.45893
IL Fac. Spec. - NOX Rate Summer v3.1, Unit 4270 and retrofits | 638 | 1797 | Rate Constraint in lbs/MMBtu | FALSE | L | Annual | Fuel Consumed | TBtu | 11.6403 | 11.6321 | 13.2392 | 13.3167 | 13.3167 | 11.6403 | 9.6175
IL Fac. Spec. - NOX Rate Summer v3.1, Unit 4270 and retrofits | 638 | 1797 | Rate Constraint in lbs/MMBtu | FALSE | L | Annual | Rate | lb/MMBtu | 0.095444 | 0.095511 | 0.095511 | 0.095511 | 0.095511 | 0.095444 | 0.095436
IL Fac. Spec. - NOX Rate Summer v3.1, Unit 4270 and retrofits | 638 | 1797 | Rate Constraint in lbs/MMBtu | FALSE | L | Annual | Generation | TWh | 1.0815 | 1.0815 | 1.2309 | 1.2381 | 1.2381 | 1.0815 | 0.89345
IL Fac. Spec. - NOX Rate Summer v3.1, Unit 4270 and retrofits | 638 | 1797 | Rate Constraint in lbs/MMBtu | FALSE | L | Annual | Qualifying Generation | TWh | 1.0815 | 1.0815 | 1.2309 | 1.2381 | 1.2381 | 1.0815 | 0.89345
IL Fac. Spec. - NOX Rate Summer v3.1, Unit 4270 and retrofits | 638 | 1797 | Rate Constraint in lbs/MMBtu | FALSE | L | Annual | Rate | lb/MWh | 1.0273 | 1.0273 | 1.0273 | 1.0273 | 1.0273 | 1.0273 | 1.0273
IL Fac. Spec. - NOX Rate Summer v3.1, Unit 4270 and retrofits | 638 | 1797 | Rate Constraint in lbs/MMBtu | FALSE | L | Annual | Constraint Shadow Price | US2011$/Ton | 0 | 0 | 0 | 0 | 0 | 0 | 0
IL Fac. Spec. - NOX Rate Summer v3.1, Unit 4277 and retrofits | 639 | 1797 | Rate Constraint in lbs/MMBtu | FALSE | L | Annual | Seasons Included | Seasons | Summer | Summer | Summer | Summer | Summer | Summer | Summer
IL Fac. Spec. - NOX Rate Summer v3.1, Unit 4277 and retrofits | 639 | 1797 | Rate Constraint in lbs/MMBtu | FALSE | L | Annual | Standard NOX | lb/MMBtu | 0.25 | 0.25 | 0.25 | 0.25 | 0.25 | 0.25 | 0.25
IL Fac. Spec. - NOX Rate Summer v3.1, Unit 4277 and retrofits | 639 | 1797 | Rate Constraint in lbs/MMBtu | FALSE | L | Annual | Emissions at Affected Plants NOX | Thousand Tons | 0.52501 | 0.52501 | 0.52501 | 0.52501 | 0.52501 | 0.45859 | 0.52501
IL Fac. Spec. - NOX Rate Summer v3.1, Unit 4277 and retrofits | 639 | 1797 | Rate Constraint in lbs/MMBtu | FALSE | L | Annual | Allowances Purchased NOX | Thousand Tons | 0 | 0 | 0 | 0 | 0 | 0 | 0
IL Fac. Spec. - NOX Rate Summer v3.1, Unit 4277 and retrofits | 639 | 1797 | Rate Constraint in lbs/MMBtu | FALSE | L | Annual | Allowances Sold NOX | Thousand Tons | 0 | 0 | 0 | 0 | 0 | 0 | 0
IL Fac. Spec. - NOX Rate Summer v3.1, Unit 4277 and retrofits | 639 | 1797 | Rate Constraint in lbs/MMBtu | FALSE | L | Annual | Allowances Banked | Thousand Tons | 0 | 0 | 0 | 0 | 0 | 0 | 0
IL Fac. Spec. - NOX Rate Summer v3.1, Unit 4277 and retrofits | 639 | 1797 | Rate Constraint in lbs/MMBtu | FALSE | L | Annual | Allowances Withdrawn (1:1) | Thousand Tons | 0 | 0 | 0 | 0 | 0 | 0 | 0
IL Fac. Spec. - NOX Rate Summer v3.1, Unit 4277 and retrofits | 639 | 1797 | Rate Constraint in lbs/MMBtu | FALSE | L | Annual | Allowances Withdrawn (n:1) | Thousand Tons | 0 | 0 | 0 | 0 | 0 | 0 | 0
IL Fac. Spec. - NOX Rate Summer v3.1, Unit 4277 and retrofits | 639 | 1797 | Rate Constraint in lbs/MMBtu | FALSE | L | Annual | Net Emissions Allowance Position | Thousand Tons | 0.52501 | 0.52501 | 0.52501 | 0.52501 | 0.52501 | 0.45859 | 0.52501
IL Fac. Spec. - NOX Rate Summer v3.1, Unit 4277 and retrofits | 639 | 1797 | Rate Constraint in lbs/MMBtu | FALSE | L | Annual | Fuel Consumed | TBtu | 10.9855 | 10.9855 | 10.9855 | 10.9855 | 10.9855 | 9.6122 | 10.9855
IL Fac. Spec. - NOX Rate Summer v3.1, Unit 4277 and retrofits | 639 | 1797 | Rate Constraint in lbs/MMBtu | FALSE | L | Annual | Rate | lb/MMBtu | 0.095582 | 0.095582 | 0.095582 | 0.095582 | 0.095582 | 0.09542 | 0.095582
IL Fac. Spec. - NOX Rate Summer v3.1, Unit 4277 and retrofits | 639 | 1797 | Rate Constraint in lbs/MMBtu | FALSE | L | Annual | Generation | TWh | 1.0575 | 1.0575 | 1.0575 | 1.0575 | 1.0575 | 0.92374 | 1.0575
IL Fac. Spec. - NOX Rate Summer v3.1, Unit 4277 and retrofits | 639 | 1797 | Rate Constraint in lbs/MMBtu | FALSE | L | Annual | Qualifying Generation | TWh | 1.0575 | 1.0575 | 1.0575 | 1.0575 | 1.0575 | 0.92374 | 1.0575
IL Fac. Spec. - NOX Rate Summer v3.1, Unit 4277 and retrofits | 639 | 1797 | Rate Constraint in lbs/MMBtu | FALSE | L | Annual | Rate | lb/MWh | 0.9929 | 0.9929 | 0.9929 | 0.9929 | 0.9929 | 0.9929 | 0.9929
IL Fac. Spec. - NOX Rate Summer v3.1, Unit 4277 and retrofits | 639 | 1797 | Rate Constraint in lbs/MMBtu | FALSE | L | Annual | Constraint Shadow Price | US2011$/Ton | 0 | 0 | 0 | 0 | 0 | 0 | 0
IL Fac. Spec. - NOX Rate Summer v3.1, Unit 4278 and retrofits | 640 | 1797 | Rate Constraint in lbs/MMBtu | FALSE | L | Annual | Seasons Included | Seasons | Summer | Summer | Summer | Summer | Summer | Summer | Summer
IL Fac. Spec. - NOX Rate Summer v3.1, Unit 4278 and retrofits | 640 | 1797 | Rate Constraint in lbs/MMBtu | FALSE | L | Annual | Standard NOX | lb/MMBtu | 0.25 | 0.25 | 0.25 | 0.25 | 0.25 | 0.25 | 0.25
IL Fac. Spec. - NOX Rate Summer v3.1, Unit 4278 and retrofits | 640 | 1797 | Rate Constraint in lbs/MMBtu | FALSE | L | Annual | Emissions at Affected Plants NOX | Thousand Tons | 0.82184 | 0.71788 | 0.82184 | 0.82184 | 0.82184 | 0.71788 | 0.71788
IL Fac. Spec. - NOX Rate Summer v3.1, Unit 4278 and retrofits | 640 | 1797 | Rate Constraint in lbs/MMBtu | FALSE | L | Annual | Allowances Purchased NOX | Thousand Tons | 0 | 0 | 0 | 0 | 0 | 0 | 0
IL Fac. Spec. - NOX Rate Summer v3.1, Unit 4278 and retrofits | 640 | 1797 | Rate Constraint in lbs/MMBtu | FALSE | L | Annual | Allowances Sold NOX | Thousand Tons | 0 | 0 | 0 | 0 | 0 | 0 | 0
IL Fac. Spec. - NOX Rate Summer v3.1, Unit 4278 and retrofits | 640 | 1797 | Rate Constraint in lbs/MMBtu | FALSE | L | Annual | Allowances Banked | Thousand Tons | 0 | 0 | 0 | 0 | 0 | 0 | 0
IL Fac. Spec. - NOX Rate Summer v3.1, Unit 4278 and retrofits | 640 | 1797 | Rate Constraint in lbs/MMBtu | FALSE | L | Annual | Allowances Withdrawn (1:1) | Thousand Tons | 0 | 0 | 0 | 0 | 0 | 0 | 0
IL Fac. Spec. - NOX Rate Summer v3.1, Unit 4278 and retrofits | 640 | 1797 | Rate Constraint in lbs/MMBtu | FALSE | L | Annual | Allowances Withdrawn (n:1) | Thousand Tons | 0 | 0 | 0 | 0 | 0 | 0 | 0
IL Fac. Spec. - NOX Rate Summer v3.1, Unit 4278 and retrofits | 640 | 1797 | Rate Constraint in lbs/MMBtu | FALSE | L | Annual | Net Emissions Allowance Position | Thousand Tons | 0.82184 | 0.71788 | 0.82184 | 0.82184 | 0.82184 | 0.71788 | 0.71788
IL Fac. Spec. - NOX Rate Summer v3.1, Unit 4278 and retrofits | 640 | 1797 | Rate Constraint in lbs/MMBtu | FALSE | L | Annual | Fuel Consumed | TBtu | 12.4143 | 10.8439 | 12.4143 | 12.4143 | 12.4143 | 10.8614 | 10.8439
IL Fac. Spec. - NOX Rate Summer v3.1, Unit 4278 and retrofits | 640 | 1797 | Rate Constraint in lbs/MMBtu | FALSE | L | Annual | Rate | lb/MMBtu | 0.1324 | 0.1324 | 0.1324 | 0.1324 | 0.1324 | 0.13219 | 0.1324
IL Fac. Spec. - NOX Rate Summer v3.1, Unit 4278 and retrofits | 640 | 1797 | Rate Constraint in lbs/MMBtu | FALSE | L | Annual | Generation | TWh | 1.1639 | 1.0167 | 1.1639 | 1.1639 | 1.1639 | 1.0167 | 1.0167
IL Fac. Spec. - NOX Rate Summer v3.1, Unit 4278 and retrofits | 640 | 1797 | Rate Constraint in lbs/MMBtu | FALSE | L | Annual | Qualifying Generation | TWh | 1.1639 | 1.0167 | 1.1639 | 1.1639 | 1.1639 | 1.0167 | 1.0167
IL Fac. Spec. - NOX Rate Summer v3.1, Unit 4278 and retrofits | 640 | 1797 | Rate Constraint in lbs/MMBtu | FALSE | L | Annual | Rate | lb/MWh | 1.4122 | 1.4122 | 1.4122 | 1.4122 | 1.4122 | 1.4122 | 1.4122
IL Fac. Spec. - NOX Rate Summer v3.1, Unit 4278 and retrofits | 640 | 1797 | Rate Constraint in lbs/MMBtu | FALSE | L | Annual | Constraint Shadow Price | US2011$/Ton | 0 | 0 | 0 | 0 | 0 | 0 | 0
IL Fac. Spec. - NOX Rate Summer v3.1, Unit 4279 and retrofits | 641 | 1797 | Rate Constraint in lbs/MMBtu | FALSE | L | Annual | Seasons Included | Seasons | Summer | Summer | Summer | Summer | Summer | Summer | Summer
IL Fac. Spec. - NOX Rate Summer v3.1, Unit 4279 and retrofits | 641 | 1797 | Rate Constraint in lbs/MMBtu | FALSE | L | Annual | Standard NOX | lb/MMBtu | 0.25 | 0.25 | 0.25 | 0.25 | 0.25 | 0.25 | 0.25
IL Fac. Spec. - NOX Rate Summer v3.1, Unit 4279 and retrofits | 641 | 1797 | Rate Constraint in lbs/MMBtu | FALSE | L | Annual | Emissions at Affected Plants NOX | Thousand Tons | 0.85987 | 0.86641 | 0.908 | 0.908 | 0.908 | 0.908 | 0.908
IL Fac. Spec. - NOX Rate Summer v3.1, Unit 4279 and retrofits | 641 | 1797 | Rate Constraint in lbs/MMBtu | FALSE | L | Annual | Allowances Purchased NOX | Thousand Tons | 0 | 0 | 0 | 0 | 0 | 0 | 0
IL Fac. Spec. - NOX Rate Summer v3.1, Unit 4279 and retrofits | 641 | 1797 | Rate Constraint in lbs/MMBtu | FALSE | L | Annual | Allowances Sold NOX | Thousand Tons | 0 | 0 | 0 | 0 | 0 | 0 | 0
IL Fac. Spec. - NOX Rate Summer v3.1, Unit 4279 and retrofits | 641 | 1797 | Rate Constraint in lbs/MMBtu | FALSE | L | Annual | Allowances Banked | Thousand Tons | 0 | 0 | 0 | 0 | 0 | 0 | 0
IL Fac. Spec. - NOX Rate Summer v3.1, Unit 4279 and retrofits | 641 | 1797 | Rate Constraint in lbs/MMBtu | FALSE | L | Annual | Allowances Withdrawn (1:1) | Thousand Tons | 0 | 0 | 0 | 0 | 0 | 0 | 0
IL Fac. Spec. - NOX Rate Summer v3.1, Unit 4279 and retrofits | 641 | 1797 | Rate Constraint in lbs/MMBtu | FALSE | L | Annual | Allowances Withdrawn (n:1) | Thousand Tons | 0 | 0 | 0 | 0 | 0 | 0 | 0
IL Fac. Spec. - NOX Rate Summer v3.1, Unit 4279 and retrofits | 641 | 1797 | Rate Constraint in lbs/MMBtu | FALSE | L | Annual | Net Emissions Allowance Position | Thousand Tons | 0.85987 | 0.86641 | 0.908 | 0.908 | 0.908 | 0.908 | 0.908
IL Fac. Spec. - NOX Rate Summer v3.1, Unit 4279 and retrofits | 641 | 1797 | Rate Constraint in lbs/MMBtu | FALSE | L | Annual | Fuel Consumed | TBtu | 18.7157 | 18.7881 | 19.6899 | 19.6899 | 19.6899 | 19.6899 | 19.6899
IL Fac. Spec. - NOX Rate Summer v3.1, Unit 4279 and retrofits | 641 | 1797 | Rate Constraint in lbs/MMBtu | FALSE | L | Annual | Rate | lb/MMBtu | 0.091888 | 0.09223 | 0.09223 | 0.09223 | 0.09223 | 0.09223 | 0.09223
IL Fac. Spec. - NOX Rate Summer v3.1, Unit 4279 and retrofits | 641 | 1797 | Rate Constraint in lbs/MMBtu | FALSE | L | Annual | Generation | TWh | 1.846 | 1.86 | 1.9493 | 1.9493 | 1.9493 | 1.9493 | 1.9493
IL Fac. Spec. - NOX Rate Summer v3.1, Unit 4279 and retrofits | 641 | 1797 | Rate Constraint in lbs/MMBtu | FALSE | L | Annual | Qualifying Generation | TWh | 1.846 | 1.86 | 1.9493 | 1.9493 | 1.9493 | 1.9493 | 1.9493
IL Fac. Spec. - NOX Rate Summer v3.1, Unit 4279 and retrofits | 641 | 1797 | Rate Constraint in lbs/MMBtu | FALSE | L | Annual | Rate | lb/MWh | 0.93161 | 0.93161 | 0.93161 | 0.93161 | 0.93161 | 0.93161 | 0.93161
IL Fac. Spec. - NOX Rate Summer v3.1, Unit 4279 and retrofits | 641 | 1797 | Rate Constraint in lbs/MMBtu | FALSE | L | Annual | Constraint Shadow Price | US2011$/Ton | 0 | 0 | 0 | 0 | 0 | 0 | 0
IL Fac. Spec. - NOX Rate Summer v3.1, Unit 4293 and retrofits | 642 | 1797 | Rate Constraint in lbs/MMBtu | FALSE | L | Annual | Seasons Included | Seasons | Summer | Summer | Summer | Summer | Summer | Summer | Summer
IL Fac. Spec. - NOX Rate Summer v3.1, Unit 4293 and retrofits | 642 | 1797 | Rate Constraint in lbs/MMBtu | FALSE | L | Annual | Standard NOX | lb/MMBtu | 0.25 | 0.25 | 0.25 | 0.25 | 0.25 | 0.25 | 0.25
IL Fac. Spec. - NOX Rate Summer v3.1, Unit 4293 and retrofits | 642 | 1797 | Rate Constraint in lbs/MMBtu | FALSE | L | Annual | Emissions at Affected Plants NOX | Thousand Tons | 0.36165 | 0.36165 | 0.36165 | 0.36165 | 0.36165 | 0.36165 | 0.36165
IL Fac. Spec. - NOX Rate Summer v3.1, Unit 4293 and retrofits | 642 | 1797 | Rate Constraint in lbs/MMBtu | FALSE | L | Annual | Allowances Purchased NOX | Thousand Tons | 0 | 0 | 0 | 0 | 0 | 0 | 0
IL Fac. Spec. - NOX Rate Summer v3.1, Unit 4293 and retrofits | 642 | 1797 | Rate Constraint in lbs/MMBtu | FALSE | L | Annual | Allowances Sold NOX | Thousand Tons | 0 | 0 | 0 | 0 | 0 | 0 | 0
IL Fac. Spec. - NOX Rate Summer v3.1, Unit 4293 and retrofits | 642 | 1797 | Rate Constraint in lbs/MMBtu | FALSE | L | Annual | Allowances Banked | Thousand Tons | 0 | 0 | 0 | 0 | 0 | 0 | 0
IL Fac. Spec. - NOX Rate Summer v3.1, Unit 4293 and retrofits | 642 | 1797 | Rate Constraint in lbs/MMBtu | FALSE | L | Annual | Allowances Withdrawn (1:1) | Thousand Tons | 0 | 0 | 0 | 0 | 0 | 0 | 0
IL Fac. Spec. - NOX Rate Summer v3.1, Unit 4293 and retrofits | 642 | 1797 | Rate Constraint in lbs/MMBtu | FALSE | L | Annual | Allowances Withdrawn (n:1) | Thousand Tons | 0 | 0 | 0 | 0 | 0 | 0 | 0
IL Fac. Spec. - NOX Rate Summer v3.1, Unit 4293 and retrofits | 642 | 1797 | Rate Constraint in lbs/MMBtu | FALSE | L | Annual | Net Emissions Allowance Position | Thousand Tons | 0.36165 | 0.36165 | 0.36165 | 0.36165 | 0.36165 | 0.36165 | 0.36165
IL Fac. Spec. - NOX Rate Summer v3.1, Unit 4293 and retrofits | 642 | 1797 | Rate Constraint in lbs/MMBtu | FALSE | L | Annual | Fuel Consumed | TBtu | 11.2167 | 11.2167 | 11.2167 | 11.2167 | 11.2167 | 11.2167 | 11.2167
IL Fac. Spec. - NOX Rate Summer v3.1, Unit 4293 and retrofits | 642 | 1797 | Rate Constraint in lbs/MMBtu | FALSE | L | Annual | Rate | lb/MMBtu | 0.064484 | 0.064484 | 0.064484 | 0.064484 | 0.064484 | 0.064484 | 0.064484
IL Fac. Spec. - NOX Rate Summer v3.1, Unit 4293 and retrofits | 642 | 1797 | Rate Constraint in lbs/MMBtu | FALSE | L | Annual | Generation | TWh | 1.0699 | 1.0699 | 1.0699 | 1.0699 | 1.0699 | 1.0699 | 1.0699
IL Fac. Spec. - NOX Rate Summer v3.1, Unit 4293 and retrofits | 642 | 1797 | Rate Constraint in lbs/MMBtu | FALSE | L | Annual | Qualifying Generation | TWh | 1.0699 | 1.0699 | 1.0699 | 1.0699 | 1.0699 | 1.0699 | 1.0699
IL Fac. Spec. - NOX Rate Summer v3.1, Unit 4293 and retrofits | 642 | 1797 | Rate Constraint in lbs/MMBtu | FALSE | L | Annual | Rate | lb/MWh | 0.67606 | 0.67606 | 0.67606 | 0.67606 | 0.67606 | 0.67606 | 0.67606
IL Fac. Spec. - NOX Rate Summer v3.1, Unit 4293 and retrofits | 642 | 1797 | Rate Constraint in lbs/MMBtu | FALSE | L | Annual | Constraint Shadow Price | US2011$/Ton | 0 | 0 | 0 | 0 | 0 | 0 | 0
IL Fac. Spec. - NOX Rate Summer v3.1, Unit 4298 and retrofits | 643 | 1797 | Rate Constraint in lbs/MMBtu | FALSE | L | Annual | Seasons Included | Seasons | Summer | Summer | Summer | Summer | Summer | Summer | Summer
IL Fac. Spec. - NOX Rate Summer v3.1, Unit 4298 and retrofits | 643 | 1797 | Rate Constraint in lbs/MMBtu | FALSE | L | Annual | Standard NOX | lb/MMBtu | 0.25 | 0.25 | 0.25 | 0.25 | 0.25 | 0.25 | 0.25
IL Fac. Spec. - NOX Rate Summer v3.1, Unit 4298 and retrofits | 643 | 1797 | Rate Constraint in lbs/MMBtu | FALSE | L | Annual | Emissions at Affected Plants NOX | Thousand Tons | 0.37068 | 0 | 0 | 0 | 0 | 0 | 0
IL Fac. Spec. - NOX Rate Summer v3.1, Unit 4298 and retrofits | 643 | 1797 | Rate Constraint in lbs/MMBtu | FALSE | L | Annual | Allowances Purchased NOX | Thousand Tons | 0 | 0 | 0 | 0 | 0 | 0 | 0
IL Fac. Spec. - NOX Rate Summer v3.1, Unit 4298 and retrofits | 643 | 1797 | Rate Constraint in lbs/MMBtu | FALSE | L | Annual | Allowances Sold NOX | Thousand Tons | 0 | 0 | 0 | 0 | 0 | 0 | 0
IL Fac. Spec. - NOX Rate Summer v3.1, Unit 4298 and retrofits | 643 | 1797 | Rate Constraint in lbs/MMBtu | FALSE | L | Annual | Allowances Banked | Thousand Tons | 0 | 0 | 0 | 0 | 0 | 0 | 0
IL Fac. Spec. - NOX Rate Summer v3.1, Unit 4298 and retrofits | 643 | 1797 | Rate Constraint in lbs/MMBtu | FALSE | L | Annual | Allowances Withdrawn (1:1) | Thousand Tons | 0 | 0 | 0 | 0 | 0 | 0 | 0
IL Fac. Spec. - NOX Rate Summer v3.1, Unit 4298 and retrofits | 643 | 1797 | Rate Constraint in lbs/MMBtu | FALSE | L | Annual | Allowances Withdrawn (n:1) | Thousand Tons | 0 | 0 | 0 | 0 | 0 | 0 | 0
IL Fac. Spec. - NOX Rate Summer v3.1, Unit 4298 and retrofits | 643 | 1797 | Rate Constraint in lbs/MMBtu | FALSE | L | Annual | Net Emissions Allowance Position | Thousand Tons | 0.37068 | 0 | 0 | 0 | 0 | 0 | 0
IL Fac. Spec. - NOX Rate Summer v3.1, Unit 4298 and retrofits | 643 | 1797 | Rate Constraint in lbs/MMBtu | FALSE | L | Annual | Fuel Consumed | TBtu | 6.2776 | 0 | 0 | 0 | 0 | 0 | 0
IL Fac. Spec. - NOX Rate Summer v3.1, Unit 4298 and retrofits | 643 | 1797 | Rate Constraint in lbs/MMBtu | FALSE | L | Annual | Rate | lb/MMBtu | 0.1181 | 0 | 0 | 0 | 0 | 0 | 0
IL Fac. Spec. - NOX Rate Summer v3.1, Unit 4298 and retrofits | 643 | 1797 | Rate Constraint in lbs/MMBtu | FALSE | L | Annual | Generation | TWh | 0.57685 | 0 | 0 | 0 | 0 | 0 | 0
IL Fac. Spec. - NOX Rate Summer v3.1, Unit 4298 and retrofits | 643 | 1797 | Rate Constraint in lbs/MMBtu | FALSE | L | Annual | Qualifying Generation | TWh | 0.57685 | 0 | 0 | 0 | 0 | 0 | 0
IL Fac. Spec. - NOX Rate Summer v3.1, Unit 4298 and retrofits | 643 | 1797 | Rate Constraint in lbs/MMBtu | FALSE | L | Annual | Rate | lb/MWh | 1.2852 | 0 | 0 | 0 | 0 | 0 | 0
IL Fac. Spec. - NOX Rate Summer v3.1, Unit 4298 and retrofits | 643 | 1797 | Rate Constraint in lbs/MMBtu | FALSE | L | Annual | Constraint Shadow Price | US2011$/Ton | 0 | 0 | 0 | 0 | 0 | 0 | 0
IL Fac. Spec. - NOX Rate Summer v3.1, Unit 4299 and retrofits | 644 | 1797 | Rate Constraint in lbs/MMBtu | FALSE | L | Annual | Seasons Included | Seasons | Summer | Summer | Summer | Summer | Summer | Summer | Summer
IL Fac. Spec. - NOX Rate Summer v3.1, Unit 4299 and retrofits | 644 | 1797 | Rate Constraint in lbs/MMBtu | FALSE | L | Annual | Standard NOX | lb/MMBtu | 0.25 | 0.25 | 0.25 | 0.25 | 0.25 | 0.25 | 0.25
IL Fac. Spec. - NOX Rate Summer v3.1, Unit 4299 and retrofits | 644 | 1797 | Rate Constraint in lbs/MMBtu | FALSE | L | Annual | Emissions at Affected Plants NOX | Thousand Tons | 0.57043 | 0 | 0 | 0 | 0 | 0 | 0
IL Fac. Spec. - NOX Rate Summer v3.1, Unit 4299 and retrofits | 644 | 1797 | Rate Constraint in lbs/MMBtu | FALSE | L | Annual | Allowances Purchased NOX | Thousand Tons | 0 | 0 | 0 | 0 | 0 | 0 | 0
IL Fac. Spec. - NOX Rate Summer v3.1, Unit 4299 and retrofits | 644 | 1797 | Rate Constraint in lbs/MMBtu | FALSE | L | Annual | Allowances Sold NOX | Thousand Tons | 0 | 0 | 0 | 0 | 0 | 0 | 0
IL Fac. Spec. - NOX Rate Summer v3.1, Unit 4299 and retrofits | 644 | 1797 | Rate Constraint in lbs/MMBtu | FALSE | L | Annual | Allowances Banked | Thousand Tons | 0 | 0 | 0 | 0 | 0 | 0 | 0
IL Fac. Spec. - NOX Rate Summer v3.1, Unit 4299 and retrofits | 644 | 1797 | Rate Constraint in lbs/MMBtu | FALSE | L | Annual | Allowances Withdrawn (1:1) | Thousand Tons | 0 | 0 | 0 | 0 | 0 | 0 | 0
IL Fac. Spec. - NOX Rate Summer v3.1, Unit 4299 and retrofits | 644 | 1797 | Rate Constraint in lbs/MMBtu | FALSE | L | Annual | Allowances Withdrawn (n:1) | Thousand Tons | 0 | 0 | 0 | 0 | 0 | 0 | 0
IL Fac. Spec. - NOX Rate Summer v3.1, Unit 4299 and retrofits | 644 | 1797 | Rate Constraint in lbs/MMBtu | FALSE | L | Annual | Net Emissions Allowance Position | Thousand Tons | 0.57043 | 0 | 0 | 0 | 0 | 0 | 0
IL Fac. Spec. - NOX Rate Summer v3.1, Unit 4299 and retrofits | 644 | 1797 | Rate Constraint in lbs/MMBtu | FALSE | L | Annual | Fuel Consumed | TBtu | 11.9939 | 0 | 0 | 0 | 0 | 0 | 0
IL Fac. Spec. - NOX Rate Summer v3.1, Unit 4299 and retrofits | 644 | 1797 | Rate Constraint in lbs/MMBtu | FALSE | L | Annual | Rate | lb/MMBtu | 0.09512 | 0 | 0 | 0 | 0 | 0 | 0
IL Fac. Spec. - NOX Rate Summer v3.1, Unit 4299 and retrofits | 644 | 1797 | Rate Constraint in lbs/MMBtu | FALSE | L | Annual | Generation | TWh | 1.1595 | 0 | 0 | 0 | 0 | 0 | 0
IL Fac. Spec. - NOX Rate Summer v3.1, Unit 4299 and retrofits | 644 | 1797 | Rate Constraint in lbs/MMBtu | FALSE | L | Annual | Qualifying Generation | TWh | 1.1595 | 0 | 0 | 0 | 0 | 0 | 0
IL Fac. Spec. - NOX Rate Summer v3.1, Unit 4299 and retrofits | 644 | 1797 | Rate Constraint in lbs/MMBtu | FALSE | L | Annual | Rate | lb/MWh | 0.9839 | 0 | 0 | 0 | 0 | 0 | 0
IL Fac. Spec. - NOX Rate Summer v3.1, Unit 4299 and retrofits | 644 | 1797 | Rate Constraint in lbs/MMBtu | FALSE | L | Annual | Constraint Shadow Price | US2011$/Ton | 0 | 0 | 0 | 0 | 0 | 0 | 0
IL Fac. Spec. - NOX Rate Summer v3.1, Unit 4306 and retrofits | 645 | 1797 | Rate Constraint in lbs/MMBtu | FALSE | L | Annual | Seasons Included | Seasons | Summer | Summer | Summer | Summer | Summer | Summer | Summer
IL Fac. Spec. - NOX Rate Summer v3.1, Unit 4306 and retrofits | 645 | 1797 | Rate Constraint in lbs/MMBtu | FALSE | L | Annual | Standard NOX | lb/MMBtu | 0.25 | 0.25 | 0.25 | 0.25 | 0.25 | 0.25 | 0.25
IL Fac. Spec. - NOX Rate Summer v3.1, Unit 4306 and retrofits | 645 | 1797 | Rate Constraint in lbs/MMBtu | FALSE | L | Annual | Emissions at Affected Plants NOX | Thousand Tons | 0 | 0 | 0 | 0 | 0 | 0 | 0
IL Fac. Spec. - NOX Rate Summer v3.1, Unit 4306 and retrofits | 645 | 1797 | Rate Constraint in lbs/MMBtu | FALSE | L | Annual | Allowances Purchased NOX | Thousand Tons | 0 | 0 | 0 | 0 | 0 | 0 | 0
IL Fac. Spec. - NOX Rate Summer v3.1, Unit 4306 and retrofits | 645 | 1797 | Rate Constraint in lbs/MMBtu | FALSE | L | Annual | Allowances Sold NOX | Thousand Tons | 0 | 0 | 0 | 0 | 0 | 0 | 0
IL Fac. Spec. - NOX Rate Summer v3.1, Unit 4306 and retrofits | 645 | 1797 | Rate Constraint in lbs/MMBtu | FALSE | L | Annual | Allowances Banked | Thousand Tons | 0 | 0 | 0 | 0 | 0 | 0 | 0
IL Fac. Spec. - NOX Rate Summer v3.1, Unit 4306 and retrofits | 645 | 1797 | Rate Constraint in lbs/MMBtu | FALSE | L | Annual | Allowances Withdrawn (1:1) | Thousand Tons | 0 | 0 | 0 | 0 | 0 | 0 | 0
IL Fac. Spec. - NOX Rate Summer v3.1, Unit 4306 and retrofits | 645 | 1797 | Rate Constraint in lbs/MMBtu | FALSE | L | Annual | Allowances Withdrawn (n:1) | Thousand Tons | 0 | 0 | 0 | 0 | 0 | 0 | 0
IL Fac. Spec. - NOX Rate Summer v3.1, Unit 4306 and retrofits | 645 | 1797 | Rate Constraint in lbs/MMBtu | FALSE | L | Annual | Net Emissions Allowance Position | Thousand Tons | 0 | 0 | 0 | 0 | 0 | 0 | 0
IL Fac. Spec. - NOX Rate Summer v3.1, Unit 4306 and retrofits | 645 | 1797 | Rate Constraint in lbs/MMBtu | FALSE | L | Annual | Fuel Consumed | TBtu | 0 | 0 | 0 | 0 | 0 | 0 | 0
IL Fac. Spec. - NOX Rate Summer v3.1, Unit 4306 and retrofits | 645 | 1797 | Rate Constraint in lbs/MMBtu | FALSE | L | Annual | Rate | lb/MMBtu | 0 | 0 | 0 | 0 | 0 | 0 | 0
IL Fac. Spec. - NOX Rate Summer v3.1, Unit 4306 and retrofits | 645 | 1797 | Rate Constraint in lbs/MMBtu | FALSE | L | Annual | Generation | TWh | 0 | 0 | 0 | 0 | 0 | 0 | 0
IL Fac. Spec. - NOX Rate Summer v3.1, Unit 4306 and retrofits | 645 | 1797 | Rate Constraint in lbs/MMBtu | FALSE | L | Annual | Qualifying Generation | TWh | 0 | 0 | 0 | 0 | 0 | 0 | 0
IL Fac. Spec. - NOX Rate Summer v3.1, Unit 4306 and retrofits | 645 | 1797 | Rate Constraint in lbs/MMBtu | FALSE | L | Annual | Rate | lb/MWh | 0 | 0 | 0 | 0 | 0 | 0 | 0
IL Fac. Spec. - NOX Rate Summer v3.1, Unit 4306 and retrofits | 645 | 1797 | Rate Constraint in lbs/MMBtu | FALSE | L | Annual | Constraint Shadow Price | US2011$/Ton | 0 | 0 | 0 | 0 | 0 | 0 | 0
IL Fac. Spec. - NOX Rate Summer v3.1, Unit 4307 and retrofits | 646 | 1797 | Rate Constraint in lbs/MMBtu | FALSE | L | Annual | Seasons Included | Seasons | Summer | Summer | Summer | Summer | Summer | Summer | Summer
IL Fac. Spec. - NOX Rate Summer v3.1, Unit 4307 and retrofits | 646 | 1797 | Rate Constraint in lbs/MMBtu | FALSE | L | Annual | Standard NOX | lb/MMBtu | 0.25 | 0.25 | 0.25 | 0.25 | 0.25 | 0.25 | 0.25
IL Fac. Spec. - NOX Rate Summer v3.1, Unit 4307 and retrofits | 646 | 1797 | Rate Constraint in lbs/MMBtu | FALSE | L | Annual | Emissions at Affected Plants NOX | Thousand Tons | 0 | 0 | 0 | 0 | 0 | 0 | 0
IL Fac. Spec. - NOX Rate Summer v3.1, Unit 4307 and retrofits | 646 | 1797 | Rate Constraint in lbs/MMBtu | FALSE | L | Annual | Allowances Purchased NOX | Thousand Tons | 0 | 0 | 0 | 0 | 0 | 0 | 0
IL Fac. Spec. - NOX Rate Summer v3.1, Unit 4307 and retrofits | 646 | 1797 | Rate Constraint in lbs/MMBtu | FALSE | L | Annual | Allowances Sold NOX | Thousand Tons | 0 | 0 | 0 | 0 | 0 | 0 | 0
IL Fac. Spec. - NOX Rate Summer v3.1, Unit 4307 and retrofits | 646 | 1797 | Rate Constraint in lbs/MMBtu | FALSE | L | Annual | Allowances Banked | Thousand Tons | 0 | 0 | 0 | 0 | 0 | 0 | 0
IL Fac. Spec. - NOX Rate Summer v3.1, Unit 4307 and retrofits | 646 | 1797 | Rate Constraint in lbs/MMBtu | FALSE | L | Annual | Allowances Withdrawn (1:1) | Thousand Tons | 0 | 0 | 0 | 0 | 0 | 0 | 0
IL Fac. Spec. - NOX Rate Summer v3.1, Unit 4307 and retrofits | 646 | 1797 | Rate Constraint in lbs/MMBtu | FALSE | L | Annual | Allowances Withdrawn (n:1) | Thousand Tons | 0 | 0 | 0 | 0 | 0 | 0 | 0
IL Fac. Spec. - NOX Rate Summer v3.1, Unit 4307 and retrofits | 646 | 1797 | Rate Constraint in lbs/MMBtu | FALSE | L | Annual | Net Emissions Allowance Position | Thousand Tons | 0 | 0 | 0 | 0 | 0 | 0 | 0
IL Fac. Spec. - NOX Rate Summer v3.1, Unit 4307 and retrofits | 646 | 1797 | Rate Constraint in lbs/MMBtu | FALSE | L | Annual | Fuel Consumed | TBtu | 0 | 0 | 0 | 0 | 0 | 0 | 0
IL Fac. Spec. - NOX Rate Summer v3.1, Unit 4307 and retrofits | 646 | 1797 | Rate Constraint in lbs/MMBtu | FALSE | L | Annual | Rate | lb/MMBtu | 0 | 0 | 0 | 0 | 0 | 0 | 0
IL Fac. Spec. - NOX Rate Summer v3.1, Unit 4307 and retrofits | 646 | 1797 | Rate Constraint in lbs/MMBtu | FALSE | L | Annual | Generation | TWh | 0 | 0 | 0 | 0 | 0 | 0 | 0
IL Fac. Spec. - NOX Rate Summer v3.1, Unit 4307 and retrofits | 646 | 1797 | Rate Constraint in lbs/MMBtu | FALSE | L | Annual | Qualifying Generation | TWh | 0 | 0 | 0 | 0 | 0 | 0 | 0
IL Fac. Spec. - NOX Rate Summer v3.1, Unit 4307 and retrofits | 646 | 1797 | Rate Constraint in lbs/MMBtu | FALSE | L | Annual | Rate | lb/MWh | 0 | 0 | 0 | 0 | 0 | 0 | 0
IL Fac. Spec. - NOX Rate Summer v3.1, Unit 4307 and retrofits | 646 | 1797 | Rate Constraint in lbs/MMBtu | FALSE | L | Annual | Constraint Shadow Price | US2011$/Ton | 0 | 0 | 0 | 0 | 0 | 0 | 0
IL Fac. Spec. - NOX Rate Summer v3.1, Unit 4308 and retrofits | 647 | 1797 | Rate Constraint in lbs/MMBtu | FALSE | L | Annual | Seasons Included | Seasons | Summer | Summer | Summer | Summer | Summer | Summer | Summer
IL Fac. Spec. - NOX Rate Summer v3.1, Unit 4308 and retrofits | 647 | 1797 | Rate Constraint in lbs/MMBtu | FALSE | L | Annual | Standard NOX | lb/MMBtu | 0.25 | 0.25 | 0.25 | 0.25 | 0.25 | 0.25 | 0.25
IL Fac. Spec. - NOX Rate Summer v3.1, Unit 4308 and retrofits | 647 | 1797 | Rate Constraint in lbs/MMBtu | FALSE | L | Annual | Emissions at Affected Plants NOX | Thousand Tons | 0 | 0 | 0 | 0 | 0 | 0 | 0
IL Fac. Spec. - NOX Rate Summer v3.1, Unit 4308 and retrofits | 647 | 1797 | Rate Constraint in lbs/MMBtu | FALSE | L | Annual | Allowances Purchased NOX | Thousand Tons | 0 | 0 | 0 | 0 | 0 | 0 | 0
IL Fac. Spec. - NOX Rate Summer v3.1, Unit 4308 and retrofits | 647 | 1797 | Rate Constraint in lbs/MMBtu | FALSE | L | Annual | Allowances Sold NOX | Thousand Tons | 0 | 0 | 0 | 0 | 0 | 0 | 0
IL Fac. Spec. - NOX Rate Summer v3.1, Unit 4308 and retrofits | 647 | 1797 | Rate Constraint in lbs/MMBtu | FALSE | L | Annual | Allowances Banked | Thousand Tons | 0 | 0 | 0 | 0 | 0 | 0 | 0
IL Fac. Spec. - NOX Rate Summer v3.1, Unit 4308 and retrofits | 647 | 1797 | Rate Constraint in lbs/MMBtu | FALSE | L | Annual | Allowances Withdrawn (1:1) | Thousand Tons | 0 | 0 | 0 | 0 | 0 | 0 | 0
IL Fac. Spec. - NOX Rate Summer v3.1, Unit 4308 and retrofits | 647 | 1797 | Rate Constraint in lbs/MMBtu | FALSE | L | Annual | Allowances Withdrawn (n:1) | Thousand Tons | 0 | 0 | 0 | 0 | 0 | 0 | 0
IL Fac. Spec. - NOX Rate Summer v3.1, Unit 4308 and retrofits | 647 | 1797 | Rate Constraint in lbs/MMBtu | FALSE | L | Annual | Net Emissions Allowance Position | Thousand Tons | 0 | 0 | 0 | 0 | 0 | 0 | 0
IL Fac. Spec. - NOX Rate Summer v3.1, Unit 4308 and retrofits | 647 | 1797 | Rate Constraint in lbs/MMBtu | FALSE | L | Annual | Fuel Consumed | TBtu | 0 | 0 | 0 | 0 | 0 | 0 | 0
IL Fac. Spec. - NOX Rate Summer v3.1, Unit 4308 and retrofits | 647 | 1797 | Rate Constraint in lbs/MMBtu | FALSE | L | Annual | Rate | lb/MMBtu | 0 | 0 | 0 | 0 | 0 | 0 | 0
IL Fac. Spec. - NOX Rate Summer v3.1, Unit 4308 and retrofits | 647 | 1797 | Rate Constraint in lbs/MMBtu | FALSE | L | Annual | Generation | TWh | 0 | 0 | 0 | 0 | 0 | 0 | 0
IL Fac. Spec. - NOX Rate Summer v3.1, Unit 4308 and retrofits | 647 | 1797 | Rate Constraint in lbs/MMBtu | FALSE | L | Annual | Qualifying Generation | TWh | 0 | 0 | 0 | 0 | 0 | 0 | 0
IL Fac. Spec. - NOX Rate Summer v3.1, Unit 4308 and retrofits | 647 | 1797 | Rate Constraint in lbs/MMBtu | FALSE | L | Annual | Rate | lb/MWh | 0 | 0 | 0 | 0 | 0 | 0 | 0
IL Fac. Spec. - NOX Rate Summer v3.1, Unit 4308 and retrofits | 647 | 1797 | Rate Constraint in lbs/MMBtu | FALSE | L | Annual | Constraint Shadow Price | US2011$/Ton | 0 | 0 | 0 | 0 | 0 | 0 | 0
IL Fac. Spec. - NOX Rate Summer v3.1, Unit 4309 and retrofits | 648 | 1797 | Rate Constraint in lbs/MMBtu | FALSE | L | Annual | Seasons Included | Seasons | Summer | Summer | Summer | Summer | Summer | Summer | Summer
IL Fac. Spec. - NOX Rate Summer v3.1, Unit 4309 and retrofits | 648 | 1797 | Rate Constraint in lbs/MMBtu | FALSE | L | Annual | Standard NOX | lb/MMBtu | 0.25 | 0.25 | 0.25 | 0.25 | 0.25 | 0.25 | 0.25
IL Fac. Spec. - NOX Rate Summer v3.1, Unit 4309 and retrofits | 648 | 1797 | Rate Constraint in lbs/MMBtu | FALSE | L | Annual | Emissions at Affected Plants NOX | Thousand Tons | 0 | 0 | 0 | 0 | 0 | 0 | 0
IL Fac. Spec. - NOX Rate Summer v3.1, Unit 4309 and retrofits | 648 | 1797 | Rate Constraint in lbs/MMBtu | FALSE | L | Annual | Allowances Purchased NOX | Thousand Tons | 0 | 0 | 0 | 0 | 0 | 0 | 0
IL Fac. Spec. - NOX Rate Summer v3.1, Unit 4309 and retrofits | 648 | 1797 | Rate Constraint in lbs/MMBtu | FALSE | L | Annual | Allowances Sold NOX | Thousand Tons | 0 | 0 | 0 | 0 | 0 | 0 | 0
IL Fac. Spec. - NOX Rate Summer v3.1, Unit 4309 and retrofits | 648 | 1797 | Rate Constraint in lbs/MMBtu | FALSE | L | Annual | Allowances Banked | Thousand Tons | 0 | 0 | 0 | 0 | 0 | 0 | 0
IL Fac. Spec. - NOX Rate Summer v3.1, Unit 4309 and retrofits | 648 | 1797 | Rate Constraint in lbs/MMBtu | FALSE | L | Annual | Allowances Withdrawn (1:1) | Thousand Tons | 0 | 0 | 0 | 0 | 0 | 0 | 0
IL Fac. Spec. - NOX Rate Summer v3.1, Unit 4309 and retrofits | 648 | 1797 | Rate Constraint in lbs/MMBtu | FALSE | L | Annual | Allowances Withdrawn (n:1) | Thousand Tons | 0 | 0 | 0 | 0 | 0 | 0 | 0
IL Fac. Spec. - NOX Rate Summer v3.1, Unit 4309 and retrofits | 648 | 1797 | Rate Constraint in lbs/MMBtu | FALSE | L | Annual | Net Emissions Allowance Position | Thousand Tons | 0 | 0 | 0 | 0 | 0 | 0 | 0
IL Fac. Spec. - NOX Rate Summer v3.1, Unit 4309 and retrofits | 648 | 1797 | Rate Constraint in lbs/MMBtu | FALSE | L | Annual | Fuel Consumed | TBtu | 0 | 0 | 0 | 0 | 0 | 0 | 0
IL Fac. Spec. - NOX Rate Summer v3.1, Unit 4309 and retrofits | 648 | 1797 | Rate Constraint in lbs/MMBtu | FALSE | L | Annual | Rate | lb/MMBtu | 0 | 0 | 0 | 0 | 0 | 0 | 0
IL Fac. Spec. - NOX Rate Summer v3.1, Unit 4309 and retrofits | 648 | 1797 | Rate Constraint in lbs/MMBtu | FALSE | L | Annual | Generation | TWh | 0 | 0 | 0 | 0 | 0 | 0 | 0
IL Fac. Spec. - NOX Rate Summer v3.1, Unit 4309 and retrofits | 648 | 1797 | Rate Constraint in lbs/MMBtu | FALSE | L | Annual | Qualifying Generation | TWh | 0 | 0 | 0 | 0 | 0 | 0 | 0
IL Fac. Spec. - NOX Rate Summer v3.1, Unit 4309 and retrofits | 648 | 1797 | Rate Constraint in lbs/MMBtu | FALSE | L | Annual | Rate | lb/MWh | 0 | 0 | 0 | 0 | 0 | 0 | 0
IL Fac. Spec. - NOX Rate Summer v3.1, Unit 4309 and retrofits | 648 | 1797 | Rate Constraint in lbs/MMBtu | FALSE | L | Annual | Constraint Shadow Price | US2011$/Ton | 0 | 0 | 0 | 0 | 0 | 0 | 0
IL Fac. Spec. - NOX Rate Summer v3.1, Unit 4310 and retrofits | 649 | 1797 | Rate Constraint in lbs/MMBtu | FALSE | L | Annual | Seasons Included | Seasons | Summer | Summer | Summer | Summer | Summer | Summer | Summer
IL Fac. Spec. - NOX Rate Summer v3.1, Unit 4310 and retrofits | 649 | 1797 | Rate Constraint in lbs/MMBtu | FALSE | L | Annual | Standard NOX | lb/MMBtu | 0.25 | 0.25 | 0.25 | 0.25 | 0.25 | 0.25 | 0.25
IL Fac. Spec. - NOX Rate Summer v3.1, Unit 4310 and retrofits | 649 | 1797 | Rate Constraint in lbs/MMBtu | FALSE | L | Annual | Emissions at Affected Plants NOX | Thousand Tons | 0.73545 | 0.73545 | 0.73545 | 0.73545 | 0.73545 | 0.73545 | 0.73545
IL Fac. Spec. - NOX Rate Summer v3.1, Unit 4310 and retrofits | 649 | 1797 | Rate Constraint in lbs/MMBtu | FALSE | L | Annual | Allowances Purchased NOX | Thousand Tons | 0 | 0 | 0 | 0 | 0 | 0 | 0
IL Fac. Spec. - NOX Rate Summer v3.1, Unit 4310 and retrofits | 649 | 1797 | Rate Constraint in lbs/MMBtu | FALSE | L | Annual | Allowances Sold NOX | Thousand Tons | 0 | 0 | 0 | 0 | 0 | 0 | 0
IL Fac. Spec. - NOX Rate Summer v3.1, Unit 4310 and retrofits | 649 | 1797 | Rate Constraint in lbs/MMBtu | FALSE | L | Annual | Allowances Banked | Thousand Tons | 0 | 0 | 0 | 0 | 0 | 0 | 0
IL Fac. Spec. - NOX Rate Summer v3.1, Unit 4310 and retrofits | 649 | 1797 | Rate Constraint in lbs/MMBtu | FALSE | L | Annual | Allowances Withdrawn (1:1) | Thousand Tons | 0 | 0 | 0 | 0 | 0 | 0 | 0
IL Fac. Spec. - NOX Rate Summer v3.1, Unit 4310 and retrofits | 649 | 1797 | Rate Constraint in lbs/MMBtu | FALSE | L | Annual | Allowances Withdrawn (n:1) | Thousand Tons | 0 | 0 | 0 | 0 | 0 | 0 | 0
IL Fac. Spec. - NOX Rate Summer v3.1, Unit 4310 and retrofits | 649 | 1797 | Rate Constraint in lbs/MMBtu | FALSE | L | Annual | Net Emissions Allowance Position | Thousand Tons | 0.73545 | 0.73545 | 0.73545 | 0.73545 | 0.73545 | 0.73545 | 0.73545
IL Fac. Spec. - NOX Rate Summer v3.1, Unit 4310 and retrofits | 649 | 1797 | Rate Constraint in lbs/MMBtu | FALSE | L | Annual | Fuel Consumed | TBtu | 8.5802 | 8.5802 | 8.5802 | 8.5802 | 8.5802 | 8.5802 | 8.5802
IL Fac. Spec. - NOX Rate Summer v3.1, Unit 4310 and retrofits | 649 | 1797 | Rate Constraint in lbs/MMBtu | FALSE | L | Annual | Rate | lb/MMBtu | 0.17143 | 0.17143 | 0.17143 | 0.17143 | 0.17143 | 0.17143 | 0.17143
IL Fac. Spec. - NOX Rate Summer v3.1, Unit 4310 and retrofits | 649 | 1797 | Rate Constraint in lbs/MMBtu | FALSE | L | Annual | Generation | TWh | 0.83112 | 0.83112 | 0.83112 | 0.83112 | 0.83112 | 0.83112 | 0.83112
IL Fac. Spec. - NOX Rate Summer v3.1, Unit 4310 and retrofits | 649 | 1797 | Rate Constraint in lbs/MMBtu | FALSE | L | Annual | Qualifying Generation | TWh | 0.83112 | 0.83112 | 0.83112 | 0.83112 | 0.83112 | 0.83112 | 0.83112
IL Fac. Spec. - NOX Rate Summer v3.1, Unit 4310 and retrofits | 649 | 1797 | Rate Constraint in lbs/MMBtu | FALSE | L | Annual | Rate | lb/MWh | 1.7698 | 1.7698 | 1.7698 | 1.7698 | 1.7698 | 1.7698 | 1.7698
IL Fac. Spec. - NOX Rate Summer v3.1, Unit 4310 and retrofits | 649 | 1797 | Rate Constraint in lbs/MMBtu | FALSE | L | Annual | Constraint Shadow Price | US2011$/Ton | 0 | 0 | 0 | 0 | 0 | 0 | 0
IL Fac. Spec. - NOX Rate Summer v3.1, Unit 4311 and retrofits | 650 | 1797 | Rate Constraint in lbs/MMBtu | FALSE | L | Annual | Seasons Included | Seasons | Summer | Summer | Summer | Summer | Summer | Summer | Summer
IL Fac. Spec. - NOX Rate Summer v3.1, Unit 4311 and retrofits | 650 | 1797 | Rate Constraint in lbs/MMBtu | FALSE | L | Annual | Standard NOX | lb/MMBtu | 0.25 | 0.25 | 0.25 | 0.25 | 0.25 | 0.25 | 0.25
IL Fac. Spec. - NOX Rate Summer v3.1, Unit 4311 and retrofits | 650 | 1797 | Rate Constraint in lbs/MMBtu | FALSE | L | Annual | Emissions at Affected Plants NOX | Thousand Tons | 0 | 0 | 0 | 0 | 0 | 0 | 0
IL Fac. Spec. - NOX Rate Summer v3.1, Unit 4311 and retrofits | 650 | 1797 | Rate Constraint in lbs/MMBtu | FALSE | L | Annual | Allowances Purchased NOX | Thousand Tons | 0 | 0 | 0 | 0 | 0 | 0 | 0
IL Fac. Spec. - NOX Rate Summer v3.1, Unit 4311 and retrofits | 650 | 1797 | Rate Constraint in lbs/MMBtu | FALSE | L | Annual | Allowances Sold NOX | Thousand Tons | 0 | 0 | 0 | 0 | 0 | 0 | 0
IL Fac. Spec. - NOX Rate Summer v3.1, Unit 4311 and retrofits | 650 | 1797 | Rate Constraint in lbs/MMBtu | FALSE | L | Annual | Allowances Banked | Thousand Tons | 0 | 0 | 0 | 0 | 0 | 0 | 0
IL Fac. Spec. - NOX Rate Summer v3.1, Unit 4311 and retrofits | 650 | 1797 | Rate Constraint in lbs/MMBtu | FALSE | L | Annual | Allowances Withdrawn (1:1) | Thousand Tons | 0 | 0 | 0 | 0 | 0 | 0 | 0
IL Fac. Spec. - NOX Rate Summer v3.1, Unit 4311 and retrofits | 650 | 1797 | Rate Constraint in lbs/MMBtu | FALSE | L | Annual | Allowances Withdrawn (n:1) | Thousand Tons | 0 | 0 | 0 | 0 | 0 | 0 | 0
IL Fac. Spec. - NOX Rate Summer v3.1, Unit 4311 and retrofits | 650 | 1797 | Rate Constraint in lbs/MMBtu | FALSE | L | Annual | Net Emissions Allowance Position | Thousand Tons | 0 | 0 | 0 | 0 | 0 | 0 | 0
IL Fac. Spec. - NOX Rate Summer v3.1, Unit 4311 and retrofits | 650 | 1797 | Rate Constraint in lbs/MMBtu | FALSE | L | Annual | Fuel Consumed | TBtu | 0 | 0 | 0 | 0 | 0 | 0 | 0
IL Fac. Spec. - NOX Rate Summer v3.1, Unit 4311 and retrofits | 650 | 1797 | Rate Constraint in lbs/MMBtu | FALSE | L | Annual | Rate | lb/MMBtu | 0 | 0 | 0 | 0 | 0 | 0 | 0
IL Fac. Spec. - NOX Rate Summer v3.1, Unit 4311 and retrofits | 650 | 1797 | Rate Constraint in lbs/MMBtu | FALSE | L | Annual | Generation | TWh | 0 | 0 | 0 | 0 | 0 | 0 | 0
IL Fac. Spec. - NOX Rate Summer v3.1, Unit 4311 and retrofits | 650 | 1797 | Rate Constraint in lbs/MMBtu | FALSE | L | Annual | Qualifying Generation | TWh | 0 | 0 | 0 | 0 | 0 | 0 | 0
IL Fac. Spec. - NOX Rate Summer v3.1, Unit 4311 and retrofits | 650 | 1797 | Rate Constraint in lbs/MMBtu | FALSE | L | Annual | Rate | lb/MWh | 0 | 0 | 0 | 0 | 0 | 0 | 0
IL Fac. Spec. - NOX Rate Summer v3.1, Unit 4311 and retrofits | 650 | 1797 | Rate Constraint in lbs/MMBtu | FALSE | L | Annual | Constraint Shadow Price | US2011$/Ton | 0 | 0 | 0 | 0 | 0 | 0 | 0
IL Fac. Spec. - NOX Rate Summer v3.1, Unit 4312 and retrofits | 651 | 1797 | Rate Constraint in lbs/MMBtu | FALSE | L | Annual | Seasons Included | Seasons | Summer | Summer | Summer | Summer | Summer | Summer | Summer
IL Fac. Spec. - NOX Rate Summer v3.1, Unit 4312 and retrofits | 651 | 1797 | Rate Constraint in lbs/MMBtu | FALSE | L | Annual | Standard NOX | lb/MMBtu | 0.25 | 0.25 | 0.25 | 0.25 | 0.25 | 0.25 | 0.25
IL Fac. Spec. - NOX Rate Summer v3.1, Unit 4312 and retrofits | 651 | 1797 | Rate Constraint in lbs/MMBtu | FALSE | L | Annual | Emissions at Affected Plants NOX | Thousand Tons | 0.99283 | 0.87986 | 0.99283 | 0.99283 | 0.99283 | 0.99283 | 0.99283
IL Fac. Spec. - NOX Rate Summer v3.1, Unit 4312 and retrofits | 651 | 1797 | Rate Constraint in lbs/MMBtu | FALSE | L | Annual | Allowances Purchased NOX | Thousand Tons | 0 | 0 | 0 | 0 | 0 | 0 | 0
IL Fac. Spec. - NOX Rate Summer v3.1, Unit 4312 and retrofits | 651 | 1797 | Rate Constraint in lbs/MMBtu | FALSE | L | Annual | Allowances Sold NOX | Thousand Tons | 0 | 0 | 0 | 0 | 0 | 0 | 0
IL Fac. Spec. - NOX Rate Summer v3.1, Unit 4312 and retrofits | 651 | 1797 | Rate Constraint in lbs/MMBtu | FALSE | L | Annual | Allowances Banked | Thousand Tons | 0 | 0 | 0 | 0 | 0 | 0 | 0
IL Fac. Spec. - NOX Rate Summer v3.1, Unit 4312 and retrofits | 651 | 1797 | Rate Constraint in lbs/MMBtu | FALSE | L | Annual | Allowances Withdrawn (1:1) | Thousand Tons | 0 | 0 | 0 | 0 | 0 | 0 | 0
IL Fac. Spec. - NOX Rate Summer v3.1, Unit 4312 and retrofits | 651 | 1797 | Rate Constraint in lbs/MMBtu | FALSE | L | Annual | Allowances Withdrawn (n:1) | Thousand Tons | 0 | 0 | 0 | 0 | 0 | 0 | 0
IL Fac. Spec. - NOX Rate Summer v3.1, Unit 4312 and retrofits | 651 | 1797 | Rate Constraint in lbs/MMBtu | FALSE | L | Annual | Net Emissions Allowance Position | Thousand Tons | 0.99283 | 0.87986 | 0.99283 | 0.99283 | 0.99283 | 0.99283 | 0.99283
IL Fac. Spec. - NOX Rate Summer v3.1, Unit 4312 and retrofits | 651 | 1797 | Rate Constraint in lbs/MMBtu | FALSE | L | Annual | Fuel Consumed | TBtu | 18.6284 | 16.4201 | 18.6284 | 18.6284 | 18.6284 | 18.6284 | 18.6284
IL Fac. Spec. - NOX Rate Summer v3.1, Unit 4312 and retrofits | 651 | 1797 | Rate Constraint in lbs/MMBtu | FALSE | L | Annual | Rate | lb/MMBtu | 0.10659 | 0.10717 | 0.10659 | 0.10659 | 0.10659 | 0.10659 | 0.10659
IL Fac. Spec. - NOX Rate Summer v3.1, Unit 4312 and retrofits | 651 | 1797 | Rate Constraint in lbs/MMBtu | FALSE | L | Annual | Generation | TWh | 1.8605 | 1.6488 | 1.8605 | 1.8605 | 1.8605 | 1.8605 | 1.8605
IL Fac. Spec. - NOX Rate Summer v3.1, Unit 4312 and retrofits | 651 | 1797 | Rate Constraint in lbs/MMBtu | FALSE | L | Annual | Qualifying Generation | TWh | 1.8605 | 1.6488 | 1.8605 | 1.8605 | 1.8605 | 1.8605 | 1.8605
IL Fac. Spec. - NOX Rate Summer v3.1, Unit 4312 and retrofits | 651 | 1797 | Rate Constraint in lbs/MMBtu | FALSE | L | Annual | Rate | lb/MWh | 1.0673 | 1.0673 | 1.0673 | 1.0673 | 1.0673 | 1.0673 | 1.0673
IL Fac. Spec. - NOX Rate Summer v3.1, Unit 4312 and retrofits | 651 | 1797 | Rate Constraint in lbs/MMBtu | FALSE | L | Annual | Constraint Shadow Price | US2011$/Ton | 0 | 0 | 0 | 0 | 0 | 0 | 0
IL Fac. Spec. - NOX Rate Summer v3.1, Unit 4313 and retrofits | 652 | 1797 | Rate Constraint in lbs/MMBtu | FALSE | L | Annual | Seasons Included | Seasons | Summer | Summer | Summer | Summer | Summer | Summer | Summer
IL Fac. Spec. - NOX Rate Summer v3.1, Unit 4313 and retrofits | 652 | 1797 | Rate Constraint in lbs/MMBtu | FALSE | L | Annual | Standard NOX | lb/MMBtu | 0.25 | 0.25 | 0.25 | 0.25 | 0.25 | 0.25 | 0.25
IL Fac. Spec. - NOX Rate Summer v3.1, Unit 4313 and retrofits | 652 | 1797 | Rate Constraint in lbs/MMBtu | FALSE | L | Annual | Emissions at Affected Plants NOX | Thousand Tons | 0.92091 | 0.91104 | 0.92091 | 0.92091 | 0.92091 | 0.92091 | 0.92091
IL Fac. Spec. - NOX Rate Summer v3.1, Unit 4313 and retrofits | 652 | 1797 | Rate Constraint in lbs/MMBtu | FALSE | L | Annual | Allowances Purchased NOX | Thousand Tons | 0 | 0 | 0 | 0 | 0 | 0 | 0
IL Fac. Spec. - NOX Rate Summer v3.1, Unit 4313 and retrofits | 652 | 1797 | Rate Constraint in lbs/MMBtu | FALSE | L | Annual | Allowances Sold NOX | Thousand Tons | 0 | 0 | 0 | 0 | 0 | 0 | 0
IL Fac. Spec. - NOX Rate Summer v3.1, Unit 4313 and retrofits | 652 | 1797 | Rate Constraint in lbs/MMBtu | FALSE | L | Annual | Allowances Banked | Thousand Tons | 0 | 0 | 0 | 0 | 0 | 0 | 0
IL Fac. Spec. - NOX Rate Summer v3.1, Unit 4313 and retrofits | 652 | 1797 | Rate Constraint in lbs/MMBtu | FALSE | L | Annual | Allowances Withdrawn (1:1) | Thousand Tons | 0 | 0 | 0 | 0 | 0 | 0 | 0
IL Fac. Spec. - NOX Rate Summer v3.1, Unit 4313 and retrofits | 652 | 1797 | Rate Constraint in lbs/MMBtu | FALSE | L | Annual | Allowances Withdrawn (n:1) | Thousand Tons | 0 | 0 | 0 | 0 | 0 | 0 | 0
IL Fac. Spec. - NOX Rate Summer v3.1, Unit 4313 and retrofits | 652 | 1797 | Rate Constraint in lbs/MMBtu | FALSE | L | Annual | Net Emissions Allowance Position | Thousand Tons | 0.92091 | 0.91104 | 0.92091 | 0.92091 | 0.92091 | 0.92091 | 0.92091
IL Fac. Spec. - NOX Rate Summer v3.1, Unit 4313 and retrofits | 652 | 1797 | Rate Constraint in lbs/MMBtu | FALSE | L | Annual | Fuel Consumed | TBtu | 18.5685 | 18.3612 | 18.5685 | 18.5685 | 18.5685 | 18.5685 | 18.5685
IL Fac. Spec. - NOX Rate Summer v3.1, Unit 4313 and retrofits | 652 | 1797 | Rate Constraint in lbs/MMBtu | FALSE | L | Annual | Rate | lb/MMBtu | 0.09919 | 0.099235 | 0.09919 | 0.09919 | 0.09919 | 0.09919 | 0.09919
IL Fac. Spec. - NOX Rate Summer v3.1, Unit 4313 and retrofits | 652 | 1797 | Rate Constraint in lbs/MMBtu | FALSE | L | Annual | Generation | TWh | 1.8574 | 1.8375 | 1.8574 | 1.8574 | 1.8574 | 1.8574 | 1.8574
IL Fac. Spec. - NOX Rate Summer v3.1, Unit 4313 and retrofits | 652 | 1797 | Rate Constraint in lbs/MMBtu | FALSE | L | Annual | Qualifying Generation | TWh | 1.8574 | 1.8375 | 1.8574 | 1.8574 | 1.8574 | 1.8574 | 1.8574
IL Fac. Spec. - NOX Rate Summer v3.1, Unit 4313 and retrofits | 652 | 1797 | Rate Constraint in lbs/MMBtu | FALSE | L | Annual | Rate | lb/MWh | 0.99161 | 0.99161 | 0.99161 | 0.99161 | 0.99161 | 0.99161 | 0.99161
IL Fac. Spec. - NOX Rate Summer v3.1, Unit 4313 and retrofits | 652 | 1797 | Rate Constraint in lbs/MMBtu | FALSE | L | Annual | Constraint Shadow Price | US2011$/Ton | 0 | 0 | 0 | 0 | 0 | 0 | 0
IL Fac. Spec. - NOX Rate Summer v3.1, Unit 4314 and retrofits | 653 | 1797 | Rate Constraint in lbs/MMBtu | FALSE | L | Annual | Seasons Included | Seasons | Summer | Summer | Summer | Summer | Summer | Summer | Summer
IL Fac. Spec. - NOX Rate Summer v3.1, Unit 4314 and retrofits | 653 | 1797 | Rate Constraint in lbs/MMBtu | FALSE | L | Annual | Standard NOX | lb/MMBtu | 0.25 | 0.25 | 0.25 | 0.25 | 0.25 | 0.25 | 0.25
IL Fac. Spec. - NOX Rate Summer v3.1, Unit 4314 and retrofits | 653 | 1797 | Rate Constraint in lbs/MMBtu | FALSE | L | Annual | Emissions at Affected Plants NOX | Thousand Tons | 0.53074 | 0.51595 | 0 | 0 | 0 | 0 | 0
IL Fac. Spec. - NOX Rate Summer v3.1, Unit 4314 and retrofits | 653 | 1797 | Rate Constraint in lbs/MMBtu | FALSE | L | Annual | Allowances Purchased NOX | Thousand Tons | 0 | 0 | 0 | 0 | 0 | 0 | 0
IL Fac. Spec. - NOX Rate Summer v3.1, Unit 4314 and retrofits | 653 | 1797 | Rate Constraint in lbs/MMBtu | FALSE | L | Annual | Allowances Sold NOX | Thousand Tons | 0 | 0 | 0 | 0 | 0 | 0 | 0
IL Fac. Spec. - NOX Rate Summer v3.1, Unit 4314 and retrofits | 653 | 1797 | Rate Constraint in lbs/MMBtu | FALSE | L | Annual | Allowances Banked | Thousand Tons | 0 | 0 | 0 | 0 | 0 | 0 | 0
IL Fac. Spec. - NOX Rate Summer v3.1, Unit 4314 and retrofits | 653 | 1797 | Rate Constraint in lbs/MMBtu | FALSE | L | Annual | Allowances Withdrawn (1:1) | Thousand Tons | 0 | 0 | 0 | 0 | 0 | 0 | 0
IL Fac. Spec. - NOX Rate Summer v3.1, Unit 4314 and retrofits | 653 | 1797 | Rate Constraint in lbs/MMBtu | FALSE | L | Annual | Allowances Withdrawn (n:1) | Thousand Tons | 0 | 0 | 0 | 0 | 0 | 0 | 0
IL Fac. Spec. - NOX Rate Summer v3.1, Unit 4314 and retrofits | 653 | 1797 | Rate Constraint in lbs/MMBtu | FALSE | L | Annual | Net Emissions Allowance Position | Thousand Tons | 0.53074 | 0.51595 | 0 | 0 | 0 | 0 | 0
IL Fac. Spec. - NOX Rate Summer v3.1, Unit 4314 and retrofits | 653 | 1797 | Rate Constraint in lbs/MMBtu | FALSE | L | Annual | Fuel Consumed | TBtu | 8.9611 | 8.6996 | 0 | 0 | 0 | 0 | 0
IL Fac. Spec. - NOX Rate Summer v3.1, Unit 4314 and retrofits | 653 | 1797 | Rate Constraint in lbs/MMBtu | FALSE | L | Annual | Rate | lb/MMBtu | 0.11845 | 0.11862 | 0 | 0 | 0 | 0 | 0
IL Fac. Spec. - NOX Rate Summer v3.1, Unit 4314 and retrofits | 653 | 1797 | Rate Constraint in lbs/MMBtu | FALSE | L | Annual | Generation | TWh | 0.85622 | 0.83237 | 0 | 0 | 0 | 0 | 0
IL Fac. Spec. - NOX Rate Summer v3.1, Unit 4314 and retrofits | 653 | 1797 | Rate Constraint in lbs/MMBtu | FALSE | L | Annual | Qualifying Generation | TWh | 0.85622 | 0.83237 | 0 | 0 | 0 | 0 | 0
IL Fac. Spec. - NOX Rate Summer v3.1, Unit 4314 and retrofits | 653 | 1797 | Rate Constraint in lbs/MMBtu | FALSE | L | Annual | Rate | lb/MWh | 1.2397 | 1.2397 | 0 | 0 | 0 | 0 | 0
IL Fac. Spec. - NOX Rate Summer v3.1, Unit 4314 and retrofits | 653 | 1797 | Rate Constraint in lbs/MMBtu | FALSE | L | Annual | Constraint Shadow Price | US2011$/Ton | 0 | 0 | 0 | 0 | 0 | 0 | 0
IL Fac. Spec. - NOX Rate Summer v3.1, Unit 4315 and retrofits | 654 | 1797 | Rate Constraint in lbs/MMBtu | FALSE | L | Annual | Seasons Included | Seasons | Summer | Summer | Summer | Summer | Summer | Summer | Summer
IL Fac. Spec. - NOX Rate Summer v3.1, Unit 4315 and retrofits | 654 | 1797 | Rate Constraint in lbs/MMBtu | FALSE | L | Annual | Standard NOX | lb/MMBtu | 0.25 | 0.25 | 0.25 | 0.25 | 0.25 | 0.25 | 0.25
IL Fac. Spec. - NOX Rate Summer v3.1, Unit 4315 and retrofits | 654 | 1797 | Rate Constraint in lbs/MMBtu | FALSE | L | Annual | Emissions at Affected Plants NOX | Thousand Tons | 0 | 0 | 0 | 0 | 0 | 0 | 0
IL Fac. Spec. - NOX Rate Summer v3.1, Unit 4315 and retrofits | 654 | 1797 | Rate Constraint in lbs/MMBtu | FALSE | L | Annual | Allowances Purchased NOX | Thousand Tons | 0 | 0 | 0 | 0 | 0 | 0 | 0
IL Fac. Spec. - NOX Rate Summer v3.1, Unit 4315 and retrofits | 654 | 1797 | Rate Constraint in lbs/MMBtu | FALSE | L | Annual | Allowances Sold NOX | Thousand Tons | 0 | 0 | 0 | 0 | 0 | 0 | 0
IL Fac. Spec. - NOX Rate Summer v3.1, Unit 4315 and retrofits | 654 | 1797 | Rate Constraint in lbs/MMBtu | FALSE | L | Annual | Allowances Banked | Thousand Tons | 0 | 0 | 0 | 0 | 0 | 0 | 0
IL Fac. Spec. - NOX Rate Summer v3.1, Unit 4315 and retrofits | 654 | 1797 | Rate Constraint in lbs/MMBtu | FALSE | L | Annual | Allowances Withdrawn (1:1) | Thousand Tons | 0 | 0 | 0 | 0 | 0 | 0 | 0
IL Fac. Spec. - NOX Rate Summer v3.1, Unit 4315 and retrofits | 654 | 1797 | Rate Constraint in lbs/MMBtu | FALSE | L | Annual | Allowances Withdrawn (n:1) | Thousand Tons | 0 | 0 | 0 | 0 | 0 | 0 | 0
IL Fac. Spec. - NOX Rate Summer v3.1, Unit 4315 and retrofits | 654 | 1797 | Rate Constraint in lbs/MMBtu | FALSE | L | Annual | Net Emissions Allowance Position | Thousand Tons | 0 | 0 | 0 | 0 | 0 | 0 | 0
IL Fac. Spec. - NOX Rate Summer v3.1, Unit 4315 and retrofits | 654 | 1797 | Rate Constraint in lbs/MMBtu | FALSE | L | Annual | Fuel Consumed | TBtu | 0 | 0 | 0 | 0 | 0 | 0 | 0
IL Fac. Spec. - NOX Rate Summer v3.1, Unit 4315 and retrofits | 654 | 1797 | Rate Constraint in lbs/MMBtu | FALSE | L | Annual | Rate | lb/MMBtu | 0 | 0 | 0 | 0 | 0 | 0 | 0
IL Fac. Spec. - NOX Rate Summer v3.1, Unit 4315 and retrofits | 654 | 1797 | Rate Constraint in lbs/MMBtu | FALSE | L | Annual | Generation | TWh | 0 | 0 | 0 | 0 | 0 | 0 | 0
IL Fac. Spec. - NOX Rate Summer v3.1, Unit 4315 and retrofits | 654 | 1797 | Rate Constraint in lbs/MMBtu | FALSE | L | Annual | Qualifying Generation | TWh | 0 | 0 | 0 | 0 | 0 | 0 | 0
IL Fac. Spec. - NOX Rate Summer v3.1, Unit 4315 and retrofits | 654 | 1797 | Rate Constraint in lbs/MMBtu | FALSE | L | Annual | Rate | lb/MWh | 0 | 0 | 0 | 0 | 0 | 0 | 0
IL Fac. Spec. - NOX Rate Summer v3.1, Unit 4315 and retrofits | 654 | 1797 | Rate Constraint in lbs/MMBtu | FALSE | L | Annual | Constraint Shadow Price | US2011$/Ton | 0 | 0 | 0 | 0 | 0 | 0 | 0
IL Fac. Spec. - NOX Rate Summer v3.1, Unit 4316 and retrofits | 655 | 1797 | Rate Constraint in lbs/MMBtu | FALSE | L | Annual | Seasons Included | Seasons | Summer | Summer | Summer | Summer | Summer | Summer | Summer
IL Fac. Spec. - NOX Rate Summer v3.1, Unit 4316 and retrofits | 655 | 1797 | Rate Constraint in lbs/MMBtu | FALSE | L | Annual | Standard NOX | lb/MMBtu | 0.25 | 0.25 | 0.25 | 0.25 | 0.25 | 0.25 | 0.25
IL Fac. Spec. - NOX Rate Summer v3.1, Unit 4316 and retrofits | 655 | 1797 | Rate Constraint in lbs/MMBtu | FALSE | L | Annual | Emissions at Affected Plants NOX | Thousand Tons | 0.30947 | 0.30947 | 0.30919 | 0.30947 | 0.42883 | 0.30947 | 0.37459
IL Fac. Spec. - NOX Rate Summer v3.1, Unit 4316 and retrofits | 655 | 1797 | Rate Constraint in lbs/MMBtu | FALSE | L | Annual | Allowances Purchased NOX | Thousand Tons | 0 | 0 | 0 | 0 | 0 | 0 | 0
IL Fac. Spec. - NOX Rate Summer v3.1, Unit 4316 and retrofits | 655 | 1797 | Rate Constraint in lbs/MMBtu | FALSE | L | Annual | Allowances Sold NOX | Thousand Tons | 0 | 0 | 0 | 0 | 0 | 0 | 0
IL Fac. Spec. - NOX Rate Summer v3.1, Unit 4316 and retrofits | 655 | 1797 | Rate Constraint in lbs/MMBtu | FALSE | L | Annual | Allowances Banked | Thousand Tons | 0 | 0 | 0 | 0 | 0 | 0 | 0
IL Fac. Spec. - NOX Rate Summer v3.1, Unit 4316 and retrofits | 655 | 1797 | Rate Constraint in lbs/MMBtu | FALSE | L | Annual | Allowances Withdrawn (1:1) | Thousand Tons | 0 | 0 | 0 | 0 | 0 | 0 | 0
IL Fac. Spec. - NOX Rate Summer v3.1, Unit 4316 and retrofits | 655 | 1797 | Rate Constraint in lbs/MMBtu | FALSE | L | Annual | Allowances Withdrawn (n:1) | Thousand Tons | 0 | 0 | 0 | 0 | 0 | 0 | 0
IL Fac. Spec. - NOX Rate Summer v3.1, Unit 4316 and retrofits | 655 | 1797 | Rate Constraint in lbs/MMBtu | FALSE | L | Annual | Net Emissions Allowance Position | Thousand Tons | 0.30947 | 0.30947 | 0.30919 | 0.30947 | 0.42883 | 0.30947 | 0.37459
IL Fac. Spec. - NOX Rate Summer v3.1, Unit 4316 and retrofits | 655 | 1797 | Rate Constraint in lbs/MMBtu | FALSE | L | Annual | Fuel Consumed | TBtu | 5.2327 | 5.1578 | 5.2279 | 5.2247 | 7.1472 | 5.2247 | 6.3242
IL Fac. Spec. - NOX Rate Summer v3.1, Unit 4316 and retrofits | 655 | 1797 | Rate Constraint in lbs/MMBtu | FALSE | L | Annual | Rate | lb/MMBtu | 0.11828 | 0.12 | 0.11828 | 0.11846 | 0.12 | 0.11846 | 0.11846
IL Fac. Spec. - NOX Rate Summer v3.1, Unit 4316 and retrofits | 655 | 1797 | Rate Constraint in lbs/MMBtu | FALSE | L | Annual | Generation | TWh | 0.49037 | 0.49037 | 0.48994 | 0.49037 | 0.67952 | 0.49037 | 0.59356
IL Fac. Spec. - NOX Rate Summer v3.1, Unit 4316 and retrofits | 655 | 1797 | Rate Constraint in lbs/MMBtu | FALSE | L | Annual | Qualifying Generation | TWh | 0.49037 | 0.49037 | 0.48994 | 0.49037 | 0.67952 | 0.49037 | 0.59356
IL Fac. Spec. - NOX Rate Summer v3.1, Unit 4316 and retrofits | 655 | 1797 | Rate Constraint in lbs/MMBtu | FALSE | L | Annual | Rate | lb/MWh | 1.2622 | 1.2622 | 1.2622 | 1.2622 | 1.2622 | 1.2622 | 1.2622
IL Fac. Spec. - NOX Rate Summer v3.1, Unit 4316 and retrofits | 655 | 1797 | Rate Constraint in lbs/MMBtu | FALSE | L | Annual | Constraint Shadow Price | US2011$/Ton | 0 | 0 | 0 | 0 | 0 | 0 | 0
IL Fac. Spec. - NOX Rate Summer v3.1, Unit 4320 and retrofits | 656 | 1797 | Rate Constraint in lbs/MMBtu | FALSE | L | Annual | Seasons Included | Seasons | Summer | Summer | Summer | Summer | Summer | Summer | Summer
IL Fac. Spec. - NOX Rate Summer v3.1, Unit 4320 and retrofits | 656 | 1797 | Rate Constraint in lbs/MMBtu | FALSE | L | Annual | Standard NOX | lb/MMBtu | 0.25 | 0.25 | 0.25 | 0.25 | 0.25 | 0.25 | 0.25
IL Fac. Spec. - NOX Rate Summer v3.1, Unit 4320 and retrofits | 656 | 1797 | Rate Constraint in lbs/MMBtu | FALSE | L | Annual | Emissions at Affected Plants NOX | Thousand Tons | 0 | 0 | 0 | 0 | 0 | 0 | 0
IL Fac. Spec. - NOX Rate Summer v3.1, Unit 4320 and retrofits | 656 | 1797 | Rate Constraint in lbs/MMBtu | FALSE | L | Annual | Allowances Purchased NOX | Thousand Tons | 0 | 0 | 0 | 0 | 0 | 0 | 0
IL Fac. Spec. - NOX Rate Summer v3.1, Unit 4320 and retrofits | 656 | 1797 | Rate Constraint in lbs/MMBtu | FALSE | L | Annual | Allowances Sold NOX | Thousand Tons | 0 | 0 | 0 | 0 | 0 | 0 | 0
IL Fac. Spec. - NOX Rate Summer v3.1, Unit 4320 and retrofits | 656 | 1797 | Rate Constraint in lbs/MMBtu | FALSE | L | Annual | Allowances Banked | Thousand Tons | 0 | 0 | 0 | 0 | 0 | 0 | 0
IL Fac. Spec. - NOX Rate Summer v3.1, Unit 4320 and retrofits | 656 | 1797 | Rate Constraint in lbs/MMBtu | FALSE | L | Annual | Allowances Withdrawn (1:1) | Thousand Tons | 0 | 0 | 0 | 0 | 0 | 0 | 0
IL Fac. Spec. - NOX Rate Summer v3.1, Unit 4320 and retrofits | 656 | 1797 | Rate Constraint in lbs/MMBtu | FALSE | L | Annual | Allowances Withdrawn (n:1) | Thousand Tons | 0 | 0 | 0 | 0 | 0 | 0 | 0
IL Fac. Spec. - NOX Rate Summer v3.1, Unit 4320 and retrofits | 656 | 1797 | Rate Constraint in lbs/MMBtu | FALSE | L | Annual | Net Emissions Allowance Position | Thousand Tons | 0 | 0 | 0 | 0 | 0 | 0 | 0
IL Fac. Spec. - NOX Rate Summer v3.1, Unit 4320 and retrofits | 656 | 1797 | Rate Constraint in lbs/MMBtu | FALSE | L | Annual | Fuel Consumed | TBtu | 0 | 0 | 0 | 0 | 0 | 0 | 0
IL Fac. Spec. - NOX Rate Summer v3.1, Unit 4320 and retrofits | 656 | 1797 | Rate Constraint in lbs/MMBtu | FALSE | L | Annual | Rate | lb/MMBtu | 0 | 0 | 0 | 0 | 0 | 0 | 0
IL Fac. Spec. - NOX Rate Summer v3.1, Unit 4320 and retrofits | 656 | 1797 | Rate Constraint in lbs/MMBtu | FALSE | L | Annual | Generation | TWh | 0 | 0 | 0 | 0 | 0 | 0 | 0
IL Fac. Spec. - NOX Rate Summer v3.1, Unit 4320 and retrofits | 656 | 1797 | Rate Constraint in lbs/MMBtu | FALSE | L | Annual | Qualifying Generation | TWh | 0 | 0 | 0 | 0 | 0 | 0 | 0
IL Fac. Spec. - NOX Rate Summer v3.1, Unit 4320 and retrofits | 656 | 1797 | Rate Constraint in lbs/MMBtu | FALSE | L | Annual | Rate | lb/MWh | 0 | 0 | 0 | 0 | 0 | 0 | 0
IL Fac. Spec. - NOX Rate Summer v3.1, Unit 4320 and retrofits | 656 | 1797 | Rate Constraint in lbs/MMBtu | FALSE | L | Annual | Constraint Shadow Price | US2011$/Ton | 0 | 0 | 0 | 0 | 0 | 0 | 0
IL Fac. Spec. - NOX Rate Summer v3.1, Unit 4321 and retrofits | 657 | 1797 | Rate Constraint in lbs/MMBtu | FALSE | L | Annual | Seasons Included | Seasons | Summer | Summer | Summer | Summer | Summer | Summer | Summer
IL Fac. Spec. - NOX Rate Summer v3.1, Unit 4321 and retrofits | 657 | 1797 | Rate Constraint in lbs/MMBtu | FALSE | L | Annual | Standard NOX | lb/MMBtu | 0.25 | 0.25 | 0.25 | 0.25 | 0.25 | 0.25 | 0.25
IL Fac. Spec. - NOX Rate Summer v3.1, Unit 4321 and retrofits | 657 | 1797 | Rate Constraint in lbs/MMBtu | FALSE | L | Annual | Emissions at Affected Plants NOX | Thousand Tons | 0 | 0 | 0 | 0 | 0 | 0 | 0
IL Fac. Spec. - NOX Rate Summer v3.1, Unit 4321 and retrofits | 657 | 1797 | Rate Constraint in lbs/MMBtu | FALSE | L | Annual | Allowances Purchased NOX | Thousand Tons | 0 | 0 | 0 | 0 | 0 | 0 | 0
IL Fac. Spec. - NOX Rate Summer v3.1, Unit 4321 and retrofits | 657 | 1797 | Rate Constraint in lbs/MMBtu | FALSE | L | Annual | Allowances Sold NOX | Thousand Tons | 0 | 0 | 0 | 0 | 0 | 0 | 0
IL Fac. Spec. - NOX Rate Summer v3.1, Unit 4321 and retrofits | 657 | 1797 | Rate Constraint in lbs/MMBtu | FALSE | L | Annual | Allowances Banked | Thousand Tons | 0 | 0 | 0 | 0 | 0 | 0 | 0
IL Fac. Spec. - NOX Rate Summer v3.1, Unit 4321 and retrofits | 657 | 1797 | Rate Constraint in lbs/MMBtu | FALSE | L | Annual | Allowances Withdrawn (1:1) | Thousand Tons | 0 | 0 | 0 | 0 | 0 | 0 | 0
IL Fac. Spec. - NOX Rate Summer v3.1, Unit 4321 and retrofits | 657 | 1797 | Rate Constraint in lbs/MMBtu | FALSE | L | Annual | Allowances Withdrawn (n:1) | Thousand Tons | 0 | 0 | 0 | 0 | 0 | 0 | 0
IL Fac. Spec. - NOX Rate Summer v3.1, Unit 4321 and retrofits | 657 | 1797 | Rate Constraint in lbs/MMBtu | FALSE | L | Annual | Net Emissions Allowance Position | Thousand Tons | 0 | 0 | 0 | 0 | 0 | 0 | 0
IL Fac. Spec. - NOX Rate Summer v3.1, Unit 4321 and retrofits | 657 | 1797 | Rate Constraint in lbs/MMBtu | FALSE | L | Annual | Fuel Consumed | TBtu | 0 | 0 | 0 | 0 | 0 | 0 | 0
IL Fac. Spec. - NOX Rate Summer v3.1, Unit 4321 and retrofits | 657 | 1797 | Rate Constraint in lbs/MMBtu | FALSE | L | Annual | Rate | lb/MMBtu | 0 | 0 | 0 | 0 | 0 | 0 | 0
IL Fac. Spec. - NOX Rate Summer v3.1, Unit 4321 and retrofits | 657 | 1797 | Rate Constraint in lbs/MMBtu | FALSE | L | Annual | Generation | TWh | 0 | 0 | 0 | 0 | 0 | 0 | 0
IL Fac. Spec. - NOX Rate Summer v3.1, Unit 4321 and retrofits | 657 | 1797 | Rate Constraint in lbs/MMBtu | FALSE | L | Annual | Qualifying Generation | TWh | 0 | 0 | 0 | 0 | 0 | 0 | 0
IL Fac. Spec. - NOX Rate Summer v3.1, Unit 4321 and retrofits | 657 | 1797 | Rate Constraint in lbs/MMBtu | FALSE | L | Annual | Rate | lb/MWh | 0 | 0 | 0 | 0 | 0 | 0 | 0
IL Fac. Spec. - NOX Rate Summer v3.1, Unit 4321 and retrofits | 657 | 1797 | Rate Constraint in lbs/MMBtu | FALSE | L | Annual | Constraint Shadow Price | US2011$/Ton | 0 | 0 | 0 | 0 | 0 | 0 | 0
IL Fac. Spec. - NOX Rate Summer v3.1, Unit 4322 and retrofits | 658 | 1797 | Rate Constraint in lbs/MMBtu | FALSE | L | Annual | Seasons Included | Seasons | Summer | Summer | Summer | Summer | Summer | Summer | Summer
IL Fac. Spec. - NOX Rate Summer v3.1, Unit 4322 and retrofits | 658 | 1797 | Rate Constraint in lbs/MMBtu | FALSE | L | Annual | Standard NOX | lb/MMBtu | 0.25 | 0.25 | 0.25 | 0.25 | 0.25 | 0.25 | 0.25
IL Fac. Spec. - NOX Rate Summer v3.1, Unit 4322 and retrofits | 658 | 1797 | Rate Constraint in lbs/MMBtu | FALSE | L | Annual | Emissions at Affected Plants NOX | Thousand Tons | 0 | 0 | 0 | 0 | 0 | 0 | 0
IL Fac. Spec. - NOX Rate Summer v3.1, Unit 4322 and retrofits | 658 | 1797 | Rate Constraint in lbs/MMBtu | FALSE | L | Annual | Allowances Purchased NOX | Thousand Tons | 0 | 0 | 0 | 0 | 0 | 0 | 0
IL Fac. Spec. - NOX Rate Summer v3.1, Unit 4322 and retrofits | 658 | 1797 | Rate Constraint in lbs/MMBtu | FALSE | L | Annual | Allowances Sold NOX | Thousand Tons | 0 | 0 | 0 | 0 | 0 | 0 | 0
IL Fac. Spec. - NOX Rate Summer v3.1, Unit 4322 and retrofits | 658 | 1797 | Rate Constraint in lbs/MMBtu | FALSE | L | Annual | Allowances Banked | Thousand Tons | 0 | 0 | 0 | 0 | 0 | 0 | 0
IL Fac. Spec. - NOX Rate Summer v3.1, Unit 4322 and retrofits | 658 | 1797 | Rate Constraint in lbs/MMBtu | FALSE | L | Annual | Allowances Withdrawn (1:1) | Thousand Tons | 0 | 0 | 0 | 0 | 0 | 0 | 0
IL Fac. Spec. - NOX Rate Summer v3.1, Unit 4322 and retrofits | 658 | 1797 | Rate Constraint in lbs/MMBtu | FALSE | L | Annual | Allowances Withdrawn (n:1) | Thousand Tons | 0 | 0 | 0 | 0 | 0 | 0 | 0
IL Fac. Spec. - NOX Rate Summer v3.1, Unit 4322 and retrofits | 658 | 1797 | Rate Constraint in lbs/MMBtu | FALSE | L | Annual | Net Emissions Allowance Position | Thousand Tons | 0 | 0 | 0 | 0 | 0 | 0 | 0
IL Fac. Spec. - NOX Rate Summer v3.1, Unit 4322 and retrofits | 658 | 1797 | Rate Constraint in lbs/MMBtu | FALSE | L | Annual | Fuel Consumed | TBtu | 0 | 0 | 0 | 0 | 0 | 0 | 0
IL Fac. Spec. - NOX Rate Summer v3.1, Unit 4322 and retrofits | 658 | 1797 | Rate Constraint in lbs/MMBtu | FALSE | L | Annual | Rate | lb/MMBtu | 0 | 0 | 0 | 0 | 0 | 0 | 0
IL Fac. Spec. - NOX Rate Summer v3.1, Unit 4322 and retrofits | 658 | 1797 | Rate Constraint in lbs/MMBtu | FALSE | L | Annual | Generation | TWh | 0 | 0 | 0 | 0 | 0 | 0 | 0
IL Fac. Spec. - NOX Rate Summer v3.1, Unit 4322 and retrofits | 658 | 1797 | Rate Constraint in lbs/MMBtu | FALSE | L | Annual | Qualifying Generation | TWh | 0 | 0 | 0 | 0 | 0 | 0 | 0
IL Fac. Spec. - NOX Rate Summer v3.1, Unit 4322 and retrofits | 658 | 1797 | Rate Constraint in lbs/MMBtu | FALSE | L | Annual | Rate | lb/MWh | 0 | 0 | 0 | 0 | 0 | 0 | 0
IL Fac. Spec. - NOX Rate Summer v3.1, Unit 4322 and retrofits | 658 | 1797 | Rate Constraint in lbs/MMBtu | FALSE | L | Annual | Constraint Shadow Price | US2011$/Ton | 0 | 0 | 0 | 0 | 0 | 0 | 0
IL Fac. Spec. - NOX Rate Summer v3.1, Unit 4323 and retrofits | 659 | 1797 | Rate Constraint in lbs/MMBtu | FALSE | L | Annual | Seasons Included | Seasons | Summer | Summer | Summer | Summer | Summer | Summer | Summer
IL Fac. Spec. - NOX Rate Summer v3.1, Unit 4323 and retrofits | 659 | 1797 | Rate Constraint in lbs/MMBtu | FALSE | L | Annual | Standard NOX | lb/MMBtu | 0.25 | 0.25 | 0.25 | 0.25 | 0.25 | 0.25 | 0.25
IL Fac. Spec. - NOX Rate Summer v3.1, Unit 4323 and retrofits | 659 | 1797 | Rate Constraint in lbs/MMBtu | FALSE | L | Annual | Emissions at Affected Plants NOX | Thousand Tons | 0 | 0 | 0 | 0 | 0 | 0 | 0
IL Fac. Spec. - NOX Rate Summer v3.1, Unit 4323 and retrofits | 659 | 1797 | Rate Constraint in lbs/MMBtu | FALSE | L | Annual | Allowances Purchased NOX | Thousand Tons | 0 | 0 | 0 | 0 | 0 | 0 | 0
IL Fac. Spec. - NOX Rate Summer v3.1, Unit 4323 and retrofits | 659 | 1797 | Rate Constraint in lbs/MMBtu | FALSE | L | Annual | Allowances Sold NOX | Thousand Tons | 0 | 0 | 0 | 0 | 0 | 0 | 0
IL Fac. Spec. - NOX Rate Summer v3.1, Unit 4323 and retrofits | 659 | 1797 | Rate Constraint in lbs/MMBtu | FALSE | L | Annual | Allowances Banked | Thousand Tons | 0 | 0 | 0 | 0 | 0 | 0 | 0
IL Fac. Spec. - NOX Rate Summer v3.1, Unit 4323 and retrofits | 659 | 1797 | Rate Constraint in lbs/MMBtu | FALSE | L | Annual | Allowances Withdrawn (1:1) | Thousand Tons | 0 | 0 | 0 | 0 | 0 | 0 | 0
IL Fac. Spec. - NOX Rate Summer v3.1, Unit 4323 and retrofits | 659 | 1797 | Rate Constraint in lbs/MMBtu | FALSE | L | Annual | Allowances Withdrawn (n:1) | Thousand Tons | 0 | 0 | 0 | 0 | 0 | 0 | 0
IL Fac. Spec. - NOX Rate Summer v3.1, Unit 4323 and retrofits | 659 | 1797 | Rate Constraint in lbs/MMBtu | FALSE | L | Annual | Net Emissions Allowance Position | Thousand Tons | 0 | 0 | 0 | 0 | 0 | 0 | 0
IL Fac. Spec. - NOX Rate Summer v3.1, Unit 4323 and retrofits | 659 | 1797 | Rate Constraint in lbs/MMBtu | FALSE | L | Annual | Fuel Consumed | TBtu | 0 | 0 | 0 | 0 | 0 | 0 | 0
IL Fac. Spec. - NOX Rate Summer v3.1, Unit 4323 and retrofits | 659 | 1797 | Rate Constraint in lbs/MMBtu | FALSE | L | Annual | Rate | lb/MMBtu | 0 | 0 | 0 | 0 | 0 | 0 | 0
IL Fac. Spec. - NOX Rate Summer v3.1, Unit 4323 and retrofits | 659 | 1797 | Rate Constraint in lbs/MMBtu | FALSE | L | Annual | Generation | TWh | 0 | 0 | 0 | 0 | 0 | 0 | 0
IL Fac. Spec. - NOX Rate Summer v3.1, Unit 4323 and retrofits | 659 | 1797 | Rate Constraint in lbs/MMBtu | FALSE | L | Annual | Qualifying Generation | TWh | 0 | 0 | 0 | 0 | 0 | 0 | 0
IL Fac. Spec. - NOX Rate Summer v3.1, Unit 4323 and retrofits | 659 | 1797 | Rate Constraint in lbs/MMBtu | FALSE | L | Annual | Rate | lb/MWh | 0 | 0 | 0 | 0 | 0 | 0 | 0
IL Fac. Spec. - NOX Rate Summer v3.1, Unit 4323 and retrofits | 659 | 1797 | Rate Constraint in lbs/MMBtu | FALSE | L | Annual | Constraint Shadow Price | US2011$/Ton | 0 | 0 | 0 | 0 | 0 | 0 | 0
IL Fac. Spec. - NOX Rate Summer v3.1, Unit 4324 and retrofits | 660 | 1797 | Rate Constraint in lbs/MMBtu | FALSE | L | Annual | Seasons Included | Seasons | Summer | Summer | Summer | Summer | Summer | Summer | Summer
IL Fac. Spec. - NOX Rate Summer v3.1, Unit 4324 and retrofits | 660 | 1797 | Rate Constraint in lbs/MMBtu | FALSE | L | Annual | Standard NOX | lb/MMBtu | 0.25 | 0.25 | 0.25 | 0.25 | 0.25 | 0.25 | 0.25
IL Fac. Spec. - NOX Rate Summer v3.1, Unit 4324 and retrofits | 660 | 1797 | Rate Constraint in lbs/MMBtu | FALSE | L | Annual | Emissions at Affected Plants NOX | Thousand Tons | 0 | 0 | 0 | 0 | 0 | 0 | 0
IL Fac. Spec. - NOX Rate Summer v3.1, Unit 4324 and retrofits | 660 | 1797 | Rate Constraint in lbs/MMBtu | FALSE | L | Annual | Allowances Purchased NOX | Thousand Tons | 0 | 0 | 0 | 0 | 0 | 0 | 0
IL Fac. Spec. - NOX Rate Summer v3.1, Unit 4324 and retrofits | 660 | 1797 | Rate Constraint in lbs/MMBtu | FALSE | L | Annual | Allowances Sold NOX | Thousand Tons | 0 | 0 | 0 | 0 | 0 | 0 | 0
IL Fac. Spec. - NOX Rate Summer v3.1, Unit 4324 and retrofits | 660 | 1797 | Rate Constraint in lbs/MMBtu | FALSE | L | Annual | Allowances Banked | Thousand Tons | 0 | 0 | 0 | 0 | 0 | 0 | 0
IL Fac. Spec. - NOX Rate Summer v3.1, Unit 4324 and retrofits | 660 | 1797 | Rate Constraint in lbs/MMBtu | FALSE | L | Annual | Allowances Withdrawn (1:1) | Thousand Tons | 0 | 0 | 0 | 0 | 0 | 0 | 0
IL Fac. Spec. - NOX Rate Summer v3.1, Unit 4324 and retrofits | 660 | 1797 | Rate Constraint in lbs/MMBtu | FALSE | L | Annual | Allowances Withdrawn (n:1) | Thousand Tons | 0 | 0 | 0 | 0 | 0 | 0 | 0
IL Fac. Spec. - NOX Rate Summer v3.1, Unit 4324 and retrofits | 660 | 1797 | Rate Constraint in lbs/MMBtu | FALSE | L | Annual | Net Emissions Allowance Position | Thousand Tons | 0 | 0 | 0 | 0 | 0 | 0 | 0
IL Fac. Spec. - NOX Rate Summer v3.1, Unit 4324 and retrofits | 660 | 1797 | Rate Constraint in lbs/MMBtu | FALSE | L | Annual | Fuel Consumed | TBtu | 0 | 0 | 0 | 0 | 0 | 0 | 0
IL Fac. Spec. - NOX Rate Summer v3.1, Unit 4324 and retrofits | 660 | 1797 | Rate Constraint in lbs/MMBtu | FALSE | L | Annual | Rate | lb/MMBtu | 0 | 0 | 0 | 0 | 0 | 0 | 0
IL Fac. Spec. - NOX Rate Summer v3.1, Unit 4324 and retrofits | 660 | 1797 | Rate Constraint in lbs/MMBtu | FALSE | L | Annual | Generation | TWh | 0 | 0 | 0 | 0 | 0 | 0 | 0
IL Fac. Spec. - NOX Rate Summer v3.1, Unit 4324 and retrofits | 660 | 1797 | Rate Constraint in lbs/MMBtu | FALSE | L | Annual | Qualifying Generation | TWh | 0 | 0 | 0 | 0 | 0 | 0 | 0
IL Fac. Spec. - NOX Rate Summer v3.1, Unit 4324 and retrofits | 660 | 1797 | Rate Constraint in lbs/MMBtu | FALSE | L | Annual | Rate | lb/MWh | 0 | 0 | 0 | 0 | 0 | 0 | 0
IL Fac. Spec. - NOX Rate Summer v3.1, Unit 4324 and retrofits | 660 | 1797 | Rate Constraint in lbs/MMBtu | FALSE | L | Annual | Constraint Shadow Price | US2011$/Ton | 0 | 0 | 0 | 0 | 0 | 0 | 0
IL Fac. Spec. - NOX Rate Summer v3.1, Unit 4325 and retrofits | 661 | 1797 | Rate Constraint in lbs/MMBtu | FALSE | L | Annual | Seasons Included | Seasons | Summer | Summer | Summer | Summer | Summer | Summer | Summer
IL Fac. Spec. - NOX Rate Summer v3.1, Unit 4325 and retrofits | 661 | 1797 | Rate Constraint in lbs/MMBtu | FALSE | L | Annual | Standard NOX | lb/MMBtu | 0.25 | 0.25 | 0.25 | 0.25 | 0.25 | 0.25 | 0.25
IL Fac. Spec. - NOX Rate Summer v3.1, Unit 4325 and retrofits | 661 | 1797 | Rate Constraint in lbs/MMBtu | FALSE | L | Annual | Emissions at Affected Plants NOX | Thousand Tons | 0 | 0 | 0 | 0 | 0 | 0 | 0
IL Fac. Spec. - NOX Rate Summer v3.1, Unit 4325 and retrofits | 661 | 1797 | Rate Constraint in lbs/MMBtu | FALSE | L | Annual | Allowances Purchased NOX | Thousand Tons | 0 | 0 | 0 | 0 | 0 | 0 | 0
IL Fac. Spec. - NOX Rate Summer v3.1, Unit 4325 and retrofits | 661 | 1797 | Rate Constraint in lbs/MMBtu | FALSE | L | Annual | Allowances Sold NOX | Thousand Tons | 0 | 0 | 0 | 0 | 0 | 0 | 0
IL Fac. Spec. - NOX Rate Summer v3.1, Unit 4325 and retrofits | 661 | 1797 | Rate Constraint in lbs/MMBtu | FALSE | L | Annual | Allowances Banked | Thousand Tons | 0 | 0 | 0 | 0 | 0 | 0 | 0
IL Fac. Spec. - NOX Rate Summer v3.1, Unit 4325 and retrofits | 661 | 1797 | Rate Constraint in lbs/MMBtu | FALSE | L | Annual | Allowances Withdrawn (1:1) | Thousand Tons | 0 | 0 | 0 | 0 | 0 | 0 | 0
IL Fac. Spec. - NOX Rate Summer v3.1, Unit 4325 and retrofits | 661 | 1797 | Rate Constraint in lbs/MMBtu | FALSE | L | Annual | Allowances Withdrawn (n:1) | Thousand Tons | 0 | 0 | 0 | 0 | 0 | 0 | 0
IL Fac. Spec. - NOX Rate Summer v3.1, Unit 4325 and retrofits | 661 | 1797 | Rate Constraint in lbs/MMBtu | FALSE | L | Annual | Net Emissions Allowance Position | Thousand Tons | 0 | 0 | 0 | 0 | 0 | 0 | 0
IL Fac. Spec. - NOX Rate Summer v3.1, Unit 4325 and retrofits | 661 | 1797 | Rate Constraint in lbs/MMBtu | FALSE | L | Annual | Fuel Consumed | TBtu | 0 | 0 | 0 | 0 | 0 | 0 | 0
IL Fac. Spec. - NOX Rate Summer v3.1, Unit 4325 and retrofits | 661 | 1797 | Rate Constraint in lbs/MMBtu | FALSE | L | Annual | Rate | lb/MMBtu | 0 | 0 | 0 | 0 | 0 | 0 | 0
IL Fac. Spec. - NOX Rate Summer v3.1, Unit 4325 and retrofits | 661 | 1797 | Rate Constraint in lbs/MMBtu | FALSE | L | Annual | Generation | TWh | 0 | 0 | 0 | 0 | 0 | 0 | 0
IL Fac. Spec. - NOX Rate Summer v3.1, Unit 4325 and retrofits | 661 | 1797 | Rate Constraint in lbs/MMBtu | FALSE | L | Annual | Qualifying Generation | TWh | 0 | 0 | 0 | 0 | 0 | 0 | 0
IL Fac. Spec. - NOX Rate Summer v3.1, Unit 4325 and retrofits | 661 | 1797 | Rate Constraint in lbs/MMBtu | FALSE | L | Annual | Rate | lb/MWh | 0 | 0 | 0 | 0 | 0 | 0 | 0
IL Fac. Spec. - NOX Rate Summer v3.1, Unit 4325 and retrofits | 661 | 1797 | Rate Constraint in lbs/MMBtu | FALSE | L | Annual | Constraint Shadow Price | US2011$/Ton | 0 | 0 | 0 | 0 | 0 | 0 | 0
IL Fac. Spec. - NOX Rate Summer v3.1, Unit 4397 and retrofits | 662 | 1797 | Rate Constraint in lbs/MMBtu | FALSE | L | Annual | Seasons Included | Seasons | Summer | Summer | Summer | Summer | Summer | Summer | Summer
IL Fac. Spec. - NOX Rate Summer v3.1, Unit 4397 and retrofits | 662 | 1797 | Rate Constraint in lbs/MMBtu | FALSE | L | Annual | Standard NOX | lb/MMBtu | 0.25 | 0.25 | 0.25 | 0.25 | 0.25 | 0.25 | 0.25
IL Fac. Spec. - NOX Rate Summer v3.1, Unit 4397 and retrofits | 662 | 1797 | Rate Constraint in lbs/MMBtu | FALSE | L | Annual | Emissions at Affected Plants NOX | Thousand Tons | 0.064676 | 0.064676 | 0.064676 | 0.064676 | 0.064676 | 0.064676 | 0.064676
IL Fac. Spec. - NOX Rate Summer v3.1, Unit 4397 and retrofits | 662 | 1797 | Rate Constraint in lbs/MMBtu | FALSE | L | Annual | Allowances Purchased NOX | Thousand Tons | 0 | 0 | 0 | 0 | 0 | 0 | 0
IL Fac. Spec. - NOX Rate Summer v3.1, Unit 4397 and retrofits | 662 | 1797 | Rate Constraint in lbs/MMBtu | FALSE | L | Annual | Allowances Sold NOX | Thousand Tons | 0 | 0 | 0 | 0 | 0 | 0 | 0
IL Fac. Spec. - NOX Rate Summer v3.1, Unit 4397 and retrofits | 662 | 1797 | Rate Constraint in lbs/MMBtu | FALSE | L | Annual | Allowances Banked | Thousand Tons | 0 | 0 | 0 | 0 | 0 | 0 | 0
IL Fac. Spec. - NOX Rate Summer v3.1, Unit 4397 and retrofits | 662 | 1797 | Rate Constraint in lbs/MMBtu | FALSE | L | Annual | Allowances Withdrawn (1:1) | Thousand Tons | 0 | 0 | 0 | 0 | 0 | 0 | 0
IL Fac. Spec. - NOX Rate Summer v3.1, Unit 4397 and retrofits | 662 | 1797 | Rate Constraint in lbs/MMBtu | FALSE | L | Annual | Allowances Withdrawn (n:1) | Thousand Tons | 0 | 0 | 0 | 0 | 0 | 0 | 0
IL Fac. Spec. - NOX Rate Summer v3.1, Unit 4397 and retrofits | 662 | 1797 | Rate Constraint in lbs/MMBtu | FALSE | L | Annual | Net Emissions Allowance Position | Thousand Tons | 0.064676 | 0.064676 | 0.064676 | 0.064676 | 0.064676 | 0.064676 | 0.064676
IL Fac. Spec. - NOX Rate Summer v3.1, Unit 4397 and retrofits | 662 | 1797 | Rate Constraint in lbs/MMBtu | FALSE | L | Annual | Fuel Consumed | TBtu | 1.5111 | 1.5111 | 1.5111 | 1.5111 | 1.5111 | 1.5111 | 1.5111
IL Fac. Spec. - NOX Rate Summer v3.1, Unit 4397 and retrofits | 662 | 1797 | Rate Constraint in lbs/MMBtu | FALSE | L | Annual | Rate | lb/MMBtu | 0.085602 | 0.085602 | 0.085602 | 0.085602 | 0.085602 | 0.085602 | 0.085602
IL Fac. Spec. - NOX Rate Summer v3.1, Unit 4397 and retrofits | 662 | 1797 | Rate Constraint in lbs/MMBtu | FALSE | L | Annual | Generation | TWh | 0.077976 | 0.077976 | 0.077976 | 0.077976 | 0.077976 | 0.077976 | 0.077976
IL Fac. Spec. - NOX Rate Summer v3.1, Unit 4397 and retrofits | 662 | 1797 | Rate Constraint in lbs/MMBtu | FALSE | L | Annual | Qualifying Generation | TWh | 0.077976 | 0.077976 | 0.077976 | 0.077976 | 0.077976 | 0.077976 | 0.077976
IL Fac. Spec. - NOX Rate Summer v3.1, Unit 4397 and retrofits | 662 | 1797 | Rate Constraint in lbs/MMBtu | FALSE | L | Annual | Rate | lb/MWh | 1.6589 | 1.6589 | 1.6589 | 1.6589 | 1.6589 | 1.6589 | 1.6589
IL Fac. Spec. - NOX Rate Summer v3.1, Unit 4397 and retrofits | 662 | 1797 | Rate Constraint in lbs/MMBtu | FALSE | L | Annual | Constraint Shadow Price | US2011$/Ton | 0 | 0 | 0 | 0 | 0 | 0 | 0
IL Fac. Spec. - NOX Rate Summer v3.1, Unit 5708 and retrofits | 663 | 1797 | Rate Constraint in lbs/MMBtu | FALSE | L | Annual | Seasons Included | Seasons | Summer | Summer | Summer | Summer | Summer | Summer | Summer
IL Fac. Spec. - NOX Rate Summer v3.1, Unit 5708 and retrofits | 663 | 1797 | Rate Constraint in lbs/MMBtu | FALSE | L | Annual | Standard NOX | lb/MMBtu | 0.25 | 0.25 | 0.25 | 0.25 | 0.25 | 0.25 | 0.25
IL Fac. Spec. - NOX Rate Summer v3.1, Unit 5708 and retrofits | 663 | 1797 | Rate Constraint in lbs/MMBtu | FALSE | L | Annual | Emissions at Affected Plants NOX | Thousand Tons | 0.48709 | 0.48709 | 0.48666 | 0.48709 | 0.55763 | 0.40241 | 0.40241
IL Fac. Spec. - NOX Rate Summer v3.1, Unit 5708 and retrofits | 663 | 1797 | Rate Constraint in lbs/MMBtu | FALSE | L | Annual | Allowances Purchased NOX | Thousand Tons | 0 | 0 | 0 | 0 | 0 | 0 | 0
IL Fac. Spec. - NOX Rate Summer v3.1, Unit 5708 and retrofits | 663 | 1797 | Rate Constraint in lbs/MMBtu | FALSE | L | Annual | Allowances Sold NOX | Thousand Tons | 0 | 0 | 0 | 0 | 0 | 0 | 0
IL Fac. Spec. - NOX Rate Summer v3.1, Unit 5708 and retrofits | 663 | 1797 | Rate Constraint in lbs/MMBtu | FALSE | L | Annual | Allowances Banked | Thousand Tons | 0 | 0 | 0 | 0 | 0 | 0 | 0
IL Fac. Spec. - NOX Rate Summer v3.1, Unit 5708 and retrofits | 663 | 1797 | Rate Constraint in lbs/MMBtu | FALSE | L | Annual | Allowances Withdrawn (1:1) | Thousand Tons | 0 | 0 | 0 | 0 | 0 | 0 | 0
IL Fac. Spec. - NOX Rate Summer v3.1, Unit 5708 and retrofits | 663 | 1797 | Rate Constraint in lbs/MMBtu | FALSE | L | Annual | Allowances Withdrawn (n:1) | Thousand Tons | 0 | 0 | 0 | 0 | 0 | 0 | 0
IL Fac. Spec. - NOX Rate Summer v3.1, Unit 5708 and retrofits | 663 | 1797 | Rate Constraint in lbs/MMBtu | FALSE | L | Annual | Net Emissions Allowance Position | Thousand Tons | 0.48709 | 0.48709 | 0.48666 | 0.48709 | 0.55763 | 0.40241 | 0.40241
IL Fac. Spec. - NOX Rate Summer v3.1, Unit 5708 and retrofits | 663 | 1797 | Rate Constraint in lbs/MMBtu | FALSE | L | Annual | Fuel Consumed | TBtu | 16.8802 | 16.8646 | 16.8495 | 16.8815 | 19.3069 | 13.9457 | 13.9457
IL Fac. Spec. - NOX Rate Summer v3.1, Unit 5708 and retrofits | 663 | 1797 | Rate Constraint in lbs/MMBtu | FALSE | L | Annual | Rate | lb/MMBtu | 0.057711 | 0.057765 | 0.057765 | 0.057707 | 0.057765 | 0.057711 | 0.057711
IL Fac. Spec. - NOX Rate Summer v3.1, Unit 5708 and retrofits | 663 | 1797 | Rate Constraint in lbs/MMBtu | FALSE | L | Annual | Generation | TWh | 1.5934 | 1.5934 | 1.592 | 1.5934 | 1.8242 | 1.3164 | 1.3164
IL Fac. Spec. - NOX Rate Summer v3.1, Unit 5708 and retrofits | 663 | 1797 | Rate Constraint in lbs/MMBtu | FALSE | L | Annual | Qualifying Generation | TWh | 1.5934 | 1.5934 | 1.592 | 1.5934 | 1.8242 | 1.3164 | 1.3164
IL Fac. Spec. - NOX Rate Summer v3.1, Unit 5708 and retrofits | 663 | 1797 | Rate Constraint in lbs/MMBtu | FALSE | L | Annual | Rate | lb/MWh | 0.61138 | 0.61138 | 0.61138 | 0.61138 | 0.61138 | 0.61138 | 0.61138
IL Fac. Spec. - NOX Rate Summer v3.1, Unit 5708 and retrofits | 663 | 1797 | Rate Constraint in lbs/MMBtu | FALSE | L | Annual | Constraint Shadow Price | US2011$/Ton | 0 | 0 | 0 | 0 | 0 | 0 | 0
IL Fac. Spec. - NOX Rate Summer v3.1, Unit 5709 and retrofits | 664 | 1797 | Rate Constraint in lbs/MMBtu | FALSE | L | Annual | Seasons Included | Seasons | Summer | Summer | Summer | Summer | Summer | Summer | Summer
IL Fac. Spec. - NOX Rate Summer v3.1, Unit 5709 and retrofits | 664 | 1797 | Rate Constraint in lbs/MMBtu | FALSE | L | Annual | Standard NOX | lb/MMBtu | 0.25 | 0.25 | 0.25 | 0.25 | 0.25 | 0.25 | 0.25
IL Fac. Spec. - NOX Rate Summer v3.1, Unit 5709 and retrofits | 664 | 1797 | Rate Constraint in lbs/MMBtu | FALSE | L | Annual | Emissions at Affected Plants NOX | Thousand Tons | 0.49892 | 0.49892 | 0.55717 | 0.49892 | 0.57117 | 0.49892 | 0.48568
IL Fac. Spec. - NOX Rate Summer v3.1, Unit 5709 and retrofits | 664 | 1797 | Rate Constraint in lbs/MMBtu | FALSE | L | Annual | Allowances Purchased NOX | Thousand Tons | 0 | 0 | 0 | 0 | 0 | 0 | 0
IL Fac. Spec. - NOX Rate Summer v3.1, Unit 5709 and retrofits | 664 | 1797 | Rate Constraint in lbs/MMBtu | FALSE | L | Annual | Allowances Sold NOX | Thousand Tons | 0 | 0 | 0 | 0 | 0 | 0 | 0
IL Fac. Spec. - NOX Rate Summer v3.1, Unit 5709 and retrofits | 664 | 1797 | Rate Constraint in lbs/MMBtu | FALSE | L | Annual | Allowances Banked | Thousand Tons | 0 | 0 | 0 | 0 | 0 | 0 | 0
IL Fac. Spec. - NOX Rate Summer v3.1, Unit 5709 and retrofits | 664 | 1797 | Rate Constraint in lbs/MMBtu | FALSE | L | Annual | Allowances Withdrawn (1:1) | Thousand Tons | 0 | 0 | 0 | 0 | 0 | 0 | 0
IL Fac. Spec. - NOX Rate Summer v3.1, Unit 5709 and retrofits | 664 | 1797 | Rate Constraint in lbs/MMBtu | FALSE | L | Annual | Allowances Withdrawn (n:1) | Thousand Tons | 0 | 0 | 0 | 0 | 0 | 0 | 0
IL Fac. Spec. - NOX Rate Summer v3.1, Unit 5709 and retrofits | 664 | 1797 | Rate Constraint in lbs/MMBtu | FALSE | L | Annual | Net Emissions Allowance Position | Thousand Tons | 0.49892 | 0.49892 | 0.55717 | 0.49892 | 0.57117 | 0.49892 | 0.48568
IL Fac. Spec. - NOX Rate Summer v3.1, Unit 5709 and retrofits | 664 | 1797 | Rate Constraint in lbs/MMBtu | FALSE | L | Annual | Fuel Consumed | TBtu | 16.5676 | 16.5523 | 18.4849 | 16.5689 | 18.9494 | 16.5676 | 16.1283
IL Fac. Spec. - NOX Rate Summer v3.1, Unit 5709 and retrofits | 664 | 1797 | Rate Constraint in lbs/MMBtu | FALSE | L | Annual | Rate | lb/MMBtu | 0.060228 | 0.060284 | 0.060284 | 0.060223 | 0.060284 | 0.060228 | 0.060227
IL Fac. Spec. - NOX Rate Summer v3.1, Unit 5709 and retrofits | 664 | 1797 | Rate Constraint in lbs/MMBtu | FALSE | L | Annual | Generation | TWh | 1.5934 | 1.5934 | 1.7794 | 1.5934 | 1.8242 | 1.5934 | 1.5511
IL Fac. Spec. - NOX Rate Summer v3.1, Unit 5709 and retrofits | 664 | 1797 | Rate Constraint in lbs/MMBtu | FALSE | L | Annual | Qualifying Generation | TWh | 1.5934 | 1.5934 | 1.7794 | 1.5934 | 1.8242 | 1.5934 | 1.5511
IL Fac. Spec. - NOX Rate Summer v3.1, Unit 5709 and retrofits | 664 | 1797 | Rate Constraint in lbs/MMBtu | FALSE | L | Annual | Rate | lb/MWh | 0.62623 | 0.62623 | 0.62623 | 0.62623 | 0.62623 | 0.62623 | 0.62623
IL Fac. Spec. - NOX Rate Summer v3.1, Unit 5709 and retrofits | 664 | 1797 | Rate Constraint in lbs/MMBtu | FALSE | L | Annual | Constraint Shadow Price | US2011$/Ton | 0 | 0 | 0 | 0 | 0 | 0 | 0
IL Fac. Spec. - NOX Rate Summer v3.1, Unit 5714 and retrofits | 665 | 1797 | Rate Constraint in lbs/MMBtu | FALSE | L | Annual | Seasons Included | Seasons | Summer | Summer | Summer | Summer | Summer | Summer | Summer
IL Fac. Spec. - NOX Rate Summer v3.1, Unit 5714 and retrofits | 665 | 1797 | Rate Constraint in lbs/MMBtu | FALSE | L | Annual | Standard NOX | lb/MMBtu | 0.25 | 0.25 | 0.25 | 0.25 | 0.25 | 0.25 | 0.25
IL Fac. Spec. - NOX Rate Summer v3.1, Unit 5714 and retrofits | 665 | 1797 | Rate Constraint in lbs/MMBtu | FALSE | L | Annual | Emissions at Affected Plants NOX | Thousand Tons | 0.3505 | 0.3505 | 0.42426 | 0.42426 | 0.44919 | 0.39924 | 0.38043
IL Fac. Spec. - NOX Rate Summer v3.1, Unit 5714 and retrofits | 665 | 1797 | Rate Constraint in lbs/MMBtu | FALSE | L | Annual | Allowances Purchased NOX | Thousand Tons | 0 | 0 | 0 | 0 | 0 | 0 | 0
IL Fac. Spec. - NOX Rate Summer v3.1, Unit 5714 and retrofits | 665 | 1797 | Rate Constraint in lbs/MMBtu | FALSE | L | Annual | Allowances Sold NOX | Thousand Tons | 0 | 0 | 0 | 0 | 0 | 0 | 0
IL Fac. Spec. - NOX Rate Summer v3.1, Unit 5714 and retrofits | 665 | 1797 | Rate Constraint in lbs/MMBtu | FALSE | L | Annual | Allowances Banked | Thousand Tons | 0 | 0 | 0 | 0 | 0 | 0 | 0
IL Fac. Spec. - NOX Rate Summer v3.1, Unit 5714 and retrofits | 665 | 1797 | Rate Constraint in lbs/MMBtu | FALSE | L | Annual | Allowances Withdrawn (1:1) | Thousand Tons | 0 | 0 | 0 | 0 | 0 | 0 | 0
IL Fac. Spec. - NOX Rate Summer v3.1, Unit 5714 and retrofits | 665 | 1797 | Rate Constraint in lbs/MMBtu | FALSE | L | Annual | Allowances Withdrawn (n:1) | Thousand Tons | 0 | 0 | 0 | 0 | 0 | 0 | 0
IL Fac. Spec. - NOX Rate Summer v3.1, Unit 5714 and retrofits | 665 | 1797 | Rate Constraint in lbs/MMBtu | FALSE | L | Annual | Net Emissions Allowance Position | Thousand Tons | 0.3505 | 0.3505 | 0.42426 | 0.42426 | 0.44919 | 0.39924 | 0.38043
IL Fac. Spec. - NOX Rate Summer v3.1, Unit 5714 and retrofits | 665 | 1797 | Rate Constraint in lbs/MMBtu | FALSE | L | Annual | Fuel Consumed | TBtu | 14.0382 | 13.9664 | 16.9053 | 16.9755 | 18.0026 | 15.9954 | 15.2508
IL Fac. Spec. - NOX Rate Summer v3.1, Unit 5714 and retrofits | 665 | 1797 | Rate Constraint in lbs/MMBtu | FALSE | L | Annual | Rate | lb/MMBtu | 0.049936 | 0.050193 | 0.050193 | 0.049985 | 0.049902 | 0.04992 | 0.049889
IL Fac. Spec. - NOX Rate Summer v3.1, Unit 5714 and retrofits | 665 | 1797 | Rate Constraint in lbs/MMBtu | FALSE | L | Annual | Generation | TWh | 1.332 | 1.332 | 1.6123 | 1.6123 | 1.707 | 1.5172 | 1.4457
IL Fac. Spec. - NOX Rate Summer v3.1, Unit 5714 and retrofits | 665 | 1797 | Rate Constraint in lbs/MMBtu | FALSE | L | Annual | Qualifying Generation | TWh | 1.332 | 1.332 | 1.6123 | 1.6123 | 1.707 | 1.5172 | 1.4457
IL Fac. Spec. - NOX Rate Summer v3.1, Unit 5714 and retrofits | 665 | 1797 | Rate Constraint in lbs/MMBtu | FALSE | L | Annual | Rate | lb/MWh | 0.52627 | 0.52627 | 0.52627 | 0.52627 | 0.52628 | 0.52628 | 0.52628
IL Fac. Spec. - NOX Rate Summer v3.1, Unit 5714 and retrofits | 665 | 1797 | Rate Constraint in lbs/MMBtu | FALSE | L | Annual | Constraint Shadow Price | US2011$/Ton | 0 | 0 | 0 | 0 | 0 | 0 | 0
IL Fac. Spec. - NOX Rate Summer v3.1, Unit 5715 and retrofits | 666 | 1797 | Rate Constraint in lbs/MMBtu | FALSE | L | Annual | Seasons Included | Seasons | Summer | Summer | Summer | Summer | Summer | Summer | Summer
IL Fac. Spec. - NOX Rate Summer v3.1, Unit 5715 and retrofits | 666 | 1797 | Rate Constraint in lbs/MMBtu | FALSE | L | Annual | Standard NOX | lb/MMBtu | 0.25 | 0.25 | 0.25 | 0.25 | 0.25 | 0.25 | 0.25
IL Fac. Spec. - NOX Rate Summer v3.1, Unit 5715 and retrofits | 666 | 1797 | Rate Constraint in lbs/MMBtu | FALSE | L | Annual | Emissions at Affected Plants NOX | Thousand Tons | 0.28464 | 0.28464 | 0.34453 | 0.28464 | 0.34453 | 0.28464 | 0.28464
IL Fac. Spec. - NOX Rate Summer v3.1, Unit 5715 and retrofits | 666 | 1797 | Rate Constraint in lbs/MMBtu | FALSE | L | Annual | Allowances Purchased NOX | Thousand Tons | 0 | 0 | 0 | 0 | 0 | 0 | 0
IL Fac. Spec. - NOX Rate Summer v3.1, Unit 5715 and retrofits | 666 | 1797 | Rate Constraint in lbs/MMBtu | FALSE | L | Annual | Allowances Sold NOX | Thousand Tons | 0 | 0 | 0 | 0 | 0 | 0 | 0
IL Fac. Spec. - NOX Rate Summer v3.1, Unit 5715 and retrofits | 666 | 1797 | Rate Constraint in lbs/MMBtu | FALSE | L | Annual | Allowances Banked | Thousand Tons | 0 | 0 | 0 | 0 | 0 | 0 | 0
IL Fac. Spec. - NOX Rate Summer v3.1, Unit 5715 and retrofits | 666 | 1797 | Rate Constraint in lbs/MMBtu | FALSE | L | Annual | Allowances Withdrawn (1:1) | Thousand Tons | 0 | 0 | 0 | 0 | 0 | 0 | 0
IL Fac. Spec. - NOX Rate Summer v3.1, Unit 5715 and retrofits | 666 | 1797 | Rate Constraint in lbs/MMBtu | FALSE | L | Annual | Allowances Withdrawn (n:1) | Thousand Tons | 0 | 0 | 0 | 0 | 0 | 0 | 0
IL Fac. Spec. - NOX Rate Summer v3.1, Unit 5715 and retrofits | 666 | 1797 | Rate Constraint in lbs/MMBtu | FALSE | L | Annual | Net Emissions Allowance Position | Thousand Tons | 0.28464 | 0.28464 | 0.34453 | 0.28464 | 0.34453 | 0.28464 | 0.28464
IL Fac. Spec. - NOX Rate Summer v3.1, Unit 5715 and retrofits | 666 | 1797 | Rate Constraint in lbs/MMBtu | FALSE | L | Annual | Fuel Consumed | TBtu | 8.0977 | 8.0339 | 9.7244 | 8.091 | 9.7935 | 8.091 | 8.091
IL Fac. Spec. - NOX Rate Summer v3.1, Unit 5715 and retrofits | 666 | 1797 | Rate Constraint in lbs/MMBtu | FALSE | L | Annual | Rate | lb/MMBtu | 0.070301 | 0.07086 | 0.07086 | 0.07036 | 0.07036 | 0.07036 | 0.07036
IL Fac. Spec. - NOX Rate Summer v3.1, Unit 5715 and retrofits | 666 | 1797 | Rate Constraint in lbs/MMBtu | FALSE | L | Annual | Generation | TWh | 0.76781 | 0.76781 | 0.92938 | 0.76781 | 0.92938 | 0.76781 | 0.76781
IL Fac. Spec. - NOX Rate Summer v3.1, Unit 5715 and retrofits | 666 | 1797 | Rate Constraint in lbs/MMBtu | FALSE | L | Annual | Qualifying Generation | TWh | 0.76781 | 0.76781 | 0.92938 | 0.76781 | 0.92938 | 0.76781 | 0.76781
IL Fac. Spec. - NOX Rate Summer v3.1, Unit 5715 and retrofits | 666 | 1797 | Rate Constraint in lbs/MMBtu | FALSE | L | Annual | Rate | lb/MWh | 0.74143 | 0.74143 | 0.74143 | 0.74143 | 0.74143 | 0.74143 | 0.74143
IL Fac. Spec. - NOX Rate Summer v3.1, Unit 5715 and retrofits | 666 | 1797 | Rate Constraint in lbs/MMBtu | FALSE | L | Annual | Constraint Shadow Price | US2011$/Ton | 0 | 0 | 0 | 0 | 0 | 0 | 0
IL Fac. Spec. - NOX Rate Summer v3.1, Unit 5716 and retrofits | 667 | 1797 | Rate Constraint in lbs/MMBtu | FALSE | L | Annual | Seasons Included | Seasons | Summer | Summer | Summer | Summer | Summer | Summer | Summer
IL Fac. Spec. - NOX Rate Summer v3.1, Unit 5716 and retrofits | 667 | 1797 | Rate Constraint in lbs/MMBtu | FALSE | L | Annual | Standard NOX | lb/MMBtu | 0.25 | 0.25 | 0.25 | 0.25 | 0.25 | 0.25 | 0.25
IL Fac. Spec. - NOX Rate Summer v3.1, Unit 5716 and retrofits | 667 | 1797 | Rate Constraint in lbs/MMBtu | FALSE | L | Annual | Emissions at Affected Plants NOX | Thousand Tons | 0.62758 | 0.62758 | 0.62702 | 0.62758 | 0.62758 | 0.62758 | 0.62758
IL Fac. Spec. - NOX Rate Summer v3.1, Unit 5716 and retrofits | 667 | 1797 | Rate Constraint in lbs/MMBtu | FALSE | L | Annual | Allowances Purchased NOX | Thousand Tons | 0 | 0 | 0 | 0 | 0 | 0 | 0
IL Fac. Spec. - NOX Rate Summer v3.1, Unit 5716 and retrofits | 667 | 1797 | Rate Constraint in lbs/MMBtu | FALSE | L | Annual | Allowances Sold NOX | Thousand Tons | 0 | 0 | 0 | 0 | 0 | 0 | 0
IL Fac. Spec. - NOX Rate Summer v3.1, Unit 5716 and retrofits | 667 | 1797 | Rate Constraint in lbs/MMBtu | FALSE | L | Annual | Allowances Banked | Thousand Tons | 0 | 0 | 0 | 0 | 0 | 0 | 0
IL Fac. Spec. - NOX Rate Summer v3.1, Unit 5716 and retrofits | 667 | 1797 | Rate Constraint in lbs/MMBtu | FALSE | L | Annual | Allowances Withdrawn (1:1) | Thousand Tons | 0 | 0 | 0 | 0 | 0 | 0 | 0
IL Fac. Spec. - NOX Rate Summer v3.1, Unit 5716 and retrofits | 667 | 1797 | Rate Constraint in lbs/MMBtu | FALSE | L | Annual | Allowances Withdrawn (n:1) | Thousand Tons | 0 | 0 | 0 | 0 | 0 | 0 | 0
IL Fac. Spec. - NOX Rate Summer v3.1, Unit 5716 and retrofits | 667 | 1797 | Rate Constraint in lbs/MMBtu | FALSE | L | Annual | Net Emissions Allowance Position | Thousand Tons | 0.62758 | 0.62758 | 0.62702 | 0.62758 | 0.62758 | 0.62758 | 0.62758
IL Fac. Spec. - NOX Rate Summer v3.1, Unit 5716 and retrofits | 667 | 1797 | Rate Constraint in lbs/MMBtu | FALSE | L | Annual | Fuel Consumed | TBtu | 13.4756 | 13.4756 | 13.4636 | 13.4756 | 13.4756 | 13.4756 | 13.4756
IL Fac. Spec. - NOX Rate Summer v3.1, Unit 5716 and retrofits | 667 | 1797 | Rate Constraint in lbs/MMBtu | FALSE | L | Annual | Rate | lb/MMBtu | 0.093143 | 0.093143 | 0.093143 | 0.093143 | 0.093143 | 0.093143 | 0.093143
IL Fac. Spec. - NOX Rate Summer v3.1, Unit 5716 and retrofits | 667 | 1797 | Rate Constraint in lbs/MMBtu | FALSE | L | Annual | Generation | TWh | 1.2917 | 1.2917 | 1.2906 | 1.2917 | 1.2917 | 1.2917 | 1.2917
IL Fac. Spec. - NOX Rate Summer v3.1, Unit 5716 and retrofits | 667 | 1797 | Rate Constraint in lbs/MMBtu | FALSE | L | Annual | Qualifying Generation | TWh | 1.2917 | 1.2917 | 1.2906 | 1.2917 | 1.2917 | 1.2917 | 1.2917
IL Fac. Spec. - NOX Rate Summer v3.1, Unit 5716 and retrofits | 667 | 1797 | Rate Constraint in lbs/MMBtu | FALSE | L | Annual | Rate | lb/MWh | 0.97169 | 0.97169 | 0.97169 | 0.97169 | 0.97169 | 0.97169 | 0.97169
IL Fac. Spec. - NOX Rate Summer v3.1, Unit 5716 and retrofits | 667 | 1797 | Rate Constraint in lbs/MMBtu | FALSE | L | Annual | Constraint Shadow Price | US2011$/Ton | 0 | 0 | 0 | 0 | 0 | 0 | 0
IL Fac. Spec. - NOX Rate Summer v3.1, Unit 5740 and retrofits | 668 | 1797 | Rate Constraint in lbs/MMBtu | FALSE | L | Annual | Seasons Included | Seasons | Summer | Summer | Summer | Summer | Summer | Summer | Summer
IL Fac. Spec. - NOX Rate Summer v3.1, Unit 5740 and retrofits | 668 | 1797 | Rate Constraint in lbs/MMBtu | FALSE | L | Annual | Standard NOX | lb/MMBtu | 0.25 | 0.25 | 0.25 | 0.25 | 0.25 | 0.25 | 0.25
IL Fac. Spec. - NOX Rate Summer v3.1, Unit 5740 and retrofits | 668 | 1797 | Rate Constraint in lbs/MMBtu | FALSE | L | Annual | Emissions at Affected Plants NOX | Thousand Tons | 0.15296 | 0.15296 | 0.15282 | 0.15296 | 0.15296 | 0.15296 | 0.15296
IL Fac. Spec. - NOX Rate Summer v3.1, Unit 5740 and retrofits | 668 | 1797 | Rate Constraint in lbs/MMBtu | FALSE | L | Annual | Allowances Purchased NOX | Thousand Tons | 0 | 0 | 0 | 0 | 0 | 0 | 0
IL Fac. Spec. - NOX Rate Summer v3.1, Unit 5740 and retrofits | 668 | 1797 | Rate Constraint in lbs/MMBtu | FALSE | L | Annual | Allowances Sold NOX | Thousand Tons | 0 | 0 | 0 | 0 | 0 | 0 | 0
IL Fac. Spec. - NOX Rate Summer v3.1, Unit 5740 and retrofits | 668 | 1797 | Rate Constraint in lbs/MMBtu | FALSE | L | Annual | Allowances Banked | Thousand Tons | 0 | 0 | 0 | 0 | 0 | 0 | 0
IL Fac. Spec. - NOX Rate Summer v3.1, Unit 5740 and retrofits | 668 | 1797 | Rate Constraint in lbs/MMBtu | FALSE | L | Annual | Allowances Withdrawn (1:1) | Thousand Tons | 0 | 0 | 0 | 0 | 0 | 0 | 0
IL Fac. Spec. - NOX Rate Summer v3.1, Unit 5740 and retrofits | 668 | 1797 | Rate Constraint in lbs/MMBtu | FALSE | L | Annual | Allowances Withdrawn (n:1) | Thousand Tons | 0 | 0 | 0 | 0 | 0 | 0 | 0
IL Fac. Spec. - NOX Rate Summer v3.1, Unit 5740 and retrofits | 668 | 1797 | Rate Constraint in lbs/MMBtu | FALSE | L | Annual | Net Emissions Allowance Position | Thousand Tons | 0.15296 | 0.15296 | 0.15282 | 0.15296 | 0.15296 | 0.15296 | 0.15296
IL Fac. Spec. - NOX Rate Summer v3.1, Unit 5740 and retrofits | 668 | 1797 | Rate Constraint in lbs/MMBtu | FALSE | L | Annual | Fuel Consumed | TBtu | 3.0854 | 3.0492 | 3.0465 | 3.0492 | 3.0492 | 3.0492 | 3.0492
IL Fac. Spec. - NOX Rate Summer v3.1, Unit 5740 and retrofits | 668 | 1797 | Rate Constraint in lbs/MMBtu | FALSE | L | Annual | Rate | lb/MMBtu | 0.099149 | 0.10033 | 0.10033 | 0.10033 | 0.10033 | 0.10033 | 0.10033
IL Fac. Spec. - NOX Rate Summer v3.1, Unit 5740 and retrofits | 668 | 1797 | Rate Constraint in lbs/MMBtu | FALSE | L | Annual | Generation | TWh | 0.26325 | 0.26325 | 0.26301 | 0.26325 | 0.26325 | 0.26325 | 0.26325
IL Fac. Spec. - NOX Rate Summer v3.1, Unit 5740 and retrofits | 668 | 1797 | Rate Constraint in lbs/MMBtu | FALSE | L | Annual | Qualifying Generation | TWh | 0.26325 | 0.26325 | 0.26301 | 0.26325 | 0.26325 | 0.26325 | 0.26325
IL Fac. Spec. - NOX Rate Summer v3.1, Unit 5740 and retrofits | 668 | 1797 | Rate Constraint in lbs/MMBtu | FALSE | L | Annual | Rate | lb/MWh | 1.1621 | 1.1621 | 1.1621 | 1.1621 | 1.1621 | 1.1621 | 1.1621
IL Fac. Spec. - NOX Rate Summer v3.1, Unit 5740 and retrofits | 668 | 1797 | Rate Constraint in lbs/MMBtu | FALSE | L | Annual | Constraint Shadow Price | US2011$/Ton | 0 | 0 | 0 | 0 | 0 | 0 | 0
IL Fac. Spec. - NOX Rate Summer v3.1, Unit 5741 and retrofits | 669 | 1797 | Rate Constraint in lbs/MMBtu | FALSE | L | Annual | Seasons Included | Seasons | Summer | Summer | Summer | Summer | Summer | Summer | Summer
IL Fac. Spec. - NOX Rate Summer v3.1, Unit 5741 and retrofits | 669 | 1797 | Rate Constraint in lbs/MMBtu | FALSE | L | Annual | Standard NOX | lb/MMBtu | 0.25 | 0.25 | 0.25 | 0.25 | 0.25 | 0.25 | 0.25
IL Fac. Spec. - NOX Rate Summer v3.1, Unit 5741 and retrofits | 669 | 1797 | Rate Constraint in lbs/MMBtu | FALSE | L | Annual | Emissions at Affected Plants NOX | Thousand Tons | 0.16734 | 0.16734 | 0.16719 | 0.16734 | 0.16734 | 0.16734 | 0.16734
IL Fac. Spec. - NOX Rate Summer v3.1, Unit 5741 and retrofits | 669 | 1797 | Rate Constraint in lbs/MMBtu | FALSE | L | Annual | Allowances Purchased NOX | Thousand Tons | 0 | 0 | 0 | 0 | 0 | 0 | 0
IL Fac. Spec. - NOX Rate Summer v3.1, Unit 5741 and retrofits | 669 | 1797 | Rate Constraint in lbs/MMBtu | FALSE | L | Annual | Allowances Sold NOX | Thousand Tons | 0 | 0 | 0 | 0 | 0 | 0 | 0
IL Fac. Spec. - NOX Rate Summer v3.1, Unit 5741 and retrofits | 669 | 1797 | Rate Constraint in lbs/MMBtu | FALSE | L | Annual | Allowances Banked | Thousand Tons | 0 | 0 | 0 | 0 | 0 | 0 | 0
IL Fac. Spec. - NOX Rate Summer v3.1, Unit 5741 and retrofits | 669 | 1797 | Rate Constraint in lbs/MMBtu | FALSE | L | Annual | Allowances Withdrawn (1:1) | Thousand Tons | 0 | 0 | 0 | 0 | 0 | 0 | 0
IL Fac. Spec. - NOX Rate Summer v3.1, Unit 5741 and retrofits | 669 | 1797 | Rate Constraint in lbs/MMBtu | FALSE | L | Annual | Allowances Withdrawn (n:1) | Thousand Tons | 0 | 0 | 0 | 0 | 0 | 0 | 0
IL Fac. Spec. - NOX Rate Summer v3.1, Unit 5741 and retrofits | 669 | 1797 | Rate Constraint in lbs/MMBtu | FALSE | L | Annual | Net Emissions Allowance Position | Thousand Tons | 0.16734 | 0.16734 | 0.16719 | 0.16734 | 0.16734 | 0.16734 | 0.16734
IL Fac. Spec. - NOX Rate Summer v3.1, Unit 5741 and retrofits | 669 | 1797 | Rate Constraint in lbs/MMBtu | FALSE | L | Annual | Fuel Consumed | TBtu | 2.8102 | 2.8102 | 2.8077 | 2.8102 | 2.8102 | 2.8102 | 2.8102
IL Fac. Spec. - NOX Rate Summer v3.1, Unit 5741 and retrofits | 669 | 1797 | Rate Constraint in lbs/MMBtu | FALSE | L | Annual | Rate | lb/MMBtu | 0.11909 | 0.11909 | 0.11909 | 0.11909 | 0.11909 | 0.11909 | 0.11909
IL Fac. Spec. - NOX Rate Summer v3.1, Unit 5741 and retrofits | 669 | 1797 | Rate Constraint in lbs/MMBtu | FALSE | L | Annual | Generation | TWh | 0.24422 | 0.24422 | 0.244 | 0.24422 | 0.24422 | 0.24422 | 0.24422
IL Fac. Spec. - NOX Rate Summer v3.1, Unit 5741 and retrofits | 669 | 1797 | Rate Constraint in lbs/MMBtu | FALSE | L | Annual | Qualifying Generation | TWh | 0.24422 | 0.24422 | 0.244 | 0.24422 | 0.24422 | 0.24422 | 0.24422
IL Fac. Spec. - NOX Rate Summer v3.1, Unit 5741 and retrofits | 669 | 1797 | Rate Constraint in lbs/MMBtu | FALSE | L | Annual | Rate | lb/MWh | 1.3704 | 1.3704 | 1.3704 | 1.3704 | 1.3704 | 1.3704 | 1.3704
IL Fac. Spec. - NOX Rate Summer v3.1, Unit 5741 and retrofits | 669 | 1797 | Rate Constraint in lbs/MMBtu | FALSE | L | Annual | Constraint Shadow Price | US2011$/Ton | 0 | 0 | 0 | 0 | 0 | 0 | 0
IL Fac. Spec. - NOX Rate Summer v3.1, Unit 5742 and retrofits | 670 | 1797 | Rate Constraint in lbs/MMBtu | FALSE | L | Annual | Seasons Included | Seasons | Summer | Summer | Summer | Summer | Summer | Summer | Summer
IL Fac. Spec. - NOX Rate Summer v3.1, Unit 5742 and retrofits | 670 | 1797 | Rate Constraint in lbs/MMBtu | FALSE | L | Annual | Standard NOX | lb/MMBtu | 0.25 | 0.25 | 0.25 | 0.25 | 0.25 | 0.25 | 0.25
IL Fac. Spec. - NOX Rate Summer v3.1, Unit 5742 and retrofits | 670 | 1797 | Rate Constraint in lbs/MMBtu | FALSE | L | Annual | Emissions at Affected Plants NOX | Thousand Tons | 0 | 0 | 0 | 0 | 0 | 0 | 0
IL Fac. Spec. - NOX Rate Summer v3.1, Unit 5742 and retrofits | 670 | 1797 | Rate Constraint in lbs/MMBtu | FALSE | L | Annual | Allowances Purchased NOX | Thousand Tons | 0 | 0 | 0 | 0 | 0 | 0 | 0
IL Fac. Spec. - NOX Rate Summer v3.1, Unit 5742 and retrofits | 670 | 1797 | Rate Constraint in lbs/MMBtu | FALSE | L | Annual | Allowances Sold NOX | Thousand Tons | 0 | 0 | 0 | 0 | 0 | 0 | 0
IL Fac. Spec. - NOX Rate Summer v3.1, Unit 5742 and retrofits | 670 | 1797 | Rate Constraint in lbs/MMBtu | FALSE | L | Annual | Allowances Banked | Thousand Tons | 0 | 0 | 0 | 0 | 0 | 0 | 0
IL Fac. Spec. - NOX Rate Summer v3.1, Unit 5742 and retrofits | 670 | 1797 | Rate Constraint in lbs/MMBtu | FALSE | L | Annual | Allowances Withdrawn (1:1) | Thousand Tons | 0 | 0 | 0 | 0 | 0 | 0 | 0
IL Fac. Spec. - NOX Rate Summer v3.1, Unit 5742 and retrofits | 670 | 1797 | Rate Constraint in lbs/MMBtu | FALSE | L | Annual | Allowances Withdrawn (n:1) | Thousand Tons | 0 | 0 | 0 | 0 | 0 | 0 | 0
IL Fac. Spec. - NOX Rate Summer v3.1, Unit 5742 and retrofits | 670 | 1797 | Rate Constraint in lbs/MMBtu | FALSE | L | Annual | Net Emissions Allowance Position | Thousand Tons | 0 | 0 | 0 | 0 | 0 | 0 | 0
IL Fac. Spec. - NOX Rate Summer v3.1, Unit 5742 and retrofits | 670 | 1797 | Rate Constraint in lbs/MMBtu | FALSE | L | Annual | Fuel Consumed | TBtu | 0 | 0 | 0 | 0 | 0 | 0 | 0
IL Fac. Spec. - NOX Rate Summer v3.1, Unit 5742 and retrofits | 670 | 1797 | Rate Constraint in lbs/MMBtu | FALSE | L | Annual | Rate | lb/MMBtu | 0 | 0 | 0 | 0 | 0 | 0 | 0
IL Fac. Spec. - NOX Rate Summer v3.1, Unit 5742 and retrofits | 670 | 1797 | Rate Constraint in lbs/MMBtu | FALSE | L | Annual | Generation | TWh | 0 | 0 | 0 | 0 | 0 | 0 | 0
IL Fac. Spec. - NOX Rate Summer v3.1, Unit 5742 and retrofits | 670 | 1797 | Rate Constraint in lbs/MMBtu | FALSE | L | Annual | Qualifying Generation | TWh | 0 | 0 | 0 | 0 | 0 | 0 | 0
IL Fac. Spec. - NOX Rate Summer v3.1, Unit 5742 and retrofits | 670 | 1797 | Rate Constraint in lbs/MMBtu | FALSE | L | Annual | Rate | lb/MWh | 0 | 0 | 0 | 0 | 0 | 0 | 0
IL Fac. Spec. - NOX Rate Summer v3.1, Unit 5742 and retrofits | 670 | 1797 | Rate Constraint in lbs/MMBtu | FALSE | L | Annual | Constraint Shadow Price | US2011$/Ton | 0 | 0 | 0 | 0 | 0 | 0 | 0
IL Fac. Spec. - NOX Rate Summer v3.1, Unit 5743 and retrofits | 671 | 1797 | Rate Constraint in lbs/MMBtu | FALSE | L | Annual | Seasons Included | Seasons | Summer | Summer | Summer | Summer | Summer | Summer | Summer
IL Fac. Spec. - NOX Rate Summer v3.1, Unit 5743 and retrofits | 671 | 1797 | Rate Constraint in lbs/MMBtu | FALSE | L | Annual | Standard NOX | lb/MMBtu | 0.25 | 0.25 | 0.25 | 0.25 | 0.25 | 0.25 | 0.25
IL Fac. Spec. - NOX Rate Summer v3.1, Unit 5743 and retrofits | 671 | 1797 | Rate Constraint in lbs/MMBtu | FALSE | L | Annual | Emissions at Affected Plants NOX | Thousand Tons | 0.28084 | 0.28084 | 0.2806 | 0.28084 | 0.28084 | 0.28084 | 0.28084
IL Fac. Spec. - NOX Rate Summer v3.1, Unit 5743 and retrofits | 671 | 1797 | Rate Constraint in lbs/MMBtu | FALSE | L | Annual | Allowances Purchased NOX | Thousand Tons | 0 | 0 | 0 | 0 | 0 | 0 | 0
IL Fac. Spec. - NOX Rate Summer v3.1, Unit 5743 and retrofits | 671 | 1797 | Rate Constraint in lbs/MMBtu | FALSE | L | Annual | Allowances Sold NOX | Thousand Tons | 0 | 0 | 0 | 0 | 0 | 0 | 0
IL Fac. Spec. - NOX Rate Summer v3.1, Unit 5743 and retrofits | 671 | 1797 | Rate Constraint in lbs/MMBtu | FALSE | L | Annual | Allowances Banked | Thousand Tons | 0 | 0 | 0 | 0 | 0 | 0 | 0
IL Fac. Spec. - NOX Rate Summer v3.1, Unit 5743 and retrofits | 671 | 1797 | Rate Constraint in lbs/MMBtu | FALSE | L | Annual | Allowances Withdrawn (1:1) | Thousand Tons | 0 | 0 | 0 | 0 | 0 | 0 | 0
IL Fac. Spec. - NOX Rate Summer v3.1, Unit 5743 and retrofits | 671 | 1797 | Rate Constraint in lbs/MMBtu | FALSE | L | Annual | Allowances Withdrawn (n:1) | Thousand Tons | 0 | 0 | 0 | 0 | 0 | 0 | 0
IL Fac. Spec. - NOX Rate Summer v3.1, Unit 5743 and retrofits | 671 | 1797 | Rate Constraint in lbs/MMBtu | FALSE | L | Annual | Net Emissions Allowance Position | Thousand Tons | 0.28084 | 0.28084 | 0.2806 | 0.28084 | 0.28084 | 0.28084 | 0.28084
IL Fac. Spec. - NOX Rate Summer v3.1, Unit 5743 and retrofits | 671 | 1797 | Rate Constraint in lbs/MMBtu | FALSE | L | Annual | Fuel Consumed | TBtu | 5.3775 | 5.3775 | 5.3728 | 5.3775 | 5.3775 | 5.3775 | 5.3775
IL Fac. Spec. - NOX Rate Summer v3.1, Unit 5743 and retrofits | 671 | 1797 | Rate Constraint in lbs/MMBtu | FALSE | L | Annual | Rate | lb/MMBtu | 0.10445 | 0.10445 | 0.10445 | 0.10445 | 0.10445 | 0.10445 | 0.10445
IL Fac. Spec. - NOX Rate Summer v3.1, Unit 5743 and retrofits | 671 | 1797 | Rate Constraint in lbs/MMBtu | FALSE | L | Annual | Generation | TWh | 0.55063 | 0.55063 | 0.55015 | 0.55063 | 0.55063 | 0.55063 | 0.55063
IL Fac. Spec. - NOX Rate Summer v3.1, Unit 5743 and retrofits | 671 | 1797 | Rate Constraint in lbs/MMBtu | FALSE | L | Annual | Qualifying Generation | TWh | 0.55063 | 0.55063 | 0.55015 | 0.55063 | 0.55063 | 0.55063 | 0.55063
IL Fac. Spec. - NOX Rate Summer v3.1, Unit 5743 and retrofits | 671 | 1797 | Rate Constraint in lbs/MMBtu | FALSE | L | Annual | Rate | lb/MWh | 1.0201 | 1.0201 | 1.0201 | 1.0201 | 1.0201 | 1.0201 | 1.0201
IL Fac. Spec. - NOX Rate Summer v3.1, Unit 5743 and retrofits | 671 | 1797 | Rate Constraint in lbs/MMBtu | FALSE | L | Annual | Constraint Shadow Price | US2011$/Ton | 0 | 0 | 0 | 0 | 0 | 0 | 0
IL Facility Average - NOX Rate Summer v3.1 | 672 | 1796 | Rate Constraint in lbs/MMBtu | FALSE | L | Annual | Seasons Included | Seasons | Summer | Summer | Summer | Summer | Summer | Summer | Summer
IL Facility Average - NOX Rate Summer v3.1 | 672 | 1796 | Rate Constraint in lbs/MMBtu | FALSE | L | Annual | Standard NOX | lb/MMBtu | 0.25 | 0.25 | 0.25 | 0.25 | 0.25 | 0.25 | 0.25
IL Facility Average - NOX Rate Summer v3.1 | 672 | 1796 | Rate Constraint in lbs/MMBtu | FALSE | L | Annual | Emissions at Affected Plants NOX | Thousand Tons | 14.7831 | 13.5403 | 14.0903 | 13.9684 | 14.6053 | 13.6627 | 13.4155
IL Facility Average - NOX Rate Summer v3.1 | 672 | 1796 | Rate Constraint in lbs/MMBtu | FALSE | L | Annual | Allowances Purchased NOX | Thousand Tons | 0 | 0 | 0 | 0 | 0 | 0 | 0
IL Facility Average - NOX Rate Summer v3.1 | 672 | 1796 | Rate Constraint in lbs/MMBtu | FALSE | L | Annual | Allowances Sold NOX | Thousand Tons | 0 | 0 | 0 | 0 | 0 | 0 | 0
IL Facility Average - NOX Rate Summer v3.1 | 672 | 1796 | Rate Constraint in lbs/MMBtu | FALSE | L | Annual | Allowances Banked | Thousand Tons | 0 | 0 | 0 | 0 | 0 | 0 | 0
IL Facility Average - NOX Rate Summer v3.1 | 672 | 1796 | Rate Constraint in lbs/MMBtu | FALSE | L | Annual | Allowances Withdrawn (1:1) | Thousand Tons | 0 | 0 | 0 | 0 | 0 | 0 | 0
IL Facility Average - NOX Rate Summer v3.1 | 672 | 1796 | Rate Constraint in lbs/MMBtu | FALSE | L | Annual | Allowances Withdrawn (n:1) | Thousand Tons | 0 | 0 | 0 | 0 | 0 | 0 | 0
IL Facility Average - NOX Rate Summer v3.1 | 672 | 1796 | Rate Constraint in lbs/MMBtu | FALSE | L | Annual | Net Emissions Allowance Position | Thousand Tons | 14.7831 | 13.5403 | 14.0903 | 13.9684 | 14.6053 | 13.6627 | 13.4155
IL Facility Average - NOX Rate Summer v3.1 | 672 | 1796 | Rate Constraint in lbs/MMBtu | FALSE | L | Annual | Fuel Consumed | TBtu | 378.8253 | 343.02 | 365.4804 | 361.6496 | 380.6598 | 361.4986 | 351.2152
IL Facility Average - NOX Rate Summer v3.1 | 672 | 1796 | Rate Constraint in lbs/MMBtu | FALSE | L | Annual | Rate | lb/MMBtu | 0.078047 | 0.078948 | 0.077106 | 0.077248 | 0.076737 | 0.075589 | 0.076395
IL Facility Average - NOX Rate Summer v3.1 | 672 | 1796 | Rate Constraint in lbs/MMBtu | FALSE | L | Annual | Generation | TWh | 38.6528 | 34.8006 | 37.0232 | 36.5689 | 38.3622 | 36.9891 | 35.8866
IL Facility Average - NOX Rate Summer v3.1 | 672 | 1796 | Rate Constraint in lbs/MMBtu | FALSE | L | Annual | Qualifying Generation | TWh | 38.6528 | 34.8006 | 37.0232 | 36.5689 | 38.3622 | 36.9891 | 35.8866
IL Facility Average - NOX Rate Summer v3.1 | 672 | 1796 | Rate Constraint in lbs/MMBtu | FALSE | L | Annual | Rate | lb/MWh | 0.76492 | 0.77817 | 0.76116 | 0.76395 | 0.76144 | 0.73874 | 0.74766
IL Facility Average - NOX Rate Summer v3.1 | 672 | 1796 | Rate Constraint in lbs/MMBtu | FALSE | L | Annual | Constraint Shadow Price | US2011$/Ton | 0 | 0 | 0 | 0 | 0 | 0 | 0
IL MPS- Ameren MER Rate Annual v5.12 | 673 | 5753 | MACT Fuel Choice Floor in lbs/MMBtu | FALSE | L | Annual | Seasons Included | Seasons | Winter, Summer | Winter, Summer | Winter, Summer | Winter, Summer | Winter, Summer | Winter, Summer | Winter, Summer
IL MPS- Ameren MER Rate Annual v5.12 | 673 | 5753 | MACT Fuel Choice Floor in lbs/MMBtu | FALSE | L | Annual | Emission Floor | lbs/MMBtu | 7.349e-07 | 7.349e-07 | 7.349e-07 | 7.349e-07 | 7.349e-07 | 7.349e-07 | 7.349e-07
IL MPS- Ameren MER Rate Annual v5.12 | 673 | 5753 | MACT Fuel Choice Floor in lbs/MMBtu | FALSE | L | Annual | Emissions at Affected Plants MER | lbs | 110.2984 | 106.8385 | 109.3742 | 110.341 | 116.3313 | 109.844 | 114.524
IL MPS- Ameren MER Rate Annual v5.12 | 673 | 5753 | MACT Fuel Choice Floor in lbs/MMBtu | FALSE | L | Annual | Allowances Purchased MER | lbs | 0 | 0 | 0 | 0 | 0 | 0 | 0
IL MPS- Ameren MER Rate Annual v5.12 | 673 | 5753 | MACT Fuel Choice Floor in lbs/MMBtu | FALSE | L | Annual | Allowances Sold MER | lbs | 0 | 0 | 0 | 0 | 0 | 0 | 0
IL MPS- Ameren MER Rate Annual v5.12 | 673 | 5753 | MACT Fuel Choice Floor in lbs/MMBtu | FALSE | L | Annual | Allowances Banked | lbs | 0 | 0 | 0 | 0 | 0 | 0 | 0
IL MPS- Ameren MER Rate Annual v5.12 | 673 | 5753 | MACT Fuel Choice Floor in lbs/MMBtu | FALSE | L | Annual | Allowances Withdrawn (1:1) | lbs | 0 | 0 | 0 | 0 | 0 | 0 | 0
IL MPS- Ameren MER Rate Annual v5.12 | 673 | 5753 | MACT Fuel Choice Floor in lbs/MMBtu | FALSE | L | Annual | Allowances Withdrawn (n:1) | lbs | 0 | 0 | 0 | 0 | 0 | 0 | 0
IL MPS- Ameren MER Rate Annual v5.12 | 673 | 5753 | MACT Fuel Choice Floor in lbs/MMBtu | FALSE | L | Annual | Net Emissions Allowance Position | lbs | 110.2984 | 106.8385 | 109.3742 | 110.341 | 116.3313 | 109.844 | 114.524
IL MPS- Ameren MER Rate Annual v5.12 | 673 | 5753 | MACT Fuel Choice Floor in lbs/MMBtu | FALSE | L | Annual | Fuel Consumed | TBtu | 216.9485 | 208.252 | 221.3605 | 213.9384 | 225.745 | 212.9583 | 213.7892
IL MPS- Ameren MER Rate Annual v5.12 | 673 | 5753 | MACT Fuel Choice Floor in lbs/MMBtu | FALSE | L | Annual | Rate | lb/MMBtu | 5.0841e-07 | 5.1302e-07 | 4.941e-07 | 5.1576e-07 | 5.1532e-07 | 5.158e-07 | 5.3569e-07
IL MPS- Ameren MER Rate Annual v5.12 | 673 | 5753 | MACT Fuel Choice Floor in lbs/MMBtu | FALSE | L | Annual | Generation | TWh | 21.119 | 20.3204 | 21.5557 | 20.8323 | 21.9538 | 20.7372 | 20.8109
IL MPS- Ameren MER Rate Annual v5.12 | 673 | 5753 | MACT Fuel Choice Floor in lbs/MMBtu | FALSE | L | Annual | Qualifying Generation | TWh | 21.119 | 20.3204 | 21.5557 | 20.8323 | 21.9538 | 20.7372 | 20.8109
IL MPS- Ameren MER Rate Annual v5.12 | 673 | 5753 | MACT Fuel Choice Floor in lbs/MMBtu | FALSE | L | Annual | Constraint Shadow Price | US2011$/Lb | 0 | 0 | 0 | 0 | 0 | 0 | 0
IL MPS- Ameren NOX rate Annual v5.12 | 674 | 5754 | Rate Constraint in lbs/MMBtu | FALSE | L | Annual | Seasons Included | Seasons | Winter, Summer | Winter, Summer | Winter, Summer | Winter, Summer | Winter, Summer | Winter, Summer | Winter, Summer
IL MPS- Ameren NOX rate Annual v5.12 | 674 | 5754 | Rate Constraint in lbs/MMBtu | FALSE | L | Annual | Standard NOX | lb/MMBtu | 0.11 | 0.11 | 0.11 | 0.11 | 0.11 | 0.11 | 0.11
IL MPS- Ameren NOX rate Annual v5.12 | 674 | 5754 | Rate Constraint in lbs/MMBtu | FALSE | L | Annual | Emissions at Affected Plants NOX | Thousand Tons | 9.9171 | 9.6225 | 10.0482 | 9.8191 | 10.1541 | 9.7941 | 9.8135
IL MPS- Ameren NOX rate Annual v5.12 | 674 | 5754 | Rate Constraint in lbs/MMBtu | FALSE | L | Annual | Allowances Purchased NOX | Thousand Tons | 0 | 0 | 0 | 0 | 0 | 0 | 0
IL MPS- Ameren NOX rate Annual v5.12 | 674 | 5754 | Rate Constraint in lbs/MMBtu | FALSE | L | Annual | Allowances Sold NOX | Thousand Tons | 0 | 0 | 0 | 0 | 0 | 0 | 0
IL MPS- Ameren NOX rate Annual v5.12 | 674 | 5754 | Rate Constraint in lbs/MMBtu | FALSE | L | Annual | Allowances Banked | Thousand Tons | 0 | 0 | 0 | 0 | 0 | 0 | 0
IL MPS- Ameren NOX rate Annual v5.12 | 674 | 5754 | Rate Constraint in lbs/MMBtu | FALSE | L | Annual | Allowances Withdrawn (1:1) | Thousand Tons | 0 | 0 | 0 | 0 | 0 | 0 | 0
IL MPS- Ameren NOX rate Annual v5.12 | 674 | 5754 | Rate Constraint in lbs/MMBtu | FALSE | L | Annual | Allowances Withdrawn (n:1) | Thousand Tons | 0 | 0 | 0 | 0 | 0 | 0 | 0
IL MPS- Ameren NOX rate Annual v5.12 | 674 | 5754 | Rate Constraint in lbs/MMBtu | FALSE | L | Annual | Net Emissions Allowance Position | Thousand Tons | 9.9171 | 9.6225 | 10.0482 | 9.8191 | 10.1541 | 9.7941 | 9.8135
IL MPS- Ameren NOX rate Annual v5.12 | 674 | 5754 | Rate Constraint in lbs/MMBtu | FALSE | L | Annual | Fuel Consumed | TBtu | 216.9485 | 208.252 | 221.3605 | 213.9384 | 225.745 | 212.9583 | 213.7892
IL MPS- Ameren NOX rate Annual v5.12 | 674 | 5754 | Rate Constraint in lbs/MMBtu | FALSE | L | Annual | Rate | lb/MMBtu | 0.091423 | 0.092412 | 0.090786 | 0.091794 | 0.089961 | 0.091982 | 0.091806
IL MPS- Ameren NOX rate Annual v5.12 | 674 | 5754 | Rate Constraint in lbs/MMBtu | FALSE | L | Annual | Generation | TWh | 21.119 | 20.3204 | 21.5557 | 20.8323 | 21.9538 | 20.7372 | 20.8109
IL MPS- Ameren NOX rate Annual v5.12 | 674 | 5754 | Rate Constraint in lbs/MMBtu | FALSE | L | Annual | Qualifying Generation | TWh | 21.119 | 20.3204 | 21.5557 | 20.8323 | 21.9538 | 20.7372 | 20.8109
IL MPS- Ameren NOX rate Annual v5.12 | 674 | 5754 | Rate Constraint in lbs/MMBtu | FALSE | L | Annual | Rate | lb/MWh | 0.93916 | 0.94708 | 0.9323 | 0.94268 | 0.92504 | 0.94459 | 0.94311
IL MPS- Ameren NOX rate Annual v5.12 | 674 | 5754 | Rate Constraint in lbs/MMBtu | FALSE | L | Annual | Constraint Shadow Price | US2011$/Ton | 0 | 0 | 0 | 0 | 0 | 0 | 0
IL MPS- Ameren NOX rate Summer v5.12 | 675 | 5755 | Rate Constraint in lbs/MMBtu | FALSE | L | Annual | Seasons Included | Seasons | Summer | Summer | Summer | Summer | Summer | Summer | Summer
IL MPS- Ameren NOX rate Summer v5.12 | 675 | 5755 | Rate Constraint in lbs/MMBtu | FALSE | L | Annual | Standard NOX | lb/MMBtu | 0.11 | 0.11 | 0.11 | 0.11 | 0.11 | 0.11 | 0.11
IL MPS- Ameren NOX rate Summer v5.12 | 675 | 5755 | Rate Constraint in lbs/MMBtu | FALSE | L | Annual | Emissions at Affected Plants NOX | Thousand Tons | 4.2736 | 4.1507 | 4.4066 | 4.3473 | 4.4321 | 4.3223 | 4.3035
IL MPS- Ameren NOX rate Summer v5.12 | 675 | 5755 | Rate Constraint in lbs/MMBtu | FALSE | L | Annual | Allowances Purchased NOX | Thousand Tons | 0 | 0 | 0 | 0 | 0 | 0 | 0
IL MPS- Ameren NOX rate Summer v5.12 | 675 | 5755 | Rate Constraint in lbs/MMBtu | FALSE | L | Annual | Allowances Sold NOX | Thousand Tons | 0 | 0 | 0 | 0 | 0 | 0 | 0
IL MPS- Ameren NOX rate Summer v5.12 | 675 | 5755 | Rate Constraint in lbs/MMBtu | FALSE | L | Annual | Allowances Banked | Thousand Tons | 0 | 0 | 0 | 0 | 0 | 0 | 0
IL MPS- Ameren NOX rate Summer v5.12 | 675 | 5755 | Rate Constraint in lbs/MMBtu | FALSE | L | Annual | Allowances Withdrawn (1:1) | Thousand Tons | 0 | 0 | 0 | 0 | 0 | 0 | 0
IL MPS- Ameren NOX rate Summer v5.12 | 675 | 5755 | Rate Constraint in lbs/MMBtu | FALSE | L | Annual | Allowances Withdrawn (n:1) | Thousand Tons | 0 | 0 | 0 | 0 | 0 | 0 | 0
IL MPS- Ameren NOX rate Summer v5.12 | 675 | 5755 | Rate Constraint in lbs/MMBtu | FALSE | L | Annual | Net Emissions Allowance Position | Thousand Tons | 4.2736 | 4.1507 | 4.4066 | 4.3473 | 4.4321 | 4.3223 | 4.3035
IL MPS- Ameren NOX rate Summer v5.12 | 675 | 5755 | Rate Constraint in lbs/MMBtu | FALSE | L | Annual | Fuel Consumed | TBtu | 92.6054 | 90.0541 | 97.0871 | 95.5359 | 98.2656 | 94.5558 | 93.8112
IL MPS- Ameren NOX rate Summer v5.12 | 675 | 5755 | Rate Constraint in lbs/MMBtu | FALSE | L | Annual | Rate | lb/MMBtu | 0.092296 | 0.092183 | 0.090777 | 0.091009 | 0.090207 | 0.091423 | 0.091747
IL MPS- Ameren NOX rate Summer v5.12 | 675 | 5755 | Rate Constraint in lbs/MMBtu | FALSE | L | Annual | Generation | TWh | 9.0104 | 8.7788 | 9.4511 | 9.2907 | 9.547 | 9.1956 | 9.1241
IL MPS- Ameren NOX rate Summer v5.12 | 675 | 5755 | Rate Constraint in lbs/MMBtu | FALSE | L | Annual | Qualifying Generation | TWh | 9.0104 | 8.7788 | 9.4511 | 9.2907 | 9.547 | 9.1956 | 9.1241
IL MPS- Ameren NOX rate Summer v5.12 | 675 | 5755 | Rate Constraint in lbs/MMBtu | FALSE | L | Annual | Rate | lb/MWh | 0.94858 | 0.94562 | 0.93251 | 0.93584 | 0.92849 | 0.94008 | 0.94332
IL MPS- Ameren NOX rate Summer v5.12 | 675 | 5755 | Rate Constraint in lbs/MMBtu | FALSE | L | Annual | Constraint Shadow Price | US2011$/Ton | 0 | 0 | 0 | 0 | 0 | 0 | 0
IL MPS- Ameren SO2 Rate Annual v5.12 | 676 | 5756 | Rate Constraint in lbs/MMBtu | FALSE | L | Annual | Seasons Included | Seasons | Winter, Summer | Winter, Summer | Winter, Summer | Winter, Summer | Winter, Summer | Winter, Summer | Winter, Summer
IL MPS- Ameren SO2 Rate Annual v5.12 | 676 | 5756 | Rate Constraint in lbs/MMBtu | FALSE | L | Annual | Standard SO2 | lb/MMBtu | 0.24 | 0.23 | 0.23 | 0.23 | 0.23 | 0.23 | 0.23
IL MPS- Ameren SO2 Rate Annual v5.12 | 676 | 5756 | Rate Constraint in lbs/MMBtu | FALSE | L | Annual | Emissions at Affected Plants SO2 | Thousand Tons | 18.6062 | 20.1888 | 20.2706 | 19.6089 | 19.8408 | 19.5894 | 18.5421
IL MPS- Ameren SO2 Rate Annual v5.12 | 676 | 5756 | Rate Constraint in lbs/MMBtu | FALSE | L | Annual | Allowances Purchased SO2 | Thousand Tons | 0 | 0 | 0 | 0 | 0 | 0 | 0
IL MPS- Ameren SO2 Rate Annual v5.12 | 676 | 5756 | Rate Constraint in lbs/MMBtu | FALSE | L | Annual | Allowances Sold SO2 | Thousand Tons | 0 | 0 | 0 | 0 | 0 | 0 | 0
IL MPS- Ameren SO2 Rate Annual v5.12 | 676 | 5756 | Rate Constraint in lbs/MMBtu | FALSE | L | Annual | Allowances Banked | Thousand Tons | 0 | 0 | 0 | 0 | 0 | 0 | 0
IL MPS- Ameren SO2 Rate Annual v5.12 | 676 | 5756 | Rate Constraint in lbs/MMBtu | FALSE | L | Annual | Allowances Withdrawn (1:1) | Thousand Tons | 0 | 0 | 0 | 0 | 0 | 0 | 0
IL MPS- Ameren SO2 Rate Annual v5.12 | 676 | 5756 | Rate Constraint in lbs/MMBtu | FALSE | L | Annual | Allowances Withdrawn (n:1) | Thousand Tons | 0 | 0 | 0 | 0 | 0 | 0 | 0
IL MPS- Ameren SO2 Rate Annual v5.12 | 676 | 5756 | Rate Constraint in lbs/MMBtu | FALSE | L | Annual | Net Emissions Allowance Position | Thousand Tons | 18.6062 | 20.1888 | 20.2706 | 19.6089 | 19.8408 | 19.5894 | 18.5421
IL MPS- Ameren SO2 Rate Annual v5.12 | 676 | 5756 | Rate Constraint in lbs/MMBtu | FALSE | L | Annual | Fuel Consumed | TBtu | 216.9485 | 208.252 | 221.3605 | 213.9384 | 225.745 | 212.9583 | 213.7892
IL MPS- Ameren SO2 Rate Annual v5.12 | 676 | 5756 | Rate Constraint in lbs/MMBtu | FALSE | L | Annual | Rate | lb/MMBtu | 0.17153 | 0.19389 | 0.18315 | 0.18331 | 0.17578 | 0.18397 | 0.17346
IL MPS- Ameren SO2 Rate Annual v5.12 | 676 | 5756 | Rate Constraint in lbs/MMBtu | FALSE | L | Annual | Generation | TWh | 21.119 | 20.3204 | 21.5557 | 20.8323 | 21.9538 | 20.7372 | 20.8109
IL MPS- Ameren SO2 Rate Annual v5.12 | 676 | 5756 | Rate Constraint in lbs/MMBtu | FALSE | L | Annual | Qualifying Generation | TWh | 21.119 | 20.3204 | 21.5557 | 20.8323 | 21.9538 | 20.7372 | 20.8109
IL MPS- Ameren SO2 Rate Annual v5.12 | 676 | 5756 | Rate Constraint in lbs/MMBtu | FALSE | L | Annual | Rate | lb/MWh | 1.762 | 1.9871 | 1.8808 | 1.8825 | 1.8075 | 1.8893 | 1.782
IL MPS- Ameren SO2 Rate Annual v5.12 | 676 | 5756 | Rate Constraint in lbs/MMBtu | FALSE | L | Annual | Constraint Shadow Price | US2011$/Ton | 0 | 0 | 0 | 0 | 0 | 0 | 0
IL MPS- Dynegy MER Rate Annual v5.12 | 677 | 5757 | MACT Fuel Choice Floor in lbs/MMBtu | FALSE | L | Annual | Seasons Included | Seasons | Winter, Summer | Winter, Summer | Winter, Summer | Winter, Summer | Winter, Summer | Winter, Summer | Winter, Summer
IL MPS- Dynegy MER Rate Annual v5.12 | 677 | 5757 | MACT Fuel Choice Floor in lbs/MMBtu | FALSE | L | Annual | Emission Floor | lbs/MMBtu | 7.8e-07 | 7.8e-07 | 7.8e-07 | 7.8e-07 | 7.8e-07 | 7.8e-07 | 7.8e-07
IL MPS- Dynegy MER Rate Annual v5.12 | 677 | 5757 | MACT Fuel Choice Floor in lbs/MMBtu | FALSE | L | Annual | Emissions at Affected Plants MER | lbs | 95.2001 | 93.2842 | 98.2259 | 92.7475 | 101.6116 | 89.2292 | 93.149
IL MPS- Dynegy MER Rate Annual v5.12 | 677 | 5757 | MACT Fuel Choice Floor in lbs/MMBtu | FALSE | L | Annual | Allowances Purchased MER | lbs | 0 | 0 | 0 | 0 | 0 | 0 | 0
IL MPS- Dynegy MER Rate Annual v5.12 | 677 | 5757 | MACT Fuel Choice Floor in lbs/MMBtu | FALSE | L | Annual | Allowances Sold MER | lbs | 0 | 0 | 0 | 0 | 0 | 0 | 0
IL MPS- Dynegy MER Rate Annual v5.12 | 677 | 5757 | MACT Fuel Choice Floor in lbs/MMBtu | FALSE | L | Annual | Allowances Banked | lbs | 0 | 0 | 0 | 0 | 0 | 0 | 0
IL MPS- Dynegy MER Rate Annual v5.12 | 677 | 5757 | MACT Fuel Choice Floor in lbs/MMBtu | FALSE | L | Annual | Allowances Withdrawn (1:1) | lbs | 0 | 0 | 0 | 0 | 0 | 0 | 0
IL MPS- Dynegy MER Rate Annual v5.12 | 677 | 5757 | MACT Fuel Choice Floor in lbs/MMBtu | FALSE | L | Annual | Allowances Withdrawn (n:1) | lbs | 0 | 0 | 0 | 0 | 0 | 0 | 0
IL MPS- Dynegy MER Rate Annual v5.12 | 677 | 5757 | MACT Fuel Choice Floor in lbs/MMBtu | FALSE | L | Annual | Net Emissions Allowance Position | lbs | 95.2001 | 93.2842 | 98.2259 | 92.7475 | 101.6116 | 89.2292 | 93.149
IL MPS- Dynegy MER Rate Annual v5.12 | 677 | 5757 | MACT Fuel Choice Floor in lbs/MMBtu | FALSE | L | Annual | Fuel Consumed | TBtu | 190.6538 | 178.0715 | 181.592 | 172.6748 | 189.7507 | 166.0817 | 166.0079
IL MPS- Dynegy MER Rate Annual v5.12 | 677 | 5757 | MACT Fuel Choice Floor in lbs/MMBtu | FALSE | L | Annual | Rate | lb/MMBtu | 4.9933e-07 | 5.2386e-07 | 5.4092e-07 | 5.3712e-07 | 5.355e-07 | 5.3726e-07 | 5.6111e-07
IL MPS- Dynegy MER Rate Annual v5.12 | 677 | 5757 | MACT Fuel Choice Floor in lbs/MMBtu | FALSE | L | Annual | Generation | TWh | 18.2633 | 17.1203 | 17.3866 | 16.5481 | 18.1105 | 15.9314 | 15.915
IL MPS- Dynegy MER Rate Annual v5.12 | 677 | 5757 | MACT Fuel Choice Floor in lbs/MMBtu | FALSE | L | Annual | Qualifying Generation | TWh | 18.2633 | 17.1203 | 17.3866 | 16.5481 | 18.1105 | 15.9314 | 15.915
IL MPS- Dynegy MER Rate Annual v5.12 | 677 | 5757 | MACT Fuel Choice Floor in lbs/MMBtu | FALSE | L | Annual | Constraint Shadow Price | US2011$/Lb | 0 | 0 | 0 | 0 | 0 | 0 | 0
IL MPS- Dynegy NOx rate Annual v5.12 | 678 | 5760 | Rate Constraint in lbs/MMBtu | FALSE | L | Annual | Seasons Included | Seasons | Winter, Summer | Winter, Summer | Winter, Summer | Winter, Summer | Winter, Summer | Winter, Summer | Winter, Summer
IL MPS- Dynegy NOx rate Annual v5.12 | 678 | 5760 | Rate Constraint in lbs/MMBtu | FALSE | L | Annual | Standard NOX | lb/MMBtu | 0.11 | 0.11 | 0.11 | 0.11 | 0.11 | 0.11 | 0.11
IL MPS- Dynegy NOx rate Annual v5.12 | 678 | 5760 | Rate Constraint in lbs/MMBtu | FALSE | L | Annual | Emissions at Affected Plants NOX | Thousand Tons | 7.5516 | 7.035 | 6.7186 | 6.3934 | 7.0709 | 6.1951 | 6.2699
IL MPS- Dynegy NOx rate Annual v5.12 | 678 | 5760 | Rate Constraint in lbs/MMBtu | FALSE | L | Annual | Allowances Purchased NOX | Thousand Tons | 0 | 0 | 0 | 0 | 0 | 0 | 0
IL MPS- Dynegy NOx rate Annual v5.12 | 678 | 5760 | Rate Constraint in lbs/MMBtu | FALSE | L | Annual | Allowances Sold NOX | Thousand Tons | 0 | 0 | 0 | 0 | 0 | 0 | 0
IL MPS- Dynegy NOx rate Annual v5.12 | 678 | 5760 | Rate Constraint in lbs/MMBtu | FALSE | L | Annual | Allowances Banked | Thousand Tons | 0 | 0 | 0 | 0 | 0 | 0 | 0
IL MPS- Dynegy NOx rate Annual v5.12 | 678 | 5760 | Rate Constraint in lbs/MMBtu | FALSE | L | Annual | Allowances Withdrawn (1:1) | Thousand Tons | 0 | 0 | 0 | 0 | 0 | 0 | 0
IL MPS- Dynegy NOx rate Annual v5.12 | 678 | 5760 | Rate Constraint in lbs/MMBtu | FALSE | L | Annual | Allowances Withdrawn (n:1) | Thousand Tons | 0 | 0 | 0 | 0 | 0 | 0 | 0
IL MPS- Dynegy NOx rate Annual v5.12 | 678 | 5760 | Rate Constraint in lbs/MMBtu | FALSE | L | Annual | Net Emissions Allowance Position | Thousand Tons | 7.5516 | 7.035 | 6.7186 | 6.3934 | 7.0709 | 6.1951 | 6.2699
IL MPS- Dynegy NOx rate Annual v5.12 | 678 | 5760 | Rate Constraint in lbs/MMBtu | FALSE | L | Annual | Fuel Consumed | TBtu | 190.6538 | 178.0715 | 181.592 | 172.6748 | 189.7507 | 166.0817 | 166.0079
IL MPS- Dynegy NOx rate Annual v5.12 | 678 | 5760 | Rate Constraint in lbs/MMBtu | FALSE | L | Annual | Rate | lb/MMBtu | 0.079218 | 0.079013 | 0.073997 | 0.074051 | 0.074528 | 0.074604 | 0.075537
IL MPS- Dynegy NOx rate Annual v5.12 | 678 | 5760 | Rate Constraint in lbs/MMBtu | FALSE | L | Annual | Generation | TWh | 18.2633 | 17.1203 | 17.3866 | 16.5481 | 18.1105 | 15.9314 | 15.915
IL MPS- Dynegy NOx rate Annual v5.12 | 678 | 5760 | Rate Constraint in lbs/MMBtu | FALSE | L | Annual | Qualifying Generation | TWh | 18.2633 | 17.1203 | 17.3866 | 16.5481 | 18.1105 | 15.9314 | 15.915
IL MPS- Dynegy NOx rate Annual v5.12 | 678 | 5760 | Rate Constraint in lbs/MMBtu | FALSE | L | Annual | Rate | lb/MWh | 0.82697 | 0.82183 | 0.77285 | 0.7727 | 0.78086 | 0.77773 | 0.78792
IL MPS- Dynegy NOx rate Annual v5.12 | 678 | 5760 | Rate Constraint in lbs/MMBtu | FALSE | L | Annual | Constraint Shadow Price | US2011$/Ton | 0 | 0 | 0 | 0 | 0 | 0 | 0
IL MPS- Dynegy NOX rate Summer v5.12 | 679 | 5761 | Rate Constraint in lbs/MMBtu | FALSE | L | Annual | Seasons Included | Seasons | Summer | Summer | Summer | Summer | Summer | Summer | Summer
IL MPS- Dynegy NOX rate Summer v5.12 | 679 | 5761 | Rate Constraint in lbs/MMBtu | FALSE | L | Annual | Standard NOX | lb/MMBtu | 0.11 | 0.11 | 0.11 | 0.11 | 0.11 | 0.11 | 0.11
IL MPS- Dynegy NOX rate Summer v5.12 | 679 | 5761 | Rate Constraint in lbs/MMBtu | FALSE | L | Annual | Emissions at Affected Plants NOX | Thousand Tons | 3.1426 | 3.1344 | 2.8995 | 2.7786 | 3.1022 | 2.7549 | 2.751
IL MPS- Dynegy NOX rate Summer v5.12 | 679 | 5761 | Rate Constraint in lbs/MMBtu | FALSE | L | Annual | Allowances Purchased NOX | Thousand Tons | 0 | 0 | 0 | 0 | 0 | 0 | 0
IL MPS- Dynegy NOX rate Summer v5.12 | 679 | 5761 | Rate Constraint in lbs/MMBtu | FALSE | L | Annual | Allowances Sold NOX | Thousand Tons | 0 | 0 | 0 | 0 | 0 | 0 | 0
IL MPS- Dynegy NOX rate Summer v5.12 | 679 | 5761 | Rate Constraint in lbs/MMBtu | FALSE | L | Annual | Allowances Banked | Thousand Tons | 0 | 0 | 0 | 0 | 0 | 0 | 0
IL MPS- Dynegy NOX rate Summer v5.12 | 679 | 5761 | Rate Constraint in lbs/MMBtu | FALSE | L | Annual | Allowances Withdrawn (1:1) | Thousand Tons | 0 | 0 | 0 | 0 | 0 | 0 | 0
IL MPS- Dynegy NOX rate Summer v5.12 | 679 | 5761 | Rate Constraint in lbs/MMBtu | FALSE | L | Annual | Allowances Withdrawn (n:1) | Thousand Tons | 0 | 0 | 0 | 0 | 0 | 0 | 0
IL MPS- Dynegy NOX rate Summer v5.12 | 679 | 5761 | Rate Constraint in lbs/MMBtu | FALSE | L | Annual | Net Emissions Allowance Position | Thousand Tons | 3.1426 | 3.1344 | 2.8995 | 2.7786 | 3.1022 | 2.7549 | 2.751
IL MPS- Dynegy NOX rate Summer v5.12 | 679 | 5761 | Rate Constraint in lbs/MMBtu | FALSE | L | Annual | Fuel Consumed | TBtu | 79.5329 | 78.9503 | 78.8333 | 74.9981 | 83.2495 | 74.3483 | 73.0156
IL MPS- Dynegy NOX rate Summer v5.12 | 679 | 5761 | Rate Constraint in lbs/MMBtu | FALSE | L | Annual | Rate | lb/MMBtu | 0.079026 | 0.079401 | 0.073561 | 0.074098 | 0.074529 | 0.074109 | 0.075354
IL MPS- Dynegy NOX rate Summer v5.12 | 679 | 5761 | Rate Constraint in lbs/MMBtu | FALSE | L | Annual | Generation | TWh | 7.5951 | 7.5853 | 7.5554 | 7.1521 | 7.9492 | 7.1183 | 6.9859
IL MPS- Dynegy NOX rate Summer v5.12 | 679 | 5761 | Rate Constraint in lbs/MMBtu | FALSE | L | Annual | Qualifying Generation | TWh | 7.5951 | 7.5853 | 7.5554 | 7.1521 | 7.9492 | 7.1183 | 6.9859
IL MPS- Dynegy NOX rate Summer v5.12 | 679 | 5761 | Rate Constraint in lbs/MMBtu | FALSE | L | Annual | Rate | lb/MWh | 0.82753 | 0.82643 | 0.76753 | 0.77701 | 0.78052 | 0.77405 | 0.78759
IL MPS- Dynegy NOX rate Summer v5.12 | 679 | 5761 | Rate Constraint in lbs/MMBtu | FALSE | L | Annual | Constraint Shadow Price | US2011$/Ton | 0 | 0 | 0 | 0 | 0 | 0 | 0
IL MPS- Dynegy SO2 Rate Annual v5.12 | 680 | 5762 | Rate Constraint in lbs/MMBtu | FALSE | L | Annual | Seasons Included | Seasons | Winter, Summer | Winter, Summer | Winter, Summer | Winter, Summer | Winter, Summer | Winter, Summer | Winter, Summer
IL MPS- Dynegy SO2 Rate Annual v5.12 | 680 | 5762 | Rate Constraint in lbs/MMBtu | FALSE | L | Annual | Standard SO2 | lb/MMBtu | 0.25 | 0.25 | 0.25 | 0.25 | 0.25 | 0.25 | 0.25
IL MPS- Dynegy SO2 Rate Annual v5.12 | 680 | 5762 | Rate Constraint in lbs/MMBtu | FALSE | L | Annual | Emissions at Affected Plants SO2 | Thousand Tons | 15.6612 | 14.2225 | 7.4948 | 7.1034 | 7.9123 | 6.8747 | 7.5633
IL MPS- Dynegy SO2 Rate Annual v5.12 | 680 | 5762 | Rate Constraint in lbs/MMBtu | FALSE | L | Annual | Allowances Purchased SO2 | Thousand Tons | 0 | 0 | 0 | 0 | 0 | 0 | 0
IL MPS- Dynegy SO2 Rate Annual v5.12 | 680 | 5762 | Rate Constraint in lbs/MMBtu | FALSE | L | Annual | Allowances Sold SO2 | Thousand Tons | 0 | 0 | 0 | 0 | 0 | 0 | 0
IL MPS- Dynegy SO2 Rate Annual v5.12 | 680 | 5762 | Rate Constraint in lbs/MMBtu | FALSE | L | Annual | Allowances Banked | Thousand Tons | 0 | 0 | 0 | 0 | 0 | 0 | 0
IL MPS- Dynegy SO2 Rate Annual v5.12 | 680 | 5762 | Rate Constraint in lbs/MMBtu | FALSE | L | Annual | Allowances Withdrawn (1:1) | Thousand Tons | 0 | 0 | 0 | 0 | 0 | 0 | 0
IL MPS- Dynegy SO2 Rate Annual v5.12 | 680 | 5762 | Rate Constraint in lbs/MMBtu | FALSE | L | Annual | Allowances Withdrawn (n:1) | Thousand Tons | 0 | 0 | 0 | 0 | 0 | 0 | 0
IL MPS- Dynegy SO2 Rate Annual v5.12 | 680 | 5762 | Rate Constraint in lbs/MMBtu | FALSE | L | Annual | Net Emissions Allowance Position | Thousand Tons | 15.6612 | 14.2225 | 7.4948 | 7.1034 | 7.9123 | 6.8747 | 7.5633
IL MPS- Dynegy SO2 Rate Annual v5.12 | 680 | 5762 | Rate Constraint in lbs/MMBtu | FALSE | L | Annual | Fuel Consumed | TBtu | 190.6538 | 178.0715 | 181.592 | 172.6748 | 189.7507 | 166.0817 | 166.0079
IL MPS- Dynegy SO2 Rate Annual v5.12 | 680 | 5762 | Rate Constraint in lbs/MMBtu | FALSE | L | Annual | Rate | lb/MMBtu | 0.16429 | 0.15974 | 0.082545 | 0.082275 | 0.083396 | 0.082786 | 0.091119
IL MPS- Dynegy SO2 Rate Annual v5.12 | 680 | 5762 | Rate Constraint in lbs/MMBtu | FALSE | L | Annual | Generation | TWh | 18.2633 | 17.1203 | 17.3866 | 16.5481 | 18.1105 | 15.9314 | 15.915
IL MPS- Dynegy SO2 Rate Annual v5.12 | 680 | 5762 | Rate Constraint in lbs/MMBtu | FALSE | L | Annual | Qualifying Generation | TWh | 18.2633 | 17.1203 | 17.3866 | 16.5481 | 18.1105 | 15.9314 | 15.915
IL MPS- Dynegy SO2 Rate Annual v5.12 | 680 | 5762 | Rate Constraint in lbs/MMBtu | FALSE | L | Annual | Rate | lb/MWh | 1.7151 | 1.6615 | 0.86213 | 0.85852 | 0.87378 | 0.86303 | 0.95046
IL MPS- Dynegy SO2 Rate Annual v5.12 | 680 | 5762 | Rate Constraint in lbs/MMBtu | FALSE | L | Annual | Constraint Shadow Price | US2011$/Ton | 0 | 0 | 0 | 0 | 0 | 0 | 0
Kansas Nearman Unit 1NOx Rate Annual v4.10 | 681 | 2260 | Rate Constraint in lbs/MMBtu | FALSE | L | Annual | Seasons Included | Seasons | Winter, Summer | Winter, Summer | Winter, Summer | Winter, Summer | Winter, Summer | Winter, Summer | Winter, Summer
Kansas Nearman Unit 1NOx Rate Annual v4.10 | 681 | 2260 | Rate Constraint in lbs/MMBtu | FALSE | L | Annual | Standard NOX | lb/MMBtu | 0.26 | 0.26 | 0.26 | 0.26 | 0.26 | 0.26 | 0.26
Kansas Nearman Unit 1NOx Rate Annual v4.10 | 681 | 2260 | Rate Constraint in lbs/MMBtu | FALSE | L | Annual | Emissions at Affected Plants NOX | Thousand Tons | 2.2504 | 2.3825 | 2.3825 | 2.3825 | 2.3825 | 2.3825 | 2.3825
Kansas Nearman Unit 1NOx Rate Annual v4.10 | 681 | 2260 | Rate Constraint in lbs/MMBtu | FALSE | L | Annual | Allowances Purchased NOX | Thousand Tons | 0 | 0 | 0 | 0 | 0 | 0 | 0
Kansas Nearman Unit 1NOx Rate Annual v4.10 | 681 | 2260 | Rate Constraint in lbs/MMBtu | FALSE | L | Annual | Allowances Sold NOX | Thousand Tons | 0 | 0 | 0 | 0 | 0 | 0 | 0
Kansas Nearman Unit 1NOx Rate Annual v4.10 | 681 | 2260 | Rate Constraint in lbs/MMBtu | FALSE | L | Annual | Allowances Banked | Thousand Tons | 0 | 0 | 0 | 0 | 0 | 0 | 0
Kansas Nearman Unit 1NOx Rate Annual v4.10 | 681 | 2260 | Rate Constraint in lbs/MMBtu | FALSE | L | Annual | Allowances Withdrawn (1:1) | Thousand Tons | 0 | 0 | 0 | 0 | 0 | 0 | 0
Kansas Nearman Unit 1NOx Rate Annual v4.10 | 681 | 2260 | Rate Constraint in lbs/MMBtu | FALSE | L | Annual | Allowances Withdrawn (n:1) | Thousand Tons | 0 | 0 | 0 | 0 | 0 | 0 | 0
Kansas Nearman Unit 1NOx Rate Annual v4.10 | 681 | 2260 | Rate Constraint in lbs/MMBtu | FALSE | L | Annual | Net Emissions Allowance Position | Thousand Tons | 2.2504 | 2.3825 | 2.3825 | 2.3825 | 2.3825 | 2.3825 | 2.3825
Kansas Nearman Unit 1NOx Rate Annual v4.10 | 681 | 2260 | Rate Constraint in lbs/MMBtu | FALSE | L | Annual | Fuel Consumed | TBtu | 17.3105 | 18.3267 | 18.3267 | 18.3267 | 18.3267 | 18.3267 | 18.3267
Kansas Nearman Unit 1NOx Rate Annual v4.10 | 681 | 2260 | Rate Constraint in lbs/MMBtu | FALSE | L | Annual | Rate | lb/MMBtu | 0.26 | 0.26 | 0.26 | 0.26 | 0.26 | 0.26 | 0.26
Kansas Nearman Unit 1NOx Rate Annual v4.10 | 681 | 2260 | Rate Constraint in lbs/MMBtu | FALSE | L | Annual | Generation | TWh | 1.5585 | 1.65 | 1.65 | 1.65 | 1.65 | 1.65 | 1.65
Kansas Nearman Unit 1NOx Rate Annual v4.10 | 681 | 2260 | Rate Constraint in lbs/MMBtu | FALSE | L | Annual | Qualifying Generation | TWh | 1.5585 | 1.65 | 1.65 | 1.65 | 1.65 | 1.65 | 1.65
Kansas Nearman Unit 1NOx Rate Annual v4.10 | 681 | 2260 | Rate Constraint in lbs/MMBtu | FALSE | L | Annual | Rate | lb/MWh | 2.8879 | 2.8879 | 2.8879 | 2.8879 | 2.8879 | 2.8879 | 2.8879
Kansas Nearman Unit 1NOx Rate Annual v4.10 | 681 | 2260 | Rate Constraint in lbs/MMBtu | FALSE | L | Annual | Constraint Shadow Price | US2011$/Ton | 0 | 0 | 0 | 0 | 0 | 0 | 0
Kansas Quindaro Unit 2 Nox Rate Annual v4.10 | 682 | 2259 | Rate Constraint in lbs/MMBtu | FALSE | L | Annual | Seasons Included | Seasons | Winter, Summer | Winter, Summer | Winter, Summer | Winter, Summer | Winter, Summer | Winter, Summer | Winter, Summer
Kansas Quindaro Unit 2 Nox Rate Annual v4.10 | 682 | 2259 | Rate Constraint in lbs/MMBtu | FALSE | L | Annual | Standard NOX | lb/MMBtu | 0.2 | 0.2 | 0.2 | 0.2 | 0.2 | 0.2 | 0.2
Kansas Quindaro Unit 2 Nox Rate Annual v4.10 | 682 | 2259 | Rate Constraint in lbs/MMBtu | FALSE | L | Annual | Emissions at Affected Plants NOX | Thousand Tons | 0 | 0 | 0 | 0 | 0 | 0 | 0
Kansas Quindaro Unit 2 Nox Rate Annual v4.10 | 682 | 2259 | Rate Constraint in lbs/MMBtu | FALSE | L | Annual | Allowances Purchased NOX | Thousand Tons | 0 | 0 | 0 | 0 | 0 | 0 | 0
Kansas Quindaro Unit 2 Nox Rate Annual v4.10 | 682 | 2259 | Rate Constraint in lbs/MMBtu | FALSE | L | Annual | Allowances Sold NOX | Thousand Tons | 0 | 0 | 0 | 0 | 0 | 0 | 0
Kansas Quindaro Unit 2 Nox Rate Annual v4.10 | 682 | 2259 | Rate Constraint in lbs/MMBtu | FALSE | L | Annual | Allowances Banked | Thousand Tons | 0 | 0 | 0 | 0 | 0 | 0 | 0
Kansas Quindaro Unit 2 Nox Rate Annual v4.10 | 682 | 2259 | Rate Constraint in lbs/MMBtu | FALSE | L | Annual | Allowances Withdrawn (1:1) | Thousand Tons | 0 | 0 | 0 | 0 | 0 | 0 | 0
Kansas Quindaro Unit 2 Nox Rate Annual v4.10 | 682 | 2259 | Rate Constraint in lbs/MMBtu | FALSE | L | Annual | Allowances Withdrawn (n:1) | Thousand Tons | 0 | 0 | 0 | 0 | 0 | 0 | 0
Kansas Quindaro Unit 2 Nox Rate Annual v4.10 | 682 | 2259 | Rate Constraint in lbs/MMBtu | FALSE | L | Annual | Net Emissions Allowance Position | Thousand Tons | 0 | 0 | 0 | 0 | 0 | 0 | 0
Kansas Quindaro Unit 2 Nox Rate Annual v4.10 | 682 | 2259 | Rate Constraint in lbs/MMBtu | FALSE | L | Annual | Fuel Consumed | TBtu | 0 | 0 | 0 | 0 | 0 | 0 | 0
Kansas Quindaro Unit 2 Nox Rate Annual v4.10 | 682 | 2259 | Rate Constraint in lbs/MMBtu | FALSE | L | Annual | Rate | lb/MMBtu | 0 | 0 | 0 | 0 | 0 | 0 | 0
Kansas Quindaro Unit 2 Nox Rate Annual v4.10 | 682 | 2259 | Rate Constraint in lbs/MMBtu | FALSE | L | Annual | Generation | TWh | 0 | 0 | 0 | 0 | 0 | 0 | 0
Kansas Quindaro Unit 2 Nox Rate Annual v4.10 | 682 | 2259 | Rate Constraint in lbs/MMBtu | FALSE | L | Annual | Qualifying Generation | TWh | 0 | 0 | 0 | 0 | 0 | 0 | 0
Kansas Quindaro Unit 2 Nox Rate Annual v4.10 | 682 | 2259 | Rate Constraint in lbs/MMBtu | FALSE | L | Annual | Rate | lb/MWh | 0 | 0 | 0 | 0 | 0 | 0 | 0
Kansas Quindaro Unit 2 Nox Rate Annual v4.10 | 682 | 2259 | Rate Constraint in lbs/MMBtu | FALSE | L | Annual | Constraint Shadow Price | US2011$/Ton | 0 | 0 | 0 | 0 | 0 | 0 | 0
KS La Cygne NOX Rate Annual v5.14 | 683 | 6150 | Rate Constraint in lbs/MMBtu | FALSE | L | Annual | Seasons Included | Seasons | Winter, Summer | Winter, Summer | Winter, Summer | Winter, Summer | Winter, Summer | Winter, Summer | Winter, Summer
KS La Cygne NOX Rate Annual v5.14 | 683 | 6150 | Rate Constraint in lbs/MMBtu | FALSE | L | Annual | Standard NOX | lb/MMBtu | 0.13 | 0.13 | 0.13 | 0.13 | 0.13 | 0.13 | 0.13
KS La Cygne NOX Rate Annual v5.14 | 683 | 6150 | Rate Constraint in lbs/MMBtu | FALSE | L | Annual | Emissions at Affected Plants NOX | Thousand Tons | 4.0026 | 4.0026 | 3.9957 | 4.0026 | 4.0026 | 4.0026 | 4.0026
KS La Cygne NOX Rate Annual v5.14 | 683 | 6150 | Rate Constraint in lbs/MMBtu | FALSE | L | Annual | Allowances Purchased NOX | Thousand Tons | 0 | 0 | 0 | 0 | 0 | 0 | 0
KS La Cygne NOX Rate Annual v5.14 | 683 | 6150 | Rate Constraint in lbs/MMBtu | FALSE | L | Annual | Allowances Sold NOX | Thousand Tons | 0 | 0 | 0 | 0 | 0 | 0 | 0
KS La Cygne NOX Rate Annual v5.14 | 683 | 6150 | Rate Constraint in lbs/MMBtu | FALSE | L | Annual | Allowances Banked | Thousand Tons | 0 | 0 | 0 | 0 | 0 | 0 | 0
KS La Cygne NOX Rate Annual v5.14 | 683 | 6150 | Rate Constraint in lbs/MMBtu | FALSE | L | Annual | Allowances Withdrawn (1:1) | Thousand Tons | 0 | 0 | 0 | 0 | 0 | 0 | 0
KS La Cygne NOX Rate Annual v5.14 | 683 | 6150 | Rate Constraint in lbs/MMBtu | FALSE | L | Annual | Allowances Withdrawn (n:1) | Thousand Tons | 0 | 0 | 0 | 0 | 0 | 0 | 0
KS La Cygne NOX Rate Annual v5.14 | 683 | 6150 | Rate Constraint in lbs/MMBtu | FALSE | L | Annual | Net Emissions Allowance Position | Thousand Tons | 4.0026 | 4.0026 | 3.9957 | 4.0026 | 4.0026 | 4.0026 | 4.0026
KS La Cygne NOX Rate Annual v5.14 | 683 | 6150 | Rate Constraint in lbs/MMBtu | FALSE | L | Annual | Fuel Consumed | TBtu | 108.8679 | 108.8679 | 108.6797 | 108.8679 | 108.8679 | 108.8888 | 108.8888
KS La Cygne NOX Rate Annual v5.14 | 683 | 6150 | Rate Constraint in lbs/MMBtu | FALSE | L | Annual | Rate | lb/MMBtu | 0.073531 | 0.073531 | 0.073531 | 0.073531 | 0.073531 | 0.073517 | 0.073517
KS La Cygne NOX Rate Annual v5.14 | 683 | 6150 | Rate Constraint in lbs/MMBtu | FALSE | L | Annual | Generation | TWh | 10.3388 | 10.3388 | 10.3209 | 10.3388 | 10.3388 | 10.3388 | 10.3388
KS La Cygne NOX Rate Annual v5.14 | 683 | 6150 | Rate Constraint in lbs/MMBtu | FALSE | L | Annual | Qualifying Generation | TWh | 10.3388 | 10.3388 | 10.3209 | 10.3388 | 10.3388 | 10.3388 | 10.3388
KS La Cygne NOX Rate Annual v5.14 | 683 | 6150 | Rate Constraint in lbs/MMBtu | FALSE | L | Annual | Rate | lb/MWh | 0.77428 | 0.77428 | 0.77428 | 0.77428 | 0.77428 | 0.77428 | 0.77428
KS La Cygne NOX Rate Annual v5.14 | 683 | 6150 | Rate Constraint in lbs/MMBtu | FALSE | L | Annual | Constraint Shadow Price | US2011$/Ton | 0 | 0 | 0 | 0 | 0 | 0 | 0
KS La Cygne SO2 Rate Annual v5.14 | 684 | 6151 | Rate Constraint in lbs/MMBtu | FALSE | L | Annual | Seasons Included | Seasons | Winter, Summer | Winter, Summer | Winter, Summer | Winter, Summer | Winter, Summer | Winter, Summer | Winter, Summer
KS La Cygne SO2 Rate Annual v5.14 | 684 | 6151 | Rate Constraint in lbs/MMBtu | FALSE | L | Annual | Standard SO2 | lb/MMBtu | 0.1 | 0.1 | 0.1 | 0.1 | 0.1 | 0.1 | 0.1
KS La Cygne SO2 Rate Annual v5.14 | 684 | 6151 | Rate Constraint in lbs/MMBtu | FALSE | L | Annual | Emissions at Affected Plants SO2 | Thousand Tons | 4.0474 | 4.0474 | 4.0404 | 4.0474 | 4.0474 | 4.0406 | 4.0406
KS La Cygne SO2 Rate Annual v5.14 | 684 | 6151 | Rate Constraint in lbs/MMBtu | FALSE | L | Annual | Allowances Purchased SO2 | Thousand Tons | 0 | 0 | 0 | 0 | 0 | 0 | 0
KS La Cygne SO2 Rate Annual v5.14 | 684 | 6151 | Rate Constraint in lbs/MMBtu | FALSE | L | Annual | Allowances Sold SO2 | Thousand Tons | 0 | 0 | 0 | 0 | 0 | 0 | 0
KS La Cygne SO2 Rate Annual v5.14 | 684 | 6151 | Rate Constraint in lbs/MMBtu | FALSE | L | Annual | Allowances Banked | Thousand Tons | 0 | 0 | 0 | 0 | 0 | 0 | 0
KS La Cygne SO2 Rate Annual v5.14 | 684 | 6151 | Rate Constraint in lbs/MMBtu | FALSE | L | Annual | Allowances Withdrawn (1:1) | Thousand Tons | 0 | 0 | 0 | 0 | 0 | 0 | 0
KS La Cygne SO2 Rate Annual v5.14 | 684 | 6151 | Rate Constraint in lbs/MMBtu | FALSE | L | Annual | Allowances Withdrawn (n:1) | Thousand Tons | 0 | 0 | 0 | 0 | 0 | 0 | 0
KS La Cygne SO2 Rate Annual v5.14 | 684 | 6151 | Rate Constraint in lbs/MMBtu | FALSE | L | Annual | Net Emissions Allowance Position | Thousand Tons | 4.0474 | 4.0474 | 4.0404 | 4.0474 | 4.0474 | 4.0406 | 4.0406
KS La Cygne SO2 Rate Annual v5.14 | 684 | 6151 | Rate Constraint in lbs/MMBtu | FALSE | L | Annual | Fuel Consumed | TBtu | 108.8679 | 108.8679 | 108.6797 | 108.8679 | 108.8679 | 108.8888 | 108.8888
KS La Cygne SO2 Rate Annual v5.14 | 684 | 6151 | Rate Constraint in lbs/MMBtu | FALSE | L | Annual | Rate | lb/MMBtu | 0.074354 | 0.074354 | 0.074354 | 0.074354 | 0.074354 | 0.074216 | 0.074216
KS La Cygne SO2 Rate Annual v5.14 | 684 | 6151 | Rate Constraint in lbs/MMBtu | FALSE | L | Annual | Generation | TWh | 10.3388 | 10.3388 | 10.3209 | 10.3388 | 10.3388 | 10.3388 | 10.3388
KS La Cygne SO2 Rate Annual v5.14 | 684 | 6151 | Rate Constraint in lbs/MMBtu | FALSE | L | Annual | Qualifying Generation | TWh | 10.3388 | 10.3388 | 10.3209 | 10.3388 | 10.3388 | 10.3388 | 10.3388
KS La Cygne SO2 Rate Annual v5.14 | 684 | 6151 | Rate Constraint in lbs/MMBtu | FALSE | L | Annual | Rate | lb/MWh | 0.78295 | 0.78295 | 0.78295 | 0.78295 | 0.78295 | 0.78164 | 0.78164
KS La Cygne SO2 Rate Annual v5.14 | 684 | 6151 | Rate Constraint in lbs/MMBtu | FALSE | L | Annual | Constraint Shadow Price | US2011$/Ton | 0 | 0 | 0 | 0 | 0 | 0 | 0
LA Big Cajun 1 CT- NOx Summer v4.10 | 685 | 2425 | Rate Constraint in lbs/MMBtu | FALSE | L | Annual | Seasons Included | Seasons | Summer | Summer | Summer | Summer | Summer | Summer | Summer
LA Big Cajun 1 CT- NOx Summer v4.10 | 685 | 2425 | Rate Constraint in lbs/MMBtu | FALSE | L | Annual | Standard NOX | lb/MMBtu | 0.2 | 0.2 | 0.2 | 0.2 | 0.2 | 0.2 | 0.2
LA Big Cajun 1 CT- NOx Summer v4.10 | 685 | 2425 | Rate Constraint in lbs/MMBtu | FALSE | L | Annual | Emissions at Affected Plants NOX | Thousand Tons | 0 | 0 | 0 | 0 | 0.0027651 | 0.014056 | 0
LA Big Cajun 1 CT- NOx Summer v4.10 | 685 | 2425 | Rate Constraint in lbs/MMBtu | FALSE | L | Annual | Allowances Purchased NOX | Thousand Tons | 0 | 0 | 0 | 0 | 0 | 0 | 0
LA Big Cajun 1 CT- NOx Summer v4.10 | 685 | 2425 | Rate Constraint in lbs/MMBtu | FALSE | L | Annual | Allowances Sold NOX | Thousand Tons | 0 | 0 | 0 | 0 | 0 | 0 | 0
LA Big Cajun 1 CT- NOx Summer v4.10 | 685 | 2425 | Rate Constraint in lbs/MMBtu | FALSE | L | Annual | Allowances Banked | Thousand Tons | 0 | 0 | 0 | 0 | 0 | 0 | 0
LA Big Cajun 1 CT- NOx Summer v4.10 | 685 | 2425 | Rate Constraint in lbs/MMBtu | FALSE | L | Annual | Allowances Withdrawn (1:1) | Thousand Tons | 0 | 0 | 0 | 0 | 0 | 0 | 0
LA Big Cajun 1 CT- NOx Summer v4.10 | 685 | 2425 | Rate Constraint in lbs/MMBtu | FALSE | L | Annual | Allowances Withdrawn (n:1) | Thousand Tons | 0 | 0 | 0 | 0 | 0 | 0 | 0
LA Big Cajun 1 CT- NOx Summer v4.10 | 685 | 2425 | Rate Constraint in lbs/MMBtu | FALSE | L | Annual | Net Emissions Allowance Position | Thousand Tons | 0 | 0 | 0 | 0 | 0.0027651 | 0.014056 | 0
LA Big Cajun 1 CT- NOx Summer v4.10 | 685 | 2425 | Rate Constraint in lbs/MMBtu | FALSE | L | Annual | Fuel Consumed | TBtu | 0 | 0 | 0 | 0 | 0.086864 | 0.44156 | 0
LA Big Cajun 1 CT- NOx Summer v4.10 | 685 | 2425 | Rate Constraint in lbs/MMBtu | FALSE | L | Annual | Rate | lb/MMBtu | 0 | 0 | 0 | 0 | 0.063666 | 0.063666 | 0
LA Big Cajun 1 CT- NOx Summer v4.10 | 685 | 2425 | Rate Constraint in lbs/MMBtu | FALSE | L | Annual | Generation | TWh | 0 | 0 | 0 | 0 | 0.0070007 | 0.035587 | 0
LA Big Cajun 1 CT- NOx Summer v4.10 | 685 | 2425 | Rate Constraint in lbs/MMBtu | FALSE | L | Annual | Qualifying Generation | TWh | 0 | 0 | 0 | 0 | 0.0070007 | 0.035587 | 0
LA Big Cajun 1 CT- NOx Summer v4.10 | 685 | 2425 | Rate Constraint in lbs/MMBtu | FALSE | L | Annual | Rate | lb/MWh | 0 | 0 | 0 | 0 | 0.78996 | 0.78996 | 0
LA Big Cajun 1 CT- NOx Summer v4.10 | 685 | 2425 | Rate Constraint in lbs/MMBtu | FALSE | L | Annual | Constraint Shadow Price | US2011$/Ton | 0 | 0 | 0 | 0 | 0 | 0 | 0
LA Big Cajun 1 OGS- NOx Summer v4.10 | 686 | 2426 | Rate Constraint in lbs/MMBtu | FALSE | L | Annual | Seasons Included | Seasons | Summer | Summer | Summer | Summer | Summer | Summer | Summer
LA Big Cajun 1 OGS- NOx Summer v4.10 | 686 | 2426 | Rate Constraint in lbs/MMBtu | FALSE | L | Annual | Standard NOX | lb/MMBtu | 0.1 | 0.1 | 0.1 | 0.1 | 0.1 | 0.1 | 0.1
LA Big Cajun 1 OGS- NOx Summer v4.10 | 686 | 2426 | Rate Constraint in lbs/MMBtu | FALSE | L | Annual | Emissions at Affected Plants NOX | Thousand Tons | 0 | 0 | 0 | 0 | 0 | 0 | 0
LA Big Cajun 1 OGS- NOx Summer v4.10 | 686 | 2426 | Rate Constraint in lbs/MMBtu | FALSE | L | Annual | Allowances Purchased NOX | Thousand Tons | 0 | 0 | 0 | 0 | 0 | 0 | 0
LA Big Cajun 1 OGS- NOx Summer v4.10 | 686 | 2426 | Rate Constraint in lbs/MMBtu | FALSE | L | Annual | Allowances Sold NOX | Thousand Tons | 0 | 0 | 0 | 0 | 0 | 0 | 0
LA Big Cajun 1 OGS- NOx Summer v4.10 | 686 | 2426 | Rate Constraint in lbs/MMBtu | FALSE | L | Annual | Allowances Banked | Thousand Tons | 0 | 0 | 0 | 0 | 0 | 0 | 0
LA Big Cajun 1 OGS- NOx Summer v4.10 | 686 | 2426 | Rate Constraint in lbs/MMBtu | FALSE | L | Annual | Allowances Withdrawn (1:1) | Thousand Tons | 0 | 0 | 0 | 0 | 0 | 0 | 0
LA Big Cajun 1 OGS- NOx Summer v4.10 | 686 | 2426 | Rate Constraint in lbs/MMBtu | FALSE | L | Annual | Allowances Withdrawn (n:1) | Thousand Tons | 0 | 0 | 0 | 0 | 0 | 0 | 0
LA Big Cajun 1 OGS- NOx Summer v4.10 | 686 | 2426 | Rate Constraint in lbs/MMBtu | FALSE | L | Annual | Net Emissions Allowance Position | Thousand Tons | 0 | 0 | 0 | 0 | 0 | 0 | 0
LA Big Cajun 1 OGS- NOx Summer v4.10 | 686 | 2426 | Rate Constraint in lbs/MMBtu | FALSE | L | Annual | Fuel Consumed | TBtu | 0 | 0 | 0 | 0 | 0 | 0 | 0
LA Big Cajun 1 OGS- NOx Summer v4.10 | 686 | 2426 | Rate Constraint in lbs/MMBtu | FALSE | L | Annual | Rate | lb/MMBtu | 0 | 0 | 0 | 0 | 0 | 0 | 0
LA Big Cajun 1 OGS- NOx Summer v4.10 | 686 | 2426 | Rate Constraint in lbs/MMBtu | FALSE | L | Annual | Generation | TWh | 0 | 0 | 0 | 0 | 0 | 0 | 0
LA Big Cajun 1 OGS- NOx Summer v4.10 | 686 | 2426 | Rate Constraint in lbs/MMBtu | FALSE | L | Annual | Qualifying Generation | TWh | 0 | 0 | 0 | 0 | 0 | 0 | 0
LA Big Cajun 1 OGS- NOx Summer v4.10 | 686 | 2426 | Rate Constraint in lbs/MMBtu | FALSE | L | Annual | Rate | lb/MWh | 0 | 0 | 0 | 0 | 0 | 0 | 0
LA Big Cajun 1 OGS- NOx Summer v4.10 | 686 | 2426 | Rate Constraint in lbs/MMBtu | FALSE | L | Annual | Constraint Shadow Price | US2011$/Ton | 4955.3155 | 9811.6771 | 0 | 4880.1193 | 2823.3409 | 0 | 0
LA Big Cajun 2- NOx Summer v4.10 | 687 | 2427 | Rate Constraint in lbs/MMBtu | FALSE | L | Annual | Seasons Included | Seasons | Summer | Summer | Summer | Summer | Summer | Summer | Summer
LA Big Cajun 2- NOx Summer v4.10 | 687 | 2427 | Rate Constraint in lbs/MMBtu | FALSE | L | Annual | Standard NOX | lb/MMBtu | 0.21 | 0.21 | 0.21 | 0.21 | 0.21 | 0.21 | 0.21
LA Big Cajun 2- NOx Summer v4.10 | 687 | 2427 | Rate Constraint in lbs/MMBtu | FALSE | L | Annual | Emissions at Affected Plants NOX | Thousand Tons | 0 | 0 | 0 | 0 | 0 | 0 | 0
LA Big Cajun 2- NOx Summer v4.10 | 687 | 2427 | Rate Constraint in lbs/MMBtu | FALSE | L | Annual | Allowances Purchased NOX | Thousand Tons | 0 | 0 | 0 | 0 | 0 | 0 | 0
LA Big Cajun 2- NOx Summer v4.10 | 687 | 2427 | Rate Constraint in lbs/MMBtu | FALSE | L | Annual | Allowances Sold NOX | Thousand Tons | 0 | 0 | 0 | 0 | 0 | 0 | 0
LA Big Cajun 2- NOx Summer v4.10 | 687 | 2427 | Rate Constraint in lbs/MMBtu | FALSE | L | Annual | Allowances Banked | Thousand Tons | 0 | 0 | 0 | 0 | 0 | 0 | 0
LA Big Cajun 2- NOx Summer v4.10 | 687 | 2427 | Rate Constraint in lbs/MMBtu | FALSE | L | Annual | Allowances Withdrawn (1:1) | Thousand Tons | 0 | 0 | 0 | 0 | 0 | 0 | 0
LA Big Cajun 2- NOx Summer v4.10 | 687 | 2427 | Rate Constraint in lbs/MMBtu | FALSE | L | Annual | Allowances Withdrawn (n:1) | Thousand Tons | 0 | 0 | 0 | 0 | 0 | 0 | 0
LA Big Cajun 2- NOx Summer v4.10 | 687 | 2427 | Rate Constraint in lbs/MMBtu | FALSE | L | Annual | Net Emissions Allowance Position | Thousand Tons | 0 | 0 | 0 | 0 | 0 | 0 | 0
LA Big Cajun 2- NOx Summer v4.10 | 687 | 2427 | Rate Constraint in lbs/MMBtu | FALSE | L | Annual | Fuel Consumed | TBtu | 0 | 0 | 0 | 0 | 0 | 0 | 0
LA Big Cajun 2- NOx Summer v4.10 | 687 | 2427 | Rate Constraint in lbs/MMBtu | FALSE | L | Annual | Rate | lb/MMBtu | 0 | 0 | 0 | 0 | 0 | 0 | 0
LA Big Cajun 2- NOx Summer v4.10 | 687 | 2427 | Rate Constraint in lbs/MMBtu | FALSE | L | Annual | Generation | TWh | 0 | 0 | 0 | 0 | 0 | 0 | 0
LA Big Cajun 2- NOx Summer v4.10 | 687 | 2427 | Rate Constraint in lbs/MMBtu | FALSE | L | Annual | Qualifying Generation | TWh | 0 | 0 | 0 | 0 | 0 | 0 | 0
LA Big Cajun 2- NOx Summer v4.10 | 687 | 2427 | Rate Constraint in lbs/MMBtu | FALSE | L | Annual | Rate | lb/MWh | 0 | 0 | 0 | 0 | 0 | 0 | 0
LA Big Cajun 2- NOx Summer v4.10 | 687 | 2427 | Rate Constraint in lbs/MMBtu | FALSE | L | Annual | Constraint Shadow Price | US2011$/Ton | 0 | 0 | 0 | 0 | 0 | 0 | 0
LA Carville Energy LLC -Nox Summer v5.12 | 688 | 2522 | Rate Constraint in lbs/MMBtu | FALSE | L | Annual | Seasons Included | Seasons | Summer | Summer | Summer | Summer | Summer | Summer | Summer
LA Carville Energy LLC -Nox Summer v5.12 | 688 | 2522 | Rate Constraint in lbs/MMBtu | FALSE | L | Annual | Standard NOX | lb/MMBtu | 0.2 | 0.2 | 0.2 | 0.2 | 0.2 | 0.2 | 0.2
LA Carville Energy LLC -Nox Summer v5.12 | 688 | 2522 | Rate Constraint in lbs/MMBtu | FALSE | L | Annual | Emissions at Affected Plants NOX | Thousand Tons | 0.19862 | 0.19862 | 0.19862 | 0.19862 | 0.19862 | 0.19862 | 0.19862
LA Carville Energy LLC -Nox Summer v5.12 | 688 | 2522 | Rate Constraint in lbs/MMBtu | FALSE | L | Annual | Allowances Purchased NOX | Thousand Tons | 0 | 0 | 0 | 0 | 0 | 0 | 0
LA Carville Energy LLC -Nox Summer v5.12 | 688 | 2522 | Rate Constraint in lbs/MMBtu | FALSE | L | Annual | Allowances Sold NOX | Thousand Tons | 0 | 0 | 0 | 0 | 0 | 0 | 0
LA Carville Energy LLC -Nox Summer v5.12 | 688 | 2522 | Rate Constraint in lbs/MMBtu | FALSE | L | Annual | Allowances Banked | Thousand Tons | 0 | 0 | 0 | 0 | 0 | 0 | 0
LA Carville Energy LLC -Nox Summer v5.12 | 688 | 2522 | Rate Constraint in lbs/MMBtu | FALSE | L | Annual | Allowances Withdrawn (1:1) | Thousand Tons | 0 | 0 | 0 | 0 | 0 | 0 | 0
LA Carville Energy LLC -Nox Summer v5.12 | 688 | 2522 | Rate Constraint in lbs/MMBtu | FALSE | L | Annual | Allowances Withdrawn (n:1) | Thousand Tons | 0 | 0 | 0 | 0 | 0 | 0 | 0
LA Carville Energy LLC -Nox Summer v5.12 | 688 | 2522 | Rate Constraint in lbs/MMBtu | FALSE | L | Annual | Net Emissions Allowance Position | Thousand Tons | 0.19862 | 0.19862 | 0.19862 | 0.19862 | 0.19862 | 0.19862 | 0.19862
LA Carville Energy LLC -Nox Summer v5.12 | 688 | 2522 | Rate Constraint in lbs/MMBtu | FALSE | L | Annual | Fuel Consumed | TBtu | 9.3529 | 9.3529 | 9.3529 | 9.3529 | 9.3529 | 9.3529 | 9.3529
LA Carville Energy LLC -Nox Summer v5.12 | 688 | 2522 | Rate Constraint in lbs/MMBtu | FALSE | L | Annual | Rate | lb/MMBtu | 0.042472 | 0.042472 | 0.042472 | 0.042472 | 0.042472 | 0.042472 | 0.042472
LA Carville Energy LLC -Nox Summer v5.12 | 688 | 2522 | Rate Constraint in lbs/MMBtu | FALSE | L | Annual | Generation | TWh | 1.5656 | 1.5656 | 1.5656 | 1.5656 | 1.5656 | 1.5656 | 1.5656
LA Carville Energy LLC -Nox Summer v5.12 | 688 | 2522 | Rate Constraint in lbs/MMBtu | FALSE | L | Annual | Qualifying Generation | TWh | 1.5656 | 1.5656 | 1.5656 | 1.5656 | 1.5656 | 1.5656 | 1.5656
LA Carville Energy LLC -Nox Summer v5.12 | 688 | 2522 | Rate Constraint in lbs/MMBtu | FALSE | L | Annual | Rate | lb/MWh | 0.25373 | 0.25373 | 0.25373 | 0.25373 | 0.25373 | 0.25373 | 0.25373
LA Carville Energy LLC -Nox Summer v5.12 | 688 | 2522 | Rate Constraint in lbs/MMBtu | FALSE | L | Annual | Constraint Shadow Price | US2011$/Ton | 0 | 0 | 0 | 0 | 0 | 0 | 0
LA Formosa Plastics High - NOx Summer v4.10 | 689 | 2421 | Rate Constraint in lbs/MMBtu | FALSE | L | Annual | Seasons Included | Seasons | Summer | Summer | Summer | Summer | Summer | Summer | Summer
LA Formosa Plastics High - NOx Summer v4.10 | 689 | 2421 | Rate Constraint in lbs/MMBtu | FALSE | L | Annual | Standard NOX | lb/MMBtu | 0.1 | 0.1 | 0.1 | 0.1 | 0.1 | 0.1 | 0.1
LA Formosa Plastics High - NOx Summer v4.10 | 689 | 2421 | Rate Constraint in lbs/MMBtu | FALSE | L | Annual | Emissions at Affected Plants NOX | Thousand Tons | 0.02461 | 0 | 0 | 0.015186 | 0.027724 | 0.012043 | 0
LA Formosa Plastics High - NOx Summer v4.10 | 689 | 2421 | Rate Constraint in lbs/MMBtu | FALSE | L | Annual | Allowances Purchased NOX | Thousand Tons | 0 | 0 | 0 | 0 | 0 | 0 | 0
LA Formosa Plastics High - NOx Summer v4.10 | 689 | 2421 | Rate Constraint in lbs/MMBtu | FALSE | L | Annual | Allowances Sold NOX | Thousand Tons | 0 | 0 | 0 | 0 | 0 | 0 | 0
LA Formosa Plastics High - NOx Summer v4.10 | 689 | 2421 | Rate Constraint in lbs/MMBtu | FALSE | L | Annual | Allowances Banked | Thousand Tons | 0 | 0 | 0 | 0 | 0 | 0 | 0
LA Formosa Plastics High - NOx Summer v4.10 | 689 | 2421 | Rate Constraint in lbs/MMBtu | FALSE | L | Annual | Allowances Withdrawn (1:1) | Thousand Tons | 0 | 0 | 0 | 0 | 0 | 0 | 0
LA Formosa Plastics High - NOx Summer v4.10 | 689 | 2421 | Rate Constraint in lbs/MMBtu | FALSE | L | Annual | Allowances Withdrawn (n:1) | Thousand Tons | 0 | 0 | 0 | 0 | 0 | 0 | 0
LA Formosa Plastics High - NOx Summer v4.10 | 689 | 2421 | Rate Constraint in lbs/MMBtu | FALSE | L | Annual | Net Emissions Allowance Position | Thousand Tons | 0.02461 | 0 | 0 | 0.015186 | 0.027724 | 0.012043 | 0
LA Formosa Plastics High - NOx Summer v4.10 | 689 | 2421 | Rate Constraint in lbs/MMBtu | FALSE | L | Annual | Fuel Consumed | TBtu | 0.14323 | 0 | 0 | 0.08838 | 0.17056 | 0.070085 | 0
LA Formosa Plastics High - NOx Summer v4.10 | 689 | 2421 | Rate Constraint in lbs/MMBtu | FALSE | L | Annual | Rate | lb/MMBtu | 0.34366 | 0 | 0 | 0.34366 | 0.32509 | 0.34366 | 0
LA Formosa Plastics High - NOx Summer v4.10 | 689 | 2421 | Rate Constraint in lbs/MMBtu | FALSE | L | Annual | Generation | TWh | 0.017256 | 0 | 0 | 0.010648 | 0.019594 | 0.008444 | 0
LA Formosa Plastics High - NOx Summer v4.10 | 689 | 2421 | Rate Constraint in lbs/MMBtu | FALSE | L | Annual | Qualifying Generation | TWh | 0.017256 | 0 | 0 | 0.010648 | 0.019594 | 0.008444 | 0
LA Formosa Plastics High - NOx Summer v4.10 | 689 | 2421 | Rate Constraint in lbs/MMBtu | FALSE | L | Annual | Rate | lb/MWh | 2.8524 | 0 | 0 | 2.8524 | 2.8299 | 2.8524 | 0
LA Formosa Plastics High - NOx Summer v4.10 | 689 | 2421 | Rate Constraint in lbs/MMBtu | FALSE | L | Annual | Constraint Shadow Price | US2011$/Ton | 2629.4942 | 1504.5341 | 1675.5547 | 4795.8018 | 9347.0716 | 4887.3505 | 3576.838
LA Formosa Plastics Low - NOx Summer v4.10 | 690 | 2422 | Rate Constraint in lbs/MMBtu | FALSE | L | Annual | Seasons Included | Seasons | Summer | Summer | Summer | Summer | Summer | Summer | Summer
LA Formosa Plastics Low - NOx Summer v4.10 | 690 | 2422 | Rate Constraint in lbs/MMBtu | FALSE | L | Annual | Standard NOX | lb/MMBtu | 0.2 | 0.2 | 0.2 | 0.2 | 0.2 | 0.2 | 0.2
LA Formosa Plastics Low - NOx Summer v4.10 | 690 | 2422 | Rate Constraint in lbs/MMBtu | FALSE | L | Annual | Emissions at Affected Plants NOX | Thousand Tons | 0 | 0 | 0 | 0 | 0.0028283 | 0 | 0
LA Formosa Plastics Low - NOx Summer v4.10 | 690 | 2422 | Rate Constraint in lbs/MMBtu | FALSE | L | Annual | Allowances Purchased NOX | Thousand Tons | 0 | 0 | 0 | 0 | 0 | 0 | 0
LA Formosa Plastics Low - NOx Summer v4.10 | 690 | 2422 | Rate Constraint in lbs/MMBtu | FALSE | L | Annual | Allowances Sold NOX | Thousand Tons | 0 | 0 | 0 | 0 | 0 | 0 | 0
LA Formosa Plastics Low - NOx Summer v4.10 | 690 | 2422 | Rate Constraint in lbs/MMBtu | FALSE | L | Annual | Allowances Banked | Thousand Tons | 0 | 0 | 0 | 0 | 0 | 0 | 0
LA Formosa Plastics Low - NOx Summer v4.10 | 690 | 2422 | Rate Constraint in lbs/MMBtu | FALSE | L | Annual | Allowances Withdrawn (1:1) | Thousand Tons | 0 | 0 | 0 | 0 | 0 | 0 | 0
LA Formosa Plastics Low - NOx Summer v4.10 | 690 | 2422 | Rate Constraint in lbs/MMBtu | FALSE | L | Annual | Allowances Withdrawn (n:1) | Thousand Tons | 0 | 0 | 0 | 0 | 0 | 0 | 0
LA Formosa Plastics Low - NOx Summer v4.10 | 690 | 2422 | Rate Constraint in lbs/MMBtu | FALSE | L | Annual | Net Emissions Allowance Position | Thousand Tons | 0 | 0 | 0 | 0 | 0.0028283 | 0 | 0
LA Formosa Plastics Low - NOx Summer v4.10 | 690 | 2422 | Rate Constraint in lbs/MMBtu | FALSE | L | Annual | Fuel Consumed | TBtu | 0 | 0 | 0 | 0 | 0.025675 | 0 | 0
LA Formosa Plastics Low - NOx Summer v4.10 | 690 | 2422 | Rate Constraint in lbs/MMBtu | FALSE | L | Annual | Rate | lb/MMBtu | 0 | 0 | 0 | 0 | 0.22032 | 0 | 0
LA Formosa Plastics Low - NOx Summer v4.10 | 690 | 2422 | Rate Constraint in lbs/MMBtu | FALSE | L | Annual | Generation | TWh | 0 | 0 | 0 | 0 | 0.0021376 | 0 | 0
LA Formosa Plastics Low - NOx Summer v4.10 | 690 | 2422 | Rate Constraint in lbs/MMBtu | FALSE | L | Annual | Qualifying Generation | TWh | 0 | 0 | 0 | 0 | 0.0021376 | 0 | 0
LA Formosa Plastics Low - NOx Summer v4.10 | 690 | 2422 | Rate Constraint in lbs/MMBtu | FALSE | L | Annual | Rate | lb/MWh | 0 | 0 | 0 | 0 | 2.6462 | 0 | 0
LA Formosa Plastics Low - NOx Summer v4.10 | 690 | 2422 | Rate Constraint in lbs/MMBtu | FALSE | L | Annual | Constraint Shadow Price | US2011$/Ton | 0 | 0 | 0 | 0 | 0 | 0 | 0
LA Geismar Cogen -Nox Summer v5.12 | 691 | 2524 | Rate Constraint in lbs/MMBtu | FALSE | L | Annual | Seasons Included | Seasons | Summer | Summer | Summer | Summer | Summer | Summer | Summer
LA Geismar Cogen -Nox Summer v5.12 | 691 | 2524 | Rate Constraint in lbs/MMBtu | FALSE | L | Annual | Standard NOX | lb/MMBtu | 0.2 | 0.2 | 0.2 | 0.2 | 0.2 | 0.2 | 0.2
LA Geismar Cogen -Nox Summer v5.12 | 691 | 2524 | Rate Constraint in lbs/MMBtu | FALSE | L | Annual | Emissions at Affected Plants NOX | Thousand Tons | 0 | 0 | 0 | 0 | 0.004616 | 0.004616 | 0.004616
LA Geismar Cogen -Nox Summer v5.12 | 691 | 2524 | Rate Constraint in lbs/MMBtu | FALSE | L | Annual | Allowances Purchased NOX | Thousand Tons | 0 | 0 | 0 | 0 | 0 | 0 | 0
LA Geismar Cogen -Nox Summer v5.12 | 691 | 2524 | Rate Constraint in lbs/MMBtu | FALSE | L | Annual | Allowances Sold NOX | Thousand Tons | 0 | 0 | 0 | 0 | 0 | 0 | 0
LA Geismar Cogen -Nox Summer v5.12 | 691 | 2524 | Rate Constraint in lbs/MMBtu | FALSE | L | Annual | Allowances Banked | Thousand Tons | 0 | 0 | 0 | 0 | 0 | 0 | 0
LA Geismar Cogen -Nox Summer v5.12 | 691 | 2524 | Rate Constraint in lbs/MMBtu | FALSE | L | Annual | Allowances Withdrawn (1:1) | Thousand Tons | 0 | 0 | 0 | 0 | 0 | 0 | 0
LA Geismar Cogen -Nox Summer v5.12 | 691 | 2524 | Rate Constraint in lbs/MMBtu | FALSE | L | Annual | Allowances Withdrawn (n:1) | Thousand Tons | 0 | 0 | 0 | 0 | 0 | 0 | 0
LA Geismar Cogen -Nox Summer v5.12 | 691 | 2524 | Rate Constraint in lbs/MMBtu | FALSE | L | Annual | Net Emissions Allowance Position | Thousand Tons | 0 | 0 | 0 | 0 | 0.004616 | 0.004616 | 0.004616
LA Geismar Cogen -Nox Summer v5.12 | 691 | 2524 | Rate Constraint in lbs/MMBtu | FALSE | L | Annual | Fuel Consumed | TBtu | 0 | 0 | 0 | 0 | 0.14042 | 0.14042 | 0.14042
LA Geismar Cogen -Nox Summer v5.12 | 691 | 2524 | Rate Constraint in lbs/MMBtu | FALSE | L | Annual | Rate | lb/MMBtu | 0 | 0 | 0 | 0 | 0.065745 | 0.065745 | 0.065745
LA Geismar Cogen -Nox Summer v5.12 | 691 | 2524 | Rate Constraint in lbs/MMBtu | FALSE | L | Annual | Generation | TWh | 0 | 0 | 0 | 0 | 0.012201 | 0.012201 | 0.012201
LA Geismar Cogen -Nox Summer v5.12 | 691 | 2524 | Rate Constraint in lbs/MMBtu | FALSE | L | Annual | Qualifying Generation | TWh | 0 | 0 | 0 | 0 | 0.012201 | 0.012201 | 0.012201
LA Geismar Cogen -Nox Summer v5.12 | 691 | 2524 | Rate Constraint in lbs/MMBtu | FALSE | L | Annual | Rate | lb/MWh | 0 | 0 | 0 | 0 | 0.75665 | 0.75665 | 0.75665
LA Geismar Cogen -Nox Summer v5.12 | 691 | 2524 | Rate Constraint in lbs/MMBtu | FALSE | L | Annual | Constraint Shadow Price | US2011$/Ton | 0 | 0 | 0 | 0 | 0 | 0 | 0
LA Georgia Gulf Plaquemine -Nox Summer v5.12 | 692 | 2521 | Rate Constraint in lbs/MMBtu | FALSE | L | Annual | Seasons Included | Seasons | Summer | Summer | Summer | Summer | Summer | Summer | Summer
LA Georgia Gulf Plaquemine -Nox Summer v5.12 | 692 | 2521 | Rate Constraint in lbs/MMBtu | FALSE | L | Annual | Standard NOX | lb/MMBtu | 0.2 | 0.2 | 0.2 | 0.2 | 0.2 | 0.2 | 0.2
LA Georgia Gulf Plaquemine -Nox Summer v5.12 | 692 | 2521 | Rate Constraint in lbs/MMBtu | FALSE | L | Annual | Emissions at Affected Plants NOX | Thousand Tons | 0 | 0 | 0 | 0.043508 | 0.043508 | 0.014476 | 0.014476
LA Georgia Gulf Plaquemine -Nox Summer v5.12 | 692 | 2521 | Rate Constraint in lbs/MMBtu | FALSE | L | Annual | Allowances Purchased NOX | Thousand Tons | 0 | 0 | 0 | 0 | 0 | 0 | 0
LA Georgia Gulf Plaquemine -Nox Summer v5.12 | 692 | 2521 | Rate Constraint in lbs/MMBtu | FALSE | L | Annual | Allowances Sold NOX | Thousand Tons | 0 | 0 | 0 | 0 | 0 | 0 | 0
LA Georgia Gulf Plaquemine -Nox Summer v5.12 | 692 | 2521 | Rate Constraint in lbs/MMBtu | FALSE | L | Annual | Allowances Banked | Thousand Tons | 0 | 0 | 0 | 0 | 0 | 0 | 0
LA Georgia Gulf Plaquemine -Nox Summer v5.12 | 692 | 2521 | Rate Constraint in lbs/MMBtu | FALSE | L | Annual | Allowances Withdrawn (1:1) | Thousand Tons | 0 | 0 | 0 | 0 | 0 | 0 | 0
LA Georgia Gulf Plaquemine -Nox Summer v5.12 | 692 | 2521 | Rate Constraint in lbs/MMBtu | FALSE | L | Annual | Allowances Withdrawn (n:1) | Thousand Tons | 0 | 0 | 0 | 0 | 0 | 0 | 0
LA Georgia Gulf Plaquemine -Nox Summer v5.12 | 692 | 2521 | Rate Constraint in lbs/MMBtu | FALSE | L | Annual | Net Emissions Allowance Position | Thousand Tons | 0 | 0 | 0 | 0.043508 | 0.043508 | 0.014476 | 0.014476
LA Georgia Gulf Plaquemine -Nox Summer v5.12 | 692 | 2521 | Rate Constraint in lbs/MMBtu | FALSE | L | Annual | Fuel Consumed | TBtu | 0 | 0 | 0 | 1.0634 | 1.0634 | 0.35383 | 0.35383
LA Georgia Gulf Plaquemine -Nox Summer v5.12 | 692 | 2521 | Rate Constraint in lbs/MMBtu | FALSE | L | Annual | Rate | lb/MMBtu | 0 | 0 | 0 | 0.081825 | 0.081825 | 0.081825 | 0.081825
LA Georgia Gulf Plaquemine -Nox Summer v5.12 | 692 | 2521 | Rate Constraint in lbs/MMBtu | FALSE | L | Annual | Generation | TWh | 0 | 0 | 0 | 0.12223 | 0.12223 | 0.040671 | 0.040671
LA Georgia Gulf Plaquemine -Nox Summer v5.12 | 692 | 2521 | Rate Constraint in lbs/MMBtu | FALSE | L | Annual | Qualifying Generation | TWh | 0 | 0 | 0 | 0.12223 | 0.12223 | 0.040671 | 0.040671
LA Georgia Gulf Plaquemine -Nox Summer v5.12 | 692 | 2521 | Rate Constraint in lbs/MMBtu | FALSE | L | Annual | Rate | lb/MWh | 0 | 0 | 0 | 0.71188 | 0.71188 | 0.71188 | 0.71188
LA Georgia Gulf Plaquemine -Nox Summer v5.12 | 692 | 2521 | Rate Constraint in lbs/MMBtu | FALSE | L | Annual | Constraint Shadow Price | US2011$/Ton | 0 | 0 | 0 | 0 | 0 | 0 | 0
LA Louisiana 1 - NOx Summer v4.10 | 693 | 2419 | Rate Constraint in lbs/MMBtu | FALSE | L | Annual | Seasons Included | Seasons | Summer | Summer | Summer | Summer | Summer | Summer | Summer
LA Louisiana 1 - NOx Summer v4.10 | 693 | 2419 | Rate Constraint in lbs/MMBtu | FALSE | L | Annual | Standard NOX | lb/MMBtu | 0.2 | 0.2 | 0.2 | 0.2 | 0.2 | 0.2 | 0.2
LA Louisiana 1 - NOx Summer v4.10 | 693 | 2419 | Rate Constraint in lbs/MMBtu | FALSE | L | Annual | Emissions at Affected Plants NOX | Thousand Tons | 0.11697 | 0.038918 | 0.034183 | 0.30858 | 0.30858 | 0.034183 | 0.034183
LA Louisiana 1 - NOx Summer v4.10 | 693 | 2419 | Rate Constraint in lbs/MMBtu | FALSE | L | Annual | Allowances Purchased NOX | Thousand Tons | 0 | 0 | 0 | 0 | 0 | 0 | 0
LA Louisiana 1 - NOx Summer v4.10 | 693 | 2419 | Rate Constraint in lbs/MMBtu | FALSE | L | Annual | Allowances Sold NOX | Thousand Tons | 0 | 0 | 0 | 0 | 0 | 0 | 0
LA Louisiana 1 - NOx Summer v4.10 | 693 | 2419 | Rate Constraint in lbs/MMBtu | FALSE | L | Annual | Allowances Banked | Thousand Tons | 0 | 0 | 0 | 0 | 0 | 0 | 0
LA Louisiana 1 - NOx Summer v4.10 | 693 | 2419 | Rate Constraint in lbs/MMBtu | FALSE | L | Annual | Allowances Withdrawn (1:1) | Thousand Tons | 0 | 0 | 0 | 0 | 0 | 0 | 0
LA Louisiana 1 - NOx Summer v4.10 | 693 | 2419 | Rate Constraint in lbs/MMBtu | FALSE | L | Annual | Allowances Withdrawn (n:1) | Thousand Tons | 0 | 0 | 0 | 0 | 0 | 0 | 0
LA Louisiana 1 - NOx Summer v4.10 | 693 | 2419 | Rate Constraint in lbs/MMBtu | FALSE | L | Annual | Net Emissions Allowance Position | Thousand Tons | 0.11697 | 0.038918 | 0.034183 | 0.30858 | 0.30858 | 0.034183 | 0.034183
LA Louisiana 1 - NOx Summer v4.10 | 693 | 2419 | Rate Constraint in lbs/MMBtu | FALSE | L | Annual | Fuel Consumed | TBtu | 1.6057 | 0.53427 | 0.46928 | 4.2363 | 4.2363 | 0.46928 | 0.46928
LA Louisiana 1 - NOx Summer v4.10 | 693 | 2419 | Rate Constraint in lbs/MMBtu | FALSE | L | Annual | Rate | lb/MMBtu | 0.14569 | 0.14569 | 0.14569 | 0.14569 | 0.14569 | 0.14569 | 0.14569
LA Louisiana 1 - NOx Summer v4.10 | 693 | 2419 | Rate Constraint in lbs/MMBtu | FALSE | L | Annual | Generation | TWh | 0.18938 | 0.063011 | 0.055346 | 0.49962 | 0.49962 | 0.055346 | 0.055346
LA Louisiana 1 - NOx Summer v4.10 | 693 | 2419 | Rate Constraint in lbs/MMBtu | FALSE | L | Annual | Qualifying Generation | TWh | 0.18938 | 0.063011 | 0.055346 | 0.49962 | 0.49962 | 0.055346 | 0.055346
LA Louisiana 1 - NOx Summer v4.10 | 693 | 2419 | Rate Constraint in lbs/MMBtu | FALSE | L | Annual | Rate | lb/MWh | 1.2353 | 1.2353 | 1.2353 | 1.2353 | 1.2353 | 1.2353 | 1.2353
LA Louisiana 1 - NOx Summer v4.10 | 693 | 2419 | Rate Constraint in lbs/MMBtu | FALSE | L | Annual | Constraint Shadow Price | US2011$/Ton | 0 | 0 | 0 | 0 | 0 | 0 | 0
LA Louisiana 2 - NOx Summer v4.10 | 694 | 2420 | Rate Constraint in lbs/MMBtu | FALSE | L | Annual | Seasons Included | Seasons | Summer | Summer | Summer | Summer | Summer | Summer | Summer
LA Louisiana 2 - NOx Summer v4.10 | 694 | 2420 | Rate Constraint in lbs/MMBtu | FALSE | L | Annual | Standard NOX | lb/MMBtu | 0.1 | 0.1 | 0.1 | 0.1 | 0.1 | 0.1 | 0.1
LA Louisiana 2 - NOx Summer v4.10 | 694 | 2420 | Rate Constraint in lbs/MMBtu | FALSE | L | Annual | Emissions at Affected Plants NOX | Thousand Tons | 0 | 0 | 0 | 0 | 0 | 0 | 0
LA Louisiana 2 - NOx Summer v4.10 | 694 | 2420 | Rate Constraint in lbs/MMBtu | FALSE | L | Annual | Allowances Purchased NOX | Thousand Tons | 0 | 0 | 0 | 0 | 0 | 0 | 0
LA Louisiana 2 - NOx Summer v4.10 | 694 | 2420 | Rate Constraint in lbs/MMBtu | FALSE | L | Annual | Allowances Sold NOX | Thousand Tons | 0 | 0 | 0 | 0 | 0 | 0 | 0
LA Louisiana 2 - NOx Summer v4.10 | 694 | 2420 | Rate Constraint in lbs/MMBtu | FALSE | L | Annual | Allowances Banked | Thousand Tons | 0 | 0 | 0 | 0 | 0 | 0 | 0
LA Louisiana 2 - NOx Summer v4.10 | 694 | 2420 | Rate Constraint in lbs/MMBtu | FALSE | L | Annual | Allowances Withdrawn (1:1) | Thousand Tons | 0 | 0 | 0 | 0 | 0 | 0 | 0
LA Louisiana 2 - NOx Summer v4.10 | 694 | 2420 | Rate Constraint in lbs/MMBtu | FALSE | L | Annual | Allowances Withdrawn (n:1) | Thousand Tons | 0 | 0 | 0 | 0 | 0 | 0 | 0
LA Louisiana 2 - NOx Summer v4.10 | 694 | 2420 | Rate Constraint in lbs/MMBtu | FALSE | L | Annual | Net Emissions Allowance Position | Thousand Tons | 0 | 0 | 0 | 0 | 0 | 0 | 0
LA Louisiana 2 - NOx Summer v4.10 | 694 | 2420 | Rate Constraint in lbs/MMBtu | FALSE | L | Annual | Fuel Consumed | TBtu | 0 | 0 | 0 | 0 | 0 | 0 | 0
LA Louisiana 2 - NOx Summer v4.10 | 694 | 2420 | Rate Constraint in lbs/MMBtu | FALSE | L | Annual | Rate | lb/MMBtu | 0 | 0 | 0 | 0 | 0 | 0 | 0
LA Louisiana 2 - NOx Summer v4.10 | 694 | 2420 | Rate Constraint in lbs/MMBtu | FALSE | L | Annual | Generation | TWh | 0 | 0 | 0 | 0 | 0 | 0 | 0
LA Louisiana 2 - NOx Summer v4.10 | 694 | 2420 | Rate Constraint in lbs/MMBtu | FALSE | L | Annual | Qualifying Generation | TWh | 0 | 0 | 0 | 0 | 0 | 0 | 0
LA Louisiana 2 - NOx Summer v4.10 | 694 | 2420 | Rate Constraint in lbs/MMBtu | FALSE | L | Annual | Rate | lb/MWh | 0 | 0 | 0 | 0 | 0 | 0 | 0
LA Louisiana 2 - NOx Summer v4.10 | 694 | 2420 | Rate Constraint in lbs/MMBtu | FALSE | L | Annual | Constraint Shadow Price | US2011$/Ton | 0 | 0 | 0 | 0 | 0 | 0 | 0
LA New Roads - NOx Summer v4.10 | 695 | 2424 | Rate Constraint in lbs/MMBtu | FALSE | L | Annual | Seasons Included | Seasons | Summer | Summer | Summer | Summer | Summer | Summer | Summer
LA New Roads - NOx Summer v4.10 | 695 | 2424 | Rate Constraint in lbs/MMBtu | FALSE | L | Annual | Standard NOX | lb/MMBtu | 0.2 | 0.2 | 0.2 | 0.2 | 0.2 | 0.2 | 0.2
LA New Roads - NOx Summer v4.10 | 695 | 2424 | Rate Constraint in lbs/MMBtu | FALSE | L | Annual | Emissions at Affected Plants NOX | Thousand Tons | 0 | 0 | 0 | 0 | 0 | 0 | 0
LA New Roads - NOx Summer v4.10 | 695 | 2424 | Rate Constraint in lbs/MMBtu | FALSE | L | Annual | Allowances Purchased NOX | Thousand Tons | 0 | 0 | 0 | 0 | 0 | 0 | 0
LA New Roads - NOx Summer v4.10 | 695 | 2424 | Rate Constraint in lbs/MMBtu | FALSE | L | Annual | Allowances Sold NOX | Thousand Tons | 0 | 0 | 0 | 0 | 0 | 0 | 0
LA New Roads - NOx Summer v4.10 | 695 | 2424 | Rate Constraint in lbs/MMBtu | FALSE | L | Annual | Allowances Banked | Thousand Tons | 0 | 0 | 0 | 0 | 0 | 0 | 0
LA New Roads - NOx Summer v4.10 | 695 | 2424 | Rate Constraint in lbs/MMBtu | FALSE | L | Annual | Allowances Withdrawn (1:1) | Thousand Tons | 0 | 0 | 0 | 0 | 0 | 0 | 0
LA New Roads - NOx Summer v4.10 | 695 | 2424 | Rate Constraint in lbs/MMBtu | FALSE | L | Annual | Allowances Withdrawn (n:1) | Thousand Tons | 0 | 0 | 0 | 0 | 0 | 0 | 0
LA New Roads - NOx Summer v4.10 | 695 | 2424 | Rate Constraint in lbs/MMBtu | FALSE | L | Annual | Net Emissions Allowance Position | Thousand Tons | 0 | 0 | 0 | 0 | 0 | 0 | 0
LA New Roads - NOx Summer v4.10 | 695 | 2424 | Rate Constraint in lbs/MMBtu | FALSE | L | Annual | Fuel Consumed | TBtu | 0 | 0 | 0 | 0 | 0 | 0 | 0
LA New Roads - NOx Summer v4.10 | 695 | 2424 | Rate Constraint in lbs/MMBtu | FALSE | L | Annual | Rate | lb/MMBtu | 0 | 0 | 0 | 0 | 0 | 0 | 0
LA New Roads - NOx Summer v4.10 | 695 | 2424 | Rate Constraint in lbs/MMBtu | FALSE | L | Annual | Generation | TWh | 0 | 0 | 0 | 0 | 0 | 0 | 0
LA New Roads - NOx Summer v4.10 | 695 | 2424 | Rate Constraint in lbs/MMBtu | FALSE | L | Annual | Qualifying Generation | TWh | 0 | 0 | 0 | 0 | 0 | 0 | 0
LA New Roads - NOx Summer v4.10 | 695 | 2424 | Rate Constraint in lbs/MMBtu | FALSE | L | Annual | Rate | lb/MWh | 0 | 0 | 0 | 0 | 0 | 0 | 0
LA New Roads - NOx Summer v4.10 | 695 | 2424 | Rate Constraint in lbs/MMBtu | FALSE | L | Annual | Constraint Shadow Price | US2011$/Ton | 0 | 0 | 0 | 0 | 3174.0652 | 0 | 3143.9889
LA Plaquemine Cogeneration Plant -Nox Summer v5.12 | 696 | 2523 | Rate Constraint in lbs/MMBtu | FALSE | L | Annual | Seasons Included | Seasons | Summer | Summer | Summer | Summer | Summer | Summer | Summer
LA Plaquemine Cogeneration Plant -Nox Summer v5.12 | 696 | 2523 | Rate Constraint in lbs/MMBtu | FALSE | L | Annual | Standard NOX | lb/MMBtu | 0.2 | 0.2 | 0.2 | 0.2 | 0.2 | 0.2 | 0.2
LA Plaquemine Cogeneration Plant -Nox Summer v5.12 | 696 | 2523 | Rate Constraint in lbs/MMBtu | FALSE | L | Annual | Emissions at Affected Plants NOX | Thousand Tons | 0.1456 | 0.1456 | 0.1456 | 0.1456 | 0.1456 | 0.1456 | 0.1456
LA Plaquemine Cogeneration Plant -Nox Summer v5.12 | 696 | 2523 | Rate Constraint in lbs/MMBtu | FALSE | L | Annual | Allowances Purchased NOX | Thousand Tons | 0 | 0 | 0 | 0 | 0 | 0 | 0
LA Plaquemine Cogeneration Plant -Nox Summer v5.12 | 696 | 2523 | Rate Constraint in lbs/MMBtu | FALSE | L | Annual | Allowances Sold NOX | Thousand Tons | 0 | 0 | 0 | 0 | 0 | 0 | 0
LA Plaquemine Cogeneration Plant -Nox Summer v5.12 | 696 | 2523 | Rate Constraint in lbs/MMBtu | FALSE | L | Annual | Allowances Banked | Thousand Tons | 0 | 0 | 0 | 0 | 0 | 0 | 0
LA Plaquemine Cogeneration Plant -Nox Summer v5.12 | 696 | 2523 | Rate Constraint in lbs/MMBtu | FALSE | L | Annual | Allowances Withdrawn (1:1) | Thousand Tons | 0 | 0 | 0 | 0 | 0 | 0 | 0
LA Plaquemine Cogeneration Plant -Nox Summer v5.12 | 696 | 2523 | Rate Constraint in lbs/MMBtu | FALSE | L | Annual | Allowances Withdrawn (n:1) | Thousand Tons | 0 | 0 | 0 | 0 | 0 | 0 | 0
LA Plaquemine Cogeneration Plant -Nox Summer v5.12 | 696 | 2523 | Rate Constraint in lbs/MMBtu | FALSE | L | Annual | Net Emissions Allowance Position | Thousand Tons | 0.1456 | 0.1456 | 0.1456 | 0.1456 | 0.1456 | 0.1456 | 0.1456
LA Plaquemine Cogeneration Plant -Nox Summer v5.12 | 696 | 2523 | Rate Constraint in lbs/MMBtu | FALSE | L | Annual | Fuel Consumed | TBtu | 16.754 | 16.754 | 16.754 | 16.754 | 16.754 | 16.754 | 16.754
LA Plaquemine Cogeneration Plant -Nox Summer v5.12 | 696 | 2523 | Rate Constraint in lbs/MMBtu | FALSE | L | Annual | Rate | lb/MMBtu | 0.017381 | 0.017381 | 0.017381 | 0.017381 | 0.017381 | 0.017381 | 0.017381
LA Plaquemine Cogeneration Plant -Nox Summer v5.12 | 696 | 2523 | Rate Constraint in lbs/MMBtu | FALSE | L | Annual | Generation | TWh | 2.6248 | 2.6248 | 2.6248 | 2.6248 | 2.6248 | 2.6248 | 2.6248
LA Plaquemine Cogeneration Plant -Nox Summer v5.12 | 696 | 2523 | Rate Constraint in lbs/MMBtu | FALSE | L | Annual | Qualifying Generation | TWh | 2.6248 | 2.6248 | 2.6248 | 2.6248 | 2.6248 | 2.6248 | 2.6248
LA Plaquemine Cogeneration Plant -Nox Summer v5.12 | 696 | 2523 | Rate Constraint in lbs/MMBtu | FALSE | L | Annual | Rate | lb/MWh | 0.11094 | 0.11094 | 0.11094 | 0.11094 | 0.11094 | 0.11094 | 0.11094
LA Plaquemine Cogeneration Plant -Nox Summer v5.12 | 696 | 2523 | Rate Constraint in lbs/MMBtu | FALSE | L | Annual | Constraint Shadow Price | US2011$/Ton | 0 | 0 | 0 | 0 | 0 | 0 | 0
LA Plaquemine -Nox Summer v5.12 | 697 | 2526 | Rate Constraint in lbs/MMBtu | FALSE | L | Annual | Seasons Included | Seasons | Summer | Summer | Summer | Summer | Summer | Summer | Summer
LA Plaquemine -Nox Summer v5.12 | 697 | 2526 | Rate Constraint in lbs/MMBtu | FALSE | L | Annual | Standard NOX | lb/MMBtu | 0.1 | 0.1 | 0.1 | 0.1 | 0.1 | 0.1 | 0.1
LA Plaquemine -Nox Summer v5.12 | 697 | 2526 | Rate Constraint in lbs/MMBtu | FALSE | L | Annual | Emissions at Affected Plants NOX | Thousand Tons | 0 | 0 | 0 | 0 | 0 | 0 | 0
LA Plaquemine -Nox Summer v5.12 | 697 | 2526 | Rate Constraint in lbs/MMBtu | FALSE | L | Annual | Allowances Purchased NOX | Thousand Tons | 0 | 0 | 0 | 0 | 0 | 0 | 0
LA Plaquemine -Nox Summer v5.12 | 697 | 2526 | Rate Constraint in lbs/MMBtu | FALSE | L | Annual | Allowances Sold NOX | Thousand Tons | 0 | 0 | 0 | 0 | 0 | 0 | 0
LA Plaquemine -Nox Summer v5.12 | 697 | 2526 | Rate Constraint in lbs/MMBtu | FALSE | L | Annual | Allowances Banked | Thousand Tons | 0 | 0 | 0 | 0 | 0 | 0 | 0
LA Plaquemine -Nox Summer v5.12 | 697 | 2526 | Rate Constraint in lbs/MMBtu | FALSE | L | Annual | Allowances Withdrawn (1:1) | Thousand Tons | 0 | 0 | 0 | 0 | 0 | 0 | 0
LA Plaquemine -Nox Summer v5.12 | 697 | 2526 | Rate Constraint in lbs/MMBtu | FALSE | L | Annual | Allowances Withdrawn (n:1) | Thousand Tons | 0 | 0 | 0 | 0 | 0 | 0 | 0
LA Plaquemine -Nox Summer v5.12 | 697 | 2526 | Rate Constraint in lbs/MMBtu | FALSE | L | Annual | Net Emissions Allowance Position | Thousand Tons | 0 | 0 | 0 | 0 | 0 | 0 | 0
LA Plaquemine -Nox Summer v5.12 | 697 | 2526 | Rate Constraint in lbs/MMBtu | FALSE | L | Annual | Fuel Consumed | TBtu | 0 | 0 | 0 | 0 | 0 | 0 | 0
LA Plaquemine -Nox Summer v5.12 | 697 | 2526 | Rate Constraint in lbs/MMBtu | FALSE | L | Annual | Rate | lb/MMBtu | 0 | 0 | 0 | 0 | 0 | 0 | 0
LA Plaquemine -Nox Summer v5.12 | 697 | 2526 | Rate Constraint in lbs/MMBtu | FALSE | L | Annual | Generation | TWh | 0 | 0 | 0 | 0 | 0 | 0 | 0
LA Plaquemine -Nox Summer v5.12 | 697 | 2526 | Rate Constraint in lbs/MMBtu | FALSE | L | Annual | Qualifying Generation | TWh | 0 | 0 | 0 | 0 | 0 | 0 | 0
LA Plaquemine -Nox Summer v5.12 | 697 | 2526 | Rate Constraint in lbs/MMBtu | FALSE | L | Annual | Rate | lb/MWh | 0 | 0 | 0 | 0 | 0 | 0 | 0
LA Plaquemine -Nox Summer v5.12 | 697 | 2526 | Rate Constraint in lbs/MMBtu | FALSE | L | Annual | Constraint Shadow Price | US2011$/Ton | 0 | 0 | 0 | 0 | 0 | 0 | 31547.7558
LA Shell Chemical - NOx Summer v4.10 | 698 | 2423 | Rate Constraint in lbs/MMBtu | FALSE | L | Annual | Seasons Included | Seasons | Summer | Summer | Summer | Summer | Summer | Summer | Summer
LA Shell Chemical - NOx Summer v4.10 | 698 | 2423 | Rate Constraint in lbs/MMBtu | FALSE | L | Annual | Standard NOX | lb/MMBtu | 0.2 | 0.2 | 0.2 | 0.2 | 0.2 | 0.2 | 0.2
LA Shell Chemical - NOx Summer v4.10 | 698 | 2423 | Rate Constraint in lbs/MMBtu | FALSE | L | Annual | Emissions at Affected Plants NOX | Thousand Tons | 0 | 0 | 0 | 0 | 0.013082 | 0.013082 | 0.013082
LA Shell Chemical - NOx Summer v4.10 | 698 | 2423 | Rate Constraint in lbs/MMBtu | FALSE | L | Annual | Allowances Purchased NOX | Thousand Tons | 0 | 0 | 0 | 0 | 0 | 0 | 0
LA Shell Chemical - NOx Summer v4.10 | 698 | 2423 | Rate Constraint in lbs/MMBtu | FALSE | L | Annual | Allowances Sold NOX | Thousand Tons | 0 | 0 | 0 | 0 | 0 | 0 | 0
LA Shell Chemical - NOx Summer v4.10 | 698 | 2423 | Rate Constraint in lbs/MMBtu | FALSE | L | Annual | Allowances Banked | Thousand Tons | 0 | 0 | 0 | 0 | 0 | 0 | 0
LA Shell Chemical - NOx Summer v4.10 | 698 | 2423 | Rate Constraint in lbs/MMBtu | FALSE | L | Annual | Allowances Withdrawn (1:1) | Thousand Tons | 0 | 0 | 0 | 0 | 0 | 0 | 0
LA Shell Chemical - NOx Summer v4.10 | 698 | 2423 | Rate Constraint in lbs/MMBtu | FALSE | L | Annual | Allowances Withdrawn (n:1) | Thousand Tons | 0 | 0 | 0 | 0 | 0 | 0 | 0
LA Shell Chemical - NOx Summer v4.10 | 698 | 2423 | Rate Constraint in lbs/MMBtu | FALSE | L | Annual | Net Emissions Allowance Position | Thousand Tons | 0 | 0 | 0 | 0 | 0.013082 | 0.013082 | 0.013082
LA Shell Chemical - NOx Summer v4.10 | 698 | 2423 | Rate Constraint in lbs/MMBtu | FALSE | L | Annual | Fuel Consumed | TBtu | 0 | 0 | 0 | 0 | 0.12689 | 0.12689 | 0.12689
LA Shell Chemical - NOx Summer v4.10 | 698 | 2423 | Rate Constraint in lbs/MMBtu | FALSE | L | Annual | Rate | lb/MMBtu | 0 | 0 | 0 | 0 | 0.20619 | 0.20619 | 0.20619
LA Shell Chemical - NOx Summer v4.10 | 698 | 2423 | Rate Constraint in lbs/MMBtu | FALSE | L | Annual | Generation | TWh | 0 | 0 | 0 | 0 | 0.011196 | 0.011196 | 0.011196
LA Shell Chemical - NOx Summer v4.10 | 698 | 2423 | Rate Constraint in lbs/MMBtu | FALSE | L | Annual | Qualifying Generation | TWh | 0 | 0 | 0 | 0 | 0.011196 | 0.011196 | 0.011196
LA Shell Chemical - NOx Summer v4.10 | 698 | 2423 | Rate Constraint in lbs/MMBtu | FALSE | L | Annual | Rate | lb/MWh | 0 | 0 | 0 | 0 | 2.337 | 2.337 | 2.337
LA Shell Chemical - NOx Summer v4.10 | 698 | 2423 | Rate Constraint in lbs/MMBtu | FALSE | L | Annual | Constraint Shadow Price | US2011$/Ton | 0 | 0 | 0 | 0 | 0 | 14260.0585 | 21423.7569
LA Willow Glen -Nox Summer v5.12 | 699 | 2525 | Rate Constraint in lbs/MMBtu | FALSE | L | Annual | Seasons Included | Seasons | Summer | Summer | Summer | Summer | Summer | Summer | Summer
LA Willow Glen -Nox Summer v5.12 | 699 | 2525 | Rate Constraint in lbs/MMBtu | FALSE | L | Annual | Standard NOX | lb/MMBtu | 0.1 | 0.1 | 0.1 | 0.1 | 0.1 | 0.1 | 0.1
LA Willow Glen -Nox Summer v5.12 | 699 | 2525 | Rate Constraint in lbs/MMBtu | FALSE | L | Annual | Emissions at Affected Plants NOX | Thousand Tons | 0.11274 | 0.095442 | 0 | 0 | 0 | 0 | 0
LA Willow Glen -Nox Summer v5.12 | 699 | 2525 | Rate Constraint in lbs/MMBtu | FALSE | L | Annual | Allowances Purchased NOX | Thousand Tons | 0 | 0 | 0 | 0 | 0 | 0 | 0
LA Willow Glen -Nox Summer v5.12 | 699 | 2525 | Rate Constraint in lbs/MMBtu | FALSE | L | Annual | Allowances Sold NOX | Thousand Tons | 0 | 0 | 0 | 0 | 0 | 0 | 0
LA Willow Glen -Nox Summer v5.12 | 699 | 2525 | Rate Constraint in lbs/MMBtu | FALSE | L | Annual | Allowances Banked | Thousand Tons | 0 | 0 | 0 | 0 | 0 | 0 | 0
LA Willow Glen -Nox Summer v5.12 | 699 | 2525 | Rate Constraint in lbs/MMBtu | FALSE | L | Annual | Allowances Withdrawn (1:1) | Thousand Tons | 0 | 0 | 0 | 0 | 0 | 0 | 0
LA Willow Glen -Nox Summer v5.12 | 699 | 2525 | Rate Constraint in lbs/MMBtu | FALSE | L | Annual | Allowances Withdrawn (n:1) | Thousand Tons | 0 | 0 | 0 | 0 | 0 | 0 | 0
LA Willow Glen -Nox Summer v5.12 | 699 | 2525 | Rate Constraint in lbs/MMBtu | FALSE | L | Annual | Net Emissions Allowance Position | Thousand Tons | 0.11274 | 0.095442 | 0 | 0 | 0 | 0 | 0
LA Willow Glen -Nox Summer v5.12 | 699 | 2525 | Rate Constraint in lbs/MMBtu | FALSE | L | Annual | Fuel Consumed | TBtu | 0.92935 | 0.73145 | 0 | 0 | 0 | 0 | 0
LA Willow Glen -Nox Summer v5.12 | 699 | 2525 | Rate Constraint in lbs/MMBtu | FALSE | L | Annual | Rate | lb/MMBtu | 0.24262 | 0.26096 | 0 | 0 | 0 | 0 | 0
LA Willow Glen -Nox Summer v5.12 | 699 | 2525 | Rate Constraint in lbs/MMBtu | FALSE | L | Annual | Generation | TWh | 0.076667 | 0.05996 | 0 | 0 | 0 | 0 | 0
LA Willow Glen -Nox Summer v5.12 | 699 | 2525 | Rate Constraint in lbs/MMBtu | FALSE | L | Annual | Qualifying Generation | TWh | 0.076667 | 0.05996 | 0 | 0 | 0 | 0 | 0
LA Willow Glen -Nox Summer v5.12 | 699 | 2525 | Rate Constraint in lbs/MMBtu | FALSE | L | Annual | Rate | lb/MWh | 2.9411 | 3.1835 | 0 | 0 | 0 | 0 | 0
LA Willow Glen -Nox Summer v5.12 | 699 | 2525 | Rate Constraint in lbs/MMBtu | FALSE | L | Annual | Constraint Shadow Price | US2011$/Ton | 19498.1012 | 23524.5327 | 2597.027 | 208.2546 | 7794.7585 | 7566.1079 | 0
Louisiana Coal Units - SO2 Rate Annual v3.1, Unit 3566 and retrofits | 700 | 2199 | Rate Constraint in lbs/MMBtu | FALSE | L | Annual | Seasons Included | Seasons | Winter, Summer | Winter, Summer | Winter, Summer | Winter, Summer | Winter, Summer | Winter, Summer | Winter, Summer
Louisiana Coal Units - SO2 Rate Annual v3.1, Unit 3566 and retrofits | 700 | 2199 | Rate Constraint in lbs/MMBtu | FALSE | L | Annual | Standard SO2 | lb/MMBtu | 1.2 | 1.2 | 1.2 | 1.2 | 1.2 | 1.2 | 1.2
Louisiana Coal Units - SO2 Rate Annual v3.1, Unit 3566 and retrofits | 700 | 2199 | Rate Constraint in lbs/MMBtu | FALSE | L | Annual | Emissions at Affected Plants SO2 | Thousand Tons | 0 | 0 | 0 | 0 | 0 | 0 | 0
Louisiana Coal Units - SO2 Rate Annual v3.1, Unit 3566 and retrofits | 700 | 2199 | Rate Constraint in lbs/MMBtu | FALSE | L | Annual | Allowances Purchased SO2 | Thousand Tons | 0 | 0 | 0 | 0 | 0 | 0 | 0
Louisiana Coal Units - SO2 Rate Annual v3.1, Unit 3566 and retrofits | 700 | 2199 | Rate Constraint in lbs/MMBtu | FALSE | L | Annual | Allowances Sold SO2 | Thousand Tons | 0 | 0 | 0 | 0 | 0 | 0 | 0
Louisiana Coal Units - SO2 Rate Annual v3.1, Unit 3566 and retrofits | 700 | 2199 | Rate Constraint in lbs/MMBtu | FALSE | L | Annual | Allowances Banked | Thousand Tons | 0 | 0 | 0 | 0 | 0 | 0 | 0
Louisiana Coal Units - SO2 Rate Annual v3.1, Unit 3566 and retrofits | 700 | 2199 | Rate Constraint in lbs/MMBtu | FALSE | L | Annual | Allowances Withdrawn (1:1) | Thousand Tons | 0 | 0 | 0 | 0 | 0 | 0 | 0
Louisiana Coal Units - SO2 Rate Annual v3.1, Unit 3566 and retrofits | 700 | 2199 | Rate Constraint in lbs/MMBtu | FALSE | L | Annual | Allowances Withdrawn (n:1) | Thousand Tons | 0 | 0 | 0 | 0 | 0 | 0 | 0
Louisiana Coal Units - SO2 Rate Annual v3.1, Unit 3566 and retrofits | 700 | 2199 | Rate Constraint in lbs/MMBtu | FALSE | L | Annual | Net Emissions Allowance Position | Thousand Tons | 0 | 0 | 0 | 0 | 0 | 0 | 0
Louisiana Coal Units - SO2 Rate Annual v3.1, Unit 3566 and retrofits | 700 | 2199 | Rate Constraint in lbs/MMBtu | FALSE | L | Annual | Fuel Consumed | TBtu | 0 | 0 | 0 | 0 | 0 | 0 | 0
Louisiana Coal Units - SO2 Rate Annual v3.1, Unit 3566 and retrofits | 700 | 2199 | Rate Constraint in lbs/MMBtu | FALSE | L | Annual | Rate | lb/MMBtu | 0 | 0 | 0 | 0 | 0 | 0 | 0
Louisiana Coal Units - SO2 Rate Annual v3.1, Unit 3566 and retrofits | 700 | 2199 | Rate Constraint in lbs/MMBtu | FALSE | L | Annual | Generation | TWh | 0 | 0 | 0 | 0 | 0 | 0 | 0
Louisiana Coal Units - SO2 Rate Annual v3.1, Unit 3566 and retrofits | 700 | 2199 | Rate Constraint in lbs/MMBtu | FALSE | L | Annual | Qualifying Generation | TWh | 0 | 0 | 0 | 0 | 0 | 0 | 0
Louisiana Coal Units - SO2 Rate Annual v3.1, Unit 3566 and retrofits | 700 | 2199 | Rate Constraint in lbs/MMBtu | FALSE | L | Annual | Rate | lb/MWh | 0 | 0 | 0 | 0 | 0 | 0 | 0
Louisiana Coal Units - SO2 Rate Annual v3.1, Unit 3566 and retrofits | 700 | 2199 | Rate Constraint in lbs/MMBtu | FALSE | L | Annual | Constraint Shadow Price | US2011$/Ton | 0 | 0 | 0 | 0 | 0 | 0 | 0
Louisiana Coal Units - SO2 Rate Annual v3.1, Unit 3771 and retrofits | 701 | 2199 | Rate Constraint in lbs/MMBtu | FALSE | L | Annual | Seasons Included | Seasons | Winter, Summer | Winter, Summer | Winter, Summer | Winter, Summer | Winter, Summer | Winter, Summer | Winter, Summer
Louisiana Coal Units - SO2 Rate Annual v3.1, Unit 3771 and retrofits | 701 | 2199 | Rate Constraint in lbs/MMBtu | FALSE | L | Annual | Standard SO2 | lb/MMBtu | 1.2 | 1.2 | 1.2 | 1.2 | 1.2 | 1.2 | 1.2
Louisiana Coal Units - SO2 Rate Annual v3.1, Unit 3771 and retrofits | 701 | 2199 | Rate Constraint in lbs/MMBtu | FALSE | L | Annual | Emissions at Affected Plants SO2 | Thousand Tons | 0 | 0 | 0 | 0 | 0 | 0 | 0
Louisiana Coal Units - SO2 Rate Annual v3.1, Unit 3771 and retrofits | 701 | 2199 | Rate Constraint in lbs/MMBtu | FALSE | L | Annual | Allowances Purchased SO2 | Thousand Tons | 0 | 0 | 0 | 0 | 0 | 0 | 0
Louisiana Coal Units - SO2 Rate Annual v3.1, Unit 3771 and retrofits | 701 | 2199 | Rate Constraint in lbs/MMBtu | FALSE | L | Annual | Allowances Sold SO2 | Thousand Tons | 0 | 0 | 0 | 0 | 0 | 0 | 0
Louisiana Coal Units - SO2 Rate Annual v3.1, Unit 3771 and retrofits | 701 | 2199 | Rate Constraint in lbs/MMBtu | FALSE | L | Annual | Allowances Banked | Thousand Tons | 0 | 0 | 0 | 0 | 0 | 0 | 0
Louisiana Coal Units - SO2 Rate Annual v3.1, Unit 3771 and retrofits | 701 | 2199 | Rate Constraint in lbs/MMBtu | FALSE | L | Annual | Allowances Withdrawn (1:1) | Thousand Tons | 0 | 0 | 0 | 0 | 0 | 0 | 0
Louisiana Coal Units - SO2 Rate Annual v3.1, Unit 3771 and retrofits | 701 | 2199 | Rate Constraint in lbs/MMBtu | FALSE | L | Annual | Allowances Withdrawn (n:1) | Thousand Tons | 0 | 0 | 0 | 0 | 0 | 0 | 0
Louisiana Coal Units - SO2 Rate Annual v3.1, Unit 3771 and retrofits | 701 | 2199 | Rate Constraint in lbs/MMBtu | FALSE | L | Annual | Net Emissions Allowance Position | Thousand Tons | 0 | 0 | 0 | 0 | 0 | 0 | 0
Louisiana Coal Units - SO2 Rate Annual v3.1, Unit 3771 and retrofits | 701 | 2199 | Rate Constraint in lbs/MMBtu | FALSE | L | Annual | Fuel Consumed | TBtu | 0 | 0 | 0 | 0 | 0 | 0 | 0
Louisiana Coal Units - SO2 Rate Annual v3.1, Unit 3771 and retrofits | 701 | 2199 | Rate Constraint in lbs/MMBtu | FALSE | L | Annual | Rate | lb/MMBtu | 0 | 0 | 0 | 0 | 0 | 0 | 0
Louisiana Coal Units - SO2 Rate Annual v3.1, Unit 3771 and retrofits | 701 | 2199 | Rate Constraint in lbs/MMBtu | FALSE | L | Annual | Generation | TWh | 0 | 0 | 0 | 0 | 0 | 0 | 0
Louisiana Coal Units - SO2 Rate Annual v3.1, Unit 3771 and retrofits | 701 | 2199 | Rate Constraint in lbs/MMBtu | FALSE | L | Annual | Qualifying Generation | TWh | 0 | 0 | 0 | 0 | 0 | 0 | 0
Louisiana Coal Units - SO2 Rate Annual v3.1, Unit 3771 and retrofits | 701 | 2199 | Rate Constraint in lbs/MMBtu | FALSE | L | Annual | Rate | lb/MWh | 0 | 0 | 0 | 0 | 0 | 0 | 0
Louisiana Coal Units - SO2 Rate Annual v3.1, Unit 3771 and retrofits | 701 | 2199 | Rate Constraint in lbs/MMBtu | FALSE | L | Annual | Constraint Shadow Price | US2011$/Ton | 0 | 0 | 0 | 0 | 0 | 0 | 0
Louisiana Coal Units - SO2 Rate Annual v3.1, Unit 3789 and retrofits | 702 | 2199 | Rate Constraint in lbs/MMBtu | FALSE | L | Annual | Seasons Included | Seasons | Winter, Summer | Winter, Summer | Winter, Summer | Winter, Summer | Winter, Summer | Winter, Summer | Winter, Summer
Louisiana Coal Units - SO2 Rate Annual v3.1, Unit 3789 and retrofits | 702 | 2199 | Rate Constraint in lbs/MMBtu | FALSE | L | Annual | Standard SO2 | lb/MMBtu | 1.2 | 1.2 | 1.2 | 1.2 | 1.2 | 1.2 | 1.2
Louisiana Coal Units - SO2 Rate Annual v3.1, Unit 3789 and retrofits | 702 | 2199 | Rate Constraint in lbs/MMBtu | FALSE | L | Annual | Emissions at Affected Plants SO2 | Thousand Tons | 1.8701 | 2.2637 | 2.5915 | 2.5915 | 2.5915 | 2.5915 | 2.5915
Louisiana Coal Units - SO2 Rate Annual v3.1, Unit 3789 and retrofits | 702 | 2199 | Rate Constraint in lbs/MMBtu | FALSE | L | Annual | Allowances Purchased SO2 | Thousand Tons | 0 | 0 | 0 | 0 | 0 | 0 | 0
Louisiana Coal Units - SO2 Rate Annual v3.1, Unit 3789 and retrofits | 702 | 2199 | Rate Constraint in lbs/MMBtu | FALSE | L | Annual | Allowances Sold SO2 | Thousand Tons | 0 | 0 | 0 | 0 | 0 | 0 | 0
Louisiana Coal Units - SO2 Rate Annual v3.1, Unit 3789 and retrofits | 702 | 2199 | Rate Constraint in lbs/MMBtu | FALSE | L | Annual | Allowances Banked | Thousand Tons | 0 | 0 | 0 | 0 | 0 | 0 | 0
Louisiana Coal Units - SO2 Rate Annual v3.1, Unit 3789 and retrofits | 702 | 2199 | Rate Constraint in lbs/MMBtu | FALSE | L | Annual | Allowances Withdrawn (1:1) | Thousand Tons | 0 | 0 | 0 | 0 | 0 | 0 | 0
Louisiana Coal Units - SO2 Rate Annual v3.1, Unit 3789 and retrofits | 702 | 2199 | Rate Constraint in lbs/MMBtu | FALSE | L | Annual | Allowances Withdrawn (n:1) | Thousand Tons | 0 | 0 | 0 | 0 | 0 | 0 | 0
Louisiana Coal Units - SO2 Rate Annual v3.1, Unit 3789 and retrofits | 702 | 2199 | Rate Constraint in lbs/MMBtu | FALSE | L | Annual | Net Emissions Allowance Position | Thousand Tons | 1.8701 | 2.2637 | 2.5915 | 2.5915 | 2.5915 | 2.5915 | 2.5915
Louisiana Coal Units - SO2 Rate Annual v3.1, Unit 3789 and retrofits | 702 | 2199 | Rate Constraint in lbs/MMBtu | FALSE | L | Annual | Fuel Consumed | TBtu | 6.5495 | 7.9277 | 9.0758 | 9.0758 | 9.0758 | 9.0758 | 9.0758
Louisiana Coal Units - SO2 Rate Annual v3.1, Unit 3789 and retrofits | 702 | 2199 | Rate Constraint in lbs/MMBtu | FALSE | L | Annual | Rate | lb/MMBtu | 0.57108 | 0.57108 | 0.57108 | 0.57108 | 0.57108 | 0.57108 | 0.57108
Louisiana Coal Units - SO2 Rate Annual v3.1, Unit 3789 and retrofits | 702 | 2199 | Rate Constraint in lbs/MMBtu | FALSE | L | Annual | Generation | TWh | 0.57486 | 0.69583 | 0.79659 | 0.79659 | 0.79659 | 0.79659 | 0.79659
Louisiana Coal Units - SO2 Rate Annual v3.1, Unit 3789 and retrofits | 702 | 2199 | Rate Constraint in lbs/MMBtu | FALSE | L | Annual | Qualifying Generation | TWh | 0.57486 | 0.69583 | 0.79659 | 0.79659 | 0.79659 | 0.79659 | 0.79659
Louisiana Coal Units - SO2 Rate Annual v3.1, Unit 3789 and retrofits | 702 | 2199 | Rate Constraint in lbs/MMBtu | FALSE | L | Annual | Rate | lb/MWh | 6.5064 | 6.5064 | 6.5064 | 6.5064 | 6.5064 | 6.5064 | 6.5064
Louisiana Coal Units - SO2 Rate Annual v3.1, Unit 3789 and retrofits | 702 | 2199 | Rate Constraint in lbs/MMBtu | FALSE | L | Annual | Constraint Shadow Price | US2011$/Ton | 0 | 0 | 0 | 0 | 0 | 0 | 0
Louisiana Coal Units - SO2 Rate Annual v3.1, Unit 3790 and retrofits | 703 | 2199 | Rate Constraint in lbs/MMBtu | FALSE | L | Annual | Seasons Included | Seasons | Winter, Summer | Winter, Summer | Winter, Summer | Winter, Summer | Winter, Summer | Winter, Summer | Winter, Summer
Louisiana Coal Units - SO2 Rate Annual v3.1, Unit 3790 and retrofits | 703 | 2199 | Rate Constraint in lbs/MMBtu | FALSE | L | Annual | Standard SO2 | lb/MMBtu | 1.2 | 1.2 | 1.2 | 1.2 | 1.2 | 1.2 | 1.2
Louisiana Coal Units - SO2 Rate Annual v3.1, Unit 3790 and retrofits | 703 | 2199 | Rate Constraint in lbs/MMBtu | FALSE | L | Annual | Emissions at Affected Plants SO2 | Thousand Tons | 1.8896 | 2.2342 | 2.5578 | 2.5578 | 2.5578 | 2.5578 | 2.5578
Louisiana Coal Units - SO2 Rate Annual v3.1, Unit 3790 and retrofits | 703 | 2199 | Rate Constraint in lbs/MMBtu | FALSE | L | Annual | Allowances Purchased SO2 | Thousand Tons | 0 | 0 | 0 | 0 | 0 | 0 | 0
Louisiana Coal Units - SO2 Rate Annual v3.1, Unit 3790 and retrofits | 703 | 2199 | Rate Constraint in lbs/MMBtu | FALSE | L | Annual | Allowances Sold SO2 | Thousand Tons | 0 | 0 | 0 | 0 | 0 | 0 | 0
Louisiana Coal Units - SO2 Rate Annual v3.1, Unit 3790 and retrofits | 703 | 2199 | Rate Constraint in lbs/MMBtu | FALSE | L | Annual | Allowances Banked | Thousand Tons | 0 | 0 | 0 | 0 | 0 | 0 | 0
Louisiana Coal Units - SO2 Rate Annual v3.1, Unit 3790 and retrofits | 703 | 2199 | Rate Constraint in lbs/MMBtu | FALSE | L | Annual | Allowances Withdrawn (1:1) | Thousand Tons | 0 | 0 | 0 | 0 | 0 | 0 | 0
Louisiana Coal Units - SO2 Rate Annual v3.1, Unit 3790 and retrofits | 703 | 2199 | Rate Constraint in lbs/MMBtu | FALSE | L | Annual | Allowances Withdrawn (n:1) | Thousand Tons | 0 | 0 | 0 | 0 | 0 | 0 | 0
Louisiana Coal Units - SO2 Rate Annual v3.1, Unit 3790 and retrofits | 703 | 2199 | Rate Constraint in lbs/MMBtu | FALSE | L | Annual | Net Emissions Allowance Position | Thousand Tons | 1.8896 | 2.2342 | 2.5578 | 2.5578 | 2.5578 | 2.5578 | 2.5578
Louisiana Coal Units - SO2 Rate Annual v3.1, Unit 3790 and retrofits | 703 | 2199 | Rate Constraint in lbs/MMBtu | FALSE | L | Annual | Fuel Consumed | TBtu | 6.6178 | 7.8246 | 8.9577 | 8.9577 | 8.9577 | 8.9577 | 8.9577
Louisiana Coal Units - SO2 Rate Annual v3.1, Unit 3790 and retrofits | 703 | 2199 | Rate Constraint in lbs/MMBtu | FALSE | L | Annual | Rate | lb/MMBtu | 0.57108 | 0.57108 | 0.57108 | 0.57108 | 0.57108 | 0.57108 | 0.57108
Louisiana Coal Units - SO2 Rate Annual v3.1, Unit 3790 and retrofits | 703 | 2199 | Rate Constraint in lbs/MMBtu | FALSE | L | Annual | Generation | TWh | 0.58301 | 0.68932 | 0.78915 | 0.78915 | 0.78915 | 0.78915 | 0.78915
Louisiana Coal Units - SO2 Rate Annual v3.1, Unit 3790 and retrofits | 703 | 2199 | Rate Constraint in lbs/MMBtu | FALSE | L | Annual | Qualifying Generation | TWh | 0.58301 | 0.68932 | 0.78915 | 0.78915 | 0.78915 | 0.78915 | 0.78915
Louisiana Coal Units - SO2 Rate Annual v3.1, Unit 3790 and retrofits | 703 | 2199 | Rate Constraint in lbs/MMBtu | FALSE | L | Annual | Rate | lb/MWh | 6.4824 | 6.4824 | 6.4824 | 6.4824 | 6.4824 | 6.4824 | 6.4824
Louisiana Coal Units - SO2 Rate Annual v3.1, Unit 3790 and retrofits | 703 | 2199 | Rate Constraint in lbs/MMBtu | FALSE | L | Annual | Constraint Shadow Price | US2011$/Ton | 0 | 0 | 0 | 0 | 0 | 0 | 0
Louisiana Coal Units - SO2 Rate Annual v3.1, Unit 4703 and retrofits | 704 | 2199 | Rate Constraint in lbs/MMBtu | FALSE | L | Annual | Seasons Included | Seasons | Winter, Summer | Winter, Summer | Winter, Summer | Winter, Summer | Winter, Summer | Winter, Summer | Winter, Summer
Louisiana Coal Units - SO2 Rate Annual v3.1, Unit 4703 and retrofits | 704 | 2199 | Rate Constraint in lbs/MMBtu | FALSE | L | Annual | Standard SO2 | lb/MMBtu | 1.2 | 1.2 | 1.2 | 1.2 | 1.2 | 1.2 | 1.2
Louisiana Coal Units - SO2 Rate Annual v3.1, Unit 4703 and retrofits | 704 | 2199 | Rate Constraint in lbs/MMBtu | FALSE | L | Annual | Emissions at Affected Plants SO2 | Thousand Tons | 0 | 0.34172 | 0.73671 | 1.3128 | 1.5029 | 1.5029 | 1.5029
Louisiana Coal Units - SO2 Rate Annual v3.1, Unit 4703 and retrofits | 704 | 2199 | Rate Constraint in lbs/MMBtu | FALSE | L | Annual | Allowances Purchased SO2 | Thousand Tons | 0 | 0 | 0 | 0 | 0 | 0 | 0
Louisiana Coal Units - SO2 Rate Annual v3.1, Unit 4703 and retrofits | 704 | 2199 | Rate Constraint in lbs/MMBtu | FALSE | L | Annual | Allowances Sold SO2 | Thousand Tons | 0 | 0 | 0 | 0 | 0 | 0 | 0
Louisiana Coal Units - SO2 Rate Annual v3.1, Unit 4703 and retrofits | 704 | 2199 | Rate Constraint in lbs/MMBtu | FALSE | L | Annual | Allowances Banked | Thousand Tons | 0 | 0 | 0 | 0 | 0 | 0 | 0
Louisiana Coal Units - SO2 Rate Annual v3.1, Unit 4703 and retrofits | 704 | 2199 | Rate Constraint in lbs/MMBtu | FALSE | L | Annual | Allowances Withdrawn (1:1) | Thousand Tons | 0 | 0 | 0 | 0 | 0 | 0 | 0
Louisiana Coal Units - SO2 Rate Annual v3.1, Unit 4703 and retrofits | 704 | 2199 | Rate Constraint in lbs/MMBtu | FALSE | L | Annual | Allowances Withdrawn (n:1) | Thousand Tons | 0 | 0 | 0 | 0 | 0 | 0 | 0
Louisiana Coal Units - SO2 Rate Annual v3.1, Unit 4703 and retrofits | 704 | 2199 | Rate Constraint in lbs/MMBtu | FALSE | L | Annual | Net Emissions Allowance Position | Thousand Tons | 0 | 0.34172 | 0.73671 | 1.3128 | 1.5029 | 1.5029 | 1.5029
Louisiana Coal Units - SO2 Rate Annual v3.1, Unit 4703 and retrofits | 704 | 2199 | Rate Constraint in lbs/MMBtu | FALSE | L | Annual | Fuel Consumed | TBtu | 0 | 8.5672 | 18.4699 | 18.5021 | 21.1816 | 21.1816 | 21.1816
Louisiana Coal Units - SO2 Rate Annual v3.1, Unit 4703 and retrofits | 704 | 2199 | Rate Constraint in lbs/MMBtu | FALSE | L | Annual | Rate | lb/MMBtu | 0 | 0.079774 | 0.079774 | 0.14191 | 0.14191 | 0.14191 | 0.14191
Louisiana Coal Units - SO2 Rate Annual v3.1, Unit 4703 and retrofits | 704 | 2199 | Rate Constraint in lbs/MMBtu | FALSE | L | Annual | Generation | TWh | 0 | 0.75508 | 1.6279 | 1.6307 | 1.8669 | 1.8669 | 1.8669
Louisiana Coal Units - SO2 Rate Annual v3.1, Unit 4703 and retrofits | 704 | 2199 | Rate Constraint in lbs/MMBtu | FALSE | L | Annual | Qualifying Generation | TWh | 0 | 0.75508 | 1.6279 | 1.6307 | 1.8669 | 1.8669 | 1.8669
Louisiana Coal Units - SO2 Rate Annual v3.1, Unit 4703 and retrofits | 704 | 2199 | Rate Constraint in lbs/MMBtu | FALSE | L | Annual | Rate | lb/MWh | 0 | 0.90512 | 0.90512 | 1.6101 | 1.6101 | 1.6101 | 1.6101
Louisiana Coal Units - SO2 Rate Annual v3.1, Unit 4703 and retrofits | 704 | 2199 | Rate Constraint in lbs/MMBtu | FALSE | L | Annual | Constraint Shadow Price | US2011$/Ton | 0 | 0 | 0 | 0 | 0 | 0 | 0
Louisiana Coal Units - SO2 Rate Annual v3.1, Unit 4704 and retrofits | 705 | 2199 | Rate Constraint in lbs/MMBtu | FALSE | L | Annual | Seasons Included | Seasons | Winter, Summer | Winter, Summer | Winter, Summer | Winter, Summer | Winter, Summer | Winter, Summer | Winter, Summer
Louisiana Coal Units - SO2 Rate Annual v3.1, Unit 4704 and retrofits | 705 | 2199 | Rate Constraint in lbs/MMBtu | FALSE | L | Annual | Standard SO2 | lb/MMBtu | 1.2 | 1.2 | 1.2 | 1.2 | 1.2 | 1.2 | 1.2
Louisiana Coal Units - SO2 Rate Annual v3.1, Unit 4704 and retrofits | 705 | 2199 | Rate Constraint in lbs/MMBtu | FALSE | L | Annual | Emissions at Affected Plants SO2 | Thousand Tons | 0 | 0 | 0.66474 | 1.26 | 1.5029 | 1.5029 | 1.5029
Louisiana Coal Units - SO2 Rate Annual v3.1, Unit 4704 and retrofits | 705 | 2199 | Rate Constraint in lbs/MMBtu | FALSE | L | Annual | Allowances Purchased SO2 | Thousand Tons | 0 | 0 | 0 | 0 | 0 | 0 | 0
Louisiana Coal Units - SO2 Rate Annual v3.1, Unit 4704 and retrofits | 705 | 2199 | Rate Constraint in lbs/MMBtu | FALSE | L | Annual | Allowances Sold SO2 | Thousand Tons | 0 | 0 | 0 | 0 | 0 | 0 | 0
Louisiana Coal Units - SO2 Rate Annual v3.1, Unit 4704 and retrofits | 705 | 2199 | Rate Constraint in lbs/MMBtu | FALSE | L | Annual | Allowances Banked | Thousand Tons | 0 | 0 | 0 | 0 | 0 | 0 | 0
Louisiana Coal Units - SO2 Rate Annual v3.1, Unit 4704 and retrofits | 705 | 2199 | Rate Constraint in lbs/MMBtu | FALSE | L | Annual | Allowances Withdrawn (1:1) | Thousand Tons | 0 | 0 | 0 | 0 | 0 | 0 | 0
Louisiana Coal Units - SO2 Rate Annual v3.1, Unit 4704 and retrofits | 705 | 2199 | Rate Constraint in lbs/MMBtu | FALSE | L | Annual | Allowances Withdrawn (n:1) | Thousand Tons | 0 | 0 | 0 | 0 | 0 | 0 | 0
Louisiana Coal Units - SO2 Rate Annual v3.1, Unit 4704 and retrofits | 705 | 2199 | Rate Constraint in lbs/MMBtu | FALSE | L | Annual | Net Emissions Allowance Position | Thousand Tons | 0 | 0 | 0.66474 | 1.26 | 1.5029 | 1.5029 | 1.5029
Louisiana Coal Units - SO2 Rate Annual v3.1, Unit 4704 and retrofits | 705 | 2199 | Rate Constraint in lbs/MMBtu | FALSE | L | Annual | Fuel Consumed | TBtu | 0 | 0 | 16.6657 | 17.7578 | 21.1816 | 21.1816 | 21.1816
Louisiana Coal Units - SO2 Rate Annual v3.1, Unit 4704 and retrofits | 705 | 2199 | Rate Constraint in lbs/MMBtu | FALSE | L | Annual | Rate | lb/MMBtu | 0 | 0 | 0.079774 | 0.14191 | 0.14191 | 0.14191 | 0.14191
Louisiana Coal Units - SO2 Rate Annual v3.1, Unit 4704 and retrofits | 705 | 2199 | Rate Constraint in lbs/MMBtu | FALSE | L | Annual | Generation | TWh | 0 | 0 | 1.4689 | 1.5651 | 1.8669 | 1.8669 | 1.8669
Louisiana Coal Units - SO2 Rate Annual v3.1, Unit 4704 and retrofits | 705 | 2199 | Rate Constraint in lbs/MMBtu | FALSE | L | Annual | Qualifying Generation | TWh | 0 | 0 | 1.4689 | 1.5651 | 1.8669 | 1.8669 | 1.8669
Louisiana Coal Units - SO2 Rate Annual v3.1, Unit 4704 and retrofits | 705 | 2199 | Rate Constraint in lbs/MMBtu | FALSE | L | Annual | Rate | lb/MWh | 0 | 0 | 0.90512 | 1.6101 | 1.6101 | 1.6101 | 1.6101
Louisiana Coal Units - SO2 Rate Annual v3.1, Unit 4704 and retrofits | 705 | 2199 | Rate Constraint in lbs/MMBtu | FALSE | L | Annual | Constraint Shadow Price | US2011$/Ton | 0 | 0 | 0 | 0 | 0 | 0 | 0
Louisiana Coal Units - SO2 Rate Annual v3.1, Unit 5018 and retrofits | 706 | 2199 | Rate Constraint in lbs/MMBtu | FALSE | L | Annual | Seasons Included | Seasons | Winter, Summer | Winter, Summer | Winter, Summer | Winter, Summer | Winter, Summer | Winter, Summer | Winter, Summer
Louisiana Coal Units - SO2 Rate Annual v3.1, Unit 5018 and retrofits | 706 | 2199 | Rate Constraint in lbs/MMBtu | FALSE | L | Annual | Standard SO2 | lb/MMBtu | 1.2 | 1.2 | 1.2 | 1.2 | 1.2 | 1.2 | 1.2
Louisiana Coal Units - SO2 Rate Annual v3.1, Unit 5018 and retrofits | 706 | 2199 | Rate Constraint in lbs/MMBtu | FALSE | L | Annual | Emissions at Affected Plants SO2 | Thousand Tons | 0 | 0 | 0 | 0 | 0 | 0 | 0
Louisiana Coal Units - SO2 Rate Annual v3.1, Unit 5018 and retrofits | 706 | 2199 | Rate Constraint in lbs/MMBtu | FALSE | L | Annual | Allowances Purchased SO2 | Thousand Tons | 0 | 0 | 0 | 0 | 0 | 0 | 0
Louisiana Coal Units - SO2 Rate Annual v3.1, Unit 5018 and retrofits | 706 | 2199 | Rate Constraint in lbs/MMBtu | FALSE | L | Annual | Allowances Sold SO2 | Thousand Tons | 0 | 0 | 0 | 0 | 0 | 0 | 0
Louisiana Coal Units - SO2 Rate Annual v3.1, Unit 5018 and retrofits | 706 | 2199 | Rate Constraint in lbs/MMBtu | FALSE | L | Annual | Allowances Banked | Thousand Tons | 0 | 0 | 0 | 0 | 0 | 0 | 0
Louisiana Coal Units - SO2 Rate Annual v3.1, Unit 5018 and retrofits | 706 | 2199 | Rate Constraint in lbs/MMBtu | FALSE | L | Annual | Allowances Withdrawn (1:1) | Thousand Tons | 0 | 0 | 0 | 0 | 0 | 0 | 0
Louisiana Coal Units - SO2 Rate Annual v3.1, Unit 5018 and retrofits | 706 | 2199 | Rate Constraint in lbs/MMBtu | FALSE | L | Annual | Allowances Withdrawn (n:1) | Thousand Tons | 0 | 0 | 0 | 0 | 0 | 0 | 0
Louisiana Coal Units - SO2 Rate Annual v3.1, Unit 5018 and retrofits | 706 | 2199 | Rate Constraint in lbs/MMBtu | FALSE | L | Annual | Net Emissions Allowance Position | Thousand Tons | 0 | 0 | 0 | 0 | 0 | 0 | 0
Louisiana Coal Units - SO2 Rate Annual v3.1, Unit 5018 and retrofits | 706 | 2199 | Rate Constraint in lbs/MMBtu | FALSE | L | Annual | Fuel Consumed | TBtu | 0 | 0 | 0 | 0 | 0 | 0 | 0
Louisiana Coal Units - SO2 Rate Annual v3.1, Unit 5018 and retrofits | 706 | 2199 | Rate Constraint in lbs/MMBtu | FALSE | L | Annual | Rate | lb/MMBtu | 0 | 0 | 0 | 0 | 0 | 0 | 0
Louisiana Coal Units - SO2 Rate Annual v3.1, Unit 5018 and retrofits | 706 | 2199 | Rate Constraint in lbs/MMBtu | FALSE | L | Annual | Generation | TWh | 0 | 0 | 0 | 0 | 0 | 0 | 0
Louisiana Coal Units - SO2 Rate Annual v3.1, Unit 5018 and retrofits | 706 | 2199 | Rate Constraint in lbs/MMBtu | FALSE | L | Annual | Qualifying Generation | TWh | 0 | 0 | 0 | 0 | 0 | 0 | 0
Louisiana Coal Units - SO2 Rate Annual v3.1, Unit 5018 and retrofits | 706 | 2199 | Rate Constraint in lbs/MMBtu | FALSE | L | Annual | Rate | lb/MWh | 0 | 0 | 0 | 0 | 0 | 0 | 0
Louisiana Coal Units - SO2 Rate Annual v3.1, Unit 5018 and retrofits | 706 | 2199 | Rate Constraint in lbs/MMBtu | FALSE | L | Annual | Constraint Shadow Price | US2011$/Ton | 0 | 0 | 0 | 0 | 0 | 0 | 0
Louisiana Coal Units - SO2 Rate Annual v3.1, Unit 5314 and retrofits | 707 | 2199 | Rate Constraint in lbs/MMBtu | FALSE | L | Annual | Seasons Included | Seasons | Winter, Summer | Winter, Summer | Winter, Summer | Winter, Summer | Winter, Summer | Winter, Summer | Winter, Summer
Louisiana Coal Units - SO2 Rate Annual v3.1, Unit 5314 and retrofits | 707 | 2199 | Rate Constraint in lbs/MMBtu | FALSE | L | Annual | Standard SO2 | lb/MMBtu | 1.2 | 1.2 | 1.2 | 1.2 | 1.2 | 1.2 | 1.2
Louisiana Coal Units - SO2 Rate Annual v3.1, Unit 5314 and retrofits | 707 | 2199 | Rate Constraint in lbs/MMBtu | FALSE | L | Annual | Emissions at Affected Plants SO2 | Thousand Tons | 0 | 0 | 0 | 0 | 0 | 0 | 0
Louisiana Coal Units - SO2 Rate Annual v3.1, Unit 5314 and retrofits | 707 | 2199 | Rate Constraint in lbs/MMBtu | FALSE | L | Annual | Allowances Purchased SO2 | Thousand Tons | 0 | 0 | 0 | 0 | 0 | 0 | 0
Louisiana Coal Units - SO2 Rate Annual v3.1, Unit 5314 and retrofits | 707 | 2199 | Rate Constraint in lbs/MMBtu | FALSE | L | Annual | Allowances Sold SO2 | Thousand Tons | 0 | 0 | 0 | 0 | 0 | 0 | 0
Louisiana Coal Units - SO2 Rate Annual v3.1, Unit 5314 and retrofits | 707 | 2199 | Rate Constraint in lbs/MMBtu | FALSE | L | Annual | Allowances Banked | Thousand Tons | 0 | 0 | 0 | 0 | 0 | 0 | 0
Louisiana Coal Units - SO2 Rate Annual v3.1, Unit 5314 and retrofits | 707 | 2199 | Rate Constraint in lbs/MMBtu | FALSE | L | Annual | Allowances Withdrawn (1:1) | Thousand Tons | 0 | 0 | 0 | 0 | 0 | 0 | 0
Louisiana Coal Units - SO2 Rate Annual v3.1, Unit 5314 and retrofits | 707 | 2199 | Rate Constraint in lbs/MMBtu | FALSE | L | Annual | Allowances Withdrawn (n:1) | Thousand Tons | 0 | 0 | 0 | 0 | 0 | 0 | 0
Louisiana Coal Units - SO2 Rate Annual v3.1, Unit 5314 and retrofits | 707 | 2199 | Rate Constraint in lbs/MMBtu | FALSE | L | Annual | Net Emissions Allowance Position | Thousand Tons | 0 | 0 | 0 | 0 | 0 | 0 | 0
Louisiana Coal Units - SO2 Rate Annual v3.1, Unit 5314 and retrofits | 707 | 2199 | Rate Constraint in lbs/MMBtu | FALSE | L | Annual | Fuel Consumed | TBtu | 0 | 0 | 0 | 0 | 0 | 0 | 0
Louisiana Coal Units - SO2 Rate Annual v3.1, Unit 5314 and retrofits | 707 | 2199 | Rate Constraint in lbs/MMBtu | FALSE | L | Annual | Rate | lb/MMBtu | 0 | 0 | 0 | 0 | 0 | 0 | 0
Louisiana Coal Units - SO2 Rate Annual v3.1, Unit 5314 and retrofits | 707 | 2199 | Rate Constraint in lbs/MMBtu | FALSE | L | Annual | Generation | TWh | 0 | 0 | 0 | 0 | 0 | 0 | 0
Louisiana Coal Units - SO2 Rate Annual v3.1, Unit 5314 and retrofits | 707 | 2199 | Rate Constraint in lbs/MMBtu | FALSE | L | Annual | Qualifying Generation | TWh | 0 | 0 | 0 | 0 | 0 | 0 | 0
Louisiana Coal Units - SO2 Rate Annual v3.1, Unit 5314 and retrofits | 707 | 2199 | Rate Constraint in lbs/MMBtu | FALSE | L | Annual | Rate | lb/MWh | 0 | 0 | 0 | 0 | 0 | 0 | 0
Louisiana Coal Units - SO2 Rate Annual v3.1, Unit 5314 and retrofits | 707 | 2199 | Rate Constraint in lbs/MMBtu | FALSE | L | Annual | Constraint Shadow Price | US2011$/Ton | 0 | 0 | 0 | 0 | 0 | 0 | 0
Louisiana Coal Units - SO2 Rate Annual v3.1, Unit 5327 and retrofits | 708 | 2199 | Rate Constraint in lbs/MMBtu | FALSE | L | Annual | Seasons Included | Seasons | Winter, Summer | Winter, Summer | Winter, Summer | Winter, Summer | Winter, Summer | Winter, Summer | Winter, Summer
Louisiana Coal Units - SO2 Rate Annual v3.1, Unit 5327 and retrofits | 708 | 2199 | Rate Constraint in lbs/MMBtu | FALSE | L | Annual | Standard SO2 | lb/MMBtu | 1.2 | 1.2 | 1.2 | 1.2 | 1.2 | 1.2 | 1.2
Louisiana Coal Units - SO2 Rate Annual v3.1, Unit 5327 and retrofits | 708 | 2199 | Rate Constraint in lbs/MMBtu | FALSE | L | Annual | Emissions at Affected Plants SO2 | Thousand Tons | 0 | 0 | 0 | 0 | 0 | 0 | 0
Louisiana Coal Units - SO2 Rate Annual v3.1, Unit 5327 and retrofits | 708 | 2199 | Rate Constraint in lbs/MMBtu | FALSE | L | Annual | Allowances Purchased SO2 | Thousand Tons | 0 | 0 | 0 | 0 | 0 | 0 | 0
Louisiana Coal Units - SO2 Rate Annual v3.1, Unit 5327 and retrofits | 708 | 2199 | Rate Constraint in lbs/MMBtu | FALSE | L | Annual | Allowances Sold SO2 | Thousand Tons | 0 | 0 | 0 | 0 | 0 | 0 | 0
Louisiana Coal Units - SO2 Rate Annual v3.1, Unit 5327 and retrofits | 708 | 2199 | Rate Constraint in lbs/MMBtu | FALSE | L | Annual | Allowances Banked | Thousand Tons | 0 | 0 | 0 | 0 | 0 | 0 | 0
Louisiana Coal Units - SO2 Rate Annual v3.1, Unit 5327 and retrofits | 708 | 2199 | Rate Constraint in lbs/MMBtu | FALSE | L | Annual | Allowances Withdrawn (1:1) | Thousand Tons | 0 | 0 | 0 | 0 | 0 | 0 | 0
Louisiana Coal Units - SO2 Rate Annual v3.1, Unit 5327 and retrofits | 708 | 2199 | Rate Constraint in lbs/MMBtu | FALSE | L | Annual | Allowances Withdrawn (n:1) | Thousand Tons | 0 | 0 | 0 | 0 | 0 | 0 | 0
Louisiana Coal Units - SO2 Rate Annual v3.1, Unit 5327 and retrofits | 708 | 2199 | Rate Constraint in lbs/MMBtu | FALSE | L | Annual | Net Emissions Allowance Position | Thousand Tons | 0 | 0 | 0 | 0 | 0 | 0 | 0
Louisiana Coal Units - SO2 Rate Annual v3.1, Unit 5327 and retrofits | 708 | 2199 | Rate Constraint in lbs/MMBtu | FALSE | L | Annual | Fuel Consumed | TBtu | 0 | 0 | 0 | 0 | 0 | 0 | 0
Louisiana Coal Units - SO2 Rate Annual v3.1, Unit 5327 and retrofits | 708 | 2199 | Rate Constraint in lbs/MMBtu | FALSE | L | Annual | Rate | lb/MMBtu | 0 | 0 | 0 | 0 | 0 | 0 | 0
Louisiana Coal Units - SO2 Rate Annual v3.1, Unit 5327 and retrofits | 708 | 2199 | Rate Constraint in lbs/MMBtu | FALSE | L | Annual | Generation | TWh | 0 | 0 | 0 | 0 | 0 | 0 | 0
Louisiana Coal Units - SO2 Rate Annual v3.1, Unit 5327 and retrofits | 708 | 2199 | Rate Constraint in lbs/MMBtu | FALSE | L | Annual | Qualifying Generation | TWh | 0 | 0 | 0 | 0 | 0 | 0 | 0
Louisiana Coal Units - SO2 Rate Annual v3.1, Unit 5327 and retrofits | 708 | 2199 | Rate Constraint in lbs/MMBtu | FALSE | L | Annual | Rate | lb/MWh | 0 | 0 | 0 | 0 | 0 | 0 | 0
Louisiana Coal Units - SO2 Rate Annual v3.1, Unit 5327 and retrofits | 708 | 2199 | Rate Constraint in lbs/MMBtu | FALSE | L | Annual | Constraint Shadow Price | US2011$/Ton | 0 | 0 | 0 | 0 | 0 | 0 | 0
Louisiana Coal Units - SO2 Rate Annual v3.1, Unit 5711 and retrofits | 709 | 2199 | Rate Constraint in lbs/MMBtu | FALSE | L | Annual | Seasons Included | Seasons | Winter, Summer | Winter, Summer | Winter, Summer | Winter, Summer | Winter, Summer | Winter, Summer | Winter, Summer
Louisiana Coal Units - SO2 Rate Annual v3.1, Unit 5711 and retrofits | 709 | 2199 | Rate Constraint in lbs/MMBtu | FALSE | L | Annual | Standard SO2 | lb/MMBtu | 1.2 | 1.2 | 1.2 | 1.2 | 1.2 | 1.2 | 1.2
Louisiana Coal Units - SO2 Rate Annual v3.1, Unit 5711 and retrofits | 709 | 2199 | Rate Constraint in lbs/MMBtu | FALSE | L | Annual | Emissions at Affected Plants SO2 | Thousand Tons | 6.6149 | 6.6149 | 6.6149 | 6.6149 | 6.6149 | 6.6149 | 6.6149
Louisiana Coal Units - SO2 Rate Annual v3.1, Unit 5711 and retrofits | 709 | 2199 | Rate Constraint in lbs/MMBtu | FALSE | L | Annual | Allowances Purchased SO2 | Thousand Tons | 0 | 0 | 0 | 0 | 0 | 0 | 0
Louisiana Coal Units - SO2 Rate Annual v3.1, Unit 5711 and retrofits | 709 | 2199 | Rate Constraint in lbs/MMBtu | FALSE | L | Annual | Allowances Sold SO2 | Thousand Tons | 0 | 0 | 0 | 0 | 0 | 0 | 0
Louisiana Coal Units - SO2 Rate Annual v3.1, Unit 5711 and retrofits | 709 | 2199 | Rate Constraint in lbs/MMBtu | FALSE | L | Annual | Allowances Banked | Thousand Tons | 0 | 0 | 0 | 0 | 0 | 0 | 0
Louisiana Coal Units - SO2 Rate Annual v3.1, Unit 5711 and retrofits | 709 | 2199 | Rate Constraint in lbs/MMBtu | FALSE | L | Annual | Allowances Withdrawn (1:1) | Thousand Tons | 0 | 0 | 0 | 0 | 0 | 0 | 0
Louisiana Coal Units - SO2 Rate Annual v3.1, Unit 5711 and retrofits | 709 | 2199 | Rate Constraint in lbs/MMBtu | FALSE | L | Annual | Allowances Withdrawn (n:1) | Thousand Tons | 0 | 0 | 0 | 0 | 0 | 0 | 0
Louisiana Coal Units - SO2 Rate Annual v3.1, Unit 5711 and retrofits | 709 | 2199 | Rate Constraint in lbs/MMBtu | FALSE | L | Annual | Net Emissions Allowance Position | Thousand Tons | 6.6149 | 6.6149 | 6.6149 | 6.6149 | 6.6149 | 6.6149 | 6.6149
Louisiana Coal Units - SO2 Rate Annual v3.1, Unit 5711 and retrofits | 709 | 2199 | Rate Constraint in lbs/MMBtu | FALSE | L | Annual | Fuel Consumed | TBtu | 53.132 | 53.132 | 53.132 | 53.132 | 53.132 | 53.132 | 53.132
Louisiana Coal Units - SO2 Rate Annual v3.1, Unit 5711 and retrofits | 709 | 2199 | Rate Constraint in lbs/MMBtu | FALSE | L | Annual | Rate | lb/MMBtu | 0.249 | 0.249 | 0.249 | 0.249 | 0.249 | 0.249 | 0.249
Louisiana Coal Units - SO2 Rate Annual v3.1, Unit 5711 and retrofits | 709 | 2199 | Rate Constraint in lbs/MMBtu | FALSE | L | Annual | Generation | TWh | 4.6517 | 4.6517 | 4.6517 | 4.6517 | 4.6517 | 4.6517 | 4.6517
Louisiana Coal Units - SO2 Rate Annual v3.1, Unit 5711 and retrofits | 709 | 2199 | Rate Constraint in lbs/MMBtu | FALSE | L | Annual | Qualifying Generation | TWh | 4.6517 | 4.6517 | 4.6517 | 4.6517 | 4.6517 | 4.6517 | 4.6517
Louisiana Coal Units - SO2 Rate Annual v3.1, Unit 5711 and retrofits | 709 | 2199 | Rate Constraint in lbs/MMBtu | FALSE | L | Annual | Rate | lb/MWh | 2.8441 | 2.8441 | 2.8441 | 2.8441 | 2.8441 | 2.8441 | 2.8441
Louisiana Coal Units - SO2 Rate Annual v3.1, Unit 5711 and retrofits | 709 | 2199 | Rate Constraint in lbs/MMBtu | FALSE | L | Annual | Constraint Shadow Price | US2011$/Ton | 0 | 0 | 0 | 0 | 0 | 0 | 0
MA Brayton 1-3 - MER Cap Annual v3.1, Unit 4248 and retrofits | 710 | 1810 | Rate Constraint in MTons | FALSE | L | Annual | Seasons Included | Seasons | Winter, Summer | Winter, Summer | Winter, Summer | Winter, Summer | Winter, Summer | Winter, Summer | Winter, Summer
MA Brayton 1-3 - MER Cap Annual v3.1, Unit 4248 and retrofits | 710 | 1810 | Rate Constraint in MTons | FALSE | L | Annual | Standard MER | lbs | 146.6 | 146.6 | 146.6 | 146.6 | 146.6 | 146.6 | 146.6
MA Brayton 1-3 - MER Cap Annual v3.1, Unit 4248 and retrofits | 710 | 1810 | Rate Constraint in MTons | FALSE | L | Annual | Emissions at Affected Plants MER | lbs | 21.764 | 0 | 0 | 0 | 0 | 0 | 0
MA Brayton 1-3 - MER Cap Annual v3.1, Unit 4248 and retrofits | 710 | 1810 | Rate Constraint in MTons | FALSE | L | Annual | Allowances Purchased MER | lbs | 0 | 0 | 0 | 0 | 0 | 0 | 0
MA Brayton 1-3 - MER Cap Annual v3.1, Unit 4248 and retrofits | 710 | 1810 | Rate Constraint in MTons | FALSE | L | Annual | Allowances Sold MER | lbs | 0 | 0 | 0 | 0 | 0 | 0 | 0
MA Brayton 1-3 - MER Cap Annual v3.1, Unit 4248 and retrofits | 710 | 1810 | Rate Constraint in MTons | FALSE | L | Annual | Allowances Banked | lbs | 0 | 0 | 0 | 0 | 0 | 0 | 0
MA Brayton 1-3 - MER Cap Annual v3.1, Unit 4248 and retrofits | 710 | 1810 | Rate Constraint in MTons | FALSE | L | Annual | Allowances Withdrawn (1:1) | lbs | 0 | 0 | 0 | 0 | 0 | 0 | 0
MA Brayton 1-3 - MER Cap Annual v3.1, Unit 4248 and retrofits | 710 | 1810 | Rate Constraint in MTons | FALSE | L | Annual | Allowances Withdrawn (n:1) | lbs | 0 | 0 | 0 | 0 | 0 | 0 | 0
MA Brayton 1-3 - MER Cap Annual v3.1, Unit 4248 and retrofits | 710 | 1810 | Rate Constraint in MTons | FALSE | L | Annual | Net Emissions Allowance Position | lbs | 21.764 | 0 | 0 | 0 | 0 | 0 | 0
MA Brayton 1-3 - MER Cap Annual v3.1, Unit 4248 and retrofits | 710 | 1810 | Rate Constraint in MTons | FALSE | L | Annual | Fuel Consumed | TBtu | 27.0228 | 0 | 0 | 0 | 0 | 0 | 0
MA Brayton 1-3 - MER Cap Annual v3.1, Unit 4248 and retrofits | 710 | 1810 | Rate Constraint in MTons | FALSE | L | Annual | Rate | lb/MMBtu | 8.0539e-07 | 0 | 0 | 0 | 0 | 0 | 0
MA Brayton 1-3 - MER Cap Annual v3.1, Unit 4248 and retrofits | 710 | 1810 | Rate Constraint in MTons | FALSE | L | Annual | Generation | TWh | 2.8 | 0 | 0 | 0 | 0 | 0 | 0
MA Brayton 1-3 - MER Cap Annual v3.1, Unit 4248 and retrofits | 710 | 1810 | Rate Constraint in MTons | FALSE | L | Annual | Qualifying Generation | TWh | 2.8 | 0 | 0 | 0 | 0 | 0 | 0
MA Brayton 1-3 - MER Cap Annual v3.1, Unit 4248 and retrofits | 710 | 1810 | Rate Constraint in MTons | FALSE | L | Annual | Rate | lb/MWh | 7.7729e-06 | 0 | 0 | 0 | 0 | 0 | 0
MA Brayton 1-3 - MER Cap Annual v3.1, Unit 4248 and retrofits | 710 | 1810 | Rate Constraint in MTons | FALSE | L | Annual | Constraint Shadow Price | US2011$/Lb | 0 | 0 | 0 | 0 | 0 | 0 | 0
MA Brayton 1-3 - MER Cap Annual v3.1, Unit 4249 and retrofits | 711 | 1810 | Rate Constraint in MTons | FALSE | L | Annual | Seasons Included | Seasons | Winter, Summer | Winter, Summer | Winter, Summer | Winter, Summer | Winter, Summer | Winter, Summer | Winter, Summer
MA Brayton 1-3 - MER Cap Annual v3.1, Unit 4249 and retrofits | 711 | 1810 | Rate Constraint in MTons | FALSE | L | Annual | Standard MER | lbs | 146.6 | 146.6 | 146.6 | 146.6 | 146.6 | 146.6 | 146.6
MA Brayton 1-3 - MER Cap Annual v3.1, Unit 4249 and retrofits | 711 | 1810 | Rate Constraint in MTons | FALSE | L | Annual | Emissions at Affected Plants MER | lbs | 0 | 0 | 0 | 0 | 0 | 0 | 0
MA Brayton 1-3 - MER Cap Annual v3.1, Unit 4249 and retrofits | 711 | 1810 | Rate Constraint in MTons | FALSE | L | Annual | Allowances Purchased MER | lbs | 0 | 0 | 0 | 0 | 0 | 0 | 0
MA Brayton 1-3 - MER Cap Annual v3.1, Unit 4249 and retrofits | 711 | 1810 | Rate Constraint in MTons | FALSE | L | Annual | Allowances Sold MER | lbs | 0 | 0 | 0 | 0 | 0 | 0 | 0
MA Brayton 1-3 - MER Cap Annual v3.1, Unit 4249 and retrofits | 711 | 1810 | Rate Constraint in MTons | FALSE | L | Annual | Allowances Banked | lbs | 0 | 0 | 0 | 0 | 0 | 0 | 0
MA Brayton 1-3 - MER Cap Annual v3.1, Unit 4249 and retrofits | 711 | 1810 | Rate Constraint in MTons | FALSE | L | Annual | Allowances Withdrawn (1:1) | lbs | 0 | 0 | 0 | 0 | 0 | 0 | 0
MA Brayton 1-3 - MER Cap Annual v3.1, Unit 4249 and retrofits | 711 | 1810 | Rate Constraint in MTons | FALSE | L | Annual | Allowances Withdrawn (n:1) | lbs | 0 | 0 | 0 | 0 | 0 | 0 | 0
MA Brayton 1-3 - MER Cap Annual v3.1, Unit 4249 and retrofits | 711 | 1810 | Rate Constraint in MTons | FALSE | L | Annual | Net Emissions Allowance Position | lbs | 0 | 0 | 0 | 0 | 0 | 0 | 0
MA Brayton 1-3 - MER Cap Annual v3.1, Unit 4249 and retrofits | 711 | 1810 | Rate Constraint in MTons | FALSE | L | Annual | Fuel Consumed | TBtu | 0 | 0 | 0 | 0 | 0 | 0 | 0
MA Brayton 1-3 - MER Cap Annual v3.1, Unit 4249 and retrofits | 711 | 1810 | Rate Constraint in MTons | FALSE | L | Annual | Rate | lb/MMBtu | 0 | 0 | 0 | 0 | 0 | 0 | 0
MA Brayton 1-3 - MER Cap Annual v3.1, Unit 4249 and retrofits | 711 | 1810 | Rate Constraint in MTons | FALSE | L | Annual | Generation | TWh | 0 | 0 | 0 | 0 | 0 | 0 | 0
MA Brayton 1-3 - MER Cap Annual v3.1, Unit 4249 and retrofits | 711 | 1810 | Rate Constraint in MTons | FALSE | L | Annual | Qualifying Generation | TWh | 0 | 0 | 0 | 0 | 0 | 0 | 0
MA Brayton 1-3 - MER Cap Annual v3.1, Unit 4249 and retrofits | 711 | 1810 | Rate Constraint in MTons | FALSE | L | Annual | Rate | lb/MWh | 0 | 0 | 0 | 0 | 0 | 0 | 0
MA Brayton 1-3 - MER Cap Annual v3.1, Unit 4249 and retrofits | 711 | 1810 | Rate Constraint in MTons | FALSE | L | Annual | Constraint Shadow Price | US2011$/Lb | 0 | 0 | 0 | 0 | 0 | 0 | 0
MA Brayton 1-3 - MER Cap Annual v3.1, Unit 4280 and retrofits | 712 | 1810 | Rate Constraint in MTons | FALSE | L | Annual | Seasons Included | Seasons | Winter, Summer | Winter, Summer | Winter, Summer | Winter, Summer | Winter, Summer | Winter, Summer | Winter, Summer
MA Brayton 1-3 - MER Cap Annual v3.1, Unit 4280 and retrofits | 712 | 1810 | Rate Constraint in MTons | FALSE | L | Annual | Standard MER | lbs | 146.6 | 146.6 | 146.6 | 146.6 | 146.6 | 146.6 | 146.6
MA Brayton 1-3 - MER Cap Annual v3.1, Unit 4280 and retrofits | 712 | 1810 | Rate Constraint in MTons | FALSE | L | Annual | Emissions at Affected Plants MER | lbs | 3.1564 | 0 | 0 | 0 | 0 | 0 | 0
MA Brayton 1-3 - MER Cap Annual v3.1, Unit 4280 and retrofits | 712 | 1810 | Rate Constraint in MTons | FALSE | L | Annual | Allowances Purchased MER | lbs | 0 | 0 | 0 | 0 | 0 | 0 | 0
MA Brayton 1-3 - MER Cap Annual v3.1, Unit 4280 and retrofits | 712 | 1810 | Rate Constraint in MTons | FALSE | L | Annual | Allowances Sold MER | lbs | 0 | 0 | 0 | 0 | 0 | 0 | 0
MA Brayton 1-3 - MER Cap Annual v3.1, Unit 4280 and retrofits | 712 | 1810 | Rate Constraint in MTons | FALSE | L | Annual | Allowances Banked | lbs | 0 | 0 | 0 | 0 | 0 | 0 | 0
MA Brayton 1-3 - MER Cap Annual v3.1, Unit 4280 and retrofits | 712 | 1810 | Rate Constraint in MTons | FALSE | L | Annual | Allowances Withdrawn (1:1) | lbs | 0 | 0 | 0 | 0 | 0 | 0 | 0
MA Brayton 1-3 - MER Cap Annual v3.1, Unit 4280 and retrofits | 712 | 1810 | Rate Constraint in MTons | FALSE | L | Annual | Allowances Withdrawn (n:1) | lbs | 0 | 0 | 0 | 0 | 0 | 0 | 0
MA Brayton 1-3 - MER Cap Annual v3.1, Unit 4280 and retrofits | 712 | 1810 | Rate Constraint in MTons | FALSE | L | Annual | Net Emissions Allowance Position | lbs | 3.1564 | 0 | 0 | 0 | 0 | 0 | 0
MA Brayton 1-3 - MER Cap Annual v3.1, Unit 4280 and retrofits | 712 | 1810 | Rate Constraint in MTons | FALSE | L | Annual | Fuel Consumed | TBtu | 5.4767 | 0 | 0 | 0 | 0 | 0 | 0
MA Brayton 1-3 - MER Cap Annual v3.1, Unit 4280 and retrofits | 712 | 1810 | Rate Constraint in MTons | FALSE | L | Annual | Rate | lb/MMBtu | 5.7633e-07 | 0 | 0 | 0 | 0 | 0 | 0
MA Brayton 1-3 - MER Cap Annual v3.1, Unit 4280 and retrofits | 712 | 1810 | Rate Constraint in MTons | FALSE | L | Annual | Generation | TWh | 0.56513 | 0 | 0 | 0 | 0 | 0 | 0
MA Brayton 1-3 - MER Cap Annual v3.1, Unit 4280 and retrofits | 712 | 1810 | Rate Constraint in MTons | FALSE | L | Annual | Qualifying Generation | TWh | 0.56513 | 0 | 0 | 0 | 0 | 0 | 0
MA Brayton 1-3 - MER Cap Annual v3.1, Unit 4280 and retrofits | 712 | 1810 | Rate Constraint in MTons | FALSE | L | Annual | Rate | lb/MWh | 5.5853e-06 | 0 | 0 | 0 | 0 | 0 | 0
MA Brayton 1-3 - MER Cap Annual v3.1, Unit 4280 and retrofits | 712 | 1810 | Rate Constraint in MTons | FALSE | L | Annual | Constraint Shadow Price | US2011$/Lb | 0 | 0 | 0 | 0 | 0 | 0 | 0
MA Fac. Spec. - Brayton Point NOx v3.1 | 713 | 2100 | Rate Constraint in lbs/MWh | FALSE | L | Annual | Seasons Included | Seasons | Winter, Summer | Winter, Summer | Winter, Summer | Winter, Summer | Winter, Summer | Winter, Summer | Winter, Summer
MA Fac. Spec. - Brayton Point NOx v3.1 | 713 | 2100 | Rate Constraint in lbs/MWh | FALSE | L | Annual | Standard NOX | lb/MWh | 1.5 | 1.5 | 1.5 | 1.5 | 1.5 | 1.5 | 1.5
MA Fac. Spec. - Brayton Point NOx v3.1 | 713 | 2100 | Rate Constraint in lbs/MWh | FALSE | L | Annual | Emissions at Affected Plants NOX | Thousand Tons | 1.7812 | 0 | 0 | 0 | 0 | 0 | 0
MA Fac. Spec. - Brayton Point NOx v3.1 | 713 | 2100 | Rate Constraint in lbs/MWh | FALSE | L | Annual | Allowances Purchased NOX | Thousand Tons | 0 | 0 | 0 | 0 | 0 | 0 | 0
MA Fac. Spec. - Brayton Point NOx v3.1 | 713 | 2100 | Rate Constraint in lbs/MWh | FALSE | L | Annual | Allowances Sold NOX | Thousand Tons | 0 | 0 | 0 | 0 | 0 | 0 | 0
MA Fac. Spec. - Brayton Point NOx v3.1 | 713 | 2100 | Rate Constraint in lbs/MWh | FALSE | L | Annual | Allowances Banked | Thousand Tons | 0 | 0 | 0 | 0 | 0 | 0 | 0
MA Fac. Spec. - Brayton Point NOx v3.1 | 713 | 2100 | Rate Constraint in lbs/MWh | FALSE | L | Annual | Allowances Withdrawn (1:1) | Thousand Tons | 0 | 0 | 0 | 0 | 0 | 0 | 0
MA Fac. Spec. - Brayton Point NOx v3.1 | 713 | 2100 | Rate Constraint in lbs/MWh | FALSE | L | Annual | Allowances Withdrawn (n:1) | Thousand Tons | 0 | 0 | 0 | 0 | 0 | 0 | 0
MA Fac. Spec. - Brayton Point NOx v3.1 | 713 | 2100 | Rate Constraint in lbs/MWh | FALSE | L | Annual | Net Emissions Allowance Position | Thousand Tons | 1.7812 | 0 | 0 | 0 | 0 | 0 | 0
MA Fac. Spec. - Brayton Point NOx v3.1 | 713 | 2100 | Rate Constraint in lbs/MWh | FALSE | L | Annual | Fuel Consumed | TBtu | 32.6067 | 0 | 0 | 0 | 0 | 0 | 0
MA Fac. Spec. - Brayton Point NOx v3.1 | 713 | 2100 | Rate Constraint in lbs/MWh | FALSE | L | Annual | Rate | lb/MMBtu | 0.10925 | 0 | 0 | 0 | 0 | 0 | 0
MA Fac. Spec. - Brayton Point NOx v3.1 | 713 | 2100 | Rate Constraint in lbs/MWh | FALSE | L | Annual | Generation | TWh | 3.376 | 0 | 0 | 0 | 0 | 0 | 0
MA Fac. Spec. - Brayton Point NOx v3.1 | 713 | 2100 | Rate Constraint in lbs/MWh | FALSE | L | Annual | Qualifying Generation | TWh | 3.376 | 0 | 0 | 0 | 0 | 0 | 0
MA Fac. Spec. - Brayton Point NOx v3.1 | 713 | 2100 | Rate Constraint in lbs/MWh | FALSE | L | Annual | Constraint Shadow Price | US2011$/Ton | 0 | 1164.1428 | 0 | 0 | 0 | 0 | 0
MA Fac. Spec. - Brayton Point SO2 Annual v3.1 | 714 | 2105 | Rate Constraint in lbs/MWh | FALSE | L | Annual | Seasons Included | Seasons | Winter, Summer | Winter, Summer | Winter, Summer | Winter, Summer | Winter, Summer | Winter, Summer | Winter, Summer
MA Fac. Spec. - Brayton Point SO2 Annual v3.1 | 714 | 2105 | Rate Constraint in lbs/MWh | FALSE | L | Annual | Standard SO2 | lb/MWh | 3 | 3 | 3 | 3 | 3 | 3 | 3
MA Fac. Spec. - Brayton Point SO2 Annual v3.1 | 714 | 2105 | Rate Constraint in lbs/MWh | FALSE | L | Annual | Emissions at Affected Plants SO2 | Thousand Tons | 1.4876 | 0 | 0 | 0 | 0 | 0 | 0
MA Fac. Spec. - Brayton Point SO2 Annual v3.1 | 714 | 2105 | Rate Constraint in lbs/MWh | FALSE | L | Annual | Allowances Purchased SO2 | Thousand Tons | 0 | 0 | 0 | 0 | 0 | 0 | 0
MA Fac. Spec. - Brayton Point SO2 Annual v3.1 | 714 | 2105 | Rate Constraint in lbs/MWh | FALSE | L | Annual | Allowances Sold SO2 | Thousand Tons | 0 | 0 | 0 | 0 | 0 | 0 | 0
MA Fac. Spec. - Brayton Point SO2 Annual v3.1 | 714 | 2105 | Rate Constraint in lbs/MWh | FALSE | L | Annual | Allowances Banked | Thousand Tons | 0 | 0 | 0 | 0 | 0 | 0 | 0
MA Fac. Spec. - Brayton Point SO2 Annual v3.1 | 714 | 2105 | Rate Constraint in lbs/MWh | FALSE | L | Annual | Allowances Withdrawn (1:1) | Thousand Tons | 0 | 0 | 0 | 0 | 0 | 0 | 0
MA Fac. Spec. - Brayton Point SO2 Annual v3.1 | 714 | 2105 | Rate Constraint in lbs/MWh | FALSE | L | Annual | Allowances Withdrawn (n:1) | Thousand Tons | 0 | 0 | 0 | 0 | 0 | 0 | 0
MA Fac. Spec. - Brayton Point SO2 Annual v3.1 | 714 | 2105 | Rate Constraint in lbs/MWh | FALSE | L | Annual | Net Emissions Allowance Position | Thousand Tons | 1.4876 | 0 | 0 | 0 | 0 | 0 | 0
MA Fac. Spec. - Brayton Point SO2 Annual v3.1 | 714 | 2105 | Rate Constraint in lbs/MWh | FALSE | L | Annual | Fuel Consumed | TBtu | 32.6067 | 0 | 0 | 0 | 0 | 0 | 0
MA Fac. Spec. - Brayton Point SO2 Annual v3.1 | 714 | 2105 | Rate Constraint in lbs/MWh | FALSE | L | Annual | Rate | lb/MMBtu | 0.091247 | 0 | 0 | 0 | 0 | 0 | 0
MA Fac. Spec. - Brayton Point SO2 Annual v3.1 | 714 | 2105 | Rate Constraint in lbs/MWh | FALSE | L | Annual | Generation | TWh | 3.376 | 0 | 0 | 0 | 0 | 0 | 0
MA Fac. Spec. - Brayton Point SO2 Annual v3.1 | 714 | 2105 | Rate Constraint in lbs/MWh | FALSE | L | Annual | Qualifying Generation | TWh | 3.376 | 0 | 0 | 0 | 0 | 0 | 0
MA Fac. Spec. - Brayton Point SO2 Annual v3.1 | 714 | 2105 | Rate Constraint in lbs/MWh | FALSE | L | Annual | Constraint Shadow Price | US2011$/Ton | 0 | 0 | 0 | 0 | 0 | 0 | 0
MA Fac. Spec. - Canal NOx v3.1 | 715 | 2103 | Rate Constraint in lbs/MWh | FALSE | L | Annual | Seasons Included | Seasons | Winter, Summer | Winter, Summer | Winter, Summer | Winter, Summer | Winter, Summer | Winter, Summer | Winter, Summer
MA Fac. Spec. - Canal NOx v3.1 | 715 | 2103 | Rate Constraint in lbs/MWh | FALSE | L | Annual | Standard NOX | lb/MWh | 1.5 | 1.5 | 1.5 | 1.5 | 1.5 | 1.5 | 1.5
MA Fac. Spec. - Canal NOx v3.1 | 715 | 2103 | Rate Constraint in lbs/MWh | FALSE | L | Annual | Emissions at Affected Plants NOX | Thousand Tons | 0.017217 | 0 | 0 | 0 | 0 | 0 | 0
MA Fac. Spec. - Canal NOx v3.1 | 715 | 2103 | Rate Constraint in lbs/MWh | FALSE | L | Annual | Allowances Purchased NOX | Thousand Tons | 0 | 0 | 0 | 0 | 0 | 0 | 0
MA Fac. Spec. - Canal NOx v3.1 | 715 | 2103 | Rate Constraint in lbs/MWh | FALSE | L | Annual | Allowances Sold NOX | Thousand Tons | 0 | 0 | 0 | 0 | 0 | 0 | 0
MA Fac. Spec. - Canal NOx v3.1 | 715 | 2103 | Rate Constraint in lbs/MWh | FALSE | L | Annual | Allowances Banked | Thousand Tons | 0 | 0 | 0 | 0 | 0 | 0 | 0
MA Fac. Spec. - Canal NOx v3.1 | 715 | 2103 | Rate Constraint in lbs/MWh | FALSE | L | Annual | Allowances Withdrawn (1:1) | Thousand Tons | 0 | 0 | 0 | 0 | 0 | 0 | 0
MA Fac. Spec. - Canal NOx v3.1 | 715 | 2103 | Rate Constraint in lbs/MWh | FALSE | L | Annual | Allowances Withdrawn (n:1) | Thousand Tons | 0 | 0 | 0 | 0 | 0 | 0 | 0
MA Fac. Spec. - Canal NOx v3.1 | 715 | 2103 | Rate Constraint in lbs/MWh | FALSE | L | Annual | Net Emissions Allowance Position | Thousand Tons | 0.017217 | 0 | 0 | 0 | 0 | 0 | 0
MA Fac. Spec. - Canal NOx v3.1 | 715 | 2103 | Rate Constraint in lbs/MWh | FALSE | L | Annual | Fuel Consumed | TBtu | 0.337 | 0 | 0 | 0 | 0 | 0 | 0
MA Fac. Spec. - Canal NOx v3.1 | 715 | 2103 | Rate Constraint in lbs/MWh | FALSE | L | Annual | Rate | lb/MMBtu | 0.10217 | 0 | 0 | 0 | 0 | 0 | 0
MA Fac. Spec. - Canal NOx v3.1 | 715 | 2103 | Rate Constraint in lbs/MWh | FALSE | L | Annual | Generation | TWh | 0.030261 | 0 | 0 | 0 | 0 | 0 | 0
MA Fac. Spec. - Canal NOx v3.1 | 715 | 2103 | Rate Constraint in lbs/MWh | FALSE | L | Annual | Qualifying Generation | TWh | 0.030261 | 0 | 0 | 0 | 0 | 0 | 0
MA Fac. Spec. - Canal NOx v3.1 | 715 | 2103 | Rate Constraint in lbs/MWh | FALSE | L | Annual | Constraint Shadow Price | US2011$/Ton | 0 | 57655.9412 | 0 | 21018.4599 | 54671.6485 | 97325.7606 | 122794.6263
MA Fac. Spec. - Canal SO2 Annual v3.1 | 716 | 2107 | Rate Constraint in lbs/MWh | FALSE | L | Annual | Seasons Included | Seasons | Winter, Summer | Winter, Summer | Winter, Summer | Winter, Summer | Winter, Summer | Winter, Summer | Winter, Summer
MA Fac. Spec. - Canal SO2 Annual v3.1 | 716 | 2107 | Rate Constraint in lbs/MWh | FALSE | L | Annual | Standard SO2 | lb/MWh | 3 | 3 | 3 | 3 | 3 | 3 | 3
MA Fac. Spec. - Canal SO2 Annual v3.1 | 716 | 2107 | Rate Constraint in lbs/MWh | FALSE | L | Annual | Emissions at Affected Plants SO2 | Thousand Tons | 0.045391 | 0 | 0 | 0 | 0 | 0 | 0
MA Fac. Spec. - Canal SO2 Annual v3.1 | 716 | 2107 | Rate Constraint in lbs/MWh | FALSE | L | Annual | Allowances Purchased SO2 | Thousand Tons | 0 | 0 | 0 | 0 | 0 | 0 | 0
MA Fac. Spec. - Canal SO2 Annual v3.1 | 716 | 2107 | Rate Constraint in lbs/MWh | FALSE | L | Annual | Allowances Sold SO2 | Thousand Tons | 0 | 0 | 0 | 0 | 0 | 0 | 0
MA Fac. Spec. - Canal SO2 Annual v3.1 | 716 | 2107 | Rate Constraint in lbs/MWh | FALSE | L | Annual | Allowances Banked | Thousand Tons | 0 | 0 | 0 | 0 | 0 | 0 | 0
MA Fac. Spec. - Canal SO2 Annual v3.1 | 716 | 2107 | Rate Constraint in lbs/MWh | FALSE | L | Annual | Allowances Withdrawn (1:1) | Thousand Tons | 0 | 0 | 0 | 0 | 0 | 0 | 0
MA Fac. Spec. - Canal SO2 Annual v3.1 | 716 | 2107 | Rate Constraint in lbs/MWh | FALSE | L | Annual | Allowances Withdrawn (n:1) | Thousand Tons | 0 | 0 | 0 | 0 | 0 | 0 | 0
MA Fac. Spec. - Canal SO2 Annual v3.1 | 716 | 2107 | Rate Constraint in lbs/MWh | FALSE | L | Annual | Net Emissions Allowance Position | Thousand Tons | 0.045391 | 0 | 0 | 0 | 0 | 0 | 0
MA Fac. Spec. - Canal SO2 Annual v3.1 | 716 | 2107 | Rate Constraint in lbs/MWh | FALSE | L | Annual | Fuel Consumed | TBtu | 0.337 | 0 | 0 | 0 | 0 | 0 | 0
MA Fac. Spec. - Canal SO2 Annual v3.1 | 716 | 2107 | Rate Constraint in lbs/MWh | FALSE | L | Annual | Rate | lb/MMBtu | 0.26938 | 0 | 0 | 0 | 0 | 0 | 0
MA Fac. Spec. - Canal SO2 Annual v3.1 | 716 | 2107 | Rate Constraint in lbs/MWh | FALSE | L | Annual | Generation | TWh | 0.030261 | 0 | 0 | 0 | 0 | 0 | 0
MA Fac. Spec. - Canal SO2 Annual v3.1 | 716 | 2107 | Rate Constraint in lbs/MWh | FALSE | L | Annual | Qualifying Generation | TWh | 0.030261 | 0 | 0 | 0 | 0 | 0 | 0
MA Fac. Spec. - Canal SO2 Annual v3.1 | 716 | 2107 | Rate Constraint in lbs/MWh | FALSE | L | Annual | Constraint Shadow Price | US2011$/Ton | 8668.8986 | 0 | 0 | 0 | 0 | 0 | 0
MA Fac. Spec. - Mystic Gen NOx v3.1 | 720 | 2101 | Rate Constraint in lbs/MWh | FALSE | L | Annual | Seasons Included | Seasons | Winter, Summer | Winter, Summer | Winter, Summer | Winter, Summer | Winter, Summer | Winter, Summer | Winter, Summer
MA Fac. Spec. - Mystic Gen NOx v3.1 | 720 | 2101 | Rate Constraint in lbs/MWh | FALSE | L | Annual | Standard NOX | lb/MWh | 1.5 | 1.5 | 1.5 | 1.5 | 1.5 | 1.5 | 1.5
MA Fac. Spec. - Mystic Gen NOx v3.1 | 720 | 2101 | Rate Constraint in lbs/MWh | FALSE | L | Annual | Emissions at Affected Plants NOX | Thousand Tons | 0.32169 | 0.32169 | 0.27966 | 0.27966 | 0.27966 | 0.27966 | 0.27899
MA Fac. Spec. - Mystic Gen NOx v3.1 | 720 | 2101 | Rate Constraint in lbs/MWh | FALSE | L | Annual | Allowances Purchased NOX | Thousand Tons | 0 | 0 | 0 | 0 | 0 | 0 | 0
MA Fac. Spec. - Mystic Gen NOx v3.1 | 720 | 2101 | Rate Constraint in lbs/MWh | FALSE | L | Annual | Allowances Sold NOX | Thousand Tons | 0 | 0 | 0 | 0 | 0 | 0 | 0
MA Fac. Spec. - Mystic Gen NOx v3.1 | 720 | 2101 | Rate Constraint in lbs/MWh | FALSE | L | Annual | Allowances Banked | Thousand Tons | 0 | 0 | 0 | 0 | 0 | 0 | 0
MA Fac. Spec. - Mystic Gen NOx v3.1 | 720 | 2101 | Rate Constraint in lbs/MWh | FALSE | L | Annual | Allowances Withdrawn (1:1) | Thousand Tons | 0 | 0 | 0 | 0 | 0 | 0 | 0
MA Fac. Spec. - Mystic Gen NOx v3.1 | 720 | 2101 | Rate Constraint in lbs/MWh | FALSE | L | Annual | Allowances Withdrawn (n:1) | Thousand Tons | 0 | 0 | 0 | 0 | 0 | 0 | 0
MA Fac. Spec. - Mystic Gen NOx v3.1 | 720 | 2101 | Rate Constraint in lbs/MWh | FALSE | L | Annual | Net Emissions Allowance Position | Thousand Tons | 0.32169 | 0.32169 | 0.27966 | 0.27966 | 0.27966 | 0.27966 | 0.27899
MA Fac. Spec. - Mystic Gen NOx v3.1 | 720 | 2101 | Rate Constraint in lbs/MWh | FALSE | L | Annual | Fuel Consumed | TBtu | 78.6328 | 78.6328 | 77.8647 | 77.8647 | 77.8647 | 77.8647 | 77.6773
MA Fac. Spec. - Mystic Gen NOx v3.1 | 720 | 2101 | Rate Constraint in lbs/MWh | FALSE | L | Annual | Rate | lb/MMBtu | 0.008182 | 0.008182 | 0.0071834 | 0.0071834 | 0.0071834 | 0.0071834 | 0.0071834
MA Fac. Spec. - Mystic Gen NOx v3.1 | 720 | 2101 | Rate Constraint in lbs/MWh | FALSE | L | Annual | Generation | TWh | 10.5775 | 10.5775 | 10.5152 | 10.5152 | 10.5152 | 10.5152 | 10.4898
MA Fac. Spec. - Mystic Gen NOx v3.1 | 720 | 2101 | Rate Constraint in lbs/MWh | FALSE | L | Annual | Qualifying Generation | TWh | 10.5775 | 10.5775 | 10.5152 | 10.5152 | 10.5152 | 10.5152 | 10.4898
MA Fac. Spec. - Mystic Gen NOx v3.1 | 720 | 2101 | Rate Constraint in lbs/MWh | FALSE | L | Annual | Constraint Shadow Price | US2011$/Ton | 0 | 0 | 0 | 0 | 0 | 0 | 0
MA Fac. Spec. - Mystic Gen SO2 Annual v3.1 | 721 | 2106 | Rate Constraint in lbs/MWh | FALSE | L | Annual | Seasons Included | Seasons | Winter, Summer | Winter, Summer | Winter, Summer | Winter, Summer | Winter, Summer | Winter, Summer | Winter, Summer
MA Fac. Spec. - Mystic Gen SO2 Annual v3.1 | 721 | 2106 | Rate Constraint in lbs/MWh | FALSE | L | Annual | Standard SO2 | lb/MWh | 3 | 3 | 3 | 3 | 3 | 3 | 3
MA Fac. Spec. - Mystic Gen SO2 Annual v3.1 | 721 | 2106 | Rate Constraint in lbs/MWh | FALSE | L | Annual | Emissions at Affected Plants SO2 | Thousand Tons | 0 | 0 | 0 | 0 | 0 | 0 | 0
MA Fac. Spec. - Mystic Gen SO2 Annual v3.1 | 721 | 2106 | Rate Constraint in lbs/MWh | FALSE | L | Annual | Allowances Purchased SO2 | Thousand Tons | 0 | 0 | 0 | 0 | 0 | 0 | 0
MA Fac. Spec. - Mystic Gen SO2 Annual v3.1 | 721 | 2106 | Rate Constraint in lbs/MWh | FALSE | L | Annual | Allowances Sold SO2 | Thousand Tons | 0 | 0 | 0 | 0 | 0 | 0 | 0
MA Fac. Spec. - Mystic Gen SO2 Annual v3.1 | 721 | 2106 | Rate Constraint in lbs/MWh | FALSE | L | Annual | Allowances Banked | Thousand Tons | 0 | 0 | 0 | 0 | 0 | 0 | 0
MA Fac. Spec. - Mystic Gen SO2 Annual v3.1 | 721 | 2106 | Rate Constraint in lbs/MWh | FALSE | L | Annual | Allowances Withdrawn (1:1) | Thousand Tons | 0 | 0 | 0 | 0 | 0 | 0 | 0
MA Fac. Spec. - Mystic Gen SO2 Annual v3.1 | 721 | 2106 | Rate Constraint in lbs/MWh | FALSE | L | Annual | Allowances Withdrawn (n:1) | Thousand Tons | 0 | 0 | 0 | 0 | 0 | 0 | 0
MA Fac. Spec. - Mystic Gen SO2 Annual v3.1 | 721 | 2106 | Rate Constraint in lbs/MWh | FALSE | L | Annual | Net Emissions Allowance Position | Thousand Tons | 0 | 0 | 0 | 0 | 0 | 0 | 0
MA Fac. Spec. - Mystic Gen SO2 Annual v3.1 | 721 | 2106 | Rate Constraint in lbs/MWh | FALSE | L | Annual | Fuel Consumed | TBtu | 78.6328 | 78.6328 | 77.8647 | 77.8647 | 77.8647 | 77.8647 | 77.6773
MA Fac. Spec. - Mystic Gen SO2 Annual v3.1 | 721 | 2106 | Rate Constraint in lbs/MWh | FALSE | L | Annual | Rate | lb/MMBtu | 0 | 0 | 0 | 0 | 0 | 0 | 0
MA Fac. Spec. - Mystic Gen SO2 Annual v3.1 | 721 | 2106 | Rate Constraint in lbs/MWh | FALSE | L | Annual | Generation | TWh | 10.5775 | 10.5775 | 10.5152 | 10.5152 | 10.5152 | 10.5152 | 10.4898
MA Fac. Spec. - Mystic Gen SO2 Annual v3.1 | 721 | 2106 | Rate Constraint in lbs/MWh | FALSE | L | Annual | Qualifying Generation | TWh | 10.5775 | 10.5775 | 10.5152 | 10.5152 | 10.5152 | 10.5152 | 10.4898
MA Fac. Spec. - Mystic Gen SO2 Annual v3.1 | 721 | 2106 | Rate Constraint in lbs/MWh | FALSE | L | Annual | Constraint Shadow Price | US2011$/Ton | 0 | 0 | 0 | 0 | 0 | 0 | 0
MD Coal-fired EGUs NOx rate - NRG & GenOn v5.16 | 722 | 6541 | Rate Constraint in lbs/MMBtu | FALSE | L | Annual | Seasons Included | Seasons | Summer | Summer | Summer | Summer | Summer | Summer | Summer
MD Coal-fired EGUs NOx rate - NRG & GenOn v5.16 | 722 | 6541 | Rate Constraint in lbs/MMBtu | FALSE | L | Annual | Standard NOX | lb/MMBtu | 0.15 | 0.15 | 0.15 | 0.15 | 0.15 | 0.15 | 0.15
MD Coal-fired EGUs NOx rate - NRG & GenOn v5.16 | 722 | 6541 | Rate Constraint in lbs/MMBtu | FALSE | L | Annual | Emissions at Affected Plants NOX | Thousand Tons | 3.0704 | 1.6983 | 0.66734 | 0.55181 | 0.66792 | 0.55181 | 0.55181
MD Coal-fired EGUs NOx rate - NRG & GenOn v5.16 | 722 | 6541 | Rate Constraint in lbs/MMBtu | FALSE | L | Annual | Allowances Purchased NOX | Thousand Tons | 0 | 0 | 0 | 0 | 0 | 0 | 0
MD Coal-fired EGUs NOx rate - NRG & GenOn v5.16 | 722 | 6541 | Rate Constraint in lbs/MMBtu | FALSE | L | Annual | Allowances Sold NOX | Thousand Tons | 0 | 0 | 0 | 0 | 0 | 0 | 0
MD Coal-fired EGUs NOx rate - NRG & GenOn v5.16 | 722 | 6541 | Rate Constraint in lbs/MMBtu | FALSE | L | Annual | Allowances Banked | Thousand Tons | 0 | 0 | 0 | 0 | 0 | 0 | 0
MD Coal-fired EGUs NOx rate - NRG & GenOn v5.16 | 722 | 6541 | Rate Constraint in lbs/MMBtu | FALSE | L | Annual | Allowances Withdrawn (1:1) | Thousand Tons | 0 | 0 | 0 | 0 | 0 | 0 | 0
MD Coal-fired EGUs NOx rate - NRG & GenOn v5.16 | 722 | 6541 | Rate Constraint in lbs/MMBtu | FALSE | L | Annual | Allowances Withdrawn (n:1) | Thousand Tons | 0 | 0 | 0 | 0 | 0 | 0 | 0
MD Coal-fired EGUs NOx rate - NRG & GenOn v5.16 | 722 | 6541 | Rate Constraint in lbs/MMBtu | FALSE | L | Annual | Net Emissions Allowance Position | Thousand Tons | 3.0704 | 1.6983 | 0.66734 | 0.55181 | 0.66792 | 0.55181 | 0.55181
MD Coal-fired EGUs NOx rate - NRG & GenOn v5.16 | 722 | 6541 | Rate Constraint in lbs/MMBtu | FALSE | L | Annual | Fuel Consumed | TBtu | 51.7263 | 37.494 | 32.6631 | 26.99 | 32.6781 | 26.9181 | 26.9181
MD Coal-fired EGUs NOx rate - NRG & GenOn v5.16 | 722 | 6541 | Rate Constraint in lbs/MMBtu | FALSE | L | Annual | Rate | lb/MMBtu | 0.11872 | 0.09059 | 0.040862 | 0.04089 | 0.040879 | 0.040999 | 0.040999
MD Coal-fired EGUs NOx rate - NRG & GenOn v5.16 | 722 | 6541 | Rate Constraint in lbs/MMBtu | FALSE | L | Annual | Generation | TWh | 5.2208 | 3.8341 | 3.4388 | 2.8435 | 3.4418 | 2.8435 | 2.8435
MD Coal-fired EGUs NOx rate - NRG & GenOn v5.16 | 722 | 6541 | Rate Constraint in lbs/MMBtu | FALSE | L | Annual | Qualifying Generation | TWh | 5.2208 | 3.8341 | 3.4388 | 2.8435 | 3.4418 | 2.8435 | 2.8435
MD Coal-fired EGUs NOx rate - NRG & GenOn v5.16 | 722 | 6541 | Rate Constraint in lbs/MMBtu | FALSE | L | Annual | Rate | lb/MWh | 1.1762 | 0.88589 | 0.38812 | 0.38812 | 0.38812 | 0.38812 | 0.38812
MD Coal-fired EGUs NOx rate - NRG & GenOn v5.16 | 722 | 6541 | Rate Constraint in lbs/MMBtu | FALSE | L | Annual | Constraint Shadow Price | US2011$/Ton | 0 | 0 | 0 | 0 | 0 | 0 | 0
MD Coal-fired EGUs NOx rate - Raven v5.16 | 723 | 6540 | Rate Constraint in lbs/MMBtu | FALSE | L | Annual | Seasons Included | Seasons | Summer | Summer | Summer | Summer | Summer | Summer | Summer
MD Coal-fired EGUs NOx rate - Raven v5.16 | 723 | 6540 | Rate Constraint in lbs/MMBtu | FALSE | L | Annual | Standard NOX | lb/MMBtu | 0.15 | 0.15 | 0.15 | 0.15 | 0.15 | 0.15 | 0.15
MD Coal-fired EGUs NOx rate - Raven v5.16 | 723 | 6540 | Rate Constraint in lbs/MMBtu | FALSE | L | Annual | Emissions at Affected Plants NOX | Thousand Tons | 0 | 0 | 1.0838 | 0.85575 | 0.9944 | 0 | 0
MD Coal-fired EGUs NOx rate - Raven v5.16 | 723 | 6540 | Rate Constraint in lbs/MMBtu | FALSE | L | Annual | Allowances Purchased NOX | Thousand Tons | 0 | 0 | 0 | 0 | 0 | 0 | 0
MD Coal-fired EGUs NOx rate - Raven v5.16 | 723 | 6540 | Rate Constraint in lbs/MMBtu | FALSE | L | Annual | Allowances Sold NOX | Thousand Tons | 0 | 0 | 0 | 0 | 0 | 0 | 0
MD Coal-fired EGUs NOx rate - Raven v5.16 | 723 | 6540 | Rate Constraint in lbs/MMBtu | FALSE | L | Annual | Allowances Banked | Thousand Tons | 0 | 0 | 0 | 0 | 0 | 0 | 0
MD Coal-fired EGUs NOx rate - Raven v5.16 | 723 | 6540 | Rate Constraint in lbs/MMBtu | FALSE | L | Annual | Allowances Withdrawn (1:1) | Thousand Tons | 0 | 0 | 0 | 0 | 0 | 0 | 0
MD Coal-fired EGUs NOx rate - Raven v5.16 | 723 | 6540 | Rate Constraint in lbs/MMBtu | FALSE | L | Annual | Allowances Withdrawn (n:1) | Thousand Tons | 0 | 0 | 0 | 0 | 0 | 0 | 0
MD Coal-fired EGUs NOx rate - Raven v5.16 | 723 | 6540 | Rate Constraint in lbs/MMBtu | FALSE | L | Annual | Net Emissions Allowance Position | Thousand Tons | 0 | 0 | 1.0838 | 0.85575 | 0.9944 | 0 | 0
MD Coal-fired EGUs NOx rate - Raven v5.16 | 723 | 6540 | Rate Constraint in lbs/MMBtu | FALSE | L | Annual | Fuel Consumed | TBtu | 0 | 0 | 31.4966 | 24.859 | 28.714 | 0 | 0
MD Coal-fired EGUs NOx rate - Raven v5.16 | 723 | 6540 | Rate Constraint in lbs/MMBtu | FALSE | L | Annual | Rate | lb/MMBtu | 0 | 0 | 0.068821 | 0.068848 | 0.069262 | 0 | 0
MD Coal-fired EGUs NOx rate - Raven v5.16 | 723 | 6540 | Rate Constraint in lbs/MMBtu | FALSE | L | Annual | Generation | TWh | 0 | 0 | 2.9453 | 2.3255 | 2.6866 | 0 | 0
MD Coal-fired EGUs NOx rate - Raven v5.16 | 723 | 6540 | Rate Constraint in lbs/MMBtu | FALSE | L | Annual | Qualifying Generation | TWh | 0 | 0 | 2.9453 | 2.3255 | 2.6866 | 0 | 0
MD Coal-fired EGUs NOx rate - Raven v5.16 | 723 | 6540 | Rate Constraint in lbs/MMBtu | FALSE | L | Annual | Rate | lb/MWh | 0 | 0 | 0.73597 | 0.73597 | 0.74025 | 0 | 0
MD Coal-fired EGUs NOx rate - Raven v5.16 | 723 | 6540 | Rate Constraint in lbs/MMBtu | FALSE | L | Annual | Constraint Shadow Price | US2011$/Ton | 0 | 0 | 0 | 0 | 0 | 0 | 0
MD Healthy Air Act - Constellation NOx Cap Ann 4.1 | 724 | 2433 | Rate Constraint in MTons | FALSE | L | Annual | Seasons Included | Seasons | Winter, Summer | Winter, Summer | Winter, Summer | Winter, Summer | Winter, Summer | Winter, Summer | Winter, Summer
MD Healthy Air Act - Constellation NOx Cap Ann 4.1 | 724 | 2433 | Rate Constraint in MTons | FALSE | L | Annual | Standard NOX | Thousand Tons | 8.026 | 8.026 | 8.026 | 8.026 | 8.026 | 8.026 | 8.026
MD Healthy Air Act - Constellation NOx Cap Ann 4.1 | 724 | 2433 | Rate Constraint in MTons | FALSE | L | Annual | Emissions at Affected Plants NOX | Thousand Tons | 0 | 0 | 1.3388 | 0.85575 | 0.9944 | 0 | 0
MD Healthy Air Act - Constellation NOx Cap Ann 4.1 | 724 | 2433 | Rate Constraint in MTons | FALSE | L | Annual | Allowances Purchased NOX | Thousand Tons | 0 | 0 | 0 | 0 | 0 | 0 | 0
MD Healthy Air Act - Constellation NOx Cap Ann 4.1 | 724 | 2433 | Rate Constraint in MTons | FALSE | L | Annual | Allowances Sold NOX | Thousand Tons | 0 | 0 | 0 | 0 | 0 | 0 | 0
MD Healthy Air Act - Constellation NOx Cap Ann 4.1 | 724 | 2433 | Rate Constraint in MTons | FALSE | L | Annual | Allowances Banked | Thousand Tons | 0 | 0 | 0 | 0 | 0 | 0 | 0
MD Healthy Air Act - Constellation NOx Cap Ann 4.1 | 724 | 2433 | Rate Constraint in MTons | FALSE | L | Annual | Allowances Withdrawn (1:1) | Thousand Tons | 0 | 0 | 0 | 0 | 0 | 0 | 0
MD Healthy Air Act - Constellation NOx Cap Ann 4.1 | 724 | 2433 | Rate Constraint in MTons | FALSE | L | Annual | Allowances Withdrawn (n:1) | Thousand Tons | 0 | 0 | 0 | 0 | 0 | 0 | 0
MD Healthy Air Act - Constellation NOx Cap Ann 4.1 | 724 | 2433 | Rate Constraint in MTons | FALSE | L | Annual | Net Emissions Allowance Position | Thousand Tons | 0 | 0 | 1.3388 | 0.85575 | 0.9944 | 0 | 0
MD Healthy Air Act - Constellation NOx Cap Ann 4.1 | 724 | 2433 | Rate Constraint in MTons | FALSE | L | Annual | Fuel Consumed | TBtu | 0 | 0 | 37.0387 | 24.859 | 28.714 | 0 | 0
MD Healthy Air Act - Constellation NOx Cap Ann 4.1 | 724 | 2433 | Rate Constraint in MTons | FALSE | L | Annual | Rate | lb/MMBtu | 0 | 0 | 0.07229 | 0.068848 | 0.069262 | 0 | 0
MD Healthy Air Act - Constellation NOx Cap Ann 4.1 | 724 | 2433 | Rate Constraint in MTons | FALSE | L | Annual | Generation | TWh | 0 | 0 | 3.4659 | 2.3255 | 2.6866 | 0 | 0
MD Healthy Air Act - Constellation NOx Cap Ann 4.1 | 724 | 2433 | Rate Constraint in MTons | FALSE | L | Annual | Qualifying Generation | TWh | 0 | 0 | 3.4659 | 2.3255 | 2.6866 | 0 | 0
MD Healthy Air Act - Constellation NOx Cap Ann 4.1 | 724 | 2433 | Rate Constraint in MTons | FALSE | L | Annual | Rate | lb/MWh | 0 | 0 | 0.77253 | 0.73597 | 0.74025 | 0 | 0
MD Healthy Air Act - Constellation NOx Cap Ann 4.1 | 724 | 2433 | Rate Constraint in MTons | FALSE | L | Annual | Constraint Shadow Price | US2011$/Ton | 0 | 0 | 0 | 0 | 0 | 0 | 0
MD Healthy Air Act - Constellation NOx Cap Sum 4.1 | 725 | 2435 | Rate Constraint in MTons | FALSE | L | Annual | Seasons Included | Seasons | Winter, Summer | Winter, Summer | Winter, Summer | Winter, Summer | Winter, Summer | Winter, Summer | Winter, Summer
MD Healthy Air Act - Constellation NOx Cap Sum 4.1 | 725 | 2435 | Rate Constraint in MTons | FALSE | L | Annual | Standard NOX | Thousand Tons | 3.63 | 3.63 | 3.63 | 3.63 | 3.63 | 3.63 | 3.63
MD Healthy Air Act - Constellation NOx Cap Sum 4.1 | 725 | 2435 | Rate Constraint in MTons | FALSE | L | Annual | Emissions at Affected Plants NOX | Thousand Tons | 0 | 0 | 1.3388 | 0.85575 | 0.9944 | 0 | 0
MD Healthy Air Act - Constellation NOx Cap Sum 4.1 | 725 | 2435 | Rate Constraint in MTons | FALSE | L | Annual | Allowances Purchased NOX | Thousand Tons | 0 | 0 | 0 | 0 | 0 | 0 | 0
MD Healthy Air Act - Constellation NOx Cap Sum 4.1 | 725 | 2435 | Rate Constraint in MTons | FALSE | L | Annual | Allowances Sold NOX | Thousand Tons | 0 | 0 | 0 | 0 | 0 | 0 | 0
MD Healthy Air Act - Constellation NOx Cap Sum 4.1 | 725 | 2435 | Rate Constraint in MTons | FALSE | L | Annual | Allowances Banked | Thousand Tons | 0 | 0 | 0 | 0 | 0 | 0 | 0
MD Healthy Air Act - Constellation NOx Cap Sum 4.1 | 725 | 2435 | Rate Constraint in MTons | FALSE | L | Annual | Allowances Withdrawn (1:1) | Thousand Tons | 0 | 0 | 0 | 0 | 0 | 0 | 0
MD Healthy Air Act - Constellation NOx Cap Sum 4.1 | 725 | 2435 | Rate Constraint in MTons | FALSE | L | Annual | Allowances Withdrawn (n:1) | Thousand Tons | 0 | 0 | 0 | 0 | 0 | 0 | 0
MD Healthy Air Act - Constellation NOx Cap Sum 4.1 | 725 | 2435 | Rate Constraint in MTons | FALSE | L | Annual | Net Emissions Allowance Position | Thousand Tons | 0 | 0 | 1.3388 | 0.85575 | 0.9944 | 0 | 0
MD Healthy Air Act - Constellation NOx Cap Sum 4.1 | 725 | 2435 | Rate Constraint in MTons | FALSE | L | Annual | Fuel Consumed | TBtu | 0 | 0 | 37.0387 | 24.859 | 28.714 | 0 | 0
MD Healthy Air Act - Constellation NOx Cap Sum 4.1 | 725 | 2435 | Rate Constraint in MTons | FALSE | L | Annual | Rate | lb/MMBtu | 0 | 0 | 0.07229 | 0.068848 | 0.069262 | 0 | 0
MD Healthy Air Act - Constellation NOx Cap Sum 4.1 | 725 | 2435 | Rate Constraint in MTons | FALSE | L | Annual | Generation | TWh | 0 | 0 | 3.4659 | 2.3255 | 2.6866 | 0 | 0
MD Healthy Air Act - Constellation NOx Cap Sum 4.1 | 725 | 2435 | Rate Constraint in MTons | FALSE | L | Annual | Qualifying Generation | TWh | 0 | 0 | 3.4659 | 2.3255 | 2.6866 | 0 | 0
MD Healthy Air Act - Constellation NOx Cap Sum 4.1 | 725 | 2435 | Rate Constraint in MTons | FALSE | L | Annual | Rate | lb/MWh | 0 | 0 | 0.77253 | 0.73597 | 0.74025 | 0 | 0
MD Healthy Air Act - Constellation NOx Cap Sum 4.1 | 725 | 2435 | Rate Constraint in MTons | FALSE | L | Annual | Constraint Shadow Price | US2011$/Ton | 0 | 0 | 0 | 0 | 0 | 0 | 0
MD Healthy Air Act - Constellation SO2 Cap Ann 4.1 | 726 | 2434 | Rate Constraint in MTons | FALSE | L | Annual | Seasons Included | Seasons | Winter, Summer | Winter, Summer | Winter, Summer | Winter, Summer | Winter, Summer | Winter, Summer | Winter, Summer
MD Healthy Air Act - Constellation SO2 Cap Ann 4.1 | 726 | 2434 | Rate Constraint in MTons | FALSE | L | Annual | Standard SO2 | Thousand Tons | 17.926 | 17.926 | 17.926 | 17.926 | 17.926 | 17.926 | 17.926
MD Healthy Air Act - Constellation SO2 Cap Ann 4.1 | 726 | 2434 | Rate Constraint in MTons | FALSE | L | Annual | Emissions at Affected Plants SO2 | Thousand Tons | 0 | 0 | 1.1087 | 0.74411 | 0.85951 | 0 | 0
MD Healthy Air Act - Constellation SO2 Cap Ann 4.1 | 726 | 2434 | Rate Constraint in MTons | FALSE | L | Annual | Allowances Purchased SO2 | Thousand Tons | 0 | 0 | 0 | 0 | 0 | 0 | 0
MD Healthy Air Act - Constellation SO2 Cap Ann 4.1 | 726 | 2434 | Rate Constraint in MTons | FALSE | L | Annual | Allowances Sold SO2 | Thousand Tons | 0 | 0 | 0 | 0 | 0 | 0 | 0
MD Healthy Air Act - Constellation SO2 Cap Ann 4.1 | 726 | 2434 | Rate Constraint in MTons | FALSE | L | Annual | Allowances Banked | Thousand Tons | 0 | 0 | 0 | 0 | 0 | 0 | 0
MD Healthy Air Act - Constellation SO2 Cap Ann 4.1 | 726 | 2434 | Rate Constraint in MTons | FALSE | L | Annual | Allowances Withdrawn (1:1) | Thousand Tons | 0 | 0 | 0 | 0 | 0 | 0 | 0
MD Healthy Air Act - Constellation SO2 Cap Ann 4.1 | 726 | 2434 | Rate Constraint in MTons | FALSE | L | Annual | Allowances Withdrawn (n:1) | Thousand Tons | 0 | 0 | 0 | 0 | 0 | 0 | 0
MD Healthy Air Act - Constellation SO2 Cap Ann 4.1 | 726 | 2434 | Rate Constraint in MTons | FALSE | L | Annual | Net Emissions Allowance Position | Thousand Tons | 0 | 0 | 1.1087 | 0.74411 | 0.85951 | 0 | 0
MD Healthy Air Act - Constellation SO2 Cap Ann 4.1 | 726 | 2434 | Rate Constraint in MTons | FALSE | L | Annual | Fuel Consumed | TBtu | 0 | 0 | 37.0387 | 24.859 | 28.714 | 0 | 0
MD Healthy Air Act - Constellation SO2 Cap Ann 4.1 | 726 | 2434 | Rate Constraint in MTons | FALSE | L | Annual | Rate | lb/MMBtu | 0 | 0 | 0.059867 | 0.059867 | 0.059867 | 0 | 0
MD Healthy Air Act - Constellation SO2 Cap Ann 4.1 | 726 | 2434 | Rate Constraint in MTons | FALSE | L | Annual | Generation | TWh | 0 | 0 | 3.4659 | 2.3255 | 2.6866 | 0 | 0
MD Healthy Air Act - Constellation SO2 Cap Ann 4.1 | 726 | 2434 | Rate Constraint in MTons | FALSE | L | Annual | Qualifying Generation | TWh | 0 | 0 | 3.4659 | 2.3255 | 2.6866 | 0 | 0
MD Healthy Air Act - Constellation SO2 Cap Ann 4.1 | 726 | 2434 | Rate Constraint in MTons | FALSE | L | Annual | Rate | lb/MWh | 0 | 0 | 0.63977 | 0.63996 | 0.63984 | 0 | 0
MD Healthy Air Act - Constellation SO2 Cap Ann 4.1 | 726 | 2434 | Rate Constraint in MTons | FALSE | L | Annual | Constraint Shadow Price | US2011$/Ton | 0 | 0 | 0 | 0 | 0 | 0 | 0
MD Healthy Air Act - MER Removal Annual v3.1 | 727 | 1800 | MACT Fuel Choice Floor in lbs/MMBtu | FALSE | L | Annual | Seasons Included | Seasons | Winter, Summer | Winter, Summer | Winter, Summer | Winter, Summer | Winter, Summer | Winter, Summer | Winter, Summer
MD Healthy Air Act - MER Removal Annual v3.1 | 727 | 1800 | MACT Fuel Choice Floor in lbs/MMBtu | FALSE | L | Annual | Emission Floor | lbs/MMBtu | 0 | 0 | 0 | 0 | 0 | 0 | 0
MD Healthy Air Act - MER Removal Annual v3.1 | 727 | 1800 | MACT Fuel Choice Floor in lbs/MMBtu | FALSE | L | Annual | Emissions at Affected Plants MER | lbs | 114.4592 | 70.6098 | 109.3553 | 84.5882 | 86.4145 | 22.9526 | 10.7409
MD Healthy Air Act - MER Removal Annual v3.1 | 727 | 1800 | MACT Fuel Choice Floor in lbs/MMBtu | FALSE | L | Annual | Allowances Purchased MER | lbs | 0 | 0 | 0 | 0 | 0 | 0 | 0
MD Healthy Air Act - MER Removal Annual v3.1 | 727 | 1800 | MACT Fuel Choice Floor in lbs/MMBtu | FALSE | L | Annual | Allowances Sold MER | lbs | 0 | 0 | 0 | 0 | 0 | 0 | 0
MD Healthy Air Act - MER Removal Annual v3.1 | 727 | 1800 | MACT Fuel Choice Floor in lbs/MMBtu | FALSE | L | Annual | Allowances Banked | lbs | 0 | 0 | 0 | 0 | 0 | 0 | 0
MD Healthy Air Act - MER Removal Annual v3.1 | 727 | 1800 | MACT Fuel Choice Floor in lbs/MMBtu | FALSE | L | Annual | Allowances Withdrawn (1:1) | lbs | 0 | 0 | 0 | 0 | 0 | 0 | 0
MD Healthy Air Act - MER Removal Annual v3.1 | 727 | 1800 | MACT Fuel Choice Floor in lbs/MMBtu | FALSE | L | Annual | Allowances Withdrawn (n:1) | lbs | 0 | 0 | 0 | 0 | 0 | 0 | 0
MD Healthy Air Act - MER Removal Annual v3.1 | 727 | 1800 | MACT Fuel Choice Floor in lbs/MMBtu | FALSE | L | Annual | Net Emissions Allowance Position | lbs | 114.4592 | 70.6098 | 109.3553 | 84.5882 | 86.4145 | 22.9526 | 10.7409
MD Healthy Air Act - MER Removal Annual v3.1 | 727 | 1800 | MACT Fuel Choice Floor in lbs/MMBtu | FALSE | L | Annual | Fuel Consumed | TBtu | 117.3192 | 71.7124 | 117.0058 | 89.8048 | 102.8114 | 26.9181 | 26.9181
MD Healthy Air Act - MER Removal Annual v3.1 | 727 | 1800 | MACT Fuel Choice Floor in lbs/MMBtu | FALSE | L | Annual | Rate | lb/MMBtu | 9.7562e-07 | 9.8462e-07 | 9.3461e-07 | 9.4191e-07 | 8.4051e-07 | 8.5268e-07 | 3.9902e-07
MD Healthy Air Act - MER Removal Annual v3.1 | 727 | 1800 | MACT Fuel Choice Floor in lbs/MMBtu | FALSE | L | Annual | Generation | TWh | 11.8915 | 7.4571 | 11.9132 | 9.187 | 10.5139 | 2.8435 | 2.8435
MD Healthy Air Act - MER Removal Annual v3.1 | 727 | 1800 | MACT Fuel Choice Floor in lbs/MMBtu | FALSE | L | Annual | Qualifying Generation | TWh | 11.8915 | 7.4571 | 11.9132 | 9.187 | 10.5139 | 2.8435 | 2.8435
MD Healthy Air Act - MER Removal Annual v3.1 | 727 | 1800 | MACT Fuel Choice Floor in lbs/MMBtu | FALSE | L | Annual | Constraint Shadow Price | US2011$/Lb | 0 | 0 | 0 | 0 | 0 | 0 | 0
MD Healthy Air Act - Mirant NOx Cap Annual v4.10 | 728 | 2262 | Rate Constraint in MTons | FALSE | L | Annual | Seasons Included | Seasons | Winter, Summer | Winter, Summer | Winter, Summer | Winter, Summer | Winter, Summer | Winter, Summer | Winter, Summer
MD Healthy Air Act - Mirant NOx Cap Annual v4.10 | 728 | 2262 | Rate Constraint in MTons | FALSE | L | Annual | Standard NOX | Thousand Tons | 8.298 | 8.298 | 8.298 | 8.298 | 8.298 | 8.298 | 8.298
MD Healthy Air Act - Mirant NOx Cap Annual v4.10 | 728 | 2262 | Rate Constraint in MTons | FALSE | L | Annual | Emissions at Affected Plants NOX | Thousand Tons | 7.3795 | 2.4681 | 1.7316 | 1.4034 | 1.5998 | 0.55181 | 0.55181
MD Healthy Air Act - Mirant NOx Cap Annual v4.10 | 728 | 2262 | Rate Constraint in MTons | FALSE | L | Annual | Allowances Purchased NOX | Thousand Tons | 0 | 0 | 0 | 0 | 0 | 0 | 0
MD Healthy Air Act - Mirant NOx Cap Annual v4.10 | 728 | 2262 | Rate Constraint in MTons | FALSE | L | Annual | Allowances Sold NOX | Thousand Tons | 0 | 0 | 0 | 0 | 0 | 0 | 0
MD Healthy Air Act - Mirant NOx Cap Annual v4.10 | 728 | 2262 | Rate Constraint in MTons | FALSE | L | Annual | Allowances Banked | Thousand Tons | 0 | 0 | 0 | 0 | 0 | 0 | 0
MD Healthy Air Act - Mirant NOx Cap Annual v4.10 | 728 | 2262 | Rate Constraint in MTons | FALSE | L | Annual | Allowances Withdrawn (1:1) | Thousand Tons | 0 | 0 | 0 | 0 | 0 | 0 | 0
MD Healthy Air Act - Mirant NOx Cap Annual v4.10 | 728 | 2262 | Rate Constraint in MTons | FALSE | L | Annual | Allowances Withdrawn (n:1) | Thousand Tons | 0 | 0 | 0 | 0 | 0 | 0 | 0
MD Healthy Air Act - Mirant NOx Cap Annual v4.10 | 728 | 2262 | Rate Constraint in MTons | FALSE | L | Annual | Net Emissions Allowance Position | Thousand Tons | 7.3795 | 2.4681 | 1.7316 | 1.4034 | 1.5998 | 0.55181 | 0.55181
MD Healthy Air Act - Mirant NOx Cap Annual v4.10 | 728 | 2262 | Rate Constraint in MTons | FALSE | L | Annual | Fuel Consumed | TBtu | 117.3192 | 71.7124 | 79.9671 | 64.9457 | 74.0974 | 26.9181 | 26.9181
MD Healthy Air Act - Mirant NOx Cap Annual v4.10 | 728 | 2262 | Rate Constraint in MTons | FALSE | L | Annual | Rate | lb/MMBtu | 0.1258 | 0.068834 | 0.043307 | 0.043219 | 0.04318 | 0.040999 | 0.040999
MD Healthy Air Act - Mirant NOx Cap Annual v4.10 | 728 | 2262 | Rate Constraint in MTons | FALSE | L | Annual | Generation | TWh | 11.8915 | 7.4571 | 8.4473 | 6.8615 | 7.8272 | 2.8435 | 2.8435
MD Healthy Air Act - Mirant NOx Cap Annual v4.10 | 728 | 2262 | Rate Constraint in MTons | FALSE | L | Annual | Qualifying Generation | TWh | 11.8915 | 7.4571 | 8.4473 | 6.8615 | 7.8272 | 2.8435 | 2.8435
MD Healthy Air Act - Mirant NOx Cap Annual v4.10 | 728 | 2262 | Rate Constraint in MTons | FALSE | L | Annual | Rate | lb/MWh | 1.2411 | 0.66195 | 0.40997 | 0.40908 | 0.40877 | 0.38812 | 0.38812
MD Healthy Air Act - Mirant NOx Cap Annual v4.10 | 728 | 2262 | Rate Constraint in MTons | FALSE | L | Annual | Constraint Shadow Price | US2011$/Ton | 0 | 0 | 0 | 0 | 0 | 0 | 0
MD Healthy Air Act - Mirant NOx Cap Summer v4.10 | 729 | 2265 | Rate Constraint in MTons | FALSE | L | Annual | Seasons Included | Seasons | Summer | Summer | Summer | Summer | Summer | Summer | Summer
MD Healthy Air Act - Mirant NOx Cap Summer v4.10 | 729 | 2265 | Rate Constraint in MTons | FALSE | L | Annual | Standard NOX | Thousand Tons | 3.567 | 3.567 | 3.567 | 3.567 | 3.567 | 3.567 | 3.567
MD Healthy Air Act - Mirant NOx Cap Summer v4.10 | 729 | 2265 | Rate Constraint in MTons | FALSE | L | Annual | Emissions at Affected Plants NOX | Thousand Tons | 3.0704 | 1.6983 | 0.66734 | 0.55181 | 0.66792 | 0.55181 | 0.55181
MD Healthy Air Act - Mirant NOx Cap Summer v4.10 | 729 | 2265 | Rate Constraint in MTons | FALSE | L | Annual | Allowances Purchased NOX | Thousand Tons | 0 | 0 | 0 | 0 | 0 | 0 | 0
MD Healthy Air Act - Mirant NOx Cap Summer v4.10 | 729 | 2265 | Rate Constraint in MTons | FALSE | L | Annual | Allowances Sold NOX | Thousand Tons | 0 | 0 | 0 | 0 | 0 | 0 | 0
MD Healthy Air Act - Mirant NOx Cap Summer v4.10 | 729 | 2265 | Rate Constraint in MTons | FALSE | L | Annual | Allowances Banked | Thousand Tons | 0 | 0 | 0 | 0 | 0 | 0 | 0
MD Healthy Air Act - Mirant NOx Cap Summer v4.10 | 729 | 2265 | Rate Constraint in MTons | FALSE | L | Annual | Allowances Withdrawn (1:1) | Thousand Tons | 0 | 0 | 0 | 0 | 0 | 0 | 0
MD Healthy Air Act - Mirant NOx Cap Summer v4.10 | 729 | 2265 | Rate Constraint in MTons | FALSE | L | Annual | Allowances Withdrawn (n:1) | Thousand Tons | 0 | 0 | 0 | 0 | 0 | 0 | 0
MD Healthy Air Act - Mirant NOx Cap Summer v4.10 | 729 | 2265 | Rate Constraint in MTons | FALSE | L | Annual | Net Emissions Allowance Position | Thousand Tons | 3.0704 | 1.6983 | 0.66734 | 0.55181 | 0.66792 | 0.55181 | 0.55181
MD Healthy Air Act - Mirant NOx Cap Summer v4.10 | 729 | 2265 | Rate Constraint in MTons | FALSE | L | Annual | Fuel Consumed | TBtu | 51.7263 | 37.494 | 32.6631 | 26.99 | 32.6781 | 26.9181 | 26.9181
MD Healthy Air Act - Mirant NOx Cap Summer v4.10 | 729 | 2265 | Rate Constraint in MTons | FALSE | L | Annual | Rate | lb/MMBtu | 0.11872 | 0.09059 | 0.040862 | 0.04089 | 0.040879 | 0.040999 | 0.040999
MD Healthy Air Act - Mirant NOx Cap Summer v4.10 | 729 | 2265 | Rate Constraint in MTons | FALSE | L | Annual | Generation | TWh | 5.2208 | 3.8341 | 3.4388 | 2.8435 | 3.4418 | 2.8435 | 2.8435
MD Healthy Air Act - Mirant NOx Cap Summer v4.10 | 729 | 2265 | Rate Constraint in MTons | FALSE | L | Annual | Qualifying Generation | TWh | 5.2208 | 3.8341 | 3.4388 | 2.8435 | 3.4418 | 2.8435 | 2.8435
MD Healthy Air Act - Mirant NOx Cap Summer v4.10 | 729 | 2265 | Rate Constraint in MTons | FALSE | L | Annual | Rate | lb/MWh | 1.1762 | 0.88589 | 0.38812 | 0.38812 | 0.38812 | 0.38812 | 0.38812
MD Healthy Air Act - Mirant NOx Cap Summer v4.10 | 729 | 2265 | Rate Constraint in MTons | FALSE | L | Annual | Constraint Shadow Price | US2011$/Ton | 0 | 0 | 0 | 0 | 0 | 0 | 0
MD Healthy Air Act - Mirant SO2 Cap Annual v4.10 | 730 | 2268 | Rate Constraint in MTons | FALSE | L | Annual | Seasons Included | Seasons | Winter, Summer | Winter, Summer | Winter, Summer | Winter, Summer | Winter, Summer | Winter, Summer | Winter, Summer
MD Healthy Air Act - Mirant SO2 Cap Annual v4.10 | 730 | 2268 | Rate Constraint in MTons | FALSE | L | Annual | Standard SO2 | Thousand Tons | 18.541 | 18.541 | 18.541 | 18.541 | 18.541 | 18.541 | 18.541
MD Healthy Air Act - Mirant SO2 Cap Annual v4.10 | 730 | 2268 | Rate Constraint in MTons | FALSE | L | Annual | Emissions at Affected Plants SO2 | Thousand Tons | 3.5075 | 2.1455 | 2.3935 | 1.9439 | 4.4143 | 1.6036 | 0.80568
MD Healthy Air Act - Mirant SO2 Cap Annual v4.10 | 730 | 2268 | Rate Constraint in MTons | FALSE | L | Annual | Allowances Purchased SO2 | Thousand Tons | 0 | 0 | 0 | 0 | 0 | 0 | 0
MD Healthy Air Act - Mirant SO2 Cap Annual v4.10 | 730 | 2268 | Rate Constraint in MTons | FALSE | L | Annual | Allowances Sold SO2 | Thousand Tons | 0 | 0 | 0 | 0 | 0 | 0 | 0
MD Healthy Air Act - Mirant SO2 Cap Annual v4.10 | 730 | 2268 | Rate Constraint in MTons | FALSE | L | Annual | Allowances Banked | Thousand Tons | 0 | 0 | 0 | 0 | 0 | 0 | 0
MD Healthy Air Act - Mirant SO2 Cap Annual v4.10 | 730 | 2268 | Rate Constraint in MTons | FALSE | L | Annual | Allowances Withdrawn (1:1) | Thousand Tons | 0 | 0 | 0 | 0 | 0 | 0 | 0
MD Healthy Air Act - Mirant SO2 Cap Annual v4.10 | 730 | 2268 | Rate Constraint in MTons | FALSE | L | Annual | Allowances Withdrawn (n:1) | Thousand Tons | 0 | 0 | 0 | 0 | 0 | 0 | 0
MD Healthy Air Act - Mirant SO2 Cap Annual v4.10 | 730 | 2268 | Rate Constraint in MTons | FALSE | L | Annual | Net Emissions Allowance Position | Thousand Tons | 3.5075 | 2.1455 | 2.3935 | 1.9439 | 4.4143 | 1.6036 | 0.80568
MD Healthy Air Act - Mirant SO2 Cap Annual v4.10 | 730 | 2268 | Rate Constraint in MTons | FALSE | L | Annual | Fuel Consumed | TBtu | 117.3192 | 71.7124 | 79.9671 | 64.9457 | 74.0974 | 26.9181 | 26.9181
MD Healthy Air Act - Mirant SO2 Cap Annual v4.10 | 730 | 2268 | Rate Constraint in MTons | FALSE | L | Annual | Rate | lb/MMBtu | 0.059793 | 0.059836 | 0.059862 | 0.059862 | 0.11915 | 0.11915 | 0.059862
MD Healthy Air Act - Mirant SO2 Cap Annual v4.10 | 730 | 2268 | Rate Constraint in MTons | FALSE | L | Annual | Generation | TWh | 11.8915 | 7.4571 | 8.4473 | 6.8615 | 7.8272 | 2.8435 | 2.8435
MD Healthy Air Act - Mirant SO2 Cap Annual v4.10 | 730 | 2268 | Rate Constraint in MTons | FALSE | L | Annual | Qualifying Generation | TWh | 11.8915 | 7.4571 | 8.4473 | 6.8615 | 7.8272 | 2.8435 | 2.8435
MD Healthy Air Act - Mirant SO2 Cap Annual v4.10 | 730 | 2268 | Rate Constraint in MTons | FALSE | L | Annual | Rate | lb/MWh | 0.58991 | 0.57542 | 0.56669 | 0.5666 | 1.1279 | 1.1279 | 0.56669
MD Healthy Air Act - Mirant SO2 Cap Annual v4.10 | 730 | 2268 | Rate Constraint in MTons | FALSE | L | Annual | Constraint Shadow Price | US2011$/Ton | 0 | 0 | 0 | 0 | 0 | 0 | 0
ME Fac. Spec. - NOX 0.15 Rate Annual v3.1, Unit 4097 and retrofits | 731 | 1798 | Rate Constraint in lbs/MMBtu | FALSE | L | Annual | Seasons Included | Seasons | Winter, Summer | Winter, Summer | Winter, Summer | Winter, Summer | Winter, Summer | Winter, Summer | Winter, Summer
ME Fac. Spec. - NOX 0.15 Rate Annual v3.1, Unit 4097 and retrofits | 731 | 1798 | Rate Constraint in lbs/MMBtu | FALSE | L | Annual | Standard NOX | lb/MMBtu | 0.15 | 0.15 | 0.15 | 0.15 | 0.15 | 0.15 | 0.15
ME Fac. Spec. - NOX 0.15 Rate Annual v3.1, Unit 4097 and retrofits | 731 | 1798 | Rate Constraint in lbs/MMBtu | FALSE | L | Annual | Emissions at Affected Plants NOX | Thousand Tons | 0.051253 | 0 | 0 | 0 | 0 | 0 | 0
ME Fac. Spec. - NOX 0.15 Rate Annual v3.1, Unit 4097 and retrofits | 731 | 1798 | Rate Constraint in lbs/MMBtu | FALSE | L | Annual | Allowances Purchased NOX | Thousand Tons | 0 | 0 | 0 | 0 | 0 | 0 | 0
ME Fac. Spec. - NOX 0.15 Rate Annual v3.1, Unit 4097 and retrofits | 731 | 1798 | Rate Constraint in lbs/MMBtu | FALSE | L | Annual | Allowances Sold NOX | Thousand Tons | 0 | 0 | 0 | 0 | 0 | 0 | 0
ME Fac. Spec. - NOX 0.15 Rate Annual v3.1, Unit 4097 and retrofits | 731 | 1798 | Rate Constraint in lbs/MMBtu | FALSE | L | Annual | Allowances Banked | Thousand Tons | 0 | 0 | 0 | 0 | 0 | 0 | 0
ME Fac. Spec. - NOX 0.15 Rate Annual v3.1, Unit 4097 and retrofits | 731 | 1798 | Rate Constraint in lbs/MMBtu | FALSE | L | Annual | Allowances Withdrawn (1:1) | Thousand Tons | 0 | 0 | 0 | 0 | 0 | 0 | 0
ME Fac. Spec. - NOX 0.15 Rate Annual v3.1, Unit 4097 and retrofits | 731 | 1798 | Rate Constraint in lbs/MMBtu | FALSE | L | Annual | Allowances Withdrawn (n:1) | Thousand Tons | 0 | 0 | 0 | 0 | 0 | 0 | 0
ME Fac. Spec. - NOX 0.15 Rate Annual v3.1, Unit 4097 and retrofits | 731 | 1798 | Rate Constraint in lbs/MMBtu | FALSE | L | Annual | Net Emissions Allowance Position | Thousand Tons | 0.051253 | 0 | 0 | 0 | 0 | 0 | 0
ME Fac. Spec. - NOX 0.15 Rate Annual v3.1, Unit 4097 and retrofits | 731 | 1798 | Rate Constraint in lbs/MMBtu | FALSE | L | Annual | Fuel Consumed | TBtu | 0.68338 | 0 | 0 | 0 | 0 | 0 | 0
ME Fac. Spec. - NOX 0.15 Rate Annual v3.1, Unit 4097 and retrofits | 731 | 1798 | Rate Constraint in lbs/MMBtu | FALSE | L | Annual | Rate | lb/MMBtu | 0.15 | 0 | 0 | 0 | 0 | 0 | 0
ME Fac. Spec. - NOX 0.15 Rate Annual v3.1, Unit 4097 and retrofits | 731 | 1798 | Rate Constraint in lbs/MMBtu | FALSE | L | Annual | Generation | TWh | 0.051921 | 0 | 0 | 0 | 0 | 0 | 0
ME Fac. Spec. - NOX 0.15 Rate Annual v3.1, Unit 4097 and retrofits | 731 | 1798 | Rate Constraint in lbs/MMBtu | FALSE | L | Annual | Qualifying Generation | TWh | 0.051921 | 0 | 0 | 0 | 0 | 0 | 0
ME Fac. Spec. - NOX 0.15 Rate Annual v3.1, Unit 4097 and retrofits | 731 | 1798 | Rate Constraint in lbs/MMBtu | FALSE | L | Annual | Rate | lb/MWh | 1.9743 | 0 | 0 | 0 | 0 | 0 | 0
ME Fac. Spec. - NOX 0.15 Rate Annual v3.1, Unit 4097 and retrofits | 731 | 1798 | Rate Constraint in lbs/MMBtu | FALSE | L | Annual | Constraint Shadow Price | US2011$/Ton | 147778.5035 | 0 | 0 | 0 | 0 | 0 | 0
ME Fac. Spec. - NOX 0.15 Rate Annual v3.1, Unit 4098 and retrofits | 732 | 1798 | Rate Constraint in lbs/MMBtu | FALSE | L | Annual | Seasons Included | Seasons | Winter, Summer | Winter, Summer | Winter, Summer | Winter, Summer | Winter, Summer | Winter, Summer | Winter, Summer
ME Fac. Spec. - NOX 0.15 Rate Annual v3.1, Unit 4098 and retrofits | 732 | 1798 | Rate Constraint in lbs/MMBtu | FALSE | L | Annual | Standard NOX | lb/MMBtu | 0.15 | 0.15 | 0.15 | 0.15 | 0.15 | 0.15 | 0.15
ME Fac. Spec. - NOX 0.15 Rate Annual v3.1, Unit 4098 and retrofits | 732 | 1798 | Rate Constraint in lbs/MMBtu | FALSE | L | Annual | Emissions at Affected Plants NOX | Thousand Tons | 0.016815 | 0 | 0 | 0 | 0 | 0 | 0
ME Fac. Spec. - NOX 0.15 Rate Annual v3.1, Unit 4098 and retrofits | 732 | 1798 | Rate Constraint in lbs/MMBtu | FALSE | L | Annual | Allowances Purchased NOX | Thousand Tons | 0 | 0 | 0 | 0 | 0 | 0 | 0
ME Fac. Spec. - NOX 0.15 Rate Annual v3.1, Unit 4098 and retrofits | 732 | 1798 | Rate Constraint in lbs/MMBtu | FALSE | L | Annual | Allowances Sold NOX | Thousand Tons | 0 | 0 | 0 | 0 | 0 | 0 | 0
ME Fac. Spec. - NOX 0.15 Rate Annual v3.1, Unit 4098 and retrofits | 732 | 1798 | Rate Constraint in lbs/MMBtu | FALSE | L | Annual | Allowances Banked | Thousand Tons | 0 | 0 | 0 | 0 | 0 | 0 | 0
ME Fac. Spec. - NOX 0.15 Rate Annual v3.1, Unit 4098 and retrofits | 732 | 1798 | Rate Constraint in lbs/MMBtu | FALSE | L | Annual | Allowances Withdrawn (1:1) | Thousand Tons | 0 | 0 | 0 | 0 | 0 | 0 | 0
ME Fac. Spec. - NOX 0.15 Rate Annual v3.1, Unit 4098 and retrofits | 732 | 1798 | Rate Constraint in lbs/MMBtu | FALSE | L | Annual | Allowances Withdrawn (n:1) | Thousand Tons | 0 | 0 | 0 | 0 | 0 | 0 | 0
ME Fac. Spec. - NOX 0.15 Rate Annual v3.1, Unit 4098 and retrofits | 732 | 1798 | Rate Constraint in lbs/MMBtu | FALSE | L | Annual | Net Emissions Allowance Position | Thousand Tons | 0.016815 | 0 | 0 | 0 | 0 | 0 | 0
ME Fac. Spec. - NOX 0.15 Rate Annual v3.1, Unit 4098 and retrofits | 732 | 1798 | Rate Constraint in lbs/MMBtu | FALSE | L | Annual | Fuel Consumed | TBtu | 0.2242 | 0 | 0 | 0 | 0 | 0 | 0
ME Fac. Spec. - NOX 0.15 Rate Annual v3.1, Unit 4098 and retrofits | 732 | 1798 | Rate Constraint in lbs/MMBtu | FALSE | L | Annual | Rate | lb/MMBtu | 0.15 | 0 | 0 | 0 | 0 | 0 | 0
ME Fac. Spec. - NOX 0.15 Rate Annual v3.1, Unit 4098 and retrofits | 732 | 1798 | Rate Constraint in lbs/MMBtu | FALSE | L | Annual | Generation | TWh | 0.016418 | 0 | 0 | 0 | 0 | 0 | 0
ME Fac. Spec. - NOX 0.15 Rate Annual v3.1, Unit 4098 and retrofits | 732 | 1798 | Rate Constraint in lbs/MMBtu | FALSE | L | Annual | Qualifying Generation | TWh | 0.016418 | 0 | 0 | 0 | 0 | 0 | 0
ME Fac. Spec. - NOX 0.15 Rate Annual v3.1, Unit 4098 and retrofits | 732 | 1798 | Rate Constraint in lbs/MMBtu | FALSE | L | Annual | Rate | lb/MWh | 2.0483 | 0 | 0 | 0 | 0 | 0 | 0
ME Fac. Spec. - NOX 0.15 Rate Annual v3.1, Unit 4098 and retrofits | 732 | 1798 | Rate Constraint in lbs/MMBtu | FALSE | L | Annual | Constraint Shadow Price | US2011$/Ton | 171364.8681 | 0 | 0 | 0 | 0 | 0 | 0
ME Fac. Spec. - NOX 0.15 Rate Annual v3.1, Unit 4099 and retrofits | 733 | 1798 | Rate Constraint in lbs/MMBtu | FALSE | L | Annual | Seasons Included | Seasons | Winter, Summer | Winter, Summer | Winter, Summer | Winter, Summer | Winter, Summer | Winter, Summer | Winter, Summer
ME Fac. Spec. - NOX 0.15 Rate Annual v3.1, Unit 4099 and retrofits | 733 | 1798 | Rate Constraint in lbs/MMBtu | FALSE | L | Annual | Standard NOX | lb/MMBtu | 0.15 | 0.15 | 0.15 | 0.15 | 0.15 | 0.15 | 0.15
ME Fac. Spec. - NOX 0.15 Rate Annual v3.1, Unit 4099 and retrofits | 733 | 1798 | Rate Constraint in lbs/MMBtu | FALSE | L | Annual | Emissions at Affected Plants NOX | Thousand Tons | 0.010687 | 0 | 0 | 0 | 0 | 0 | 0
ME Fac. Spec. - NOX 0.15 Rate Annual v3.1, Unit 4099 and retrofits | 733 | 1798 | Rate Constraint in lbs/MMBtu | FALSE | L | Annual | Allowances Purchased NOX | Thousand Tons | 0 | 0 | 0 | 0 | 0 | 0 | 0
ME Fac. Spec. - NOX 0.15 Rate Annual v3.1, Unit 4099 and retrofits | 733 | 1798 | Rate Constraint in lbs/MMBtu | FALSE | L | Annual | Allowances Sold NOX | Thousand Tons | 0 | 0 | 0 | 0 | 0 | 0 | 0
ME Fac. Spec. - NOX 0.15 Rate Annual v3.1, Unit 4099 and retrofits | 733 | 1798 | Rate Constraint in lbs/MMBtu | FALSE | L | Annual | Allowances Banked | Thousand Tons | 0 | 0 | 0 | 0 | 0 | 0 | 0
ME Fac. Spec. - NOX 0.15 Rate Annual v3.1, Unit 4099 and retrofits | 733 | 1798 | Rate Constraint in lbs/MMBtu | FALSE | L | Annual | Allowances Withdrawn (1:1) | Thousand Tons | 0 | 0 | 0 | 0 | 0 | 0 | 0
ME Fac. Spec. - NOX 0.15 Rate Annual v3.1, Unit 4099 and retrofits | 733 | 1798 | Rate Constraint in lbs/MMBtu | FALSE | L | Annual | Allowances Withdrawn (n:1) | Thousand Tons | 0 | 0 | 0 | 0 | 0 | 0 | 0
ME Fac. Spec. - NOX 0.15 Rate Annual v3.1, Unit 4099 and retrofits | 733 | 1798 | Rate Constraint in lbs/MMBtu | FALSE | L | Annual | Net Emissions Allowance Position | Thousand Tons | 0.010687 | 0 | 0 | 0 | 0 | 0 | 0
ME Fac. Spec. - NOX 0.15 Rate Annual v3.1, Unit 4099 and retrofits | 733 | 1798 | Rate Constraint in lbs/MMBtu | FALSE | L | Annual | Fuel Consumed | TBtu | 0.14249 | 0 | 0 | 0 | 0 | 0 | 0
ME Fac. Spec. - NOX 0.15 Rate Annual v3.1, Unit 4099 and retrofits | 733 | 1798 | Rate Constraint in lbs/MMBtu | FALSE | L | Annual | Rate | lb/MMBtu | 0.15 | 0 | 0 | 0 | 0 | 0 | 0
ME Fac. Spec. - NOX 0.15 Rate Annual v3.1, Unit 4099 and retrofits | 733 | 1798 | Rate Constraint in lbs/MMBtu | FALSE | L | Annual | Generation | TWh | 0.010848 | 0 | 0 | 0 | 0 | 0 | 0
ME Fac. Spec. - NOX 0.15 Rate Annual v3.1, Unit 4099 and retrofits | 733 | 1798 | Rate Constraint in lbs/MMBtu | FALSE | L | Annual | Qualifying Generation | TWh | 0.010848 | 0 | 0 | 0 | 0 | 0 | 0
ME Fac. Spec. - NOX 0.15 Rate Annual v3.1, Unit 4099 and retrofits | 733 | 1798 | Rate Constraint in lbs/MMBtu | FALSE | L | Annual | Rate | lb/MWh | 1.9704 | 0 | 0 | 0 | 0 | 0 | 0
ME Fac. Spec. - NOX 0.15 Rate Annual v3.1, Unit 4099 and retrofits | 733 | 1798 | Rate Constraint in lbs/MMBtu | FALSE | L | Annual | Constraint Shadow Price | US2011$/Ton | 149355.2084 | 0 | 0 | 0 | 0 | 0 | 0
ME Fac. Spec. - NOx 0.20 Rate Annual v3.1, Unit 2462 and retrofits | 734 | 1818 | Rate Constraint in lbs/MMBtu | FALSE | L | Annual | Seasons Included | Seasons | Winter, Summer | Winter, Summer | Winter, Summer | Winter, Summer | Winter, Summer | Winter, Summer | Winter, Summer
ME Fac. Spec. - NOx 0.20 Rate Annual v3.1, Unit 2462 and retrofits | 734 | 1818 | Rate Constraint in lbs/MMBtu | FALSE | L | Annual | Standard NOX | lb/MMBtu | 0.2 | 0.2 | 0.2 | 0.2 | 0.2 | 0.2 | 0.2
ME Fac. Spec. - NOx 0.20 Rate Annual v3.1, Unit 2462 and retrofits | 734 | 1818 | Rate Constraint in lbs/MMBtu | FALSE | L | Annual | Emissions at Affected Plants NOX | Thousand Tons | 0 | 0 | 0 | 0 | 0 | 0 | 0
ME Fac. Spec. - NOx 0.20 Rate Annual v3.1, Unit 2462 and retrofits | 734 | 1818 | Rate Constraint in lbs/MMBtu | FALSE | L | Annual | Allowances Purchased NOX | Thousand Tons | 0 | 0 | 0 | 0 | 0 | 0 | 0
ME Fac. Spec. - NOx 0.20 Rate Annual v3.1, Unit 2462 and retrofits | 734 | 1818 | Rate Constraint in lbs/MMBtu | FALSE | L | Annual | Allowances Sold NOX | Thousand Tons | 0 | 0 | 0 | 0 | 0 | 0 | 0
ME Fac. Spec. - NOx 0.20 Rate Annual v3.1, Unit 2462 and retrofits | 734 | 1818 | Rate Constraint in lbs/MMBtu | FALSE | L | Annual | Allowances Banked | Thousand Tons | 0 | 0 | 0 | 0 | 0 | 0 | 0
ME Fac. Spec. - NOx 0.20 Rate Annual v3.1, Unit 2462 and retrofits | 734 | 1818 | Rate Constraint in lbs/MMBtu | FALSE | L | Annual | Allowances Withdrawn (1:1) | Thousand Tons | 0 | 0 | 0 | 0 | 0 | 0 | 0
ME Fac. Spec. - NOx 0.20 Rate Annual v3.1, Unit 2462 and retrofits | 734 | 1818 | Rate Constraint in lbs/MMBtu | FALSE | L | Annual | Allowances Withdrawn (n:1) | Thousand Tons | 0 | 0 | 0 | 0 | 0 | 0 | 0
ME Fac. Spec. - NOx 0.20 Rate Annual v3.1, Unit 2462 and retrofits | 734 | 1818 | Rate Constraint in lbs/MMBtu | FALSE | L | Annual | Net Emissions Allowance Position | Thousand Tons | 0 | 0 | 0 | 0 | 0 | 0 | 0
ME Fac. Spec. - NOx 0.20 Rate Annual v3.1, Unit 2462 and retrofits | 734 | 1818 | Rate Constraint in lbs/MMBtu | FALSE | L | Annual | Fuel Consumed | TBtu | 0 | 0 | 0 | 0 | 0 | 0 | 0
ME Fac. Spec. - NOx 0.20 Rate Annual v3.1, Unit 2462 and retrofits | 734 | 1818 | Rate Constraint in lbs/MMBtu | FALSE | L | Annual | Rate | lb/MMBtu | 0 | 0 | 0 | 0 | 0 | 0 | 0
ME Fac. Spec. - NOx 0.20 Rate Annual v3.1, Unit 2462 and retrofits | 734 | 1818 | Rate Constraint in lbs/MMBtu | FALSE | L | Annual | Generation | TWh | 0 | 0 | 0 | 0 | 0 | 0 | 0
ME Fac. Spec. - NOx 0.20 Rate Annual v3.1, Unit 2462 and retrofits | 734 | 1818 | Rate Constraint in lbs/MMBtu | FALSE | L | Annual | Qualifying Generation | TWh | 0 | 0 | 0 | 0 | 0 | 0 | 0
ME Fac. Spec. - NOx 0.20 Rate Annual v3.1, Unit 2462 and retrofits | 734 | 1818 | Rate Constraint in lbs/MMBtu | FALSE | L | Annual | Rate | lb/MWh | 0 | 0 | 0 | 0 | 0 | 0 | 0
ME Fac. Spec. - NOx 0.20 Rate Annual v3.1, Unit 2462 and retrofits | 734 | 1818 | Rate Constraint in lbs/MMBtu | FALSE | L | Annual | Constraint Shadow Price | US2011$/Ton | 0 | 0 | 0 | 0 | 0 | 0 | 0
ME Fac. Spec. - NOx 0.20 Rate Annual v3.1, Unit 2463 and retrofits | 735 | 1818 | Rate Constraint in lbs/MMBtu | FALSE | L | Annual | Seasons Included | Seasons | Winter, Summer | Winter, Summer | Winter, Summer | Winter, Summer | Winter, Summer | Winter, Summer | Winter, Summer
ME Fac. Spec. - NOx 0.20 Rate Annual v3.1, Unit 2463 and retrofits | 735 | 1818 | Rate Constraint in lbs/MMBtu | FALSE | L | Annual | Standard NOX | lb/MMBtu | 0.2 | 0.2 | 0.2 | 0.2 | 0.2 | 0.2 | 0.2
ME Fac. Spec. - NOx 0.20 Rate Annual v3.1, Unit 2463 and retrofits | 735 | 1818 | Rate Constraint in lbs/MMBtu | FALSE | L | Annual | Emissions at Affected Plants NOX | Thousand Tons | 0 | 0 | 0 | 0 | 0 | 0 | 0
ME Fac. Spec. - NOx 0.20 Rate Annual v3.1, Unit 2463 and retrofits | 735 | 1818 | Rate Constraint in lbs/MMBtu | FALSE | L | Annual | Allowances Purchased NOX | Thousand Tons | 0 | 0 | 0 | 0 | 0 | 0 | 0
ME Fac. Spec. - NOx 0.20 Rate Annual v3.1, Unit 2463 and retrofits | 735 | 1818 | Rate Constraint in lbs/MMBtu | FALSE | L | Annual | Allowances Sold NOX | Thousand Tons | 0 | 0 | 0 | 0 | 0 | 0 | 0
ME Fac. Spec. - NOx 0.20 Rate Annual v3.1, Unit 2463 and retrofits | 735 | 1818 | Rate Constraint in lbs/MMBtu | FALSE | L | Annual | Allowances Banked | Thousand Tons | 0 | 0 | 0 | 0 | 0 | 0 | 0
ME Fac. Spec. - NOx 0.20 Rate Annual v3.1, Unit 2463 and retrofits | 735 | 1818 | Rate Constraint in lbs/MMBtu | FALSE | L | Annual | Allowances Withdrawn (1:1) | Thousand Tons | 0 | 0 | 0 | 0 | 0 | 0 | 0
ME Fac. Spec. - NOx 0.20 Rate Annual v3.1, Unit 2463 and retrofits | 735 | 1818 | Rate Constraint in lbs/MMBtu | FALSE | L | Annual | Allowances Withdrawn (n:1) | Thousand Tons | 0 | 0 | 0 | 0 | 0 | 0 | 0
ME Fac. Spec. - NOx 0.20 Rate Annual v3.1, Unit 2463 and retrofits | 735 | 1818 | Rate Constraint in lbs/MMBtu | FALSE | L | Annual | Net Emissions Allowance Position | Thousand Tons | 0 | 0 | 0 | 0 | 0 | 0 | 0
ME Fac. Spec. - NOx 0.20 Rate Annual v3.1, Unit 2463 and retrofits | 735 | 1818 | Rate Constraint in lbs/MMBtu | FALSE | L | Annual | Fuel Consumed | TBtu | 0 | 0 | 0 | 0 | 0 | 0 | 0
ME Fac. Spec. - NOx 0.20 Rate Annual v3.1, Unit 2463 and retrofits | 735 | 1818 | Rate Constraint in lbs/MMBtu | FALSE | L | Annual | Rate | lb/MMBtu | 0 | 0 | 0 | 0 | 0 | 0 | 0
ME Fac. Spec. - NOx 0.20 Rate Annual v3.1, Unit 2463 and retrofits | 735 | 1818 | Rate Constraint in lbs/MMBtu | FALSE | L | Annual | Generation | TWh | 0 | 0 | 0 | 0 | 0 | 0 | 0
ME Fac. Spec. - NOx 0.20 Rate Annual v3.1, Unit 2463 and retrofits | 735 | 1818 | Rate Constraint in lbs/MMBtu | FALSE | L | Annual | Qualifying Generation | TWh | 0 | 0 | 0 | 0 | 0 | 0 | 0
ME Fac. Spec. - NOx 0.20 Rate Annual v3.1, Unit 2463 and retrofits | 735 | 1818 | Rate Constraint in lbs/MMBtu | FALSE | L | Annual | Rate | lb/MWh | 0 | 0 | 0 | 0 | 0 | 0 | 0
ME Fac. Spec. - NOx 0.20 Rate Annual v3.1, Unit 2463 and retrofits | 735 | 1818 | Rate Constraint in lbs/MMBtu | FALSE | L | Annual | Constraint Shadow Price | US2011$/Ton | 0 | 0 | 0 | 0 | 0 | 0 | 0
ME Fac. Spec. - NOx 0.20 Rate Annual v3.1, Unit 4097 and retrofits | 736 | 1818 | Rate Constraint in lbs/MMBtu | FALSE | L | Annual | Seasons Included | Seasons | Winter, Summer | Winter, Summer | Winter, Summer | Winter, Summer | Winter, Summer | Winter, Summer | Winter, Summer
ME Fac. Spec. - NOx 0.20 Rate Annual v3.1, Unit 4097 and retrofits | 736 | 1818 | Rate Constraint in lbs/MMBtu | FALSE | L | Annual | Standard NOX | lb/MMBtu | 0.2 | 0.2 | 0.2 | 0.2 | 0.2 | 0.2 | 0.2
ME Fac. Spec. - NOx 0.20 Rate Annual v3.1, Unit 4097 and retrofits | 736 | 1818 | Rate Constraint in lbs/MMBtu | FALSE | L | Annual | Emissions at Affected Plants NOX | Thousand Tons | 0.051253 | 0 | 0 | 0 | 0 | 0 | 0
ME Fac. Spec. - NOx 0.20 Rate Annual v3.1, Unit 4097 and retrofits | 736 | 1818 | Rate Constraint in lbs/MMBtu | FALSE | L | Annual | Allowances Purchased NOX | Thousand Tons | 0 | 0 | 0 | 0 | 0 | 0 | 0
ME Fac. Spec. - NOx 0.20 Rate Annual v3.1, Unit 4097 and retrofits | 736 | 1818 | Rate Constraint in lbs/MMBtu | FALSE | L | Annual | Allowances Sold NOX | Thousand Tons | 0 | 0 | 0 | 0 | 0 | 0 | 0
ME Fac. Spec. - NOx 0.20 Rate Annual v3.1, Unit 4097 and retrofits | 736 | 1818 | Rate Constraint in lbs/MMBtu | FALSE | L | Annual | Allowances Banked | Thousand Tons | 0 | 0 | 0 | 0 | 0 | 0 | 0
ME Fac. Spec. - NOx 0.20 Rate Annual v3.1, Unit 4097 and retrofits | 736 | 1818 | Rate Constraint in lbs/MMBtu | FALSE | L | Annual | Allowances Withdrawn (1:1) | Thousand Tons | 0 | 0 | 0 | 0 | 0 | 0 | 0
ME Fac. Spec. - NOx 0.20 Rate Annual v3.1, Unit 4097 and retrofits | 736 | 1818 | Rate Constraint in lbs/MMBtu | FALSE | L | Annual | Allowances Withdrawn (n:1) | Thousand Tons | 0 | 0 | 0 | 0 | 0 | 0 | 0
ME Fac. Spec. - NOx 0.20 Rate Annual v3.1, Unit 4097 and retrofits | 736 | 1818 | Rate Constraint in lbs/MMBtu | FALSE | L | Annual | Net Emissions Allowance Position | Thousand Tons | 0.051253 | 0 | 0 | 0 | 0 | 0 | 0
ME Fac. Spec. - NOx 0.20 Rate Annual v3.1, Unit 4097 and retrofits | 736 | 1818 | Rate Constraint in lbs/MMBtu | FALSE | L | Annual | Fuel Consumed | TBtu | 0.68338 | 0 | 0 | 0 | 0 | 0 | 0
ME Fac. Spec. - NOx 0.20 Rate Annual v3.1, Unit 4097 and retrofits | 736 | 1818 | Rate Constraint in lbs/MMBtu | FALSE | L | Annual | Rate | lb/MMBtu | 0.15 | 0 | 0 | 0 | 0 | 0 | 0
ME Fac. Spec. - NOx 0.20 Rate Annual v3.1, Unit 4097 and retrofits | 736 | 1818 | Rate Constraint in lbs/MMBtu | FALSE | L | Annual | Generation | TWh | 0.051921 | 0 | 0 | 0 | 0 | 0 | 0
ME Fac. Spec. - NOx 0.20 Rate Annual v3.1, Unit 4097 and retrofits | 736 | 1818 | Rate Constraint in lbs/MMBtu | FALSE | L | Annual | Qualifying Generation | TWh | 0.051921 | 0 | 0 | 0 | 0 | 0 | 0
ME Fac. Spec. - NOx 0.20 Rate Annual v3.1, Unit 4097 and retrofits | 736 | 1818 | Rate Constraint in lbs/MMBtu | FALSE | L | Annual | Rate | lb/MWh | 1.9743 | 0 | 0 | 0 | 0 | 0 | 0
ME Fac. Spec. - NOx 0.20 Rate Annual v3.1, Unit 4097 and retrofits | 736 | 1818 | Rate Constraint in lbs/MMBtu | FALSE | L | Annual | Constraint Shadow Price | US2011$/Ton | 0 | 0 | 0 | 0 | 0 | 0 | 0
ME Fac. Spec. - NOx 0.20 Rate Annual v3.1, Unit 4098 and retrofits | 737 | 1818 | Rate Constraint in lbs/MMBtu | FALSE | L | Annual | Seasons Included | Seasons | Winter, Summer | Winter, Summer | Winter, Summer | Winter, Summer | Winter, Summer | Winter, Summer | Winter, Summer
ME Fac. Spec. - NOx 0.20 Rate Annual v3.1, Unit 4098 and retrofits | 737 | 1818 | Rate Constraint in lbs/MMBtu | FALSE | L | Annual | Standard NOX | lb/MMBtu | 0.2 | 0.2 | 0.2 | 0.2 | 0.2 | 0.2 | 0.2
ME Fac. Spec. - NOx 0.20 Rate Annual v3.1, Unit 4098 and retrofits | 737 | 1818 | Rate Constraint in lbs/MMBtu | FALSE | L | Annual | Emissions at Affected Plants NOX | Thousand Tons | 0.016815 | 0 | 0 | 0 | 0 | 0 | 0
ME Fac. Spec. - NOx 0.20 Rate Annual v3.1, Unit 4098 and retrofits | 737 | 1818 | Rate Constraint in lbs/MMBtu | FALSE | L | Annual | Allowances Purchased NOX | Thousand Tons | 0 | 0 | 0 | 0 | 0 | 0 | 0
ME Fac. Spec. - NOx 0.20 Rate Annual v3.1, Unit 4098 and retrofits | 737 | 1818 | Rate Constraint in lbs/MMBtu | FALSE | L | Annual | Allowances Sold NOX | Thousand Tons | 0 | 0 | 0 | 0 | 0 | 0 | 0
ME Fac. Spec. - NOx 0.20 Rate Annual v3.1, Unit 4098 and retrofits | 737 | 1818 | Rate Constraint in lbs/MMBtu | FALSE | L | Annual | Allowances Banked | Thousand Tons | 0 | 0 | 0 | 0 | 0 | 0 | 0
ME Fac. Spec. - NOx 0.20 Rate Annual v3.1, Unit 4098 and retrofits | 737 | 1818 | Rate Constraint in lbs/MMBtu | FALSE | L | Annual | Allowances Withdrawn (1:1) | Thousand Tons | 0 | 0 | 0 | 0 | 0 | 0 | 0
ME Fac. Spec. - NOx 0.20 Rate Annual v3.1, Unit 4098 and retrofits | 737 | 1818 | Rate Constraint in lbs/MMBtu | FALSE | L | Annual | Allowances Withdrawn (n:1) | Thousand Tons | 0 | 0 | 0 | 0 | 0 | 0 | 0
ME Fac. Spec. - NOx 0.20 Rate Annual v3.1, Unit 4098 and retrofits | 737 | 1818 | Rate Constraint in lbs/MMBtu | FALSE | L | Annual | Net Emissions Allowance Position | Thousand Tons | 0.016815 | 0 | 0 | 0 | 0 | 0 | 0
ME Fac. Spec. - NOx 0.20 Rate Annual v3.1, Unit 4098 and retrofits | 737 | 1818 | Rate Constraint in lbs/MMBtu | FALSE | L | Annual | Fuel Consumed | TBtu | 0.2242 | 0 | 0 | 0 | 0 | 0 | 0
ME Fac. Spec. - NOx 0.20 Rate Annual v3.1, Unit 4098 and retrofits | 737 | 1818 | Rate Constraint in lbs/MMBtu | FALSE | L | Annual | Rate | lb/MMBtu | 0.15 | 0 | 0 | 0 | 0 | 0 | 0
ME Fac. Spec. - NOx 0.20 Rate Annual v3.1, Unit 4098 and retrofits | 737 | 1818 | Rate Constraint in lbs/MMBtu | FALSE | L | Annual | Generation | TWh | 0.016418 | 0 | 0 | 0 | 0 | 0 | 0
ME Fac. Spec. - NOx 0.20 Rate Annual v3.1, Unit 4098 and retrofits | 737 | 1818 | Rate Constraint in lbs/MMBtu | FALSE | L | Annual | Qualifying Generation | TWh | 0.016418 | 0 | 0 | 0 | 0 | 0 | 0
ME Fac. Spec. - NOx 0.20 Rate Annual v3.1, Unit 4098 and retrofits | 737 | 1818 | Rate Constraint in lbs/MMBtu | FALSE | L | Annual | Rate | lb/MWh | 2.0483 | 0 | 0 | 0 | 0 | 0 | 0
ME Fac. Spec. - NOx 0.20 Rate Annual v3.1, Unit 4098 and retrofits | 737 | 1818 | Rate Constraint in lbs/MMBtu | FALSE | L | Annual | Constraint Shadow Price | US2011$/Ton | 0 | 0 | 0 | 0 | 0 | 0 | 0
ME Fac. Spec. - NOx 0.20 Rate Annual v3.1, Unit 4099 and retrofits | 738 | 1818 | Rate Constraint in lbs/MMBtu | FALSE | L | Annual | Seasons Included | Seasons | Winter, Summer | Winter, Summer | Winter, Summer | Winter, Summer | Winter, Summer | Winter, Summer | Winter, Summer
ME Fac. Spec. - NOx 0.20 Rate Annual v3.1, Unit 4099 and retrofits | 738 | 1818 | Rate Constraint in lbs/MMBtu | FALSE | L | Annual | Standard NOX | lb/MMBtu | 0.2 | 0.2 | 0.2 | 0.2 | 0.2 | 0.2 | 0.2
ME Fac. Spec. - NOx 0.20 Rate Annual v3.1, Unit 4099 and retrofits | 738 | 1818 | Rate Constraint in lbs/MMBtu | FALSE | L | Annual | Emissions at Affected Plants NOX | Thousand Tons | 0.010687 | 0 | 0 | 0 | 0 | 0 | 0
ME Fac. Spec. - NOx 0.20 Rate Annual v3.1, Unit 4099 and retrofits | 738 | 1818 | Rate Constraint in lbs/MMBtu | FALSE | L | Annual | Allowances Purchased NOX | Thousand Tons | 0 | 0 | 0 | 0 | 0 | 0 | 0
ME Fac. Spec. - NOx 0.20 Rate Annual v3.1, Unit 4099 and retrofits | 738 | 1818 | Rate Constraint in lbs/MMBtu | FALSE | L | Annual | Allowances Sold NOX | Thousand Tons | 0 | 0 | 0 | 0 | 0 | 0 | 0
ME Fac. Spec. - NOx 0.20 Rate Annual v3.1, Unit 4099 and retrofits | 738 | 1818 | Rate Constraint in lbs/MMBtu | FALSE | L | Annual | Allowances Banked | Thousand Tons | 0 | 0 | 0 | 0 | 0 | 0 | 0
ME Fac. Spec. - NOx 0.20 Rate Annual v3.1, Unit 4099 and retrofits | 738 | 1818 | Rate Constraint in lbs/MMBtu | FALSE | L | Annual | Allowances Withdrawn (1:1) | Thousand Tons | 0 | 0 | 0 | 0 | 0 | 0 | 0
ME Fac. Spec. - NOx 0.20 Rate Annual v3.1, Unit 4099 and retrofits | 738 | 1818 | Rate Constraint in lbs/MMBtu | FALSE | L | Annual | Allowances Withdrawn (n:1) | Thousand Tons | 0 | 0 | 0 | 0 | 0 | 0 | 0
ME Fac. Spec. - NOx 0.20 Rate Annual v3.1, Unit 4099 and retrofits | 738 | 1818 | Rate Constraint in lbs/MMBtu | FALSE | L | Annual | Net Emissions Allowance Position | Thousand Tons | 0.010687 | 0 | 0 | 0 | 0 | 0 | 0
ME Fac. Spec. - NOx 0.20 Rate Annual v3.1, Unit 4099 and retrofits | 738 | 1818 | Rate Constraint in lbs/MMBtu | FALSE | L | Annual | Fuel Consumed | TBtu | 0.14249 | 0 | 0 | 0 | 0 | 0 | 0
ME Fac. Spec. - NOx 0.20 Rate Annual v3.1, Unit 4099 and retrofits | 738 | 1818 | Rate Constraint in lbs/MMBtu | FALSE | L | Annual | Rate | lb/MMBtu | 0.15 | 0 | 0 | 0 | 0 | 0 | 0
ME Fac. Spec. - NOx 0.20 Rate Annual v3.1, Unit 4099 and retrofits | 738 | 1818 | Rate Constraint in lbs/MMBtu | FALSE | L | Annual | Generation | TWh | 0.010848 | 0 | 0 | 0 | 0 | 0 | 0
ME Fac. Spec. - NOx 0.20 Rate Annual v3.1, Unit 4099 and retrofits | 738 | 1818 | Rate Constraint in lbs/MMBtu | FALSE | L | Annual | Qualifying Generation | TWh | 0.010848 | 0 | 0 | 0 | 0 | 0 | 0
ME Fac. Spec. - NOx 0.20 Rate Annual v3.1, Unit 4099 and retrofits | 738 | 1818 | Rate Constraint in lbs/MMBtu | FALSE | L | Annual | Rate | lb/MWh | 1.9704 | 0 | 0 | 0 | 0 | 0 | 0
ME Fac. Spec. - NOx 0.20 Rate Annual v3.1, Unit 4099 and retrofits | 738 | 1818 | Rate Constraint in lbs/MMBtu | FALSE | L | Annual | Constraint Shadow Price | US2011$/Ton | 0 | 0 | 0 | 0 | 0 | 0 | 0
ME Fac. Spec. - NOx 0.20 Rate Annual v3.1, Unit 4100 and retrofits | 739 | 1818 | Rate Constraint in lbs/MMBtu | FALSE | L | Annual | Seasons Included | Seasons | Winter, Summer | Winter, Summer | Winter, Summer | Winter, Summer | Winter, Summer | Winter, Summer | Winter, Summer
ME Fac. Spec. - NOx 0.20 Rate Annual v3.1, Unit 4100 and retrofits | 739 | 1818 | Rate Constraint in lbs/MMBtu | FALSE | L | Annual | Standard NOX | lb/MMBtu | 0.2 | 0.2 | 0.2 | 0.2 | 0.2 | 0.2 | 0.2
ME Fac. Spec. - NOx 0.20 Rate Annual v3.1, Unit 4100 and retrofits | 739 | 1818 | Rate Constraint in lbs/MMBtu | FALSE | L | Annual | Emissions at Affected Plants NOX | Thousand Tons | 0.011588 | 0 | 0 | 0 | 0 | 0 | 0
ME Fac. Spec. - NOx 0.20 Rate Annual v3.1, Unit 4100 and retrofits | 739 | 1818 | Rate Constraint in lbs/MMBtu | FALSE | L | Annual | Allowances Purchased NOX | Thousand Tons | 0 | 0 | 0 | 0 | 0 | 0 | 0
ME Fac. Spec. - NOx 0.20 Rate Annual v3.1, Unit 4100 and retrofits | 739 | 1818 | Rate Constraint in lbs/MMBtu | FALSE | L | Annual | Allowances Sold NOX | Thousand Tons | 0 | 0 | 0 | 0 | 0 | 0 | 0
ME Fac. Spec. - NOx 0.20 Rate Annual v3.1, Unit 4100 and retrofits | 739 | 1818 | Rate Constraint in lbs/MMBtu | FALSE | L | Annual | Allowances Banked | Thousand Tons | 0 | 0 | 0 | 0 | 0 | 0 | 0
ME Fac. Spec. - NOx 0.20 Rate Annual v3.1, Unit 4100 and retrofits | 739 | 1818 | Rate Constraint in lbs/MMBtu | FALSE | L | Annual | Allowances Withdrawn (1:1) | Thousand Tons | 0 | 0 | 0 | 0 | 0 | 0 | 0
ME Fac. Spec. - NOx 0.20 Rate Annual v3.1, Unit 4100 and retrofits | 739 | 1818 | Rate Constraint in lbs/MMBtu | FALSE | L | Annual | Allowances Withdrawn (n:1) | Thousand Tons | 0 | 0 | 0 | 0 | 0 | 0 | 0
ME Fac. Spec. - NOx 0.20 Rate Annual v3.1, Unit 4100 and retrofits | 739 | 1818 | Rate Constraint in lbs/MMBtu | FALSE | L | Annual | Net Emissions Allowance Position | Thousand Tons | 0.011588 | 0 | 0 | 0 | 0 | 0 | 0
ME Fac. Spec. - NOx 0.20 Rate Annual v3.1, Unit 4100 and retrofits | 739 | 1818 | Rate Constraint in lbs/MMBtu | FALSE | L | Annual | Fuel Consumed | TBtu | 0.11588 | 0 | 0 | 0 | 0 | 0 | 0
ME Fac. Spec. - NOx 0.20 Rate Annual v3.1, Unit 4100 and retrofits | 739 | 1818 | Rate Constraint in lbs/MMBtu | FALSE | L | Annual | Rate | lb/MMBtu | 0.2 | 0 | 0 | 0 | 0 | 0 | 0
ME Fac. Spec. - NOx 0.20 Rate Annual v3.1, Unit 4100 and retrofits | 739 | 1818 | Rate Constraint in lbs/MMBtu | FALSE | L | Annual | Generation | TWh | 0.0079918 | 0 | 0 | 0 | 0 | 0 | 0
ME Fac. Spec. - NOx 0.20 Rate Annual v3.1, Unit 4100 and retrofits | 739 | 1818 | Rate Constraint in lbs/MMBtu | FALSE | L | Annual | Qualifying Generation | TWh | 0.0079918 | 0 | 0 | 0 | 0 | 0 | 0
ME Fac. Spec. - NOx 0.20 Rate Annual v3.1, Unit 4100 and retrofits | 739 | 1818 | Rate Constraint in lbs/MMBtu | FALSE | L | Annual | Rate | lb/MWh | 2.9 | 0 | 0 | 0 | 0 | 0 | 0
ME Fac. Spec. - NOx 0.20 Rate Annual v3.1, Unit 4100 and retrofits | 739 | 1818 | Rate Constraint in lbs/MMBtu | FALSE | L | Annual | Constraint Shadow Price | US2011$/Ton | 123245.8091 | 0 | 0 | 0 | 0 | 0 | 0
ME Fac. Spec. - NOX 0.22 Rate Annual v3.1, Unit 4100 and retrofits | 740 | 1799 | Rate Constraint in lbs/MMBtu | FALSE | L | Annual | Seasons Included | Seasons | Winter, Summer | Winter, Summer | Winter, Summer | Winter, Summer | Winter, Summer | Winter, Summer | Winter, Summer
ME Fac. Spec. - NOX 0.22 Rate Annual v3.1, Unit 4100 and retrofits | 740 | 1799 | Rate Constraint in lbs/MMBtu | FALSE | L | Annual | Standard NOX | lb/MMBtu | 0.22 | 0.22 | 0.22 | 0.22 | 0.22 | 0.22 | 0.22
ME Fac. Spec. - NOX 0.22 Rate Annual v3.1, Unit 4100 and retrofits | 740 | 1799 | Rate Constraint in lbs/MMBtu | FALSE | L | Annual | Emissions at Affected Plants NOX | Thousand Tons | 0.011588 | 0 | 0 | 0 | 0 | 0 | 0
ME Fac. Spec. - NOX 0.22 Rate Annual v3.1, Unit 4100 and retrofits | 740 | 1799 | Rate Constraint in lbs/MMBtu | FALSE | L | Annual | Allowances Purchased NOX | Thousand Tons | 0 | 0 | 0 | 0 | 0 | 0 | 0
ME Fac. Spec. - NOX 0.22 Rate Annual v3.1, Unit 4100 and retrofits | 740 | 1799 | Rate Constraint in lbs/MMBtu | FALSE | L | Annual | Allowances Sold NOX | Thousand Tons | 0 | 0 | 0 | 0 | 0 | 0 | 0
ME Fac. Spec. - NOX 0.22 Rate Annual v3.1, Unit 4100 and retrofits | 740 | 1799 | Rate Constraint in lbs/MMBtu | FALSE | L | Annual | Allowances Banked | Thousand Tons | 0 | 0 | 0 | 0 | 0 | 0 | 0
ME Fac. Spec. - NOX 0.22 Rate Annual v3.1, Unit 4100 and retrofits | 740 | 1799 | Rate Constraint in lbs/MMBtu | FALSE | L | Annual | Allowances Withdrawn (1:1) | Thousand Tons | 0 | 0 | 0 | 0 | 0 | 0 | 0
ME Fac. Spec. - NOX 0.22 Rate Annual v3.1, Unit 4100 and retrofits | 740 | 1799 | Rate Constraint in lbs/MMBtu | FALSE | L | Annual | Allowances Withdrawn (n:1) | Thousand Tons | 0 | 0 | 0 | 0 | 0 | 0 | 0
ME Fac. Spec. - NOX 0.22 Rate Annual v3.1, Unit 4100 and retrofits | 740 | 1799 | Rate Constraint in lbs/MMBtu | FALSE | L | Annual | Net Emissions Allowance Position | Thousand Tons | 0.011588 | 0 | 0 | 0 | 0 | 0 | 0
ME Fac. Spec. - NOX 0.22 Rate Annual v3.1, Unit 4100 and retrofits | 740 | 1799 | Rate Constraint in lbs/MMBtu | FALSE | L | Annual | Fuel Consumed | TBtu | 0.11588 | 0 | 0 | 0 | 0 | 0 | 0
ME Fac. Spec. - NOX 0.22 Rate Annual v3.1, Unit 4100 and retrofits | 740 | 1799 | Rate Constraint in lbs/MMBtu | FALSE | L | Annual | Rate | lb/MMBtu | 0.2 | 0 | 0 | 0 | 0 | 0 | 0
ME Fac. Spec. - NOX 0.22 Rate Annual v3.1, Unit 4100 and retrofits | 740 | 1799 | Rate Constraint in lbs/MMBtu | FALSE | L | Annual | Generation | TWh | 0.0079918 | 0 | 0 | 0 | 0 | 0 | 0
ME Fac. Spec. - NOX 0.22 Rate Annual v3.1, Unit 4100 and retrofits | 740 | 1799 | Rate Constraint in lbs/MMBtu | FALSE | L | Annual | Qualifying Generation | TWh | 0.0079918 | 0 | 0 | 0 | 0 | 0 | 0
ME Fac. Spec. - NOX 0.22 Rate Annual v3.1, Unit 4100 and retrofits | 740 | 1799 | Rate Constraint in lbs/MMBtu | FALSE | L | Annual | Rate | lb/MWh | 2.9 | 0 | 0 | 0 | 0 | 0 | 0
ME Fac. Spec. - NOX 0.22 Rate Annual v3.1, Unit 4100 and retrofits | 740 | 1799 | Rate Constraint in lbs/MMBtu | FALSE | L | Annual | Constraint Shadow Price | US2011$/Ton | 0 | 0 | 0 | 0 | 0 | 0 | 0
ME Mercury Cap Annual v3.1 | 741 | 1509 | Rate Constraint in MTons | FALSE | L | Annual | Seasons Included | Seasons | Winter, Summer | Winter, Summer | Winter, Summer | Winter, Summer | Winter, Summer | Winter, Summer | Winter, Summer
ME Mercury Cap Annual v3.1 | 741 | 1509 | Rate Constraint in MTons | FALSE | L | Annual | Standard MER | lbs | 26 | 26 | 26 | 26 | 26 | 26 | 26
ME Mercury Cap Annual v3.1 | 741 | 1509 | Rate Constraint in MTons | FALSE | L | Annual | Emissions at Affected Plants MER | lbs | 0 | 0 | 0 | 0 | 0 | 0 | 0
ME Mercury Cap Annual v3.1 | 741 | 1509 | Rate Constraint in MTons | FALSE | L | Annual | Allowances Purchased MER | lbs | 0 | 0 | 0 | 0 | 0 | 0 | 0
ME Mercury Cap Annual v3.1 | 741 | 1509 | Rate Constraint in MTons | FALSE | L | Annual | Allowances Sold MER | lbs | 0 | 0 | 0 | 0 | 0 | 0 | 0
ME Mercury Cap Annual v3.1 | 741 | 1509 | Rate Constraint in MTons | FALSE | L | Annual | Allowances Banked | lbs | 0 | 0 | 0 | 0 | 0 | 0 | 0
ME Mercury Cap Annual v3.1 | 741 | 1509 | Rate Constraint in MTons | FALSE | L | Annual | Allowances Withdrawn (1:1) | lbs | 0 | 0 | 0 | 0 | 0 | 0 | 0
ME Mercury Cap Annual v3.1 | 741 | 1509 | Rate Constraint in MTons | FALSE | L | Annual | Allowances Withdrawn (n:1) | lbs | 0 | 0 | 0 | 0 | 0 | 0 | 0
ME Mercury Cap Annual v3.1 | 741 | 1509 | Rate Constraint in MTons | FALSE | L | Annual | Net Emissions Allowance Position | lbs | 0 | 0 | 0 | 0 | 0 | 0 | 0
ME Mercury Cap Annual v3.1 | 741 | 1509 | Rate Constraint in MTons | FALSE | L | Annual | Fuel Consumed | TBtu | 0 | 0 | 0 | 0 | 0 | 0 | 0
ME Mercury Cap Annual v3.1 | 741 | 1509 | Rate Constraint in MTons | FALSE | L | Annual | Rate | lb/MMBtu | 0 | 0 | 0 | 0 | 0 | 0 | 0
ME Mercury Cap Annual v3.1 | 741 | 1509 | Rate Constraint in MTons | FALSE | L | Annual | Generation | TWh | 0 | 0 | 0 | 0 | 0 | 0 | 0
ME Mercury Cap Annual v3.1 | 741 | 1509 | Rate Constraint in MTons | FALSE | L | Annual | Qualifying Generation | TWh | 0 | 0 | 0 | 0 | 0 | 0 | 0
ME Mercury Cap Annual v3.1 | 741 | 1509 | Rate Constraint in MTons | FALSE | L | Annual | Rate | lb/MWh | 0 | 0 | 0 | 0 | 0 | 0 | 0
ME Mercury Cap Annual v3.1 | 741 | 1509 | Rate Constraint in MTons | FALSE | L | Annual | Constraint Shadow Price | US2011$/Lb | 0 | 0 | 0 | 0 | 0 | 0 | 0
MI Hg Rule - MER Annual Reduction v4.10 | 742 | 2216 | MACT Fuel Choice Floor in lbs/MMBtu | FALSE | L | Annual | Seasons Included | Seasons | Winter, Summer | Winter, Summer | Winter, Summer | Winter, Summer | Winter, Summer | Winter, Summer | Winter, Summer
MI Hg Rule - MER Annual Reduction v4.10 | 742 | 2216 | MACT Fuel Choice Floor in lbs/MMBtu | FALSE | L | Annual | Emission Floor | lbs/MMBtu | 8.07e-07 | 8.07e-07 | 8.07e-07 | 8.07e-07 | 8.07e-07 | 8.07e-07 | 8.07e-07
MI Hg Rule - MER Annual Reduction v4.10 | 742 | 2216 | MACT Fuel Choice Floor in lbs/MMBtu | FALSE | L | Annual | Emissions at Affected Plants MER | lbs | 159.9415 | 164.1501 | 158.6338 | 155.4439 | 159.3533 | 146.0923 | 135.4375
MI Hg Rule - MER Annual Reduction v4.10 | 742 | 2216 | MACT Fuel Choice Floor in lbs/MMBtu | FALSE | L | Annual | Allowances Purchased MER | lbs | 0 | 0 | 0 | 0 | 0 | 0 | 0
MI Hg Rule - MER Annual Reduction v4.10 | 742 | 2216 | MACT Fuel Choice Floor in lbs/MMBtu | FALSE | L | Annual | Allowances Sold MER | lbs | 0 | 0 | 0 | 0 | 0 | 0 | 0
MI Hg Rule - MER Annual Reduction v4.10 | 742 | 2216 | MACT Fuel Choice Floor in lbs/MMBtu | FALSE | L | Annual | Allowances Banked | lbs | 0 | 0 | 0 | 0 | 0 | 0 | 0
MI Hg Rule - MER Annual Reduction v4.10 | 742 | 2216 | MACT Fuel Choice Floor in lbs/MMBtu | FALSE | L | Annual | Allowances Withdrawn (1:1) | lbs | 0 | 0 | 0 | 0 | 0 | 0 | 0
MI Hg Rule - MER Annual Reduction v4.10 | 742 | 2216 | MACT Fuel Choice Floor in lbs/MMBtu | FALSE | L | Annual | Allowances Withdrawn (n:1) | lbs | 0 | 0 | 0 | 0 | 0 | 0 | 0
MI Hg Rule - MER Annual Reduction v4.10 | 742 | 2216 | MACT Fuel Choice Floor in lbs/MMBtu | FALSE | L | Annual | Net Emissions Allowance Position | lbs | 159.9415 | 164.1501 | 158.6338 | 155.4439 | 159.3533 | 146.0923 | 135.4375
MI Hg Rule - MER Annual Reduction v4.10 | 742 | 2216 | MACT Fuel Choice Floor in lbs/MMBtu | FALSE | L | Annual | Fuel Consumed | TBtu | 365.3892 | 366.8709 | 357.1751 | 347.7559 | 357.9293 | 329.0445 | 301.9682
MI Hg Rule - MER Annual Reduction v4.10 | 742 | 2216 | MACT Fuel Choice Floor in lbs/MMBtu | FALSE | L | Annual | Rate | lb/MMBtu | 4.3773e-07 | 4.4743e-07 | 4.4413e-07 | 4.4699e-07 | 4.4521e-07 | 4.4399e-07 | 4.4852e-07
MI Hg Rule - MER Annual Reduction v4.10 | 742 | 2216 | MACT Fuel Choice Floor in lbs/MMBtu | FALSE | L | Annual | Generation | TWh | 35.3762 | 35.5715 | 34.9133 | 34.0867 | 35.0059 | 32.3374 | 29.8988
MI Hg Rule - MER Annual Reduction v4.10 | 742 | 2216 | MACT Fuel Choice Floor in lbs/MMBtu | FALSE | L | Annual | Qualifying Generation | TWh | 35.3762 | 35.5715 | 34.9133 | 34.0867 | 35.0059 | 32.3374 | 29.8988
MI Hg Rule - MER Annual Reduction v4.10 | 742 | 2216 | MACT Fuel Choice Floor in lbs/MMBtu | FALSE | L | Annual | Constraint Shadow Price | US2011$/Lb | 0 | 0 | 0 | 0 | 0 | 0 | 0
Missouri - NOX .18 Rate Annual v3.1 | 743 | 1820 | Rate Constraint in lbs/MMBtu | FALSE | L | Annual | Seasons Included | Seasons | Winter, Summer | Winter, Summer | Winter, Summer | Winter, Summer | Winter, Summer | Winter, Summer | Winter, Summer
Missouri - NOX .18 Rate Annual v3.1 | 743 | 1820 | Rate Constraint in lbs/MMBtu | FALSE | L | Annual | Standard NOX | lb/MMBtu | 0.18 | 0.18 | 0.18 | 0.18 | 0.18 | 0.18 | 0.18
Missouri - NOX .18 Rate Annual v3.1 | 743 | 1820 | Rate Constraint in lbs/MMBtu | FALSE | L | Annual | Emissions at Affected Plants NOX | Thousand Tons | 12.7843 | 11.7391 | 12.5771 | 11.842 | 12.7909 | 11.702 | 11.6047
Missouri - NOX .18 Rate Annual v3.1 | 743 | 1820 | Rate Constraint in lbs/MMBtu | FALSE | L | Annual | Allowances Purchased NOX | Thousand Tons | 0 | 0 | 0 | 0 | 0 | 0 | 0
Missouri - NOX .18 Rate Annual v3.1 | 743 | 1820 | Rate Constraint in lbs/MMBtu | FALSE | L | Annual | Allowances Sold NOX | Thousand Tons | 0 | 0 | 0 | 0 | 0 | 0 | 0
Missouri - NOX .18 Rate Annual v3.1 | 743 | 1820 | Rate Constraint in lbs/MMBtu | FALSE | L | Annual | Allowances Banked | Thousand Tons | 0 | 10.2206 | 0 | 0 | 0 | 0 | 0
Missouri - NOX .18 Rate Annual v3.1 | 743 | 1820 | Rate Constraint in lbs/MMBtu | FALSE | L | Annual | Allowances Withdrawn (1:1) | Thousand Tons | 0 | 0 | -2.5552 | 0 | 0 | 0 | 0
Missouri - NOX .18 Rate Annual v3.1 | 743 | 1820 | Rate Constraint in lbs/MMBtu | FALSE | L | Annual | Allowances Withdrawn (n:1) | Thousand Tons | 0 | 0 | 0 | 0 | 0 | 0 | 0
Missouri - NOX .18 Rate Annual v3.1 | 743 | 1820 | Rate Constraint in lbs/MMBtu | FALSE | L | Annual | Net Emissions Allowance Position | Thousand Tons | 12.7843 | 21.9598 | 10.022 | 11.842 | 12.7909 | 11.702 | 11.6047
Missouri - NOX .18 Rate Annual v3.1 | 743 | 1820 | Rate Constraint in lbs/MMBtu | FALSE | L | Annual | Fuel Consumed | TBtu | 259.5898 | 243.9976 | 265.5222 | 250.5916 | 269.7473 | 248.4741 | 246.1546
Missouri - NOX .18 Rate Annual v3.1 | 743 | 1820 | Rate Constraint in lbs/MMBtu | FALSE | L | Annual | Rate | lb/MMBtu | 0.098496 | 0.096223 | 0.094735 | 0.094513 | 0.094836 | 0.094191 | 0.094288
Missouri - NOX .18 Rate Annual v3.1 | 743 | 1820 | Rate Constraint in lbs/MMBtu | FALSE | L | Annual | Generation | TWh | 25.004 | 23.5396 | 25.6095 | 24.1616 | 26.0039 | 23.9602 | 23.7353
Missouri - NOX .18 Rate Annual v3.1 | 743 | 1820 | Rate Constraint in lbs/MMBtu | FALSE | L | Annual | Qualifying Generation | TWh | 25.004 | 23.5396 | 25.6095 | 24.1616 | 26.0039 | 23.9602 | 23.7353
Missouri - NOX .18 Rate Annual v3.1 | 743 | 1820 | Rate Constraint in lbs/MMBtu | FALSE | L | Annual | Rate | lb/MWh | 1.0226 | 0.9974 | 0.98223 | 0.98024 | 0.98376 | 0.97679 | 0.97785
Missouri - NOX .18 Rate Annual v3.1 | 743 | 1820 | Rate Constraint in lbs/MMBtu | FALSE | L | Annual | Constraint Shadow Price | US2011$/Ton | 0 | 0 | 0 | 0 | 0 | 0 | 0
Missouri - NOX .25 Rate Annual v3.1 | 744 | 1821 | Rate Constraint in lbs/MMBtu | FALSE | L | Annual | Seasons Included | Seasons | Winter, Summer | Winter, Summer | Winter, Summer | Winter, Summer | Winter, Summer | Winter, Summer | Winter, Summer
Missouri - NOX .25 Rate Annual v3.1 | 744 | 1821 | Rate Constraint in lbs/MMBtu | FALSE | L | Annual | Standard NOX | lb/MMBtu | 0.25 | 0.25 | 0.25 | 0.25 | 0.25 | 0.25 | 0.25
Missouri - NOX .25 Rate Annual v3.1 | 744 | 1821 | Rate Constraint in lbs/MMBtu | FALSE | L | Annual | Emissions at Affected Plants NOX | Thousand Tons | 14.036 | 15.4797 | 16.164 | 16.1886 | 16.2015 | 16.1868 | 16.1868
Missouri - NOX .25 Rate Annual v3.1 | 744 | 1821 | Rate Constraint in lbs/MMBtu | FALSE | L | Annual | Allowances Purchased NOX | Thousand Tons | 0 | 0 | 0 | 0 | 0 | 0 | 0
Missouri - NOX .25 Rate Annual v3.1 | 744 | 1821 | Rate Constraint in lbs/MMBtu | FALSE | L | Annual | Allowances Sold NOX | Thousand Tons | 0 | 0 | 0 | 0 | 0 | 0 | 0
Missouri - NOX .25 Rate Annual v3.1 | 744 | 1821 | Rate Constraint in lbs/MMBtu | FALSE | L | Annual | Allowances Banked | Thousand Tons | 0 | 5.9186 | 0 | 0 | 6.0572 | 9.0101 | 0
Missouri - NOX .25 Rate Annual v3.1 | 744 | 1821 | Rate Constraint in lbs/MMBtu | FALSE | L | Annual | Allowances Withdrawn (1:1) | Thousand Tons | 0 | 0 | -1.4797 | 0 | 0 | 0 | 0
Missouri - NOX .25 Rate Annual v3.1 | 744 | 1821 | Rate Constraint in lbs/MMBtu | FALSE | L | Annual | Allowances Withdrawn (n:1) | Thousand Tons | 0 | 0 | 0 | 0 | 0 | -3028.593 | 0
Missouri - NOX .25 Rate Annual v3.1 | 744 | 1821 | Rate Constraint in lbs/MMBtu | FALSE | L | Annual | Net Emissions Allowance Position | Thousand Tons | 14.036 | 21.3983 | 14.6844 | 16.1886 | 22.2587 | -3003.3961 | 16.1868
Missouri - NOX .25 Rate Annual v3.1 | 744 | 1821 | Rate Constraint in lbs/MMBtu | FALSE | L | Annual | Fuel Consumed | TBtu | 159.6978 | 171.1864 | 177.1203 | 177.3816 | 178.0699 | 177.3466 | 177.3466
Missouri - NOX .25 Rate Annual v3.1 | 744 | 1821 | Rate Constraint in lbs/MMBtu | FALSE | L | Annual | Rate | lb/MMBtu | 0.17578 | 0.18085 | 0.18252 | 0.18253 | 0.18197 | 0.18254 | 0.18254
Missouri - NOX .25 Rate Annual v3.1 | 744 | 1821 | Rate Constraint in lbs/MMBtu | FALSE | L | Annual | Generation | TWh | 16.3505 | 17.4947 | 18.1533 | 18.1799 | 18.2619 | 18.177 | 18.177
Missouri - NOX .25 Rate Annual v3.1 | 744 | 1821 | Rate Constraint in lbs/MMBtu | FALSE | L | Annual | Qualifying Generation | TWh | 16.3505 | 17.4947 | 18.1533 | 18.1799 | 18.2619 | 18.177 | 18.177
Missouri - NOX .25 Rate Annual v3.1 | 744 | 1821 | Rate Constraint in lbs/MMBtu | FALSE | L | Annual | Rate | lb/MWh | 1.7169 | 1.7696 | 1.7808 | 1.7809 | 1.7744 | 1.781 | 1.781
Missouri - NOX .25 Rate Annual v3.1 | 744 | 1821 | Rate Constraint in lbs/MMBtu | FALSE | L | Annual | Constraint Shadow Price | US2011$/Ton | 0 | 0 | 0 | 0 | 0 | 0 | 0
Missouri - NOX .35 Rate Annual v3.1 | 745 | 1822 | Rate Constraint in lbs/MMBtu | FALSE | L | Annual | Seasons Included | Seasons | Winter, Summer | Winter, Summer | Winter, Summer | Winter, Summer | Winter, Summer | Winter, Summer | Winter, Summer
Missouri - NOX .35 Rate Annual v3.1 | 745 | 1822 | Rate Constraint in lbs/MMBtu | FALSE | L | Annual | Standard NOX | lb/MMBtu | 0.35 | 0.35 | 0.35 | 0.35 | 0.35 | 0.35 | 0.35
Missouri - NOX .35 Rate Annual v3.1 | 745 | 1822 | Rate Constraint in lbs/MMBtu | FALSE | L | Annual | Emissions at Affected Plants NOX | Thousand Tons | 22.5609 | 22.2778 | 23.5139 | 23.6955 | 23.7486 | 23.7724 | 23.6822
Missouri - NOX .35 Rate Annual v3.1 | 745 | 1822 | Rate Constraint in lbs/MMBtu | FALSE | L | Annual | Allowances Purchased NOX | Thousand Tons | 0 | 0 | 0 | 0 | 0 | 0 | 0
Missouri - NOX .35 Rate Annual v3.1 | 745 | 1822 | Rate Constraint in lbs/MMBtu | FALSE | L | Annual | Allowances Sold NOX | Thousand Tons | 0 | 0 | 0 | 0 | 0 | 0 | 0
Missouri - NOX .35 Rate Annual v3.1 | 745 | 1822 | Rate Constraint in lbs/MMBtu | FALSE | L | Annual | Allowances Banked | Thousand Tons | 0 | 38.1879 | 0 | 0 | 0 | 0 | 0
Missouri - NOX .35 Rate Annual v3.1 | 745 | 1822 | Rate Constraint in lbs/MMBtu | FALSE | L | Annual | Allowances Withdrawn (1:1) | Thousand Tons | 0 | 0 | -9.547 | 0 | 0 | 0 | 0
Missouri - NOX .35 Rate Annual v3.1 | 745 | 1822 | Rate Constraint in lbs/MMBtu | FALSE | L | Annual | Allowances Withdrawn (n:1) | Thousand Tons | 0 | 0 | 0 | 0 | 0 | 0 | 0
Missouri - NOX .35 Rate Annual v3.1 | 745 | 1822 | Rate Constraint in lbs/MMBtu | FALSE | L | Annual | Net Emissions Allowance Position | Thousand Tons | 22.5609 | 60.4658 | 13.9669 | 23.6955 | 23.7486 | 23.7724 | 23.6822
Missouri - NOX .35 Rate Annual v3.1 | 745 | 1822 | Rate Constraint in lbs/MMBtu | FALSE | L | Annual | Fuel Consumed | TBtu | 346.8325 | 345.5186 | 362.4337 | 367.4846 | 369.1993 | 373.3544 | 368.5139
Missouri - NOX .35 Rate Annual v3.1 | 745 | 1822 | Rate Constraint in lbs/MMBtu | FALSE | L | Annual | Rate | lb/MMBtu | 0.1301 | 0.12895 | 0.12976 | 0.12896 | 0.12865 | 0.12734 | 0.12853
Missouri - NOX .35 Rate Annual v3.1 | 745 | 1822 | Rate Constraint in lbs/MMBtu | FALSE | L | Annual | Generation | TWh | 33.8003 | 33.5692 | 35.3149 | 35.87 | 36.0128 | 36.6411 | 36.0289
Missouri - NOX .35 Rate Annual v3.1 | 745 | 1822 | Rate Constraint in lbs/MMBtu | FALSE | L | Annual | Qualifying Generation | TWh | 33.8003 | 33.5692 | 35.3149 | 35.87 | 36.0128 | 36.6411 | 36.0289
Missouri - NOX .35 Rate Annual v3.1 | 745 | 1822 | Rate Constraint in lbs/MMBtu | FALSE | L | Annual | Rate | lb/MWh | 1.335 | 1.3273 | 1.3317 | 1.3212 | 1.3189 | 1.2976 | 1.3146
Missouri - NOX .35 Rate Annual v3.1 | 745 | 1822 | Rate Constraint in lbs/MMBtu | FALSE | L | Annual | Constraint Shadow Price | US2011$/Ton | 0 | 0 | 0 | 0 | 0 | 0 | 0
MN Hg Emis Red Act - MER Removal Annual v3.1 | 746 | 1511 | MACT Fuel Choice Floor in lbs/MMBtu | FALSE | L | Annual | Seasons Included | Seasons | Winter, Summer | Winter, Summer | Winter, Summer | Winter, Summer | Winter, Summer | Winter, Summer | Winter, Summer
MN Hg Emis Red Act - MER Removal Annual v3.1 | 746 | 1511 | MACT Fuel Choice Floor in lbs/MMBtu | FALSE | L | Annual | Emission Floor | lbs/MMBtu | 0 | 0 | 0 | 0 | 0 | 0 | 0
MN Hg Emis Red Act - MER Removal Annual v3.1 | 746 | 1511 | MACT Fuel Choice Floor in lbs/MMBtu | FALSE | L | Annual | Emissions at Affected Plants MER | lbs | 104.8589 | 117.7443 | 118.3967 | 118.4308 | 118.4308 | 117.2554 | 116.6374
MN Hg Emis Red Act - MER Removal Annual v3.1 | 746 | 1511 | MACT Fuel Choice Floor in lbs/MMBtu | FALSE | L | Annual | Allowances Purchased MER | lbs | 0 | 0 | 0 | 0 | 0 | 0 | 0
MN Hg Emis Red Act - MER Removal Annual v3.1 | 746 | 1511 | MACT Fuel Choice Floor in lbs/MMBtu | FALSE | L | Annual | Allowances Sold MER | lbs | 0 | 0 | 0 | 0 | 0 | 0 | 0
MN Hg Emis Red Act - MER Removal Annual v3.1 | 746 | 1511 | MACT Fuel Choice Floor in lbs/MMBtu | FALSE | L | Annual | Allowances Banked | lbs | 0 | 0 | 0 | 0 | 0 | 0 | 0
MN Hg Emis Red Act - MER Removal Annual v3.1 | 746 | 1511 | MACT Fuel Choice Floor in lbs/MMBtu | FALSE | L | Annual | Allowances Withdrawn (1:1) | lbs | 0 | 0 | 0 | 0 | 0 | 0 | 0
MN Hg Emis Red Act - MER Removal Annual v3.1 | 746 | 1511 | MACT Fuel Choice Floor in lbs/MMBtu | FALSE | L | Annual | Allowances Withdrawn (n:1) | lbs | 0 | 0 | 0 | 0 | 0 | 0 | 0
MN Hg Emis Red Act - MER Removal Annual v3.1 | 746 | 1511 | MACT Fuel Choice Floor in lbs/MMBtu | FALSE | L | Annual | Net Emissions Allowance Position | lbs | 104.8589 | 117.7443 | 118.3967 | 118.4308 | 118.4308 | 117.2554 | 116.6374
MN Hg Emis Red Act - MER Removal Annual v3.1 | 746 | 1511 | MACT Fuel Choice Floor in lbs/MMBtu | FALSE | L | Annual | Fuel Consumed | TBtu | 237.8676 | 269.2707 | 270.8799 | 270.9437 | 270.9437 | 269.2152 | 269.1149
MN Hg Emis Red Act - MER Removal Annual v3.1 | 746 | 1511 | MACT Fuel Choice Floor in lbs/MMBtu | FALSE | L | Annual | Rate | lb/MMBtu | 4.4083e-07 | 4.3727e-07 | 4.3708e-07 | 4.371e-07 | 4.371e-07 | 4.3555e-07 | 4.3341e-07
MN Hg Emis Red Act - MER Removal Annual v3.1 | 746 | 1511 | MACT Fuel Choice Floor in lbs/MMBtu | FALSE | L | Annual | Generation | TWh | 23.2603 | 26.1199 | 26.2657 | 26.2721 | 26.2721 | 26.2721 | 26.2546
MN Hg Emis Red Act - MER Removal Annual v3.1 | 746 | 1511 | MACT Fuel Choice Floor in lbs/MMBtu | FALSE | L | Annual | Qualifying Generation | TWh | 23.2603 | 26.1199 | 26.2657 | 26.2721 | 26.2721 | 26.2721 | 26.2546
MN Hg Emis Red Act - MER Removal Annual v3.1 | 746 | 1511 | MACT Fuel Choice Floor in lbs/MMBtu | FALSE | L | Annual | Constraint Shadow Price | US2011$/Lb | 0 | 0 | 0 | 0 | 0 | 0 | 0
MT Hg Rate Lignite Annual v3.1 | 747 | 1517 | Rate Constraint in lbs/MMBtu | FALSE | L | Annual | Seasons Included | Seasons | Winter, Summer | Winter, Summer | Winter, Summer | Winter, Summer | Winter, Summer | Winter, Summer | Winter, Summer
MT Hg Rate Lignite Annual v3.1 | 747 | 1517 | Rate Constraint in lbs/MMBtu | FALSE | L | Annual | Standard MER | lb/MMBtu | 1.5e-06 | 1.5e-06 | 1.5e-06 | 1.5e-06 | 1.5e-06 | 1.5e-06 | 1.5e-06
MT Hg Rate Lignite Annual v3.1 | 747 | 1517 | Rate Constraint in lbs/MMBtu | FALSE | L | Annual | Emissions at Affected Plants MER | lbs | 0 | 0 | 0 | 0 | 0 | 0 | 0
MT Hg Rate Lignite Annual v3.1 | 747 | 1517 | Rate Constraint in lbs/MMBtu | FALSE | L | Annual | Allowances Purchased MER | lbs | 0 | 0 | 0 | 0 | 0 | 0 | 0
MT Hg Rate Lignite Annual v3.1 | 747 | 1517 | Rate Constraint in lbs/MMBtu | FALSE | L | Annual | Allowances Sold MER | lbs | 0 | 0 | 0 | 0 | 0 | 0 | 0
MT Hg Rate Lignite Annual v3.1 | 747 | 1517 | Rate Constraint in lbs/MMBtu | FALSE | L | Annual | Allowances Banked | lbs | 0 | 0 | 0 | 0 | 0 | 0 | 0
MT Hg Rate Lignite Annual v3.1 | 747 | 1517 | Rate Constraint in lbs/MMBtu | FALSE | L | Annual | Allowances Withdrawn (1:1) | lbs | 0 | 0 | 0 | 0 | 0 | 0 | 0
MT Hg Rate Lignite Annual v3.1 | 747 | 1517 | Rate Constraint in lbs/MMBtu | FALSE | L | Annual | Allowances Withdrawn (n:1) | lbs | 0 | 0 | 0 | 0 | 0 | 0 | 0
MT Hg Rate Lignite Annual v3.1 | 747 | 1517 | Rate Constraint in lbs/MMBtu | FALSE | L | Annual | Net Emissions Allowance Position | lbs | 0 | 0 | 0 | 0 | 0 | 0 | 0
MT Hg Rate Lignite Annual v3.1 | 747 | 1517 | Rate Constraint in lbs/MMBtu | FALSE | L | Annual | Fuel Consumed | TBtu | 0 | 0 | 0 | 0 | 0 | 0 | 0
MT Hg Rate Lignite Annual v3.1 | 747 | 1517 | Rate Constraint in lbs/MMBtu | FALSE | L | Annual | Rate | lb/MMBtu | 0 | 0 | 0 | 0 | 0 | 0 | 0
MT Hg Rate Lignite Annual v3.1 | 747 | 1517 | Rate Constraint in lbs/MMBtu | FALSE | L | Annual | Generation | TWh | 0 | 0 | 0 | 0 | 0 | 0 | 0
MT Hg Rate Lignite Annual v3.1 | 747 | 1517 | Rate Constraint in lbs/MMBtu | FALSE | L | Annual | Qualifying Generation | TWh | 0 | 0 | 0 | 0 | 0 | 0 | 0
MT Hg Rate Lignite Annual v3.1 | 747 | 1517 | Rate Constraint in lbs/MMBtu | FALSE | L | Annual | Rate | lb/MWh | 0 | 0 | 0 | 0 | 0 | 0 | 0
MT Hg Rate Lignite Annual v3.1 | 747 | 1517 | Rate Constraint in lbs/MMBtu | FALSE | L | Annual | Constraint Shadow Price | US2011$/Lb | 0 | 0 | 0 | 0 | 0 | 0 | 0
MT Hg Rate Non Lignite Annual v3.1 | 748 | 1518 | Rate Constraint in lbs/MMBtu | FALSE | L | Annual | Seasons Included | Seasons | Winter, Summer | Winter, Summer | Winter, Summer | Winter, Summer | Winter, Summer | Winter, Summer | Winter, Summer
MT Hg Rate Non Lignite Annual v3.1 | 748 | 1518 | Rate Constraint in lbs/MMBtu | FALSE | L | Annual | Standard MER | lb/MMBtu | 9e-07 | 9e-07 | 9e-07 | 9e-07 | 9e-07 | 9e-07 | 9e-07
MT Hg Rate Non Lignite Annual v3.1 | 748 | 1518 | Rate Constraint in lbs/MMBtu | FALSE | L | Annual | Emissions at Affected Plants MER | lbs | 77.2284 | 77.7381 | 82.6395 | 82.6395 | 82.6395 | 82.6395 | 85.3748
MT Hg Rate Non Lignite Annual v3.1 | 748 | 1518 | Rate Constraint in lbs/MMBtu | FALSE | L | Annual | Allowances Purchased MER | lbs | 0 | 0 | 0 | 0 | 0 | 0 | 0
MT Hg Rate Non Lignite Annual v3.1 | 748 | 1518 | Rate Constraint in lbs/MMBtu | FALSE | L | Annual | Allowances Sold MER | lbs | 0 | 0 | 0 | 0 | 0 | 0 | 0
MT Hg Rate Non Lignite Annual v3.1 | 748 | 1518 | Rate Constraint in lbs/MMBtu | FALSE | L | Annual | Allowances Banked | lbs | 0 | 77.094 | 0 | 77.0892 | 0 | 77.0892 | 0
MT Hg Rate Non Lignite Annual v3.1 | 748 | 1518 | Rate Constraint in lbs/MMBtu | FALSE | L | Annual | Allowances Withdrawn (1:1) | lbs | 0 | 0 | -19.2735 | 0 | -64.241 | 0 | -102.7856
MT Hg Rate Non Lignite Annual v3.1 | 748 | 1518 | Rate Constraint in lbs/MMBtu | FALSE | L | Annual | Allowances Withdrawn (n:1) | lbs | 0 | 0 | 0 | 0 | 0 | 0 | 0
MT Hg Rate Non Lignite Annual v3.1 | 748 | 1518 | Rate Constraint in lbs/MMBtu | FALSE | L | Annual | Net Emissions Allowance Position | lbs | 77.2284 | 154.8321 | 63.366 | 159.7287 | 18.3985 | 159.7286 | -17.4108
MT Hg Rate Non Lignite Annual v3.1 | 748 | 1518 | Rate Constraint in lbs/MMBtu | FALSE | L | Annual | Fuel Consumed | TBtu | 170.8347 | 172.0368 | 177.4763 | 177.4763 | 177.4763 | 177.4763 | 179.2939
MT Hg Rate Non Lignite Annual v3.1 | 748 | 1518 | Rate Constraint in lbs/MMBtu | FALSE | L | Annual | Rate | lb/MMBtu | 4.5207e-07 | 4.5187e-07 | 4.6564e-07 | 4.6564e-07 | 4.6564e-07 | 4.6564e-07 | 4.7617e-07
MT Hg Rate Non Lignite Annual v3.1 | 748 | 1518 | Rate Constraint in lbs/MMBtu | FALSE | L | Annual | Generation | TWh | 15.7812 | 15.8688 | 16.335 | 16.335 | 16.335 | 16.335 | 16.4999
MT Hg Rate Non Lignite Annual v3.1 | 748 | 1518 | Rate Constraint in lbs/MMBtu | FALSE | L | Annual | Qualifying Generation | TWh | 15.7812 | 15.8688 | 16.335 | 16.335 | 16.335 | 16.335 | 16.4999
MT Hg Rate Non Lignite Annual v3.1 | 748 | 1518 | Rate Constraint in lbs/MMBtu | FALSE | L | Annual | Rate | lb/MWh | 4.8937e-06 | 4.8988e-06 | 5.059e-06 | 5.059e-06 | 5.059e-06 | 5.059e-06 | 5.1742e-06
MT Hg Rate Non Lignite Annual v3.1 | 748 | 1518 | Rate Constraint in lbs/MMBtu | FALSE | L | Annual | Constraint Shadow Price | US2011$/Lb | 0 | 0 | 0 | 0 | 0 | 0 | 0
New Hampshire MER Removal Annual v3.1 | 749 | 1966 | MACT Fuel Choice Floor in lbs/MMBtu | FALSE | L | Annual | Seasons Included | Seasons | Winter, Summer | Winter, Summer | Winter, Summer | Winter, Summer | Winter, Summer | Winter, Summer | Winter, Summer
New Hampshire MER Removal Annual v3.1 | 749 | 1966 | MACT Fuel Choice Floor in lbs/MMBtu | FALSE | L | Annual | Emission Floor | lbs/MMBtu | 0 | 0 | 0 | 0 | 0 | 0 | 0
New Hampshire MER Removal Annual v3.1 | 749 | 1966 | MACT Fuel Choice Floor in lbs/MMBtu | FALSE | L | Annual | Emissions at Affected Plants MER | lbs | 0 | 0 | 0 | 0 | 0 | 0 | 0
New Hampshire MER Removal Annual v3.1 | 749 | 1966 | MACT Fuel Choice Floor in lbs/MMBtu | FALSE | L | Annual | Allowances Purchased MER | lbs | 0 | 0 | 0 | 0 | 0 | 0 | 0
New Hampshire MER Removal Annual v3.1 | 749 | 1966 | MACT Fuel Choice Floor in lbs/MMBtu | FALSE | L | Annual | Allowances Sold MER | lbs | 0 | 0 | 0 | 0 | 0 | 0 | 0
New Hampshire MER Removal Annual v3.1 | 749 | 1966 | MACT Fuel Choice Floor in lbs/MMBtu | FALSE | L | Annual | Allowances Banked | lbs | 0 | 0 | 0 | 0 | 0 | 0 | 0
New Hampshire MER Removal Annual v3.1 | 749 | 1966 | MACT Fuel Choice Floor in lbs/MMBtu | FALSE | L | Annual | Allowances Withdrawn (1:1) | lbs | 0 | 0 | 0 | 0 | 0 | 0 | 0
New Hampshire MER Removal Annual v3.1 | 749 | 1966 | MACT Fuel Choice Floor in lbs/MMBtu | FALSE | L | Annual | Allowances Withdrawn (n:1) | lbs | 0 | 0 | 0 | 0 | 0 | 0 | 0
New Hampshire MER Removal Annual v3.1 | 749 | 1966 | MACT Fuel Choice Floor in lbs/MMBtu | FALSE | L | Annual | Net Emissions Allowance Position | lbs | 0 | 0 | 0 | 0 | 0 | 0 | 0
New Hampshire MER Removal Annual v3.1 | 749 | 1966 | MACT Fuel Choice Floor in lbs/MMBtu | FALSE | L | Annual | Fuel Consumed | TBtu | 0 | 0 | 0 | 0 | 0 | 0 | 0
New Hampshire MER Removal Annual v3.1 | 749 | 1966 | MACT Fuel Choice Floor in lbs/MMBtu | FALSE | L | Annual | Rate | lb/MMBtu | 0 | 0 | 0 | 0 | 0 | 0 | 0
New Hampshire MER Removal Annual v3.1 | 749 | 1966 | MACT Fuel Choice Floor in lbs/MMBtu | FALSE | L | Annual | Generation | TWh | 0 | 0 | 0 | 0 | 0 | 0 | 0
New Hampshire MER Removal Annual v3.1 | 749 | 1966 | MACT Fuel Choice Floor in lbs/MMBtu | FALSE | L | Annual | Qualifying Generation | TWh | 0 | 0 | 0 | 0 | 0 | 0 | 0
New Hampshire MER Removal Annual v3.1 | 749 | 1966 | MACT Fuel Choice Floor in lbs/MMBtu | FALSE | L | Annual | Constraint Shadow Price | US2011$/Lb | 0 | 0 | 0 | 0 | 0 | 0 | 0
New Hampshire 6 Unit - NOX Cap Annual v3.1 | 750 | 1830 | Rate Constraint in MTons | FALSE | L | Annual | Seasons Included | Seasons | Winter, Summer | Winter, Summer | Winter, Summer | Winter, Summer | Winter, Summer | Winter, Summer | Winter, Summer
New Hampshire 6 Unit - NOX Cap Annual v3.1 | 750 | 1830 | Rate Constraint in MTons | FALSE | L | Annual | Standard NOX | Thousand Tons | 3.64 | 3.64 | 3.64 | 3.64 | 3.64 | 3.64 | 3.64
New Hampshire 6 Unit - NOX Cap Annual v3.1 | 750 | 1830 | Rate Constraint in MTons | FALSE | L | Annual | Emissions at Affected Plants NOX | Thousand Tons | 0.032273 | 0 | 0 | 0 | 0 | 0 | 0
New Hampshire 6 Unit - NOX Cap Annual v3.1 | 750 | 1830 | Rate Constraint in MTons | FALSE | L | Annual | Allowances Purchased NOX | Thousand Tons | 0 | 0 | 0 | 0 | 0 | 0 | 0
New Hampshire 6 Unit - NOX Cap Annual v3.1 | 750 | 1830 | Rate Constraint in MTons | FALSE | L | Annual | Allowances Sold NOX | Thousand Tons | 0 | 0 | 0 | 0 | 0 | 0 | 0
New Hampshire 6 Unit - NOX Cap Annual v3.1 | 750 | 1830 | Rate Constraint in MTons | FALSE | L | Annual | Allowances Banked | Thousand Tons | 0 | 0 | 3.64 | 3.64 | 0 | 3.64 | 0
New Hampshire 6 Unit - NOX Cap Annual v3.1 | 750 | 1830 | Rate Constraint in MTons | FALSE | L | Annual | Allowances Withdrawn (1:1) | Thousand Tons | 0 | 0 | 0 | 0 | 0 | 0 | 0
New Hampshire 6 Unit - NOX Cap Annual v3.1 | 750 | 1830 | Rate Constraint in MTons | FALSE | L | Annual | Allowances Withdrawn (n:1) | Thousand Tons | 0 | 0 | 0 | 0 | -5460.0002 | 0 | 0
New Hampshire 6 Unit - NOX Cap Annual v3.1 | 750 | 1830 | Rate Constraint in MTons | FALSE | L | Annual | Net Emissions Allowance Position | Thousand Tons | 0.032273 | 0 | 3.64 | 3.64 | -5460.0002 | 3.64 | 0
New Hampshire 6 Unit - NOX Cap Annual v3.1 | 750 | 1830 | Rate Constraint in MTons | FALSE | L | Annual | Fuel Consumed | TBtu | 0.51191 | 0 | 0 | 0 | 0 | 0 | 0
New Hampshire 6 Unit - NOX Cap Annual v3.1 | 750 | 1830 | Rate Constraint in MTons | FALSE | L | Annual | Rate | lb/MMBtu | 0.12609 | 0 | 0 | 0 | 0 | 0 | 0
New Hampshire 6 Unit - NOX Cap Annual v3.1 | 750 | 1830 | Rate Constraint in MTons | FALSE | L | Annual | Generation | TWh | 0.038182 | 0 | 0 | 0 | 0 | 0 | 0
New Hampshire 6 Unit - NOX Cap Annual v3.1 | 750 | 1830 | Rate Constraint in MTons | FALSE | L | Annual | Qualifying Generation | TWh | 0.038182 | 0 | 0 | 0 | 0 | 0 | 0
New Hampshire 6 Unit - NOX Cap Annual v3.1 | 750 | 1830 | Rate Constraint in MTons | FALSE | L | Annual | Rate | lb/MWh | 1.6905 | 0 | 0 | 0 | 0 | 0 | 0
New Hampshire 6 Unit - NOX Cap Annual v3.1 | 750 | 1830 | Rate Constraint in MTons | FALSE | L | Annual | Constraint Shadow Price | US2011$/Ton | 0 | 0 | 0 | 0 | 0 | 0 | 0
New Hampshire 6 Unit - SO2 Cap Annual v3.1 | 751 | 1831 | Rate Constraint in MTons | FALSE | L | Annual | Seasons Included | Seasons | Winter, Summer | Winter, Summer | Winter, Summer | Winter, Summer | Winter, Summer | Winter, Summer | Winter, Summer
New Hampshire 6 Unit - SO2 Cap Annual v3.1 | 751 | 1831 | Rate Constraint in MTons | FALSE | L | Annual | Standard SO2 | Thousand Tons | 7.29 | 7.29 | 7.29 | 7.29 | 7.29 | 7.29 | 7.29
New Hampshire 6 Unit - SO2 Cap Annual v3.1 | 751 | 1831 | Rate Constraint in MTons | FALSE | L | Annual | Emissions at Affected Plants SO2 | Thousand Tons | 0 | 0 | 0 | 0 | 0 | 0 | 0
New Hampshire 6 Unit - SO2 Cap Annual v3.1 | 751 | 1831 | Rate Constraint in MTons | FALSE | L | Annual | Allowances Purchased SO2 | Thousand Tons | 0 | 0 | 0 | 0 | 0 | 0 | 0
New Hampshire 6 Unit - SO2 Cap Annual v3.1 | 751 | 1831 | Rate Constraint in MTons | FALSE | L | Annual | Allowances Sold SO2 | Thousand Tons | 0 | 0 | 0 | 0 | 0 | 0 | 0
New Hampshire 6 Unit - SO2 Cap Annual v3.1 | 751 | 1831 | Rate Constraint in MTons | FALSE | L | Annual | Allowances Banked | Thousand Tons | 0 | 7.29 | 0 | 7.29 | 7.29 | 0 | 0
New Hampshire 6 Unit - SO2 Cap Annual v3.1 | 751 | 1831 | Rate Constraint in MTons | FALSE | L | Annual | Allowances Withdrawn (1:1) | Thousand Tons | 0 | 0 | -1.8225 | 0 | 0 | 0 | 0
New Hampshire 6 Unit - SO2 Cap Annual v3.1 | 751 | 1831 | Rate Constraint in MTons | FALSE | L | Annual | Allowances Withdrawn (n:1) | Thousand Tons | 0 | 0 | 0 | 0 | 0 | 0 | -8910.0001
New Hampshire 6 Unit - SO2 Cap Annual v3.1 | 751 | 1831 | Rate Constraint in MTons | FALSE | L | Annual | Net Emissions Allowance Position | Thousand Tons | 0 | 7.29 | -1.8225 | 7.29 | 7.29 | 0 | -8910.0001
New Hampshire 6 Unit - SO2 Cap Annual v3.1 | 751 | 1831 | Rate Constraint in MTons | FALSE | L | Annual | Fuel Consumed | TBtu | 0.51191 | 0 | 0 | 0 | 0 | 0 | 0
New Hampshire 6 Unit - SO2 Cap Annual v3.1 | 751 | 1831 | Rate Constraint in MTons | FALSE | L | Annual | Rate | lb/MMBtu | 0 | 0 | 0 | 0 | 0 | 0 | 0
New Hampshire 6 Unit - SO2 Cap Annual v3.1 | 751 | 1831 | Rate Constraint in MTons | FALSE | L | Annual | Generation | TWh | 0.038182 | 0 | 0 | 0 | 0 | 0 | 0
New Hampshire 6 Unit - SO2 Cap Annual v3.1 | 751 | 1831 | Rate Constraint in MTons | FALSE | L | Annual | Qualifying Generation | TWh | 0.038182 | 0 | 0 | 0 | 0 | 0 | 0
New Hampshire 6 Unit - SO2 Cap Annual v3.1 | 751 | 1831 | Rate Constraint in MTons | FALSE | L | Annual | Rate | lb/MWh | 0 | 0 | 0 | 0 | 0 | 0 | 0
New Hampshire 6 Unit - SO2 Cap Annual v3.1 | 751 | 1831 | Rate Constraint in MTons | FALSE | L | Annual | Constraint Shadow Price | US2011$/Ton | 0 | 0 | 0 | 0 | 0 | 0 | 0
New Hampshire State - NOX Cap Summer v3.1 | 752 | 1832 | Rate Constraint in MTons | FALSE | L | Annual | Seasons Included | Seasons | Summer | Summer | Summer | Summer | Summer | Summer | Summer
New Hampshire State - NOX Cap Summer v3.1 | 752 | 1832 | Rate Constraint in MTons | FALSE | L | Annual | Standard NOX | Thousand Tons | 2.9 | 2.9 | 2.9 | 2.9 | 2.9 | 2.9 | 2.9
New Hampshire State - NOX Cap Summer v3.1 | 752 | 1832 | Rate Constraint in MTons | FALSE | L | Annual | Emissions at Affected Plants NOX | Thousand Tons | 0.086045 | 0.069548 | 0.069548 | 0.069548 | 0.074224 | 0.069548 | 0.058816
New Hampshire State - NOX Cap Summer v3.1 | 752 | 1832 | Rate Constraint in MTons | FALSE | L | Annual | Allowances Purchased NOX | Thousand Tons | 0 | 0 | 0 | 0 | 0 | 0 | 0
New Hampshire State - NOX Cap Summer v3.1 | 752 | 1832 | Rate Constraint in MTons | FALSE | L | Annual | Allowances Sold NOX | Thousand Tons | 0 | 0 | 0 | 0 | 0 | 0 | 0
New Hampshire State - NOX Cap Summer v3.1 | 752 | 1832 | Rate Constraint in MTons | FALSE | L | Annual | Allowances Banked | Thousand Tons | 0 | 2.8305 | 0 | 0 | 2.8258 | 0 | 0
New Hampshire State - NOX Cap Summer v3.1 | 752 | 1832 | Rate Constraint in MTons | FALSE | L | Annual | Allowances Withdrawn (1:1) | Thousand Tons | 0 | 0 | -0.70761 | 0 | 0 | -1.4129 | 0
New Hampshire State - NOX Cap Summer v3.1 | 752 | 1832 | Rate Constraint in MTons | FALSE | L | Annual | Allowances Withdrawn (n:1) | Thousand Tons | 0 | 0 | 0 | 0 | 0 | 0 | 0
New Hampshire State - NOX Cap Summer v3.1 | 752 | 1832 | Rate Constraint in MTons | FALSE | L | Annual | Net Emissions Allowance Position | Thousand Tons | 0.086045 | 2.9 | -0.63807 | 0.069548 | 2.9 | -1.3433 | 0.058816
New Hampshire State - NOX Cap Summer v3.1 | 752 | 1832 | Rate Constraint in MTons | FALSE | L | Annual | Fuel Consumed | TBtu | 13.2928 | 13.0312 | 13.0312 | 13.0312 | 13.0415 | 13.0312 | 11.0204
New Hampshire State - NOX Cap Summer v3.1 | 752 | 1832 | Rate Constraint in MTons | FALSE | L | Annual | Rate | lb/MMBtu | 0.012946 | 0.010674 | 0.010674 | 0.010674 | 0.011383 | 0.010674 | 0.010674
New Hampshire State - NOX Cap Summer v3.1 | 752 | 1832 | Rate Constraint in MTons | FALSE | L | Annual | Generation | TWh | 1.7572 | 1.7377 | 1.7377 | 1.7377 | 1.7383 | 1.7377 | 1.4696
New Hampshire State - NOX Cap Summer v3.1 | 752 | 1832 | Rate Constraint in MTons | FALSE | L | Annual | Qualifying Generation | TWh | 1.7572 | 1.7377 | 1.7377 | 1.7377 | 1.7383 | 1.7377 | 1.4696
New Hampshire State - NOX Cap Summer v3.1 | 752 | 1832 | Rate Constraint in MTons | FALSE | L | Annual | Rate | lb/MWh | 0.097932 | 0.080045 | 0.080045 | 0.080045 | 0.085401 | 0.080045 | 0.080045
New Hampshire State - NOX Cap Summer v3.1 | 752 | 1832 | Rate Constraint in MTons | FALSE | L | Annual | Constraint Shadow Price | US2011$/Ton | 0 | 0 | 0 | 0 | 0 | 0 | 0
New Jersey - MER Removal Annual v3.1 | 753 | 1833 | MACT Fuel Choice Floor in lbs/MMBtu | FALSE | L | Annual | Seasons Included | Seasons | Winter, Summer | Winter, Summer | Winter, Summer | Winter, Summer | Winter, Summer | Winter, Summer | Winter, Summer
New Jersey - MER Removal Annual v3.1 | 753 | 1833 | MACT Fuel Choice Floor in lbs/MMBtu | FALSE | L | Annual | Emission Floor | lbs/MMBtu | 0 | 0 | 0 | 0 | 0 | 0 | 0
New Jersey - MER Removal Annual v3.1 | 753 | 1833 | MACT Fuel Choice Floor in lbs/MMBtu | FALSE | L | Annual | Emissions at Affected Plants MER | lbs | 5.3653 | 9.8346 | 7.1356 | 5.4998 | 7.1356 | 0 | 0
New Jersey - MER Removal Annual v3.1 | 753 | 1833 | MACT Fuel Choice Floor in lbs/MMBtu | FALSE | L | Annual | Allowances Purchased MER | lbs | 0 | 0 | 0 | 0 | 0 | 0 | 0
New Jersey - MER Removal Annual v3.1 | 753 | 1833 | MACT Fuel Choice Floor in lbs/MMBtu | FALSE | L | Annual | Allowances Sold MER | lbs | 0 | 0 | 0 | 0 | 0 | 0 | 0
New Jersey - MER Removal Annual v3.1 | 753 | 1833 | MACT Fuel Choice Floor in lbs/MMBtu | FALSE | L | Annual | Allowances Banked | lbs | 0 | 0 | 0 | 0 | 0 | 0 | 0
New Jersey - MER Removal Annual v3.1 | 753 | 1833 | MACT Fuel Choice Floor in lbs/MMBtu | FALSE | L | Annual | Allowances Withdrawn (1:1) | lbs | 0 | 0 | 0 | 0 | 0 | 0 | 0
New Jersey - MER Removal Annual v3.1 | 753 | 1833 | MACT Fuel Choice Floor in lbs/MMBtu | FALSE | L | Annual | Allowances Withdrawn (n:1) | lbs | 0 | 0 | 0 | 0 | 0 | 0 | 0
New Jersey - MER Removal Annual v3.1 | 753 | 1833 | MACT Fuel Choice Floor in lbs/MMBtu | FALSE | L | Annual | Net Emissions Allowance Position | lbs | 5.3653 | 9.8346 | 7.1356 | 5.4998 | 7.1356 | 0 | 0
New Jersey - MER Removal Annual v3.1 | 753 | 1833 | MACT Fuel Choice Floor in lbs/MMBtu | FALSE | L | Annual | Fuel Consumed | TBtu | 6.8355 | 12.5295 | 15.8866 | 9.0845 | 15.8866 | 0 | 0
New Jersey - MER Removal Annual v3.1 | 753 | 1833 | MACT Fuel Choice Floor in lbs/MMBtu | FALSE | L | Annual | Rate | lb/MMBtu | 7.8492e-07 | 7.8492e-07 | 4.4916e-07 | 6.054e-07 | 4.4916e-07 | 0 | 0
New Jersey - MER Removal Annual v3.1 | 753 | 1833 | MACT Fuel Choice Floor in lbs/MMBtu | FALSE | L | Annual | Generation | TWh | 0.65849 | 1.207 | 1.509 | 0.86477 | 1.509 | 0 | 0
New Jersey - MER Removal Annual v3.1 | 753 | 1833 | MACT Fuel Choice Floor in lbs/MMBtu | FALSE | L | Annual | Qualifying Generation | TWh | 0.65849 | 1.207 | 1.509 | 0.86477 | 1.509 | 0 | 0
New Jersey - MER Removal Annual v3.1 | 753 | 1833 | MACT Fuel Choice Floor in lbs/MMBtu | FALSE | L | Annual | Constraint Shadow Price | US2011$/Lb | 0 | 0 | 0 | 0 | 0 | 0 | 0
New York - NOX Cap Winter v3.1 | 754 | 1834 | Rate Constraint in MTons | FALSE | L | Annual | Seasons Included | Seasons | Winter | Winter | Winter | Winter | Winter | Winter | Winter
New York - NOX Cap Winter v3.1 | 754 | 1834 | Rate Constraint in MTons | FALSE | L | Annual | Standard NOX | Thousand Tons | 39.91 | 39.91 | 39.91 | 39.91 | 39.91 | 39.91 | 39.91
New York - NOX Cap Winter v3.1 | 754 | 1834 | Rate Constraint in MTons | FALSE | L | Annual | Emissions at Affected Plants NOX | Thousand Tons | 4.5508 | 4.7145 | 2.6546 | 1.9504 | 2.0147 | 2.8369 | 2.1099
New York - NOX Cap Winter v3.1 | 754 | 1834 | Rate Constraint in MTons | FALSE | L | Annual | Allowances Purchased NOX | Thousand Tons | 0 | 0 | 0 | 0 | 0 | 0 | 0
New York - NOX Cap Winter v3.1 | 754 | 1834 | Rate Constraint in MTons | FALSE | L | Annual | Allowances Sold NOX | Thousand Tons | 0 | 0 | 0 | 0 | 0 | 0 | 0
New York - NOX Cap Winter v3.1 | 754 | 1834 | Rate Constraint in MTons | FALSE | L | Annual | Allowances Banked | Thousand Tons | 0 | 35.1955 | 37.2554 | 0 | 68.5982 | 0 | 0
New York - NOX Cap Winter v3.1 | 754 | 1834 | Rate Constraint in MTons | FALSE | L | Annual | Allowances Withdrawn (1:1) | Thousand Tons | 0 | 0 | 0 | 0 | -30.7029 | 0 | 0
New York - NOX Cap Winter v3.1 | 754 | 1834 | Rate Constraint in MTons | FALSE | L | Annual | Allowances Withdrawn (n:1) | Thousand Tons | 0 | 0 | 0 | 0 | 0 | 0 | -45732.1293
New York - NOX Cap Winter v3.1 | 754 | 1834 | Rate Constraint in MTons | FALSE | L | Annual | Net Emissions Allowance Position | Thousand Tons | 4.5508 | 39.91 | 39.91 | 1.9504 | 39.91 | 2.8369 | -45730.0194
New York - NOX Cap Winter v3.1 | 754 | 1834 | Rate Constraint in MTons | FALSE | L | Annual | Fuel Consumed | TBtu | 254.5321 | 230.6082 | 217.4274 | 205.7752 | 200.8658 | 365.4758 | 344.99
New York - NOX Cap Winter v3.1 | 754 | 1834 | Rate Constraint in MTons | FALSE | L | Annual | Rate | lb/MMBtu | 0.035758 | 0.040888 | 0.024418 | 0.018957 | 0.02006 | 0.015524 | 0.012232
New York - NOX Cap Winter v3.1 | 754 | 1834 | Rate Constraint in MTons | FALSE | L | Annual | Generation | TWh | 33.2626 | 30.38 | 29.1138 | 27.8022 | 27.5502 | 53.7393 | 51.4137
New York - NOX Cap Winter v3.1 | 754 | 1834 | Rate Constraint in MTons | FALSE | L | Annual | Qualifying Generation | TWh | 33.2626 | 30.38 | 29.1138 | 27.8022 | 27.5502 | 53.7393 | 51.4137
New York - NOX Cap Winter v3.1 | 754 | 1834 | Rate Constraint in MTons | FALSE | L | Annual | Rate | lb/MWh | 0.27363 | 0.31037 | 0.18236 | 0.14031 | 0.14625 | 0.10558 | 0.082075
New York - NOX Cap Winter v3.1 | 754 | 1834 | Rate Constraint in MTons | FALSE | L | Annual | Constraint Shadow Price | US2011$/Ton | 0 | 0 | 0 | 0 | 0 | 0 | 0
New York - SO2 Cap Annual v3.1 | 755 | 1835 | Rate Constraint in MTons | FALSE | L | Annual | Seasons Included | Seasons | Winter, Summer | Winter, Summer | Winter, Summer | Winter, Summer | Winter, Summer | Winter, Summer | Winter, Summer
New York - SO2 Cap Annual v3.1 | 755 | 1835 | Rate Constraint in MTons | FALSE | L | Annual | Standard SO2 | Thousand Tons | 131.36 | 131.36 | 131.36 | 131.36 | 131.36 | 131.36 | 131.36
New York - SO2 Cap Annual v3.1 | 755 | 1835 | Rate Constraint in MTons | FALSE | L | Annual | Emissions at Affected Plants SO2 | Thousand Tons | 0.65902 | 1.3104 | 0 | 0 | 0 | 0 | 0
New York - SO2 Cap Annual v3.1 | 755 | 1835 | Rate Constraint in MTons | FALSE | L | Annual | Allowances Purchased SO2 | Thousand Tons | 0 | 0 | 0 | 0 | 0 | 0 | 0
New York - SO2 Cap Annual v3.1 | 755 | 1835 | Rate Constraint in MTons | FALSE | L | Annual | Allowances Sold SO2 | Thousand Tons | 0 | 0 | 0 | 0 | 0 | 0 | 0
New York - SO2 Cap Annual v3.1 | 755 | 1835 | Rate Constraint in MTons | FALSE | L | Annual | Allowances Banked | Thousand Tons | 0 | 0 | 0 | 131.36 | 131.36 | 0 | 0
New York - SO2 Cap Annual v3.1 | 755 | 1835 | Rate Constraint in MTons | FALSE | L | Annual | Allowances Withdrawn (1:1) | Thousand Tons | 0 | 0 | 0 | 0 | 0 | 0 | 0
New York - SO2 Cap Annual v3.1 | 755 | 1835 | Rate Constraint in MTons | FALSE | L | Annual | Allowances Withdrawn (n:1) | Thousand Tons | 0 | 0 | 0 | 0 | 0 | 0 | -160551.1123
New York - SO2 Cap Annual v3.1 | 755 | 1835 | Rate Constraint in MTons | FALSE | L | Annual | Net Emissions Allowance Position | Thousand Tons | 0.65902 | 1.3104 | 0 | 131.36 | 131.36 | 0 | -160551.1123
New York - SO2 Cap Annual v3.1 | 755 | 1835 | Rate Constraint in MTons | FALSE | L | Annual | Fuel Consumed | TBtu | 529.2821 | 457.8368 | 436.8498 | 414.3134 | 413.9243 | 678.1966 | 647.8374
New York - SO2 Cap Annual v3.1 | 755 | 1835 | Rate Constraint in MTons | FALSE | L | Annual | Rate | lb/MMBtu | 0.0024902 | 0.0057244 | 0 | 0 | 0 | 0 | 0
New York - SO2 Cap Annual v3.1 | 755 | 1835 | Rate Constraint in MTons | FALSE | L | Annual | Generation | TWh | 66.2767 | 58.7609 | 56.6844 | 54.3837 | 54.5405 | 98.0026 | 94.9042
New York - SO2 Cap Annual v3.1 | 755 | 1835 | Rate Constraint in MTons | FALSE | L | Annual | Qualifying Generation | TWh | 66.2767 | 58.7609 | 56.6844 | 54.3837 | 54.5405 | 98.0026 | 94.9042
New York - SO2 Cap Annual v3.1 | 755 | 1835 | Rate Constraint in MTons | FALSE | L | Annual | Rate | lb/MWh | 0.019887 | 0.044602 | 0 | 0 | 0 | 0 | 0
New York - SO2 Cap Annual v3.1 | 755 | 1835 | Rate Constraint in MTons | FALSE | L | Annual | Constraint Shadow Price | US2011$/Ton | 0 | 0 | 0 | 0 | 0 | 0 | 0
NJ BLEngland - NOx Annual GPS v4.10, Unit 4210 and retrofits | 756 | 2271 | Rate Constraint in lbs/MWh | FALSE | L | Annual | Seasons Included | Seasons | Winter, Summer | Winter, Summer | Winter, Summer | Winter, Summer | Winter, Summer | Winter, Summer | Winter, Summer
NJ BLEngland - NOx Annual GPS v4.10, Unit 4210 and retrofits | 756 | 2271 | Rate Constraint in lbs/MWh | FALSE | L | Annual | Standard NOX | lb/MWh | 1.8124 | 1.8124 | 1.8124 | 1.8124 | 1.8124 | 1.8124 | 1.8124
NJ BLEngland - NOx Annual GPS v4.10, Unit 4210 and retrofits | 756 | 2271 | Rate Constraint in lbs/MWh | FALSE | L | Annual | Emissions at Affected Plants NOX | Thousand Tons | 0 | 0 | 0 | 0 | 0 | 0 | 0
NJ BLEngland - NOx Annual GPS v4.10, Unit 4210 and retrofits | 756 | 2271 | Rate Constraint in lbs/MWh | FALSE | L | Annual | Allowances Purchased NOX | Thousand Tons | 0 | 0 | 0 | 0 | 0 | 0 | 0
NJ BLEngland - NOx Annual GPS v4.10, Unit 4210 and retrofits | 756 | 2271 | Rate Constraint in lbs/MWh | FALSE | L | Annual | Allowances Sold NOX | Thousand Tons | 0 | 0 | 0 | 0 | 0 | 0 | 0
NJ BLEngland - NOx Annual GPS v4.10, Unit 4210 and retrofits | 756 | 2271 | Rate Constraint in lbs/MWh | FALSE | L | Annual | Allowances Banked | Thousand Tons | 0 | 0 | 0 | 0 | 0 | 0 | 0
NJ BLEngland - NOx Annual GPS v4.10, Unit 4210 and retrofits | 756 | 2271 | Rate Constraint in lbs/MWh | FALSE | L | Annual | Allowances Withdrawn (1:1) | Thousand Tons | 0 | 0 | 0 | 0 | 0 | 0 | 0
NJ BLEngland - NOx Annual GPS v4.10, Unit 4210 and retrofits | 756 | 2271 | Rate Constraint in lbs/MWh | FALSE | L | Annual | Allowances Withdrawn (n:1) | Thousand Tons | 0 | 0 | 0 | 0 | 0 | 0 | 0
NJ BLEngland - NOx Annual GPS v4.10, Unit 4210 and retrofits | 756 | 2271 | Rate Constraint in lbs/MWh | FALSE | L | Annual | Net Emissions Allowance Position | Thousand Tons | 0 | 0 | 0 | 0 | 0 | 0 | 0
NJ BLEngland - NOx Annual GPS v4.10, Unit 4210 and retrofits | 756 | 2271 | Rate Constraint in lbs/MWh | FALSE | L | Annual | Fuel Consumed | TBtu | 0 | 0 | 0 | 0 | 0 | 0 | 0
NJ BLEngland - NOx Annual GPS v4.10, Unit 4210 and retrofits | 756 | 2271 | Rate Constraint in lbs/MWh | FALSE | L | Annual | Rate | lb/MMBtu | 0 | 0 | 0 | 0 | 0 | 0 | 0
NJ BLEngland - NOx Annual GPS v4.10, Unit 4210 and retrofits | 756 | 2271 | Rate Constraint in lbs/MWh | FALSE | L | Annual | Generation | TWh | 0 | 0 | 0 | 0 | 0 | 0 | 0
NJ BLEngland - NOx Annual GPS v4.10, Unit 4210 and retrofits | 756 | 2271 | Rate Constraint in lbs/MWh | FALSE | L | Annual | Qualifying Generation | TWh | 0 | 0 | 0 | 0 | 0 | 0 | 0
NJ BLEngland - NOx Annual GPS v4.10, Unit 4210 and retrofits | 756 | 2271 | Rate Constraint in lbs/MWh | FALSE | L | Annual | Constraint Shadow Price | US2011$/Ton | 11612.6486 | 93912.7302 | 15687.7972 | 7485.7864 | 9853.2159 | 0 | 0
NJ BLEngland 3- NOx AnnualGPS v4.10, Unit 4161 and retrofits | 757 | 2272 | Rate Constraint in lbs/MWh | FALSE | L | Annual | Seasons Included | Seasons | Winter, Summer | Winter, Summer | Winter, Summer | Winter, Summer | Winter, Summer | Winter, Summer | Winter, Summer
NJ BLEngland 3- NOx AnnualGPS v4.10, Unit 4161 and retrofits | 757 | 2272 | Rate Constraint in lbs/MWh | FALSE | L | Annual | Standard NOX | lb/MWh | 2 | 2 | 2 | 2 | 2 | 2 | 2
NJ BLEngland 3- NOx AnnualGPS v4.10, Unit 4161 and retrofits | 757 | 2272 | Rate Constraint in lbs/MWh | FALSE | L | Annual | Emissions at Affected Plants NOX | Thousand Tons | 0.177 | 0 | 0 | 0 | 0.177 | 0 | 0
NJ BLEngland 3- NOx AnnualGPS v4.10, Unit 4161 and retrofits | 757 | 2272 | Rate Constraint in lbs/MWh | FALSE | L | Annual | Allowances Purchased NOX | Thousand Tons | 0 | 0 | 0 | 0 | 0 | 0 | 0
NJ BLEngland 3- NOx AnnualGPS v4.10, Unit 4161 and retrofits | 757 | 2272 | Rate Constraint in lbs/MWh | FALSE | L | Annual | Allowances Sold NOX | Thousand Tons | 0 | 0 | 0 | 0 | 0 | 0 | 0
NJ BLEngland 3- NOx AnnualGPS v4.10, Unit 4161 and retrofits | 757 | 2272 | Rate Constraint in lbs/MWh | FALSE | L | Annual | Allowances Banked | Thousand Tons | 0 | 0 | 0 | 0 | 0 | 0 | 0
NJ BLEngland 3- NOx AnnualGPS v4.10, Unit 4161 and retrofits | 757 | 2272 | Rate Constraint in lbs/MWh | FALSE | L | Annual | Allowances Withdrawn (1:1) | Thousand Tons | 0 | 0 | 0 | 0 | 0 | 0 | 0
NJ BLEngland 3- NOx AnnualGPS v4.10, Unit 4161 and retrofits | 757 | 2272 | Rate Constraint in lbs/MWh | FALSE | L | Annual | Allowances Withdrawn (n:1) | Thousand Tons | 0 | 0 | 0 | 0 | 0 | 0 | 0
NJ BLEngland 3- NOx AnnualGPS v4.10, Unit 4161 and retrofits | 757 | 2272 | Rate Constraint in lbs/MWh | FALSE | L | Annual | Net Emissions Allowance Position | Thousand Tons | 0.177 | 0 | 0 | 0 | 0.177 | 0 | 0
NJ BLEngland 3- NOx AnnualGPS v4.10, Unit 4161 and retrofits | 757 | 2272 | Rate Constraint in lbs/MWh | FALSE | L | Annual | Fuel Consumed | TBtu | 1.8951 | 0 | 0 | 0 | 1.8951 | 0 | 0
NJ BLEngland 3- NOx AnnualGPS v4.10, Unit 4161 and retrofits | 757 | 2272 | Rate Constraint in lbs/MWh | FALSE | L | Annual | Rate | lb/MMBtu | 0.1868 | 0 | 0 | 0 | 0.1868 | 0 | 0
NJ BLEngland 3- NOx AnnualGPS v4.10, Unit 4161 and retrofits | 757 | 2272 | Rate Constraint in lbs/MWh | FALSE | L | Annual | Generation | TWh | 0.17857 | 0 | 0 | 0 | 0.17857 | 0 | 0
NJ BLEngland 3- NOx AnnualGPS v4.10, Unit 4161 and retrofits | 757 | 2272 | Rate Constraint in lbs/MWh | FALSE | L | Annual | Qualifying Generation | TWh | 0.17857 | 0 | 0 | 0 | 0.17857 | 0 | 0
NJ BLEngland 3- NOx AnnualGPS v4.10, Unit 4161 and retrofits | 757 | 2272 | Rate Constraint in lbs/MWh | FALSE | L | Annual | Constraint Shadow Price | US2011$/Ton | 0 | 0 | 0 | 0 | 0 | 0 | 0
NJ ChambersCogen- NOx Annual GPS v4.10, Unit 3720 and retrofits | 758 | 2273 | Rate Constraint in lbs/MWh | FALSE | L | Annual | Seasons Included | Seasons | Winter, Summer | Winter, Summer | Winter, Summer | Winter, Summer | Winter, Summer | Winter, Summer | Winter, Summer
NJ ChambersCogen- NOx Annual GPS v4.10, Unit 3720 and retrofits | 758 | 2273 | Rate Constraint in lbs/MWh | FALSE | L | Annual | Standard NOX | lb/MWh | 1.8124 | 1.8124 | 1.8124 | 1.8124 | 1.8124 | 1.8124 | 1.8124
NJ ChambersCogen- NOx Annual GPS v4.10, Unit 3720 and retrofits | 758 | 2273 | Rate Constraint in lbs/MWh | FALSE | L | Annual | Emissions at Affected Plants NOX | Thousand Tons | 0.040648 | 0.074508 | 0.53523 | 0.27917 | 0.53523 | 0 | 0
NJ ChambersCogen- NOx Annual GPS v4.10, Unit 3720 and retrofits | 758 | 2273 | Rate Constraint in lbs/MWh | FALSE | L | Annual | Allowances Purchased NOX | Thousand Tons | 0 | 0 | 0 | 0 | 0 | 0 | 0
NJ ChambersCogen- NOx Annual GPS v4.10, Unit 3720 and retrofits | 758 | 2273 | Rate Constraint in lbs/MWh | FALSE | L | Annual | Allowances Sold NOX | Thousand Tons | 0 | 0 | 0 | 0 | 0 | 0 | 0
NJ ChambersCogen- NOx Annual GPS v4.10, Unit 3720 and retrofits | 758 | 2273 | Rate Constraint in lbs/MWh | FALSE | L | Annual | Allowances Banked | Thousand Tons | 0 | 0 | 0 | 0 | 0 | 0 | 0
NJ ChambersCogen- NOx Annual GPS v4.10, Unit 3720 and retrofits | 758 | 2273 | Rate Constraint in lbs/MWh | FALSE | L | Annual | Allowances Withdrawn (1:1) | Thousand Tons | 0 | 0 | 0 | 0 | 0 | 0 | 0
NJ ChambersCogen- NOx Annual GPS v4.10, Unit 3720 and retrofits | 758 | 2273 | Rate Constraint in lbs/MWh | FALSE | L | Annual | Allowances Withdrawn (n:1) | Thousand Tons | 0 | 0 | 0 | 0 | 0 | 0 | 0
NJ ChambersCogen- NOx Annual GPS v4.10, Unit 3720 and retrofits | 758 | 2273 | Rate Constraint in lbs/MWh | FALSE | L | Annual | Net Emissions Allowance Position | Thousand Tons | 0.040648 | 0.074508 | 0.53523 | 0.27917 | 0.53523 | 0 | 0
NJ ChambersCogen- NOx Annual GPS v4.10, Unit 3720 and retrofits | 758 | 2273 | Rate Constraint in lbs/MWh | FALSE | L | Annual | Fuel Consumed | TBtu | 0.50582 | 0.92716 | 6.6603 | 3.4739 | 6.6603 | 0 | 0
NJ ChambersCogen- NOx Annual GPS v4.10, Unit 3720 and retrofits | 758 | 2273 | Rate Constraint in lbs/MWh | FALSE | L | Annual | Rate | lb/MMBtu | 0.16072 | 0.16072 | 0.16072 | 0.16072 | 0.16072 | 0 | 0
NJ ChambersCogen- NOx Annual GPS v4.10, Unit 3720 and retrofits | 758 | 2273 | Rate Constraint in lbs/MWh | FALSE | L | Annual | Generation | TWh | 0.047462 | 0.086998 | 0.62495 | 0.32597 | 0.62495 | 0 | 0
NJ ChambersCogen- NOx Annual GPS v4.10, Unit 3720 and retrofits | 758 | 2273 | Rate Constraint in lbs/MWh | FALSE | L | Annual | Qualifying Generation | TWh | 0.047462 | 0.086998 | 0.62495 | 0.32597 | 0.62495 | 0 | 0
NJ ChambersCogen- NOx Annual GPS v4.10, Unit 3720 and retrofits | 758 | 2273 | Rate Constraint in lbs/MWh | FALSE | L | Annual | Constraint Shadow Price | US2011$/Ton | 0 | 0 | 0 | 0 | 0 | 0 | 0
NJ ChambersCogen- NOx Annual GPS v4.10, Unit 3721 and retrofits | 759 | 2273 | Rate Constraint in lbs/MWh | FALSE | L | Annual | Seasons Included | Seasons | Winter, Summer | Winter, Summer | Winter, Summer | Winter, Summer | Winter, Summer | Winter, Summer | Winter, Summer
NJ ChambersCogen- NOx Annual GPS v4.10, Unit 3721 and retrofits | 759 | 2273 | Rate Constraint in lbs/MWh | FALSE | L | Annual | Standard NOX | lb/MWh | 1.8124 | 1.8124 | 1.8124 | 1.8124 | 1.8124 | 1.8124 | 1.8124
NJ ChambersCogen- NOx Annual GPS v4.10, Unit 3721 and retrofits | 759 | 2273 | Rate Constraint in lbs/MWh | FALSE | L | Annual | Emissions at Affected Plants NOX | Thousand Tons | 0 | 0 | 0.18947 | 0.082435 | 0.18947 | 0 | 0
NJ ChambersCogen- NOx Annual GPS v4.10, Unit 3721 and retrofits | 759 | 2273 | Rate Constraint in lbs/MWh | FALSE | L | Annual | Allowances Purchased NOX | Thousand Tons | 0 | 0 | 0 | 0 | 0 | 0 | 0
NJ ChambersCogen- NOx Annual GPS v4.10, Unit 3721 and retrofits | 759 | 2273 | Rate Constraint in lbs/MWh | FALSE | L | Annual | Allowances Sold NOX | Thousand Tons | 0 | 0 | 0 | 0 | 0 | 0 | 0
NJ ChambersCogen- NOx Annual GPS v4.10, Unit 3721 and retrofits | 759 | 2273 | Rate Constraint in lbs/MWh | FALSE | L | Annual | Allowances Banked | Thousand Tons | 0 | 0 | 0 | 0 | 0 | 0 | 0
NJ ChambersCogen- NOx Annual GPS v4.10, Unit 3721 and retrofits | 759 | 2273 | Rate Constraint in lbs/MWh | FALSE | L | Annual | Allowances Withdrawn (1:1) | Thousand Tons | 0 | 0 | 0 | 0 | 0 | 0 | 0
NJ ChambersCogen- NOx Annual GPS v4.10, Unit 3721 and retrofits | 759 | 2273 | Rate Constraint in lbs/MWh | FALSE | L | Annual | Allowances Withdrawn (n:1) | Thousand Tons | 0 | 0 | 0 | 0 | 0 | 0 | 0
NJ ChambersCogen- NOx Annual GPS v4.10, Unit 3721 and retrofits | 759 | 2273 | Rate Constraint in lbs/MWh | FALSE | L | Annual | Net Emissions Allowance Position | Thousand Tons | 0 | 0 | 0.18947 | 0.082435 | 0.18947 | 0 | 0
NJ ChambersCogen- NOx Annual GPS v4.10, Unit 3721 and retrofits | 759 | 2273 | Rate Constraint in lbs/MWh | FALSE | L | Annual | Fuel Consumed | TBtu | 0 | 0 | 2.552 | 1.1103 | 2.552 | 0 | 0
NJ ChambersCogen- NOx Annual GPS v4.10, Unit 3721 and retrofits | 759 | 2273 | Rate Constraint in lbs/MWh | FALSE | L | Annual | Rate | lb/MMBtu | 0 | 0 | 0.14849 | 0.14849 | 0.14849 | 0 | 0
NJ ChambersCogen- NOx Annual GPS v4.10, Unit 3721 and retrofits | 759 | 2273 | Rate Constraint in lbs/MWh | FALSE | L | Annual | Generation | TWh | 0 | 0 | 0.23946 | 0.10418 | 0.23946 | 0 | 0
NJ ChambersCogen- NOx Annual GPS v4.10, Unit 3721 and retrofits | 759 | 2273 | Rate Constraint in lbs/MWh | FALSE | L | Annual | Qualifying Generation | TWh | 0 | 0 | 0.23946 | 0.10418 | 0.23946 | 0 | 0
NJ ChambersCogen- NOx Annual GPS v4.10, Unit 3721 and retrofits | 759 | 2273 | Rate Constraint in lbs/MWh | FALSE | L | Annual | Constraint Shadow Price | US2011$/Ton | 0 | 0 | 0 | 0 | 0 | 0 | 0
NJ HEDD CC Ngas Units - Nox Rate Annual v5.12, Unit 2990 and retrofits | 760 | 5788 | Rate Constraint in lbs/MWh | FALSE | L | Annual | Seasons Included | Seasons | Winter, Summer | Winter, Summer | Winter, Summer | Winter, Summer | Winter, Summer | Winter, Summer | Winter, Summer
NJ HEDD CC Ngas Units - Nox Rate Annual v5.12, Unit 2990 and retrofits | 760 | 5788 | Rate Constraint in lbs/MWh | FALSE | L | Annual | Standard NOX | lb/MWh | 0.75 | 0.75 | 0.75 | 0.75 | 0.75 | 0.75 | 0.75
NJ HEDD CC Ngas Units - Nox Rate Annual v5.12, Unit 2990 and retrofits | 760 | 5788 | Rate Constraint in lbs/MWh | FALSE | L | Annual | Emissions at Affected Plants NOX | Thousand Tons | 0.0086911 | 0.0086911 | 0.0086911 | 0.0086911 | 0.0086911 | 0.0069394 | 0.0069394
NJ HEDD CC Ngas Units - Nox Rate Annual v5.12, Unit 2990 and retrofits | 760 | 5788 | Rate Constraint in lbs/MWh | FALSE | L | Annual | Allowances Purchased NOX | Thousand Tons | 0 | 0 | 0 | 0 | 0 | 0 | 0
NJ HEDD CC Ngas Units - Nox Rate Annual v5.12, Unit 2990 and retrofits | 760 | 5788 | Rate Constraint in lbs/MWh | FALSE | L | Annual | Allowances Sold NOX | Thousand Tons | 0 | 0 | 0 | 0 | 0 | 0 | 0
NJ HEDD CC Ngas Units - Nox Rate Annual v5.12, Unit 2990 and retrofits | 760 | 5788 | Rate Constraint in lbs/MWh | FALSE | L | Annual | Allowances Banked | Thousand Tons | 0 | 0 | 0 | 0 | 0 | 0 | 0
NJ HEDD CC Ngas Units - Nox Rate Annual v5.12, Unit 2990 and retrofits | 760 | 5788 | Rate Constraint in lbs/MWh | FALSE | L | Annual | Allowances Withdrawn (1:1) | Thousand Tons | 0 | 0 | 0 | 0 | 0 | 0 | 0
NJ HEDD CC Ngas Units - Nox Rate Annual v5.12, Unit 2990 and retrofits | 760 | 5788 | Rate Constraint in lbs/MWh | FALSE | L | Annual | Allowances Withdrawn (n:1) | Thousand Tons | 0 | 0 | 0 | 0 | 0 | 0 | 0
NJ HEDD CC Ngas Units - Nox Rate Annual v5.12, Unit 2990 and retrofits | 760 | 5788 | Rate Constraint in lbs/MWh | FALSE | L | Annual | Net Emissions Allowance Position | Thousand Tons | 0.0086911 | 0.0086911 | 0.0086911 | 0.0086911 | 0.0086911 | 0.0069394 | 0.0069394
NJ HEDD CC Ngas Units - Nox Rate Annual v5.12, Unit 2990 and retrofits | 760 | 5788 | Rate Constraint in lbs/MWh | FALSE | L | Annual | Fuel Consumed | TBtu | 2.7788 | 2.7788 | 2.7788 | 2.7788 | 2.7788 | 2.2187 | 2.2187
NJ HEDD CC Ngas Units - Nox Rate Annual v5.12, Unit 2990 and retrofits | 760 | 5788 | Rate Constraint in lbs/MWh | FALSE | L | Annual | Rate | lb/MMBtu | 0.0062553 | 0.0062553 | 0.0062553 | 0.0062553 | 0.0062553 | 0.0062553 | 0.0062553
NJ HEDD CC Ngas Units - Nox Rate Annual v5.12, Unit 2990 and retrofits | 760 | 5788 | Rate Constraint in lbs/MWh | FALSE | L | Annual | Generation | TWh | 0.34566 | 0.34566 | 0.34566 | 0.34566 | 0.34566 | 0.27599 | 0.27599
NJ HEDD CC Ngas Units - Nox Rate Annual v5.12, Unit 2990 and retrofits | 760 | 5788 | Rate Constraint in lbs/MWh | FALSE | L | Annual | Qualifying Generation | TWh | 0.34566 | 0.34566 | 0.34566 | 0.34566 | 0.34566 | 0.27599 | 0.27599
NJ HEDD CC Ngas Units - Nox Rate Annual v5.12, Unit 2990 and retrofits | 760 | 5788 | Rate Constraint in lbs/MWh | FALSE | L | Annual | Constraint Shadow Price | US2011$/Ton | 0 | 0 | 0 | 0 | 0 | 0 | 0
NJ HEDD CC Ngas Units - Nox Rate Annual v5.12, Unit 2991 and retrofits | 761 | 5788 | Rate Constraint in lbs/MWh | FALSE | L | Annual | Seasons Included | Seasons | Winter, Summer | Winter, Summer | Winter, Summer | Winter, Summer | Winter, Summer | Winter, Summer | Winter, Summer
NJ HEDD CC Ngas Units - Nox Rate Annual v5.12, Unit 2991 and retrofits | 761 | 5788 | Rate Constraint in lbs/MWh | FALSE | L | Annual | Standard NOX | lb/MWh | 0.75 | 0.75 | 0.75 | 0.75 | 0.75 | 0.75 | 0.75
NJ HEDD CC Ngas Units - Nox Rate Annual v5.12, Unit 2991 and retrofits | 761 | 5788 | Rate Constraint in lbs/MWh | FALSE | L | Annual | Emissions at Affected Plants NOX | Thousand Tons | 0.0086911 | 0.0075016 | 0.0086911 | 0.0086911 | 0.0086911 | 0.0069394 | 0.0069394
NJ HEDD CC Ngas Units - Nox Rate Annual v5.12, Unit 2991 and retrofits | 761 | 5788 | Rate Constraint in lbs/MWh | FALSE | L | Annual | Allowances Purchased NOX | Thousand Tons | 0 | 0 | 0 | 0 | 0 | 0 | 0
NJ HEDD CC Ngas Units - Nox Rate Annual v5.12, Unit 2991 and retrofits | 761 | 5788 | Rate Constraint in lbs/MWh | FALSE | L | Annual | Allowances Sold NOX | Thousand Tons | 0 | 0 | 0 | 0 | 0 | 0 | 0
NJ HEDD CC Ngas Units - Nox Rate Annual v5.12, Unit 2991 and retrofits | 761 | 5788 | Rate Constraint in lbs/MWh | FALSE | L | Annual | Allowances Banked | Thousand Tons | 0 | 0 | 0 | 0 | 0 | 0 | 0
NJ HEDD CC Ngas Units - Nox Rate Annual v5.12, Unit 2991 and retrofits | 761 | 5788 | Rate Constraint in lbs/MWh | FALSE | L | Annual | Allowances Withdrawn (1:1) | Thousand Tons | 0 | 0 | 0 | 0 | 0 | 0 | 0
NJ HEDD CC Ngas Units - Nox Rate Annual v5.12, Unit 2991 and retrofits | 761 | 5788 | Rate Constraint in lbs/MWh | FALSE | L | Annual | Allowances Withdrawn (n:1) | Thousand Tons | 0 | 0 | 0 | 0 | 0 | 0 | 0
NJ HEDD CC Ngas Units - Nox Rate Annual v5.12, Unit 2991 and retrofits | 761 | 5788 | Rate Constraint in lbs/MWh | FALSE | L | Annual | Net Emissions Allowance Position | Thousand Tons | 0.0086911 | 0.0075016 | 0.0086911 | 0.0086911 | 0.0086911 | 0.0069394 | 0.0069394
NJ HEDD CC Ngas Units - Nox Rate Annual v5.12, Unit 2991 and retrofits | 761 | 5788 | Rate Constraint in lbs/MWh | FALSE | L | Annual | Fuel Consumed | TBtu | 2.7788 | 2.3985 | 2.7788 | 2.7788 | 2.7788 | 2.2187 | 2.2187
NJ HEDD CC Ngas Units - Nox Rate Annual v5.12, Unit 2991 and retrofits | 761 | 5788 | Rate Constraint in lbs/MWh | FALSE | L | Annual | Rate | lb/MMBtu | 0.0062553 | 0.0062553 | 0.0062553 | 0.0062553 | 0.0062553 | 0.0062553 | 0.0062553
NJ HEDD CC Ngas Units - Nox Rate Annual v5.12, Unit 2991 and retrofits | 761 | 5788 | Rate Constraint in lbs/MWh | FALSE | L | Annual | Generation | TWh | 0.34566 | 0.29835 | 0.34566 | 0.34566 | 0.34566 | 0.27599 | 0.27599
NJ HEDD CC Ngas Units - Nox Rate Annual v5.12, Unit 2991 and retrofits | 761 | 5788 | Rate Constraint in lbs/MWh | FALSE | L | Annual | Qualifying Generation | TWh | 0.34566 | 0.29835 | 0.34566 | 0.34566 | 0.34566 | 0.27599 | 0.27599
NJ HEDD CC Ngas Units - Nox Rate Annual v5.12, Unit 2991 and retrofits | 761 | 5788 | Rate Constraint in lbs/MWh | FALSE | L | Annual | Constraint Shadow Price | US2011$/Ton | 0 | 0 | 0 | 0 | 0 | 0 | 0
NJ HEDD CC Ngas Units - Nox Rate Annual v5.12, Unit 2992 and retrofits | 762 | 5788 | Rate Constraint in lbs/MWh | FALSE | L | Annual | Seasons Included | Seasons | Winter, Summer | Winter, Summer | Winter, Summer | Winter, Summer | Winter, Summer | Winter, Summer | Winter, Summer
NJ HEDD CC Ngas Units - Nox Rate Annual v5.12, Unit 2992 and retrofits | 762 | 5788 | Rate Constraint in lbs/MWh | FALSE | L | Annual | Standard NOX | lb/MWh | 0.75 | 0.75 | 0.75 | 0.75 | 0.75 | 0.75 | 0.75
NJ HEDD CC Ngas Units - Nox Rate Annual v5.12, Unit 2992 and retrofits | 762 | 5788 | Rate Constraint in lbs/MWh | FALSE | L | Annual | Emissions at Affected Plants NOX | Thousand Tons | 0.012495 | 0.0099765 | 0.012495 | 0.012495 | 0.012495 | 0.0099765 | 0.0099765
NJ HEDD CC Ngas Units - Nox Rate Annual v5.12, Unit 2992 and retrofits | 762 | 5788 | Rate Constraint in lbs/MWh | FALSE | L | Annual | Allowances Purchased NOX | Thousand Tons | 0 | 0 | 0 | 0 | 0 | 0 | 0
NJ HEDD CC Ngas Units - Nox Rate Annual v5.12, Unit 2992 and retrofits | 762 | 5788 | Rate Constraint in lbs/MWh | FALSE | L | Annual | Allowances Sold NOX | Thousand Tons | 0 | 0 | 0 | 0 | 0 | 0 | 0
NJ HEDD CC Ngas Units - Nox Rate Annual v5.12, Unit 2992 and retrofits | 762 | 5788 | Rate Constraint in lbs/MWh | FALSE | L | Annual | Allowances Banked | Thousand Tons | 0 | 0 | 0 | 0 | 0 | 0 | 0
NJ HEDD CC Ngas Units - Nox Rate Annual v5.12, Unit 2992 and retrofits | 762 | 5788 | Rate Constraint in lbs/MWh | FALSE | L | Annual | Allowances Withdrawn (1:1) | Thousand Tons | 0 | 0 | 0 | 0 | 0 | 0 | 0
NJ HEDD CC Ngas Units - Nox Rate Annual v5.12, Unit 2992 and retrofits | 762 | 5788 | Rate Constraint in lbs/MWh | FALSE | L | Annual | Allowances Withdrawn (n:1) | Thousand Tons | 0 | 0 | 0 | 0 | 0 | 0 | 0
NJ HEDD CC Ngas Units - Nox Rate Annual v5.12, Unit 2992 and retrofits | 762 | 5788 | Rate Constraint in lbs/MWh | FALSE | L | Annual | Net Emissions Allowance Position | Thousand Tons | 0.012495 | 0.0099765 | 0.012495 | 0.012495 | 0.012495 | 0.0099765 | 0.0099765
NJ HEDD CC Ngas Units - Nox Rate Annual v5.12, Unit 2992 and retrofits | 762 | 5788 | Rate Constraint in lbs/MWh | FALSE | L | Annual | Fuel Consumed | TBtu | 3.9949 | 3.1897 | 3.9949 | 3.9949 | 3.9949 | 3.1897 | 3.1897
NJ HEDD CC Ngas Units - Nox Rate Annual v5.12, Unit 2992 and retrofits | 762 | 5788 | Rate Constraint in lbs/MWh | FALSE | L | Annual | Rate | lb/MMBtu | 0.0062553 | 0.0062553 | 0.0062553 | 0.0062553 | 0.0062553 | 0.0062553 | 0.0062553
NJ HEDD CC Ngas Units - Nox Rate Annual v5.12, Unit 2992 and retrofits | 762 | 5788 | Rate Constraint in lbs/MWh | FALSE | L | Annual | Generation | TWh | 0.49694 | 0.39678 | 0.49694 | 0.49694 | 0.49694 | 0.39678 | 0.39678
NJ HEDD CC Ngas Units - Nox Rate Annual v5.12, Unit 2992 and retrofits | 762 | 5788 | Rate Constraint in lbs/MWh | FALSE | L | Annual | Qualifying Generation | TWh | 0.49694 | 0.39678 | 0.49694 | 0.49694 | 0.49694 | 0.39678 | 0.39678
NJ HEDD CC Ngas Units - Nox Rate Annual v5.12, Unit 2992 and retrofits | 762 | 5788 | Rate Constraint in lbs/MWh | FALSE | L | Annual | Constraint Shadow Price | US2011$/Ton | 0 | 0 | 0 | 0 | 0 | 0 | 0
NJ HEDD CC Ngas Units - Nox Rate Annual v5.12, Unit 2999 and retrofits | 763 | 5788 | Rate Constraint in lbs/MWh | FALSE | L | Annual | Seasons Included | Seasons | Winter, Summer | Winter, Summer | Winter, Summer | Winter, Summer | Winter, Summer | Winter, Summer | Winter, Summer
NJ HEDD CC Ngas Units - Nox Rate Annual v5.12, Unit 2999 and retrofits | 763 | 5788 | Rate Constraint in lbs/MWh | FALSE | L | Annual | Standard NOX | lb/MWh | 0.75 | 0.75 | 0.75 | 0.75 | 0.75 | 0.75 | 0.75
NJ HEDD CC Ngas Units - Nox Rate Annual v5.12, Unit 2999 and retrofits | 763 | 5788 | Rate Constraint in lbs/MWh | FALSE | L | Annual | Emissions at Affected Plants NOX | Thousand Tons | 0.001554 | 0.0012371 | 0.0012371 | 0.001554 | 0.0012371 | 0.0012371 | 0.0012371
NJ HEDD CC Ngas Units - Nox Rate Annual v5.12, Unit 2999 and retrofits | 763 | 5788 | Rate Constraint in lbs/MWh | FALSE | L | Annual | Allowances Purchased NOX | Thousand Tons | 0 | 0 | 0 | 0 | 0 | 0 | 0
NJ HEDD CC Ngas Units - Nox Rate Annual v5.12, Unit 2999 and retrofits | 763 | 5788 | Rate Constraint in lbs/MWh | FALSE | L | Annual | Allowances Sold NOX | Thousand Tons | 0 | 0 | 0 | 0 | 0 | 0 | 0
NJ HEDD CC Ngas Units - Nox Rate Annual v5.12, Unit 2999 and retrofits | 763 | 5788 | Rate Constraint in lbs/MWh | FALSE | L | Annual | Allowances Banked | Thousand Tons | 0 | 0 | 0 | 0 | 0 | 0 | 0
NJ HEDD CC Ngas Units - Nox Rate Annual v5.12, Unit 2999 and retrofits | 763 | 5788 | Rate Constraint in lbs/MWh | FALSE | L | Annual | Allowances Withdrawn (1:1) | Thousand Tons | 0 | 0 | 0 | 0 | 0 | 0 | 0
NJ HEDD CC Ngas Units - Nox Rate Annual v5.12, Unit 2999 and retrofits | 763 | 5788 | Rate Constraint in lbs/MWh | FALSE | L | Annual | Allowances Withdrawn (n:1) | Thousand Tons | 0 | 0 | 0 | 0 | 0 | 0 | 0
NJ HEDD CC Ngas Units - Nox Rate Annual v5.12, Unit 2999 and retrofits | 763 | 5788 | Rate Constraint in lbs/MWh | FALSE | L | Annual | Net Emissions Allowance Position | Thousand Tons | 0.001554 | 0.0012371 | 0.0012371 | 0.001554 | 0.0012371 | 0.0012371 | 0.0012371
NJ HEDD CC Ngas Units - Nox Rate Annual v5.12, Unit 2999 and retrofits | 763 | 5788 | Rate Constraint in lbs/MWh | FALSE | L | Annual | Fuel Consumed | TBtu | 0.043159 | 0.034359 | 0.034359 | 0.043159 | 0.034359 | 0.034359 | 0.034359
NJ HEDD CC Ngas Units - Nox Rate Annual v5.12, Unit 2999 and retrofits | 763 | 5788 | Rate Constraint in lbs/MWh | FALSE | L | Annual | Rate | lb/MMBtu | 0.072012 | 0.072012 | 0.072012 | 0.072012 | 0.072012 | 0.072012 | 0.072012
NJ HEDD CC Ngas Units - Nox Rate Annual v5.12, Unit 2999 and retrofits | 763 | 5788 | Rate Constraint in lbs/MWh | FALSE | L | Annual | Generation | TWh | 0.0041439 | 0.003299 | 0.003299 | 0.0041439 | 0.003299 | 0.003299 | 0.003299
NJ HEDD CC Ngas Units - Nox Rate Annual v5.12, Unit 2999 and retrofits | 763 | 5788 | Rate Constraint in lbs/MWh | FALSE | L | Annual | Qualifying Generation | TWh | 0.0041439 | 0.003299 | 0.003299 | 0.0041439 | 0.003299 | 0.003299 | 0.003299
NJ HEDD CC Ngas Units - Nox Rate Annual v5.12, Unit 2999 and retrofits | 763 | 5788 | Rate Constraint in lbs/MWh | FALSE | L | Annual | Constraint Shadow Price | US2011$/Ton | 756915160790.0081 | 0 | 231126950849.889 | 495620659282.945 | 546012725821.034 | 0 | 0
NJ HEDD CC Ngas Units - Nox Rate Annual v5.12, Unit 3003 and retrofits | 764 | 5788 | Rate Constraint in lbs/MWh | FALSE | L | Annual | Seasons Included | Seasons | Winter, Summer | Winter, Summer | Winter, Summer | Winter, Summer | Winter, Summer | Winter, Summer | Winter, Summer
NJ HEDD CC Ngas Units - Nox Rate Annual v5.12, Unit 3003 and retrofits | 764 | 5788 | Rate Constraint in lbs/MWh | FALSE | L | Annual | Standard NOX | lb/MWh | 0.75 | 0.75 | 0.75 | 0.75 | 0.75 | 0.75 | 0.75
NJ HEDD CC Ngas Units - Nox Rate Annual v5.12, Unit 3003 and retrofits | 764 | 5788 | Rate Constraint in lbs/MWh | FALSE | L | Annual | Emissions at Affected Plants NOX | Thousand Tons | 0.044797 | 0.027924 | 0.027924 | 0.027924 | 0.027924 | 0.022296 | 0.022296
NJ HEDD CC Ngas Units - Nox Rate Annual v5.12, Unit 3003 and retrofits | 764 | 5788 | Rate Constraint in lbs/MWh | FALSE | L | Annual | Allowances Purchased NOX | Thousand Tons | 0 | 0 | 0 | 0 | 0 | 0 | 0
NJ HEDD CC Ngas Units - Nox Rate Annual v5.12, Unit 3003 and retrofits | 764 | 5788 | Rate Constraint in lbs/MWh | FALSE | L | Annual | Allowances Sold NOX | Thousand Tons | 0 | 0 | 0 | 0 | 0 | 0 | 0
NJ HEDD CC Ngas Units - Nox Rate Annual v5.12, Unit 3003 and retrofits | 764 | 5788 | Rate Constraint in lbs/MWh | FALSE | L | Annual | Allowances Banked | Thousand Tons | 0 | 0 | 0 | 0 | 0 | 0 | 0
NJ HEDD CC Ngas Units - Nox Rate Annual v5.12, Unit 3003 and retrofits | 764 | 5788 | Rate Constraint in lbs/MWh | FALSE | L | Annual | Allowances Withdrawn (1:1) | Thousand Tons | 0 | 0 | 0 | 0 | 0 | 0 | 0
NJ HEDD CC Ngas Units - Nox Rate Annual v5.12, Unit 3003 and retrofits | 764 | 5788 | Rate Constraint in lbs/MWh | FALSE | L | Annual | Allowances Withdrawn (n:1) | Thousand Tons | 0 | 0 | 0 | 0 | 0 | 0 | 0
NJ HEDD CC Ngas Units - Nox Rate Annual v5.12, Unit 3003 and retrofits | 764 | 5788 | Rate Constraint in lbs/MWh | FALSE | L | Annual | Net Emissions Allowance Position | Thousand Tons | 0.044797 | 0.027924 | 0.027924 | 0.027924 | 0.027924 | 0.022296 | 0.022296
NJ HEDD CC Ngas Units - Nox Rate Annual v5.12, Unit 3003 and retrofits | 764 | 5788 | Rate Constraint in lbs/MWh | FALSE | L | Annual | Fuel Consumed | TBtu | 3.0297 | 1.8885 | 1.8885 | 1.8885 | 1.8885 | 1.5079 | 1.5079
NJ HEDD CC Ngas Units - Nox Rate Annual v5.12, Unit 3003 and retrofits | 764 | 5788 | Rate Constraint in lbs/MWh | FALSE | L | Annual | Rate | lb/MMBtu | 0.029572 | 0.029572 | 0.029572 | 0.029572 | 0.029572 | 0.029572 | 0.029572
NJ HEDD CC Ngas Units - Nox Rate Annual v5.12, Unit 3003 and retrofits | 764 | 5788 | Rate Constraint in lbs/MWh | FALSE | L | Annual | Generation | TWh | 0.37688 | 0.23492 | 0.23492 | 0.23492 | 0.23492 | 0.18757 | 0.18757
NJ HEDD CC Ngas Units - Nox Rate Annual v5.12, Unit 3003 and retrofits | 764 | 5788 | Rate Constraint in lbs/MWh | FALSE | L | Annual | Qualifying Generation | TWh | 0.37688 | 0.23492 | 0.23492 | 0.23492 | 0.23492 | 0.18757 | 0.18757
NJ HEDD CC Ngas Units - Nox Rate Annual v5.12, Unit 3003 and retrofits | 764 | 5788 | Rate Constraint in lbs/MWh | FALSE | L | Annual | Constraint Shadow Price | US2011$/Ton | 0 | 0 | 0 | 0 | 0 | 0 | 0
NJ HEDD CC Ngas Units - Nox Rate Annual v5.12, Unit 3004 and retrofits | 765 | 5788 | Rate Constraint in lbs/MWh | FALSE | L | Annual | Seasons Included | Seasons | Winter, Summer | Winter, Summer | Winter, Summer | Winter, Summer | Winter, Summer | Winter, Summer | Winter, Summer
NJ HEDD CC Ngas Units - Nox Rate Annual v5.12, Unit 3004 and retrofits | 765 | 5788 | Rate Constraint in lbs/MWh | FALSE | L | Annual | Standard NOX | lb/MWh | 0.75 | 0.75 | 0.75 | 0.75 | 0.75 | 0.75 | 0.75
NJ HEDD CC Ngas Units - Nox Rate Annual v5.12, Unit 3004 and retrofits | 765 | 5788 | Rate Constraint in lbs/MWh | FALSE | L | Annual | Emissions at Affected Plants NOX | Thousand Tons | 0.044797 | 0.027924 | 0.027924 | 0.027924 | 0.027924 | 0.022296 | 0.022296
NJ HEDD CC Ngas Units - Nox Rate Annual v5.12, Unit 3004 and retrofits | 765 | 5788 | Rate Constraint in lbs/MWh | FALSE | L | Annual | Allowances Purchased NOX | Thousand Tons | 0 | 0 | 0 | 0 | 0 | 0 | 0
NJ HEDD CC Ngas Units - Nox Rate Annual v5.12, Unit 3004 and retrofits | 765 | 5788 | Rate Constraint in lbs/MWh | FALSE | L | Annual | Allowances Sold NOX | Thousand Tons | 0 | 0 | 0 | 0 | 0 | 0 | 0
NJ HEDD CC Ngas Units - Nox Rate Annual v5.12, Unit 3004 and retrofits | 765 | 5788 | Rate Constraint in lbs/MWh | FALSE | L | Annual | Allowances Banked | Thousand Tons | 0 | 0 | 0 | 0 | 0 | 0 | 0
NJ HEDD CC Ngas Units - Nox Rate Annual v5.12, Unit 3004 and retrofits | 765 | 5788 | Rate Constraint in lbs/MWh | FALSE | L | Annual | Allowances Withdrawn (1:1) | Thousand Tons | 0 | 0 | 0 | 0 | 0 | 0 | 0
NJ HEDD CC Ngas Units - Nox Rate Annual v5.12, Unit 3004 and retrofits | 765 | 5788 | Rate Constraint in lbs/MWh | FALSE | L | Annual | Allowances Withdrawn (n:1) | Thousand Tons | 0 | 0 | 0 | 0 | 0 | 0 | 0
NJ HEDD CC Ngas Units - Nox Rate Annual v5.12, Unit 3004 and retrofits | 765 | 5788 | Rate Constraint in lbs/MWh | FALSE | L | Annual | Net Emissions Allowance Position | Thousand Tons | 0.044797 | 0.027924 | 0.027924 | 0.027924 | 0.027924 | 0.022296 | 0.022296
NJ HEDD CC Ngas Units - Nox Rate Annual v5.12, Unit 3004 and retrofits | 765 | 5788 | Rate Constraint in lbs/MWh | FALSE | L | Annual | Fuel Consumed | TBtu | 3.0297 | 1.8885 | 1.8885 | 1.8885 | 1.8885 | 1.5079 | 1.5079
NJ HEDD CC Ngas Units - Nox Rate Annual v5.12, Unit 3004 and retrofits | 765 | 5788 | Rate Constraint in lbs/MWh | FALSE | L | Annual | Rate | lb/MMBtu | 0.029572 | 0.029572 | 0.029572 | 0.029572 | 0.029572 | 0.029572 | 0.029572
NJ HEDD CC Ngas Units - Nox Rate Annual v5.12, Unit 3004 and retrofits | 765 | 5788 | Rate Constraint in lbs/MWh | FALSE | L | Annual | Generation | TWh | 0.37688 | 0.23492 | 0.23492 | 0.23492 | 0.23492 | 0.18757 | 0.18757
NJ HEDD CC Ngas Units - Nox Rate Annual v5.12, Unit 3004 and retrofits | 765 | 5788 | Rate Constraint in lbs/MWh | FALSE | L | Annual | Qualifying Generation | TWh | 0.37688 | 0.23492 | 0.23492 | 0.23492 | 0.23492 | 0.18757 | 0.18757
NJ HEDD CC Ngas Units - Nox Rate Annual v5.12, Unit 3004 and retrofits | 765 | 5788 | Rate Constraint in lbs/MWh | FALSE | L | Annual | Constraint Shadow Price | US2011$/Ton | 0 | 0 | 0 | 0 | 0 | 0 | 0
NJ HEDD CC Ngas Units - Nox Rate Annual v5.12, Unit 3005 and retrofits | 766 | 5788 | Rate Constraint in lbs/MWh | FALSE | L | Annual | Seasons Included | Seasons | Winter, Summer | Winter, Summer | Winter, Summer | Winter, Summer | Winter, Summer | Winter, Summer | Winter, Summer
NJ HEDD CC Ngas Units - Nox Rate Annual v5.12, Unit 3005 and retrofits | 766 | 5788 | Rate Constraint in lbs/MWh | FALSE | L | Annual | Standard NOX | lb/MWh | 0.75 | 0.75 | 0.75 | 0.75 | 0.75 | 0.75 | 0.75
NJ HEDD CC Ngas Units - Nox Rate Annual v5.12, Unit 3005 and retrofits | 766 | 5788 | Rate Constraint in lbs/MWh | FALSE | L | Annual | Emissions at Affected Plants NOX | Thousand Tons | 0.044797 | 0.027924 | 0.027924 | 0.027924 | 0.027924 | 0.022296 | 0.022296
NJ HEDD CC Ngas Units - Nox Rate Annual v5.12, Unit 3005 and retrofits | 766 | 5788 | Rate Constraint in lbs/MWh | FALSE | L | Annual | Allowances Purchased NOX | Thousand Tons | 0 | 0 | 0 | 0 | 0 | 0 | 0
NJ HEDD CC Ngas Units - Nox Rate Annual v5.12, Unit 3005 and retrofits | 766 | 5788 | Rate Constraint in lbs/MWh | FALSE | L | Annual | Allowances Sold NOX | Thousand Tons | 0 | 0 | 0 | 0 | 0 | 0 | 0
NJ HEDD CC Ngas Units - Nox Rate Annual v5.12, Unit 3005 and retrofits | 766 | 5788 | Rate Constraint in lbs/MWh | FALSE | L | Annual | Allowances Banked | Thousand Tons | 0 | 0 | 0 | 0 | 0 | 0 | 0
NJ HEDD CC Ngas Units - Nox Rate Annual v5.12, Unit 3005 and retrofits | 766 | 5788 | Rate Constraint in lbs/MWh | FALSE | L | Annual | Allowances Withdrawn (1:1) | Thousand Tons | 0 | 0 | 0 | 0 | 0 | 0 | 0
NJ HEDD CC Ngas Units - Nox Rate Annual v5.12, Unit 3005 and retrofits | 766 | 5788 | Rate Constraint in lbs/MWh | FALSE | L | Annual | Allowances Withdrawn (n:1) | Thousand Tons | 0 | 0 | 0 | 0 | 0 | 0 | 0
NJ HEDD CC Ngas Units - Nox Rate Annual v5.12, Unit 3005 and retrofits | 766 | 5788 | Rate Constraint in lbs/MWh | FALSE | L | Annual | Net Emissions Allowance Position | Thousand Tons | 0.044797 | 0.027924 | 0.027924 | 0.027924 | 0.027924 | 0.022296 | 0.022296
NJ HEDD CC Ngas Units - Nox Rate Annual v5.12, Unit 3005 and retrofits | 766 | 5788 | Rate Constraint in lbs/MWh | FALSE | L | Annual | Fuel Consumed | TBtu | 3.0297 | 1.8885 | 1.8885 | 1.8885 | 1.8885 | 1.5079 | 1.5079
NJ HEDD CC Ngas Units - Nox Rate Annual v5.12, Unit 3005 and retrofits | 766 | 5788 | Rate Constraint in lbs/MWh | FALSE | L | Annual | Rate | lb/MMBtu | 0.029572 | 0.029572 | 0.029572 | 0.029572 | 0.029572 | 0.029572 | 0.029572
NJ HEDD CC Ngas Units - Nox Rate Annual v5.12, Unit 3005 and retrofits | 766 | 5788 | Rate Constraint in lbs/MWh | FALSE | L | Annual | Generation | TWh | 0.37688 | 0.23492 | 0.23492 | 0.23492 | 0.23492 | 0.18757 | 0.18757
NJ HEDD CC Ngas Units - Nox Rate Annual v5.12, Unit 3005 and retrofits | 766 | 5788 | Rate Constraint in lbs/MWh | FALSE | L | Annual | Qualifying Generation | TWh | 0.37688 | 0.23492 | 0.23492 | 0.23492 | 0.23492 | 0.18757 | 0.18757
NJ HEDD CC Ngas Units - Nox Rate Annual v5.12, Unit 3005 and retrofits | 766 | 5788 | Rate Constraint in lbs/MWh | FALSE | L | Annual | Constraint Shadow Price | US2011$/Ton | 0 | 0 | 0 | 0 | 0 | 0 | 0
NJ HEDD CC Ngas Units - Nox Rate Annual v5.12, Unit 3006 and retrofits | 767 | 5788 | Rate Constraint in lbs/MWh | FALSE | L | Annual | Seasons Included | Seasons | Winter, Summer | Winter, Summer | Winter, Summer | Winter, Summer | Winter, Summer | Winter, Summer | Winter, Summer
NJ HEDD CC Ngas Units - Nox Rate Annual v5.12, Unit 3006 and retrofits | 767 | 5788 | Rate Constraint in lbs/MWh | FALSE | L | Annual | Standard NOX | lb/MWh | 0.75 | 0.75 | 0.75 | 0.75 | 0.75 | 0.75 | 0.75
NJ HEDD CC Ngas Units - Nox Rate Annual v5.12, Unit 3006 and retrofits | 767 | 5788 | Rate Constraint in lbs/MWh | FALSE | L | Annual | Emissions at Affected Plants NOX | Thousand Tons | 0.044797 | 0.027924 | 0.027924 | 0.027924 | 0.027924 | 0.022296 | 0.022296
NJ HEDD CC Ngas Units - Nox Rate Annual v5.12, Unit 3006 and retrofits | 767 | 5788 | Rate Constraint in lbs/MWh | FALSE | L | Annual | Allowances Purchased NOX | Thousand Tons | 0 | 0 | 0 | 0 | 0 | 0 | 0
NJ HEDD CC Ngas Units - Nox Rate Annual v5.12, Unit 3006 and retrofits | 767 | 5788 | Rate Constraint in lbs/MWh | FALSE | L | Annual | Allowances Sold NOX | Thousand Tons | 0 | 0 | 0 | 0 | 0 | 0 | 0
NJ HEDD CC Ngas Units - Nox Rate Annual v5.12, Unit 3006 and retrofits | 767 | 5788 | Rate Constraint in lbs/MWh | FALSE | L | Annual | Allowances Banked | Thousand Tons | 0 | 0 | 0 | 0 | 0 | 0 | 0
NJ HEDD CC Ngas Units - Nox Rate Annual v5.12, Unit 3006 and retrofits | 767 | 5788 | Rate Constraint in lbs/MWh | FALSE | L | Annual | Allowances Withdrawn (1:1) | Thousand Tons | 0 | 0 | 0 | 0 | 0 | 0 | 0
NJ HEDD CC Ngas Units - Nox Rate Annual v5.12, Unit 3006 and retrofits | 767 | 5788 | Rate Constraint in lbs/MWh | FALSE | L | Annual | Allowances Withdrawn (n:1) | Thousand Tons | 0 | 0 | 0 | 0 | 0 | 0 | 0
NJ HEDD CC Ngas Units - Nox Rate Annual v5.12, Unit 3006 and retrofits | 767 | 5788 | Rate Constraint in lbs/MWh | FALSE | L | Annual | Net Emissions Allowance Position | Thousand Tons | 0.044797 | 0.027924 | 0.027924 | 0.027924 | 0.027924 | 0.022296 | 0.022296
NJ HEDD CC Ngas Units - Nox Rate Annual v5.12, Unit 3006 and retrofits | 767 | 5788 | Rate Constraint in lbs/MWh | FALSE | L | Annual | Fuel Consumed | TBtu | 3.0297 | 1.8885 | 1.8885 | 1.8885 | 1.8885 | 1.5079 | 1.5079
NJ HEDD CC Ngas Units - Nox Rate Annual v5.12, Unit 3006 and retrofits | 767 | 5788 | Rate Constraint in lbs/MWh | FALSE | L | Annual | Rate | lb/MMBtu | 0.029572 | 0.029572 | 0.029572 | 0.029572 | 0.029572 | 0.029572 | 0.029572
NJ HEDD CC Ngas Units - Nox Rate Annual v5.12, Unit 3006 and retrofits | 767 | 5788 | Rate Constraint in lbs/MWh | FALSE | L | Annual | Generation | TWh | 0.37688 | 0.23492 | 0.23492 | 0.23492 | 0.23492 | 0.18757 | 0.18757
NJ HEDD CC Ngas Units - Nox Rate Annual v5.12, Unit 3006 and retrofits | 767 | 5788 | Rate Constraint in lbs/MWh | FALSE | L | Annual | Qualifying Generation | TWh | 0.37688 | 0.23492 | 0.23492 | 0.23492 | 0.23492 | 0.18757 | 0.18757
NJ HEDD CC Ngas Units - Nox Rate Annual v5.12, Unit 3006 and retrofits | 767 | 5788 | Rate Constraint in lbs/MWh | FALSE | L | Annual | Constraint Shadow Price | US2011$/Ton | 0 | 0 | 0 | 0 | 0 | 0 | 0
NJ HEDD CC Ngas Units - Nox Rate Annual v5.12, Unit 3007 and retrofits | 768 | 5788 | Rate Constraint in lbs/MWh | FALSE | L | Annual | Seasons Included | Seasons | Winter, Summer | Winter, Summer | Winter, Summer | Winter, Summer | Winter, Summer | Winter, Summer | Winter, Summer
NJ HEDD CC Ngas Units - Nox Rate Annual v5.12, Unit 3007 and retrofits | 768 | 5788 | Rate Constraint in lbs/MWh | FALSE | L | Annual | Standard NOX | lb/MWh | 0.75 | 0.75 | 0.75 | 0.75 | 0.75 | 0.75 | 0.75
NJ HEDD CC Ngas Units - Nox Rate Annual v5.12, Unit 3007 and retrofits | 768 | 5788 | Rate Constraint in lbs/MWh | FALSE | L | Annual | Emissions at Affected Plants NOX | Thousand Tons | 0.076534 | 0.047707 | 0.047707 | 0.047707 | 0.047707 | 0.038092 | 0.038092
NJ HEDD CC Ngas Units - Nox Rate Annual v5.12, Unit 3007 and retrofits | 768 | 5788 | Rate Constraint in lbs/MWh | FALSE | L | Annual | Allowances Purchased NOX | Thousand Tons | 0 | 0 | 0 | 0 | 0 | 0 | 0
NJ HEDD CC Ngas Units - Nox Rate Annual v5.12, Unit 3007 and retrofits | 768 | 5788 | Rate Constraint in lbs/MWh | FALSE | L | Annual | Allowances Sold NOX | Thousand Tons | 0 | 0 | 0 | 0 | 0 | 0 | 0
NJ HEDD CC Ngas Units - Nox Rate Annual v5.12, Unit 3007 and retrofits | 768 | 5788 | Rate Constraint in lbs/MWh | FALSE | L | Annual | Allowances Banked | Thousand Tons | 0 | 0 | 0 | 0 | 0 | 0 | 0
NJ HEDD CC Ngas Units - Nox Rate Annual v5.12, Unit 3007 and retrofits | 768 | 5788 | Rate Constraint in lbs/MWh | FALSE | L | Annual | Allowances Withdrawn (1:1) | Thousand Tons | 0 | 0 | 0 | 0 | 0 | 0 | 0
NJ HEDD CC Ngas Units - Nox Rate Annual v5.12, Unit 3007 and retrofits | 768 | 5788 | Rate Constraint in lbs/MWh | FALSE | L | Annual | Allowances Withdrawn (n:1) | Thousand Tons | 0 | 0 | 0 | 0 | 0 | 0 | 0
NJ HEDD CC Ngas Units - Nox Rate Annual v5.12, Unit 3007 and retrofits | 768 | 5788 | Rate Constraint in lbs/MWh | FALSE | L | Annual | Net Emissions Allowance Position | Thousand Tons | 0.076534 | 0.047707 | 0.047707 | 0.047707 | 0.047707 | 0.038092 | 0.038092
NJ HEDD CC Ngas Units - Nox Rate Annual v5.12, Unit 3007 and retrofits | 768 | 5788 | Rate Constraint in lbs/MWh | FALSE | L | Annual | Fuel Consumed | TBtu | 5.1761 | 3.2265 | 3.2265 | 3.2265 | 3.2265 | 2.5762 | 2.5762
NJ HEDD CC Ngas Units - Nox Rate Annual v5.12, Unit 3007 and retrofits | 768 | 5788 | Rate Constraint in lbs/MWh | FALSE | L | Annual | Rate | lb/MMBtu | 0.029572 | 0.029572 | 0.029572 | 0.029572 | 0.029572 | 0.029572 | 0.029572
NJ HEDD CC Ngas Units - Nox Rate Annual v5.12, Unit 3007 and retrofits | 768 | 5788 | Rate Constraint in lbs/MWh | FALSE | L | Annual | Generation | TWh | 0.64387 | 0.40135 | 0.40135 | 0.40135 | 0.40135 | 0.32046 | 0.32046
NJ HEDD CC Ngas Units - Nox Rate Annual v5.12, Unit 3007 and retrofits | 768 | 5788 | Rate Constraint in lbs/MWh | FALSE | L | Annual | Qualifying Generation | TWh | 0.64387 | 0.40135 | 0.40135 | 0.40135 | 0.40135 | 0.32046 | 0.32046
NJ HEDD CC Ngas Units - Nox Rate Annual v5.12, Unit 3007 and retrofits | 768 | 5788 | Rate Constraint in lbs/MWh | FALSE | L | Annual | Constraint Shadow Price | US2011$/Ton | 0 | 0 | 0 | 0 | 0 | 0 | 0
NJ HEDD CC Ngas Units - Nox Rate Annual v5.12, Unit 3080 and retrofits | 769 | 5788 | Rate Constraint in lbs/MWh | FALSE | L | Annual | Seasons Included | Seasons | Winter, Summer | Winter, Summer | Winter, Summer | Winter, Summer | Winter, Summer | Winter, Summer | Winter, Summer
NJ HEDD CC Ngas Units - Nox Rate Annual v5.12, Unit 3080 and retrofits | 769 | 5788 | Rate Constraint in lbs/MWh | FALSE | L | Annual | Standard NOX | lb/MWh | 0.75 | 0.75 | 0.75 | 0.75 | 0.75 | 0.75 | 0.75
NJ HEDD CC Ngas Units - Nox Rate Annual v5.12, Unit 3080 and retrofits | 769 | 5788 | Rate Constraint in lbs/MWh | FALSE | L | Annual | Emissions at Affected Plants NOX | Thousand Tons | 0.035688 | 0.035688 | 0.035688 | 0.035688 | 0.035688 | 0.035688 | 0.035688
NJ HEDD CC Ngas Units - Nox Rate Annual v5.12, Unit 3080 and retrofits | 769 | 5788 | Rate Constraint in lbs/MWh | FALSE | L | Annual | Allowances Purchased NOX | Thousand Tons | 0 | 0 | 0 | 0 | 0 | 0 | 0
NJ HEDD CC Ngas Units - Nox Rate Annual v5.12, Unit 3080 and retrofits | 769 | 5788 | Rate Constraint in lbs/MWh | FALSE | L | Annual | Allowances Sold NOX | Thousand Tons | 0 | 0 | 0 | 0 | 0 | 0 | 0
NJ HEDD CC Ngas Units - Nox Rate Annual v5.12, Unit 3080 and retrofits | 769 | 5788 | Rate Constraint in lbs/MWh | FALSE | L | Annual | Allowances Banked | Thousand Tons | 0 | 0 | 0 | 0 | 0 | 0 | 0
NJ HEDD CC Ngas Units - Nox Rate Annual v5.12, Unit 3080 and retrofits | 769 | 5788 | Rate Constraint in lbs/MWh | FALSE | L | Annual | Allowances Withdrawn (1:1) | Thousand Tons | 0 | 0 | 0 | 0 | 0 | 0 | 0
NJ HEDD CC Ngas Units - Nox Rate Annual v5.12, Unit 3080 and retrofits | 769 | 5788 | Rate Constraint in lbs/MWh | FALSE | L | Annual | Allowances Withdrawn (n:1) | Thousand Tons | 0 | 0 | 0 | 0 | 0 | 0 | 0
NJ HEDD CC Ngas Units - Nox Rate Annual v5.12, Unit 3080 and retrofits | 769 | 5788 | Rate Constraint in lbs/MWh | FALSE | L | Annual | Net Emissions Allowance Position | Thousand Tons | 0.035688 | 0.035688 | 0.035688 | 0.035688 | 0.035688 | 0.035688 | 0.035688
NJ HEDD CC Ngas Units - Nox Rate Annual v5.12, Unit 3080 and retrofits | 769 | 5788 | Rate Constraint in lbs/MWh | FALSE | L | Annual | Fuel Consumed | TBtu | 4.8649 | 4.8649 | 4.8649 | 4.8649 | 4.8649 | 4.8649 | 4.8649
NJ HEDD CC Ngas Units - Nox Rate Annual v5.12, Unit 3080 and retrofits | 769 | 5788 | Rate Constraint in lbs/MWh | FALSE | L | Annual | Rate | lb/MMBtu | 0.014672 | 0.014672 | 0.014672 | 0.014672 | 0.014672 | 0.014672 | 0.014672
NJ HEDD CC Ngas Units - Nox Rate Annual v5.12, Unit 3080 and retrofits | 769 | 5788 | Rate Constraint in lbs/MWh | FALSE | L | Annual | Generation | TWh | 0.71521 | 0.71521 | 0.71521 | 0.71521 | 0.71521 | 0.71521 | 0.71521
NJ HEDD CC Ngas Units - Nox Rate Annual v5.12, Unit 3080 and retrofits | 769 | 5788 | Rate Constraint in lbs/MWh | FALSE | L | Annual | Qualifying Generation | TWh | 0.71521 | 0.71521 | 0.71521 | 0.71521 | 0.71521 | 0.71521 | 0.71521
NJ HEDD CC Ngas Units - Nox Rate Annual v5.12, Unit 3080 and retrofits | 769 | 5788 | Rate Constraint in lbs/MWh | FALSE | L | Annual | Constraint Shadow Price | US2011$/Ton | 0 | 0 | 0 | 0 | 0 | 0 | 0
NJ HEDD CC Ngas Units - Nox Rate Annual v5.12, Unit 3081 and retrofits | 770 | 5788 | Rate Constraint in lbs/MWh | FALSE | L | Annual | Seasons Included | Seasons | Winter, Summer | Winter, Summer | Winter, Summer | Winter, Summer | Winter, Summer | Winter, Summer | Winter, Summer
NJ HEDD CC Ngas Units - Nox Rate Annual v5.12, Unit 3081 and retrofits | 770 | 5788 | Rate Constraint in lbs/MWh | FALSE | L | Annual | Standard NOX | lb/MWh | 0.75 | 0.75 | 0.75 | 0.75 | 0.75 | 0.75 | 0.75
NJ HEDD CC Ngas Units - Nox Rate Annual v5.12, Unit 3081 and retrofits | 770 | 5788 | Rate Constraint in lbs/MWh | FALSE | L | Annual | Emissions at Affected Plants NOX | Thousand Tons | 0.073843 | 0.073843 | 0.073843 | 0.073843 | 0.073843 | 0.073843 | 0.073843
NJ HEDD CC Ngas Units - Nox Rate Annual v5.12, Unit 3081 and retrofits | 770 | 5788 | Rate Constraint in lbs/MWh | FALSE | L | Annual | Allowances Purchased NOX | Thousand Tons | 0 | 0 | 0 | 0 | 0 | 0 | 0
NJ HEDD CC Ngas Units - Nox Rate Annual v5.12, Unit 3081 and retrofits | 770 | 5788 | Rate Constraint in lbs/MWh | FALSE | L | Annual | Allowances Sold NOX | Thousand Tons | 0 | 0 | 0 | 0 | 0 | 0 | 0
NJ HEDD CC Ngas Units - Nox Rate Annual v5.12, Unit 3081 and retrofits | 770 | 5788 | Rate Constraint in lbs/MWh | FALSE | L | Annual | Allowances Banked | Thousand Tons | 0 | 0 | 0 | 0 | 0 | 0 | 0
NJ HEDD CC Ngas Units - Nox Rate Annual v5.12, Unit 3081 and retrofits | 770 | 5788 | Rate Constraint in lbs/MWh | FALSE | L | Annual | Allowances Withdrawn (1:1) | Thousand Tons | 0 | 0 | 0 | 0 | 0 | 0 | 0
NJ HEDD CC Ngas Units - Nox Rate Annual v5.12, Unit 3081 and retrofits | 770 | 5788 | Rate Constraint in lbs/MWh | FALSE | L | Annual | Allowances Withdrawn (n:1) | Thousand Tons | 0 | 0 | 0 | 0 | 0 | 0 | 0
NJ HEDD CC Ngas Units - Nox Rate Annual v5.12, Unit 3081 and retrofits | 770 | 5788 | Rate Constraint in lbs/MWh | FALSE | L | Annual | Net Emissions Allowance Position | Thousand Tons | 0.073843 | 0.073843 | 0.073843 | 0.073843 | 0.073843 | 0.073843 | 0.073843
NJ HEDD CC Ngas Units - Nox Rate Annual v5.12, Unit 3081 and retrofits | 770 | 5788 | Rate Constraint in lbs/MWh | FALSE | L | Annual | Fuel Consumed | TBtu | 4.6061 | 4.6061 | 4.6061 | 4.6061 | 4.6061 | 4.6061 | 4.6061
NJ HEDD CC Ngas Units - Nox Rate Annual v5.12, Unit 3081 and retrofits | 770 | 5788 | Rate Constraint in lbs/MWh | FALSE | L | Annual | Rate | lb/MMBtu | 0.032063 | 0.032063 | 0.032063 | 0.032063 | 0.032063 | 0.032063 | 0.032063
NJ HEDD CC Ngas Units - Nox Rate Annual v5.12, Unit 3081 and retrofits | 770 | 5788 | Rate Constraint in lbs/MWh | FALSE | L | Annual | Generation | TWh | 0.67717 | 0.67717 | 0.67717 | 0.67717 | 0.67717 | 0.67717 | 0.67717
NJ HEDD CC Ngas Units - Nox Rate Annual v5.12, Unit 3081 and retrofits | 770 | 5788 | Rate Constraint in lbs/MWh | FALSE | L | Annual | Qualifying Generation | TWh | 0.67717 | 0.67717 | 0.67717 | 0.67717 | 0.67717 | 0.67717 | 0.67717
NJ HEDD CC Ngas Units - Nox Rate Annual v5.12, Unit 3081 and retrofits | 770 | 5788 | Rate Constraint in lbs/MWh | FALSE | L | Annual | Constraint Shadow Price | US2011$/Ton | 0 | 0 | 0 | 0 | 0 | 0 | 0
NJ HEDD CC Ngas Units - Nox Rate Annual v5.12, Unit 3082 and retrofits | 771 | 5788 | Rate Constraint in lbs/MWh | FALSE | L | Annual | Seasons Included | Seasons | Winter, Summer | Winter, Summer | Winter, Summer | Winter, Summer | Winter, Summer | Winter, Summer | Winter, Summer
NJ HEDD CC Ngas Units - Nox Rate Annual v5.12, Unit 3082 and retrofits | 771 | 5788 | Rate Constraint in lbs/MWh | FALSE | L | Annual | Standard NOX | lb/MWh | 0.75 | 0.75 | 0.75 | 0.75 | 0.75 | 0.75 | 0.75
NJ HEDD CC Ngas Units - Nox Rate Annual v5.12, Unit 3082 and retrofits | 771 | 5788 | Rate Constraint in lbs/MWh | FALSE | L | Annual | Emissions at Affected Plants NOX | Thousand Tons | 0.077992 | 0.077992 | 0.077992 | 0.077992 | 0.077992 | 0.077992 | 0.077992
NJ HEDD CC Ngas Units - Nox Rate Annual v5.12, Unit 3082 and retrofits | 771 | 5788 | Rate Constraint in lbs/MWh | FALSE | L | Annual | Allowances Purchased NOX | Thousand Tons | 0 | 0 | 0 | 0 | 0 | 0 | 0
NJ HEDD CC Ngas Units - Nox Rate Annual v5.12, Unit 3082 and retrofits | 771 | 5788 | Rate Constraint in lbs/MWh | FALSE | L | Annual | Allowances Sold NOX | Thousand Tons | 0 | 0 | 0 | 0 | 0 | 0 | 0
NJ HEDD CC Ngas Units - Nox Rate Annual v5.12, Unit 3082 and retrofits | 771 | 5788 | Rate Constraint in lbs/MWh | FALSE | L | Annual | Allowances Banked | Thousand Tons | 0 | 0 | 0 | 0 | 0 | 0 | 0
NJ HEDD CC Ngas Units - Nox Rate Annual v5.12, Unit 3082 and retrofits | 771 | 5788 | Rate Constraint in lbs/MWh | FALSE | L | Annual | Allowances Withdrawn (1:1) | Thousand Tons | 0 | 0 | 0 | 0 | 0 | 0 | 0
NJ HEDD CC Ngas Units - Nox Rate Annual v5.12, Unit 3082 and retrofits | 771 | 5788 | Rate Constraint in lbs/MWh | FALSE | L | Annual | Allowances Withdrawn (n:1) | Thousand Tons | 0 | 0 | 0 | 0 | 0 | 0 | 0
NJ HEDD CC Ngas Units - Nox Rate Annual v5.12, Unit 3082 and retrofits | 771 | 5788 | Rate Constraint in lbs/MWh | FALSE | L | Annual | Net Emissions Allowance Position | Thousand Tons | 0.077992 | 0.077992 | 0.077992 | 0.077992 | 0.077992 | 0.077992 | 0.077992
NJ HEDD CC Ngas Units - Nox Rate Annual v5.12, Unit 3082 and retrofits | 771 | 5788 | Rate Constraint in lbs/MWh | FALSE | L | Annual | Fuel Consumed | TBtu | 4.8649 | 4.8649 | 4.8649 | 4.8649 | 4.8649 | 4.8649 | 4.8649
NJ HEDD CC Ngas Units - Nox Rate Annual v5.12, Unit 3082 and retrofits | 771 | 5788 | Rate Constraint in lbs/MWh | FALSE | L | Annual | Rate | lb/MMBtu | 0.032063 | 0.032063 | 0.032063 | 0.032063 | 0.032063 | 0.032063 | 0.032063
NJ HEDD CC Ngas Units - Nox Rate Annual v5.12, Unit 3082 and retrofits | 771 | 5788 | Rate Constraint in lbs/MWh | FALSE | L | Annual | Generation | TWh | 0.71521 | 0.71521 | 0.71521 | 0.71521 | 0.71521 | 0.71521 | 0.71521
NJ HEDD CC Ngas Units - Nox Rate Annual v5.12, Unit 3082 and retrofits | 771 | 5788 | Rate Constraint in lbs/MWh | FALSE | L | Annual | Qualifying Generation | TWh | 0.71521 | 0.71521 | 0.71521 | 0.71521 | 0.71521 | 0.71521 | 0.71521
NJ HEDD CC Ngas Units - Nox Rate Annual v5.12, Unit 3082 and retrofits | 771 | 5788 | Rate Constraint in lbs/MWh | FALSE | L | Annual | Constraint Shadow Price | US2011$/Ton | 0 | 0 | 0 | 0 | 0 | 0 | 0
NJ HEDD CC Ngas Units - Nox Rate Annual v5.12, Unit 3083 and retrofits | 772 | 5788 | Rate Constraint in lbs/MWh | FALSE | L | Annual | Seasons Included | Seasons | Winter, Summer | Winter, Summer | Winter, Summer | Winter, Summer | Winter, Summer | Winter, Summer | Winter, Summer
NJ HEDD CC Ngas Units - Nox Rate Annual v5.12, Unit 3083 and retrofits | 772 | 5788 | Rate Constraint in lbs/MWh | FALSE | L | Annual | Standard NOX | lb/MWh | 0.75 | 0.75 | 0.75 | 0.75 | 0.75 | 0.75 | 0.75
NJ HEDD CC Ngas Units - Nox Rate Annual v5.12, Unit 3083 and retrofits | 772 | 5788 | Rate Constraint in lbs/MWh | FALSE | L | Annual | Emissions at Affected Plants NOX | Thousand Tons | 0.074439 | 0.074439 | 0.074439 | 0.074439 | 0.074439 | 0.074439 | 0.074439
NJ HEDD CC Ngas Units - Nox Rate Annual v5.12, Unit 3083 and retrofits | 772 | 5788 | Rate Constraint in lbs/MWh | FALSE | L | Annual | Allowances Purchased NOX | Thousand Tons | 0 | 0 | 0 | 0 | 0 | 0 | 0
NJ HEDD CC Ngas Units - Nox Rate Annual v5.12, Unit 3083 and retrofits | 772 | 5788 | Rate Constraint in lbs/MWh | FALSE | L | Annual | Allowances Sold NOX | Thousand Tons | 0 | 0 | 0 | 0 | 0 | 0 | 0
NJ HEDD CC Ngas Units - Nox Rate Annual v5.12, Unit 3083 and retrofits | 772 | 5788 | Rate Constraint in lbs/MWh | FALSE | L | Annual | Allowances Banked | Thousand Tons | 0 | 0 | 0 | 0 | 0 | 0 | 0
NJ HEDD CC Ngas Units - Nox Rate Annual v5.12, Unit 3083 and retrofits | 772 | 5788 | Rate Constraint in lbs/MWh | FALSE | L | Annual | Allowances Withdrawn (1:1) | Thousand Tons | 0 | 0 | 0 | 0 | 0 | 0 | 0
NJ HEDD CC Ngas Units - Nox Rate Annual v5.12, Unit 3083 and retrofits | 772 | 5788 | Rate Constraint in lbs/MWh | FALSE | L | Annual | Allowances Withdrawn (n:1) | Thousand Tons | 0 | 0 | 0 | 0 | 0 | 0 | 0
NJ HEDD CC Ngas Units - Nox Rate Annual v5.12, Unit 3083 and retrofits | 772 | 5788 | Rate Constraint in lbs/MWh | FALSE | L | Annual | Net Emissions Allowance Position | Thousand Tons | 0.074439 | 0.074439 | 0.074439 | 0.074439 | 0.074439 | 0.074439 | 0.074439
NJ HEDD CC Ngas Units - Nox Rate Annual v5.12, Unit 3083 and retrofits | 772 | 5788 | Rate Constraint in lbs/MWh | FALSE | L | Annual | Fuel Consumed | TBtu | 4.6061 | 4.6061 | 4.6061 | 4.6061 | 4.6061 | 4.6061 | 4.6061
NJ HEDD CC Ngas Units - Nox Rate Annual v5.12, Unit 3083 and retrofits | 772 | 5788 | Rate Constraint in lbs/MWh | FALSE | L | Annual | Rate | lb/MMBtu | 0.032322 | 0.032322 | 0.032322 | 0.032322 | 0.032322 | 0.032322 | 0.032322
NJ HEDD CC Ngas Units - Nox Rate Annual v5.12, Unit 3083 and retrofits | 772 | 5788 | Rate Constraint in lbs/MWh | FALSE | L | Annual | Generation | TWh | 0.67717 | 0.67717 | 0.67717 | 0.67717 | 0.67717 | 0.67717 | 0.67717
NJ HEDD CC Ngas Units - Nox Rate Annual v5.12, Unit 3083 and retrofits | 772 | 5788 | Rate Constraint in lbs/MWh | FALSE | L | Annual | Qualifying Generation | TWh | 0.67717 | 0.67717 | 0.67717 | 0.67717 | 0.67717 | 0.67717 | 0.67717
NJ HEDD CC Ngas Units - Nox Rate Annual v5.12, Unit 3083 and retrofits | 772 | 5788 | Rate Constraint in lbs/MWh | FALSE | L | Annual | Constraint Shadow Price | US2011$/Ton | 0 | 0 | 0 | 0 | 0 | 0 | 0
NJ HEDD CC Ngas Units - Nox Rate Annual v5.12, Unit 3084 and retrofits | 773 | 5788 | Rate Constraint in lbs/MWh | FALSE | L | Annual | Seasons Included | Seasons | Winter, Summer | Winter, Summer | Winter, Summer | Winter, Summer | Winter, Summer | Winter, Summer | Winter, Summer
NJ HEDD CC Ngas Units - Nox Rate Annual v5.12, Unit 3084 and retrofits | 773 | 5788 | Rate Constraint in lbs/MWh | FALSE | L | Annual | Standard NOX | lb/MWh | 0.75 | 0.75 | 0.75 | 0.75 | 0.75 | 0.75 | 0.75
NJ HEDD CC Ngas Units - Nox Rate Annual v5.12, Unit 3084 and retrofits | 773 | 5788 | Rate Constraint in lbs/MWh | FALSE | L | Annual | Emissions at Affected Plants NOX | Thousand Tons | 0.033789 | 0.033789 | 0.033789 | 0.033789 | 0.033789 | 0.033789 | 0.033789
NJ HEDD CC Ngas Units - Nox Rate Annual v5.12, Unit 3084 and retrofits | 773 | 5788 | Rate Constraint in lbs/MWh | FALSE | L | Annual | Allowances Purchased NOX | Thousand Tons | 0 | 0 | 0 | 0 | 0 | 0 | 0
NJ HEDD CC Ngas Units - Nox Rate Annual v5.12, Unit 3084 and retrofits | 773 | 5788 | Rate Constraint in lbs/MWh | FALSE | L | Annual | Allowances Sold NOX | Thousand Tons | 0 | 0 | 0 | 0 | 0 | 0 | 0
NJ HEDD CC Ngas Units - Nox Rate Annual v5.12, Unit 3084 and retrofits | 773 | 5788 | Rate Constraint in lbs/MWh | FALSE | L | Annual | Allowances Banked | Thousand Tons | 0 | 0 | 0 | 0 | 0 | 0 | 0
NJ HEDD CC Ngas Units - Nox Rate Annual v5.12, Unit 3084 and retrofits | 773 | 5788 | Rate Constraint in lbs/MWh | FALSE | L | Annual | Allowances Withdrawn (1:1) | Thousand Tons | 0 | 0 | 0 | 0 | 0 | 0 | 0
NJ HEDD CC Ngas Units - Nox Rate Annual v5.12, Unit 3084 and retrofits | 773 | 5788 | Rate Constraint in lbs/MWh | FALSE | L | Annual | Allowances Withdrawn (n:1) | Thousand Tons | 0 | 0 | 0 | 0 | 0 | 0 | 0
NJ HEDD CC Ngas Units - Nox Rate Annual v5.12, Unit 3084 and retrofits | 773 | 5788 | Rate Constraint in lbs/MWh | FALSE | L | Annual | Net Emissions Allowance Position | Thousand Tons | 0.033789 | 0.033789 | 0.033789 | 0.033789 | 0.033789 | 0.033789 | 0.033789
NJ HEDD CC Ngas Units - Nox Rate Annual v5.12, Unit 3084 and retrofits | 773 | 5788 | Rate Constraint in lbs/MWh | FALSE | L | Annual | Fuel Consumed | TBtu | 4.6061 | 4.6061 | 4.6061 | 4.6061 | 4.6061 | 4.6061 | 4.6061
NJ HEDD CC Ngas Units - Nox Rate Annual v5.12, Unit 3084 and retrofits | 773 | 5788 | Rate Constraint in lbs/MWh | FALSE | L | Annual | Rate | lb/MMBtu | 0.014672 | 0.014672 | 0.014672 | 0.014672 | 0.014672 | 0.014672 | 0.014672
NJ HEDD CC Ngas Units - Nox Rate Annual v5.12, Unit 3084 and retrofits | 773 | 5788 | Rate Constraint in lbs/MWh | FALSE | L | Annual | Generation | TWh | 0.67717 | 0.67717 | 0.67717 | 0.67717 | 0.67717 | 0.67717 | 0.67717
NJ HEDD CC Ngas Units - Nox Rate Annual v5.12, Unit 3084 and retrofits | 773 | 5788 | Rate Constraint in lbs/MWh | FALSE | L | Annual | Qualifying Generation | TWh | 0.67717 | 0.67717 | 0.67717 | 0.67717 | 0.67717 | 0.67717 | 0.67717
NJ HEDD CC Ngas Units - Nox Rate Annual v5.12, Unit 3084 and retrofits | 773 | 5788 | Rate Constraint in lbs/MWh | FALSE | L | Annual | Constraint Shadow Price | US2011$/Ton | 0 | 0 | 0 | 0 | 0 | 0 | 0
NJ HEDD CC Ngas Units - Nox Rate Annual v5.12, Unit 3085 and retrofits | 774 | 5788 | Rate Constraint in lbs/MWh | FALSE | L | Annual | Seasons Included | Seasons | Winter, Summer | Winter, Summer | Winter, Summer | Winter, Summer | Winter, Summer | Winter, Summer | Winter, Summer
NJ HEDD CC Ngas Units - Nox Rate Annual v5.12, Unit 3085 and retrofits | 774 | 5788 | Rate Constraint in lbs/MWh | FALSE | L | Annual | Standard NOX | lb/MWh | 0.75 | 0.75 | 0.75 | 0.75 | 0.75 | 0.75 | 0.75
NJ HEDD CC Ngas Units - Nox Rate Annual v5.12, Unit 3085 and retrofits | 774 | 5788 | Rate Constraint in lbs/MWh | FALSE | L | Annual | Emissions at Affected Plants NOX | Thousand Tons | 0.078621 | 0.078621 | 0.078621 | 0.078621 | 0.078621 | 0.078621 | 0.078621
NJ HEDD CC Ngas Units - Nox Rate Annual v5.12, Unit 3085 and retrofits | 774 | 5788 | Rate Constraint in lbs/MWh | FALSE | L | Annual | Allowances Purchased NOX | Thousand Tons | 0 | 0 | 0 | 0 | 0 | 0 | 0
NJ HEDD CC Ngas Units - Nox Rate Annual v5.12, Unit 3085 and retrofits | 774 | 5788 | Rate Constraint in lbs/MWh | FALSE | L | Annual | Allowances Sold NOX | Thousand Tons | 0 | 0 | 0 | 0 | 0 | 0 | 0
NJ HEDD CC Ngas Units - Nox Rate Annual v5.12, Unit 3085 and retrofits | 774 | 5788 | Rate Constraint in lbs/MWh | FALSE | L | Annual | Allowances Banked | Thousand Tons | 0 | 0 | 0 | 0 | 0 | 0 | 0
NJ HEDD CC Ngas Units - Nox Rate Annual v5.12, Unit 3085 and retrofits | 774 | 5788 | Rate Constraint in lbs/MWh | FALSE | L | Annual | Allowances Withdrawn (1:1) | Thousand Tons | 0 | 0 | 0 | 0 | 0 | 0 | 0
NJ HEDD CC Ngas Units - Nox Rate Annual v5.12, Unit 3085 and retrofits | 774 | 5788 | Rate Constraint in lbs/MWh | FALSE | L | Annual | Allowances Withdrawn (n:1) | Thousand Tons | 0 | 0 | 0 | 0 | 0 | 0 | 0
NJ HEDD CC Ngas Units - Nox Rate Annual v5.12, Unit 3085 and retrofits | 774 | 5788 | Rate Constraint in lbs/MWh | FALSE | L | Annual | Net Emissions Allowance Position | Thousand Tons | 0.078621 | 0.078621 | 0.078621 | 0.078621 | 0.078621 | 0.078621 | 0.078621
NJ HEDD CC Ngas Units - Nox Rate Annual v5.12, Unit 3085 and retrofits | 774 | 5788 | Rate Constraint in lbs/MWh | FALSE | L | Annual | Fuel Consumed | TBtu | 4.8649 | 4.8649 | 4.8649 | 4.8649 | 4.8649 | 4.8649 | 4.8649
NJ HEDD CC Ngas Units - Nox Rate Annual v5.12, Unit 3085 and retrofits | 774 | 5788 | Rate Constraint in lbs/MWh | FALSE | L | Annual | Rate | lb/MMBtu | 0.032322 | 0.032322 | 0.032322 | 0.032322 | 0.032322 | 0.032322 | 0.032322
NJ HEDD CC Ngas Units - Nox Rate Annual v5.12, Unit 3085 and retrofits | 774 | 5788 | Rate Constraint in lbs/MWh | FALSE | L | Annual | Generation | TWh | 0.71521 | 0.71521 | 0.71521 | 0.71521 | 0.71521 | 0.71521 | 0.71521
NJ HEDD CC Ngas Units - Nox Rate Annual v5.12, Unit 3085 and retrofits | 774 | 5788 | Rate Constraint in lbs/MWh | FALSE | L | Annual | Qualifying Generation | TWh | 0.71521 | 0.71521 | 0.71521 | 0.71521 | 0.71521 | 0.71521 | 0.71521
NJ HEDD CC Ngas Units - Nox Rate Annual v5.12, Unit 3085 and retrofits | 774 | 5788 | Rate Constraint in lbs/MWh | FALSE | L | Annual | Constraint Shadow Price | US2011$/Ton | 0 | 0 | 0 | 0 | 0 | 0 | 0
NJ HEDD CC Ngas Units - Nox Rate Annual v5.12, Unit 3086 and retrofits | 775 | 5788 | Rate Constraint in lbs/MWh | FALSE | L | Annual | Seasons Included | Seasons | Winter, Summer | Winter, Summer | Winter, Summer | Winter, Summer | Winter, Summer | Winter, Summer | Winter, Summer
NJ HEDD CC Ngas Units - Nox Rate Annual v5.12, Unit 3086 and retrofits | 775 | 5788 | Rate Constraint in lbs/MWh | FALSE | L | Annual | Standard NOX | lb/MWh | 0.75 | 0.75 | 0.75 | 0.75 | 0.75 | 0.75 | 0.75
NJ HEDD CC Ngas Units - Nox Rate Annual v5.12, Unit 3086 and retrofits | 775 | 5788 | Rate Constraint in lbs/MWh | FALSE | L | Annual | Emissions at Affected Plants NOX | Thousand Tons | 0.078621 | 0.078621 | 0.078621 | 0.078621 | 0.078621 | 0.078621 | 0.078621
NJ HEDD CC Ngas Units - Nox Rate Annual v5.12, Unit 3086 and retrofits | 775 | 5788 | Rate Constraint in lbs/MWh | FALSE | L | Annual | Allowances Purchased NOX | Thousand Tons | 0 | 0 | 0 | 0 | 0 | 0 | 0
NJ HEDD CC Ngas Units - Nox Rate Annual v5.12, Unit 3086 and retrofits | 775 | 5788 | Rate Constraint in lbs/MWh | FALSE | L | Annual | Allowances Sold NOX | Thousand Tons | 0 | 0 | 0 | 0 | 0 | 0 | 0
NJ HEDD CC Ngas Units - Nox Rate Annual v5.12, Unit 3086 and retrofits | 775 | 5788 | Rate Constraint in lbs/MWh | FALSE | L | Annual | Allowances Banked | Thousand Tons | 0 | 0 | 0 | 0 | 0 | 0 | 0
NJ HEDD CC Ngas Units - Nox Rate Annual v5.12, Unit 3086 and retrofits | 775 | 5788 | Rate Constraint in lbs/MWh | FALSE | L | Annual | Allowances Withdrawn (1:1) | Thousand Tons | 0 | 0 | 0 | 0 | 0 | 0 | 0
NJ HEDD CC Ngas Units - Nox Rate Annual v5.12, Unit 3086 and retrofits | 775 | 5788 | Rate Constraint in lbs/MWh | FALSE | L | Annual | Allowances Withdrawn (n:1) | Thousand Tons | 0 | 0 | 0 | 0 | 0 | 0 | 0
NJ HEDD CC Ngas Units - Nox Rate Annual v5.12, Unit 3086 and retrofits | 775 | 5788 | Rate Constraint in lbs/MWh | FALSE | L | Annual | Net Emissions Allowance Position | Thousand Tons | 0.078621 | 0.078621 | 0.078621 | 0.078621 | 0.078621 | 0.078621 | 0.078621
NJ HEDD CC Ngas Units - Nox Rate Annual v5.12, Unit 3086 and retrofits | 775 | 5788 | Rate Constraint in lbs/MWh | FALSE | L | Annual | Fuel Consumed | TBtu | 4.8649 | 4.8649 | 4.8649 | 4.8649 | 4.8649 | 4.8649 | 4.8649
NJ HEDD CC Ngas Units - Nox Rate Annual v5.12, Unit 3086 and retrofits | 775 | 5788 | Rate Constraint in lbs/MWh | FALSE | L | Annual | Rate | lb/MMBtu | 0.032322 | 0.032322 | 0.032322 | 0.032322 | 0.032322 | 0.032322 | 0.032322
NJ HEDD CC Ngas Units - Nox Rate Annual v5.12, Unit 3086 and retrofits | 775 | 5788 | Rate Constraint in lbs/MWh | FALSE | L | Annual | Generation | TWh | 0.71521 | 0.71521 | 0.71521 | 0.71521 | 0.71521 | 0.71521 | 0.71521
NJ HEDD CC Ngas Units - Nox Rate Annual v5.12, Unit 3086 and retrofits | 775 | 5788 | Rate Constraint in lbs/MWh | FALSE | L | Annual | Qualifying Generation | TWh | 0.71521 | 0.71521 | 0.71521 | 0.71521 | 0.71521 | 0.71521 | 0.71521
NJ HEDD CC Ngas Units - Nox Rate Annual v5.12, Unit 3086 and retrofits | 775 | 5788 | Rate Constraint in lbs/MWh | FALSE | L | Annual | Constraint Shadow Price | US2011$/Ton | 0 | 0 | 0 | 0 | 0 | 0 | 0
NJ HEDD CC Ngas Units - Nox Rate Annual v5.12, Unit 3087 and retrofits | 776 | 5788 | Rate Constraint in lbs/MWh | FALSE | L | Annual | Seasons Included | Seasons | Winter, Summer | Winter, Summer | Winter, Summer | Winter, Summer | Winter, Summer | Winter, Summer | Winter, Summer
NJ HEDD CC Ngas Units - Nox Rate Annual v5.12, Unit 3087 and retrofits | 776 | 5788 | Rate Constraint in lbs/MWh | FALSE | L | Annual | Standard NOX | lb/MWh | 0.75 | 0.75 | 0.75 | 0.75 | 0.75 | 0.75 | 0.75
NJ HEDD CC Ngas Units - Nox Rate Annual v5.12, Unit 3087 and retrofits | 776 | 5788 | Rate Constraint in lbs/MWh | FALSE | L | Annual | Emissions at Affected Plants NOX | Thousand Tons | 0.077992 | 0.077992 | 0.077992 | 0.077992 | 0.077992 | 0.077992 | 0.077992
NJ HEDD CC Ngas Units - Nox Rate Annual v5.12, Unit 3087 and retrofits | 776 | 5788 | Rate Constraint in lbs/MWh | FALSE | L | Annual | Allowances Purchased NOX | Thousand Tons | 0 | 0 | 0 | 0 | 0 | 0 | 0
NJ HEDD CC Ngas Units - Nox Rate Annual v5.12, Unit 3087 and retrofits | 776 | 5788 | Rate Constraint in lbs/MWh | FALSE | L | Annual | Allowances Sold NOX | Thousand Tons | 0 | 0 | 0 | 0 | 0 | 0 | 0
NJ HEDD CC Ngas Units - Nox Rate Annual v5.12, Unit 3087 and retrofits | 776 | 5788 | Rate Constraint in lbs/MWh | FALSE | L | Annual | Allowances Banked | Thousand Tons | 0 | 0 | 0 | 0 | 0 | 0 | 0
NJ HEDD CC Ngas Units - Nox Rate Annual v5.12, Unit 3087 and retrofits | 776 | 5788 | Rate Constraint in lbs/MWh | FALSE | L | Annual | Allowances Withdrawn (1:1) | Thousand Tons | 0 | 0 | 0 | 0 | 0 | 0 | 0
NJ HEDD CC Ngas Units - Nox Rate Annual v5.12, Unit 3087 and retrofits | 776 | 5788 | Rate Constraint in lbs/MWh | FALSE | L | Annual | Allowances Withdrawn (n:1) | Thousand Tons | 0 | 0 | 0 | 0 | 0 | 0 | 0
NJ HEDD CC Ngas Units - Nox Rate Annual v5.12, Unit 3087 and retrofits | 776 | 5788 | Rate Constraint in lbs/MWh | FALSE | L | Annual | Net Emissions Allowance Position | Thousand Tons | 0.077992 | 0.077992 | 0.077992 | 0.077992 | 0.077992 | 0.077992 | 0.077992
NJ HEDD CC Ngas Units - Nox Rate Annual v5.12, Unit 3087 and retrofits | 776 | 5788 | Rate Constraint in lbs/MWh | FALSE | L | Annual | Fuel Consumed | TBtu | 4.8649 | 4.8649 | 4.8649 | 4.8649 | 4.8649 | 4.8649 | 4.8649
NJ HEDD CC Ngas Units - Nox Rate Annual v5.12, Unit 3087 and retrofits | 776 | 5788 | Rate Constraint in lbs/MWh | FALSE | L | Annual | Rate | lb/MMBtu | 0.032063 | 0.032063 | 0.032063 | 0.032063 | 0.032063 | 0.032063 | 0.032063
NJ HEDD CC Ngas Units - Nox Rate Annual v5.12, Unit 3087 and retrofits | 776 | 5788 | Rate Constraint in lbs/MWh | FALSE | L | Annual | Generation | TWh | 0.71521 | 0.71521 | 0.71521 | 0.71521 | 0.71521 | 0.71521 | 0.71521
NJ HEDD CC Ngas Units - Nox Rate Annual v5.12, Unit 3087 and retrofits | 776 | 5788 | Rate Constraint in lbs/MWh | FALSE | L | Annual | Qualifying Generation | TWh | 0.71521 | 0.71521 | 0.71521 | 0.71521 | 0.71521 | 0.71521 | 0.71521
NJ HEDD CC Ngas Units - Nox Rate Annual v5.12, Unit 3087 and retrofits | 776 | 5788 | Rate Constraint in lbs/MWh | FALSE | L | Annual | Constraint Shadow Price | US2011$/Ton | 0 | 0 | 0 | 0 | 0 | 0 | 0
NJ HEDD CC Ngas Units - Nox Rate Annual v5.12, Unit 3088 and retrofits | 777 | 5788 | Rate Constraint in lbs/MWh | FALSE | L | Annual | Seasons Included | Seasons | Winter, Summer | Winter, Summer | Winter, Summer | Winter, Summer | Winter, Summer | Winter, Summer | Winter, Summer
NJ HEDD CC Ngas Units - Nox Rate Annual v5.12, Unit 3088 and retrofits | 777 | 5788 | Rate Constraint in lbs/MWh | FALSE | L | Annual | Standard NOX | lb/MWh | 0.75 | 0.75 | 0.75 | 0.75 | 0.75 | 0.75 | 0.75
NJ HEDD CC Ngas Units - Nox Rate Annual v5.12, Unit 3088 and retrofits | 777 | 5788 | Rate Constraint in lbs/MWh | FALSE | L | Annual | Emissions at Affected Plants NOX | Thousand Tons | 0.060365 | 0.060365 | 0.060365 | 0.060365 | 0.060365 | 0.060365 | 0.060365
NJ HEDD CC Ngas Units - Nox Rate Annual v5.12, Unit 3088 and retrofits | 777 | 5788 | Rate Constraint in lbs/MWh | FALSE | L | Annual | Allowances Purchased NOX | Thousand Tons | 0 | 0 | 0 | 0 | 0 | 0 | 0
NJ HEDD CC Ngas Units - Nox Rate Annual v5.12, Unit 3088 and retrofits | 777 | 5788 | Rate Constraint in lbs/MWh | FALSE | L | Annual | Allowances Sold NOX | Thousand Tons | 0 | 0 | 0 | 0 | 0 | 0 | 0
NJ HEDD CC Ngas Units - Nox Rate Annual v5.12, Unit 3088 and retrofits | 777 | 5788 | Rate Constraint in lbs/MWh | FALSE | L | Annual | Allowances Banked | Thousand Tons | 0 | 0 | 0 | 0 | 0 | 0 | 0
NJ HEDD CC Ngas Units - Nox Rate Annual v5.12, Unit 3088 and retrofits | 777 | 5788 | Rate Constraint in lbs/MWh | FALSE | L | Annual | Allowances Withdrawn (1:1) | Thousand Tons | 0 | 0 | 0 | 0 | 0 | 0 | 0
NJ HEDD CC Ngas Units - Nox Rate Annual v5.12, Unit 3088 and retrofits | 777 | 5788 | Rate Constraint in lbs/MWh | FALSE | L | Annual | Allowances Withdrawn (n:1) | Thousand Tons | 0 | 0 | 0 | 0 | 0 | 0 | 0
NJ HEDD CC Ngas Units - Nox Rate Annual v5.12, Unit 3088 and retrofits | 777 | 5788 | Rate Constraint in lbs/MWh | FALSE | L | Annual | Net Emissions Allowance Position | Thousand Tons | 0.060365 | 0.060365 | 0.060365 | 0.060365 | 0.060365 | 0.060365 | 0.060365
NJ HEDD CC Ngas Units - Nox Rate Annual v5.12, Unit 3088 and retrofits | 777 | 5788 | Rate Constraint in lbs/MWh | FALSE | L | Annual | Fuel Consumed | TBtu | 8.2289 | 8.2289 | 8.2289 | 8.2289 | 8.2289 | 8.2289 | 8.2289
NJ HEDD CC Ngas Units - Nox Rate Annual v5.12, Unit 3088 and retrofits | 777 | 5788 | Rate Constraint in lbs/MWh | FALSE | L | Annual | Rate | lb/MMBtu | 0.014672 | 0.014672 | 0.014672 | 0.014672 | 0.014672 | 0.014672 | 0.014672
NJ HEDD CC Ngas Units - Nox Rate Annual v5.12, Unit 3088 and retrofits | 777 | 5788 | Rate Constraint in lbs/MWh | FALSE | L | Annual | Generation | TWh | 1.2098 | 1.2098 | 1.2098 | 1.2098 | 1.2098 | 1.2098 | 1.2098
NJ HEDD CC Ngas Units - Nox Rate Annual v5.12, Unit 3088 and retrofits | 777 | 5788 | Rate Constraint in lbs/MWh | FALSE | L | Annual | Qualifying Generation | TWh | 1.2098 | 1.2098 | 1.2098 | 1.2098 | 1.2098 | 1.2098 | 1.2098
NJ HEDD CC Ngas Units - Nox Rate Annual v5.12, Unit 3088 and retrofits | 777 | 5788 | Rate Constraint in lbs/MWh | FALSE | L | Annual | Constraint Shadow Price | US2011$/Ton | 0 | 0 | 0 | 0 | 0 | 0 | 0
NJ LoganGen- NOx Annual GPS v4.10, Unit 3722 and retrofits | 778 | 2278 | Rate Constraint in lbs/MWh | FALSE | L | Annual | Seasons Included | Seasons | Winter, Summer | Winter, Summer | Winter, Summer | Winter, Summer | Winter, Summer | Winter, Summer | Winter, Summer
NJ LoganGen- NOx Annual GPS v4.10, Unit 3722 and retrofits | 778 | 2278 | Rate Constraint in lbs/MWh | FALSE | L | Annual | Standard NOX | lb/MWh | 1.5414 | 1.5414 | 1.5414 | 1.5414 | 1.5414 | 1.5414 | 1.5414
NJ LoganGen- NOx Annual GPS v4.10, Unit 3722 and retrofits | 778 | 2278 | Rate Constraint in lbs/MWh | FALSE | L | Annual | Emissions at Affected Plants NOX | Thousand Tons | 0 | 0 | 0.44508 | 0.3001 | 0.44508 | 0 | 0
NJ LoganGen- NOx Annual GPS v4.10, Unit 3722 and retrofits | 778 | 2278 | Rate Constraint in lbs/MWh | FALSE | L | Annual | Allowances Purchased NOX | Thousand Tons | 0 | 0 | 0 | 0 | 0 | 0 | 0
NJ LoganGen- NOx Annual GPS v4.10, Unit 3722 and retrofits | 778 | 2278 | Rate Constraint in lbs/MWh | FALSE | L | Annual | Allowances Sold NOX | Thousand Tons | 0 | 0 | 0 | 0 | 0 | 0 | 0
NJ LoganGen- NOx Annual GPS v4.10, Unit 3722 and retrofits | 778 | 2278 | Rate Constraint in lbs/MWh | FALSE | L | Annual | Allowances Banked | Thousand Tons | 0 | 0 | 0 | 0 | 0 | 0 | 0
NJ LoganGen- NOx Annual GPS v4.10, Unit 3722 and retrofits | 778 | 2278 | Rate Constraint in lbs/MWh | FALSE | L | Annual | Allowances Withdrawn (1:1) | Thousand Tons | 0 | 0 | 0 | 0 | 0 | 0 | 0
NJ LoganGen- NOx Annual GPS v4.10, Unit 3722 and retrofits | 778 | 2278 | Rate Constraint in lbs/MWh | FALSE | L | Annual | Allowances Withdrawn (n:1) | Thousand Tons | 0 | 0 | 0 | 0 | 0 | 0 | 0
NJ LoganGen- NOx Annual GPS v4.10, Unit 3722 and retrofits | 778 | 2278 | Rate Constraint in lbs/MWh | FALSE | L | Annual | Net Emissions Allowance Position | Thousand Tons | 0 | 0 | 0.44508 | 0.3001 | 0.44508 | 0 | 0
NJ LoganGen- NOx Annual GPS v4.10, Unit 3722 and retrofits | 778 | 2278 | Rate Constraint in lbs/MWh | FALSE | L | Annual | Fuel Consumed | TBtu | 0 | 0 | 6.6743 | 4.5003 | 6.6743 | 0 | 0
NJ LoganGen- NOx Annual GPS v4.10, Unit 3722 and retrofits | 778 | 2278 | Rate Constraint in lbs/MWh | FALSE | L | Annual | Rate | lb/MMBtu | 0 | 0 | 0.13337 | 0.13337 | 0.13337 | 0 | 0
NJ LoganGen- NOx Annual GPS v4.10, Unit 3722 and retrofits | 778 | 2278 | Rate Constraint in lbs/MWh | FALSE | L | Annual | Generation | TWh | 0 | 0 | 0.64457 | 0.43462 | 0.64457 | 0 | 0
NJ LoganGen- NOx Annual GPS v4.10, Unit 3722 and retrofits | 778 | 2278 | Rate Constraint in lbs/MWh | FALSE | L | Annual | Qualifying Generation | TWh | 0 | 0 | 0.64457 | 0.43462 | 0.64457 | 0 | 0
NJ LoganGen- NOx Annual GPS v4.10, Unit 3722 and retrofits | 778 | 2278 | Rate Constraint in lbs/MWh | FALSE | L | Annual | Constraint Shadow Price | US2011$/Ton | 0 | 0 | 0 | 0 | 0 | 0 | 0
NJ Non-HEDD CC Ngas Units - Nox Rate Annual v5.12, Unit 2966 and retrofits | 779 | 5789 | Rate Constraint in lbs/MWh | FALSE | L | Annual | Seasons Included | Seasons | Winter, Summer | Winter, Summer | Winter, Summer | Winter, Summer | Winter, Summer | Winter, Summer | Winter, Summer
NJ Non-HEDD CC Ngas Units - Nox Rate Annual v5.12, Unit 2966 and retrofits | 779 | 5789 | Rate Constraint in lbs/MWh | FALSE | L | Annual | Standard NOX | lb/MWh | 1.3 | 1.3 | 1.3 | 1.3 | 1.3 | 1.3 | 1.3
NJ Non-HEDD CC Ngas Units - Nox Rate Annual v5.12, Unit 2966 and retrofits | 779 | 5789 | Rate Constraint in lbs/MWh | FALSE | L | Annual | Emissions at Affected Plants NOX | Thousand Tons | 0.0031176 | 0.00095587 | 0.0028728 | 0.0031176 | 0.0028728 | 0.00095587 | 0.00095587
NJ Non-HEDD CC Ngas Units - Nox Rate Annual v5.12, Unit 2966 and retrofits | 779 | 5789 | Rate Constraint in lbs/MWh | FALSE | L | Annual | Allowances Purchased NOX | Thousand Tons | 0 | 0 | 0 | 0 | 0 | 0 | 0
NJ Non-HEDD CC Ngas Units - Nox Rate Annual v5.12, Unit 2966 and retrofits | 779 | 5789 | Rate Constraint in lbs/MWh | FALSE | L | Annual | Allowances Sold NOX | Thousand Tons | 0 | 0 | 0 | 0 | 0 | 0 | 0
NJ Non-HEDD CC Ngas Units - Nox Rate Annual v5.12, Unit 2966 and retrofits | 779 | 5789 | Rate Constraint in lbs/MWh | FALSE | L | Annual | Allowances Banked | Thousand Tons | 0 | 0 | 0 | 0 | 0 | 0 | 0
NJ Non-HEDD CC Ngas Units - Nox Rate Annual v5.12, Unit 2966 and retrofits | 779 | 5789 | Rate Constraint in lbs/MWh | FALSE | L | Annual | Allowances Withdrawn (1:1) | Thousand Tons | 0 | 0 | 0 | 0 | 0 | 0 | 0
NJ Non-HEDD CC Ngas Units - Nox Rate Annual v5.12, Unit 2966 and retrofits | 779 | 5789 | Rate Constraint in lbs/MWh | FALSE | L | Annual | Allowances Withdrawn (n:1) | Thousand Tons | 0 | 0 | 0 | 0 | 0 | 0 | 0
NJ Non-HEDD CC Ngas Units - Nox Rate Annual v5.12, Unit 2966 and retrofits | 779 | 5789 | Rate Constraint in lbs/MWh | FALSE | L | Annual | Net Emissions Allowance Position | Thousand Tons | 0.0031176 | 0.00095587 | 0.0028728 | 0.0031176 | 0.0028728 | 0.00095587 | 0.00095587
NJ Non-HEDD CC Ngas Units - Nox Rate Annual v5.12, Unit 2966 and retrofits | 779 | 5789 | Rate Constraint in lbs/MWh | FALSE | L | Annual | Fuel Consumed | TBtu | 0.12041 | 0.036917 | 0.11095 | 0.12041 | 0.11095 | 0.036917 | 0.036917
NJ Non-HEDD CC Ngas Units - Nox Rate Annual v5.12, Unit 2966 and retrofits | 779 | 5789 | Rate Constraint in lbs/MWh | FALSE | L | Annual | Rate | lb/MMBtu | 0.051785 | 0.051785 | 0.051785 | 0.051785 | 0.051785 | 0.051785 | 0.051785
NJ Non-HEDD CC Ngas Units - Nox Rate Annual v5.12, Unit 2966 and retrofits | 779 | 5789 | Rate Constraint in lbs/MWh | FALSE | L | Annual | Generation | TWh | 0.011836 | 0.0036289 | 0.010907 | 0.011836 | 0.010907 | 0.0036289 | 0.0036289
NJ Non-HEDD CC Ngas Units - Nox Rate Annual v5.12, Unit 2966 and retrofits | 779 | 5789 | Rate Constraint in lbs/MWh | FALSE | L | Annual | Qualifying Generation | TWh | 0.011836 | 0.0036289 | 0.010907 | 0.011836 | 0.010907 | 0.0036289 | 0.0036289
NJ Non-HEDD CC Ngas Units - Nox Rate Annual v5.12, Unit 2966 and retrofits | 779 | 5789 | Rate Constraint in lbs/MWh | FALSE | L | Annual | Constraint Shadow Price | US2011$/Ton | 0 | 0 | 0 | 0 | 0 | 0 | 0
NJ Non-HEDD CC Ngas Units - Nox Rate Annual v5.12, Unit 2967 and retrofits | 780 | 5789 | Rate Constraint in lbs/MWh | FALSE | L | Annual | Seasons Included | Seasons | Winter, Summer | Winter, Summer | Winter, Summer | Winter, Summer | Winter, Summer | Winter, Summer | Winter, Summer
NJ Non-HEDD CC Ngas Units - Nox Rate Annual v5.12, Unit 2967 and retrofits | 780 | 5789 | Rate Constraint in lbs/MWh | FALSE | L | Annual | Standard NOX | lb/MWh | 1.3 | 1.3 | 1.3 | 1.3 | 1.3 | 1.3 | 1.3
NJ Non-HEDD CC Ngas Units - Nox Rate Annual v5.12, Unit 2967 and retrofits | 780 | 5789 | Rate Constraint in lbs/MWh | FALSE | L | Annual | Emissions at Affected Plants NOX | Thousand Tons | 0.062618 | 0.025735 | 0.036292 | 0.036346 | 0.025735 | 0.036346 | 0.036346
NJ Non-HEDD CC Ngas Units - Nox Rate Annual v5.12, Unit 2967 and retrofits | 780 | 5789 | Rate Constraint in lbs/MWh | FALSE | L | Annual | Allowances Purchased NOX | Thousand Tons | 0 | 0 | 0 | 0 | 0 | 0 | 0
NJ Non-HEDD CC Ngas Units - Nox Rate Annual v5.12, Unit 2967 and retrofits | 780 | 5789 | Rate Constraint in lbs/MWh | FALSE | L | Annual | Allowances Sold NOX | Thousand Tons | 0 | 0 | 0 | 0 | 0 | 0 | 0
NJ Non-HEDD CC Ngas Units - Nox Rate Annual v5.12, Unit 2967 and retrofits | 780 | 5789 | Rate Constraint in lbs/MWh | FALSE | L | Annual | Allowances Banked | Thousand Tons | 0 | 0 | 0 | 0 | 0 | 0 | 0
NJ Non-HEDD CC Ngas Units - Nox Rate Annual v5.12, Unit 2967 and retrofits | 780 | 5789 | Rate Constraint in lbs/MWh | FALSE | L | Annual | Allowances Withdrawn (1:1) | Thousand Tons | 0 | 0 | 0 | 0 | 0 | 0 | 0
NJ Non-HEDD CC Ngas Units - Nox Rate Annual v5.12, Unit 2967 and retrofits | 780 | 5789 | Rate Constraint in lbs/MWh | FALSE | L | Annual | Allowances Withdrawn (n:1) | Thousand Tons | 0 | 0 | 0 | 0 | 0 | 0 | 0
NJ Non-HEDD CC Ngas Units - Nox Rate Annual v5.12, Unit 2967 and retrofits | 780 | 5789 | Rate Constraint in lbs/MWh | FALSE | L | Annual | Net Emissions Allowance Position | Thousand Tons | 0.062618 | 0.025735 | 0.036292 | 0.036346 | 0.025735 | 0.036346 | 0.036346
NJ Non-HEDD CC Ngas Units - Nox Rate Annual v5.12, Unit 2967 and retrofits | 780 | 5789 | Rate Constraint in lbs/MWh | FALSE | L | Annual | Fuel Consumed | TBtu | 15.9555 | 6.5574 | 9.2475 | 9.2611 | 6.5574 | 9.2611 | 9.2611
NJ Non-HEDD CC Ngas Units - Nox Rate Annual v5.12, Unit 2967 and retrofits | 780 | 5789 | Rate Constraint in lbs/MWh | FALSE | L | Annual | Rate | lb/MMBtu | 0.0078491 | 0.0078491 | 0.0078491 | 0.0078491 | 0.0078491 | 0.0078491 | 0.0078491
NJ Non-HEDD CC Ngas Units - Nox Rate Annual v5.12, Unit 2967 and retrofits | 780 | 5789 | Rate Constraint in lbs/MWh | FALSE | L | Annual | Generation | TWh | 2.1091 | 0.86681 | 1.2224 | 1.2242 | 0.86681 | 1.2242 | 1.2242
NJ Non-HEDD CC Ngas Units - Nox Rate Annual v5.12, Unit 2967 and retrofits | 780 | 5789 | Rate Constraint in lbs/MWh | FALSE | L | Annual | Qualifying Generation | TWh | 2.1091 | 0.86681 | 1.2224 | 1.2242 | 0.86681 | 1.2242 | 1.2242
NJ Non-HEDD CC Ngas Units - Nox Rate Annual v5.12, Unit 2967 and retrofits | 780 | 5789 | Rate Constraint in lbs/MWh | FALSE | L | Annual | Constraint Shadow Price | US2011$/Ton | 0 | 0 | 0 | 0 | 0 | 0 | 0
NJ Non-HEDD CC Ngas Units - Nox Rate Annual v5.12, Unit 2968 and retrofits | 781 | 5789 | Rate Constraint in lbs/MWh | FALSE | L | Annual | Seasons Included | Seasons | Winter, Summer | Winter, Summer | Winter, Summer | Winter, Summer | Winter, Summer | Winter, Summer | Winter, Summer
NJ Non-HEDD CC Ngas Units - Nox Rate Annual v5.12, Unit 2968 and retrofits | 781 | 5789 | Rate Constraint in lbs/MWh | FALSE | L | Annual | Standard NOX | lb/MWh | 1.3 | 1.3 | 1.3 | 1.3 | 1.3 | 1.3 | 1.3
NJ Non-HEDD CC Ngas Units - Nox Rate Annual v5.12, Unit 2968 and retrofits | 781 | 5789 | Rate Constraint in lbs/MWh | FALSE | L | Annual | Emissions at Affected Plants NOX | Thousand Tons | 0.038718 | 0.015913 | 0.02244 | 0.017419 | 0.015913 | 0.022474 | 0.022474
NJ Non-HEDD CC Ngas Units - Nox Rate Annual v5.12, Unit 2968 and retrofits | 781 | 5789 | Rate Constraint in lbs/MWh | FALSE | L | Annual | Allowances Purchased NOX | Thousand Tons | 0 | 0 | 0 | 0 | 0 | 0 | 0
NJ Non-HEDD CC Ngas Units - Nox Rate Annual v5.12, Unit 2968 and retrofits | 781 | 5789 | Rate Constraint in lbs/MWh | FALSE | L | Annual | Allowances Sold NOX | Thousand Tons | 0 | 0 | 0 | 0 | 0 | 0 | 0
NJ Non-HEDD CC Ngas Units - Nox Rate Annual v5.12, Unit 2968 and retrofits | 781 | 5789 | Rate Constraint in lbs/MWh | FALSE | L | Annual | Allowances Banked | Thousand Tons | 0 | 0 | 0 | 0 | 0 | 0 | 0
NJ Non-HEDD CC Ngas Units - Nox Rate Annual v5.12, Unit 2968 and retrofits | 781 | 5789 | Rate Constraint in lbs/MWh | FALSE | L | Annual | Allowances Withdrawn (1:1) | Thousand Tons | 0 | 0 | 0 | 0 | 0 | 0 | 0
NJ Non-HEDD CC Ngas Units - Nox Rate Annual v5.12, Unit 2968 and retrofits | 781 | 5789 | Rate Constraint in lbs/MWh | FALSE | L | Annual | Allowances Withdrawn (n:1) | Thousand Tons | 0 | 0 | 0 | 0 | 0 | 0 | 0
NJ Non-HEDD CC Ngas Units - Nox Rate Annual v5.12, Unit 2968 and retrofits | 781 | 5789 | Rate Constraint in lbs/MWh | FALSE | L | Annual | Net Emissions Allowance Position | Thousand Tons | 0.038718 | 0.015913 | 0.02244 | 0.017419 | 0.015913 | 0.022474 | 0.022474
NJ Non-HEDD CC Ngas Units - Nox Rate Annual v5.12, Unit 2968 and retrofits | 781 | 5789 | Rate Constraint in lbs/MWh | FALSE | L | Annual | Fuel Consumed | TBtu | 9.8657 | 4.0546 | 5.718 | 4.4384 | 4.0546 | 5.7264 | 5.7264
NJ Non-HEDD CC Ngas Units - Nox Rate Annual v5.12, Unit 2968 and retrofits | 781 | 5789 | Rate Constraint in lbs/MWh | FALSE | L | Annual | Rate | lb/MMBtu | 0.0078491 | 0.0078491 | 0.0078491 | 0.0078491 | 0.0078491 | 0.0078491 | 0.0078491
NJ Non-HEDD CC Ngas Units - Nox Rate Annual v5.12, Unit 2968 and retrofits | 781 | 5789 | Rate Constraint in lbs/MWh | FALSE | L | Annual | Generation | TWh | 1.3041 | 0.53597 | 0.75584 | 0.58671 | 0.53597 | 0.75696 | 0.75696
NJ Non-HEDD CC Ngas Units - Nox Rate Annual v5.12, Unit 2968 and retrofits | 781 | 5789 | Rate Constraint in lbs/MWh | FALSE | L | Annual | Qualifying Generation | TWh | 1.3041 | 0.53597 | 0.75584 | 0.58671 | 0.53597 | 0.75696 | 0.75696
NJ Non-HEDD CC Ngas Units - Nox Rate Annual v5.12, Unit 2968 and retrofits | 781 | 5789 | Rate Constraint in lbs/MWh | FALSE | L | Annual | Constraint Shadow Price | US2011$/Ton | 0 | 0 | 0 | 0 | 0 | 0 | 0
NJ Non-HEDD CC Ngas Units - Nox Rate Annual v5.12, Unit 2969 and retrofits | 782 | 5789 | Rate Constraint in lbs/MWh | FALSE | L | Annual | Seasons Included | Seasons | Winter, Summer | Winter, Summer | Winter, Summer | Winter, Summer | Winter, Summer | Winter, Summer | Winter, Summer
NJ Non-HEDD CC Ngas Units - Nox Rate Annual v5.12, Unit 2969 and retrofits | 782 | 5789 | Rate Constraint in lbs/MWh | FALSE | L | Annual | Standard NOX | lb/MWh | 1.3 | 1.3 | 1.3 | 1.3 | 1.3 | 1.3 | 1.3
NJ Non-HEDD CC Ngas Units - Nox Rate Annual v5.12, Unit 2969 and retrofits | 782 | 5789 | Rate Constraint in lbs/MWh | FALSE | L | Annual | Emissions at Affected Plants NOX | Thousand Tons | 0.038718 | 0.010858 | 0.015894 | 0.015913 | 0.015913 | 0.022474 | 0.022474
NJ Non-HEDD CC Ngas Units - Nox Rate Annual v5.12, Unit 2969 and retrofits | 782 | 5789 | Rate Constraint in lbs/MWh | FALSE | L | Annual | Allowances Purchased NOX | Thousand Tons | 0 | 0 | 0 | 0 | 0 | 0 | 0
NJ Non-HEDD CC Ngas Units - Nox Rate Annual v5.12, Unit 2969 and retrofits | 782 | 5789 | Rate Constraint in lbs/MWh | FALSE | L | Annual | Allowances Sold NOX | Thousand Tons | 0 | 0 | 0 | 0 | 0 | 0 | 0
NJ Non-HEDD CC Ngas Units - Nox Rate Annual v5.12, Unit 2969 and retrofits | 782 | 5789 | Rate Constraint in lbs/MWh | FALSE | L | Annual | Allowances Banked | Thousand Tons | 0 | 0 | 0 | 0 | 0 | 0 | 0
NJ Non-HEDD CC Ngas Units - Nox Rate Annual v5.12, Unit 2969 and retrofits | 782 | 5789 | Rate Constraint in lbs/MWh | FALSE | L | Annual | Allowances Withdrawn (1:1) | Thousand Tons | 0 | 0 | 0 | 0 | 0 | 0 | 0
NJ Non-HEDD CC Ngas Units - Nox Rate Annual v5.12, Unit 2969 and retrofits | 782 | 5789 | Rate Constraint in lbs/MWh | FALSE | L | Annual | Allowances Withdrawn (n:1) | Thousand Tons | 0 | 0 | 0 | 0 | 0 | 0 | 0
NJ Non-HEDD CC Ngas Units - Nox Rate Annual v5.12, Unit 2969 and retrofits | 782 | 5789 | Rate Constraint in lbs/MWh | FALSE | L | Annual | Net Emissions Allowance Position | Thousand Tons | 0.038718 | 0.010858 | 0.015894 | 0.015913 | 0.015913 | 0.022474 | 0.022474
NJ Non-HEDD CC Ngas Units - Nox Rate Annual v5.12, Unit 2969 and retrofits | 782 | 5789 | Rate Constraint in lbs/MWh | FALSE | L | Annual | Fuel Consumed | TBtu | 9.8657 | 2.7667 | 4.05 | 4.0546 | 4.0546 | 5.7264 | 5.7264
NJ Non-HEDD CC Ngas Units - Nox Rate Annual v5.12, Unit 2969 and retrofits | 782 | 5789 | Rate Constraint in lbs/MWh | FALSE | L | Annual | Rate | lb/MMBtu | 0.0078491 | 0.0078491 | 0.0078491 | 0.0078491 | 0.0078491 | 0.0078491 | 0.0078491
NJ Non-HEDD CC Ngas Units - Nox Rate Annual v5.12, Unit 2969 and retrofits | 782 | 5789 | Rate Constraint in lbs/MWh | FALSE | L | Annual | Generation | TWh | 1.3041 | 0.36572 | 0.53536 | 0.53597 | 0.53597 | 0.75696 | 0.75696
NJ Non-HEDD CC Ngas Units - Nox Rate Annual v5.12, Unit 2969 and retrofits | 782 | 5789 | Rate Constraint in lbs/MWh | FALSE | L | Annual | Qualifying Generation | TWh | 1.3041 | 0.36572 | 0.53536 | 0.53597 | 0.53597 | 0.75696 | 0.75696
NJ Non-HEDD CC Ngas Units - Nox Rate Annual v5.12, Unit 2969 and retrofits | 782 | 5789 | Rate Constraint in lbs/MWh | FALSE | L | Annual | Constraint Shadow Price | US2011$/Ton | 0 | 0 | 0 | 0 | 0 | 0 | 0
NJ Non-HEDD CC Ngas Units - Nox Rate Annual v5.12, Unit 2970 and retrofits | 783 | 5789 | Rate Constraint in lbs/MWh | FALSE | L | Annual | Seasons Included | Seasons | Winter, Summer | Winter, Summer | Winter, Summer | Winter, Summer | Winter, Summer | Winter, Summer | Winter, Summer
NJ Non-HEDD CC Ngas Units - Nox Rate Annual v5.12, Unit 2970 and retrofits | 783 | 5789 | Rate Constraint in lbs/MWh | FALSE | L | Annual | Standard NOX | lb/MWh | 1.3 | 1.3 | 1.3 | 1.3 | 1.3 | 1.3 | 1.3
NJ Non-HEDD CC Ngas Units - Nox Rate Annual v5.12, Unit 2970 and retrofits | 783 | 5789 | Rate Constraint in lbs/MWh | FALSE | L | Annual | Emissions at Affected Plants NOX | Thousand Tons | 0.06567 | 0.026989 | 0.038061 | 0.034549 | 0.028013 | 0.038117 | 0.038117
NJ Non-HEDD CC Ngas Units - Nox Rate Annual v5.12, Unit 2970 and retrofits | 783 | 5789 | Rate Constraint in lbs/MWh | FALSE | L | Annual | Allowances Purchased NOX | Thousand Tons | 0 | 0 | 0 | 0 | 0 | 0 | 0
NJ Non-HEDD CC Ngas Units - Nox Rate Annual v5.12, Unit 2970 and retrofits | 783 | 5789 | Rate Constraint in lbs/MWh | FALSE | L | Annual | Allowances Sold NOX | Thousand Tons | 0 | 0 | 0 | 0 | 0 | 0 | 0
NJ Non-HEDD CC Ngas Units - Nox Rate Annual v5.12, Unit 2970 and retrofits | 783 | 5789 | Rate Constraint in lbs/MWh | FALSE | L | Annual | Allowances Banked | Thousand Tons | 0 | 0 | 0 | 0 | 0 | 0 | 0
NJ Non-HEDD CC Ngas Units - Nox Rate Annual v5.12, Unit 2970 and retrofits | 783 | 5789 | Rate Constraint in lbs/MWh | FALSE | L | Annual | Allowances Withdrawn (1:1) | Thousand Tons | 0 | 0 | 0 | 0 | 0 | 0 | 0
NJ Non-HEDD CC Ngas Units - Nox Rate Annual v5.12, Unit 2970 and retrofits | 783 | 5789 | Rate Constraint in lbs/MWh | FALSE | L | Annual | Allowances Withdrawn (n:1) | Thousand Tons | 0 | 0 | 0 | 0 | 0 | 0 | 0
NJ Non-HEDD CC Ngas Units - Nox Rate Annual v5.12, Unit 2970 and retrofits | 783 | 5789 | Rate Constraint in lbs/MWh | FALSE | L | Annual | Net Emissions Allowance Position | Thousand Tons | 0.06567 | 0.026989 | 0.038061 | 0.034549 | 0.028013 | 0.038117 | 0.038117
NJ Non-HEDD CC Ngas Units - Nox Rate Annual v5.12, Unit 2970 and retrofits | 783 | 5789 | Rate Constraint in lbs/MWh | FALSE | L | Annual | Fuel Consumed | TBtu | 16.1109 | 6.6213 | 9.3375 | 8.4759 | 6.8724 | 9.3513 | 9.3513
NJ Non-HEDD CC Ngas Units - Nox Rate Annual v5.12, Unit 2970 and retrofits | 783 | 5789 | Rate Constraint in lbs/MWh | FALSE | L | Annual | Rate | lb/MMBtu | 0.0081523 | 0.0081523 | 0.0081523 | 0.0081523 | 0.0081523 | 0.0081523 | 0.0081523
NJ Non-HEDD CC Ngas Units - Nox Rate Annual v5.12, Unit 2970 and retrofits | 783 | 5789 | Rate Constraint in lbs/MWh | FALSE | L | Annual | Generation | TWh | 2.1297 | 0.87526 | 1.2343 | 1.1204 | 0.90844 | 1.2361 | 1.2361
NJ Non-HEDD CC Ngas Units - Nox Rate Annual v5.12, Unit 2970 and retrofits | 783 | 5789 | Rate Constraint in lbs/MWh | FALSE | L | Annual | Qualifying Generation | TWh | 2.1297 | 0.87526 | 1.2343 | 1.1204 | 0.90844 | 1.2361 | 1.2361
NJ Non-HEDD CC Ngas Units - Nox Rate Annual v5.12, Unit 2970 and retrofits | 783 | 5789 | Rate Constraint in lbs/MWh | FALSE | L | Annual | Constraint Shadow Price | US2011$/Ton | 0 | 0 | 0 | 0 | 0 | 0 | 0
NJ Non-HEDD CC Ngas Units - Nox Rate Annual v5.12, Unit 2971 and retrofits | 784 | 5789 | Rate Constraint in lbs/MWh | FALSE | L | Annual | Seasons Included | Seasons | Winter, Summer | Winter, Summer | Winter, Summer | Winter, Summer | Winter, Summer | Winter, Summer | Winter, Summer
NJ Non-HEDD CC Ngas Units - Nox Rate Annual v5.12, Unit 2971 and retrofits | 784 | 5789 | Rate Constraint in lbs/MWh | FALSE | L | Annual | Standard NOX | lb/MWh | 1.3 | 1.3 | 1.3 | 1.3 | 1.3 | 1.3 | 1.3
NJ Non-HEDD CC Ngas Units - Nox Rate Annual v5.12, Unit 2971 and retrofits | 784 | 5789 | Rate Constraint in lbs/MWh | FALSE | L | Annual | Emissions at Affected Plants NOX | Thousand Tons | 0.040589 | 0.011839 | 0.017203 | 0.013517 | 0.011383 | 0.02356 | 0.016694
NJ Non-HEDD CC Ngas Units - Nox Rate Annual v5.12, Unit 2971 and retrofits | 784 | 5789 | Rate Constraint in lbs/MWh | FALSE | L | Annual | Allowances Purchased NOX | Thousand Tons | 0 | 0 | 0 | 0 | 0 | 0 | 0
NJ Non-HEDD CC Ngas Units - Nox Rate Annual v5.12, Unit 2971 and retrofits | 784 | 5789 | Rate Constraint in lbs/MWh | FALSE | L | Annual | Allowances Sold NOX | Thousand Tons | 0 | 0 | 0 | 0 | 0 | 0 | 0
NJ Non-HEDD CC Ngas Units - Nox Rate Annual v5.12, Unit 2971 and retrofits | 784 | 5789 | Rate Constraint in lbs/MWh | FALSE | L | Annual | Allowances Banked | Thousand Tons | 0 | 0 | 0 | 0 | 0 | 0 | 0
NJ Non-HEDD CC Ngas Units - Nox Rate Annual v5.12, Unit 2971 and retrofits | 784 | 5789 | Rate Constraint in lbs/MWh | FALSE | L | Annual | Allowances Withdrawn (1:1) | Thousand Tons | 0 | 0 | 0 | 0 | 0 | 0 | 0
NJ Non-HEDD CC Ngas Units - Nox Rate Annual v5.12, Unit 2971 and retrofits | 784 | 5789 | Rate Constraint in lbs/MWh | FALSE | L | Annual | Allowances Withdrawn (n:1) | Thousand Tons | 0 | 0 | 0 | 0 | 0 | 0 | 0
NJ Non-HEDD CC Ngas Units - Nox Rate Annual v5.12, Unit 2971 and retrofits | 784 | 5789 | Rate Constraint in lbs/MWh | FALSE | L | Annual | Net Emissions Allowance Position | Thousand Tons | 0.040589 | 0.011839 | 0.017203 | 0.013517 | 0.011383 | 0.02356 | 0.016694
NJ Non-HEDD CC Ngas Units - Nox Rate Annual v5.12, Unit 2971 and retrofits | 784 | 5789 | Rate Constraint in lbs/MWh | FALSE | L | Annual | Fuel Consumed | TBtu | 9.9578 | 2.9045 | 4.2204 | 3.3161 | 2.7925 | 5.7799 | 4.0956
NJ Non-HEDD CC Ngas Units - Nox Rate Annual v5.12, Unit 2971 and retrofits | 784 | 5789 | Rate Constraint in lbs/MWh | FALSE | L | Annual | Rate | lb/MMBtu | 0.0081523 | 0.0081523 | 0.0081523 | 0.0081523 | 0.0081523 | 0.0081523 | 0.0081523
NJ Non-HEDD CC Ngas Units - Nox Rate Annual v5.12, Unit 2971 and retrofits | 784 | 5789 | Rate Constraint in lbs/MWh | FALSE | L | Annual | Generation | TWh | 1.3163 | 0.38394 | 0.55789 | 0.43835 | 0.36913 | 0.76403 | 0.54139
NJ Non-HEDD CC Ngas Units - Nox Rate Annual v5.12, Unit 2971 and retrofits | 784 | 5789 | Rate Constraint in lbs/MWh | FALSE | L | Annual | Qualifying Generation | TWh | 1.3163 | 0.38394 | 0.55789 | 0.43835 | 0.36913 | 0.76403 | 0.54139
NJ Non-HEDD CC Ngas Units - Nox Rate Annual v5.12, Unit 2971 and retrofits | 784 | 5789 | Rate Constraint in lbs/MWh | FALSE | L | Annual | Constraint Shadow Price | US2011$/Ton | 0 | 0 | 0 | 0 | 0 | 0 | 0
NJ Non-HEDD CC Ngas Units - Nox Rate Annual v5.12, Unit 2972 and retrofits | 785 | 5789 | Rate Constraint in lbs/MWh | FALSE | L | Annual | Seasons Included | Seasons | Winter, Summer | Winter, Summer | Winter, Summer | Winter, Summer | Winter, Summer | Winter, Summer | Winter, Summer
NJ Non-HEDD CC Ngas Units - Nox Rate Annual v5.12, Unit 2972 and retrofits | 785 | 5789 | Rate Constraint in lbs/MWh | FALSE | L | Annual | Standard NOX | lb/MWh | 1.3 | 1.3 | 1.3 | 1.3 | 1.3 | 1.3 | 1.3
NJ Non-HEDD CC Ngas Units - Nox Rate Annual v5.12, Unit 2972 and retrofits | 785 | 5789 | Rate Constraint in lbs/MWh | FALSE | L | Annual | Emissions at Affected Plants NOX | Thousand Tons | 0.040589 | 0.016682 | 0.023525 | 0.02356 | 0.02356 | 0.02356 | 0.02356
NJ Non-HEDD CC Ngas Units - Nox Rate Annual v5.12, Unit 2972 and retrofits | 785 | 5789 | Rate Constraint in lbs/MWh | FALSE | L | Annual | Allowances Purchased NOX | Thousand Tons | 0 | 0 | 0 | 0 | 0 | 0 | 0
NJ Non-HEDD CC Ngas Units - Nox Rate Annual v5.12, Unit 2972 and retrofits | 785 | 5789 | Rate Constraint in lbs/MWh | FALSE | L | Annual | Allowances Sold NOX | Thousand Tons | 0 | 0 | 0 | 0 | 0 | 0 | 0
NJ Non-HEDD CC Ngas Units - Nox Rate Annual v5.12, Unit 2972 and retrofits | 785 | 5789 | Rate Constraint in lbs/MWh | FALSE | L | Annual | Allowances Banked | Thousand Tons | 0 | 0 | 0 | 0 | 0 | 0 | 0
NJ Non-HEDD CC Ngas Units - Nox Rate Annual v5.12, Unit 2972 and retrofits | 785 | 5789 | Rate Constraint in lbs/MWh | FALSE | L | Annual | Allowances Withdrawn (1:1) | Thousand Tons | 0 | 0 | 0 | 0 | 0 | 0 | 0
NJ Non-HEDD CC Ngas Units - Nox Rate Annual v5.12, Unit 2972 and retrofits | 785 | 5789 | Rate Constraint in lbs/MWh | FALSE | L | Annual | Allowances Withdrawn (n:1) | Thousand Tons | 0 | 0 | 0 | 0 | 0 | 0 | 0
NJ Non-HEDD CC Ngas Units - Nox Rate Annual v5.12, Unit 2972 and retrofits | 785 | 5789 | Rate Constraint in lbs/MWh | FALSE | L | Annual | Net Emissions Allowance Position | Thousand Tons | 0.040589 | 0.016682 | 0.023525 | 0.02356 | 0.02356 | 0.02356 | 0.02356
NJ Non-HEDD CC Ngas Units - Nox Rate Annual v5.12, Unit 2972 and retrofits | 785 | 5789 | Rate Constraint in lbs/MWh | FALSE | L | Annual | Fuel Consumed | TBtu | 9.9578 | 4.0925 | 5.7713 | 5.7799 | 5.7799 | 5.7799 | 5.7799
NJ Non-HEDD CC Ngas Units - Nox Rate Annual v5.12, Unit 2972 and retrofits | 785 | 5789 | Rate Constraint in lbs/MWh | FALSE | L | Annual | Rate | lb/MMBtu | 0.0081523 | 0.0081523 | 0.0081523 | 0.0081523 | 0.0081523 | 0.0081523 | 0.0081523
NJ Non-HEDD CC Ngas Units - Nox Rate Annual v5.12, Unit 2972 and retrofits | 785 | 5789 | Rate Constraint in lbs/MWh | FALSE | L | Annual | Generation | TWh | 1.3163 | 0.54098 | 0.7629 | 0.76403 | 0.76403 | 0.76403 | 0.76403
NJ Non-HEDD CC Ngas Units - Nox Rate Annual v5.12, Unit 2972 and retrofits | 785 | 5789 | Rate Constraint in lbs/MWh | FALSE | L | Annual | Qualifying Generation | TWh | 1.3163 | 0.54098 | 0.7629 | 0.76403 | 0.76403 | 0.76403 | 0.76403
NJ Non-HEDD CC Ngas Units - Nox Rate Annual v5.12, Unit 2972 and retrofits | 785 | 5789 | Rate Constraint in lbs/MWh | FALSE | L | Annual | Constraint Shadow Price | US2011$/Ton | 0 | 0 | 0 | 0 | 0 | 0 | 0
NJ Non-HEDD CC Ngas Units - Nox Rate Annual v5.12, Unit 2973 and retrofits | 786 | 5789 | Rate Constraint in lbs/MWh | FALSE | L | Annual | Seasons Included | Seasons | Winter, Summer | Winter, Summer | Winter, Summer | Winter, Summer | Winter, Summer | Winter, Summer | Winter, Summer
NJ Non-HEDD CC Ngas Units - Nox Rate Annual v5.12, Unit 2973 and retrofits | 786 | 5789 | Rate Constraint in lbs/MWh | FALSE | L | Annual | Standard NOX | lb/MWh | 1.3 | 1.3 | 1.3 | 1.3 | 1.3 | 1.3 | 1.3
NJ Non-HEDD CC Ngas Units - Nox Rate Annual v5.12, Unit 2973 and retrofits | 786 | 5789 | Rate Constraint in lbs/MWh | FALSE | L | Annual | Emissions at Affected Plants NOX | Thousand Tons | 0.0052727 | 0.0052727 | 0.0052727 | 0.0052727 | 0.0052727 | 0.014594 | 0.014594
NJ Non-HEDD CC Ngas Units - Nox Rate Annual v5.12, Unit 2973 and retrofits | 786 | 5789 | Rate Constraint in lbs/MWh | FALSE | L | Annual | Allowances Purchased NOX | Thousand Tons | 0 | 0 | 0 | 0 | 0 | 0 | 0
NJ Non-HEDD CC Ngas Units - Nox Rate Annual v5.12, Unit 2973 and retrofits | 786 | 5789 | Rate Constraint in lbs/MWh | FALSE | L | Annual | Allowances Sold NOX | Thousand Tons | 0 | 0 | 0 | 0 | 0 | 0 | 0
NJ Non-HEDD CC Ngas Units - Nox Rate Annual v5.12, Unit 2973 and retrofits | 786 | 5789 | Rate Constraint in lbs/MWh | FALSE | L | Annual | Allowances Banked | Thousand Tons | 0 | 0 | 0 | 0 | 0 | 0 | 0
NJ Non-HEDD CC Ngas Units - Nox Rate Annual v5.12, Unit 2973 and retrofits | 786 | 5789 | Rate Constraint in lbs/MWh | FALSE | L | Annual | Allowances Withdrawn (1:1) | Thousand Tons | 0 | 0 | 0 | 0 | 0 | 0 | 0
NJ Non-HEDD CC Ngas Units - Nox Rate Annual v5.12, Unit 2973 and retrofits | 786 | 5789 | Rate Constraint in lbs/MWh | FALSE | L | Annual | Allowances Withdrawn (n:1) | Thousand Tons | 0 | 0 | 0 | 0 | 0 | 0 | 0
NJ Non-HEDD CC Ngas Units - Nox Rate Annual v5.12, Unit 2973 and retrofits | 786 | 5789 | Rate Constraint in lbs/MWh | FALSE | L | Annual | Net Emissions Allowance Position | Thousand Tons | 0.0052727 | 0.0052727 | 0.0052727 | 0.0052727 | 0.0052727 | 0.014594 | 0.014594
NJ Non-HEDD CC Ngas Units - Nox Rate Annual v5.12, Unit 2973 and retrofits | 786 | 5789 | Rate Constraint in lbs/MWh | FALSE | L | Annual | Fuel Consumed | TBtu | 0.39167 | 0.39167 | 0.39167 | 0.39167 | 0.39167 | 1.0841 | 1.0841
NJ Non-HEDD CC Ngas Units - Nox Rate Annual v5.12, Unit 2973 and retrofits | 786 | 5789 | Rate Constraint in lbs/MWh | FALSE | L | Annual | Rate | lb/MMBtu | 0.026924 | 0.026924 | 0.026924 | 0.026924 | 0.026924 | 0.026924 | 0.026924
NJ Non-HEDD CC Ngas Units - Nox Rate Annual v5.12, Unit 2973 and retrofits | 786 | 5789 | Rate Constraint in lbs/MWh | FALSE | L | Annual | Generation | TWh | 0.043041 | 0.043041 | 0.043041 | 0.043041 | 0.043041 | 0.11913 | 0.11913
NJ Non-HEDD CC Ngas Units - Nox Rate Annual v5.12, Unit 2973 and retrofits | 786 | 5789 | Rate Constraint in lbs/MWh | FALSE | L | Annual | Qualifying Generation | TWh | 0.043041 | 0.043041 | 0.043041 | 0.043041 | 0.043041 | 0.11913 | 0.11913
NJ Non-HEDD CC Ngas Units - Nox Rate Annual v5.12, Unit 2973 and retrofits | 786 | 5789 | Rate Constraint in lbs/MWh | FALSE | L | Annual | Constraint Shadow Price | US2011$/Ton | 0 | 0 | 0 | 0 | 0 | 0 | 0
NJ Non-HEDD CC Ngas Units - Nox Rate Annual v5.12, Unit 2974 and retrofits | 787 | 5789 | Rate Constraint in lbs/MWh | FALSE | L | Annual | Seasons Included | Seasons | Winter, Summer | Winter, Summer | Winter, Summer | Winter, Summer | Winter, Summer | Winter, Summer | Winter, Summer
NJ Non-HEDD CC Ngas Units - Nox Rate Annual v5.12, Unit 2974 and retrofits | 787 | 5789 | Rate Constraint in lbs/MWh | FALSE | L | Annual | Standard NOX | lb/MWh | 1.3 | 1.3 | 1.3 | 1.3 | 1.3 | 1.3 | 1.3
NJ Non-HEDD CC Ngas Units - Nox Rate Annual v5.12, Unit 2974 and retrofits | 787 | 5789 | Rate Constraint in lbs/MWh | FALSE | L | Annual | Emissions at Affected Plants NOX | Thousand Tons | 0.0052537 | 0.0052537 | 0.0052537 | 0.0052537 | 0.0052537 | 0.0052537 | 0.0052537
NJ Non-HEDD CC Ngas Units - Nox Rate Annual v5.12, Unit 2974 and retrofits | 787 | 5789 | Rate Constraint in lbs/MWh | FALSE | L | Annual | Allowances Purchased NOX | Thousand Tons | 0 | 0 | 0 | 0 | 0 | 0 | 0
NJ Non-HEDD CC Ngas Units - Nox Rate Annual v5.12, Unit 2974 and retrofits | 787 | 5789 | Rate Constraint in lbs/MWh | FALSE | L | Annual | Allowances Sold NOX | Thousand Tons | 0 | 0 | 0 | 0 | 0 | 0 | 0
NJ Non-HEDD CC Ngas Units - Nox Rate Annual v5.12, Unit 2974 and retrofits | 787 | 5789 | Rate Constraint in lbs/MWh | FALSE | L | Annual | Allowances Banked | Thousand Tons | 0 | 0 | 0 | 0 | 0 | 0 | 0
NJ Non-HEDD CC Ngas Units - Nox Rate Annual v5.12, Unit 2974 and retrofits | 787 | 5789 | Rate Constraint in lbs/MWh | FALSE | L | Annual | Allowances Withdrawn (1:1) | Thousand Tons | 0 | 0 | 0 | 0 | 0 | 0 | 0
NJ Non-HEDD CC Ngas Units - Nox Rate Annual v5.12, Unit 2974 and retrofits | 787 | 5789 | Rate Constraint in lbs/MWh | FALSE | L | Annual | Allowances Withdrawn (n:1) | Thousand Tons | 0 | 0 | 0 | 0 | 0 | 0 | 0
NJ Non-HEDD CC Ngas Units - Nox Rate Annual v5.12, Unit 2974 and retrofits | 787 | 5789 | Rate Constraint in lbs/MWh | FALSE | L | Annual | Net Emissions Allowance Position | Thousand Tons | 0.0052537 | 0.0052537 | 0.0052537 | 0.0052537 | 0.0052537 | 0.0052537 | 0.0052537
NJ Non-HEDD CC Ngas Units - Nox Rate Annual v5.12, Unit 2974 and retrofits | 787 | 5789 | Rate Constraint in lbs/MWh | FALSE | L | Annual | Fuel Consumed | TBtu | 0.091349 | 0.091349 | 0.091349 | 0.091349 | 0.091349 | 0.091349 | 0.091349
NJ Non-HEDD CC Ngas Units - Nox Rate Annual v5.12, Unit 2974 and retrofits | 787 | 5789 | Rate Constraint in lbs/MWh | FALSE | L | Annual | Rate | lb/MMBtu | 0.11502 | 0.11502 | 0.11502 | 0.11502 | 0.11502 | 0.11502 | 0.11502
NJ Non-HEDD CC Ngas Units - Nox Rate Annual v5.12, Unit 2974 and retrofits | 787 | 5789 | Rate Constraint in lbs/MWh | FALSE | L | Annual | Generation | TWh | 0.0080826 | 0.0080826 | 0.0080826 | 0.0080826 | 0.0080826 | 0.0080826 | 0.0080826
NJ Non-HEDD CC Ngas Units - Nox Rate Annual v5.12, Unit 2974 and retrofits | 787 | 5789 | Rate Constraint in lbs/MWh | FALSE | L | Annual | Qualifying Generation | TWh | 0.0080826 | 0.0080826 | 0.0080826 | 0.0080826 | 0.0080826 | 0.0080826 | 0.0080826
NJ Non-HEDD CC Ngas Units - Nox Rate Annual v5.12, Unit 2974 and retrofits | 787 | 5789 | Rate Constraint in lbs/MWh | FALSE | L | Annual | Constraint Shadow Price | US2011$/Ton | 0 | 0 | 0 | 0 | 0 | 0 | 0
NJ Non-HEDD CC Ngas Units - Nox Rate Annual v5.12, Unit 2975 and retrofits | 788 | 5789 | Rate Constraint in lbs/MWh | FALSE | L | Annual | Seasons Included | Seasons | Winter, Summer | Winter, Summer | Winter, Summer | Winter, Summer | Winter, Summer | Winter, Summer | Winter, Summer
NJ Non-HEDD CC Ngas Units - Nox Rate Annual v5.12, Unit 2975 and retrofits | 788 | 5789 | Rate Constraint in lbs/MWh | FALSE | L | Annual | Standard NOX | lb/MWh | 1.3 | 1.3 | 1.3 | 1.3 | 1.3 | 1.3 | 1.3
NJ Non-HEDD CC Ngas Units - Nox Rate Annual v5.12, Unit 2975 and retrofits | 788 | 5789 | Rate Constraint in lbs/MWh | FALSE | L | Annual | Emissions at Affected Plants NOX | Thousand Tons | 0.0052537 | 0.0052537 | 0.0052537 | 0.0052537 | 0.0052537 | 0.0052537 | 0.0052537
NJ Non-HEDD CC Ngas Units - Nox Rate Annual v5.12, Unit 2975 and retrofits | 788 | 5789 | Rate Constraint in lbs/MWh | FALSE | L | Annual | Allowances Purchased NOX | Thousand Tons | 0 | 0 | 0 | 0 | 0 | 0 | 0
NJ Non-HEDD CC Ngas Units - Nox Rate Annual v5.12, Unit 2975 and retrofits | 788 | 5789 | Rate Constraint in lbs/MWh | FALSE | L | Annual | Allowances Sold NOX | Thousand Tons | 0 | 0 | 0 | 0 | 0 | 0 | 0
NJ Non-HEDD CC Ngas Units - Nox Rate Annual v5.12, Unit 2975 and retrofits | 788 | 5789 | Rate Constraint in lbs/MWh | FALSE | L | Annual | Allowances Banked | Thousand Tons | 0 | 0 | 0 | 0 | 0 | 0 | 0
NJ Non-HEDD CC Ngas Units - Nox Rate Annual v5.12, Unit 2975 and retrofits | 788 | 5789 | Rate Constraint in lbs/MWh | FALSE | L | Annual | Allowances Withdrawn (1:1) | Thousand Tons | 0 | 0 | 0 | 0 | 0 | 0 | 0
NJ Non-HEDD CC Ngas Units - Nox Rate Annual v5.12, Unit 2975 and retrofits | 788 | 5789 | Rate Constraint in lbs/MWh | FALSE | L | Annual | Allowances Withdrawn (n:1) | Thousand Tons | 0 | 0 | 0 | 0 | 0 | 0 | 0
NJ Non-HEDD CC Ngas Units - Nox Rate Annual v5.12, Unit 2975 and retrofits | 788 | 5789 | Rate Constraint in lbs/MWh | FALSE | L | Annual | Net Emissions Allowance Position | Thousand Tons | 0.0052537 | 0.0052537 | 0.0052537 | 0.0052537 | 0.0052537 | 0.0052537 | 0.0052537
NJ Non-HEDD CC Ngas Units - Nox Rate Annual v5.12, Unit 2975 and retrofits | 788 | 5789 | Rate Constraint in lbs/MWh | FALSE | L | Annual | Fuel Consumed | TBtu | 0.091349 | 0.091349 | 0.091349 | 0.091349 | 0.091349 | 0.091349 | 0.091349
NJ Non-HEDD CC Ngas Units - Nox Rate Annual v5.12, Unit 2975 and retrofits | 788 | 5789 | Rate Constraint in lbs/MWh | FALSE | L | Annual | Rate | lb/MMBtu | 0.11502 | 0.11502 | 0.11502 | 0.11502 | 0.11502 | 0.11502 | 0.11502
NJ Non-HEDD CC Ngas Units - Nox Rate Annual v5.12, Unit 2975 and retrofits | 788 | 5789 | Rate Constraint in lbs/MWh | FALSE | L | Annual | Generation | TWh | 0.0080826 | 0.0080826 | 0.0080826 | 0.0080826 | 0.0080826 | 0.0080826 | 0.0080826
NJ Non-HEDD CC Ngas Units - Nox Rate Annual v5.12, Unit 2975 and retrofits | 788 | 5789 | Rate Constraint in lbs/MWh | FALSE | L | Annual | Qualifying Generation | TWh | 0.0080826 | 0.0080826 | 0.0080826 | 0.0080826 | 0.0080826 | 0.0080826 | 0.0080826
NJ Non-HEDD CC Ngas Units - Nox Rate Annual v5.12, Unit 2975 and retrofits | 788 | 5789 | Rate Constraint in lbs/MWh | FALSE | L | Annual | Constraint Shadow Price | US2011$/Ton | 0 | 0 | 0 | 0 | 0 | 0 | 0
NJ Non-HEDD CC Ngas Units - Nox Rate Annual v5.12, Unit 2976 and retrofits | 789 | 5789 | Rate Constraint in lbs/MWh | FALSE | L | Annual | Seasons Included | Seasons | Winter, Summer | Winter, Summer | Winter, Summer | Winter, Summer | Winter, Summer | Winter, Summer | Winter, Summer
NJ Non-HEDD CC Ngas Units - Nox Rate Annual v5.12, Unit 2976 and retrofits | 789 | 5789 | Rate Constraint in lbs/MWh | FALSE | L | Annual | Standard NOX | lb/MWh | 1.3 | 1.3 | 1.3 | 1.3 | 1.3 | 1.3 | 1.3
NJ Non-HEDD CC Ngas Units - Nox Rate Annual v5.12, Unit 2976 and retrofits | 789 | 5789 | Rate Constraint in lbs/MWh | FALSE | L | Annual | Emissions at Affected Plants NOX | Thousand Tons | 0.0096496 | 0.0096496 | 0.0096496 | 0.0096496 | 0.0096496 | 0.0096496 | 0.0096496
NJ Non-HEDD CC Ngas Units - Nox Rate Annual v5.12, Unit 2976 and retrofits | 789 | 5789 | Rate Constraint in lbs/MWh | FALSE | L | Annual | Allowances Purchased NOX | Thousand Tons | 0 | 0 | 0 | 0 | 0 | 0 | 0
NJ Non-HEDD CC Ngas Units - Nox Rate Annual v5.12, Unit 2976 and retrofits | 789 | 5789 | Rate Constraint in lbs/MWh | FALSE | L | Annual | Allowances Sold NOX | Thousand Tons | 0 | 0 | 0 | 0 | 0 | 0 | 0
NJ Non-HEDD CC Ngas Units - Nox Rate Annual v5.12, Unit 2976 and retrofits | 789 | 5789 | Rate Constraint in lbs/MWh | FALSE | L | Annual | Allowances Banked | Thousand Tons | 0 | 0 | 0 | 0 | 0 | 0 | 0
NJ Non-HEDD CC Ngas Units - Nox Rate Annual v5.12, Unit 2976 and retrofits | 789 | 5789 | Rate Constraint in lbs/MWh | FALSE | L | Annual | Allowances Withdrawn (1:1) | Thousand Tons | 0 | 0 | 0 | 0 | 0 | 0 | 0
NJ Non-HEDD CC Ngas Units - Nox Rate Annual v5.12, Unit 2976 and retrofits | 789 | 5789 | Rate Constraint in lbs/MWh | FALSE | L | Annual | Allowances Withdrawn (n:1) | Thousand Tons | 0 | 0 | 0 | 0 | 0 | 0 | 0
NJ Non-HEDD CC Ngas Units - Nox Rate Annual v5.12, Unit 2976 and retrofits | 789 | 5789 | Rate Constraint in lbs/MWh | FALSE | L | Annual | Net Emissions Allowance Position | Thousand Tons | 0.0096496 | 0.0096496 | 0.0096496 | 0.0096496 | 0.0096496 | 0.0096496 | 0.0096496
NJ Non-HEDD CC Ngas Units - Nox Rate Annual v5.12, Unit 2976 and retrofits | 789 | 5789 | Rate Constraint in lbs/MWh | FALSE | L | Annual | Fuel Consumed | TBtu | 0.16778 | 0.16778 | 0.16778 | 0.16778 | 0.16778 | 0.16778 | 0.16778
NJ Non-HEDD CC Ngas Units - Nox Rate Annual v5.12, Unit 2976 and retrofits | 789 | 5789 | Rate Constraint in lbs/MWh | FALSE | L | Annual | Rate | lb/MMBtu | 0.11502 | 0.11502 | 0.11502 | 0.11502 | 0.11502 | 0.11502 | 0.11502
NJ Non-HEDD CC Ngas Units - Nox Rate Annual v5.12, Unit 2976 and retrofits | 789 | 5789 | Rate Constraint in lbs/MWh | FALSE | L | Annual | Generation | TWh | 0.014846 | 0.014846 | 0.014846 | 0.014846 | 0.014846 | 0.014846 | 0.014846
NJ Non-HEDD CC Ngas Units - Nox Rate Annual v5.12, Unit 2976 and retrofits | 789 | 5789 | Rate Constraint in lbs/MWh | FALSE | L | Annual | Qualifying Generation | TWh | 0.014846 | 0.014846 | 0.014846 | 0.014846 | 0.014846 | 0.014846 | 0.014846
NJ Non-HEDD CC Ngas Units - Nox Rate Annual v5.12, Unit 2976 and retrofits | 789 | 5789 | Rate Constraint in lbs/MWh | FALSE | L | Annual | Constraint Shadow Price | US2011$/Ton | 0 | 0 | 0 | 0 | 0 | 0 | 0
NJ Non-HEDD CC Ngas Units - Nox Rate Annual v5.12, Unit 2977 and retrofits | 790 | 5789 | Rate Constraint in lbs/MWh | FALSE | L | Annual | Seasons Included | Seasons | Winter, Summer | Winter, Summer | Winter, Summer | Winter, Summer | Winter, Summer | Winter, Summer | Winter, Summer
NJ Non-HEDD CC Ngas Units - Nox Rate Annual v5.12, Unit 2977 and retrofits | 790 | 5789 | Rate Constraint in lbs/MWh | FALSE | L | Annual | Standard NOX | lb/MWh | 1.3 | 1.3 | 1.3 | 1.3 | 1.3 | 1.3 | 1.3
NJ Non-HEDD CC Ngas Units - Nox Rate Annual v5.12, Unit 2977 and retrofits | 790 | 5789 | Rate Constraint in lbs/MWh | FALSE | L | Annual | Emissions at Affected Plants NOX | Thousand Tons | 0.0052537 | 0.0052537 | 0.0052537 | 0.0052537 | 0.0052537 | 0.0052537 | 0.0052537
NJ Non-HEDD CC Ngas Units - Nox Rate Annual v5.12, Unit 2977 and retrofits | 790 | 5789 | Rate Constraint in lbs/MWh | FALSE | L | Annual | Allowances Purchased NOX | Thousand Tons | 0 | 0 | 0 | 0 | 0 | 0 | 0
NJ Non-HEDD CC Ngas Units - Nox Rate Annual v5.12, Unit 2977 and retrofits | 790 | 5789 | Rate Constraint in lbs/MWh | FALSE | L | Annual | Allowances Sold NOX | Thousand Tons | 0 | 0 | 0 | 0 | 0 | 0 | 0
NJ Non-HEDD CC Ngas Units - Nox Rate Annual v5.12, Unit 2977 and retrofits | 790 | 5789 | Rate Constraint in lbs/MWh | FALSE | L | Annual | Allowances Banked | Thousand Tons | 0 | 0 | 0 | 0 | 0 | 0 | 0
NJ Non-HEDD CC Ngas Units - Nox Rate Annual v5.12, Unit 2977 and retrofits | 790 | 5789 | Rate Constraint in lbs/MWh | FALSE | L | Annual | Allowances Withdrawn (1:1) | Thousand Tons | 0 | 0 | 0 | 0 | 0 | 0 | 0
NJ Non-HEDD CC Ngas Units - Nox Rate Annual v5.12, Unit 2977 and retrofits | 790 | 5789 | Rate Constraint in lbs/MWh | FALSE | L | Annual | Allowances Withdrawn (n:1) | Thousand Tons | 0 | 0 | 0 | 0 | 0 | 0 | 0
NJ Non-HEDD CC Ngas Units - Nox Rate Annual v5.12, Unit 2977 and retrofits | 790 | 5789 | Rate Constraint in lbs/MWh | FALSE | L | Annual | Net Emissions Allowance Position | Thousand Tons | 0.0052537 | 0.0052537 | 0.0052537 | 0.0052537 | 0.0052537 | 0.0052537 | 0.0052537
NJ Non-HEDD CC Ngas Units - Nox Rate Annual v5.12, Unit 2977 and retrofits | 790 | 5789 | Rate Constraint in lbs/MWh | FALSE | L | Annual | Fuel Consumed | TBtu | 0.091349 | 0.091349 | 0.091349 | 0.091349 | 0.091349 | 0.091349 | 0.091349
NJ Non-HEDD CC Ngas Units - Nox Rate Annual v5.12, Unit 2977 and retrofits | 790 | 5789 | Rate Constraint in lbs/MWh | FALSE | L | Annual | Rate | lb/MMBtu | 0.11502 | 0.11502 | 0.11502 | 0.11502 | 0.11502 | 0.11502 | 0.11502
NJ Non-HEDD CC Ngas Units - Nox Rate Annual v5.12, Unit 2977 and retrofits | 790 | 5789 | Rate Constraint in lbs/MWh | FALSE | L | Annual | Generation | TWh | 0.0080826 | 0.0080826 | 0.0080826 | 0.0080826 | 0.0080826 | 0.0080826 | 0.0080826
NJ Non-HEDD CC Ngas Units - Nox Rate Annual v5.12, Unit 2977 and retrofits | 790 | 5789 | Rate Constraint in lbs/MWh | FALSE | L | Annual | Qualifying Generation | TWh | 0.0080826 | 0.0080826 | 0.0080826 | 0.0080826 | 0.0080826 | 0.0080826 | 0.0080826
NJ Non-HEDD CC Ngas Units - Nox Rate Annual v5.12, Unit 2977 and retrofits | 790 | 5789 | Rate Constraint in lbs/MWh | FALSE | L | Annual | Constraint Shadow Price | US2011$/Ton | 0 | 0 | 0 | 0 | 0 | 0 | 0
NJ Non-HEDD CC Ngas Units - Nox Rate Annual v5.12, Unit 2978 and retrofits | 791 | 5789 | Rate Constraint in lbs/MWh | FALSE | L | Annual | Seasons Included | Seasons | Winter, Summer | Winter, Summer | Winter, Summer | Winter, Summer | Winter, Summer | Winter, Summer | Winter, Summer
NJ Non-HEDD CC Ngas Units - Nox Rate Annual v5.12, Unit 2978 and retrofits | 791 | 5789 | Rate Constraint in lbs/MWh | FALSE | L | Annual | Standard NOX | lb/MWh | 1.3 | 1.3 | 1.3 | 1.3 | 1.3 | 1.3 | 1.3
NJ Non-HEDD CC Ngas Units - Nox Rate Annual v5.12, Unit 2978 and retrofits | 791 | 5789 | Rate Constraint in lbs/MWh | FALSE | L | Annual | Emissions at Affected Plants NOX | Thousand Tons | 0.0054681 | 0.0054681 | 0.0054681 | 0.0054681 | 0.0054681 | 0.0054681 | 0.0054681
NJ Non-HEDD CC Ngas Units - Nox Rate Annual v5.12, Unit 2978 and retrofits | 791 | 5789 | Rate Constraint in lbs/MWh | FALSE | L | Annual | Allowances Purchased NOX | Thousand Tons | 0 | 0 | 0 | 0 | 0 | 0 | 0
NJ Non-HEDD CC Ngas Units - Nox Rate Annual v5.12, Unit 2978 and retrofits | 791 | 5789 | Rate Constraint in lbs/MWh | FALSE | L | Annual | Allowances Sold NOX | Thousand Tons | 0 | 0 | 0 | 0 | 0 | 0 | 0
NJ Non-HEDD CC Ngas Units - Nox Rate Annual v5.12, Unit 2978 and retrofits | 791 | 5789 | Rate Constraint in lbs/MWh | FALSE | L | Annual | Allowances Banked | Thousand Tons | 0 | 0 | 0 | 0 | 0 | 0 | 0
NJ Non-HEDD CC Ngas Units - Nox Rate Annual v5.12, Unit 2978 and retrofits | 791 | 5789 | Rate Constraint in lbs/MWh | FALSE | L | Annual | Allowances Withdrawn (1:1) | Thousand Tons | 0 | 0 | 0 | 0 | 0 | 0 | 0
NJ Non-HEDD CC Ngas Units - Nox Rate Annual v5.12, Unit 2978 and retrofits | 791 | 5789 | Rate Constraint in lbs/MWh | FALSE | L | Annual | Allowances Withdrawn (n:1) | Thousand Tons | 0 | 0 | 0 | 0 | 0 | 0 | 0
NJ Non-HEDD CC Ngas Units - Nox Rate Annual v5.12, Unit 2978 and retrofits | 791 | 5789 | Rate Constraint in lbs/MWh | FALSE | L | Annual | Net Emissions Allowance Position | Thousand Tons | 0.0054681 | 0.0054681 | 0.0054681 | 0.0054681 | 0.0054681 | 0.0054681 | 0.0054681
NJ Non-HEDD CC Ngas Units - Nox Rate Annual v5.12, Unit 2978 and retrofits | 791 | 5789 | Rate Constraint in lbs/MWh | FALSE | L | Annual | Fuel Consumed | TBtu | 0.095078 | 0.095078 | 0.095078 | 0.095078 | 0.095078 | 0.095078 | 0.095078
NJ Non-HEDD CC Ngas Units - Nox Rate Annual v5.12, Unit 2978 and retrofits | 791 | 5789 | Rate Constraint in lbs/MWh | FALSE | L | Annual | Rate | lb/MMBtu | 0.11502 | 0.11502 | 0.11502 | 0.11502 | 0.11502 | 0.11502 | 0.11502
NJ Non-HEDD CC Ngas Units - Nox Rate Annual v5.12, Unit 2978 and retrofits | 791 | 5789 | Rate Constraint in lbs/MWh | FALSE | L | Annual | Generation | TWh | 0.0084125 | 0.0084125 | 0.0084125 | 0.0084125 | 0.0084125 | 0.0084125 | 0.0084125
NJ Non-HEDD CC Ngas Units - Nox Rate Annual v5.12, Unit 2978 and retrofits | 791 | 5789 | Rate Constraint in lbs/MWh | FALSE | L | Annual | Qualifying Generation | TWh | 0.0084125 | 0.0084125 | 0.0084125 | 0.0084125 | 0.0084125 | 0.0084125 | 0.0084125
NJ Non-HEDD CC Ngas Units - Nox Rate Annual v5.12, Unit 2978 and retrofits | 791 | 5789 | Rate Constraint in lbs/MWh | FALSE | L | Annual | Constraint Shadow Price | US2011$/Ton | 0 | 0 | 0 | 0 | 0 | 0 | 0
NJ Non-HEDD CC Ngas Units - Nox Rate Annual v5.12, Unit 2979 and retrofits | 792 | 5789 | Rate Constraint in lbs/MWh | FALSE | L | Annual | Seasons Included | Seasons | Winter, Summer | Winter, Summer | Winter, Summer | Winter, Summer | Winter, Summer | Winter, Summer | Winter, Summer
NJ Non-HEDD CC Ngas Units - Nox Rate Annual v5.12, Unit 2979 and retrofits | 792 | 5789 | Rate Constraint in lbs/MWh | FALSE | L | Annual | Standard NOX | lb/MWh | 1.3 | 1.3 | 1.3 | 1.3 | 1.3 | 1.3 | 1.3
NJ Non-HEDD CC Ngas Units - Nox Rate Annual v5.12, Unit 2979 and retrofits | 792 | 5789 | Rate Constraint in lbs/MWh | FALSE | L | Annual | Emissions at Affected Plants NOX | Thousand Tons | 0.004525 | 0.004525 | 0.004525 | 0.004525 | 0.004525 | 0.012524 | 0.012524
NJ Non-HEDD CC Ngas Units - Nox Rate Annual v5.12, Unit 2979 and retrofits | 792 | 5789 | Rate Constraint in lbs/MWh | FALSE | L | Annual | Allowances Purchased NOX | Thousand Tons | 0 | 0 | 0 | 0 | 0 | 0 | 0
NJ Non-HEDD CC Ngas Units - Nox Rate Annual v5.12, Unit 2979 and retrofits | 792 | 5789 | Rate Constraint in lbs/MWh | FALSE | L | Annual | Allowances Sold NOX | Thousand Tons | 0 | 0 | 0 | 0 | 0 | 0 | 0
NJ Non-HEDD CC Ngas Units - Nox Rate Annual v5.12, Unit 2979 and retrofits | 792 | 5789 | Rate Constraint in lbs/MWh | FALSE | L | Annual | Allowances Banked | Thousand Tons | 0 | 0 | 0 | 0 | 0 | 0 | 0
NJ Non-HEDD CC Ngas Units - Nox Rate Annual v5.12, Unit 2979 and retrofits | 792 | 5789 | Rate Constraint in lbs/MWh | FALSE | L | Annual | Allowances Withdrawn (1:1) | Thousand Tons | 0 | 0 | 0 | 0 | 0 | 0 | 0
NJ Non-HEDD CC Ngas Units - Nox Rate Annual v5.12, Unit 2979 and retrofits | 792 | 5789 | Rate Constraint in lbs/MWh | FALSE | L | Annual | Allowances Withdrawn (n:1) | Thousand Tons | 0 | 0 | 0 | 0 | 0 | 0 | 0
NJ Non-HEDD CC Ngas Units - Nox Rate Annual v5.12, Unit 2979 and retrofits | 792 | 5789 | Rate Constraint in lbs/MWh | FALSE | L | Annual | Net Emissions Allowance Position | Thousand Tons | 0.004525 | 0.004525 | 0.004525 | 0.004525 | 0.004525 | 0.012524 | 0.012524
NJ Non-HEDD CC Ngas Units - Nox Rate Annual v5.12, Unit 2979 and retrofits | 792 | 5789 | Rate Constraint in lbs/MWh | FALSE | L | Annual | Fuel Consumed | TBtu | 0.24361 | 0.24361 | 0.24361 | 0.24361 | 0.24361 | 0.67425 | 0.67425
NJ Non-HEDD CC Ngas Units - Nox Rate Annual v5.12, Unit 2979 and retrofits | 792 | 5789 | Rate Constraint in lbs/MWh | FALSE | L | Annual | Rate | lb/MMBtu | 0.03715 | 0.03715 | 0.03715 | 0.03715 | 0.03715 | 0.03715 | 0.03715
NJ Non-HEDD CC Ngas Units - Nox Rate Annual v5.12, Unit 2979 and retrofits | 792 | 5789 | Rate Constraint in lbs/MWh | FALSE | L | Annual | Generation | TWh | 0.0269 | 0.0269 | 0.0269 | 0.0269 | 0.0269 | 0.074453 | 0.074453
NJ Non-HEDD CC Ngas Units - Nox Rate Annual v5.12, Unit 2979 and retrofits | 792 | 5789 | Rate Constraint in lbs/MWh | FALSE | L | Annual | Qualifying Generation | TWh | 0.0269 | 0.0269 | 0.0269 | 0.0269 | 0.0269 | 0.074453 | 0.074453
NJ Non-HEDD CC Ngas Units - Nox Rate Annual v5.12, Unit 2979 and retrofits | 792 | 5789 | Rate Constraint in lbs/MWh | FALSE | L | Annual | Constraint Shadow Price | US2011$/Ton | 0 | 0 | 0 | 0 | 0 | 0 | 0
NJ Non-HEDD CC Ngas Units - Nox Rate Annual v5.12, Unit 2980 and retrofits | 793 | 5789 | Rate Constraint in lbs/MWh | FALSE | L | Annual | Seasons Included | Seasons | Winter, Summer | Winter, Summer | Winter, Summer | Winter, Summer | Winter, Summer | Winter, Summer | Winter, Summer
NJ Non-HEDD CC Ngas Units - Nox Rate Annual v5.12, Unit 2980 and retrofits | 793 | 5789 | Rate Constraint in lbs/MWh | FALSE | L | Annual | Standard NOX | lb/MWh | 1.3 | 1.3 | 1.3 | 1.3 | 1.3 | 1.3 | 1.3
NJ Non-HEDD CC Ngas Units - Nox Rate Annual v5.12, Unit 2980 and retrofits | 793 | 5789 | Rate Constraint in lbs/MWh | FALSE | L | Annual | Emissions at Affected Plants NOX | Thousand Tons | 0.0031485 | 0.00096534 | 0.0029013 | 0.0031485 | 0.0029013 | 0.00096534 | 0.00096534
NJ Non-HEDD CC Ngas Units - Nox Rate Annual v5.12, Unit 2980 and retrofits | 793 | 5789 | Rate Constraint in lbs/MWh | FALSE | L | Annual | Allowances Purchased NOX | Thousand Tons | 0 | 0 | 0 | 0 | 0 | 0 | 0
NJ Non-HEDD CC Ngas Units - Nox Rate Annual v5.12, Unit 2980 and retrofits | 793 | 5789 | Rate Constraint in lbs/MWh | FALSE | L | Annual | Allowances Sold NOX | Thousand Tons | 0 | 0 | 0 | 0 | 0 | 0 | 0
NJ Non-HEDD CC Ngas Units - Nox Rate Annual v5.12, Unit 2980 and retrofits | 793 | 5789 | Rate Constraint in lbs/MWh | FALSE | L | Annual | Allowances Banked | Thousand Tons | 0 | 0 | 0 | 0 | 0 | 0 | 0
NJ Non-HEDD CC Ngas Units - Nox Rate Annual v5.12, Unit 2980 and retrofits | 793 | 5789 | Rate Constraint in lbs/MWh | FALSE | L | Annual | Allowances Withdrawn (1:1) | Thousand Tons | 0 | 0 | 0 | 0 | 0 | 0 | 0
NJ Non-HEDD CC Ngas Units - Nox Rate Annual v5.12, Unit 2980 and retrofits | 793 | 5789 | Rate Constraint in lbs/MWh | FALSE | L | Annual | Allowances Withdrawn (n:1) | Thousand Tons | 0 | 0 | 0 | 0 | 0 | 0 | 0
NJ Non-HEDD CC Ngas Units - Nox Rate Annual v5.12, Unit 2980 and retrofits | 793 | 5789 | Rate Constraint in lbs/MWh | FALSE | L | Annual | Net Emissions Allowance Position | Thousand Tons | 0.0031485 | 0.00096534 | 0.0029013 | 0.0031485 | 0.0029013 | 0.00096534 | 0.00096534
NJ Non-HEDD CC Ngas Units - Nox Rate Annual v5.12, Unit 2980 and retrofits | 793 | 5789 | Rate Constraint in lbs/MWh | FALSE | L | Annual | Fuel Consumed | TBtu | 0.12041 | 0.036917 | 0.11095 | 0.12041 | 0.11095 | 0.036917 | 0.036917
NJ Non-HEDD CC Ngas Units - Nox Rate Annual v5.12, Unit 2980 and retrofits | 793 | 5789 | Rate Constraint in lbs/MWh | FALSE | L | Annual | Rate | lb/MMBtu | 0.052298 | 0.052298 | 0.052298 | 0.052298 | 0.052298 | 0.052298 | 0.052298
NJ Non-HEDD CC Ngas Units - Nox Rate Annual v5.12, Unit 2980 and retrofits | 793 | 5789 | Rate Constraint in lbs/MWh | FALSE | L | Annual | Generation | TWh | 0.011836 | 0.0036289 | 0.010907 | 0.011836 | 0.010907 | 0.0036289 | 0.0036289
NJ Non-HEDD CC Ngas Units - Nox Rate Annual v5.12, Unit 2980 and retrofits | 793 | 5789 | Rate Constraint in lbs/MWh | FALSE | L | Annual | Qualifying Generation | TWh | 0.011836 | 0.0036289 | 0.010907 | 0.011836 | 0.010907 | 0.0036289 | 0.0036289
NJ Non-HEDD CC Ngas Units - Nox Rate Annual v5.12, Unit 2980 and retrofits | 793 | 5789 | Rate Constraint in lbs/MWh | FALSE | L | Annual | Constraint Shadow Price | US2011$/Ton | 0 | 0 | 0 | 0 | 0 | 0 | 0
NJ Non-HEDD CC Ngas Units - Nox Rate Annual v5.12, Unit 2981 and retrofits | 794 | 5789 | Rate Constraint in lbs/MWh | FALSE | L | Annual | Seasons Included | Seasons | Winter, Summer | Winter, Summer | Winter, Summer | Winter, Summer | Winter, Summer | Winter, Summer | Winter, Summer
NJ Non-HEDD CC Ngas Units - Nox Rate Annual v5.12, Unit 2981 and retrofits | 794 | 5789 | Rate Constraint in lbs/MWh | FALSE | L | Annual | Standard NOX | lb/MWh | 1.3 | 1.3 | 1.3 | 1.3 | 1.3 | 1.3 | 1.3
NJ Non-HEDD CC Ngas Units - Nox Rate Annual v5.12, Unit 2981 and retrofits | 794 | 5789 | Rate Constraint in lbs/MWh | FALSE | L | Annual | Emissions at Affected Plants NOX | Thousand Tons | 0.021769 | 0.0068743 | 0.019566 | 0.027264 | 0.027264 | 0.021769 | 0.021769
NJ Non-HEDD CC Ngas Units - Nox Rate Annual v5.12, Unit 2981 and retrofits | 794 | 5789 | Rate Constraint in lbs/MWh | FALSE | L | Annual | Allowances Purchased NOX | Thousand Tons | 0 | 0 | 0 | 0 | 0 | 0 | 0
NJ Non-HEDD CC Ngas Units - Nox Rate Annual v5.12, Unit 2981 and retrofits | 794 | 5789 | Rate Constraint in lbs/MWh | FALSE | L | Annual | Allowances Sold NOX | Thousand Tons | 0 | 0 | 0 | 0 | 0 | 0 | 0
NJ Non-HEDD CC Ngas Units - Nox Rate Annual v5.12, Unit 2981 and retrofits | 794 | 5789 | Rate Constraint in lbs/MWh | FALSE | L | Annual | Allowances Banked | Thousand Tons | 0 | 0 | 0 | 0 | 0 | 0 | 0
NJ Non-HEDD CC Ngas Units - Nox Rate Annual v5.12, Unit 2981 and retrofits | 794 | 5789 | Rate Constraint in lbs/MWh | FALSE | L | Annual | Allowances Withdrawn (1:1) | Thousand Tons | 0 | 0 | 0 | 0 | 0 | 0 | 0
NJ Non-HEDD CC Ngas Units - Nox Rate Annual v5.12, Unit 2981 and retrofits | 794 | 5789 | Rate Constraint in lbs/MWh | FALSE | L | Annual | Allowances Withdrawn (n:1) | Thousand Tons | 0 | 0 | 0 | 0 | 0 | 0 | 0
NJ Non-HEDD CC Ngas Units - Nox Rate Annual v5.12, Unit 2981 and retrofits | 794 | 5789 | Rate Constraint in lbs/MWh | FALSE | L | Annual | Net Emissions Allowance Position | Thousand Tons | 0.021769 | 0.0068743 | 0.019566 | 0.027264 | 0.027264 | 0.021769 | 0.021769
NJ Non-HEDD CC Ngas Units - Nox Rate Annual v5.12, Unit 2981 and retrofits | 794 | 5789 | Rate Constraint in lbs/MWh | FALSE | L | Annual | Fuel Consumed | TBtu | 1.0883 | 0.34366 | 0.97816 | 1.363 | 1.363 | 1.0883 | 1.0883
NJ Non-HEDD CC Ngas Units - Nox Rate Annual v5.12, Unit 2981 and retrofits | 794 | 5789 | Rate Constraint in lbs/MWh | FALSE | L | Annual | Rate | lb/MMBtu | 0.040006 | 0.040006 | 0.040006 | 0.040006 | 0.040006 | 0.040006 | 0.040006
NJ Non-HEDD CC Ngas Units - Nox Rate Annual v5.12, Unit 2981 and retrofits | 794 | 5789 | Rate Constraint in lbs/MWh | FALSE | L | Annual | Generation | TWh | 0.12778 | 0.04035 | 0.11485 | 0.16003 | 0.16003 | 0.12778 | 0.12778
NJ Non-HEDD CC Ngas Units - Nox Rate Annual v5.12, Unit 2981 and retrofits | 794 | 5789 | Rate Constraint in lbs/MWh | FALSE | L | Annual | Qualifying Generation | TWh | 0.12778 | 0.04035 | 0.11485 | 0.16003 | 0.16003 | 0.12778 | 0.12778
NJ Non-HEDD CC Ngas Units - Nox Rate Annual v5.12, Unit 2981 and retrofits | 794 | 5789 | Rate Constraint in lbs/MWh | FALSE | L | Annual | Constraint Shadow Price | US2011$/Ton | 0 | 0 | 0 | 0 | 0 | 0 | 0
NJ Non-HEDD CC Ngas Units - Nox Rate Annual v5.12, Unit 2982 and retrofits | 795 | 5789 | Rate Constraint in lbs/MWh | FALSE | L | Annual | Seasons Included | Seasons | Winter, Summer | Winter, Summer | Winter, Summer | Winter, Summer | Winter, Summer | Winter, Summer | Winter, Summer
NJ Non-HEDD CC Ngas Units - Nox Rate Annual v5.12, Unit 2982 and retrofits | 795 | 5789 | Rate Constraint in lbs/MWh | FALSE | L | Annual | Standard NOX | lb/MWh | 1.3 | 1.3 | 1.3 | 1.3 | 1.3 | 1.3 | 1.3
NJ Non-HEDD CC Ngas Units - Nox Rate Annual v5.12, Unit 2982 and retrofits | 795 | 5789 | Rate Constraint in lbs/MWh | FALSE | L | Annual | Emissions at Affected Plants NOX | Thousand Tons | 0.022202 | 0.0068743 | 0.019566 | 0.023057 | 0.027264 | 0.021769 | 0.021769
NJ Non-HEDD CC Ngas Units - Nox Rate Annual v5.12, Unit 2982 and retrofits | 795 | 5789 | Rate Constraint in lbs/MWh | FALSE | L | Annual | Allowances Purchased NOX | Thousand Tons | 0 | 0 | 0 | 0 | 0 | 0 | 0
NJ Non-HEDD CC Ngas Units - Nox Rate Annual v5.12, Unit 2982 and retrofits | 795 | 5789 | Rate Constraint in lbs/MWh | FALSE | L | Annual | Allowances Sold NOX | Thousand Tons | 0 | 0 | 0 | 0 | 0 | 0 | 0
NJ Non-HEDD CC Ngas Units - Nox Rate Annual v5.12, Unit 2982 and retrofits | 795 | 5789 | Rate Constraint in lbs/MWh | FALSE | L | Annual | Allowances Banked | Thousand Tons | 0 | 0 | 0 | 0 | 0 | 0 | 0
NJ Non-HEDD CC Ngas Units - Nox Rate Annual v5.12, Unit 2982 and retrofits | 795 | 5789 | Rate Constraint in lbs/MWh | FALSE | L | Annual | Allowances Withdrawn (1:1) | Thousand Tons | 0 | 0 | 0 | 0 | 0 | 0 | 0
NJ Non-HEDD CC Ngas Units - Nox Rate Annual v5.12, Unit 2982 and retrofits | 795 | 5789 | Rate Constraint in lbs/MWh | FALSE | L | Annual | Allowances Withdrawn (n:1) | Thousand Tons | 0 | 0 | 0 | 0 | 0 | 0 | 0
NJ Non-HEDD CC Ngas Units - Nox Rate Annual v5.12, Unit 2982 and retrofits | 795 | 5789 | Rate Constraint in lbs/MWh | FALSE | L | Annual | Net Emissions Allowance Position | Thousand Tons | 0.022202 | 0.0068743 | 0.019566 | 0.023057 | 0.027264 | 0.021769 | 0.021769
NJ Non-HEDD CC Ngas Units - Nox Rate Annual v5.12, Unit 2982 and retrofits | 795 | 5789 | Rate Constraint in lbs/MWh | FALSE | L | Annual | Fuel Consumed | TBtu | 1.1099 | 0.34366 | 0.97816 | 1.1527 | 1.363 | 1.0883 | 1.0883
NJ Non-HEDD CC Ngas Units - Nox Rate Annual v5.12, Unit 2982 and retrofits | 795 | 5789 | Rate Constraint in lbs/MWh | FALSE | L | Annual | Rate | lb/MMBtu | 0.040006 | 0.040006 | 0.040006 | 0.040006 | 0.040006 | 0.040006 | 0.040006
NJ Non-HEDD CC Ngas Units - Nox Rate Annual v5.12, Unit 2982 and retrofits | 795 | 5789 | Rate Constraint in lbs/MWh | FALSE | L | Annual | Generation | TWh | 0.13032 | 0.04035 | 0.11485 | 0.13534 | 0.16003 | 0.12778 | 0.12778
NJ Non-HEDD CC Ngas Units - Nox Rate Annual v5.12, Unit 2982 and retrofits | 795 | 5789 | Rate Constraint in lbs/MWh | FALSE | L | Annual | Qualifying Generation | TWh | 0.13032 | 0.04035 | 0.11485 | 0.13534 | 0.16003 | 0.12778 | 0.12778
NJ Non-HEDD CC Ngas Units - Nox Rate Annual v5.12, Unit 2982 and retrofits | 795 | 5789 | Rate Constraint in lbs/MWh | FALSE | L | Annual | Constraint Shadow Price | US2011$/Ton | 0 | 0 | 0 | 0 | 0 | 0 | 0
NJ Non-HEDD CC Ngas Units - Nox Rate Annual v5.12, Unit 2983 and retrofits | 796 | 5789 | Rate Constraint in lbs/MWh | FALSE | L | Annual | Seasons Included | Seasons | Winter, Summer | Winter, Summer | Winter, Summer | Winter, Summer | Winter, Summer | Winter, Summer | Winter, Summer
NJ Non-HEDD CC Ngas Units - Nox Rate Annual v5.12, Unit 2983 and retrofits | 796 | 5789 | Rate Constraint in lbs/MWh | FALSE | L | Annual | Standard NOX | lb/MWh | 1.3 | 1.3 | 1.3 | 1.3 | 1.3 | 1.3 | 1.3
NJ Non-HEDD CC Ngas Units - Nox Rate Annual v5.12, Unit 2983 and retrofits | 796 | 5789 | Rate Constraint in lbs/MWh | FALSE | L | Annual | Emissions at Affected Plants NOX | Thousand Tons | 0.011316 | 0.0090349 | 0.0090349 | 0.011316 | 0.011316 | 0.0090349 | 0.0090349
NJ Non-HEDD CC Ngas Units - Nox Rate Annual v5.12, Unit 2983 and retrofits | 796 | 5789 | Rate Constraint in lbs/MWh | FALSE | L | Annual | Allowances Purchased NOX | Thousand Tons | 0 | 0 | 0 | 0 | 0 | 0 | 0
NJ Non-HEDD CC Ngas Units - Nox Rate Annual v5.12, Unit 2983 and retrofits | 796 | 5789 | Rate Constraint in lbs/MWh | FALSE | L | Annual | Allowances Sold NOX | Thousand Tons | 0 | 0 | 0 | 0 | 0 | 0 | 0
NJ Non-HEDD CC Ngas Units - Nox Rate Annual v5.12, Unit 2983 and retrofits | 796 | 5789 | Rate Constraint in lbs/MWh | FALSE | L | Annual | Allowances Banked | Thousand Tons | 0 | 0 | 0 | 0 | 0 | 0 | 0
NJ Non-HEDD CC Ngas Units - Nox Rate Annual v5.12, Unit 2983 and retrofits | 796 | 5789 | Rate Constraint in lbs/MWh | FALSE | L | Annual | Allowances Withdrawn (1:1) | Thousand Tons | 0 | 0 | 0 | 0 | 0 | 0 | 0
NJ Non-HEDD CC Ngas Units - Nox Rate Annual v5.12, Unit 2983 and retrofits | 796 | 5789 | Rate Constraint in lbs/MWh | FALSE | L | Annual | Allowances Withdrawn (n:1) | Thousand Tons | 0 | 0 | 0 | 0 | 0 | 0 | 0
NJ Non-HEDD CC Ngas Units - Nox Rate Annual v5.12, Unit 2983 and retrofits | 796 | 5789 | Rate Constraint in lbs/MWh | FALSE | L | Annual | Net Emissions Allowance Position | Thousand Tons | 0.011316 | 0.0090349 | 0.0090349 | 0.011316 | 0.011316 | 0.0090349 | 0.0090349
NJ Non-HEDD CC Ngas Units - Nox Rate Annual v5.12, Unit 2983 and retrofits | 796 | 5789 | Rate Constraint in lbs/MWh | FALSE | L | Annual | Fuel Consumed | TBtu | 0.62044 | 0.49539 | 0.49539 | 0.62044 | 0.62044 | 0.49539 | 0.49539
NJ Non-HEDD CC Ngas Units - Nox Rate Annual v5.12, Unit 2983 and retrofits | 796 | 5789 | Rate Constraint in lbs/MWh | FALSE | L | Annual | Rate | lb/MMBtu | 0.036476 | 0.036476 | 0.036476 | 0.036476 | 0.036476 | 0.036476 | 0.036476
NJ Non-HEDD CC Ngas Units - Nox Rate Annual v5.12, Unit 2983 and retrofits | 796 | 5789 | Rate Constraint in lbs/MWh | FALSE | L | Annual | Generation | TWh | 0.07468 | 0.059628 | 0.059628 | 0.07468 | 0.07468 | 0.059628 | 0.059628
NJ Non-HEDD CC Ngas Units - Nox Rate Annual v5.12, Unit 2983 and retrofits | 796 | 5789 | Rate Constraint in lbs/MWh | FALSE | L | Annual | Qualifying Generation | TWh | 0.07468 | 0.059628 | 0.059628 | 0.07468 | 0.07468 | 0.059628 | 0.059628
NJ Non-HEDD CC Ngas Units - Nox Rate Annual v5.12, Unit 2983 and retrofits | 796 | 5789 | Rate Constraint in lbs/MWh | FALSE | L | Annual | Constraint Shadow Price | US2011$/Ton | 0 | 0 | 0 | 0 | 0 | 0 | 0
NJ Non-HEDD CC Ngas Units - Nox Rate Annual v5.12, Unit 2984 and retrofits | 797 | 5789 | Rate Constraint in lbs/MWh | FALSE | L | Annual | Seasons Included | Seasons | Winter, Summer | Winter, Summer | Winter, Summer | Winter, Summer | Winter, Summer | Winter, Summer | Winter, Summer
NJ Non-HEDD CC Ngas Units - Nox Rate Annual v5.12, Unit 2984 and retrofits | 797 | 5789 | Rate Constraint in lbs/MWh | FALSE | L | Annual | Standard NOX | lb/MWh | 1.3 | 1.3 | 1.3 | 1.3 | 1.3 | 1.3 | 1.3
NJ Non-HEDD CC Ngas Units - Nox Rate Annual v5.12, Unit 2984 and retrofits | 797 | 5789 | Rate Constraint in lbs/MWh | FALSE | L | Annual | Emissions at Affected Plants NOX | Thousand Tons | 0.0021386 | 0.00065571 | 0.00065571 | 0.0019707 | 0.0019707 | 0.00065571 | 0.00065571
NJ Non-HEDD CC Ngas Units - Nox Rate Annual v5.12, Unit 2984 and retrofits | 797 | 5789 | Rate Constraint in lbs/MWh | FALSE | L | Annual | Allowances Purchased NOX | Thousand Tons | 0 | 0 | 0 | 0 | 0 | 0 | 0
NJ Non-HEDD CC Ngas Units - Nox Rate Annual v5.12, Unit 2984 and retrofits | 797 | 5789 | Rate Constraint in lbs/MWh | FALSE | L | Annual | Allowances Sold NOX | Thousand Tons | 0 | 0 | 0 | 0 | 0 | 0 | 0
NJ Non-HEDD CC Ngas Units - Nox Rate Annual v5.12, Unit 2984 and retrofits | 797 | 5789 | Rate Constraint in lbs/MWh | FALSE | L | Annual | Allowances Banked | Thousand Tons | 0 | 0 | 0 | 0 | 0 | 0 | 0
NJ Non-HEDD CC Ngas Units - Nox Rate Annual v5.12, Unit 2984 and retrofits | 797 | 5789 | Rate Constraint in lbs/MWh | FALSE | L | Annual | Allowances Withdrawn (1:1) | Thousand Tons | 0 | 0 | 0 | 0 | 0 | 0 | 0
NJ Non-HEDD CC Ngas Units - Nox Rate Annual v5.12, Unit 2984 and retrofits | 797 | 5789 | Rate Constraint in lbs/MWh | FALSE | L | Annual | Allowances Withdrawn (n:1) | Thousand Tons | 0 | 0 | 0 | 0 | 0 | 0 | 0
NJ Non-HEDD CC Ngas Units - Nox Rate Annual v5.12, Unit 2984 and retrofits | 797 | 5789 | Rate Constraint in lbs/MWh | FALSE | L | Annual | Net Emissions Allowance Position | Thousand Tons | 0.0021386 | 0.00065571 | 0.00065571 | 0.0019707 | 0.0019707 | 0.00065571 | 0.00065571
NJ Non-HEDD CC Ngas Units - Nox Rate Annual v5.12, Unit 2984 and retrofits | 797 | 5789 | Rate Constraint in lbs/MWh | FALSE | L | Annual | Fuel Consumed | TBtu | 0.080794 | 0.024772 | 0.024772 | 0.07445 | 0.07445 | 0.024772 | 0.024772
NJ Non-HEDD CC Ngas Units - Nox Rate Annual v5.12, Unit 2984 and retrofits | 797 | 5789 | Rate Constraint in lbs/MWh | FALSE | L | Annual | Rate | lb/MMBtu | 0.052941 | 0.052941 | 0.052941 | 0.052941 | 0.052941 | 0.052941 | 0.052941
NJ Non-HEDD CC Ngas Units - Nox Rate Annual v5.12, Unit 2984 and retrofits | 797 | 5789 | Rate Constraint in lbs/MWh | FALSE | L | Annual | Generation | TWh | 0.0074782 | 0.0022928 | 0.0022928 | 0.006891 | 0.006891 | 0.0022928 | 0.0022928
NJ Non-HEDD CC Ngas Units - Nox Rate Annual v5.12, Unit 2984 and retrofits | 797 | 5789 | Rate Constraint in lbs/MWh | FALSE | L | Annual | Qualifying Generation | TWh | 0.0074782 | 0.0022928 | 0.0022928 | 0.006891 | 0.006891 | 0.0022928 | 0.0022928
NJ Non-HEDD CC Ngas Units - Nox Rate Annual v5.12, Unit 2984 and retrofits | 797 | 5789 | Rate Constraint in lbs/MWh | FALSE | L | Annual | Constraint Shadow Price | US2011$/Ton | 0 | 0 | 0 | 0 | 0 | 0 | 0
NJ Non-HEDD CC Ngas Units - Nox Rate Annual v5.12, Unit 2985 and retrofits | 798 | 5789 | Rate Constraint in lbs/MWh | FALSE | L | Annual | Seasons Included | Seasons | Winter, Summer | Winter, Summer | Winter, Summer | Winter, Summer | Winter, Summer | Winter, Summer | Winter, Summer
NJ Non-HEDD CC Ngas Units - Nox Rate Annual v5.12, Unit 2985 and retrofits | 798 | 5789 | Rate Constraint in lbs/MWh | FALSE | L | Annual | Standard NOX | lb/MWh | 1.3 | 1.3 | 1.3 | 1.3 | 1.3 | 1.3 | 1.3
NJ Non-HEDD CC Ngas Units - Nox Rate Annual v5.12, Unit 2985 and retrofits | 798 | 5789 | Rate Constraint in lbs/MWh | FALSE | L | Annual | Emissions at Affected Plants NOX | Thousand Tons | 0.0027327 | 0.0027327 | 0.0027327 | 0.0027327 | 0.0027327 | 0.00083785 | 0.0075636
NJ Non-HEDD CC Ngas Units - Nox Rate Annual v5.12, Unit 2985 and retrofits | 798 | 5789 | Rate Constraint in lbs/MWh | FALSE | L | Annual | Allowances Purchased NOX | Thousand Tons | 0 | 0 | 0 | 0 | 0 | 0 | 0
NJ Non-HEDD CC Ngas Units - Nox Rate Annual v5.12, Unit 2985 and retrofits | 798 | 5789 | Rate Constraint in lbs/MWh | FALSE | L | Annual | Allowances Sold NOX | Thousand Tons | 0 | 0 | 0 | 0 | 0 | 0 | 0
NJ Non-HEDD CC Ngas Units - Nox Rate Annual v5.12, Unit 2985 and retrofits | 798 | 5789 | Rate Constraint in lbs/MWh | FALSE | L | Annual | Allowances Banked | Thousand Tons | 0 | 0 | 0 | 0 | 0 | 0 | 0
NJ Non-HEDD CC Ngas Units - Nox Rate Annual v5.12, Unit 2985 and retrofits | 798 | 5789 | Rate Constraint in lbs/MWh | FALSE | L | Annual | Allowances Withdrawn (1:1) | Thousand Tons | 0 | 0 | 0 | 0 | 0 | 0 | 0
NJ Non-HEDD CC Ngas Units - Nox Rate Annual v5.12, Unit 2985 and retrofits | 798 | 5789 | Rate Constraint in lbs/MWh | FALSE | L | Annual | Allowances Withdrawn (n:1) | Thousand Tons | 0 | 0 | 0 | 0 | 0 | 0 | 0
NJ Non-HEDD CC Ngas Units - Nox Rate Annual v5.12, Unit 2985 and retrofits | 798 | 5789 | Rate Constraint in lbs/MWh | FALSE | L | Annual | Net Emissions Allowance Position | Thousand Tons | 0.0027327 | 0.0027327 | 0.0027327 | 0.0027327 | 0.0027327 | 0.00083785 | 0.0075636
NJ Non-HEDD CC Ngas Units - Nox Rate Annual v5.12, Unit 2985 and retrofits | 798 | 5789 | Rate Constraint in lbs/MWh | FALSE | L | Annual | Fuel Consumed | TBtu | 0.21175 | 0.21175 | 0.21175 | 0.21175 | 0.21175 | 0.064922 | 0.58607
NJ Non-HEDD CC Ngas Units - Nox Rate Annual v5.12, Unit 2985 and retrofits | 798 | 5789 | Rate Constraint in lbs/MWh | FALSE | L | Annual | Rate | lb/MMBtu | 0.025811 | 0.025811 | 0.025811 | 0.025811 | 0.025811 | 0.025811 | 0.025811
NJ Non-HEDD CC Ngas Units - Nox Rate Annual v5.12, Unit 2985 and retrofits | 798 | 5789 | Rate Constraint in lbs/MWh | FALSE | L | Annual | Generation | TWh | 0.022596 | 0.022596 | 0.022596 | 0.022596 | 0.022596 | 0.0069279 | 0.062541
NJ Non-HEDD CC Ngas Units - Nox Rate Annual v5.12, Unit 2985 and retrofits | 798 | 5789 | Rate Constraint in lbs/MWh | FALSE | L | Annual | Qualifying Generation | TWh | 0.022596 | 0.022596 | 0.022596 | 0.022596 | 0.022596 | 0.0069279 | 0.062541
NJ Non-HEDD CC Ngas Units - Nox Rate Annual v5.12, Unit 2985 and retrofits | 798 | 5789 | Rate Constraint in lbs/MWh | FALSE | L | Annual | Constraint Shadow Price | US2011$/Ton | 0 | 0 | 0 | 0 | 0 | 0 | 0
NJ Non-HEDD CC Ngas Units - Nox Rate Annual v5.12, Unit 2986 and retrofits | 799 | 5789 | Rate Constraint in lbs/MWh | FALSE | L | Annual | Seasons Included | Seasons | Winter, Summer | Winter, Summer | Winter, Summer | Winter, Summer | Winter, Summer | Winter, Summer | Winter, Summer
NJ Non-HEDD CC Ngas Units - Nox Rate Annual v5.12, Unit 2986 and retrofits | 799 | 5789 | Rate Constraint in lbs/MWh | FALSE | L | Annual | Standard NOX | lb/MWh | 1.3 | 1.3 | 1.3 | 1.3 | 1.3 | 1.3 | 1.3
NJ Non-HEDD CC Ngas Units - Nox Rate Annual v5.12, Unit 2986 and retrofits | 799 | 5789 | Rate Constraint in lbs/MWh | FALSE | L | Annual | Emissions at Affected Plants NOX | Thousand Tons | 0.0027327 | 0.0027327 | 0.0027327 | 0.0027327 | 0.0027327 | 0.00083785 | 0.0075636
NJ Non-HEDD CC Ngas Units - Nox Rate Annual v5.12, Unit 2986 and retrofits | 799 | 5789 | Rate Constraint in lbs/MWh | FALSE | L | Annual | Allowances Purchased NOX | Thousand Tons | 0 | 0 | 0 | 0 | 0 | 0 | 0
NJ Non-HEDD CC Ngas Units - Nox Rate Annual v5.12, Unit 2986 and retrofits | 799 | 5789 | Rate Constraint in lbs/MWh | FALSE | L | Annual | Allowances Sold NOX | Thousand Tons | 0 | 0 | 0 | 0 | 0 | 0 | 0
NJ Non-HEDD CC Ngas Units - Nox Rate Annual v5.12, Unit 2986 and retrofits | 799 | 5789 | Rate Constraint in lbs/MWh | FALSE | L | Annual | Allowances Banked | Thousand Tons | 0 | 0 | 0 | 0 | 0 | 0 | 0
NJ Non-HEDD CC Ngas Units - Nox Rate Annual v5.12, Unit 2986 and retrofits | 799 | 5789 | Rate Constraint in lbs/MWh | FALSE | L | Annual | Allowances Withdrawn (1:1) | Thousand Tons | 0 | 0 | 0 | 0 | 0 | 0 | 0
NJ Non-HEDD CC Ngas Units - Nox Rate Annual v5.12, Unit 2986 and retrofits | 799 | 5789 | Rate Constraint in lbs/MWh | FALSE | L | Annual | Allowances Withdrawn (n:1) | Thousand Tons | 0 | 0 | 0 | 0 | 0 | 0 | 0
NJ Non-HEDD CC Ngas Units - Nox Rate Annual v5.12, Unit 2986 and retrofits | 799 | 5789 | Rate Constraint in lbs/MWh | FALSE | L | Annual | Net Emissions Allowance Position | Thousand Tons | 0.0027327 | 0.0027327 | 0.0027327 | 0.0027327 | 0.0027327 | 0.00083785 | 0.0075636
NJ Non-HEDD CC Ngas Units - Nox Rate Annual v5.12, Unit 2986 and retrofits | 799 | 5789 | Rate Constraint in lbs/MWh | FALSE | L | Annual | Fuel Consumed | TBtu | 0.21175 | 0.21175 | 0.21175 | 0.21175 | 0.21175 | 0.064922 | 0.58607
NJ Non-HEDD CC Ngas Units - Nox Rate Annual v5.12, Unit 2986 and retrofits | 799 | 5789 | Rate Constraint in lbs/MWh | FALSE | L | Annual | Rate | lb/MMBtu | 0.025811 | 0.025811 | 0.025811 | 0.025811 | 0.025811 | 0.025811 | 0.025811
NJ Non-HEDD CC Ngas Units - Nox Rate Annual v5.12, Unit 2986 and retrofits | 799 | 5789 | Rate Constraint in lbs/MWh | FALSE | L | Annual | Generation | TWh | 0.022596 | 0.022596 | 0.022596 | 0.022596 | 0.022596 | 0.0069279 | 0.062541
NJ Non-HEDD CC Ngas Units - Nox Rate Annual v5.12, Unit 2986 and retrofits | 799 | 5789 | Rate Constraint in lbs/MWh | FALSE | L | Annual | Qualifying Generation | TWh | 0.022596 | 0.022596 | 0.022596 | 0.022596 | 0.022596 | 0.0069279 | 0.062541
NJ Non-HEDD CC Ngas Units - Nox Rate Annual v5.12, Unit 2986 and retrofits | 799 | 5789 | Rate Constraint in lbs/MWh | FALSE | L | Annual | Constraint Shadow Price | US2011$/Ton | 0 | 0 | 0 | 0 | 0 | 0 | 0
NJ Non-HEDD CC Ngas Units - Nox Rate Annual v5.12, Unit 2987 and retrofits | 800 | 5789 | Rate Constraint in lbs/MWh | FALSE | L | Annual | Seasons Included | Seasons | Winter, Summer | Winter, Summer | Winter, Summer | Winter, Summer | Winter, Summer | Winter, Summer | Winter, Summer
NJ Non-HEDD CC Ngas Units - Nox Rate Annual v5.12, Unit 2987 and retrofits | 800 | 5789 | Rate Constraint in lbs/MWh | FALSE | L | Annual | Standard NOX | lb/MWh | 1.3 | 1.3 | 1.3 | 1.3 | 1.3 | 1.3 | 1.3
NJ Non-HEDD CC Ngas Units - Nox Rate Annual v5.12, Unit 2987 and retrofits | 800 | 5789 | Rate Constraint in lbs/MWh | FALSE | L | Annual | Emissions at Affected Plants NOX | Thousand Tons | 0.0023423 | 0.0023423 | 0.0023423 | 0.0023423 | 0.0023423 | 0.00071816 | 0.0064831
NJ Non-HEDD CC Ngas Units - Nox Rate Annual v5.12, Unit 2987 and retrofits | 800 | 5789 | Rate Constraint in lbs/MWh | FALSE | L | Annual | Allowances Purchased NOX | Thousand Tons | 0 | 0 | 0 | 0 | 0 | 0 | 0
NJ Non-HEDD CC Ngas Units - Nox Rate Annual v5.12, Unit 2987 and retrofits | 800 | 5789 | Rate Constraint in lbs/MWh | FALSE | L | Annual | Allowances Sold NOX | Thousand Tons | 0 | 0 | 0 | 0 | 0 | 0 | 0
NJ Non-HEDD CC Ngas Units - Nox Rate Annual v5.12, Unit 2987 and retrofits | 800 | 5789 | Rate Constraint in lbs/MWh | FALSE | L | Annual | Allowances Banked | Thousand Tons | 0 | 0 | 0 | 0 | 0 | 0 | 0
NJ Non-HEDD CC Ngas Units - Nox Rate Annual v5.12, Unit 2987 and retrofits | 800 | 5789 | Rate Constraint in lbs/MWh | FALSE | L | Annual | Allowances Withdrawn (1:1) | Thousand Tons | 0 | 0 | 0 | 0 | 0 | 0 | 0
NJ Non-HEDD CC Ngas Units - Nox Rate Annual v5.12, Unit 2987 and retrofits | 800 | 5789 | Rate Constraint in lbs/MWh | FALSE | L | Annual | Allowances Withdrawn (n:1) | Thousand Tons | 0 | 0 | 0 | 0 | 0 | 0 | 0
NJ Non-HEDD CC Ngas Units - Nox Rate Annual v5.12, Unit 2987 and retrofits | 800 | 5789 | Rate Constraint in lbs/MWh | FALSE | L | Annual | Net Emissions Allowance Position | Thousand Tons | 0.0023423 | 0.0023423 | 0.0023423 | 0.0023423 | 0.0023423 | 0.00071816 | 0.0064831
NJ Non-HEDD CC Ngas Units - Nox Rate Annual v5.12, Unit 2987 and retrofits | 800 | 5789 | Rate Constraint in lbs/MWh | FALSE | L | Annual | Fuel Consumed | TBtu | 0.1815 | 0.1815 | 0.1815 | 0.1815 | 0.1815 | 0.055647 | 0.50235
NJ Non-HEDD CC Ngas Units - Nox Rate Annual v5.12, Unit 2987 and retrofits | 800 | 5789 | Rate Constraint in lbs/MWh | FALSE | L | Annual | Rate | lb/MMBtu | 0.025811 | 0.025811 | 0.025811 | 0.025811 | 0.025811 | 0.025811 | 0.025811
NJ Non-HEDD CC Ngas Units - Nox Rate Annual v5.12, Unit 2987 and retrofits | 800 | 5789 | Rate Constraint in lbs/MWh | FALSE | L | Annual | Generation | TWh | 0.019368 | 0.019368 | 0.019368 | 0.019368 | 0.019368 | 0.0059382 | 0.053606
NJ Non-HEDD CC Ngas Units - Nox Rate Annual v5.12, Unit 2987 and retrofits | 800 | 5789 | Rate Constraint in lbs/MWh | FALSE | L | Annual | Qualifying Generation | TWh | 0.019368 | 0.019368 | 0.019368 | 0.019368 | 0.019368 | 0.0059382 | 0.053606
NJ Non-HEDD CC Ngas Units - Nox Rate Annual v5.12, Unit 2987 and retrofits | 800 | 5789 | Rate Constraint in lbs/MWh | FALSE | L | Annual | Constraint Shadow Price | US2011$/Ton | 0 | 0 | 0 | 0 | 0 | 0 | 0
NJ Non-HEDD CC Ngas Units - Nox Rate Annual v5.12, Unit 2988 and retrofits | 801 | 5789 | Rate Constraint in lbs/MWh | FALSE | L | Annual | Seasons Included | Seasons | Winter, Summer | Winter, Summer | Winter, Summer | Winter, Summer | Winter, Summer | Winter, Summer | Winter, Summer
NJ Non-HEDD CC Ngas Units - Nox Rate Annual v5.12, Unit 2988 and retrofits | 801 | 5789 | Rate Constraint in lbs/MWh | FALSE | L | Annual | Standard NOX | lb/MWh | 1.3 | 1.3 | 1.3 | 1.3 | 1.3 | 1.3 | 1.3
NJ Non-HEDD CC Ngas Units - Nox Rate Annual v5.12, Unit 2988 and retrofits | 801 | 5789 | Rate Constraint in lbs/MWh | FALSE | L | Annual | Emissions at Affected Plants NOX | Thousand Tons | 0.0052433 | 0.0048316 | 0.0048316 | 0.0052433 | 0.0048316 | 0.0016076 | 0.0016076
NJ Non-HEDD CC Ngas Units - Nox Rate Annual v5.12, Unit 2988 and retrofits | 801 | 5789 | Rate Constraint in lbs/MWh | FALSE | L | Annual | Allowances Purchased NOX | Thousand Tons | 0 | 0 | 0 | 0 | 0 | 0 | 0
NJ Non-HEDD CC Ngas Units - Nox Rate Annual v5.12, Unit 2988 and retrofits | 801 | 5789 | Rate Constraint in lbs/MWh | FALSE | L | Annual | Allowances Sold NOX | Thousand Tons | 0 | 0 | 0 | 0 | 0 | 0 | 0
NJ Non-HEDD CC Ngas Units - Nox Rate Annual v5.12, Unit 2988 and retrofits | 801 | 5789 | Rate Constraint in lbs/MWh | FALSE | L | Annual | Allowances Banked | Thousand Tons | 0 | 0 | 0 | 0 | 0 | 0 | 0
NJ Non-HEDD CC Ngas Units - Nox Rate Annual v5.12, Unit 2988 and retrofits | 801 | 5789 | Rate Constraint in lbs/MWh | FALSE | L | Annual | Allowances Withdrawn (1:1) | Thousand Tons | 0 | 0 | 0 | 0 | 0 | 0 | 0
NJ Non-HEDD CC Ngas Units - Nox Rate Annual v5.12, Unit 2988 and retrofits | 801 | 5789 | Rate Constraint in lbs/MWh | FALSE | L | Annual | Allowances Withdrawn (n:1) | Thousand Tons | 0 | 0 | 0 | 0 | 0 | 0 | 0
NJ Non-HEDD CC Ngas Units - Nox Rate Annual v5.12, Unit 2988 and retrofits | 801 | 5789 | Rate Constraint in lbs/MWh | FALSE | L | Annual | Net Emissions Allowance Position | Thousand Tons | 0.0052433 | 0.0048316 | 0.0048316 | 0.0052433 | 0.0048316 | 0.0016076 | 0.0016076
NJ Non-HEDD CC Ngas Units - Nox Rate Annual v5.12, Unit 2988 and retrofits | 801 | 5789 | Rate Constraint in lbs/MWh | FALSE | L | Annual | Fuel Consumed | TBtu | 0.2025 | 0.1866 | 0.1866 | 0.2025 | 0.1866 | 0.062088 | 0.062088
NJ Non-HEDD CC Ngas Units - Nox Rate Annual v5.12, Unit 2988 and retrofits | 801 | 5789 | Rate Constraint in lbs/MWh | FALSE | L | Annual | Rate | lb/MMBtu | 0.051785 | 0.051785 | 0.051785 | 0.051785 | 0.051785 | 0.051785 | 0.051785
NJ Non-HEDD CC Ngas Units - Nox Rate Annual v5.12, Unit 2988 and retrofits | 801 | 5789 | Rate Constraint in lbs/MWh | FALSE | L | Annual | Generation | TWh | 0.019906 | 0.018343 | 0.018343 | 0.019906 | 0.018343 | 0.0061032 | 0.0061032
NJ Non-HEDD CC Ngas Units - Nox Rate Annual v5.12, Unit 2988 and retrofits | 801 | 5789 | Rate Constraint in lbs/MWh | FALSE | L | Annual | Qualifying Generation | TWh | 0.019906 | 0.018343 | 0.018343 | 0.019906 | 0.018343 | 0.0061032 | 0.0061032
NJ Non-HEDD CC Ngas Units - Nox Rate Annual v5.12, Unit 2988 and retrofits | 801 | 5789 | Rate Constraint in lbs/MWh | FALSE | L | Annual | Constraint Shadow Price | US2011$/Ton | 0 | 0 | 0 | 0 | 0 | 0 | 0
NJ Non-HEDD CC Ngas Units - Nox Rate Annual v5.12, Unit 2989 and retrofits | 802 | 5789 | Rate Constraint in lbs/MWh | FALSE | L | Annual | Seasons Included | Seasons | Winter, Summer | Winter, Summer | Winter, Summer | Winter, Summer | Winter, Summer | Winter, Summer | Winter, Summer
NJ Non-HEDD CC Ngas Units - Nox Rate Annual v5.12, Unit 2989 and retrofits | 802 | 5789 | Rate Constraint in lbs/MWh | FALSE | L | Annual | Standard NOX | lb/MWh | 1.3 | 1.3 | 1.3 | 1.3 | 1.3 | 1.3 | 1.3
NJ Non-HEDD CC Ngas Units - Nox Rate Annual v5.12, Unit 2989 and retrofits | 802 | 5789 | Rate Constraint in lbs/MWh | FALSE | L | Annual | Emissions at Affected Plants NOX | Thousand Tons | 0.0052952 | 0.0048794 | 0.0048794 | 0.0052952 | 0.0048794 | 0.0016235 | 0.0016235
NJ Non-HEDD CC Ngas Units - Nox Rate Annual v5.12, Unit 2989 and retrofits | 802 | 5789 | Rate Constraint in lbs/MWh | FALSE | L | Annual | Allowances Purchased NOX | Thousand Tons | 0 | 0 | 0 | 0 | 0 | 0 | 0
NJ Non-HEDD CC Ngas Units - Nox Rate Annual v5.12, Unit 2989 and retrofits | 802 | 5789 | Rate Constraint in lbs/MWh | FALSE | L | Annual | Allowances Sold NOX | Thousand Tons | 0 | 0 | 0 | 0 | 0 | 0 | 0
NJ Non-HEDD CC Ngas Units - Nox Rate Annual v5.12, Unit 2989 and retrofits | 802 | 5789 | Rate Constraint in lbs/MWh | FALSE | L | Annual | Allowances Banked | Thousand Tons | 0 | 0 | 0 | 0 | 0 | 0 | 0
NJ Non-HEDD CC Ngas Units - Nox Rate Annual v5.12, Unit 2989 and retrofits | 802 | 5789 | Rate Constraint in lbs/MWh | FALSE | L | Annual | Allowances Withdrawn (1:1) | Thousand Tons | 0 | 0 | 0 | 0 | 0 | 0 | 0
NJ Non-HEDD CC Ngas Units - Nox Rate Annual v5.12, Unit 2989 and retrofits | 802 | 5789 | Rate Constraint in lbs/MWh | FALSE | L | Annual | Allowances Withdrawn (n:1) | Thousand Tons | 0 | 0 | 0 | 0 | 0 | 0 | 0
NJ Non-HEDD CC Ngas Units - Nox Rate Annual v5.12, Unit 2989 and retrofits | 802 | 5789 | Rate Constraint in lbs/MWh | FALSE | L | Annual | Net Emissions Allowance Position | Thousand Tons | 0.0052952 | 0.0048794 | 0.0048794 | 0.0052952 | 0.0048794 | 0.0016235 | 0.0016235
NJ Non-HEDD CC Ngas Units - Nox Rate Annual v5.12, Unit 2989 and retrofits | 802 | 5789 | Rate Constraint in lbs/MWh | FALSE | L | Annual | Fuel Consumed | TBtu | 0.2025 | 0.1866 | 0.1866 | 0.2025 | 0.1866 | 0.062088 | 0.062088
NJ Non-HEDD CC Ngas Units - Nox Rate Annual v5.12, Unit 2989 and retrofits | 802 | 5789 | Rate Constraint in lbs/MWh | FALSE | L | Annual | Rate | lb/MMBtu | 0.052298 | 0.052298 | 0.052298 | 0.052298 | 0.052298 | 0.052298 | 0.052298
NJ Non-HEDD CC Ngas Units - Nox Rate Annual v5.12, Unit 2989 and retrofits | 802 | 5789 | Rate Constraint in lbs/MWh | FALSE | L | Annual | Generation | TWh | 0.019906 | 0.018343 | 0.018343 | 0.019906 | 0.018343 | 0.0061032 | 0.0061032
NJ Non-HEDD CC Ngas Units - Nox Rate Annual v5.12, Unit 2989 and retrofits | 802 | 5789 | Rate Constraint in lbs/MWh | FALSE | L | Annual | Qualifying Generation | TWh | 0.019906 | 0.018343 | 0.018343 | 0.019906 | 0.018343 | 0.0061032 | 0.0061032
NJ Non-HEDD CC Ngas Units - Nox Rate Annual v5.12, Unit 2989 and retrofits | 802 | 5789 | Rate Constraint in lbs/MWh | FALSE | L | Annual | Constraint Shadow Price | US2011$/Ton | 0 | 0 | 0 | 0 | 0 | 0 | 0
NJ Non-HEDD CC Ngas Units - Nox Rate Annual v5.12, Unit 2993 and retrofits | 803 | 5789 | Rate Constraint in lbs/MWh | FALSE | L | Annual | Seasons Included | Seasons | Winter, Summer | Winter, Summer | Winter, Summer | Winter, Summer | Winter, Summer | Winter, Summer | Winter, Summer
NJ Non-HEDD CC Ngas Units - Nox Rate Annual v5.12, Unit 2993 and retrofits | 803 | 5789 | Rate Constraint in lbs/MWh | FALSE | L | Annual | Standard NOX | lb/MWh | 1.3 | 1.3 | 1.3 | 1.3 | 1.3 | 1.3 | 1.3
NJ Non-HEDD CC Ngas Units - Nox Rate Annual v5.12, Unit 2993 and retrofits | 803 | 5789 | Rate Constraint in lbs/MWh | FALSE | L | Annual | Emissions at Affected Plants NOX | Thousand Tons | 0.085622 | 0 | 0 | 0 | 0 | 0 | 0
NJ Non-HEDD CC Ngas Units - Nox Rate Annual v5.12, Unit 2993 and retrofits | 803 | 5789 | Rate Constraint in lbs/MWh | FALSE | L | Annual | Allowances Purchased NOX | Thousand Tons | 0 | 0 | 0 | 0 | 0 | 0 | 0
NJ Non-HEDD CC Ngas Units - Nox Rate Annual v5.12, Unit 2993 and retrofits | 803 | 5789 | Rate Constraint in lbs/MWh | FALSE | L | Annual | Allowances Sold NOX | Thousand Tons | 0 | 0 | 0 | 0 | 0 | 0 | 0
NJ Non-HEDD CC Ngas Units - Nox Rate Annual v5.12, Unit 2993 and retrofits | 803 | 5789 | Rate Constraint in lbs/MWh | FALSE | L | Annual | Allowances Banked | Thousand Tons | 0 | 0 | 0 | 0 | 0 | 0 | 0
NJ Non-HEDD CC Ngas Units - Nox Rate Annual v5.12, Unit 2993 and retrofits | 803 | 5789 | Rate Constraint in lbs/MWh | FALSE | L | Annual | Allowances Withdrawn (1:1) | Thousand Tons | 0 | 0 | 0 | 0 | 0 | 0 | 0
NJ Non-HEDD CC Ngas Units - Nox Rate Annual v5.12, Unit 2993 and retrofits | 803 | 5789 | Rate Constraint in lbs/MWh | FALSE | L | Annual | Allowances Withdrawn (n:1) | Thousand Tons | 0 | 0 | 0 | 0 | 0 | 0 | 0
NJ Non-HEDD CC Ngas Units - Nox Rate Annual v5.12, Unit 2993 and retrofits | 803 | 5789 | Rate Constraint in lbs/MWh | FALSE | L | Annual | Net Emissions Allowance Position | Thousand Tons | 0.085622 | 0 | 0 | 0 | 0 | 0 | 0
NJ Non-HEDD CC Ngas Units - Nox Rate Annual v5.12, Unit 2993 and retrofits | 803 | 5789 | Rate Constraint in lbs/MWh | FALSE | L | Annual | Fuel Consumed | TBtu | 1.757 | 0 | 0 | 0 | 0 | 0 | 0
NJ Non-HEDD CC Ngas Units - Nox Rate Annual v5.12, Unit 2993 and retrofits | 803 | 5789 | Rate Constraint in lbs/MWh | FALSE | L | Annual | Rate | lb/MMBtu | 0.097465 | 0 | 0 | 0 | 0 | 0 | 0
NJ Non-HEDD CC Ngas Units - Nox Rate Annual v5.12, Unit 2993 and retrofits | 803 | 5789 | Rate Constraint in lbs/MWh | FALSE | L | Annual | Generation | TWh | 0.30435 | 0 | 0 | 0 | 0 | 0 | 0
NJ Non-HEDD CC Ngas Units - Nox Rate Annual v5.12, Unit 2993 and retrofits | 803 | 5789 | Rate Constraint in lbs/MWh | FALSE | L | Annual | Qualifying Generation | TWh | 0.30435 | 0 | 0 | 0 | 0 | 0 | 0
NJ Non-HEDD CC Ngas Units - Nox Rate Annual v5.12, Unit 2993 and retrofits | 803 | 5789 | Rate Constraint in lbs/MWh | FALSE | L | Annual | Constraint Shadow Price | US2011$/Ton | 0 | 0 | 0 | 0 | 0 | 0 | 0
NJ Non-HEDD CC Ngas Units - Nox Rate Annual v5.12, Unit 2994 and retrofits | 804 | 5789 | Rate Constraint in lbs/MWh | FALSE | L | Annual | Seasons Included | Seasons | Winter, Summer | Winter, Summer | Winter, Summer | Winter, Summer | Winter, Summer | Winter, Summer | Winter, Summer
NJ Non-HEDD CC Ngas Units - Nox Rate Annual v5.12, Unit 2994 and retrofits | 804 | 5789 | Rate Constraint in lbs/MWh | FALSE | L | Annual | Standard NOX | lb/MWh | 1.3 | 1.3 | 1.3 | 1.3 | 1.3 | 1.3 | 1.3
NJ Non-HEDD CC Ngas Units - Nox Rate Annual v5.12, Unit 2994 and retrofits | 804 | 5789 | Rate Constraint in lbs/MWh | FALSE | L | Annual | Emissions at Affected Plants NOX | Thousand Tons | 0.085622 | 0 | 0 | 0 | 0 | 0 | 0
NJ Non-HEDD CC Ngas Units - Nox Rate Annual v5.12, Unit 2994 and retrofits | 804 | 5789 | Rate Constraint in lbs/MWh | FALSE | L | Annual | Allowances Purchased NOX | Thousand Tons | 0 | 0 | 0 | 0 | 0 | 0 | 0
NJ Non-HEDD CC Ngas Units - Nox Rate Annual v5.12, Unit 2994 and retrofits | 804 | 5789 | Rate Constraint in lbs/MWh | FALSE | L | Annual | Allowances Sold NOX | Thousand Tons | 0 | 0 | 0 | 0 | 0 | 0 | 0
NJ Non-HEDD CC Ngas Units - Nox Rate Annual v5.12, Unit 2994 and retrofits | 804 | 5789 | Rate Constraint in lbs/MWh | FALSE | L | Annual | Allowances Banked | Thousand Tons | 0 | 0 | 0 | 0 | 0 | 0 | 0
NJ Non-HEDD CC Ngas Units - Nox Rate Annual v5.12, Unit 2994 and retrofits | 804 | 5789 | Rate Constraint in lbs/MWh | FALSE | L | Annual | Allowances Withdrawn (1:1) | Thousand Tons | 0 | 0 | 0 | 0 | 0 | 0 | 0
NJ Non-HEDD CC Ngas Units - Nox Rate Annual v5.12, Unit 2994 and retrofits | 804 | 5789 | Rate Constraint in lbs/MWh | FALSE | L | Annual | Allowances Withdrawn (n:1) | Thousand Tons | 0 | 0 | 0 | 0 | 0 | 0 | 0
NJ Non-HEDD CC Ngas Units - Nox Rate Annual v5.12, Unit 2994 and retrofits | 804 | 5789 | Rate Constraint in lbs/MWh | FALSE | L | Annual | Net Emissions Allowance Position | Thousand Tons | 0.085622 | 0 | 0 | 0 | 0 | 0 | 0
NJ Non-HEDD CC Ngas Units - Nox Rate Annual v5.12, Unit 2994 and retrofits | 804 | 5789 | Rate Constraint in lbs/MWh | FALSE | L | Annual | Fuel Consumed | TBtu | 1.757 | 0 | 0 | 0 | 0 | 0 | 0
NJ Non-HEDD CC Ngas Units - Nox Rate Annual v5.12, Unit 2994 and retrofits | 804 | 5789 | Rate Constraint in lbs/MWh | FALSE | L | Annual | Rate | lb/MMBtu | 0.097465 | 0 | 0 | 0 | 0 | 0 | 0
NJ Non-HEDD CC Ngas Units - Nox Rate Annual v5.12, Unit 2994 and retrofits | 804 | 5789 | Rate Constraint in lbs/MWh | FALSE | L | Annual | Generation | TWh | 0.30435 | 0 | 0 | 0 | 0 | 0 | 0
NJ Non-HEDD CC Ngas Units - Nox Rate Annual v5.12, Unit 2994 and retrofits | 804 | 5789 | Rate Constraint in lbs/MWh | FALSE | L | Annual | Qualifying Generation | TWh | 0.30435 | 0 | 0 | 0 | 0 | 0 | 0
NJ Non-HEDD CC Ngas Units - Nox Rate Annual v5.12, Unit 2994 and retrofits | 804 | 5789 | Rate Constraint in lbs/MWh | FALSE | L | Annual | Constraint Shadow Price | US2011$/Ton | 0 | 0 | 0 | 0 | 0 | 0 | 0
NJ Non-HEDD CC Ngas Units - Nox Rate Annual v5.12, Unit 2995 and retrofits | 805 | 5789 | Rate Constraint in lbs/MWh | FALSE | L | Annual | Seasons Included | Seasons | Winter, Summer | Winter, Summer | Winter, Summer | Winter, Summer | Winter, Summer | Winter, Summer | Winter, Summer
NJ Non-HEDD CC Ngas Units - Nox Rate Annual v5.12, Unit 2995 and retrofits | 805 | 5789 | Rate Constraint in lbs/MWh | FALSE | L | Annual | Standard NOX | lb/MWh | 1.3 | 1.3 | 1.3 | 1.3 | 1.3 | 1.3 | 1.3
NJ Non-HEDD CC Ngas Units - Nox Rate Annual v5.12, Unit 2995 and retrofits | 805 | 5789 | Rate Constraint in lbs/MWh | FALSE | L | Annual | Emissions at Affected Plants NOX | Thousand Tons | 0.085622 | 0 | 0 | 0 | 0 | 0 | 0
NJ Non-HEDD CC Ngas Units - Nox Rate Annual v5.12, Unit 2995 and retrofits | 805 | 5789 | Rate Constraint in lbs/MWh | FALSE | L | Annual | Allowances Purchased NOX | Thousand Tons | 0 | 0 | 0 | 0 | 0 | 0 | 0
NJ Non-HEDD CC Ngas Units - Nox Rate Annual v5.12, Unit 2995 and retrofits | 805 | 5789 | Rate Constraint in lbs/MWh | FALSE | L | Annual | Allowances Sold NOX | Thousand Tons | 0 | 0 | 0 | 0 | 0 | 0 | 0
NJ Non-HEDD CC Ngas Units - Nox Rate Annual v5.12, Unit 2995 and retrofits | 805 | 5789 | Rate Constraint in lbs/MWh | FALSE | L | Annual | Allowances Banked | Thousand Tons | 0 | 0 | 0 | 0 | 0 | 0 | 0
NJ Non-HEDD CC Ngas Units - Nox Rate Annual v5.12, Unit 2995 and retrofits | 805 | 5789 | Rate Constraint in lbs/MWh | FALSE | L | Annual | Allowances Withdrawn (1:1) | Thousand Tons | 0 | 0 | 0 | 0 | 0 | 0 | 0
NJ Non-HEDD CC Ngas Units - Nox Rate Annual v5.12, Unit 2995 and retrofits | 805 | 5789 | Rate Constraint in lbs/MWh | FALSE | L | Annual | Allowances Withdrawn (n:1) | Thousand Tons | 0 | 0 | 0 | 0 | 0 | 0 | 0
NJ Non-HEDD CC Ngas Units - Nox Rate Annual v5.12, Unit 2995 and retrofits | 805 | 5789 | Rate Constraint in lbs/MWh | FALSE | L | Annual | Net Emissions Allowance Position | Thousand Tons | 0.085622 | 0 | 0 | 0 | 0 | 0 | 0
NJ Non-HEDD CC Ngas Units - Nox Rate Annual v5.12, Unit 2995 and retrofits | 805 | 5789 | Rate Constraint in lbs/MWh | FALSE | L | Annual | Fuel Consumed | TBtu | 1.757 | 0 | 0 | 0 | 0 | 0 | 0
NJ Non-HEDD CC Ngas Units - Nox Rate Annual v5.12, Unit 2995 and retrofits | 805 | 5789 | Rate Constraint in lbs/MWh | FALSE | L | Annual | Rate | lb/MMBtu | 0.097465 | 0 | 0 | 0 | 0 | 0 | 0
NJ Non-HEDD CC Ngas Units - Nox Rate Annual v5.12, Unit 2995 and retrofits | 805 | 5789 | Rate Constraint in lbs/MWh | FALSE | L | Annual | Generation | TWh | 0.30435 | 0 | 0 | 0 | 0 | 0 | 0
NJ Non-HEDD CC Ngas Units - Nox Rate Annual v5.12, Unit 2995 and retrofits | 805 | 5789 | Rate Constraint in lbs/MWh | FALSE | L | Annual | Qualifying Generation | TWh | 0.30435 | 0 | 0 | 0 | 0 | 0 | 0
NJ Non-HEDD CC Ngas Units - Nox Rate Annual v5.12, Unit 2995 and retrofits | 805 | 5789 | Rate Constraint in lbs/MWh | FALSE | L | Annual | Constraint Shadow Price | US2011$/Ton | 0 | 0 | 0 | 0 | 0 | 0 | 0
NJ Non-HEDD CC Ngas Units - Nox Rate Annual v5.12, Unit 2996 and retrofits | 806 | 5789 | Rate Constraint in lbs/MWh | FALSE | L | Annual | Seasons Included | Seasons | Winter, Summer | Winter, Summer | Winter, Summer | Winter, Summer | Winter, Summer | Winter, Summer | Winter, Summer
NJ Non-HEDD CC Ngas Units - Nox Rate Annual v5.12, Unit 2996 and retrofits | 806 | 5789 | Rate Constraint in lbs/MWh | FALSE | L | Annual | Standard NOX | lb/MWh | 1.3 | 1.3 | 1.3 | 1.3 | 1.3 | 1.3 | 1.3
NJ Non-HEDD CC Ngas Units - Nox Rate Annual v5.12, Unit 2996 and retrofits | 806 | 5789 | Rate Constraint in lbs/MWh | FALSE | L | Annual | Emissions at Affected Plants NOX | Thousand Tons | 0.085622 | 0 | 0 | 0 | 0 | 0 | 0
NJ Non-HEDD CC Ngas Units - Nox Rate Annual v5.12, Unit 2996 and retrofits | 806 | 5789 | Rate Constraint in lbs/MWh | FALSE | L | Annual | Allowances Purchased NOX | Thousand Tons | 0 | 0 | 0 | 0 | 0 | 0 | 0
NJ Non-HEDD CC Ngas Units - Nox Rate Annual v5.12, Unit 2996 and retrofits | 806 | 5789 | Rate Constraint in lbs/MWh | FALSE | L | Annual | Allowances Sold NOX | Thousand Tons | 0 | 0 | 0 | 0 | 0 | 0 | 0
NJ Non-HEDD CC Ngas Units - Nox Rate Annual v5.12, Unit 2996 and retrofits | 806 | 5789 | Rate Constraint in lbs/MWh | FALSE | L | Annual | Allowances Banked | Thousand Tons | 0 | 0 | 0 | 0 | 0 | 0 | 0
NJ Non-HEDD CC Ngas Units - Nox Rate Annual v5.12, Unit 2996 and retrofits | 806 | 5789 | Rate Constraint in lbs/MWh | FALSE | L | Annual | Allowances Withdrawn (1:1) | Thousand Tons | 0 | 0 | 0 | 0 | 0 | 0 | 0
NJ Non-HEDD CC Ngas Units - Nox Rate Annual v5.12, Unit 2996 and retrofits | 806 | 5789 | Rate Constraint in lbs/MWh | FALSE | L | Annual | Allowances Withdrawn (n:1) | Thousand Tons | 0 | 0 | 0 | 0 | 0 | 0 | 0
NJ Non-HEDD CC Ngas Units - Nox Rate Annual v5.12, Unit 2996 and retrofits | 806 | 5789 | Rate Constraint in lbs/MWh | FALSE | L | Annual | Net Emissions Allowance Position | Thousand Tons | 0.085622 | 0 | 0 | 0 | 0 | 0 | 0
NJ Non-HEDD CC Ngas Units - Nox Rate Annual v5.12, Unit 2996 and retrofits | 806 | 5789 | Rate Constraint in lbs/MWh | FALSE | L | Annual | Fuel Consumed | TBtu | 1.757 | 0 | 0 | 0 | 0 | 0 | 0
NJ Non-HEDD CC Ngas Units - Nox Rate Annual v5.12, Unit 2996 and retrofits | 806 | 5789 | Rate Constraint in lbs/MWh | FALSE | L | Annual | Rate | lb/MMBtu | 0.097465 | 0 | 0 | 0 | 0 | 0 | 0
NJ Non-HEDD CC Ngas Units - Nox Rate Annual v5.12, Unit 2996 and retrofits | 806 | 5789 | Rate Constraint in lbs/MWh | FALSE | L | Annual | Generation | TWh | 0.30435 | 0 | 0 | 0 | 0 | 0 | 0
NJ Non-HEDD CC Ngas Units - Nox Rate Annual v5.12, Unit 2996 and retrofits | 806 | 5789 | Rate Constraint in lbs/MWh | FALSE | L | Annual | Qualifying Generation | TWh | 0.30435 | 0 | 0 | 0 | 0 | 0 | 0
NJ Non-HEDD CC Ngas Units - Nox Rate Annual v5.12, Unit 2996 and retrofits | 806 | 5789 | Rate Constraint in lbs/MWh | FALSE | L | Annual | Constraint Shadow Price | US2011$/Ton | 0 | 0 | 0 | 0 | 0 | 0 | 0
NJ Non-HEDD CC Ngas Units - Nox Rate Annual v5.12, Unit 2997 and retrofits | 807 | 5789 | Rate Constraint in lbs/MWh | FALSE | L | Annual | Seasons Included | Seasons | Winter, Summer | Winter, Summer | Winter, Summer | Winter, Summer | Winter, Summer | Winter, Summer | Winter, Summer
NJ Non-HEDD CC Ngas Units - Nox Rate Annual v5.12, Unit 2997 and retrofits | 807 | 5789 | Rate Constraint in lbs/MWh | FALSE | L | Annual | Standard NOX | lb/MWh | 1.3 | 1.3 | 1.3 | 1.3 | 1.3 | 1.3 | 1.3
NJ Non-HEDD CC Ngas Units - Nox Rate Annual v5.12, Unit 2997 and retrofits | 807 | 5789 | Rate Constraint in lbs/MWh | FALSE | L | Annual | Emissions at Affected Plants NOX | Thousand Tons | 0.0085975 | 0.0085975 | 0.0085975 | 0.0085975 | 0.0085975 | 0.023796 | 0.023796
NJ Non-HEDD CC Ngas Units - Nox Rate Annual v5.12, Unit 2997 and retrofits | 807 | 5789 | Rate Constraint in lbs/MWh | FALSE | L | Annual | Allowances Purchased NOX | Thousand Tons | 0 | 0 | 0 | 0 | 0 | 0 | 0
NJ Non-HEDD CC Ngas Units - Nox Rate Annual v5.12, Unit 2997 and retrofits | 807 | 5789 | Rate Constraint in lbs/MWh | FALSE | L | Annual | Allowances Sold NOX | Thousand Tons | 0 | 0 | 0 | 0 | 0 | 0 | 0
NJ Non-HEDD CC Ngas Units - Nox Rate Annual v5.12, Unit 2997 and retrofits | 807 | 5789 | Rate Constraint in lbs/MWh | FALSE | L | Annual | Allowances Banked | Thousand Tons | 0 | 0 | 0 | 0 | 0 | 0 | 0
NJ Non-HEDD CC Ngas Units - Nox Rate Annual v5.12, Unit 2997 and retrofits | 807 | 5789 | Rate Constraint in lbs/MWh | FALSE | L | Annual | Allowances Withdrawn (1:1) | Thousand Tons | 0 | 0 | 0 | 0 | 0 | 0 | 0
NJ Non-HEDD CC Ngas Units - Nox Rate Annual v5.12, Unit 2997 and retrofits | 807 | 5789 | Rate Constraint in lbs/MWh | FALSE | L | Annual | Allowances Withdrawn (n:1) | Thousand Tons | 0 | 0 | 0 | 0 | 0 | 0 | 0
NJ Non-HEDD CC Ngas Units - Nox Rate Annual v5.12, Unit 2997 and retrofits | 807 | 5789 | Rate Constraint in lbs/MWh | FALSE | L | Annual | Net Emissions Allowance Position | Thousand Tons | 0.0085975 | 0.0085975 | 0.0085975 | 0.0085975 | 0.0085975 | 0.023796 | 0.023796
NJ Non-HEDD CC Ngas Units - Nox Rate Annual v5.12, Unit 2997 and retrofits | 807 | 5789 | Rate Constraint in lbs/MWh | FALSE | L | Annual | Fuel Consumed | TBtu | 0.46285 | 0.46285 | 0.46285 | 0.46285 | 0.46285 | 1.2811 | 1.2811
NJ Non-HEDD CC Ngas Units - Nox Rate Annual v5.12, Unit 2997 and retrofits | 807 | 5789 | Rate Constraint in lbs/MWh | FALSE | L | Annual | Rate | lb/MMBtu | 0.03715 | 0.03715 | 0.03715 | 0.03715 | 0.03715 | 0.03715 | 0.03715
NJ Non-HEDD CC Ngas Units - Nox Rate Annual v5.12, Unit 2997 and retrofits | 807 | 5789 | Rate Constraint in lbs/MWh | FALSE | L | Annual | Generation | TWh | 0.05111 | 0.05111 | 0.05111 | 0.05111 | 0.05111 | 0.14146 | 0.14146
NJ Non-HEDD CC Ngas Units - Nox Rate Annual v5.12, Unit 2997 and retrofits | 807 | 5789 | Rate Constraint in lbs/MWh | FALSE | L | Annual | Qualifying Generation | TWh | 0.05111 | 0.05111 | 0.05111 | 0.05111 | 0.05111 | 0.14146 | 0.14146
NJ Non-HEDD CC Ngas Units - Nox Rate Annual v5.12, Unit 2997 and retrofits | 807 | 5789 | Rate Constraint in lbs/MWh | FALSE | L | Annual | Constraint Shadow Price | US2011$/Ton | 0 | 0 | 0 | 0 | 0 | 0 | 0
NJ Non-HEDD CC Ngas Units - Nox Rate Annual v5.12, Unit 2998 and retrofits | 808 | 5789 | Rate Constraint in lbs/MWh | FALSE | L | Annual | Seasons Included | Seasons | Winter, Summer | Winter, Summer | Winter, Summer | Winter, Summer | Winter, Summer | Winter, Summer | Winter, Summer
NJ Non-HEDD CC Ngas Units - Nox Rate Annual v5.12, Unit 2998 and retrofits | 808 | 5789 | Rate Constraint in lbs/MWh | FALSE | L | Annual | Standard NOX | lb/MWh | 1.3 | 1.3 | 1.3 | 1.3 | 1.3 | 1.3 | 1.3
NJ Non-HEDD CC Ngas Units - Nox Rate Annual v5.12, Unit 2998 and retrofits | 808 | 5789 | Rate Constraint in lbs/MWh | FALSE | L | Annual | Emissions at Affected Plants NOX | Thousand Tons | 0.016358 | 0.0041246 | 0.011875 | 0.016358 | 0.016358 | 0.013061 | 0.013061
NJ Non-HEDD CC Ngas Units - Nox Rate Annual v5.12, Unit 2998 and retrofits | 808 | 5789 | Rate Constraint in lbs/MWh | FALSE | L | Annual | Allowances Purchased NOX | Thousand Tons | 0 | 0 | 0 | 0 | 0 | 0 | 0
NJ Non-HEDD CC Ngas Units - Nox Rate Annual v5.12, Unit 2998 and retrofits | 808 | 5789 | Rate Constraint in lbs/MWh | FALSE | L | Annual | Allowances Sold NOX | Thousand Tons | 0 | 0 | 0 | 0 | 0 | 0 | 0
NJ Non-HEDD CC Ngas Units - Nox Rate Annual v5.12, Unit 2998 and retrofits | 808 | 5789 | Rate Constraint in lbs/MWh | FALSE | L | Annual | Allowances Banked | Thousand Tons | 0 | 0 | 0 | 0 | 0 | 0 | 0
NJ Non-HEDD CC Ngas Units - Nox Rate Annual v5.12, Unit 2998 and retrofits | 808 | 5789 | Rate Constraint in lbs/MWh | FALSE | L | Annual | Allowances Withdrawn (1:1) | Thousand Tons | 0 | 0 | 0 | 0 | 0 | 0 | 0
NJ Non-HEDD CC Ngas Units - Nox Rate Annual v5.12, Unit 2998 and retrofits | 808 | 5789 | Rate Constraint in lbs/MWh | FALSE | L | Annual | Allowances Withdrawn (n:1) | Thousand Tons | 0 | 0 | 0 | 0 | 0 | 0 | 0
NJ Non-HEDD CC Ngas Units - Nox Rate Annual v5.12, Unit 2998 and retrofits | 808 | 5789 | Rate Constraint in lbs/MWh | FALSE | L | Annual | Net Emissions Allowance Position | Thousand Tons | 0.016358 | 0.0041246 | 0.011875 | 0.016358 | 0.016358 | 0.013061 | 0.013061
NJ Non-HEDD CC Ngas Units - Nox Rate Annual v5.12, Unit 2998 and retrofits | 808 | 5789 | Rate Constraint in lbs/MWh | FALSE | L | Annual | Fuel Consumed | TBtu | 0.81778 | 0.2062 | 0.59365 | 0.81778 | 0.81778 | 0.65296 | 0.65296
NJ Non-HEDD CC Ngas Units - Nox Rate Annual v5.12, Unit 2998 and retrofits | 808 | 5789 | Rate Constraint in lbs/MWh | FALSE | L | Annual | Rate | lb/MMBtu | 0.040006 | 0.040006 | 0.040006 | 0.040006 | 0.040006 | 0.040006 | 0.040006
NJ Non-HEDD CC Ngas Units - Nox Rate Annual v5.12, Unit 2998 and retrofits | 808 | 5789 | Rate Constraint in lbs/MWh | FALSE | L | Annual | Generation | TWh | 0.096017 | 0.02421 | 0.069701 | 0.096017 | 0.096017 | 0.076665 | 0.076665
NJ Non-HEDD CC Ngas Units - Nox Rate Annual v5.12, Unit 2998 and retrofits | 808 | 5789 | Rate Constraint in lbs/MWh | FALSE | L | Annual | Qualifying Generation | TWh | 0.096017 | 0.02421 | 0.069701 | 0.096017 | 0.096017 | 0.076665 | 0.076665
NJ Non-HEDD CC Ngas Units - Nox Rate Annual v5.12, Unit 2998 and retrofits | 808 | 5789 | Rate Constraint in lbs/MWh | FALSE | L | Annual | Constraint Shadow Price | US2011$/Ton | 0 | 0 | 0 | 0 | 0 | 0 | 0
NJ Non-HEDD CC Ngas Units - Nox Rate Annual v5.12, Unit 3000 and retrofits | 809 | 5789 | Rate Constraint in lbs/MWh | FALSE | L | Annual | Seasons Included | Seasons | Winter, Summer | Winter, Summer | Winter, Summer | Winter, Summer | Winter, Summer | Winter, Summer | Winter, Summer
NJ Non-HEDD CC Ngas Units - Nox Rate Annual v5.12, Unit 3000 and retrofits | 809 | 5789 | Rate Constraint in lbs/MWh | FALSE | L | Annual | Standard NOX | lb/MWh | 1.3 | 1.3 | 1.3 | 1.3 | 1.3 | 1.3 | 1.3
NJ Non-HEDD CC Ngas Units - Nox Rate Annual v5.12, Unit 3000 and retrofits | 809 | 5789 | Rate Constraint in lbs/MWh | FALSE | L | Annual | Emissions at Affected Plants NOX | Thousand Tons | 0.00090787 | 0.00027835 | 0.00083659 | 0.00090787 | 0.00083659 | 0.00027835 | 0.00027835
NJ Non-HEDD CC Ngas Units - Nox Rate Annual v5.12, Unit 3000 and retrofits | 809 | 5789 | Rate Constraint in lbs/MWh | FALSE | L | Annual | Allowances Purchased NOX | Thousand Tons | 0 | 0 | 0 | 0 | 0 | 0 | 0
NJ Non-HEDD CC Ngas Units - Nox Rate Annual v5.12, Unit 3000 and retrofits | 809 | 5789 | Rate Constraint in lbs/MWh | FALSE | L | Annual | Allowances Sold NOX | Thousand Tons | 0 | 0 | 0 | 0 | 0 | 0 | 0
NJ Non-HEDD CC Ngas Units - Nox Rate Annual v5.12, Unit 3000 and retrofits | 809 | 5789 | Rate Constraint in lbs/MWh | FALSE | L | Annual | Allowances Banked | Thousand Tons | 0 | 0 | 0 | 0 | 0 | 0 | 0
NJ Non-HEDD CC Ngas Units - Nox Rate Annual v5.12, Unit 3000 and retrofits | 809 | 5789 | Rate Constraint in lbs/MWh | FALSE | L | Annual | Allowances Withdrawn (1:1) | Thousand Tons | 0 | 0 | 0 | 0 | 0 | 0 | 0
NJ Non-HEDD CC Ngas Units - Nox Rate Annual v5.12, Unit 3000 and retrofits | 809 | 5789 | Rate Constraint in lbs/MWh | FALSE | L | Annual | Allowances Withdrawn (n:1) | Thousand Tons | 0 | 0 | 0 | 0 | 0 | 0 | 0
NJ Non-HEDD CC Ngas Units - Nox Rate Annual v5.12, Unit 3000 and retrofits | 809 | 5789 | Rate Constraint in lbs/MWh | FALSE | L | Annual | Net Emissions Allowance Position | Thousand Tons | 0.00090787 | 0.00027835 | 0.00083659 | 0.00090787 | 0.00083659 | 0.00027835 | 0.00027835
NJ Non-HEDD CC Ngas Units - Nox Rate Annual v5.12, Unit 3000 and retrofits | 809 | 5789 | Rate Constraint in lbs/MWh | FALSE | L | Annual | Fuel Consumed | TBtu | 0.025215 | 0.0077308 | 0.023235 | 0.025215 | 0.023235 | 0.0077308 | 0.0077308
NJ Non-HEDD CC Ngas Units - Nox Rate Annual v5.12, Unit 3000 and retrofits | 809 | 5789 | Rate Constraint in lbs/MWh | FALSE | L | Annual | Rate | lb/MMBtu | 0.072012 | 0.072012 | 0.072012 | 0.072012 | 0.072012 | 0.072012 | 0.072012
NJ Non-HEDD CC Ngas Units - Nox Rate Annual v5.12, Unit 3000 and retrofits | 809 | 5789 | Rate Constraint in lbs/MWh | FALSE | L | Annual | Generation | TWh | 0.002421 | 0.00074228 | 0.0022309 | 0.002421 | 0.0022309 | 0.00074228 | 0.00074228
NJ Non-HEDD CC Ngas Units - Nox Rate Annual v5.12, Unit 3000 and retrofits | 809 | 5789 | Rate Constraint in lbs/MWh | FALSE | L | Annual | Qualifying Generation | TWh | 0.002421 | 0.00074228 | 0.0022309 | 0.002421 | 0.0022309 | 0.00074228 | 0.00074228
NJ Non-HEDD CC Ngas Units - Nox Rate Annual v5.12, Unit 3000 and retrofits | 809 | 5789 | Rate Constraint in lbs/MWh | FALSE | L | Annual | Constraint Shadow Price | US2011$/Ton | 0 | 0 | 0 | 0 | 0 | 0 | 0
NJ Non-HEDD CC Ngas Units - Nox Rate Annual v5.12, Unit 3001 and retrofits | 810 | 5789 | Rate Constraint in lbs/MWh | FALSE | L | Annual | Seasons Included | Seasons | Winter, Summer | Winter, Summer | Winter, Summer | Winter, Summer | Winter, Summer | Winter, Summer | Winter, Summer
NJ Non-HEDD CC Ngas Units - Nox Rate Annual v5.12, Unit 3001 and retrofits | 810 | 5789 | Rate Constraint in lbs/MWh | FALSE | L | Annual | Standard NOX | lb/MWh | 1.3 | 1.3 | 1.3 | 1.3 | 1.3 | 1.3 | 1.3
NJ Non-HEDD CC Ngas Units - Nox Rate Annual v5.12, Unit 3001 and retrofits | 810 | 5789 | Rate Constraint in lbs/MWh | FALSE | L | Annual | Emissions at Affected Plants NOX | Thousand Tons | 0.024571 | 0.019619 | 0.019619 | 0.024571 | 0.024571 | 0.019619 | 0.019619
NJ Non-HEDD CC Ngas Units - Nox Rate Annual v5.12, Unit 3001 and retrofits | 810 | 5789 | Rate Constraint in lbs/MWh | FALSE | L | Annual | Allowances Purchased NOX | Thousand Tons | 0 | 0 | 0 | 0 | 0 | 0 | 0
NJ Non-HEDD CC Ngas Units - Nox Rate Annual v5.12, Unit 3001 and retrofits | 810 | 5789 | Rate Constraint in lbs/MWh | FALSE | L | Annual | Allowances Sold NOX | Thousand Tons | 0 | 0 | 0 | 0 | 0 | 0 | 0
NJ Non-HEDD CC Ngas Units - Nox Rate Annual v5.12, Unit 3001 and retrofits | 810 | 5789 | Rate Constraint in lbs/MWh | FALSE | L | Annual | Allowances Banked | Thousand Tons | 0 | 0 | 0 | 0 | 0 | 0 | 0
NJ Non-HEDD CC Ngas Units - Nox Rate Annual v5.12, Unit 3001 and retrofits | 810 | 5789 | Rate Constraint in lbs/MWh | FALSE | L | Annual | Allowances Withdrawn (1:1) | Thousand Tons | 0 | 0 | 0 | 0 | 0 | 0 | 0
NJ Non-HEDD CC Ngas Units - Nox Rate Annual v5.12, Unit 3001 and retrofits | 810 | 5789 | Rate Constraint in lbs/MWh | FALSE | L | Annual | Allowances Withdrawn (n:1) | Thousand Tons | 0 | 0 | 0 | 0 | 0 | 0 | 0
NJ Non-HEDD CC Ngas Units - Nox Rate Annual v5.12, Unit 3001 and retrofits | 810 | 5789 | Rate Constraint in lbs/MWh | FALSE | L | Annual | Net Emissions Allowance Position | Thousand Tons | 0.024571 | 0.019619 | 0.019619 | 0.024571 | 0.024571 | 0.019619 | 0.019619
NJ Non-HEDD CC Ngas Units - Nox Rate Annual v5.12, Unit 3001 and retrofits | 810 | 5789 | Rate Constraint in lbs/MWh | FALSE | L | Annual | Fuel Consumed | TBtu | 1.3472 | 1.0757 | 1.0757 | 1.3472 | 1.3472 | 1.0757 | 1.0757
NJ Non-HEDD CC Ngas Units - Nox Rate Annual v5.12, Unit 3001 and retrofits | 810 | 5789 | Rate Constraint in lbs/MWh | FALSE | L | Annual | Rate | lb/MMBtu | 0.036476 | 0.036476 | 0.036476 | 0.036476 | 0.036476 | 0.036476 | 0.036476
NJ Non-HEDD CC Ngas Units - Nox Rate Annual v5.12, Unit 3001 and retrofits | 810 | 5789 | Rate Constraint in lbs/MWh | FALSE | L | Annual | Generation | TWh | 0.16216 | 0.12948 | 0.12948 | 0.16216 | 0.16216 | 0.12948 | 0.12948
NJ Non-HEDD CC Ngas Units - Nox Rate Annual v5.12, Unit 3001 and retrofits | 810 | 5789 | Rate Constraint in lbs/MWh | FALSE | L | Annual | Qualifying Generation | TWh | 0.16216 | 0.12948 | 0.12948 | 0.16216 | 0.16216 | 0.12948 | 0.12948
NJ Non-HEDD CC Ngas Units - Nox Rate Annual v5.12, Unit 3001 and retrofits | 810 | 5789 | Rate Constraint in lbs/MWh | FALSE | L | Annual | Constraint Shadow Price | US2011$/Ton | 0 | 0 | 0 | 0 | 0 | 0 | 0
NJ Non-HEDD CC Ngas Units - Nox Rate Annual v5.12, Unit 3002 and retrofits | 811 | 5789 | Rate Constraint in lbs/MWh | FALSE | L | Annual | Seasons Included | Seasons | Winter, Summer | Winter, Summer | Winter, Summer | Winter, Summer | Winter, Summer | Winter, Summer | Winter, Summer
NJ Non-HEDD CC Ngas Units - Nox Rate Annual v5.12, Unit 3002 and retrofits | 811 | 5789 | Rate Constraint in lbs/MWh | FALSE | L | Annual | Standard NOX | lb/MWh | 1.3 | 1.3 | 1.3 | 1.3 | 1.3 | 1.3 | 1.3
NJ Non-HEDD CC Ngas Units - Nox Rate Annual v5.12, Unit 3002 and retrofits | 811 | 5789 | Rate Constraint in lbs/MWh | FALSE | L | Annual | Emissions at Affected Plants NOX | Thousand Tons | 0.0078468 | 0.0024058 | 0.0024058 | 0.0072307 | 0.0072307 | 0.0024058 | 0.0024058
NJ Non-HEDD CC Ngas Units - Nox Rate Annual v5.12, Unit 3002 and retrofits | 811 | 5789 | Rate Constraint in lbs/MWh | FALSE | L | Annual | Allowances Purchased NOX | Thousand Tons | 0 | 0 | 0 | 0 | 0 | 0 | 0
NJ Non-HEDD CC Ngas Units - Nox Rate Annual v5.12, Unit 3002 and retrofits | 811 | 5789 | Rate Constraint in lbs/MWh | FALSE | L | Annual | Allowances Sold NOX | Thousand Tons | 0 | 0 | 0 | 0 | 0 | 0 | 0
NJ Non-HEDD CC Ngas Units - Nox Rate Annual v5.12, Unit 3002 and retrofits | 811 | 5789 | Rate Constraint in lbs/MWh | FALSE | L | Annual | Allowances Banked | Thousand Tons | 0 | 0 | 0 | 0 | 0 | 0 | 0
NJ Non-HEDD CC Ngas Units - Nox Rate Annual v5.12, Unit 3002 and retrofits | 811 | 5789 | Rate Constraint in lbs/MWh | FALSE | L | Annual | Allowances Withdrawn (1:1) | Thousand Tons | 0 | 0 | 0 | 0 | 0 | 0 | 0
NJ Non-HEDD CC Ngas Units - Nox Rate Annual v5.12, Unit 3002 and retrofits | 811 | 5789 | Rate Constraint in lbs/MWh | FALSE | L | Annual | Allowances Withdrawn (n:1) | Thousand Tons | 0 | 0 | 0 | 0 | 0 | 0 | 0
NJ Non-HEDD CC Ngas Units - Nox Rate Annual v5.12, Unit 3002 and retrofits | 811 | 5789 | Rate Constraint in lbs/MWh | FALSE | L | Annual | Net Emissions Allowance Position | Thousand Tons | 0.0078468 | 0.0024058 | 0.0024058 | 0.0072307 | 0.0072307 | 0.0024058 | 0.0024058
NJ Non-HEDD CC Ngas Units - Nox Rate Annual v5.12, Unit 3002 and retrofits | 811 | 5789 | Rate Constraint in lbs/MWh | FALSE | L | Annual | Fuel Consumed | TBtu | 0.29644 | 0.090889 | 0.090889 | 0.27316 | 0.27316 | 0.090889 | 0.090889
NJ Non-HEDD CC Ngas Units - Nox Rate Annual v5.12, Unit 3002 and retrofits | 811 | 5789 | Rate Constraint in lbs/MWh | FALSE | L | Annual | Rate | lb/MMBtu | 0.052941 | 0.052941 | 0.052941 | 0.052941 | 0.052941 | 0.052941 | 0.052941
NJ Non-HEDD CC Ngas Units - Nox Rate Annual v5.12, Unit 3002 and retrofits | 811 | 5789 | Rate Constraint in lbs/MWh | FALSE | L | Annual | Generation | TWh | 0.027438 | 0.0084125 | 0.0084125 | 0.025283 | 0.025283 | 0.0084125 | 0.0084125
NJ Non-HEDD CC Ngas Units - Nox Rate Annual v5.12, Unit 3002 and retrofits | 811 | 5789 | Rate Constraint in lbs/MWh | FALSE | L | Annual | Qualifying Generation | TWh | 0.027438 | 0.0084125 | 0.0084125 | 0.025283 | 0.025283 | 0.0084125 | 0.0084125
NJ Non-HEDD CC Ngas Units - Nox Rate Annual v5.12, Unit 3002 and retrofits | 811 | 5789 | Rate Constraint in lbs/MWh | FALSE | L | Annual | Constraint Shadow Price | US2011$/Ton | 0 | 0 | 0 | 0 | 0 | 0 | 0
NJ Non-HEDD CC Ngas Units - Nox Rate Annual v5.12, Unit 3008 and retrofits | 812 | 5789 | Rate Constraint in lbs/MWh | FALSE | L | Annual | Seasons Included | Seasons | Winter, Summer | Winter, Summer | Winter, Summer | Winter, Summer | Winter, Summer | Winter, Summer | Winter, Summer
NJ Non-HEDD CC Ngas Units - Nox Rate Annual v5.12, Unit 3008 and retrofits | 812 | 5789 | Rate Constraint in lbs/MWh | FALSE | L | Annual | Standard NOX | lb/MWh | 1.3 | 1.3 | 1.3 | 1.3 | 1.3 | 1.3 | 1.3
NJ Non-HEDD CC Ngas Units - Nox Rate Annual v5.12, Unit 3008 and retrofits | 812 | 5789 | Rate Constraint in lbs/MWh | FALSE | L | Annual | Emissions at Affected Plants NOX | Thousand Tons | 0.0045477 | 0.0045477 | 0.0045477 | 0.0045477 | 0.0045477 | 0.012587 | 0.012587
NJ Non-HEDD CC Ngas Units - Nox Rate Annual v5.12, Unit 3008 and retrofits | 812 | 5789 | Rate Constraint in lbs/MWh | FALSE | L | Annual | Allowances Purchased NOX | Thousand Tons | 0 | 0 | 0 | 0 | 0 | 0 | 0
NJ Non-HEDD CC Ngas Units - Nox Rate Annual v5.12, Unit 3008 and retrofits | 812 | 5789 | Rate Constraint in lbs/MWh | FALSE | L | Annual | Allowances Sold NOX | Thousand Tons | 0 | 0 | 0 | 0 | 0 | 0 | 0
NJ Non-HEDD CC Ngas Units - Nox Rate Annual v5.12, Unit 3008 and retrofits | 812 | 5789 | Rate Constraint in lbs/MWh | FALSE | L | Annual | Allowances Banked | Thousand Tons | 0 | 0 | 0 | 0 | 0 | 0 | 0
NJ Non-HEDD CC Ngas Units - Nox Rate Annual v5.12, Unit 3008 and retrofits | 812 | 5789 | Rate Constraint in lbs/MWh | FALSE | L | Annual | Allowances Withdrawn (1:1) | Thousand Tons | 0 | 0 | 0 | 0 | 0 | 0 | 0
NJ Non-HEDD CC Ngas Units - Nox Rate Annual v5.12, Unit 3008 and retrofits | 812 | 5789 | Rate Constraint in lbs/MWh | FALSE | L | Annual | Allowances Withdrawn (n:1) | Thousand Tons | 0 | 0 | 0 | 0 | 0 | 0 | 0
NJ Non-HEDD CC Ngas Units - Nox Rate Annual v5.12, Unit 3008 and retrofits | 812 | 5789 | Rate Constraint in lbs/MWh | FALSE | L | Annual | Net Emissions Allowance Position | Thousand Tons | 0.0045477 | 0.0045477 | 0.0045477 | 0.0045477 | 0.0045477 | 0.012587 | 0.012587
NJ Non-HEDD CC Ngas Units - Nox Rate Annual v5.12, Unit 3008 and retrofits | 812 | 5789 | Rate Constraint in lbs/MWh | FALSE | L | Annual | Fuel Consumed | TBtu | 0.33782 | 0.33782 | 0.33782 | 0.33782 | 0.33782 | 0.93501 | 0.93501
NJ Non-HEDD CC Ngas Units - Nox Rate Annual v5.12, Unit 3008 and retrofits | 812 | 5789 | Rate Constraint in lbs/MWh | FALSE | L | Annual | Rate | lb/MMBtu | 0.026924 | 0.026924 | 0.026924 | 0.026924 | 0.026924 | 0.026924 | 0.026924
NJ Non-HEDD CC Ngas Units - Nox Rate Annual v5.12, Unit 3008 and retrofits | 812 | 5789 | Rate Constraint in lbs/MWh | FALSE | L | Annual | Generation | TWh | 0.037123 | 0.037123 | 0.037123 | 0.037123 | 0.037123 | 0.10275 | 0.10275
NJ Non-HEDD CC Ngas Units - Nox Rate Annual v5.12, Unit 3008 and retrofits | 812 | 5789 | Rate Constraint in lbs/MWh | FALSE | L | Annual | Qualifying Generation | TWh | 0.037123 | 0.037123 | 0.037123 | 0.037123 | 0.037123 | 0.10275 | 0.10275
NJ Non-HEDD CC Ngas Units - Nox Rate Annual v5.12, Unit 3008 and retrofits | 812 | 5789 | Rate Constraint in lbs/MWh | FALSE | L | Annual | Constraint Shadow Price | US2011$/Ton | 0 | 0 | 0 | 0 | 0 | 0 | 0
NJ Non-HEDD CC Ngas Units - Nox Rate Annual v5.12, Unit 3009 and retrofits | 813 | 5789 | Rate Constraint in lbs/MWh | FALSE | L | Annual | Seasons Included | Seasons | Winter, Summer | Winter, Summer | Winter, Summer | Winter, Summer | Winter, Summer | Winter, Summer | Winter, Summer
NJ Non-HEDD CC Ngas Units - Nox Rate Annual v5.12, Unit 3009 and retrofits | 813 | 5789 | Rate Constraint in lbs/MWh | FALSE | L | Annual | Standard NOX | lb/MWh | 1.3 | 1.3 | 1.3 | 1.3 | 1.3 | 1.3 | 1.3
NJ Non-HEDD CC Ngas Units - Nox Rate Annual v5.12, Unit 3009 and retrofits | 813 | 5789 | Rate Constraint in lbs/MWh | FALSE | L | Annual | Emissions at Affected Plants NOX | Thousand Tons | 0.0045477 | 0.0045477 | 0.0045477 | 0.0045477 | 0.0045477 | 0.012587 | 0.012587
NJ Non-HEDD CC Ngas Units - Nox Rate Annual v5.12, Unit 3009 and retrofits | 813 | 5789 | Rate Constraint in lbs/MWh | FALSE | L | Annual | Allowances Purchased NOX | Thousand Tons | 0 | 0 | 0 | 0 | 0 | 0 | 0
NJ Non-HEDD CC Ngas Units - Nox Rate Annual v5.12, Unit 3009 and retrofits | 813 | 5789 | Rate Constraint in lbs/MWh | FALSE | L | Annual | Allowances Sold NOX | Thousand Tons | 0 | 0 | 0 | 0 | 0 | 0 | 0
NJ Non-HEDD CC Ngas Units - Nox Rate Annual v5.12, Unit 3009 and retrofits | 813 | 5789 | Rate Constraint in lbs/MWh | FALSE | L | Annual | Allowances Banked | Thousand Tons | 0 | 0 | 0 | 0 | 0 | 0 | 0
NJ Non-HEDD CC Ngas Units - Nox Rate Annual v5.12, Unit 3009 and retrofits | 813 | 5789 | Rate Constraint in lbs/MWh | FALSE | L | Annual | Allowances Withdrawn (1:1) | Thousand Tons | 0 | 0 | 0 | 0 | 0 | 0 | 0
NJ Non-HEDD CC Ngas Units - Nox Rate Annual v5.12, Unit 3009 and retrofits | 813 | 5789 | Rate Constraint in lbs/MWh | FALSE | L | Annual | Allowances Withdrawn (n:1) | Thousand Tons | 0 | 0 | 0 | 0 | 0 | 0 | 0
NJ Non-HEDD CC Ngas Units - Nox Rate Annual v5.12, Unit 3009 and retrofits | 813 | 5789 | Rate Constraint in lbs/MWh | FALSE | L | Annual | Net Emissions Allowance Position | Thousand Tons | 0.0045477 | 0.0045477 | 0.0045477 | 0.0045477 | 0.0045477 | 0.012587 | 0.012587
NJ Non-HEDD CC Ngas Units - Nox Rate Annual v5.12, Unit 3009 and retrofits | 813 | 5789 | Rate Constraint in lbs/MWh | FALSE | L | Annual | Fuel Consumed | TBtu | 0.33782 | 0.33782 | 0.33782 | 0.33782 | 0.33782 | 0.93501 | 0.93501
NJ Non-HEDD CC Ngas Units - Nox Rate Annual v5.12, Unit 3009 and retrofits | 813 | 5789 | Rate Constraint in lbs/MWh | FALSE | L | Annual | Rate | lb/MMBtu | 0.026924 | 0.026924 | 0.026924 | 0.026924 | 0.026924 | 0.026924 | 0.026924
NJ Non-HEDD CC Ngas Units - Nox Rate Annual v5.12, Unit 3009 and retrofits | 813 | 5789 | Rate Constraint in lbs/MWh | FALSE | L | Annual | Generation | TWh | 0.037123 | 0.037123 | 0.037123 | 0.037123 | 0.037123 | 0.10275 | 0.10275
NJ Non-HEDD CC Ngas Units - Nox Rate Annual v5.12, Unit 3009 and retrofits | 813 | 5789 | Rate Constraint in lbs/MWh | FALSE | L | Annual | Qualifying Generation | TWh | 0.037123 | 0.037123 | 0.037123 | 0.037123 | 0.037123 | 0.10275 | 0.10275
NJ Non-HEDD CC Ngas Units - Nox Rate Annual v5.12, Unit 3009 and retrofits | 813 | 5789 | Rate Constraint in lbs/MWh | FALSE | L | Annual | Constraint Shadow Price | US2011$/Ton | 0 | 0 | 0 | 0 | 0 | 0 | 0
NJ Non-HEDD CC Ngas Units - Nox Rate Annual v5.12, Unit 3018 and retrofits | 814 | 5789 | Rate Constraint in lbs/MWh | FALSE | L | Annual | Seasons Included | Seasons | Winter, Summer | Winter, Summer | Winter, Summer | Winter, Summer | Winter, Summer | Winter, Summer | Winter, Summer
NJ Non-HEDD CC Ngas Units - Nox Rate Annual v5.12, Unit 3018 and retrofits | 814 | 5789 | Rate Constraint in lbs/MWh | FALSE | L | Annual | Standard NOX | lb/MWh | 1.3 | 1.3 | 1.3 | 1.3 | 1.3 | 1.3 | 1.3
NJ Non-HEDD CC Ngas Units - Nox Rate Annual v5.12, Unit 3018 and retrofits | 814 | 5789 | Rate Constraint in lbs/MWh | FALSE | L | Annual | Emissions at Affected Plants NOX | Thousand Tons | 0.089688 | 0.089688 | 0.089688 | 0.089688 | 0.089688 | 0.089688 | 0.089688
NJ Non-HEDD CC Ngas Units - Nox Rate Annual v5.12, Unit 3018 and retrofits | 814 | 5789 | Rate Constraint in lbs/MWh | FALSE | L | Annual | Allowances Purchased NOX | Thousand Tons | 0 | 0 | 0 | 0 | 0 | 0 | 0
NJ Non-HEDD CC Ngas Units - Nox Rate Annual v5.12, Unit 3018 and retrofits | 814 | 5789 | Rate Constraint in lbs/MWh | FALSE | L | Annual | Allowances Sold NOX | Thousand Tons | 0 | 0 | 0 | 0 | 0 | 0 | 0
NJ Non-HEDD CC Ngas Units - Nox Rate Annual v5.12, Unit 3018 and retrofits | 814 | 5789 | Rate Constraint in lbs/MWh | FALSE | L | Annual | Allowances Banked | Thousand Tons | 0 | 0 | 0 | 0 | 0 | 0 | 0
NJ Non-HEDD CC Ngas Units - Nox Rate Annual v5.12, Unit 3018 and retrofits | 814 | 5789 | Rate Constraint in lbs/MWh | FALSE | L | Annual | Allowances Withdrawn (1:1) | Thousand Tons | 0 | 0 | 0 | 0 | 0 | 0 | 0
NJ Non-HEDD CC Ngas Units - Nox Rate Annual v5.12, Unit 3018 and retrofits | 814 | 5789 | Rate Constraint in lbs/MWh | FALSE | L | Annual | Allowances Withdrawn (n:1) | Thousand Tons | 0 | 0 | 0 | 0 | 0 | 0 | 0
NJ Non-HEDD CC Ngas Units - Nox Rate Annual v5.12, Unit 3018 and retrofits | 814 | 5789 | Rate Constraint in lbs/MWh | FALSE | L | Annual | Net Emissions Allowance Position | Thousand Tons | 0.089688 | 0.089688 | 0.089688 | 0.089688 | 0.089688 | 0.089688 | 0.089688
NJ Non-HEDD CC Ngas Units - Nox Rate Annual v5.12, Unit 3018 and retrofits | 814 | 5789 | Rate Constraint in lbs/MWh | FALSE | L | Annual | Fuel Consumed | TBtu | 16.3069 | 16.3069 | 16.3069 | 16.3069 | 16.3069 | 16.3069 | 16.3069
NJ Non-HEDD CC Ngas Units - Nox Rate Annual v5.12, Unit 3018 and retrofits | 814 | 5789 | Rate Constraint in lbs/MWh | FALSE | L | Annual | Rate | lb/MMBtu | 0.011 | 0.011 | 0.011 | 0.011 | 0.011 | 0.011 | 0.011
NJ Non-HEDD CC Ngas Units - Nox Rate Annual v5.12, Unit 3018 and retrofits | 814 | 5789 | Rate Constraint in lbs/MWh | FALSE | L | Annual | Generation | TWh | 2.313 | 2.313 | 2.313 | 2.313 | 2.313 | 2.313 | 2.313
NJ Non-HEDD CC Ngas Units - Nox Rate Annual v5.12, Unit 3018 and retrofits | 814 | 5789 | Rate Constraint in lbs/MWh | FALSE | L | Annual | Qualifying Generation | TWh | 2.313 | 2.313 | 2.313 | 2.313 | 2.313 | 2.313 | 2.313
NJ Non-HEDD CC Ngas Units - Nox Rate Annual v5.12, Unit 3018 and retrofits | 814 | 5789 | Rate Constraint in lbs/MWh | FALSE | L | Annual | Constraint Shadow Price | US2011$/Ton | 0 | 0 | 0 | 0 | 0 | 0 | 0
NJ Non-HEDD CC Ngas Units - Nox Rate Annual v5.12, Unit 3019 and retrofits | 815 | 5789 | Rate Constraint in lbs/MWh | FALSE | L | Annual | Seasons Included | Seasons | Winter, Summer | Winter, Summer | Winter, Summer | Winter, Summer | Winter, Summer | Winter, Summer | Winter, Summer
NJ Non-HEDD CC Ngas Units - Nox Rate Annual v5.12, Unit 3019 and retrofits | 815 | 5789 | Rate Constraint in lbs/MWh | FALSE | L | Annual | Standard NOX | lb/MWh | 1.3 | 1.3 | 1.3 | 1.3 | 1.3 | 1.3 | 1.3
NJ Non-HEDD CC Ngas Units - Nox Rate Annual v5.12, Unit 3019 and retrofits | 815 | 5789 | Rate Constraint in lbs/MWh | FALSE | L | Annual | Emissions at Affected Plants NOX | Thousand Tons | 0.089688 | 0.089688 | 0.089688 | 0.089688 | 0.089688 | 0.089688 | 0.089688
NJ Non-HEDD CC Ngas Units - Nox Rate Annual v5.12, Unit 3019 and retrofits | 815 | 5789 | Rate Constraint in lbs/MWh | FALSE | L | Annual | Allowances Purchased NOX | Thousand Tons | 0 | 0 | 0 | 0 | 0 | 0 | 0
NJ Non-HEDD CC Ngas Units - Nox Rate Annual v5.12, Unit 3019 and retrofits | 815 | 5789 | Rate Constraint in lbs/MWh | FALSE | L | Annual | Allowances Sold NOX | Thousand Tons | 0 | 0 | 0 | 0 | 0 | 0 | 0
NJ Non-HEDD CC Ngas Units - Nox Rate Annual v5.12, Unit 3019 and retrofits | 815 | 5789 | Rate Constraint in lbs/MWh | FALSE | L | Annual | Allowances Banked | Thousand Tons | 0 | 0 | 0 | 0 | 0 | 0 | 0
NJ Non-HEDD CC Ngas Units - Nox Rate Annual v5.12, Unit 3019 and retrofits | 815 | 5789 | Rate Constraint in lbs/MWh | FALSE | L | Annual | Allowances Withdrawn (1:1) | Thousand Tons | 0 | 0 | 0 | 0 | 0 | 0 | 0
NJ Non-HEDD CC Ngas Units - Nox Rate Annual v5.12, Unit 3019 and retrofits | 815 | 5789 | Rate Constraint in lbs/MWh | FALSE | L | Annual | Allowances Withdrawn (n:1) | Thousand Tons | 0 | 0 | 0 | 0 | 0 | 0 | 0
NJ Non-HEDD CC Ngas Units - Nox Rate Annual v5.12, Unit 3019 and retrofits | 815 | 5789 | Rate Constraint in lbs/MWh | FALSE | L | Annual | Net Emissions Allowance Position | Thousand Tons | 0.089688 | 0.089688 | 0.089688 | 0.089688 | 0.089688 | 0.089688 | 0.089688
NJ Non-HEDD CC Ngas Units - Nox Rate Annual v5.12, Unit 3019 and retrofits | 815 | 5789 | Rate Constraint in lbs/MWh | FALSE | L | Annual | Fuel Consumed | TBtu | 16.3069 | 16.3069 | 16.3069 | 16.3069 | 16.3069 | 16.3069 | 16.3069
NJ Non-HEDD CC Ngas Units - Nox Rate Annual v5.12, Unit 3019 and retrofits | 815 | 5789 | Rate Constraint in lbs/MWh | FALSE | L | Annual | Rate | lb/MMBtu | 0.011 | 0.011 | 0.011 | 0.011 | 0.011 | 0.011 | 0.011
NJ Non-HEDD CC Ngas Units - Nox Rate Annual v5.12, Unit 3019 and retrofits | 815 | 5789 | Rate Constraint in lbs/MWh | FALSE | L | Annual | Generation | TWh | 2.313 | 2.313 | 2.313 | 2.313 | 2.313 | 2.313 | 2.313
NJ Non-HEDD CC Ngas Units - Nox Rate Annual v5.12, Unit 3019 and retrofits | 815 | 5789 | Rate Constraint in lbs/MWh | FALSE | L | Annual | Qualifying Generation | TWh | 2.313 | 2.313 | 2.313 | 2.313 | 2.313 | 2.313 | 2.313
NJ Non-HEDD CC Ngas Units - Nox Rate Annual v5.12, Unit 3019 and retrofits | 815 | 5789 | Rate Constraint in lbs/MWh | FALSE | L | Annual | Constraint Shadow Price | US2011$/Ton | 0 | 0 | 0 | 0 | 0 | 0 | 0
NJ Non-HEDD CC Ngas Units - Nox Rate Annual v5.12, Unit 3020 and retrofits | 816 | 5789 | Rate Constraint in lbs/MWh | FALSE | L | Annual | Seasons Included | Seasons | Winter, Summer | Winter, Summer | Winter, Summer | Winter, Summer | Winter, Summer | Winter, Summer | Winter, Summer
NJ Non-HEDD CC Ngas Units - Nox Rate Annual v5.12, Unit 3020 and retrofits | 816 | 5789 | Rate Constraint in lbs/MWh | FALSE | L | Annual | Standard NOX | lb/MWh | 1.3 | 1.3 | 1.3 | 1.3 | 1.3 | 1.3 | 1.3
NJ Non-HEDD CC Ngas Units - Nox Rate Annual v5.12, Unit 3020 and retrofits | 816 | 5789 | Rate Constraint in lbs/MWh | FALSE | L | Annual | Emissions at Affected Plants NOX | Thousand Tons | 0.080724 | 0.080724 | 0.080724 | 0.080724 | 0.080724 | 0.080724 | 0.080724
NJ Non-HEDD CC Ngas Units - Nox Rate Annual v5.12, Unit 3020 and retrofits | 816 | 5789 | Rate Constraint in lbs/MWh | FALSE | L | Annual | Allowances Purchased NOX | Thousand Tons | 0 | 0 | 0 | 0 | 0 | 0 | 0
NJ Non-HEDD CC Ngas Units - Nox Rate Annual v5.12, Unit 3020 and retrofits | 816 | 5789 | Rate Constraint in lbs/MWh | FALSE | L | Annual | Allowances Sold NOX | Thousand Tons | 0 | 0 | 0 | 0 | 0 | 0 | 0
NJ Non-HEDD CC Ngas Units - Nox Rate Annual v5.12, Unit 3020 and retrofits | 816 | 5789 | Rate Constraint in lbs/MWh | FALSE | L | Annual | Allowances Banked | Thousand Tons | 0 | 0 | 0 | 0 | 0 | 0 | 0
NJ Non-HEDD CC Ngas Units - Nox Rate Annual v5.12, Unit 3020 and retrofits | 816 | 5789 | Rate Constraint in lbs/MWh | FALSE | L | Annual | Allowances Withdrawn (1:1) | Thousand Tons | 0 | 0 | 0 | 0 | 0 | 0 | 0
NJ Non-HEDD CC Ngas Units - Nox Rate Annual v5.12, Unit 3020 and retrofits | 816 | 5789 | Rate Constraint in lbs/MWh | FALSE | L | Annual | Allowances Withdrawn (n:1) | Thousand Tons | 0 | 0 | 0 | 0 | 0 | 0 | 0
NJ Non-HEDD CC Ngas Units - Nox Rate Annual v5.12, Unit 3020 and retrofits | 816 | 5789 | Rate Constraint in lbs/MWh | FALSE | L | Annual | Net Emissions Allowance Position | Thousand Tons | 0.080724 | 0.080724 | 0.080724 | 0.080724 | 0.080724 | 0.080724 | 0.080724
NJ Non-HEDD CC Ngas Units - Nox Rate Annual v5.12, Unit 3020 and retrofits | 816 | 5789 | Rate Constraint in lbs/MWh | FALSE | L | Annual | Fuel Consumed | TBtu | 14.6771 | 14.6771 | 14.6771 | 14.6771 | 14.6771 | 14.6771 | 14.6771
NJ Non-HEDD CC Ngas Units - Nox Rate Annual v5.12, Unit 3020 and retrofits | 816 | 5789 | Rate Constraint in lbs/MWh | FALSE | L | Annual | Rate | lb/MMBtu | 0.011 | 0.011 | 0.011 | 0.011 | 0.011 | 0.011 | 0.011
NJ Non-HEDD CC Ngas Units - Nox Rate Annual v5.12, Unit 3020 and retrofits | 816 | 5789 | Rate Constraint in lbs/MWh | FALSE | L | Annual | Generation | TWh | 2.2826 | 2.2826 | 2.2826 | 2.2826 | 2.2826 | 2.2826 | 2.2826
NJ Non-HEDD CC Ngas Units - Nox Rate Annual v5.12, Unit 3020 and retrofits | 816 | 5789 | Rate Constraint in lbs/MWh | FALSE | L | Annual | Qualifying Generation | TWh | 2.2826 | 2.2826 | 2.2826 | 2.2826 | 2.2826 | 2.2826 | 2.2826
NJ Non-HEDD CC Ngas Units - Nox Rate Annual v5.12, Unit 3020 and retrofits | 816 | 5789 | Rate Constraint in lbs/MWh | FALSE | L | Annual | Constraint Shadow Price | US2011$/Ton | 0 | 0 | 0 | 0 | 0 | 0 | 0
NJ Non-HEDD CC Ngas Units - Nox Rate Annual v5.12, Unit 3021 and retrofits | 817 | 5789 | Rate Constraint in lbs/MWh | FALSE | L | Annual | Seasons Included | Seasons | Winter, Summer | Winter, Summer | Winter, Summer | Winter, Summer | Winter, Summer | Winter, Summer | Winter, Summer
NJ Non-HEDD CC Ngas Units - Nox Rate Annual v5.12, Unit 3021 and retrofits | 817 | 5789 | Rate Constraint in lbs/MWh | FALSE | L | Annual | Standard NOX | lb/MWh | 1.3 | 1.3 | 1.3 | 1.3 | 1.3 | 1.3 | 1.3
NJ Non-HEDD CC Ngas Units - Nox Rate Annual v5.12, Unit 3021 and retrofits | 817 | 5789 | Rate Constraint in lbs/MWh | FALSE | L | Annual | Emissions at Affected Plants NOX | Thousand Tons | 0.080724 | 0.080724 | 0.080724 | 0.080724 | 0.080724 | 0.080724 | 0.080724
NJ Non-HEDD CC Ngas Units - Nox Rate Annual v5.12, Unit 3021 and retrofits | 817 | 5789 | Rate Constraint in lbs/MWh | FALSE | L | Annual | Allowances Purchased NOX | Thousand Tons | 0 | 0 | 0 | 0 | 0 | 0 | 0
NJ Non-HEDD CC Ngas Units - Nox Rate Annual v5.12, Unit 3021 and retrofits | 817 | 5789 | Rate Constraint in lbs/MWh | FALSE | L | Annual | Allowances Sold NOX | Thousand Tons | 0 | 0 | 0 | 0 | 0 | 0 | 0
NJ Non-HEDD CC Ngas Units - Nox Rate Annual v5.12, Unit 3021 and retrofits | 817 | 5789 | Rate Constraint in lbs/MWh | FALSE | L | Annual | Allowances Banked | Thousand Tons | 0 | 0 | 0 | 0 | 0 | 0 | 0
NJ Non-HEDD CC Ngas Units - Nox Rate Annual v5.12, Unit 3021 and retrofits | 817 | 5789 | Rate Constraint in lbs/MWh | FALSE | L | Annual | Allowances Withdrawn (1:1) | Thousand Tons | 0 | 0 | 0 | 0 | 0 | 0 | 0
NJ Non-HEDD CC Ngas Units - Nox Rate Annual v5.12, Unit 3021 and retrofits | 817 | 5789 | Rate Constraint in lbs/MWh | FALSE | L | Annual | Allowances Withdrawn (n:1) | Thousand Tons | 0 | 0 | 0 | 0 | 0 | 0 | 0
NJ Non-HEDD CC Ngas Units - Nox Rate Annual v5.12, Unit 3021 and retrofits | 817 | 5789 | Rate Constraint in lbs/MWh | FALSE | L | Annual | Net Emissions Allowance Position | Thousand Tons | 0.080724 | 0.080724 | 0.080724 | 0.080724 | 0.080724 | 0.080724 | 0.080724
NJ Non-HEDD CC Ngas Units - Nox Rate Annual v5.12, Unit 3021 and retrofits | 817 | 5789 | Rate Constraint in lbs/MWh | FALSE | L | Annual | Fuel Consumed | TBtu | 14.6771 | 14.6771 | 14.6771 | 14.6771 | 14.6771 | 14.6771 | 14.6771
NJ Non-HEDD CC Ngas Units - Nox Rate Annual v5.12, Unit 3021 and retrofits | 817 | 5789 | Rate Constraint in lbs/MWh | FALSE | L | Annual | Rate | lb/MMBtu | 0.011 | 0.011 | 0.011 | 0.011 | 0.011 | 0.011 | 0.011
NJ Non-HEDD CC Ngas Units - Nox Rate Annual v5.12, Unit 3021 and retrofits | 817 | 5789 | Rate Constraint in lbs/MWh | FALSE | L | Annual | Generation | TWh | 2.2826 | 2.2826 | 2.2826 | 2.2826 | 2.2826 | 2.2826 | 2.2826
NJ Non-HEDD CC Ngas Units - Nox Rate Annual v5.12, Unit 3021 and retrofits | 817 | 5789 | Rate Constraint in lbs/MWh | FALSE | L | Annual | Qualifying Generation | TWh | 2.2826 | 2.2826 | 2.2826 | 2.2826 | 2.2826 | 2.2826 | 2.2826
NJ Non-HEDD CC Ngas Units - Nox Rate Annual v5.12, Unit 3021 and retrofits | 817 | 5789 | Rate Constraint in lbs/MWh | FALSE | L | Annual | Constraint Shadow Price | US2011$/Ton | 0 | 0 | 0 | 0 | 0 | 0 | 0
NJ Non-HEDD CC Ngas Units - Nox Rate Annual v5.12, Unit 3022 and retrofits | 818 | 5789 | Rate Constraint in lbs/MWh | FALSE | L | Annual | Seasons Included | Seasons | Winter, Summer | Winter, Summer | Winter, Summer | Winter, Summer | Winter, Summer | Winter, Summer | Winter, Summer
NJ Non-HEDD CC Ngas Units - Nox Rate Annual v5.12, Unit 3022 and retrofits | 818 | 5789 | Rate Constraint in lbs/MWh | FALSE | L | Annual | Standard NOX | lb/MWh | 1.3 | 1.3 | 1.3 | 1.3 | 1.3 | 1.3 | 1.3
NJ Non-HEDD CC Ngas Units - Nox Rate Annual v5.12, Unit 3022 and retrofits | 818 | 5789 | Rate Constraint in lbs/MWh | FALSE | L | Annual | Emissions at Affected Plants NOX | Thousand Tons | 0.053816 | 0.053816 | 0.053816 | 0.053816 | 0.053816 | 0.053816 | 0.053816
NJ Non-HEDD CC Ngas Units - Nox Rate Annual v5.12, Unit 3022 and retrofits | 818 | 5789 | Rate Constraint in lbs/MWh | FALSE | L | Annual | Allowances Purchased NOX | Thousand Tons | 0 | 0 | 0 | 0 | 0 | 0 | 0
NJ Non-HEDD CC Ngas Units - Nox Rate Annual v5.12, Unit 3022 and retrofits | 818 | 5789 | Rate Constraint in lbs/MWh | FALSE | L | Annual | Allowances Sold NOX | Thousand Tons | 0 | 0 | 0 | 0 | 0 | 0 | 0
NJ Non-HEDD CC Ngas Units - Nox Rate Annual v5.12, Unit 3022 and retrofits | 818 | 5789 | Rate Constraint in lbs/MWh | FALSE | L | Annual | Allowances Banked | Thousand Tons | 0 | 0 | 0 | 0 | 0 | 0 | 0
NJ Non-HEDD CC Ngas Units - Nox Rate Annual v5.12, Unit 3022 and retrofits | 818 | 5789 | Rate Constraint in lbs/MWh | FALSE | L | Annual | Allowances Withdrawn (1:1) | Thousand Tons | 0 | 0 | 0 | 0 | 0 | 0 | 0
NJ Non-HEDD CC Ngas Units - Nox Rate Annual v5.12, Unit 3022 and retrofits | 818 | 5789 | Rate Constraint in lbs/MWh | FALSE | L | Annual | Allowances Withdrawn (n:1) | Thousand Tons | 0 | 0 | 0 | 0 | 0 | 0 | 0
NJ Non-HEDD CC Ngas Units - Nox Rate Annual v5.12, Unit 3022 and retrofits | 818 | 5789 | Rate Constraint in lbs/MWh | FALSE | L | Annual | Net Emissions Allowance Position | Thousand Tons | 0.053816 | 0.053816 | 0.053816 | 0.053816 | 0.053816 | 0.053816 | 0.053816
NJ Non-HEDD CC Ngas Units - Nox Rate Annual v5.12, Unit 3022 and retrofits | 818 | 5789 | Rate Constraint in lbs/MWh | FALSE | L | Annual | Fuel Consumed | TBtu | 9.7847 | 9.7847 | 9.7847 | 9.7847 | 9.7847 | 9.7847 | 9.7847
NJ Non-HEDD CC Ngas Units - Nox Rate Annual v5.12, Unit 3022 and retrofits | 818 | 5789 | Rate Constraint in lbs/MWh | FALSE | L | Annual | Rate | lb/MMBtu | 0.011 | 0.011 | 0.011 | 0.011 | 0.011 | 0.011 | 0.011
NJ Non-HEDD CC Ngas Units - Nox Rate Annual v5.12, Unit 3022 and retrofits | 818 | 5789 | Rate Constraint in lbs/MWh | FALSE | L | Annual | Generation | TWh | 1.5217 | 1.5217 | 1.5217 | 1.5217 | 1.5217 | 1.5217 | 1.5217
NJ Non-HEDD CC Ngas Units - Nox Rate Annual v5.12, Unit 3022 and retrofits | 818 | 5789 | Rate Constraint in lbs/MWh | FALSE | L | Annual | Qualifying Generation | TWh | 1.5217 | 1.5217 | 1.5217 | 1.5217 | 1.5217 | 1.5217 | 1.5217
NJ Non-HEDD CC Ngas Units - Nox Rate Annual v5.12, Unit 3022 and retrofits | 818 | 5789 | Rate Constraint in lbs/MWh | FALSE | L | Annual | Constraint Shadow Price | US2011$/Ton | 0 | 0 | 0 | 0 | 0 | 0 | 0
NJ Non-HEDD CC Ngas Units - Nox Rate Annual v5.12, Unit 3023 and retrofits | 819 | 5789 | Rate Constraint in lbs/MWh | FALSE | L | Annual | Seasons Included | Seasons | Winter, Summer | Winter, Summer | Winter, Summer | Winter, Summer | Winter, Summer | Winter, Summer | Winter, Summer
NJ Non-HEDD CC Ngas Units - Nox Rate Annual v5.12, Unit 3023 and retrofits | 819 | 5789 | Rate Constraint in lbs/MWh | FALSE | L | Annual | Standard NOX | lb/MWh | 1.3 | 1.3 | 1.3 | 1.3 | 1.3 | 1.3 | 1.3
NJ Non-HEDD CC Ngas Units - Nox Rate Annual v5.12, Unit 3023 and retrofits | 819 | 5789 | Rate Constraint in lbs/MWh | FALSE | L | Annual | Emissions at Affected Plants NOX | Thousand Tons | 0.053816 | 0.053816 | 0.053816 | 0.053816 | 0.053816 | 0.053816 | 0.053816
NJ Non-HEDD CC Ngas Units - Nox Rate Annual v5.12, Unit 3023 and retrofits | 819 | 5789 | Rate Constraint in lbs/MWh | FALSE | L | Annual | Allowances Purchased NOX | Thousand Tons | 0 | 0 | 0 | 0 | 0 | 0 | 0
NJ Non-HEDD CC Ngas Units - Nox Rate Annual v5.12, Unit 3023 and retrofits | 819 | 5789 | Rate Constraint in lbs/MWh | FALSE | L | Annual | Allowances Sold NOX | Thousand Tons | 0 | 0 | 0 | 0 | 0 | 0 | 0
NJ Non-HEDD CC Ngas Units - Nox Rate Annual v5.12, Unit 3023 and retrofits | 819 | 5789 | Rate Constraint in lbs/MWh | FALSE | L | Annual | Allowances Banked | Thousand Tons | 0 | 0 | 0 | 0 | 0 | 0 | 0
NJ Non-HEDD CC Ngas Units - Nox Rate Annual v5.12, Unit 3023 and retrofits | 819 | 5789 | Rate Constraint in lbs/MWh | FALSE | L | Annual | Allowances Withdrawn (1:1) | Thousand Tons | 0 | 0 | 0 | 0 | 0 | 0 | 0
NJ Non-HEDD CC Ngas Units - Nox Rate Annual v5.12, Unit 3023 and retrofits | 819 | 5789 | Rate Constraint in lbs/MWh | FALSE | L | Annual | Allowances Withdrawn (n:1) | Thousand Tons | 0 | 0 | 0 | 0 | 0 | 0 | 0
NJ Non-HEDD CC Ngas Units - Nox Rate Annual v5.12, Unit 3023 and retrofits | 819 | 5789 | Rate Constraint in lbs/MWh | FALSE | L | Annual | Net Emissions Allowance Position | Thousand Tons | 0.053816 | 0.053816 | 0.053816 | 0.053816 | 0.053816 | 0.053816 | 0.053816
NJ Non-HEDD CC Ngas Units - Nox Rate Annual v5.12, Unit 3023 and retrofits | 819 | 5789 | Rate Constraint in lbs/MWh | FALSE | L | Annual | Fuel Consumed | TBtu | 9.7847 | 9.7847 | 9.7847 | 9.7847 | 9.7847 | 9.7847 | 9.7847
NJ Non-HEDD CC Ngas Units - Nox Rate Annual v5.12, Unit 3023 and retrofits | 819 | 5789 | Rate Constraint in lbs/MWh | FALSE | L | Annual | Rate | lb/MMBtu | 0.011 | 0.011 | 0.011 | 0.011 | 0.011 | 0.011 | 0.011
NJ Non-HEDD CC Ngas Units - Nox Rate Annual v5.12, Unit 3023 and retrofits | 819 | 5789 | Rate Constraint in lbs/MWh | FALSE | L | Annual | Generation | TWh | 1.5217 | 1.5217 | 1.5217 | 1.5217 | 1.5217 | 1.5217 | 1.5217
NJ Non-HEDD CC Ngas Units - Nox Rate Annual v5.12, Unit 3023 and retrofits | 819 | 5789 | Rate Constraint in lbs/MWh | FALSE | L | Annual | Qualifying Generation | TWh | 1.5217 | 1.5217 | 1.5217 | 1.5217 | 1.5217 | 1.5217 | 1.5217
NJ Non-HEDD CC Ngas Units - Nox Rate Annual v5.12, Unit 3023 and retrofits | 819 | 5789 | Rate Constraint in lbs/MWh | FALSE | L | Annual | Constraint Shadow Price | US2011$/Ton | 0 | 0 | 0 | 0 | 0 | 0 | 0
NJ Non-HEDD CC Ngas Units - Nox Rate Annual v5.12, Unit 3024 and retrofits | 820 | 5789 | Rate Constraint in lbs/MWh | FALSE | L | Annual | Seasons Included | Seasons | Winter, Summer | Winter, Summer | Winter, Summer | Winter, Summer | Winter, Summer | Winter, Summer | Winter, Summer
NJ Non-HEDD CC Ngas Units - Nox Rate Annual v5.12, Unit 3024 and retrofits | 820 | 5789 | Rate Constraint in lbs/MWh | FALSE | L | Annual | Standard NOX | lb/MWh | 1.3 | 1.3 | 1.3 | 1.3 | 1.3 | 1.3 | 1.3
NJ Non-HEDD CC Ngas Units - Nox Rate Annual v5.12, Unit 3024 and retrofits | 820 | 5789 | Rate Constraint in lbs/MWh | FALSE | L | Annual | Emissions at Affected Plants NOX | Thousand Tons | 0.076688 | 0.076688 | 0.076688 | 0.076688 | 0.076688 | 0.076688 | 0.076688
NJ Non-HEDD CC Ngas Units - Nox Rate Annual v5.12, Unit 3024 and retrofits | 820 | 5789 | Rate Constraint in lbs/MWh | FALSE | L | Annual | Allowances Purchased NOX | Thousand Tons | 0 | 0 | 0 | 0 | 0 | 0 | 0
NJ Non-HEDD CC Ngas Units - Nox Rate Annual v5.12, Unit 3024 and retrofits | 820 | 5789 | Rate Constraint in lbs/MWh | FALSE | L | Annual | Allowances Sold NOX | Thousand Tons | 0 | 0 | 0 | 0 | 0 | 0 | 0
NJ Non-HEDD CC Ngas Units - Nox Rate Annual v5.12, Unit 3024 and retrofits | 820 | 5789 | Rate Constraint in lbs/MWh | FALSE | L | Annual | Allowances Banked | Thousand Tons | 0 | 0 | 0 | 0 | 0 | 0 | 0
NJ Non-HEDD CC Ngas Units - Nox Rate Annual v5.12, Unit 3024 and retrofits | 820 | 5789 | Rate Constraint in lbs/MWh | FALSE | L | Annual | Allowances Withdrawn (1:1) | Thousand Tons | 0 | 0 | 0 | 0 | 0 | 0 | 0
NJ Non-HEDD CC Ngas Units - Nox Rate Annual v5.12, Unit 3024 and retrofits | 820 | 5789 | Rate Constraint in lbs/MWh | FALSE | L | Annual | Allowances Withdrawn (n:1) | Thousand Tons | 0 | 0 | 0 | 0 | 0 | 0 | 0
NJ Non-HEDD CC Ngas Units - Nox Rate Annual v5.12, Unit 3024 and retrofits | 820 | 5789 | Rate Constraint in lbs/MWh | FALSE | L | Annual | Net Emissions Allowance Position | Thousand Tons | 0.076688 | 0.076688 | 0.076688 | 0.076688 | 0.076688 | 0.076688 | 0.076688
NJ Non-HEDD CC Ngas Units - Nox Rate Annual v5.12, Unit 3024 and retrofits | 820 | 5789 | Rate Constraint in lbs/MWh | FALSE | L | Annual | Fuel Consumed | TBtu | 13.9432 | 13.9432 | 13.9432 | 13.9432 | 13.9432 | 13.9432 | 13.9432
NJ Non-HEDD CC Ngas Units - Nox Rate Annual v5.12, Unit 3024 and retrofits | 820 | 5789 | Rate Constraint in lbs/MWh | FALSE | L | Annual | Rate | lb/MMBtu | 0.011 | 0.011 | 0.011 | 0.011 | 0.011 | 0.011 | 0.011
NJ Non-HEDD CC Ngas Units - Nox Rate Annual v5.12, Unit 3024 and retrofits | 820 | 5789 | Rate Constraint in lbs/MWh | FALSE | L | Annual | Generation | TWh | 2.1685 | 2.1685 | 2.1685 | 2.1685 | 2.1685 | 2.1685 | 2.1685
NJ Non-HEDD CC Ngas Units - Nox Rate Annual v5.12, Unit 3024 and retrofits | 820 | 5789 | Rate Constraint in lbs/MWh | FALSE | L | Annual | Qualifying Generation | TWh | 2.1685 | 2.1685 | 2.1685 | 2.1685 | 2.1685 | 2.1685 | 2.1685
NJ Non-HEDD CC Ngas Units - Nox Rate Annual v5.12, Unit 3024 and retrofits | 820 | 5789 | Rate Constraint in lbs/MWh | FALSE | L | Annual | Constraint Shadow Price | US2011$/Ton | 0 | 0 | 0 | 0 | 0 | 0 | 0
NJ Non-HEDD CC Ngas Units - Nox Rate Annual v5.12, Unit 3025 and retrofits | 821 | 5789 | Rate Constraint in lbs/MWh | FALSE | L | Annual | Seasons Included | Seasons | Winter, Summer | Winter, Summer | Winter, Summer | Winter, Summer | Winter, Summer | Winter, Summer | Winter, Summer
NJ Non-HEDD CC Ngas Units - Nox Rate Annual v5.12, Unit 3025 and retrofits | 821 | 5789 | Rate Constraint in lbs/MWh | FALSE | L | Annual | Standard NOX | lb/MWh | 1.3 | 1.3 | 1.3 | 1.3 | 1.3 | 1.3 | 1.3
NJ Non-HEDD CC Ngas Units - Nox Rate Annual v5.12, Unit 3025 and retrofits | 821 | 5789 | Rate Constraint in lbs/MWh | FALSE | L | Annual | Emissions at Affected Plants NOX | Thousand Tons | 0.07623 | 0.07623 | 0.07623 | 0.07623 | 0.07623 | 0.07623 | 0.07623
NJ Non-HEDD CC Ngas Units - Nox Rate Annual v5.12, Unit 3025 and retrofits | 821 | 5789 | Rate Constraint in lbs/MWh | FALSE | L | Annual | Allowances Purchased NOX | Thousand Tons | 0 | 0 | 0 | 0 | 0 | 0 | 0
NJ Non-HEDD CC Ngas Units - Nox Rate Annual v5.12, Unit 3025 and retrofits | 821 | 5789 | Rate Constraint in lbs/MWh | FALSE | L | Annual | Allowances Sold NOX | Thousand Tons | 0 | 0 | 0 | 0 | 0 | 0 | 0
NJ Non-HEDD CC Ngas Units - Nox Rate Annual v5.12, Unit 3025 and retrofits | 821 | 5789 | Rate Constraint in lbs/MWh | FALSE | L | Annual | Allowances Banked | Thousand Tons | 0 | 0 | 0 | 0 | 0 | 0 | 0
NJ Non-HEDD CC Ngas Units - Nox Rate Annual v5.12, Unit 3025 and retrofits | 821 | 5789 | Rate Constraint in lbs/MWh | FALSE | L | Annual | Allowances Withdrawn (1:1) | Thousand Tons | 0 | 0 | 0 | 0 | 0 | 0 | 0
NJ Non-HEDD CC Ngas Units - Nox Rate Annual v5.12, Unit 3025 and retrofits | 821 | 5789 | Rate Constraint in lbs/MWh | FALSE | L | Annual | Allowances Withdrawn (n:1) | Thousand Tons | 0 | 0 | 0 | 0 | 0 | 0 | 0
NJ Non-HEDD CC Ngas Units - Nox Rate Annual v5.12, Unit 3025 and retrofits | 821 | 5789 | Rate Constraint in lbs/MWh | FALSE | L | Annual | Net Emissions Allowance Position | Thousand Tons | 0.07623 | 0.07623 | 0.07623 | 0.07623 | 0.07623 | 0.07623 | 0.07623
NJ Non-HEDD CC Ngas Units - Nox Rate Annual v5.12, Unit 3025 and retrofits | 821 | 5789 | Rate Constraint in lbs/MWh | FALSE | L | Annual | Fuel Consumed | TBtu | 13.8601 | 13.8601 | 13.8601 | 13.8601 | 13.8601 | 13.8601 | 13.8601
NJ Non-HEDD CC Ngas Units - Nox Rate Annual v5.12, Unit 3025 and retrofits | 821 | 5789 | Rate Constraint in lbs/MWh | FALSE | L | Annual | Rate | lb/MMBtu | 0.011 | 0.011 | 0.011 | 0.011 | 0.011 | 0.011 | 0.011
NJ Non-HEDD CC Ngas Units - Nox Rate Annual v5.12, Unit 3025 and retrofits | 821 | 5789 | Rate Constraint in lbs/MWh | FALSE | L | Annual | Generation | TWh | 2.1555 | 2.1555 | 2.1555 | 2.1555 | 2.1555 | 2.1555 | 2.1555
NJ Non-HEDD CC Ngas Units - Nox Rate Annual v5.12, Unit 3025 and retrofits | 821 | 5789 | Rate Constraint in lbs/MWh | FALSE | L | Annual | Qualifying Generation | TWh | 2.1555 | 2.1555 | 2.1555 | 2.1555 | 2.1555 | 2.1555 | 2.1555
NJ Non-HEDD CC Ngas Units - Nox Rate Annual v5.12, Unit 3025 and retrofits | 821 | 5789 | Rate Constraint in lbs/MWh | FALSE | L | Annual | Constraint Shadow Price | US2011$/Ton | 0 | 0 | 0 | 0 | 0 | 0 | 0
NJ Non-HEDD CC Ngas Units - Nox Rate Annual v5.12, Unit 3026 and retrofits | 822 | 5789 | Rate Constraint in lbs/MWh | FALSE | L | Annual | Seasons Included | Seasons | Winter, Summer | Winter, Summer | Winter, Summer | Winter, Summer | Winter, Summer | Winter, Summer | Winter, Summer
NJ Non-HEDD CC Ngas Units - Nox Rate Annual v5.12, Unit 3026 and retrofits | 822 | 5789 | Rate Constraint in lbs/MWh | FALSE | L | Annual | Standard NOX | lb/MWh | 1.3 | 1.3 | 1.3 | 1.3 | 1.3 | 1.3 | 1.3
NJ Non-HEDD CC Ngas Units - Nox Rate Annual v5.12, Unit 3026 and retrofits | 822 | 5789 | Rate Constraint in lbs/MWh | FALSE | L | Annual | Emissions at Affected Plants NOX | Thousand Tons | 0.077499 | 0.031849 | 0.061879 | 0.077499 | 0.077499 | 0.061879 | 0.061879
NJ Non-HEDD CC Ngas Units - Nox Rate Annual v5.12, Unit 3026 and retrofits | 822 | 5789 | Rate Constraint in lbs/MWh | FALSE | L | Annual | Allowances Purchased NOX | Thousand Tons | 0 | 0 | 0 | 0 | 0 | 0 | 0
NJ Non-HEDD CC Ngas Units - Nox Rate Annual v5.12, Unit 3026 and retrofits | 822 | 5789 | Rate Constraint in lbs/MWh | FALSE | L | Annual | Allowances Sold NOX | Thousand Tons | 0 | 0 | 0 | 0 | 0 | 0 | 0
NJ Non-HEDD CC Ngas Units - Nox Rate Annual v5.12, Unit 3026 and retrofits | 822 | 5789 | Rate Constraint in lbs/MWh | FALSE | L | Annual | Allowances Banked | Thousand Tons | 0 | 0 | 0 | 0 | 0 | 0 | 0
NJ Non-HEDD CC Ngas Units - Nox Rate Annual v5.12, Unit 3026 and retrofits | 822 | 5789 | Rate Constraint in lbs/MWh | FALSE | L | Annual | Allowances Withdrawn (1:1) | Thousand Tons | 0 | 0 | 0 | 0 | 0 | 0 | 0
NJ Non-HEDD CC Ngas Units - Nox Rate Annual v5.12, Unit 3026 and retrofits | 822 | 5789 | Rate Constraint in lbs/MWh | FALSE | L | Annual | Allowances Withdrawn (n:1) | Thousand Tons | 0 | 0 | 0 | 0 | 0 | 0 | 0
NJ Non-HEDD CC Ngas Units - Nox Rate Annual v5.12, Unit 3026 and retrofits | 822 | 5789 | Rate Constraint in lbs/MWh | FALSE | L | Annual | Net Emissions Allowance Position | Thousand Tons | 0.077499 | 0.031849 | 0.061879 | 0.077499 | 0.077499 | 0.061879 | 0.061879
NJ Non-HEDD CC Ngas Units - Nox Rate Annual v5.12, Unit 3026 and retrofits | 822 | 5789 | Rate Constraint in lbs/MWh | FALSE | L | Annual | Fuel Consumed | TBtu | 1.7755 | 0.72965 | 1.4177 | 1.7755 | 1.7755 | 1.4177 | 1.4177
NJ Non-HEDD CC Ngas Units - Nox Rate Annual v5.12, Unit 3026 and retrofits | 822 | 5789 | Rate Constraint in lbs/MWh | FALSE | L | Annual | Rate | lb/MMBtu | 0.087298 | 0.087298 | 0.087298 | 0.087298 | 0.087298 | 0.087298 | 0.087298
NJ Non-HEDD CC Ngas Units - Nox Rate Annual v5.12, Unit 3026 and retrofits | 822 | 5789 | Rate Constraint in lbs/MWh | FALSE | L | Annual | Generation | TWh | 0.2091 | 0.085932 | 0.16696 | 0.2091 | 0.2091 | 0.16696 | 0.16696
NJ Non-HEDD CC Ngas Units - Nox Rate Annual v5.12, Unit 3026 and retrofits | 822 | 5789 | Rate Constraint in lbs/MWh | FALSE | L | Annual | Qualifying Generation | TWh | 0.2091 | 0.085932 | 0.16696 | 0.2091 | 0.2091 | 0.16696 | 0.16696
NJ Non-HEDD CC Ngas Units - Nox Rate Annual v5.12, Unit 3026 and retrofits | 822 | 5789 | Rate Constraint in lbs/MWh | FALSE | L | Annual | Constraint Shadow Price | US2011$/Ton | 0 | 0 | 0 | 0 | 0 | 0 | 0
NJ Non-HEDD CC Ngas Units - Nox Rate Annual v5.12, Unit 3027 and retrofits | 823 | 5789 | Rate Constraint in lbs/MWh | FALSE | L | Annual | Seasons Included | Seasons | Winter, Summer | Winter, Summer | Winter, Summer | Winter, Summer | Winter, Summer | Winter, Summer | Winter, Summer
NJ Non-HEDD CC Ngas Units - Nox Rate Annual v5.12, Unit 3027 and retrofits | 823 | 5789 | Rate Constraint in lbs/MWh | FALSE | L | Annual | Standard NOX | lb/MWh | 1.3 | 1.3 | 1.3 | 1.3 | 1.3 | 1.3 | 1.3
NJ Non-HEDD CC Ngas Units - Nox Rate Annual v5.12, Unit 3027 and retrofits | 823 | 5789 | Rate Constraint in lbs/MWh | FALSE | L | Annual | Emissions at Affected Plants NOX | Thousand Tons | 0.077499 | 0.019541 | 0.061879 | 0.077499 | 0.077499 | 0.061879 | 0.061879
NJ Non-HEDD CC Ngas Units - Nox Rate Annual v5.12, Unit 3027 and retrofits | 823 | 5789 | Rate Constraint in lbs/MWh | FALSE | L | Annual | Allowances Purchased NOX | Thousand Tons | 0 | 0 | 0 | 0 | 0 | 0 | 0
NJ Non-HEDD CC Ngas Units - Nox Rate Annual v5.12, Unit 3027 and retrofits | 823 | 5789 | Rate Constraint in lbs/MWh | FALSE | L | Annual | Allowances Sold NOX | Thousand Tons | 0 | 0 | 0 | 0 | 0 | 0 | 0
NJ Non-HEDD CC Ngas Units - Nox Rate Annual v5.12, Unit 3027 and retrofits | 823 | 5789 | Rate Constraint in lbs/MWh | FALSE | L | Annual | Allowances Banked | Thousand Tons | 0 | 0 | 0 | 0 | 0 | 0 | 0
NJ Non-HEDD CC Ngas Units - Nox Rate Annual v5.12, Unit 3027 and retrofits | 823 | 5789 | Rate Constraint in lbs/MWh | FALSE | L | Annual | Allowances Withdrawn (1:1) | Thousand Tons | 0 | 0 | 0 | 0 | 0 | 0 | 0
NJ Non-HEDD CC Ngas Units - Nox Rate Annual v5.12, Unit 3027 and retrofits | 823 | 5789 | Rate Constraint in lbs/MWh | FALSE | L | Annual | Allowances Withdrawn (n:1) | Thousand Tons | 0 | 0 | 0 | 0 | 0 | 0 | 0
NJ Non-HEDD CC Ngas Units - Nox Rate Annual v5.12, Unit 3027 and retrofits | 823 | 5789 | Rate Constraint in lbs/MWh | FALSE | L | Annual | Net Emissions Allowance Position | Thousand Tons | 0.077499 | 0.019541 | 0.061879 | 0.077499 | 0.077499 | 0.061879 | 0.061879
NJ Non-HEDD CC Ngas Units - Nox Rate Annual v5.12, Unit 3027 and retrofits | 823 | 5789 | Rate Constraint in lbs/MWh | FALSE | L | Annual | Fuel Consumed | TBtu | 1.7755 | 0.44768 | 1.4177 | 1.7755 | 1.7755 | 1.4177 | 1.4177
NJ Non-HEDD CC Ngas Units - Nox Rate Annual v5.12, Unit 3027 and retrofits | 823 | 5789 | Rate Constraint in lbs/MWh | FALSE | L | Annual | Rate | lb/MMBtu | 0.087298 | 0.087298 | 0.087298 | 0.087298 | 0.087298 | 0.087298 | 0.087298
NJ Non-HEDD CC Ngas Units - Nox Rate Annual v5.12, Unit 3027 and retrofits | 823 | 5789 | Rate Constraint in lbs/MWh | FALSE | L | Annual | Generation | TWh | 0.2091 | 0.052724 | 0.16696 | 0.2091 | 0.2091 | 0.16696 | 0.16696
NJ Non-HEDD CC Ngas Units - Nox Rate Annual v5.12, Unit 3027 and retrofits | 823 | 5789 | Rate Constraint in lbs/MWh | FALSE | L | Annual | Qualifying Generation | TWh | 0.2091 | 0.052724 | 0.16696 | 0.2091 | 0.2091 | 0.16696 | 0.16696
NJ Non-HEDD CC Ngas Units - Nox Rate Annual v5.12, Unit 3027 and retrofits | 823 | 5789 | Rate Constraint in lbs/MWh | FALSE | L | Annual | Constraint Shadow Price | US2011$/Ton | 0 | 0 | 0 | 0 | 0 | 0 | 0
NJ Non-HEDD CC Ngas Units - Nox Rate Annual v5.12, Unit 3028 and retrofits | 824 | 5789 | Rate Constraint in lbs/MWh | FALSE | L | Annual | Seasons Included | Seasons | Winter, Summer | Winter, Summer | Winter, Summer | Winter, Summer | Winter, Summer | Winter, Summer | Winter, Summer
NJ Non-HEDD CC Ngas Units - Nox Rate Annual v5.12, Unit 3028 and retrofits | 824 | 5789 | Rate Constraint in lbs/MWh | FALSE | L | Annual | Standard NOX | lb/MWh | 1.3 | 1.3 | 1.3 | 1.3 | 1.3 | 1.3 | 1.3
NJ Non-HEDD CC Ngas Units - Nox Rate Annual v5.12, Unit 3028 and retrofits | 824 | 5789 | Rate Constraint in lbs/MWh | FALSE | L | Annual | Emissions at Affected Plants NOX | Thousand Tons | 0.059311 | 0.042566 | 0.047357 | 0.059311 | 0.059311 | 0.047357 | 0.047357
NJ Non-HEDD CC Ngas Units - Nox Rate Annual v5.12, Unit 3028 and retrofits | 824 | 5789 | Rate Constraint in lbs/MWh | FALSE | L | Annual | Allowances Purchased NOX | Thousand Tons | 0 | 0 | 0 | 0 | 0 | 0 | 0
NJ Non-HEDD CC Ngas Units - Nox Rate Annual v5.12, Unit 3028 and retrofits | 824 | 5789 | Rate Constraint in lbs/MWh | FALSE | L | Annual | Allowances Sold NOX | Thousand Tons | 0 | 0 | 0 | 0 | 0 | 0 | 0
NJ Non-HEDD CC Ngas Units - Nox Rate Annual v5.12, Unit 3028 and retrofits | 824 | 5789 | Rate Constraint in lbs/MWh | FALSE | L | Annual | Allowances Banked | Thousand Tons | 0 | 0 | 0 | 0 | 0 | 0 | 0
NJ Non-HEDD CC Ngas Units - Nox Rate Annual v5.12, Unit 3028 and retrofits | 824 | 5789 | Rate Constraint in lbs/MWh | FALSE | L | Annual | Allowances Withdrawn (1:1) | Thousand Tons | 0 | 0 | 0 | 0 | 0 | 0 | 0
NJ Non-HEDD CC Ngas Units - Nox Rate Annual v5.12, Unit 3028 and retrofits | 824 | 5789 | Rate Constraint in lbs/MWh | FALSE | L | Annual | Allowances Withdrawn (n:1) | Thousand Tons | 0 | 0 | 0 | 0 | 0 | 0 | 0
NJ Non-HEDD CC Ngas Units - Nox Rate Annual v5.12, Unit 3028 and retrofits | 824 | 5789 | Rate Constraint in lbs/MWh | FALSE | L | Annual | Net Emissions Allowance Position | Thousand Tons | 0.059311 | 0.042566 | 0.047357 | 0.059311 | 0.059311 | 0.047357 | 0.047357
NJ Non-HEDD CC Ngas Units - Nox Rate Annual v5.12, Unit 3028 and retrofits | 824 | 5789 | Rate Constraint in lbs/MWh | FALSE | L | Annual | Fuel Consumed | TBtu | 1.3588 | 0.97518 | 1.0849 | 1.3588 | 1.3588 | 1.0849 | 1.0849
NJ Non-HEDD CC Ngas Units - Nox Rate Annual v5.12, Unit 3028 and retrofits | 824 | 5789 | Rate Constraint in lbs/MWh | FALSE | L | Annual | Rate | lb/MMBtu | 0.087298 | 0.087298 | 0.087298 | 0.087298 | 0.087298 | 0.087298 | 0.087298
NJ Non-HEDD CC Ngas Units - Nox Rate Annual v5.12, Unit 3028 and retrofits | 824 | 5789 | Rate Constraint in lbs/MWh | FALSE | L | Annual | Generation | TWh | 0.16003 | 0.11485 | 0.12778 | 0.16003 | 0.16003 | 0.12778 | 0.12778
NJ Non-HEDD CC Ngas Units - Nox Rate Annual v5.12, Unit 3028 and retrofits | 824 | 5789 | Rate Constraint in lbs/MWh | FALSE | L | Annual | Qualifying Generation | TWh | 0.16003 | 0.11485 | 0.12778 | 0.16003 | 0.16003 | 0.12778 | 0.12778
NJ Non-HEDD CC Ngas Units - Nox Rate Annual v5.12, Unit 3028 and retrofits | 824 | 5789 | Rate Constraint in lbs/MWh | FALSE | L | Annual | Constraint Shadow Price | US2011$/Ton | 0 | 0 | 0 | 0 | 0 | 0 | 0
NJ Non-HEDD CC Ngas Units - Nox Rate Annual v5.12, Unit 3029 and retrofits | 825 | 5789 | Rate Constraint in lbs/MWh | FALSE | L | Annual | Seasons Included | Seasons | Winter, Summer | Winter, Summer | Winter, Summer | Winter, Summer | Winter, Summer | Winter, Summer | Winter, Summer
NJ Non-HEDD CC Ngas Units - Nox Rate Annual v5.12, Unit 3029 and retrofits | 825 | 5789 | Rate Constraint in lbs/MWh | FALSE | L | Annual | Standard NOX | lb/MWh | 1.3 | 1.3 | 1.3 | 1.3 | 1.3 | 1.3 | 1.3
NJ Non-HEDD CC Ngas Units - Nox Rate Annual v5.12, Unit 3029 and retrofits | 825 | 5789 | Rate Constraint in lbs/MWh | FALSE | L | Annual | Emissions at Affected Plants NOX | Thousand Tons | 0.050283 | 0.050283 | 0.034655 | 0.044815 | 0.033082 | 0.034655 | 0.031268
NJ Non-HEDD CC Ngas Units - Nox Rate Annual v5.12, Unit 3029 and retrofits | 825 | 5789 | Rate Constraint in lbs/MWh | FALSE | L | Annual | Allowances Purchased NOX | Thousand Tons | 0 | 0 | 0 | 0 | 0 | 0 | 0
NJ Non-HEDD CC Ngas Units - Nox Rate Annual v5.12, Unit 3029 and retrofits | 825 | 5789 | Rate Constraint in lbs/MWh | FALSE | L | Annual | Allowances Sold NOX | Thousand Tons | 0 | 0 | 0 | 0 | 0 | 0 | 0
NJ Non-HEDD CC Ngas Units - Nox Rate Annual v5.12, Unit 3029 and retrofits | 825 | 5789 | Rate Constraint in lbs/MWh | FALSE | L | Annual | Allowances Banked | Thousand Tons | 0 | 0 | 0 | 0 | 0 | 0 | 0
NJ Non-HEDD CC Ngas Units - Nox Rate Annual v5.12, Unit 3029 and retrofits | 825 | 5789 | Rate Constraint in lbs/MWh | FALSE | L | Annual | Allowances Withdrawn (1:1) | Thousand Tons | 0 | 0 | 0 | 0 | 0 | 0 | 0
NJ Non-HEDD CC Ngas Units - Nox Rate Annual v5.12, Unit 3029 and retrofits | 825 | 5789 | Rate Constraint in lbs/MWh | FALSE | L | Annual | Allowances Withdrawn (n:1) | Thousand Tons | 0 | 0 | 0 | 0 | 0 | 0 | 0
NJ Non-HEDD CC Ngas Units - Nox Rate Annual v5.12, Unit 3029 and retrofits | 825 | 5789 | Rate Constraint in lbs/MWh | FALSE | L | Annual | Net Emissions Allowance Position | Thousand Tons | 0.050283 | 0.050283 | 0.034655 | 0.044815 | 0.033082 | 0.034655 | 0.031268
NJ Non-HEDD CC Ngas Units - Nox Rate Annual v5.12, Unit 3029 and retrofits | 825 | 5789 | Rate Constraint in lbs/MWh | FALSE | L | Annual | Fuel Consumed | TBtu | 9.2564 | 9.2564 | 6.3795 | 8.2498 | 6.09 | 6.3795 | 5.756
NJ Non-HEDD CC Ngas Units - Nox Rate Annual v5.12, Unit 3029 and retrofits | 825 | 5789 | Rate Constraint in lbs/MWh | FALSE | L | Annual | Rate | lb/MMBtu | 0.010864 | 0.010864 | 0.010864 | 0.010864 | 0.010864 | 0.010864 | 0.010864
NJ Non-HEDD CC Ngas Units - Nox Rate Annual v5.12, Unit 3029 and retrofits | 825 | 5789 | Rate Constraint in lbs/MWh | FALSE | L | Annual | Generation | TWh | 1.2555 | 1.2555 | 0.86525 | 1.1189 | 0.82598 | 0.86525 | 0.78068
NJ Non-HEDD CC Ngas Units - Nox Rate Annual v5.12, Unit 3029 and retrofits | 825 | 5789 | Rate Constraint in lbs/MWh | FALSE | L | Annual | Qualifying Generation | TWh | 1.2555 | 1.2555 | 0.86525 | 1.1189 | 0.82598 | 0.86525 | 0.78068
NJ Non-HEDD CC Ngas Units - Nox Rate Annual v5.12, Unit 3029 and retrofits | 825 | 5789 | Rate Constraint in lbs/MWh | FALSE | L | Annual | Constraint Shadow Price | US2011$/Ton | 0 | 0 | 0 | 0 | 0 | 0 | 0
NJ Non-HEDD CC Ngas Units - Nox Rate Annual v5.12, Unit 3030 and retrofits | 826 | 5789 | Rate Constraint in lbs/MWh | FALSE | L | Annual | Seasons Included | Seasons | Winter, Summer | Winter, Summer | Winter, Summer | Winter, Summer | Winter, Summer | Winter, Summer | Winter, Summer
NJ Non-HEDD CC Ngas Units - Nox Rate Annual v5.12, Unit 3030 and retrofits | 826 | 5789 | Rate Constraint in lbs/MWh | FALSE | L | Annual | Standard NOX | lb/MWh | 1.3 | 1.3 | 1.3 | 1.3 | 1.3 | 1.3 | 1.3
NJ Non-HEDD CC Ngas Units - Nox Rate Annual v5.12, Unit 3030 and retrofits | 826 | 5789 | Rate Constraint in lbs/MWh | FALSE | L | Annual | Emissions at Affected Plants NOX | Thousand Tons | 0.050283 | 0.034655 | 0.034655 | 0.044815 | 0.034655 | 0.034655 | 0.029186
NJ Non-HEDD CC Ngas Units - Nox Rate Annual v5.12, Unit 3030 and retrofits | 826 | 5789 | Rate Constraint in lbs/MWh | FALSE | L | Annual | Allowances Purchased NOX | Thousand Tons | 0 | 0 | 0 | 0 | 0 | 0 | 0
NJ Non-HEDD CC Ngas Units - Nox Rate Annual v5.12, Unit 3030 and retrofits | 826 | 5789 | Rate Constraint in lbs/MWh | FALSE | L | Annual | Allowances Sold NOX | Thousand Tons | 0 | 0 | 0 | 0 | 0 | 0 | 0
NJ Non-HEDD CC Ngas Units - Nox Rate Annual v5.12, Unit 3030 and retrofits | 826 | 5789 | Rate Constraint in lbs/MWh | FALSE | L | Annual | Allowances Banked | Thousand Tons | 0 | 0 | 0 | 0 | 0 | 0 | 0
NJ Non-HEDD CC Ngas Units - Nox Rate Annual v5.12, Unit 3030 and retrofits | 826 | 5789 | Rate Constraint in lbs/MWh | FALSE | L | Annual | Allowances Withdrawn (1:1) | Thousand Tons | 0 | 0 | 0 | 0 | 0 | 0 | 0
NJ Non-HEDD CC Ngas Units - Nox Rate Annual v5.12, Unit 3030 and retrofits | 826 | 5789 | Rate Constraint in lbs/MWh | FALSE | L | Annual | Allowances Withdrawn (n:1) | Thousand Tons | 0 | 0 | 0 | 0 | 0 | 0 | 0
NJ Non-HEDD CC Ngas Units - Nox Rate Annual v5.12, Unit 3030 and retrofits | 826 | 5789 | Rate Constraint in lbs/MWh | FALSE | L | Annual | Net Emissions Allowance Position | Thousand Tons | 0.050283 | 0.034655 | 0.034655 | 0.044815 | 0.034655 | 0.034655 | 0.029186
NJ Non-HEDD CC Ngas Units - Nox Rate Annual v5.12, Unit 3030 and retrofits | 826 | 5789 | Rate Constraint in lbs/MWh | FALSE | L | Annual | Fuel Consumed | TBtu | 9.2564 | 6.3795 | 6.3795 | 8.2498 | 6.3795 | 6.3795 | 5.3728
NJ Non-HEDD CC Ngas Units - Nox Rate Annual v5.12, Unit 3030 and retrofits | 826 | 5789 | Rate Constraint in lbs/MWh | FALSE | L | Annual | Rate | lb/MMBtu | 0.010864 | 0.010864 | 0.010864 | 0.010864 | 0.010864 | 0.010864 | 0.010864
NJ Non-HEDD CC Ngas Units - Nox Rate Annual v5.12, Unit 3030 and retrofits | 826 | 5789 | Rate Constraint in lbs/MWh | FALSE | L | Annual | Generation | TWh | 1.2555 | 0.86525 | 0.86525 | 1.1189 | 0.86525 | 0.86525 | 0.72871
NJ Non-HEDD CC Ngas Units - Nox Rate Annual v5.12, Unit 3030 and retrofits | 826 | 5789 | Rate Constraint in lbs/MWh | FALSE | L | Annual | Qualifying Generation | TWh | 1.2555 | 0.86525 | 0.86525 | 1.1189 | 0.86525 | 0.86525 | 0.72871
NJ Non-HEDD CC Ngas Units - Nox Rate Annual v5.12, Unit 3030 and retrofits | 826 | 5789 | Rate Constraint in lbs/MWh | FALSE | L | Annual | Constraint Shadow Price | US2011$/Ton | 0 | 0 | 0 | 0 | 0 | 0 | 0
NJ Non-HEDD CC Ngas Units - Nox Rate Annual v5.12, Unit 3031 and retrofits | 827 | 5789 | Rate Constraint in lbs/MWh | FALSE | L | Annual | Seasons Included | Seasons | Winter, Summer | Winter, Summer | Winter, Summer | Winter, Summer | Winter, Summer | Winter, Summer | Winter, Summer
NJ Non-HEDD CC Ngas Units - Nox Rate Annual v5.12, Unit 3031 and retrofits | 827 | 5789 | Rate Constraint in lbs/MWh | FALSE | L | Annual | Standard NOX | lb/MWh | 1.3 | 1.3 | 1.3 | 1.3 | 1.3 | 1.3 | 1.3
NJ Non-HEDD CC Ngas Units - Nox Rate Annual v5.12, Unit 3031 and retrofits | 827 | 5789 | Rate Constraint in lbs/MWh | FALSE | L | Annual | Emissions at Affected Plants NOX | Thousand Tons | 0.050283 | 0.034655 | 0.034655 | 0.036198 | 0.029186 | 0.034655 | 0.029186
NJ Non-HEDD CC Ngas Units - Nox Rate Annual v5.12, Unit 3031 and retrofits | 827 | 5789 | Rate Constraint in lbs/MWh | FALSE | L | Annual | Allowances Purchased NOX | Thousand Tons | 0 | 0 | 0 | 0 | 0 | 0 | 0
NJ Non-HEDD CC Ngas Units - Nox Rate Annual v5.12, Unit 3031 and retrofits | 827 | 5789 | Rate Constraint in lbs/MWh | FALSE | L | Annual | Allowances Sold NOX | Thousand Tons | 0 | 0 | 0 | 0 | 0 | 0 | 0
NJ Non-HEDD CC Ngas Units - Nox Rate Annual v5.12, Unit 3031 and retrofits | 827 | 5789 | Rate Constraint in lbs/MWh | FALSE | L | Annual | Allowances Banked | Thousand Tons | 0 | 0 | 0 | 0 | 0 | 0 | 0
NJ Non-HEDD CC Ngas Units - Nox Rate Annual v5.12, Unit 3031 and retrofits | 827 | 5789 | Rate Constraint in lbs/MWh | FALSE | L | Annual | Allowances Withdrawn (1:1) | Thousand Tons | 0 | 0 | 0 | 0 | 0 | 0 | 0
NJ Non-HEDD CC Ngas Units - Nox Rate Annual v5.12, Unit 3031 and retrofits | 827 | 5789 | Rate Constraint in lbs/MWh | FALSE | L | Annual | Allowances Withdrawn (n:1) | Thousand Tons | 0 | 0 | 0 | 0 | 0 | 0 | 0
NJ Non-HEDD CC Ngas Units - Nox Rate Annual v5.12, Unit 3031 and retrofits | 827 | 5789 | Rate Constraint in lbs/MWh | FALSE | L | Annual | Net Emissions Allowance Position | Thousand Tons | 0.050283 | 0.034655 | 0.034655 | 0.036198 | 0.029186 | 0.034655 | 0.029186
NJ Non-HEDD CC Ngas Units - Nox Rate Annual v5.12, Unit 3031 and retrofits | 827 | 5789 | Rate Constraint in lbs/MWh | FALSE | L | Annual | Fuel Consumed | TBtu | 9.2564 | 6.3795 | 6.3795 | 6.6636 | 5.3728 | 6.3795 | 5.3728
NJ Non-HEDD CC Ngas Units - Nox Rate Annual v5.12, Unit 3031 and retrofits | 827 | 5789 | Rate Constraint in lbs/MWh | FALSE | L | Annual | Rate | lb/MMBtu | 0.010864 | 0.010864 | 0.010864 | 0.010864 | 0.010864 | 0.010864 | 0.010864
NJ Non-HEDD CC Ngas Units - Nox Rate Annual v5.12, Unit 3031 and retrofits | 827 | 5789 | Rate Constraint in lbs/MWh | FALSE | L | Annual | Generation | TWh | 1.2555 | 0.86525 | 0.86525 | 0.90379 | 0.72871 | 0.86525 | 0.72871
NJ Non-HEDD CC Ngas Units - Nox Rate Annual v5.12, Unit 3031 and retrofits | 827 | 5789 | Rate Constraint in lbs/MWh | FALSE | L | Annual | Qualifying Generation | TWh | 1.2555 | 0.86525 | 0.86525 | 0.90379 | 0.72871 | 0.86525 | 0.72871
NJ Non-HEDD CC Ngas Units - Nox Rate Annual v5.12, Unit 3031 and retrofits | 827 | 5789 | Rate Constraint in lbs/MWh | FALSE | L | Annual | Constraint Shadow Price | US2011$/Ton | 0 | 0 | 0 | 0 | 0 | 0 | 0
NJ Non-HEDD CC Ngas Units - Nox Rate Annual v5.12, Unit 3032 and retrofits | 828 | 5789 | Rate Constraint in lbs/MWh | FALSE | L | Annual | Seasons Included | Seasons | Winter, Summer | Winter, Summer | Winter, Summer | Winter, Summer | Winter, Summer | Winter, Summer | Winter, Summer
NJ Non-HEDD CC Ngas Units - Nox Rate Annual v5.12, Unit 3032 and retrofits | 828 | 5789 | Rate Constraint in lbs/MWh | FALSE | L | Annual | Standard NOX | lb/MWh | 1.3 | 1.3 | 1.3 | 1.3 | 1.3 | 1.3 | 1.3
NJ Non-HEDD CC Ngas Units - Nox Rate Annual v5.12, Unit 3032 and retrofits | 828 | 5789 | Rate Constraint in lbs/MWh | FALSE | L | Annual | Emissions at Affected Plants NOX | Thousand Tons | 0.082282 | 0.060759 | 0.056708 | 0.079222 | 0.056708 | 0.056708 | 0.047759
NJ Non-HEDD CC Ngas Units - Nox Rate Annual v5.12, Unit 3032 and retrofits | 828 | 5789 | Rate Constraint in lbs/MWh | FALSE | L | Annual | Allowances Purchased NOX | Thousand Tons | 0 | 0 | 0 | 0 | 0 | 0 | 0
NJ Non-HEDD CC Ngas Units - Nox Rate Annual v5.12, Unit 3032 and retrofits | 828 | 5789 | Rate Constraint in lbs/MWh | FALSE | L | Annual | Allowances Sold NOX | Thousand Tons | 0 | 0 | 0 | 0 | 0 | 0 | 0
NJ Non-HEDD CC Ngas Units - Nox Rate Annual v5.12, Unit 3032 and retrofits | 828 | 5789 | Rate Constraint in lbs/MWh | FALSE | L | Annual | Allowances Banked | Thousand Tons | 0 | 0 | 0 | 0 | 0 | 0 | 0
NJ Non-HEDD CC Ngas Units - Nox Rate Annual v5.12, Unit 3032 and retrofits | 828 | 5789 | Rate Constraint in lbs/MWh | FALSE | L | Annual | Allowances Withdrawn (1:1) | Thousand Tons | 0 | 0 | 0 | 0 | 0 | 0 | 0
NJ Non-HEDD CC Ngas Units - Nox Rate Annual v5.12, Unit 3032 and retrofits | 828 | 5789 | Rate Constraint in lbs/MWh | FALSE | L | Annual | Allowances Withdrawn (n:1) | Thousand Tons | 0 | 0 | 0 | 0 | 0 | 0 | 0
NJ Non-HEDD CC Ngas Units - Nox Rate Annual v5.12, Unit 3032 and retrofits | 828 | 5789 | Rate Constraint in lbs/MWh | FALSE | L | Annual | Net Emissions Allowance Position | Thousand Tons | 0.082282 | 0.060759 | 0.056708 | 0.079222 | 0.056708 | 0.056708 | 0.047759
NJ Non-HEDD CC Ngas Units - Nox Rate Annual v5.12, Unit 3032 and retrofits | 828 | 5789 | Rate Constraint in lbs/MWh | FALSE | L | Annual | Fuel Consumed | TBtu | 15.1469 | 11.1849 | 10.4391 | 14.5837 | 10.4391 | 10.4391 | 8.7918
NJ Non-HEDD CC Ngas Units - Nox Rate Annual v5.12, Unit 3032 and retrofits | 828 | 5789 | Rate Constraint in lbs/MWh | FALSE | L | Annual | Rate | lb/MMBtu | 0.010864 | 0.010864 | 0.010864 | 0.010864 | 0.010864 | 0.010864 | 0.010864
NJ Non-HEDD CC Ngas Units - Nox Rate Annual v5.12, Unit 3032 and retrofits | 828 | 5789 | Rate Constraint in lbs/MWh | FALSE | L | Annual | Generation | TWh | 2.0544 | 1.517 | 1.4159 | 1.978 | 1.4159 | 1.4159 | 1.1924
NJ Non-HEDD CC Ngas Units - Nox Rate Annual v5.12, Unit 3032 and retrofits | 828 | 5789 | Rate Constraint in lbs/MWh | FALSE | L | Annual | Qualifying Generation | TWh | 2.0544 | 1.517 | 1.4159 | 1.978 | 1.4159 | 1.4159 | 1.1924
NJ Non-HEDD CC Ngas Units - Nox Rate Annual v5.12, Unit 3032 and retrofits | 828 | 5789 | Rate Constraint in lbs/MWh | FALSE | L | Annual | Constraint Shadow Price | US2011$/Ton | 0 | 0 | 0 | 0 | 0 | 0 | 0
NJ Non-HEDD CT NGas Units - Nox Rate Annual v5.12, Unit 897 and retrofits | 829 | 2455 | Rate Constraint in lbs/MWh | FALSE | L | Annual | Seasons Included | Seasons | Winter, Summer | Winter, Summer | Winter, Summer | Winter, Summer | Winter, Summer | Winter, Summer | Winter, Summer
NJ Non-HEDD CT NGas Units - Nox Rate Annual v5.12, Unit 897 and retrofits | 829 | 2455 | Rate Constraint in lbs/MWh | FALSE | L | Annual | Standard NOX | lb/MWh | 2.2 | 2.2 | 2.2 | 2.2 | 2.2 | 2.2 | 2.2
NJ Non-HEDD CT NGas Units - Nox Rate Annual v5.12, Unit 897 and retrofits | 829 | 2455 | Rate Constraint in lbs/MWh | FALSE | L | Annual | Emissions at Affected Plants NOX | Thousand Tons | 0 | 0 | 0 | 0 | 0 | 0 | 0
NJ Non-HEDD CT NGas Units - Nox Rate Annual v5.12, Unit 897 and retrofits | 829 | 2455 | Rate Constraint in lbs/MWh | FALSE | L | Annual | Allowances Purchased NOX | Thousand Tons | 0 | 0 | 0 | 0 | 0 | 0 | 0
NJ Non-HEDD CT NGas Units - Nox Rate Annual v5.12, Unit 897 and retrofits | 829 | 2455 | Rate Constraint in lbs/MWh | FALSE | L | Annual | Allowances Sold NOX | Thousand Tons | 0 | 0 | 0 | 0 | 0 | 0 | 0
NJ Non-HEDD CT NGas Units - Nox Rate Annual v5.12, Unit 897 and retrofits | 829 | 2455 | Rate Constraint in lbs/MWh | FALSE | L | Annual | Allowances Banked | Thousand Tons | 0 | 0 | 0 | 0 | 0 | 0 | 0
NJ Non-HEDD CT NGas Units - Nox Rate Annual v5.12, Unit 897 and retrofits | 829 | 2455 | Rate Constraint in lbs/MWh | FALSE | L | Annual | Allowances Withdrawn (1:1) | Thousand Tons | 0 | 0 | 0 | 0 | 0 | 0 | 0
NJ Non-HEDD CT NGas Units - Nox Rate Annual v5.12, Unit 897 and retrofits | 829 | 2455 | Rate Constraint in lbs/MWh | FALSE | L | Annual | Allowances Withdrawn (n:1) | Thousand Tons | 0 | 0 | 0 | 0 | 0 | 0 | 0
NJ Non-HEDD CT NGas Units - Nox Rate Annual v5.12, Unit 897 and retrofits | 829 | 2455 | Rate Constraint in lbs/MWh | FALSE | L | Annual | Net Emissions Allowance Position | Thousand Tons | 0 | 0 | 0 | 0 | 0 | 0 | 0
NJ Non-HEDD CT NGas Units - Nox Rate Annual v5.12, Unit 897 and retrofits | 829 | 2455 | Rate Constraint in lbs/MWh | FALSE | L | Annual | Fuel Consumed | TBtu | 0 | 0 | 0 | 0 | 0 | 0 | 0
NJ Non-HEDD CT NGas Units - Nox Rate Annual v5.12, Unit 897 and retrofits | 829 | 2455 | Rate Constraint in lbs/MWh | FALSE | L | Annual | Rate | lb/MMBtu | 0 | 0 | 0 | 0 | 0 | 0 | 0
NJ Non-HEDD CT NGas Units - Nox Rate Annual v5.12, Unit 897 and retrofits | 829 | 2455 | Rate Constraint in lbs/MWh | FALSE | L | Annual | Generation | TWh | 0 | 0 | 0 | 0 | 0 | 0 | 0
NJ Non-HEDD CT NGas Units - Nox Rate Annual v5.12, Unit 897 and retrofits | 829 | 2455 | Rate Constraint in lbs/MWh | FALSE | L | Annual | Qualifying Generation | TWh | 0 | 0 | 0 | 0 | 0 | 0 | 0
NJ Non-HEDD CT NGas Units - Nox Rate Annual v5.12, Unit 897 and retrofits | 829 | 2455 | Rate Constraint in lbs/MWh | FALSE | L | Annual | Constraint Shadow Price | US2011$/Ton | 0 | 0 | 0 | 0 | 0 | 0 | 0
NJ Non-HEDD CT NGas Units - Nox Rate Annual v5.12, Unit 898 and retrofits | 830 | 2455 | Rate Constraint in lbs/MWh | FALSE | L | Annual | Seasons Included | Seasons | Winter, Summer | Winter, Summer | Winter, Summer | Winter, Summer | Winter, Summer | Winter, Summer | Winter, Summer
NJ Non-HEDD CT NGas Units - Nox Rate Annual v5.12, Unit 898 and retrofits | 830 | 2455 | Rate Constraint in lbs/MWh | FALSE | L | Annual | Standard NOX | lb/MWh | 2.2 | 2.2 | 2.2 | 2.2 | 2.2 | 2.2 | 2.2
NJ Non-HEDD CT NGas Units - Nox Rate Annual v5.12, Unit 898 and retrofits | 830 | 2455 | Rate Constraint in lbs/MWh | FALSE | L | Annual | Emissions at Affected Plants NOX | Thousand Tons | 0.0056142 | 0.0011044 | 0.0056142 | 0.0056142 | 0.0056142 | 0.0056142 | 0.0056142
NJ Non-HEDD CT NGas Units - Nox Rate Annual v5.12, Unit 898 and retrofits | 830 | 2455 | Rate Constraint in lbs/MWh | FALSE | L | Annual | Allowances Purchased NOX | Thousand Tons | 0 | 0 | 0 | 0 | 0 | 0 | 0
NJ Non-HEDD CT NGas Units - Nox Rate Annual v5.12, Unit 898 and retrofits | 830 | 2455 | Rate Constraint in lbs/MWh | FALSE | L | Annual | Allowances Sold NOX | Thousand Tons | 0 | 0 | 0 | 0 | 0 | 0 | 0
NJ Non-HEDD CT NGas Units - Nox Rate Annual v5.12, Unit 898 and retrofits | 830 | 2455 | Rate Constraint in lbs/MWh | FALSE | L | Annual | Allowances Banked | Thousand Tons | 0 | 0 | 0 | 0 | 0 | 0 | 0
NJ Non-HEDD CT NGas Units - Nox Rate Annual v5.12, Unit 898 and retrofits | 830 | 2455 | Rate Constraint in lbs/MWh | FALSE | L | Annual | Allowances Withdrawn (1:1) | Thousand Tons | 0 | 0 | 0 | 0 | 0 | 0 | 0
NJ Non-HEDD CT NGas Units - Nox Rate Annual v5.12, Unit 898 and retrofits | 830 | 2455 | Rate Constraint in lbs/MWh | FALSE | L | Annual | Allowances Withdrawn (n:1) | Thousand Tons | 0 | 0 | 0 | 0 | 0 | 0 | 0
NJ Non-HEDD CT NGas Units - Nox Rate Annual v5.12, Unit 898 and retrofits | 830 | 2455 | Rate Constraint in lbs/MWh | FALSE | L | Annual | Net Emissions Allowance Position | Thousand Tons | 0.0056142 | 0.0011044 | 0.0056142 | 0.0056142 | 0.0056142 | 0.0056142 | 0.0056142
NJ Non-HEDD CT NGas Units - Nox Rate Annual v5.12, Unit 898 and retrofits | 830 | 2455 | Rate Constraint in lbs/MWh | FALSE | L | Annual | Fuel Consumed | TBtu | 0.05798 | 0.011406 | 0.05798 | 0.05798 | 0.05798 | 0.05798 | 0.05798
NJ Non-HEDD CT NGas Units - Nox Rate Annual v5.12, Unit 898 and retrofits | 830 | 2455 | Rate Constraint in lbs/MWh | FALSE | L | Annual | Rate | lb/MMBtu | 0.19366 | 0.19366 | 0.19366 | 0.19366 | 0.19366 | 0.19366 | 0.19366
NJ Non-HEDD CT NGas Units - Nox Rate Annual v5.12, Unit 898 and retrofits | 830 | 2455 | Rate Constraint in lbs/MWh | FALSE | L | Annual | Generation | TWh | 0.0051038 | 0.001004 | 0.0051038 | 0.0051038 | 0.0051038 | 0.0051038 | 0.0051038
NJ Non-HEDD CT NGas Units - Nox Rate Annual v5.12, Unit 898 and retrofits | 830 | 2455 | Rate Constraint in lbs/MWh | FALSE | L | Annual | Qualifying Generation | TWh | 0.0051038 | 0.001004 | 0.0051038 | 0.0051038 | 0.0051038 | 0.0051038 | 0.0051038
NJ Non-HEDD CT NGas Units - Nox Rate Annual v5.12, Unit 898 and retrofits | 830 | 2455 | Rate Constraint in lbs/MWh | FALSE | L | Annual | Constraint Shadow Price | US2011$/Ton | 0 | 0 | 0 | 0 | 0 | 0 | 0
NJ Non-HEDD CT NGas Units - Nox Rate Annual v5.12, Unit 899 and retrofits | 831 | 2455 | Rate Constraint in lbs/MWh | FALSE | L | Annual | Seasons Included | Seasons | Winter, Summer | Winter, Summer | Winter, Summer | Winter, Summer | Winter, Summer | Winter, Summer | Winter, Summer
NJ Non-HEDD CT NGas Units - Nox Rate Annual v5.12, Unit 899 and retrofits | 831 | 2455 | Rate Constraint in lbs/MWh | FALSE | L | Annual | Standard NOX | lb/MWh | 2.2 | 2.2 | 2.2 | 2.2 | 2.2 | 2.2 | 2.2
NJ Non-HEDD CT NGas Units - Nox Rate Annual v5.12, Unit 899 and retrofits | 831 | 2455 | Rate Constraint in lbs/MWh | FALSE | L | Annual | Emissions at Affected Plants NOX | Thousand Tons | 0.0059709 | 0.0011746 | 0.0059709 | 0.0059709 | 0.0059709 | 0.0059709 | 0.0059709
NJ Non-HEDD CT NGas Units - Nox Rate Annual v5.12, Unit 899 and retrofits | 831 | 2455 | Rate Constraint in lbs/MWh | FALSE | L | Annual | Allowances Purchased NOX | Thousand Tons | 0 | 0 | 0 | 0 | 0 | 0 | 0
NJ Non-HEDD CT NGas Units - Nox Rate Annual v5.12, Unit 899 and retrofits | 831 | 2455 | Rate Constraint in lbs/MWh | FALSE | L | Annual | Allowances Sold NOX | Thousand Tons | 0 | 0 | 0 | 0 | 0 | 0 | 0
NJ Non-HEDD CT NGas Units - Nox Rate Annual v5.12, Unit 899 and retrofits | 831 | 2455 | Rate Constraint in lbs/MWh | FALSE | L | Annual | Allowances Banked | Thousand Tons | 0 | 0 | 0 | 0 | 0 | 0 | 0
NJ Non-HEDD CT NGas Units - Nox Rate Annual v5.12, Unit 899 and retrofits | 831 | 2455 | Rate Constraint in lbs/MWh | FALSE | L | Annual | Allowances Withdrawn (1:1) | Thousand Tons | 0 | 0 | 0 | 0 | 0 | 0 | 0
NJ Non-HEDD CT NGas Units - Nox Rate Annual v5.12, Unit 899 and retrofits | 831 | 2455 | Rate Constraint in lbs/MWh | FALSE | L | Annual | Allowances Withdrawn (n:1) | Thousand Tons | 0 | 0 | 0 | 0 | 0 | 0 | 0
NJ Non-HEDD CT NGas Units - Nox Rate Annual v5.12, Unit 899 and retrofits | 831 | 2455 | Rate Constraint in lbs/MWh | FALSE | L | Annual | Net Emissions Allowance Position | Thousand Tons | 0.0059709 | 0.0011746 | 0.0059709 | 0.0059709 | 0.0059709 | 0.0059709 | 0.0059709
NJ Non-HEDD CT NGas Units - Nox Rate Annual v5.12, Unit 899 and retrofits | 831 | 2455 | Rate Constraint in lbs/MWh | FALSE | L | Annual | Fuel Consumed | TBtu | 0.063686 | 0.012528 | 0.063686 | 0.063686 | 0.063686 | 0.063686 | 0.063686
NJ Non-HEDD CT NGas Units - Nox Rate Annual v5.12, Unit 899 and retrofits | 831 | 2455 | Rate Constraint in lbs/MWh | FALSE | L | Annual | Rate | lb/MMBtu | 0.18751 | 0.18751 | 0.18751 | 0.18751 | 0.18751 | 0.18751 | 0.18751
NJ Non-HEDD CT NGas Units - Nox Rate Annual v5.12, Unit 899 and retrofits | 831 | 2455 | Rate Constraint in lbs/MWh | FALSE | L | Annual | Generation | TWh | 0.0055978 | 0.0011012 | 0.0055978 | 0.0055978 | 0.0055978 | 0.0055978 | 0.0055978
NJ Non-HEDD CT NGas Units - Nox Rate Annual v5.12, Unit 899 and retrofits | 831 | 2455 | Rate Constraint in lbs/MWh | FALSE | L | Annual | Qualifying Generation | TWh | 0.0055978 | 0.0011012 | 0.0055978 | 0.0055978 | 0.0055978 | 0.0055978 | 0.0055978
NJ Non-HEDD CT NGas Units - Nox Rate Annual v5.12, Unit 899 and retrofits | 831 | 2455 | Rate Constraint in lbs/MWh | FALSE | L | Annual | Constraint Shadow Price | US2011$/Ton | 0 | 0 | 0 | 0 | 0 | 0 | 0
NJ Non-HEDD CT NGas Units - Nox Rate Annual v5.12, Unit 900 and retrofits | 832 | 2455 | Rate Constraint in lbs/MWh | FALSE | L | Annual | Seasons Included | Seasons | Winter, Summer | Winter, Summer | Winter, Summer | Winter, Summer | Winter, Summer | Winter, Summer | Winter, Summer
NJ Non-HEDD CT NGas Units - Nox Rate Annual v5.12, Unit 900 and retrofits | 832 | 2455 | Rate Constraint in lbs/MWh | FALSE | L | Annual | Standard NOX | lb/MWh | 2.2 | 2.2 | 2.2 | 2.2 | 2.2 | 2.2 | 2.2
NJ Non-HEDD CT NGas Units - Nox Rate Annual v5.12, Unit 900 and retrofits | 832 | 2455 | Rate Constraint in lbs/MWh | FALSE | L | Annual | Emissions at Affected Plants NOX | Thousand Tons | 0 | 0 | 0 | 0 | 0 | 0 | 0
NJ Non-HEDD CT NGas Units - Nox Rate Annual v5.12, Unit 900 and retrofits | 832 | 2455 | Rate Constraint in lbs/MWh | FALSE | L | Annual | Allowances Purchased NOX | Thousand Tons | 0 | 0 | 0 | 0 | 0 | 0 | 0
NJ Non-HEDD CT NGas Units - Nox Rate Annual v5.12, Unit 900 and retrofits | 832 | 2455 | Rate Constraint in lbs/MWh | FALSE | L | Annual | Allowances Sold NOX | Thousand Tons | 0 | 0 | 0 | 0 | 0 | 0 | 0
NJ Non-HEDD CT NGas Units - Nox Rate Annual v5.12, Unit 900 and retrofits | 832 | 2455 | Rate Constraint in lbs/MWh | FALSE | L | Annual | Allowances Banked | Thousand Tons | 0 | 0 | 0 | 0 | 0 | 0 | 0
NJ Non-HEDD CT NGas Units - Nox Rate Annual v5.12, Unit 900 and retrofits | 832 | 2455 | Rate Constraint in lbs/MWh | FALSE | L | Annual | Allowances Withdrawn (1:1) | Thousand Tons | 0 | 0 | 0 | 0 | 0 | 0 | 0
NJ Non-HEDD CT NGas Units - Nox Rate Annual v5.12, Unit 900 and retrofits | 832 | 2455 | Rate Constraint in lbs/MWh | FALSE | L | Annual | Allowances Withdrawn (n:1) | Thousand Tons | 0 | 0 | 0 | 0 | 0 | 0 | 0
NJ Non-HEDD CT NGas Units - Nox Rate Annual v5.12, Unit 900 and retrofits | 832 | 2455 | Rate Constraint in lbs/MWh | FALSE | L | Annual | Net Emissions Allowance Position | Thousand Tons | 0 | 0 | 0 | 0 | 0 | 0 | 0
NJ Non-HEDD CT NGas Units - Nox Rate Annual v5.12, Unit 900 and retrofits | 832 | 2455 | Rate Constraint in lbs/MWh | FALSE | L | Annual | Fuel Consumed | TBtu | 0 | 0 | 0 | 0 | 0 | 0 | 0
NJ Non-HEDD CT NGas Units - Nox Rate Annual v5.12, Unit 900 and retrofits | 832 | 2455 | Rate Constraint in lbs/MWh | FALSE | L | Annual | Rate | lb/MMBtu | 0 | 0 | 0 | 0 | 0 | 0 | 0
NJ Non-HEDD CT NGas Units - Nox Rate Annual v5.12, Unit 900 and retrofits | 832 | 2455 | Rate Constraint in lbs/MWh | FALSE | L | Annual | Generation | TWh | 0 | 0 | 0 | 0 | 0 | 0 | 0
NJ Non-HEDD CT NGas Units - Nox Rate Annual v5.12, Unit 900 and retrofits | 832 | 2455 | Rate Constraint in lbs/MWh | FALSE | L | Annual | Qualifying Generation | TWh | 0 | 0 | 0 | 0 | 0 | 0 | 0
NJ Non-HEDD CT NGas Units - Nox Rate Annual v5.12, Unit 900 and retrofits | 832 | 2455 | Rate Constraint in lbs/MWh | FALSE | L | Annual | Constraint Shadow Price | US2011$/Ton | 665095.4322 | 430529.1551 | 835510.9733 | 1171308.2668 | 1692894.7089 | 433537.3477 | 574012.0716
NJ Non-HEDD CT NGas Units - Nox Rate Annual v5.12, Unit 901 and retrofits | 833 | 2455 | Rate Constraint in lbs/MWh | FALSE | L | Annual | Seasons Included | Seasons | Winter, Summer | Winter, Summer | Winter, Summer | Winter, Summer | Winter, Summer | Winter, Summer | Winter, Summer
NJ Non-HEDD CT NGas Units - Nox Rate Annual v5.12, Unit 901 and retrofits | 833 | 2455 | Rate Constraint in lbs/MWh | FALSE | L | Annual | Standard NOX | lb/MWh | 2.2 | 2.2 | 2.2 | 2.2 | 2.2 | 2.2 | 2.2
NJ Non-HEDD CT NGas Units - Nox Rate Annual v5.12, Unit 901 and retrofits | 833 | 2455 | Rate Constraint in lbs/MWh | FALSE | L | Annual | Emissions at Affected Plants NOX | Thousand Tons | 0.0010793 | 0.00043298 | 0.00043298 | 0.00043298 | 0.00043298 | 0.00043298 | 0.00043298
NJ Non-HEDD CT NGas Units - Nox Rate Annual v5.12, Unit 901 and retrofits | 833 | 2455 | Rate Constraint in lbs/MWh | FALSE | L | Annual | Allowances Purchased NOX | Thousand Tons | 0 | 0 | 0 | 0 | 0 | 0 | 0
NJ Non-HEDD CT NGas Units - Nox Rate Annual v5.12, Unit 901 and retrofits | 833 | 2455 | Rate Constraint in lbs/MWh | FALSE | L | Annual | Allowances Sold NOX | Thousand Tons | 0 | 0 | 0 | 0 | 0 | 0 | 0
NJ Non-HEDD CT NGas Units - Nox Rate Annual v5.12, Unit 901 and retrofits | 833 | 2455 | Rate Constraint in lbs/MWh | FALSE | L | Annual | Allowances Banked | Thousand Tons | 0 | 0 | 0 | 0 | 0 | 0 | 0
NJ Non-HEDD CT NGas Units - Nox Rate Annual v5.12, Unit 901 and retrofits | 833 | 2455 | Rate Constraint in lbs/MWh | FALSE | L | Annual | Allowances Withdrawn (1:1) | Thousand Tons | 0 | 0 | 0 | 0 | 0 | 0 | 0
NJ Non-HEDD CT NGas Units - Nox Rate Annual v5.12, Unit 901 and retrofits | 833 | 2455 | Rate Constraint in lbs/MWh | FALSE | L | Annual | Allowances Withdrawn (n:1) | Thousand Tons | 0 | 0 | 0 | 0 | 0 | 0 | 0
NJ Non-HEDD CT NGas Units - Nox Rate Annual v5.12, Unit 901 and retrofits | 833 | 2455 | Rate Constraint in lbs/MWh | FALSE | L | Annual | Net Emissions Allowance Position | Thousand Tons | 0.0010793 | 0.00043298 | 0.00043298 | 0.00043298 | 0.00043298 | 0.00043298 | 0.00043298
NJ Non-HEDD CT NGas Units - Nox Rate Annual v5.12, Unit 901 and retrofits | 833 | 2455 | Rate Constraint in lbs/MWh | FALSE | L | Annual | Fuel Consumed | TBtu | 0.19624 | 0.078723 | 0.078723 | 0.078723 | 0.078723 | 0.078723 | 0.078723
NJ Non-HEDD CT NGas Units - Nox Rate Annual v5.12, Unit 901 and retrofits | 833 | 2455 | Rate Constraint in lbs/MWh | FALSE | L | Annual | Rate | lb/MMBtu | 0.011 | 0.011 | 0.011 | 0.011 | 0.011 | 0.011 | 0.011
NJ Non-HEDD CT NGas Units - Nox Rate Annual v5.12, Unit 901 and retrofits | 833 | 2455 | Rate Constraint in lbs/MWh | FALSE | L | Annual | Generation | TWh | 0.018263 | 0.0073265 | 0.0073265 | 0.0073265 | 0.0073265 | 0.0073265 | 0.0073265
NJ Non-HEDD CT NGas Units - Nox Rate Annual v5.12, Unit 901 and retrofits | 833 | 2455 | Rate Constraint in lbs/MWh | FALSE | L | Annual | Qualifying Generation | TWh | 0.018263 | 0.0073265 | 0.0073265 | 0.0073265 | 0.0073265 | 0.0073265 | 0.0073265
NJ Non-HEDD CT NGas Units - Nox Rate Annual v5.12, Unit 901 and retrofits | 833 | 2455 | Rate Constraint in lbs/MWh | FALSE | L | Annual | Constraint Shadow Price | US2011$/Ton | 0 | 0 | 0 | 0 | 0 | 0 | 0
NJ Non-HEDD CT NGas Units - Nox Rate Annual v5.12, Unit 902 and retrofits | 834 | 2455 | Rate Constraint in lbs/MWh | FALSE | L | Annual | Seasons Included | Seasons | Winter, Summer | Winter, Summer | Winter, Summer | Winter, Summer | Winter, Summer | Winter, Summer | Winter, Summer
NJ Non-HEDD CT NGas Units - Nox Rate Annual v5.12, Unit 902 and retrofits | 834 | 2455 | Rate Constraint in lbs/MWh | FALSE | L | Annual | Standard NOX | lb/MWh | 2.2 | 2.2 | 2.2 | 2.2 | 2.2 | 2.2 | 2.2
NJ Non-HEDD CT NGas Units - Nox Rate Annual v5.12, Unit 902 and retrofits | 834 | 2455 | Rate Constraint in lbs/MWh | FALSE | L | Annual | Emissions at Affected Plants NOX | Thousand Tons | 0.0013013 | 0.00043298 | 0.00043298 | 0.00043298 | 0.00043298 | 0.00043298 | 0.00043298
NJ Non-HEDD CT NGas Units - Nox Rate Annual v5.12, Unit 902 and retrofits | 834 | 2455 | Rate Constraint in lbs/MWh | FALSE | L | Annual | Allowances Purchased NOX | Thousand Tons | 0 | 0 | 0 | 0 | 0 | 0 | 0
NJ Non-HEDD CT NGas Units - Nox Rate Annual v5.12, Unit 902 and retrofits | 834 | 2455 | Rate Constraint in lbs/MWh | FALSE | L | Annual | Allowances Sold NOX | Thousand Tons | 0 | 0 | 0 | 0 | 0 | 0 | 0
NJ Non-HEDD CT NGas Units - Nox Rate Annual v5.12, Unit 902 and retrofits | 834 | 2455 | Rate Constraint in lbs/MWh | FALSE | L | Annual | Allowances Banked | Thousand Tons | 0 | 0 | 0 | 0 | 0 | 0 | 0
NJ Non-HEDD CT NGas Units - Nox Rate Annual v5.12, Unit 902 and retrofits | 834 | 2455 | Rate Constraint in lbs/MWh | FALSE | L | Annual | Allowances Withdrawn (1:1) | Thousand Tons | 0 | 0 | 0 | 0 | 0 | 0 | 0
NJ Non-HEDD CT NGas Units - Nox Rate Annual v5.12, Unit 902 and retrofits | 834 | 2455 | Rate Constraint in lbs/MWh | FALSE | L | Annual | Allowances Withdrawn (n:1) | Thousand Tons | 0 | 0 | 0 | 0 | 0 | 0 | 0
NJ Non-HEDD CT NGas Units - Nox Rate Annual v5.12, Unit 902 and retrofits | 834 | 2455 | Rate Constraint in lbs/MWh | FALSE | L | Annual | Net Emissions Allowance Position | Thousand Tons | 0.0013013 | 0.00043298 | 0.00043298 | 0.00043298 | 0.00043298 | 0.00043298 | 0.00043298
NJ Non-HEDD CT NGas Units - Nox Rate Annual v5.12, Unit 902 and retrofits | 834 | 2455 | Rate Constraint in lbs/MWh | FALSE | L | Annual | Fuel Consumed | TBtu | 0.2366 | 0.078723 | 0.078723 | 0.078723 | 0.078723 | 0.078723 | 0.078723
NJ Non-HEDD CT NGas Units - Nox Rate Annual v5.12, Unit 902 and retrofits | 834 | 2455 | Rate Constraint in lbs/MWh | FALSE | L | Annual | Rate | lb/MMBtu | 0.011 | 0.011 | 0.011 | 0.011 | 0.011 | 0.011 | 0.011
NJ Non-HEDD CT NGas Units - Nox Rate Annual v5.12, Unit 902 and retrofits | 834 | 2455 | Rate Constraint in lbs/MWh | FALSE | L | Annual | Generation | TWh | 0.022019 | 0.0073265 | 0.0073265 | 0.0073265 | 0.0073265 | 0.0073265 | 0.0073265
NJ Non-HEDD CT NGas Units - Nox Rate Annual v5.12, Unit 902 and retrofits | 834 | 2455 | Rate Constraint in lbs/MWh | FALSE | L | Annual | Qualifying Generation | TWh | 0.022019 | 0.0073265 | 0.0073265 | 0.0073265 | 0.0073265 | 0.0073265 | 0.0073265
NJ Non-HEDD CT NGas Units - Nox Rate Annual v5.12, Unit 902 and retrofits | 834 | 2455 | Rate Constraint in lbs/MWh | FALSE | L | Annual | Constraint Shadow Price | US2011$/Ton | 0 | 0 | 0 | 0 | 0 | 0 | 0
NJ Non-HEDD CT NGas Units - Nox Rate Annual v5.12, Unit 903 and retrofits | 835 | 2455 | Rate Constraint in lbs/MWh | FALSE | L | Annual | Seasons Included | Seasons | Winter, Summer | Winter, Summer | Winter, Summer | Winter, Summer | Winter, Summer | Winter, Summer | Winter, Summer
NJ Non-HEDD CT NGas Units - Nox Rate Annual v5.12, Unit 903 and retrofits | 835 | 2455 | Rate Constraint in lbs/MWh | FALSE | L | Annual | Standard NOX | lb/MWh | 2.2 | 2.2 | 2.2 | 2.2 | 2.2 | 2.2 | 2.2
NJ Non-HEDD CT NGas Units - Nox Rate Annual v5.12, Unit 903 and retrofits | 835 | 2455 | Rate Constraint in lbs/MWh | FALSE | L | Annual | Emissions at Affected Plants NOX | Thousand Tons | 0.0013013 | 0.00043298 | 0.00043298 | 0.00043298 | 0.00043298 | 0.00043298 | 0.00043298
NJ Non-HEDD CT NGas Units - Nox Rate Annual v5.12, Unit 903 and retrofits | 835 | 2455 | Rate Constraint in lbs/MWh | FALSE | L | Annual | Allowances Purchased NOX | Thousand Tons | 0 | 0 | 0 | 0 | 0 | 0 | 0
NJ Non-HEDD CT NGas Units - Nox Rate Annual v5.12, Unit 903 and retrofits | 835 | 2455 | Rate Constraint in lbs/MWh | FALSE | L | Annual | Allowances Sold NOX | Thousand Tons | 0 | 0 | 0 | 0 | 0 | 0 | 0
NJ Non-HEDD CT NGas Units - Nox Rate Annual v5.12, Unit 903 and retrofits | 835 | 2455 | Rate Constraint in lbs/MWh | FALSE | L | Annual | Allowances Banked | Thousand Tons | 0 | 0 | 0 | 0 | 0 | 0 | 0
NJ Non-HEDD CT NGas Units - Nox Rate Annual v5.12, Unit 903 and retrofits | 835 | 2455 | Rate Constraint in lbs/MWh | FALSE | L | Annual | Allowances Withdrawn (1:1) | Thousand Tons | 0 | 0 | 0 | 0 | 0 | 0 | 0
NJ Non-HEDD CT NGas Units - Nox Rate Annual v5.12, Unit 903 and retrofits | 835 | 2455 | Rate Constraint in lbs/MWh | FALSE | L | Annual | Allowances Withdrawn (n:1) | Thousand Tons | 0 | 0 | 0 | 0 | 0 | 0 | 0
NJ Non-HEDD CT NGas Units - Nox Rate Annual v5.12, Unit 903 and retrofits | 835 | 2455 | Rate Constraint in lbs/MWh | FALSE | L | Annual | Net Emissions Allowance Position | Thousand Tons | 0.0013013 | 0.00043298 | 0.00043298 | 0.00043298 | 0.00043298 | 0.00043298 | 0.00043298
NJ Non-HEDD CT NGas Units - Nox Rate Annual v5.12, Unit 903 and retrofits | 835 | 2455 | Rate Constraint in lbs/MWh | FALSE | L | Annual | Fuel Consumed | TBtu | 0.2366 | 0.078723 | 0.078723 | 0.078723 | 0.078723 | 0.078723 | 0.078723
NJ Non-HEDD CT NGas Units - Nox Rate Annual v5.12, Unit 903 and retrofits | 835 | 2455 | Rate Constraint in lbs/MWh | FALSE | L | Annual | Rate | lb/MMBtu | 0.011 | 0.011 | 0.011 | 0.011 | 0.011 | 0.011 | 0.011
NJ Non-HEDD CT NGas Units - Nox Rate Annual v5.12, Unit 903 and retrofits | 835 | 2455 | Rate Constraint in lbs/MWh | FALSE | L | Annual | Generation | TWh | 0.022019 | 0.0073265 | 0.0073265 | 0.0073265 | 0.0073265 | 0.0073265 | 0.0073265
NJ Non-HEDD CT NGas Units - Nox Rate Annual v5.12, Unit 903 and retrofits | 835 | 2455 | Rate Constraint in lbs/MWh | FALSE | L | Annual | Qualifying Generation | TWh | 0.022019 | 0.0073265 | 0.0073265 | 0.0073265 | 0.0073265 | 0.0073265 | 0.0073265
NJ Non-HEDD CT NGas Units - Nox Rate Annual v5.12, Unit 903 and retrofits | 835 | 2455 | Rate Constraint in lbs/MWh | FALSE | L | Annual | Constraint Shadow Price | US2011$/Ton | 0 | 0 | 0 | 0 | 0 | 0 | 0
NJ Non-HEDD CT NGas Units - Nox Rate Annual v5.12, Unit 904 and retrofits | 836 | 2455 | Rate Constraint in lbs/MWh | FALSE | L | Annual | Seasons Included | Seasons | Winter, Summer | Winter, Summer | Winter, Summer | Winter, Summer | Winter, Summer | Winter, Summer | Winter, Summer
NJ Non-HEDD CT NGas Units - Nox Rate Annual v5.12, Unit 904 and retrofits | 836 | 2455 | Rate Constraint in lbs/MWh | FALSE | L | Annual | Standard NOX | lb/MWh | 2.2 | 2.2 | 2.2 | 2.2 | 2.2 | 2.2 | 2.2
NJ Non-HEDD CT NGas Units - Nox Rate Annual v5.12, Unit 904 and retrofits | 836 | 2455 | Rate Constraint in lbs/MWh | FALSE | L | Annual | Emissions at Affected Plants NOX | Thousand Tons | 0.00043298 | 0.00043298 | 0.00043298 | 0.00043298 | 0.00043298 | 0.00043298 | 0.00043298
NJ Non-HEDD CT NGas Units - Nox Rate Annual v5.12, Unit 904 and retrofits | 836 | 2455 | Rate Constraint in lbs/MWh | FALSE | L | Annual | Allowances Purchased NOX | Thousand Tons | 0 | 0 | 0 | 0 | 0 | 0 | 0
NJ Non-HEDD CT NGas Units - Nox Rate Annual v5.12, Unit 904 and retrofits | 836 | 2455 | Rate Constraint in lbs/MWh | FALSE | L | Annual | Allowances Sold NOX | Thousand Tons | 0 | 0 | 0 | 0 | 0 | 0 | 0
NJ Non-HEDD CT NGas Units - Nox Rate Annual v5.12, Unit 904 and retrofits | 836 | 2455 | Rate Constraint in lbs/MWh | FALSE | L | Annual | Allowances Banked | Thousand Tons | 0 | 0 | 0 | 0 | 0 | 0 | 0
NJ Non-HEDD CT NGas Units - Nox Rate Annual v5.12, Unit 904 and retrofits | 836 | 2455 | Rate Constraint in lbs/MWh | FALSE | L | Annual | Allowances Withdrawn (1:1) | Thousand Tons | 0 | 0 | 0 | 0 | 0 | 0 | 0
NJ Non-HEDD CT NGas Units - Nox Rate Annual v5.12, Unit 904 and retrofits | 836 | 2455 | Rate Constraint in lbs/MWh | FALSE | L | Annual | Allowances Withdrawn (n:1) | Thousand Tons | 0 | 0 | 0 | 0 | 0 | 0 | 0
NJ Non-HEDD CT NGas Units - Nox Rate Annual v5.12, Unit 904 and retrofits | 836 | 2455 | Rate Constraint in lbs/MWh | FALSE | L | Annual | Net Emissions Allowance Position | Thousand Tons | 0.00043298 | 0.00043298 | 0.00043298 | 0.00043298 | 0.00043298 | 0.00043298 | 0.00043298
NJ Non-HEDD CT NGas Units - Nox Rate Annual v5.12, Unit 904 and retrofits | 836 | 2455 | Rate Constraint in lbs/MWh | FALSE | L | Annual | Fuel Consumed | TBtu | 0.078723 | 0.078723 | 0.078723 | 0.078723 | 0.078723 | 0.078723 | 0.078723
NJ Non-HEDD CT NGas Units - Nox Rate Annual v5.12, Unit 904 and retrofits | 836 | 2455 | Rate Constraint in lbs/MWh | FALSE | L | Annual | Rate | lb/MMBtu | 0.011 | 0.011 | 0.011 | 0.011 | 0.011 | 0.011 | 0.011
NJ Non-HEDD CT NGas Units - Nox Rate Annual v5.12, Unit 904 and retrofits | 836 | 2455 | Rate Constraint in lbs/MWh | FALSE | L | Annual | Generation | TWh | 0.0073265 | 0.0073265 | 0.0073265 | 0.0073265 | 0.0073265 | 0.0073265 | 0.0073265
NJ Non-HEDD CT NGas Units - Nox Rate Annual v5.12, Unit 904 and retrofits | 836 | 2455 | Rate Constraint in lbs/MWh | FALSE | L | Annual | Qualifying Generation | TWh | 0.0073265 | 0.0073265 | 0.0073265 | 0.0073265 | 0.0073265 | 0.0073265 | 0.0073265
NJ Non-HEDD CT NGas Units - Nox Rate Annual v5.12, Unit 904 and retrofits | 836 | 2455 | Rate Constraint in lbs/MWh | FALSE | L | Annual | Constraint Shadow Price | US2011$/Ton | 0 | 0 | 0 | 0 | 0 | 0 | 0
NJ Non-HEDD CT NGas Units - Nox Rate Annual v5.12, Unit 905 and retrofits | 837 | 2455 | Rate Constraint in lbs/MWh | FALSE | L | Annual | Seasons Included | Seasons | Winter, Summer | Winter, Summer | Winter, Summer | Winter, Summer | Winter, Summer | Winter, Summer | Winter, Summer
NJ Non-HEDD CT NGas Units - Nox Rate Annual v5.12, Unit 905 and retrofits | 837 | 2455 | Rate Constraint in lbs/MWh | FALSE | L | Annual | Standard NOX | lb/MWh | 2.2 | 2.2 | 2.2 | 2.2 | 2.2 | 2.2 | 2.2
NJ Non-HEDD CT NGas Units - Nox Rate Annual v5.12, Unit 905 and retrofits | 837 | 2455 | Rate Constraint in lbs/MWh | FALSE | L | Annual | Emissions at Affected Plants NOX | Thousand Tons | 0.00043298 | 0.00043298 | 0.00043298 | 0.00043298 | 0.00043298 | 0.00043298 | 0.00043298
NJ Non-HEDD CT NGas Units - Nox Rate Annual v5.12, Unit 905 and retrofits | 837 | 2455 | Rate Constraint in lbs/MWh | FALSE | L | Annual | Allowances Purchased NOX | Thousand Tons | 0 | 0 | 0 | 0 | 0 | 0 | 0
NJ Non-HEDD CT NGas Units - Nox Rate Annual v5.12, Unit 905 and retrofits | 837 | 2455 | Rate Constraint in lbs/MWh | FALSE | L | Annual | Allowances Sold NOX | Thousand Tons | 0 | 0 | 0 | 0 | 0 | 0 | 0
NJ Non-HEDD CT NGas Units - Nox Rate Annual v5.12, Unit 905 and retrofits | 837 | 2455 | Rate Constraint in lbs/MWh | FALSE | L | Annual | Allowances Banked | Thousand Tons | 0 | 0 | 0 | 0 | 0 | 0 | 0
NJ Non-HEDD CT NGas Units - Nox Rate Annual v5.12, Unit 905 and retrofits | 837 | 2455 | Rate Constraint in lbs/MWh | FALSE | L | Annual | Allowances Withdrawn (1:1) | Thousand Tons | 0 | 0 | 0 | 0 | 0 | 0 | 0
NJ Non-HEDD CT NGas Units - Nox Rate Annual v5.12, Unit 905 and retrofits | 837 | 2455 | Rate Constraint in lbs/MWh | FALSE | L | Annual | Allowances Withdrawn (n:1) | Thousand Tons | 0 | 0 | 0 | 0 | 0 | 0 | 0
NJ Non-HEDD CT NGas Units - Nox Rate Annual v5.12, Unit 905 and retrofits | 837 | 2455 | Rate Constraint in lbs/MWh | FALSE | L | Annual | Net Emissions Allowance Position | Thousand Tons | 0.00043298 | 0.00043298 | 0.00043298 | 0.00043298 | 0.00043298 | 0.00043298 | 0.00043298
NJ Non-HEDD CT NGas Units - Nox Rate Annual v5.12, Unit 905 and retrofits | 837 | 2455 | Rate Constraint in lbs/MWh | FALSE | L | Annual | Fuel Consumed | TBtu | 0.078723 | 0.078723 | 0.078723 | 0.078723 | 0.078723 | 0.078723 | 0.078723
NJ Non-HEDD CT NGas Units - Nox Rate Annual v5.12, Unit 905 and retrofits | 837 | 2455 | Rate Constraint in lbs/MWh | FALSE | L | Annual | Rate | lb/MMBtu | 0.011 | 0.011 | 0.011 | 0.011 | 0.011 | 0.011 | 0.011
NJ Non-HEDD CT NGas Units - Nox Rate Annual v5.12, Unit 905 and retrofits | 837 | 2455 | Rate Constraint in lbs/MWh | FALSE | L | Annual | Generation | TWh | 0.0073265 | 0.0073265 | 0.0073265 | 0.0073265 | 0.0073265 | 0.0073265 | 0.0073265
NJ Non-HEDD CT NGas Units - Nox Rate Annual v5.12, Unit 905 and retrofits | 837 | 2455 | Rate Constraint in lbs/MWh | FALSE | L | Annual | Qualifying Generation | TWh | 0.0073265 | 0.0073265 | 0.0073265 | 0.0073265 | 0.0073265 | 0.0073265 | 0.0073265
NJ Non-HEDD CT NGas Units - Nox Rate Annual v5.12, Unit 905 and retrofits | 837 | 2455 | Rate Constraint in lbs/MWh | FALSE | L | Annual | Constraint Shadow Price | US2011$/Ton | 0 | 0 | 0 | 0 | 0 | 0 | 0
NJ Non-HEDD CT NGas Units - Nox Rate Annual v5.12, Unit 906 and retrofits | 838 | 2455 | Rate Constraint in lbs/MWh | FALSE | L | Annual | Seasons Included | Seasons | Winter, Summer | Winter, Summer | Winter, Summer | Winter, Summer | Winter, Summer | Winter, Summer | Winter, Summer
NJ Non-HEDD CT NGas Units - Nox Rate Annual v5.12, Unit 906 and retrofits | 838 | 2455 | Rate Constraint in lbs/MWh | FALSE | L | Annual | Standard NOX | lb/MWh | 2.2 | 2.2 | 2.2 | 2.2 | 2.2 | 2.2 | 2.2
NJ Non-HEDD CT NGas Units - Nox Rate Annual v5.12, Unit 906 and retrofits | 838 | 2455 | Rate Constraint in lbs/MWh | FALSE | L | Annual | Emissions at Affected Plants NOX | Thousand Tons | 0.0013013 | 0.00043298 | 0.00043298 | 0.00043298 | 0.00043298 | 0.00043298 | 0.00043298
NJ Non-HEDD CT NGas Units - Nox Rate Annual v5.12, Unit 906 and retrofits | 838 | 2455 | Rate Constraint in lbs/MWh | FALSE | L | Annual | Allowances Purchased NOX | Thousand Tons | 0 | 0 | 0 | 0 | 0 | 0 | 0
NJ Non-HEDD CT NGas Units - Nox Rate Annual v5.12, Unit 906 and retrofits | 838 | 2455 | Rate Constraint in lbs/MWh | FALSE | L | Annual | Allowances Sold NOX | Thousand Tons | 0 | 0 | 0 | 0 | 0 | 0 | 0
NJ Non-HEDD CT NGas Units - Nox Rate Annual v5.12, Unit 906 and retrofits | 838 | 2455 | Rate Constraint in lbs/MWh | FALSE | L | Annual | Allowances Banked | Thousand Tons | 0 | 0 | 0 | 0 | 0 | 0 | 0
NJ Non-HEDD CT NGas Units - Nox Rate Annual v5.12, Unit 906 and retrofits | 838 | 2455 | Rate Constraint in lbs/MWh | FALSE | L | Annual | Allowances Withdrawn (1:1) | Thousand Tons | 0 | 0 | 0 | 0 | 0 | 0 | 0
NJ Non-HEDD CT NGas Units - Nox Rate Annual v5.12, Unit 906 and retrofits | 838 | 2455 | Rate Constraint in lbs/MWh | FALSE | L | Annual | Allowances Withdrawn (n:1) | Thousand Tons | 0 | 0 | 0 | 0 | 0 | 0 | 0
NJ Non-HEDD CT NGas Units - Nox Rate Annual v5.12, Unit 906 and retrofits | 838 | 2455 | Rate Constraint in lbs/MWh | FALSE | L | Annual | Net Emissions Allowance Position | Thousand Tons | 0.0013013 | 0.00043298 | 0.00043298 | 0.00043298 | 0.00043298 | 0.00043298 | 0.00043298
NJ Non-HEDD CT NGas Units - Nox Rate Annual v5.12, Unit 906 and retrofits | 838 | 2455 | Rate Constraint in lbs/MWh | FALSE | L | Annual | Fuel Consumed | TBtu | 0.2366 | 0.078723 | 0.078723 | 0.078723 | 0.078723 | 0.078723 | 0.078723
NJ Non-HEDD CT NGas Units - Nox Rate Annual v5.12, Unit 906 and retrofits | 838 | 2455 | Rate Constraint in lbs/MWh | FALSE | L | Annual | Rate | lb/MMBtu | 0.011 | 0.011 | 0.011 | 0.011 | 0.011 | 0.011 | 0.011
NJ Non-HEDD CT NGas Units - Nox Rate Annual v5.12, Unit 906 and retrofits | 838 | 2455 | Rate Constraint in lbs/MWh | FALSE | L | Annual | Generation | TWh | 0.022019 | 0.0073265 | 0.0073265 | 0.0073265 | 0.0073265 | 0.0073265 | 0.0073265
NJ Non-HEDD CT NGas Units - Nox Rate Annual v5.12, Unit 906 and retrofits | 838 | 2455 | Rate Constraint in lbs/MWh | FALSE | L | Annual | Qualifying Generation | TWh | 0.022019 | 0.0073265 | 0.0073265 | 0.0073265 | 0.0073265 | 0.0073265 | 0.0073265
NJ Non-HEDD CT NGas Units - Nox Rate Annual v5.12, Unit 906 and retrofits | 838 | 2455 | Rate Constraint in lbs/MWh | FALSE | L | Annual | Constraint Shadow Price | US2011$/Ton | 0 | 0 | 0 | 0 | 0 | 0 | 0
NJ Non-HEDD CT NGas Units - Nox Rate Annual v5.12, Unit 907 and retrofits | 839 | 2455 | Rate Constraint in lbs/MWh | FALSE | L | Annual | Seasons Included | Seasons | Winter, Summer | Winter, Summer | Winter, Summer | Winter, Summer | Winter, Summer | Winter, Summer | Winter, Summer
NJ Non-HEDD CT NGas Units - Nox Rate Annual v5.12, Unit 907 and retrofits | 839 | 2455 | Rate Constraint in lbs/MWh | FALSE | L | Annual | Standard NOX | lb/MWh | 2.2 | 2.2 | 2.2 | 2.2 | 2.2 | 2.2 | 2.2
NJ Non-HEDD CT NGas Units - Nox Rate Annual v5.12, Unit 907 and retrofits | 839 | 2455 | Rate Constraint in lbs/MWh | FALSE | L | Annual | Emissions at Affected Plants NOX | Thousand Tons | 0.00086675 | 0.00086675 | 0.00086675 | 0.00086675 | 0.00086675 | 0.00086675 | 0.00086675
NJ Non-HEDD CT NGas Units - Nox Rate Annual v5.12, Unit 907 and retrofits | 839 | 2455 | Rate Constraint in lbs/MWh | FALSE | L | Annual | Allowances Purchased NOX | Thousand Tons | 0 | 0 | 0 | 0 | 0 | 0 | 0
NJ Non-HEDD CT NGas Units - Nox Rate Annual v5.12, Unit 907 and retrofits | 839 | 2455 | Rate Constraint in lbs/MWh | FALSE | L | Annual | Allowances Sold NOX | Thousand Tons | 0 | 0 | 0 | 0 | 0 | 0 | 0
NJ Non-HEDD CT NGas Units - Nox Rate Annual v5.12, Unit 907 and retrofits | 839 | 2455 | Rate Constraint in lbs/MWh | FALSE | L | Annual | Allowances Banked | Thousand Tons | 0 | 0 | 0 | 0 | 0 | 0 | 0
NJ Non-HEDD CT NGas Units - Nox Rate Annual v5.12, Unit 907 and retrofits | 839 | 2455 | Rate Constraint in lbs/MWh | FALSE | L | Annual | Allowances Withdrawn (1:1) | Thousand Tons | 0 | 0 | 0 | 0 | 0 | 0 | 0
NJ Non-HEDD CT NGas Units - Nox Rate Annual v5.12, Unit 907 and retrofits | 839 | 2455 | Rate Constraint in lbs/MWh | FALSE | L | Annual | Allowances Withdrawn (n:1) | Thousand Tons | 0 | 0 | 0 | 0 | 0 | 0 | 0
NJ Non-HEDD CT NGas Units - Nox Rate Annual v5.12, Unit 907 and retrofits | 839 | 2455 | Rate Constraint in lbs/MWh | FALSE | L | Annual | Net Emissions Allowance Position | Thousand Tons | 0.00086675 | 0.00086675 | 0.00086675 | 0.00086675 | 0.00086675 | 0.00086675 | 0.00086675
NJ Non-HEDD CT NGas Units - Nox Rate Annual v5.12, Unit 907 and retrofits | 839 | 2455 | Rate Constraint in lbs/MWh | FALSE | L | Annual | Fuel Consumed | TBtu | 0.18137 | 0.18137 | 0.18137 | 0.18137 | 0.18137 | 0.18137 | 0.18137
NJ Non-HEDD CT NGas Units - Nox Rate Annual v5.12, Unit 907 and retrofits | 839 | 2455 | Rate Constraint in lbs/MWh | FALSE | L | Annual | Rate | lb/MMBtu | 0.0095576 | 0.0095576 | 0.0095576 | 0.0095576 | 0.0095576 | 0.0095576 | 0.0095576
NJ Non-HEDD CT NGas Units - Nox Rate Annual v5.12, Unit 907 and retrofits | 839 | 2455 | Rate Constraint in lbs/MWh | FALSE | L | Annual | Generation | TWh | 0.016268 | 0.016268 | 0.016268 | 0.016268 | 0.016268 | 0.016268 | 0.016268
NJ Non-HEDD CT NGas Units - Nox Rate Annual v5.12, Unit 907 and retrofits | 839 | 2455 | Rate Constraint in lbs/MWh | FALSE | L | Annual | Qualifying Generation | TWh | 0.016268 | 0.016268 | 0.016268 | 0.016268 | 0.016268 | 0.016268 | 0.016268
NJ Non-HEDD CT NGas Units - Nox Rate Annual v5.12, Unit 907 and retrofits | 839 | 2455 | Rate Constraint in lbs/MWh | FALSE | L | Annual | Constraint Shadow Price | US2011$/Ton | 0 | 0 | 0 | 0 | 0 | 0 | 0
NJ Non-HEDD CT NGas Units - Nox Rate Annual v5.12, Unit 908 and retrofits | 840 | 2455 | Rate Constraint in lbs/MWh | FALSE | L | Annual | Seasons Included | Seasons | Winter, Summer | Winter, Summer | Winter, Summer | Winter, Summer | Winter, Summer | Winter, Summer | Winter, Summer
NJ Non-HEDD CT NGas Units - Nox Rate Annual v5.12, Unit 908 and retrofits | 840 | 2455 | Rate Constraint in lbs/MWh | FALSE | L | Annual | Standard NOX | lb/MWh | 2.2 | 2.2 | 2.2 | 2.2 | 2.2 | 2.2 | 2.2
NJ Non-HEDD CT NGas Units - Nox Rate Annual v5.12, Unit 908 and retrofits | 840 | 2455 | Rate Constraint in lbs/MWh | FALSE | L | Annual | Emissions at Affected Plants NOX | Thousand Tons | 0.0030055 | 0.0030055 | 0.0030055 | 0.0030055 | 0.0030055 | 0 | 0.015278
NJ Non-HEDD CT NGas Units - Nox Rate Annual v5.12, Unit 908 and retrofits | 840 | 2455 | Rate Constraint in lbs/MWh | FALSE | L | Annual | Allowances Purchased NOX | Thousand Tons | 0 | 0 | 0 | 0 | 0 | 0 | 0
NJ Non-HEDD CT NGas Units - Nox Rate Annual v5.12, Unit 908 and retrofits | 840 | 2455 | Rate Constraint in lbs/MWh | FALSE | L | Annual | Allowances Sold NOX | Thousand Tons | 0 | 0 | 0 | 0 | 0 | 0 | 0
NJ Non-HEDD CT NGas Units - Nox Rate Annual v5.12, Unit 908 and retrofits | 840 | 2455 | Rate Constraint in lbs/MWh | FALSE | L | Annual | Allowances Banked | Thousand Tons | 0 | 0 | 0 | 0 | 0 | 0 | 0
NJ Non-HEDD CT NGas Units - Nox Rate Annual v5.12, Unit 908 and retrofits | 840 | 2455 | Rate Constraint in lbs/MWh | FALSE | L | Annual | Allowances Withdrawn (1:1) | Thousand Tons | 0 | 0 | 0 | 0 | 0 | 0 | 0
NJ Non-HEDD CT NGas Units - Nox Rate Annual v5.12, Unit 908 and retrofits | 840 | 2455 | Rate Constraint in lbs/MWh | FALSE | L | Annual | Allowances Withdrawn (n:1) | Thousand Tons | 0 | 0 | 0 | 0 | 0 | 0 | 0
NJ Non-HEDD CT NGas Units - Nox Rate Annual v5.12, Unit 908 and retrofits | 840 | 2455 | Rate Constraint in lbs/MWh | FALSE | L | Annual | Net Emissions Allowance Position | Thousand Tons | 0.0030055 | 0.0030055 | 0.0030055 | 0.0030055 | 0.0030055 | 0 | 0.015278
NJ Non-HEDD CT NGas Units - Nox Rate Annual v5.12, Unit 908 and retrofits | 840 | 2455 | Rate Constraint in lbs/MWh | FALSE | L | Annual | Fuel Consumed | TBtu | 0.040725 | 0.040725 | 0.040725 | 0.040725 | 0.040725 | 0 | 0.20702
NJ Non-HEDD CT NGas Units - Nox Rate Annual v5.12, Unit 908 and retrofits | 840 | 2455 | Rate Constraint in lbs/MWh | FALSE | L | Annual | Rate | lb/MMBtu | 0.1476 | 0.1476 | 0.1476 | 0.1476 | 0.1476 | 0 | 0.1476
NJ Non-HEDD CT NGas Units - Nox Rate Annual v5.12, Unit 908 and retrofits | 840 | 2455 | Rate Constraint in lbs/MWh | FALSE | L | Annual | Generation | TWh | 0.0027336 | 0.0027336 | 0.0027336 | 0.0027336 | 0.0027336 | 0 | 0.013896
NJ Non-HEDD CT NGas Units - Nox Rate Annual v5.12, Unit 908 and retrofits | 840 | 2455 | Rate Constraint in lbs/MWh | FALSE | L | Annual | Qualifying Generation | TWh | 0.0027336 | 0.0027336 | 0.0027336 | 0.0027336 | 0.0027336 | 0 | 0.013896
NJ Non-HEDD CT NGas Units - Nox Rate Annual v5.12, Unit 908 and retrofits | 840 | 2455 | Rate Constraint in lbs/MWh | FALSE | L | Annual | Constraint Shadow Price | US2011$/Ton | 0 | 0 | 0 | 0 | 0 | 0 | 0
NJ Non-HEDD CT NGas Units - Nox Rate Annual v5.12, Unit 909 and retrofits | 841 | 2455 | Rate Constraint in lbs/MWh | FALSE | L | Annual | Seasons Included | Seasons | Winter, Summer | Winter, Summer | Winter, Summer | Winter, Summer | Winter, Summer | Winter, Summer | Winter, Summer
NJ Non-HEDD CT NGas Units - Nox Rate Annual v5.12, Unit 909 and retrofits | 841 | 2455 | Rate Constraint in lbs/MWh | FALSE | L | Annual | Standard NOX | lb/MWh | 2.2 | 2.2 | 2.2 | 2.2 | 2.2 | 2.2 | 2.2
NJ Non-HEDD CT NGas Units - Nox Rate Annual v5.12, Unit 909 and retrofits | 841 | 2455 | Rate Constraint in lbs/MWh | FALSE | L | Annual | Emissions at Affected Plants NOX | Thousand Tons | 0.00078231 | 0.00078231 | 0.00078231 | 0.00078231 | 0.0039767 | 0.0039767 | 0.0039767
NJ Non-HEDD CT NGas Units - Nox Rate Annual v5.12, Unit 909 and retrofits | 841 | 2455 | Rate Constraint in lbs/MWh | FALSE | L | Annual | Allowances Purchased NOX | Thousand Tons | 0 | 0 | 0 | 0 | 0 | 0 | 0
NJ Non-HEDD CT NGas Units - Nox Rate Annual v5.12, Unit 909 and retrofits | 841 | 2455 | Rate Constraint in lbs/MWh | FALSE | L | Annual | Allowances Sold NOX | Thousand Tons | 0 | 0 | 0 | 0 | 0 | 0 | 0
NJ Non-HEDD CT NGas Units - Nox Rate Annual v5.12, Unit 909 and retrofits | 841 | 2455 | Rate Constraint in lbs/MWh | FALSE | L | Annual | Allowances Banked | Thousand Tons | 0 | 0 | 0 | 0 | 0 | 0 | 0
NJ Non-HEDD CT NGas Units - Nox Rate Annual v5.12, Unit 909 and retrofits | 841 | 2455 | Rate Constraint in lbs/MWh | FALSE | L | Annual | Allowances Withdrawn (1:1) | Thousand Tons | 0 | 0 | 0 | 0 | 0 | 0 | 0
NJ Non-HEDD CT NGas Units - Nox Rate Annual v5.12, Unit 909 and retrofits | 841 | 2455 | Rate Constraint in lbs/MWh | FALSE | L | Annual | Allowances Withdrawn (n:1) | Thousand Tons | 0 | 0 | 0 | 0 | 0 | 0 | 0
NJ Non-HEDD CT NGas Units - Nox Rate Annual v5.12, Unit 909 and retrofits | 841 | 2455 | Rate Constraint in lbs/MWh | FALSE | L | Annual | Net Emissions Allowance Position | Thousand Tons | 0.00078231 | 0.00078231 | 0.00078231 | 0.00078231 | 0.0039767 | 0.0039767 | 0.0039767
NJ Non-HEDD CT NGas Units - Nox Rate Annual v5.12, Unit 909 and retrofits | 841 | 2455 | Rate Constraint in lbs/MWh | FALSE | L | Annual | Fuel Consumed | TBtu | 0.035221 | 0.035221 | 0.035221 | 0.035221 | 0.17904 | 0.17904 | 0.17904
NJ Non-HEDD CT NGas Units - Nox Rate Annual v5.12, Unit 909 and retrofits | 841 | 2455 | Rate Constraint in lbs/MWh | FALSE | L | Annual | Rate | lb/MMBtu | 0.044422 | 0.044422 | 0.044422 | 0.044422 | 0.044422 | 0.044422 | 0.044422
NJ Non-HEDD CT NGas Units - Nox Rate Annual v5.12, Unit 909 and retrofits | 841 | 2455 | Rate Constraint in lbs/MWh | FALSE | L | Annual | Generation | TWh | 0.0028103 | 0.0028103 | 0.0028103 | 0.0028103 | 0.014286 | 0.014286 | 0.014286
NJ Non-HEDD CT NGas Units - Nox Rate Annual v5.12, Unit 909 and retrofits | 841 | 2455 | Rate Constraint in lbs/MWh | FALSE | L | Annual | Qualifying Generation | TWh | 0.0028103 | 0.0028103 | 0.0028103 | 0.0028103 | 0.014286 | 0.014286 | 0.014286
NJ Non-HEDD CT NGas Units - Nox Rate Annual v5.12, Unit 909 and retrofits | 841 | 2455 | Rate Constraint in lbs/MWh | FALSE | L | Annual | Constraint Shadow Price | US2011$/Ton | 0 | 0 | 0 | 0 | 0 | 0 | 0
NJ Non-HEDD CT NGas Units - Nox Rate Annual v5.12, Unit 910 and retrofits | 842 | 2455 | Rate Constraint in lbs/MWh | FALSE | L | Annual | Seasons Included | Seasons | Winter, Summer | Winter, Summer | Winter, Summer | Winter, Summer | Winter, Summer | Winter, Summer | Winter, Summer
NJ Non-HEDD CT NGas Units - Nox Rate Annual v5.12, Unit 910 and retrofits | 842 | 2455 | Rate Constraint in lbs/MWh | FALSE | L | Annual | Standard NOX | lb/MWh | 2.2 | 2.2 | 2.2 | 2.2 | 2.2 | 2.2 | 2.2
NJ Non-HEDD CT NGas Units - Nox Rate Annual v5.12, Unit 910 and retrofits | 842 | 2455 | Rate Constraint in lbs/MWh | FALSE | L | Annual | Emissions at Affected Plants NOX | Thousand Tons | 0.00072209 | 0.00072209 | 0.00072209 | 0.00072209 | 0.0036706 | 0.0036706 | 0.0036706
NJ Non-HEDD CT NGas Units - Nox Rate Annual v5.12, Unit 910 and retrofits | 842 | 2455 | Rate Constraint in lbs/MWh | FALSE | L | Annual | Allowances Purchased NOX | Thousand Tons | 0 | 0 | 0 | 0 | 0 | 0 | 0
NJ Non-HEDD CT NGas Units - Nox Rate Annual v5.12, Unit 910 and retrofits | 842 | 2455 | Rate Constraint in lbs/MWh | FALSE | L | Annual | Allowances Sold NOX | Thousand Tons | 0 | 0 | 0 | 0 | 0 | 0 | 0
NJ Non-HEDD CT NGas Units - Nox Rate Annual v5.12, Unit 910 and retrofits | 842 | 2455 | Rate Constraint in lbs/MWh | FALSE | L | Annual | Allowances Banked | Thousand Tons | 0 | 0 | 0 | 0 | 0 | 0 | 0
NJ Non-HEDD CT NGas Units - Nox Rate Annual v5.12, Unit 910 and retrofits | 842 | 2455 | Rate Constraint in lbs/MWh | FALSE | L | Annual | Allowances Withdrawn (1:1) | Thousand Tons | 0 | 0 | 0 | 0 | 0 | 0 | 0
NJ Non-HEDD CT NGas Units - Nox Rate Annual v5.12, Unit 910 and retrofits | 842 | 2455 | Rate Constraint in lbs/MWh | FALSE | L | Annual | Allowances Withdrawn (n:1) | Thousand Tons | 0 | 0 | 0 | 0 | 0 | 0 | 0
NJ Non-HEDD CT NGas Units - Nox Rate Annual v5.12, Unit 910 and retrofits | 842 | 2455 | Rate Constraint in lbs/MWh | FALSE | L | Annual | Net Emissions Allowance Position | Thousand Tons | 0.00072209 | 0.00072209 | 0.00072209 | 0.00072209 | 0.0036706 | 0.0036706 | 0.0036706
NJ Non-HEDD CT NGas Units - Nox Rate Annual v5.12, Unit 910 and retrofits | 842 | 2455 | Rate Constraint in lbs/MWh | FALSE | L | Annual | Fuel Consumed | TBtu | 0.035931 | 0.035931 | 0.035931 | 0.035931 | 0.18265 | 0.18265 | 0.18265
NJ Non-HEDD CT NGas Units - Nox Rate Annual v5.12, Unit 910 and retrofits | 842 | 2455 | Rate Constraint in lbs/MWh | FALSE | L | Annual | Rate | lb/MMBtu | 0.040193 | 0.040193 | 0.040193 | 0.040193 | 0.040193 | 0.040193 | 0.040193
NJ Non-HEDD CT NGas Units - Nox Rate Annual v5.12, Unit 910 and retrofits | 842 | 2455 | Rate Constraint in lbs/MWh | FALSE | L | Annual | Generation | TWh | 0.0028669 | 0.0028669 | 0.0028669 | 0.0028669 | 0.014574 | 0.014574 | 0.014574
NJ Non-HEDD CT NGas Units - Nox Rate Annual v5.12, Unit 910 and retrofits | 842 | 2455 | Rate Constraint in lbs/MWh | FALSE | L | Annual | Qualifying Generation | TWh | 0.0028669 | 0.0028669 | 0.0028669 | 0.0028669 | 0.014574 | 0.014574 | 0.014574
NJ Non-HEDD CT NGas Units - Nox Rate Annual v5.12, Unit 910 and retrofits | 842 | 2455 | Rate Constraint in lbs/MWh | FALSE | L | Annual | Constraint Shadow Price | US2011$/Ton | 0 | 0 | 0 | 0 | 0 | 0 | 0
NJ Non-HEDD CT NGas Units - Nox Rate Annual v5.12, Unit 911 and retrofits | 843 | 2455 | Rate Constraint in lbs/MWh | FALSE | L | Annual | Seasons Included | Seasons | Winter, Summer | Winter, Summer | Winter, Summer | Winter, Summer | Winter, Summer | Winter, Summer | Winter, Summer
NJ Non-HEDD CT NGas Units - Nox Rate Annual v5.12, Unit 911 and retrofits | 843 | 2455 | Rate Constraint in lbs/MWh | FALSE | L | Annual | Standard NOX | lb/MWh | 2.2 | 2.2 | 2.2 | 2.2 | 2.2 | 2.2 | 2.2
NJ Non-HEDD CT NGas Units - Nox Rate Annual v5.12, Unit 911 and retrofits | 843 | 2455 | Rate Constraint in lbs/MWh | FALSE | L | Annual | Emissions at Affected Plants NOX | Thousand Tons | 0.0007601 | 0.0007601 | 0.0007601 | 0.0007601 | 0.0038639 | 0.0038639 | 0.0038639
NJ Non-HEDD CT NGas Units - Nox Rate Annual v5.12, Unit 911 and retrofits | 843 | 2455 | Rate Constraint in lbs/MWh | FALSE | L | Annual | Allowances Purchased NOX | Thousand Tons | 0 | 0 | 0 | 0 | 0 | 0 | 0
NJ Non-HEDD CT NGas Units - Nox Rate Annual v5.12, Unit 911 and retrofits | 843 | 2455 | Rate Constraint in lbs/MWh | FALSE | L | Annual | Allowances Sold NOX | Thousand Tons | 0 | 0 | 0 | 0 | 0 | 0 | 0
NJ Non-HEDD CT NGas Units - Nox Rate Annual v5.12, Unit 911 and retrofits | 843 | 2455 | Rate Constraint in lbs/MWh | FALSE | L | Annual | Allowances Banked | Thousand Tons | 0 | 0 | 0 | 0 | 0 | 0 | 0
NJ Non-HEDD CT NGas Units - Nox Rate Annual v5.12, Unit 911 and retrofits | 843 | 2455 | Rate Constraint in lbs/MWh | FALSE | L | Annual | Allowances Withdrawn (1:1) | Thousand Tons | 0 | 0 | 0 | 0 | 0 | 0 | 0
NJ Non-HEDD CT NGas Units - Nox Rate Annual v5.12, Unit 911 and retrofits | 843 | 2455 | Rate Constraint in lbs/MWh | FALSE | L | Annual | Allowances Withdrawn (n:1) | Thousand Tons | 0 | 0 | 0 | 0 | 0 | 0 | 0
NJ Non-HEDD CT NGas Units - Nox Rate Annual v5.12, Unit 911 and retrofits | 843 | 2455 | Rate Constraint in lbs/MWh | FALSE | L | Annual | Net Emissions Allowance Position | Thousand Tons | 0.0007601 | 0.0007601 | 0.0007601 | 0.0007601 | 0.0038639 | 0.0038639 | 0.0038639
NJ Non-HEDD CT NGas Units - Nox Rate Annual v5.12, Unit 911 and retrofits | 843 | 2455 | Rate Constraint in lbs/MWh | FALSE | L | Annual | Fuel Consumed | TBtu | 0.035179 | 0.035179 | 0.035179 | 0.035179 | 0.17883 | 0.17883 | 0.17883
NJ Non-HEDD CT NGas Units - Nox Rate Annual v5.12, Unit 911 and retrofits | 843 | 2455 | Rate Constraint in lbs/MWh | FALSE | L | Annual | Rate | lb/MMBtu | 0.043213 | 0.043213 | 0.043213 | 0.043213 | 0.043213 | 0.043213 | 0.043213
NJ Non-HEDD CT NGas Units - Nox Rate Annual v5.12, Unit 911 and retrofits | 843 | 2455 | Rate Constraint in lbs/MWh | FALSE | L | Annual | Generation | TWh | 0.0028069 | 0.0028069 | 0.0028069 | 0.0028069 | 0.014269 | 0.014269 | 0.014269
NJ Non-HEDD CT NGas Units - Nox Rate Annual v5.12, Unit 911 and retrofits | 843 | 2455 | Rate Constraint in lbs/MWh | FALSE | L | Annual | Qualifying Generation | TWh | 0.0028069 | 0.0028069 | 0.0028069 | 0.0028069 | 0.014269 | 0.014269 | 0.014269
NJ Non-HEDD CT NGas Units - Nox Rate Annual v5.12, Unit 911 and retrofits | 843 | 2455 | Rate Constraint in lbs/MWh | FALSE | L | Annual | Constraint Shadow Price | US2011$/Ton | 0 | 0 | 0 | 0 | 0 | 0 | 0
NJ Non-HEDD CT NGas Units - Nox Rate Annual v5.12, Unit 912 and retrofits | 844 | 2455 | Rate Constraint in lbs/MWh | FALSE | L | Annual | Seasons Included | Seasons | Winter, Summer | Winter, Summer | Winter, Summer | Winter, Summer | Winter, Summer | Winter, Summer | Winter, Summer
NJ Non-HEDD CT NGas Units - Nox Rate Annual v5.12, Unit 912 and retrofits | 844 | 2455 | Rate Constraint in lbs/MWh | FALSE | L | Annual | Standard NOX | lb/MWh | 2.2 | 2.2 | 2.2 | 2.2 | 2.2 | 2.2 | 2.2
NJ Non-HEDD CT NGas Units - Nox Rate Annual v5.12, Unit 912 and retrofits | 844 | 2455 | Rate Constraint in lbs/MWh | FALSE | L | Annual | Emissions at Affected Plants NOX | Thousand Tons | 0.00089807 | 0.00089807 | 0.00089807 | 0.00089807 | 0.0045652 | 0.0045652 | 0.0045652
NJ Non-HEDD CT NGas Units - Nox Rate Annual v5.12, Unit 912 and retrofits | 844 | 2455 | Rate Constraint in lbs/MWh | FALSE | L | Annual | Allowances Purchased NOX | Thousand Tons | 0 | 0 | 0 | 0 | 0 | 0 | 0
NJ Non-HEDD CT NGas Units - Nox Rate Annual v5.12, Unit 912 and retrofits | 844 | 2455 | Rate Constraint in lbs/MWh | FALSE | L | Annual | Allowances Sold NOX | Thousand Tons | 0 | 0 | 0 | 0 | 0 | 0 | 0
NJ Non-HEDD CT NGas Units - Nox Rate Annual v5.12, Unit 912 and retrofits | 844 | 2455 | Rate Constraint in lbs/MWh | FALSE | L | Annual | Allowances Banked | Thousand Tons | 0 | 0 | 0 | 0 | 0 | 0 | 0
NJ Non-HEDD CT NGas Units - Nox Rate Annual v5.12, Unit 912 and retrofits | 844 | 2455 | Rate Constraint in lbs/MWh | FALSE | L | Annual | Allowances Withdrawn (1:1) | Thousand Tons | 0 | 0 | 0 | 0 | 0 | 0 | 0
NJ Non-HEDD CT NGas Units - Nox Rate Annual v5.12, Unit 912 and retrofits | 844 | 2455 | Rate Constraint in lbs/MWh | FALSE | L | Annual | Allowances Withdrawn (n:1) | Thousand Tons | 0 | 0 | 0 | 0 | 0 | 0 | 0
NJ Non-HEDD CT NGas Units - Nox Rate Annual v5.12, Unit 912 and retrofits | 844 | 2455 | Rate Constraint in lbs/MWh | FALSE | L | Annual | Net Emissions Allowance Position | Thousand Tons | 0.00089807 | 0.00089807 | 0.00089807 | 0.00089807 | 0.0045652 | 0.0045652 | 0.0045652
NJ Non-HEDD CT NGas Units - Nox Rate Annual v5.12, Unit 912 and retrofits | 844 | 2455 | Rate Constraint in lbs/MWh | FALSE | L | Annual | Fuel Consumed | TBtu | 0.035931 | 0.035931 | 0.035931 | 0.035931 | 0.18265 | 0.18265 | 0.18265
NJ Non-HEDD CT NGas Units - Nox Rate Annual v5.12, Unit 912 and retrofits | 844 | 2455 | Rate Constraint in lbs/MWh | FALSE | L | Annual | Rate | lb/MMBtu | 0.049988 | 0.049988 | 0.049988 | 0.049988 | 0.049988 | 0.049988 | 0.049988
NJ Non-HEDD CT NGas Units - Nox Rate Annual v5.12, Unit 912 and retrofits | 844 | 2455 | Rate Constraint in lbs/MWh | FALSE | L | Annual | Generation | TWh | 0.0028669 | 0.0028669 | 0.0028669 | 0.0028669 | 0.014574 | 0.014574 | 0.014574
NJ Non-HEDD CT NGas Units - Nox Rate Annual v5.12, Unit 912 and retrofits | 844 | 2455 | Rate Constraint in lbs/MWh | FALSE | L | Annual | Qualifying Generation | TWh | 0.0028669 | 0.0028669 | 0.0028669 | 0.0028669 | 0.014574 | 0.014574 | 0.014574
NJ Non-HEDD CT NGas Units - Nox Rate Annual v5.12, Unit 912 and retrofits | 844 | 2455 | Rate Constraint in lbs/MWh | FALSE | L | Annual | Constraint Shadow Price | US2011$/Ton | 0 | 0 | 0 | 0 | 0 | 0 | 0
NJ Non-HEDD CT NGas Units - Nox Rate Annual v5.12, Unit 913 and retrofits | 845 | 2455 | Rate Constraint in lbs/MWh | FALSE | L | Annual | Seasons Included | Seasons | Winter, Summer | Winter, Summer | Winter, Summer | Winter, Summer | Winter, Summer | Winter, Summer | Winter, Summer
NJ Non-HEDD CT NGas Units - Nox Rate Annual v5.12, Unit 913 and retrofits | 845 | 2455 | Rate Constraint in lbs/MWh | FALSE | L | Annual | Standard NOX | lb/MWh | 2.2 | 2.2 | 2.2 | 2.2 | 2.2 | 2.2 | 2.2
NJ Non-HEDD CT NGas Units - Nox Rate Annual v5.12, Unit 913 and retrofits | 845 | 2455 | Rate Constraint in lbs/MWh | FALSE | L | Annual | Emissions at Affected Plants NOX | Thousand Tons | 0.0019435 | 0 | 0.0019435 | 0.0019435 | 0.0019435 | 0 | 0
NJ Non-HEDD CT NGas Units - Nox Rate Annual v5.12, Unit 913 and retrofits | 845 | 2455 | Rate Constraint in lbs/MWh | FALSE | L | Annual | Allowances Purchased NOX | Thousand Tons | 0 | 0 | 0 | 0 | 0 | 0 | 0
NJ Non-HEDD CT NGas Units - Nox Rate Annual v5.12, Unit 913 and retrofits | 845 | 2455 | Rate Constraint in lbs/MWh | FALSE | L | Annual | Allowances Sold NOX | Thousand Tons | 0 | 0 | 0 | 0 | 0 | 0 | 0
NJ Non-HEDD CT NGas Units - Nox Rate Annual v5.12, Unit 913 and retrofits | 845 | 2455 | Rate Constraint in lbs/MWh | FALSE | L | Annual | Allowances Banked | Thousand Tons | 0 | 0 | 0 | 0 | 0 | 0 | 0
NJ Non-HEDD CT NGas Units - Nox Rate Annual v5.12, Unit 913 and retrofits | 845 | 2455 | Rate Constraint in lbs/MWh | FALSE | L | Annual | Allowances Withdrawn (1:1) | Thousand Tons | 0 | 0 | 0 | 0 | 0 | 0 | 0
NJ Non-HEDD CT NGas Units - Nox Rate Annual v5.12, Unit 913 and retrofits | 845 | 2455 | Rate Constraint in lbs/MWh | FALSE | L | Annual | Allowances Withdrawn (n:1) | Thousand Tons | 0 | 0 | 0 | 0 | 0 | 0 | 0
NJ Non-HEDD CT NGas Units - Nox Rate Annual v5.12, Unit 913 and retrofits | 845 | 2455 | Rate Constraint in lbs/MWh | FALSE | L | Annual | Net Emissions Allowance Position | Thousand Tons | 0.0019435 | 0 | 0.0019435 | 0.0019435 | 0.0019435 | 0 | 0
NJ Non-HEDD CT NGas Units - Nox Rate Annual v5.12, Unit 913 and retrofits | 845 | 2455 | Rate Constraint in lbs/MWh | FALSE | L | Annual | Fuel Consumed | TBtu | 0.028768 | 0 | 0.028768 | 0.028768 | 0.028768 | 0 | 0
NJ Non-HEDD CT NGas Units - Nox Rate Annual v5.12, Unit 913 and retrofits | 845 | 2455 | Rate Constraint in lbs/MWh | FALSE | L | Annual | Rate | lb/MMBtu | 0.13512 | 0 | 0.13512 | 0.13512 | 0.13512 | 0 | 0
NJ Non-HEDD CT NGas Units - Nox Rate Annual v5.12, Unit 913 and retrofits | 845 | 2455 | Rate Constraint in lbs/MWh | FALSE | L | Annual | Generation | TWh | 0.0017668 | 0 | 0.0017668 | 0.0017668 | 0.0017668 | 0 | 0
NJ Non-HEDD CT NGas Units - Nox Rate Annual v5.12, Unit 913 and retrofits | 845 | 2455 | Rate Constraint in lbs/MWh | FALSE | L | Annual | Qualifying Generation | TWh | 0.0017668 | 0 | 0.0017668 | 0.0017668 | 0.0017668 | 0 | 0
NJ Non-HEDD CT NGas Units - Nox Rate Annual v5.12, Unit 913 and retrofits | 845 | 2455 | Rate Constraint in lbs/MWh | FALSE | L | Annual | Constraint Shadow Price | US2011$/Ton | 0 | 0 | 0 | 0 | 0 | 0 | 0
NJ Non-HEDD CT NGas Units - Nox Rate Annual v5.12, Unit 914 and retrofits | 846 | 2455 | Rate Constraint in lbs/MWh | FALSE | L | Annual | Seasons Included | Seasons | Winter, Summer | Winter, Summer | Winter, Summer | Winter, Summer | Winter, Summer | Winter, Summer | Winter, Summer
NJ Non-HEDD CT NGas Units - Nox Rate Annual v5.12, Unit 914 and retrofits | 846 | 2455 | Rate Constraint in lbs/MWh | FALSE | L | Annual | Standard NOX | lb/MWh | 2.2 | 2.2 | 2.2 | 2.2 | 2.2 | 2.2 | 2.2
NJ Non-HEDD CT NGas Units - Nox Rate Annual v5.12, Unit 914 and retrofits | 846 | 2455 | Rate Constraint in lbs/MWh | FALSE | L | Annual | Emissions at Affected Plants NOX | Thousand Tons | 0.0020899 | 0 | 0.0020899 | 0.0020899 | 0.0020899 | 0 | 0
NJ Non-HEDD CT NGas Units - Nox Rate Annual v5.12, Unit 914 and retrofits | 846 | 2455 | Rate Constraint in lbs/MWh | FALSE | L | Annual | Allowances Purchased NOX | Thousand Tons | 0 | 0 | 0 | 0 | 0 | 0 | 0
NJ Non-HEDD CT NGas Units - Nox Rate Annual v5.12, Unit 914 and retrofits | 846 | 2455 | Rate Constraint in lbs/MWh | FALSE | L | Annual | Allowances Sold NOX | Thousand Tons | 0 | 0 | 0 | 0 | 0 | 0 | 0
NJ Non-HEDD CT NGas Units - Nox Rate Annual v5.12, Unit 914 and retrofits | 846 | 2455 | Rate Constraint in lbs/MWh | FALSE | L | Annual | Allowances Banked | Thousand Tons | 0 | 0 | 0 | 0 | 0 | 0 | 0
NJ Non-HEDD CT NGas Units - Nox Rate Annual v5.12, Unit 914 and retrofits | 846 | 2455 | Rate Constraint in lbs/MWh | FALSE | L | Annual | Allowances Withdrawn (1:1) | Thousand Tons | 0 | 0 | 0 | 0 | 0 | 0 | 0
NJ Non-HEDD CT NGas Units - Nox Rate Annual v5.12, Unit 914 and retrofits | 846 | 2455 | Rate Constraint in lbs/MWh | FALSE | L | Annual | Allowances Withdrawn (n:1) | Thousand Tons | 0 | 0 | 0 | 0 | 0 | 0 | 0
NJ Non-HEDD CT NGas Units - Nox Rate Annual v5.12, Unit 914 and retrofits | 846 | 2455 | Rate Constraint in lbs/MWh | FALSE | L | Annual | Net Emissions Allowance Position | Thousand Tons | 0.0020899 | 0 | 0.0020899 | 0.0020899 | 0.0020899 | 0 | 0
NJ Non-HEDD CT NGas Units - Nox Rate Annual v5.12, Unit 914 and retrofits | 846 | 2455 | Rate Constraint in lbs/MWh | FALSE | L | Annual | Fuel Consumed | TBtu | 0.030939 | 0 | 0.030939 | 0.030939 | 0.030939 | 0 | 0
NJ Non-HEDD CT NGas Units - Nox Rate Annual v5.12, Unit 914 and retrofits | 846 | 2455 | Rate Constraint in lbs/MWh | FALSE | L | Annual | Rate | lb/MMBtu | 0.1351 | 0 | 0.1351 | 0.1351 | 0.1351 | 0 | 0
NJ Non-HEDD CT NGas Units - Nox Rate Annual v5.12, Unit 914 and retrofits | 846 | 2455 | Rate Constraint in lbs/MWh | FALSE | L | Annual | Generation | TWh | 0.0019002 | 0 | 0.0019002 | 0.0019002 | 0.0019002 | 0 | 0
NJ Non-HEDD CT NGas Units - Nox Rate Annual v5.12, Unit 914 and retrofits | 846 | 2455 | Rate Constraint in lbs/MWh | FALSE | L | Annual | Qualifying Generation | TWh | 0.0019002 | 0 | 0.0019002 | 0.0019002 | 0.0019002 | 0 | 0
NJ Non-HEDD CT NGas Units - Nox Rate Annual v5.12, Unit 914 and retrofits | 846 | 2455 | Rate Constraint in lbs/MWh | FALSE | L | Annual | Constraint Shadow Price | US2011$/Ton | 0 | 0 | 0 | 0 | 0 | 0 | 0
NJ Non-HEDD CT NGas Units - Nox Rate Annual v5.12, Unit 915 and retrofits | 847 | 2455 | Rate Constraint in lbs/MWh | FALSE | L | Annual | Seasons Included | Seasons | Winter, Summer | Winter, Summer | Winter, Summer | Winter, Summer | Winter, Summer | Winter, Summer | Winter, Summer
NJ Non-HEDD CT NGas Units - Nox Rate Annual v5.12, Unit 915 and retrofits | 847 | 2455 | Rate Constraint in lbs/MWh | FALSE | L | Annual | Standard NOX | lb/MWh | 2.2 | 2.2 | 2.2 | 2.2 | 2.2 | 2.2 | 2.2
NJ Non-HEDD CT NGas Units - Nox Rate Annual v5.12, Unit 915 and retrofits | 847 | 2455 | Rate Constraint in lbs/MWh | FALSE | L | Annual | Emissions at Affected Plants NOX | Thousand Tons | 0.0020899 | 0 | 0.0020899 | 0.0020899 | 0.0020899 | 0 | 0
NJ Non-HEDD CT NGas Units - Nox Rate Annual v5.12, Unit 915 and retrofits | 847 | 2455 | Rate Constraint in lbs/MWh | FALSE | L | Annual | Allowances Purchased NOX | Thousand Tons | 0 | 0 | 0 | 0 | 0 | 0 | 0
NJ Non-HEDD CT NGas Units - Nox Rate Annual v5.12, Unit 915 and retrofits | 847 | 2455 | Rate Constraint in lbs/MWh | FALSE | L | Annual | Allowances Sold NOX | Thousand Tons | 0 | 0 | 0 | 0 | 0 | 0 | 0
NJ Non-HEDD CT NGas Units - Nox Rate Annual v5.12, Unit 915 and retrofits | 847 | 2455 | Rate Constraint in lbs/MWh | FALSE | L | Annual | Allowances Banked | Thousand Tons | 0 | 0 | 0 | 0 | 0 | 0 | 0
NJ Non-HEDD CT NGas Units - Nox Rate Annual v5.12, Unit 915 and retrofits | 847 | 2455 | Rate Constraint in lbs/MWh | FALSE | L | Annual | Allowances Withdrawn (1:1) | Thousand Tons | 0 | 0 | 0 | 0 | 0 | 0 | 0
NJ Non-HEDD CT NGas Units - Nox Rate Annual v5.12, Unit 915 and retrofits | 847 | 2455 | Rate Constraint in lbs/MWh | FALSE | L | Annual | Allowances Withdrawn (n:1) | Thousand Tons | 0 | 0 | 0 | 0 | 0 | 0 | 0
NJ Non-HEDD CT NGas Units - Nox Rate Annual v5.12, Unit 915 and retrofits | 847 | 2455 | Rate Constraint in lbs/MWh | FALSE | L | Annual | Net Emissions Allowance Position | Thousand Tons | 0.0020899 | 0 | 0.0020899 | 0.0020899 | 0.0020899 | 0 | 0
NJ Non-HEDD CT NGas Units - Nox Rate Annual v5.12, Unit 915 and retrofits | 847 | 2455 | Rate Constraint in lbs/MWh | FALSE | L | Annual | Fuel Consumed | TBtu | 0.030939 | 0 | 0.030939 | 0.030939 | 0.030939 | 0 | 0
NJ Non-HEDD CT NGas Units - Nox Rate Annual v5.12, Unit 915 and retrofits | 847 | 2455 | Rate Constraint in lbs/MWh | FALSE | L | Annual | Rate | lb/MMBtu | 0.1351 | 0 | 0.1351 | 0.1351 | 0.1351 | 0 | 0
NJ Non-HEDD CT NGas Units - Nox Rate Annual v5.12, Unit 915 and retrofits | 847 | 2455 | Rate Constraint in lbs/MWh | FALSE | L | Annual | Generation | TWh | 0.0019002 | 0 | 0.0019002 | 0.0019002 | 0.0019002 | 0 | 0
NJ Non-HEDD CT NGas Units - Nox Rate Annual v5.12, Unit 915 and retrofits | 847 | 2455 | Rate Constraint in lbs/MWh | FALSE | L | Annual | Qualifying Generation | TWh | 0.0019002 | 0 | 0.0019002 | 0.0019002 | 0.0019002 | 0 | 0
NJ Non-HEDD CT NGas Units - Nox Rate Annual v5.12, Unit 915 and retrofits | 847 | 2455 | Rate Constraint in lbs/MWh | FALSE | L | Annual | Constraint Shadow Price | US2011$/Ton | 0 | 0 | 0 | 0 | 0 | 0 | 0
NJ Non-HEDD CT NGas Units - Nox Rate Annual v5.12, Unit 916 and retrofits | 848 | 2455 | Rate Constraint in lbs/MWh | FALSE | L | Annual | Seasons Included | Seasons | Winter, Summer | Winter, Summer | Winter, Summer | Winter, Summer | Winter, Summer | Winter, Summer | Winter, Summer
NJ Non-HEDD CT NGas Units - Nox Rate Annual v5.12, Unit 916 and retrofits | 848 | 2455 | Rate Constraint in lbs/MWh | FALSE | L | Annual | Standard NOX | lb/MWh | 2.2 | 2.2 | 2.2 | 2.2 | 2.2 | 2.2 | 2.2
NJ Non-HEDD CT NGas Units - Nox Rate Annual v5.12, Unit 916 and retrofits | 848 | 2455 | Rate Constraint in lbs/MWh | FALSE | L | Annual | Emissions at Affected Plants NOX | Thousand Tons | 0 | 0 | 0 | 0 | 0 | 0 | 0
NJ Non-HEDD CT NGas Units - Nox Rate Annual v5.12, Unit 916 and retrofits | 848 | 2455 | Rate Constraint in lbs/MWh | FALSE | L | Annual | Allowances Purchased NOX | Thousand Tons | 0 | 0 | 0 | 0 | 0 | 0 | 0
NJ Non-HEDD CT NGas Units - Nox Rate Annual v5.12, Unit 916 and retrofits | 848 | 2455 | Rate Constraint in lbs/MWh | FALSE | L | Annual | Allowances Sold NOX | Thousand Tons | 0 | 0 | 0 | 0 | 0 | 0 | 0
NJ Non-HEDD CT NGas Units - Nox Rate Annual v5.12, Unit 916 and retrofits | 848 | 2455 | Rate Constraint in lbs/MWh | FALSE | L | Annual | Allowances Banked | Thousand Tons | 0 | 0 | 0 | 0 | 0 | 0 | 0
NJ Non-HEDD CT NGas Units - Nox Rate Annual v5.12, Unit 916 and retrofits | 848 | 2455 | Rate Constraint in lbs/MWh | FALSE | L | Annual | Allowances Withdrawn (1:1) | Thousand Tons | 0 | 0 | 0 | 0 | 0 | 0 | 0
NJ Non-HEDD CT NGas Units - Nox Rate Annual v5.12, Unit 916 and retrofits | 848 | 2455 | Rate Constraint in lbs/MWh | FALSE | L | Annual | Allowances Withdrawn (n:1) | Thousand Tons | 0 | 0 | 0 | 0 | 0 | 0 | 0
NJ Non-HEDD CT NGas Units - Nox Rate Annual v5.12, Unit 916 and retrofits | 848 | 2455 | Rate Constraint in lbs/MWh | FALSE | L | Annual | Net Emissions Allowance Position | Thousand Tons | 0 | 0 | 0 | 0 | 0 | 0 | 0
NJ Non-HEDD CT NGas Units - Nox Rate Annual v5.12, Unit 916 and retrofits | 848 | 2455 | Rate Constraint in lbs/MWh | FALSE | L | Annual | Fuel Consumed | TBtu | 0 | 0 | 0 | 0 | 0 | 0 | 0
NJ Non-HEDD CT NGas Units - Nox Rate Annual v5.12, Unit 916 and retrofits | 848 | 2455 | Rate Constraint in lbs/MWh | FALSE | L | Annual | Rate | lb/MMBtu | 0 | 0 | 0 | 0 | 0 | 0 | 0
NJ Non-HEDD CT NGas Units - Nox Rate Annual v5.12, Unit 916 and retrofits | 848 | 2455 | Rate Constraint in lbs/MWh | FALSE | L | Annual | Generation | TWh | 0 | 0 | 0 | 0 | 0 | 0 | 0
NJ Non-HEDD CT NGas Units - Nox Rate Annual v5.12, Unit 916 and retrofits | 848 | 2455 | Rate Constraint in lbs/MWh | FALSE | L | Annual | Qualifying Generation | TWh | 0 | 0 | 0 | 0 | 0 | 0 | 0
NJ Non-HEDD CT NGas Units - Nox Rate Annual v5.12, Unit 916 and retrofits | 848 | 2455 | Rate Constraint in lbs/MWh | FALSE | L | Annual | Constraint Shadow Price | US2011$/Ton | 39833.6036 | 0 | 48920.9851 | 109022.7036 | 183714.6597 | 0 | 0
NJ Non-HEDD CT NGas Units - Nox Rate Annual v5.12, Unit 917 and retrofits | 849 | 2455 | Rate Constraint in lbs/MWh | FALSE | L | Annual | Seasons Included | Seasons | Winter, Summer | Winter, Summer | Winter, Summer | Winter, Summer | Winter, Summer | Winter, Summer | Winter, Summer
NJ Non-HEDD CT NGas Units - Nox Rate Annual v5.12, Unit 917 and retrofits | 849 | 2455 | Rate Constraint in lbs/MWh | FALSE | L | Annual | Standard NOX | lb/MWh | 2.2 | 2.2 | 2.2 | 2.2 | 2.2 | 2.2 | 2.2
NJ Non-HEDD CT NGas Units - Nox Rate Annual v5.12, Unit 917 and retrofits | 849 | 2455 | Rate Constraint in lbs/MWh | FALSE | L | Annual | Emissions at Affected Plants NOX | Thousand Tons | 0.0033465 | 0.0033465 | 0.0033465 | 0.0033465 | 0.0033465 | 0.0033465 | 0.0033465
NJ Non-HEDD CT NGas Units - Nox Rate Annual v5.12, Unit 917 and retrofits | 849 | 2455 | Rate Constraint in lbs/MWh | FALSE | L | Annual | Allowances Purchased NOX | Thousand Tons | 0 | 0 | 0 | 0 | 0 | 0 | 0
NJ Non-HEDD CT NGas Units - Nox Rate Annual v5.12, Unit 917 and retrofits | 849 | 2455 | Rate Constraint in lbs/MWh | FALSE | L | Annual | Allowances Sold NOX | Thousand Tons | 0 | 0 | 0 | 0 | 0 | 0 | 0
NJ Non-HEDD CT NGas Units - Nox Rate Annual v5.12, Unit 917 and retrofits | 849 | 2455 | Rate Constraint in lbs/MWh | FALSE | L | Annual | Allowances Banked | Thousand Tons | 0 | 0 | 0 | 0 | 0 | 0 | 0
NJ Non-HEDD CT NGas Units - Nox Rate Annual v5.12, Unit 917 and retrofits | 849 | 2455 | Rate Constraint in lbs/MWh | FALSE | L | Annual | Allowances Withdrawn (1:1) | Thousand Tons | 0 | 0 | 0 | 0 | 0 | 0 | 0
NJ Non-HEDD CT NGas Units - Nox Rate Annual v5.12, Unit 917 and retrofits | 849 | 2455 | Rate Constraint in lbs/MWh | FALSE | L | Annual | Allowances Withdrawn (n:1) | Thousand Tons | 0 | 0 | 0 | 0 | 0 | 0 | 0
NJ Non-HEDD CT NGas Units - Nox Rate Annual v5.12, Unit 917 and retrofits | 849 | 2455 | Rate Constraint in lbs/MWh | FALSE | L | Annual | Net Emissions Allowance Position | Thousand Tons | 0.0033465 | 0.0033465 | 0.0033465 | 0.0033465 | 0.0033465 | 0.0033465 | 0.0033465
NJ Non-HEDD CT NGas Units - Nox Rate Annual v5.12, Unit 917 and retrofits | 849 | 2455 | Rate Constraint in lbs/MWh | FALSE | L | Annual | Fuel Consumed | TBtu | 0.077839 | 0.077839 | 0.077839 | 0.077839 | 0.077839 | 0.077839 | 0.077839
NJ Non-HEDD CT NGas Units - Nox Rate Annual v5.12, Unit 917 and retrofits | 849 | 2455 | Rate Constraint in lbs/MWh | FALSE | L | Annual | Rate | lb/MMBtu | 0.085986 | 0.085986 | 0.085986 | 0.085986 | 0.085986 | 0.085986 | 0.085986
NJ Non-HEDD CT NGas Units - Nox Rate Annual v5.12, Unit 917 and retrofits | 849 | 2455 | Rate Constraint in lbs/MWh | FALSE | L | Annual | Generation | TWh | 0.0072442 | 0.0072442 | 0.0072442 | 0.0072442 | 0.0072442 | 0.0072442 | 0.0072442
NJ Non-HEDD CT NGas Units - Nox Rate Annual v5.12, Unit 917 and retrofits | 849 | 2455 | Rate Constraint in lbs/MWh | FALSE | L | Annual | Qualifying Generation | TWh | 0.0072442 | 0.0072442 | 0.0072442 | 0.0072442 | 0.0072442 | 0.0072442 | 0.0072442
NJ Non-HEDD CT NGas Units - Nox Rate Annual v5.12, Unit 917 and retrofits | 849 | 2455 | Rate Constraint in lbs/MWh | FALSE | L | Annual | Constraint Shadow Price | US2011$/Ton | 0 | 0 | 0 | 0 | 0 | 0 | 0
NJ Non-HEDD CT NGas Units - Nox Rate Annual v5.12, Unit 918 and retrofits | 850 | 2455 | Rate Constraint in lbs/MWh | FALSE | L | Annual | Seasons Included | Seasons | Winter, Summer | Winter, Summer | Winter, Summer | Winter, Summer | Winter, Summer | Winter, Summer | Winter, Summer
NJ Non-HEDD CT NGas Units - Nox Rate Annual v5.12, Unit 918 and retrofits | 850 | 2455 | Rate Constraint in lbs/MWh | FALSE | L | Annual | Standard NOX | lb/MWh | 2.2 | 2.2 | 2.2 | 2.2 | 2.2 | 2.2 | 2.2
NJ Non-HEDD CT NGas Units - Nox Rate Annual v5.12, Unit 918 and retrofits | 850 | 2455 | Rate Constraint in lbs/MWh | FALSE | L | Annual | Emissions at Affected Plants NOX | Thousand Tons | 0.0033228 | 0.0033228 | 0.0033228 | 0.0033228 | 0.0033228 | 0.0033228 | 0.0033228
NJ Non-HEDD CT NGas Units - Nox Rate Annual v5.12, Unit 918 and retrofits | 850 | 2455 | Rate Constraint in lbs/MWh | FALSE | L | Annual | Allowances Purchased NOX | Thousand Tons | 0 | 0 | 0 | 0 | 0 | 0 | 0
NJ Non-HEDD CT NGas Units - Nox Rate Annual v5.12, Unit 918 and retrofits | 850 | 2455 | Rate Constraint in lbs/MWh | FALSE | L | Annual | Allowances Sold NOX | Thousand Tons | 0 | 0 | 0 | 0 | 0 | 0 | 0
NJ Non-HEDD CT NGas Units - Nox Rate Annual v5.12, Unit 918 and retrofits | 850 | 2455 | Rate Constraint in lbs/MWh | FALSE | L | Annual | Allowances Banked | Thousand Tons | 0 | 0 | 0 | 0 | 0 | 0 | 0
NJ Non-HEDD CT NGas Units - Nox Rate Annual v5.12, Unit 918 and retrofits | 850 | 2455 | Rate Constraint in lbs/MWh | FALSE | L | Annual | Allowances Withdrawn (1:1) | Thousand Tons | 0 | 0 | 0 | 0 | 0 | 0 | 0
NJ Non-HEDD CT NGas Units - Nox Rate Annual v5.12, Unit 918 and retrofits | 850 | 2455 | Rate Constraint in lbs/MWh | FALSE | L | Annual | Allowances Withdrawn (n:1) | Thousand Tons | 0 | 0 | 0 | 0 | 0 | 0 | 0
NJ Non-HEDD CT NGas Units - Nox Rate Annual v5.12, Unit 918 and retrofits | 850 | 2455 | Rate Constraint in lbs/MWh | FALSE | L | Annual | Net Emissions Allowance Position | Thousand Tons | 0.0033228 | 0.0033228 | 0.0033228 | 0.0033228 | 0.0033228 | 0.0033228 | 0.0033228
NJ Non-HEDD CT NGas Units - Nox Rate Annual v5.12, Unit 918 and retrofits | 850 | 2455 | Rate Constraint in lbs/MWh | FALSE | L | Annual | Fuel Consumed | TBtu | 0.075008 | 0.075008 | 0.075008 | 0.075008 | 0.075008 | 0.075008 | 0.075008
NJ Non-HEDD CT NGas Units - Nox Rate Annual v5.12, Unit 918 and retrofits | 850 | 2455 | Rate Constraint in lbs/MWh | FALSE | L | Annual | Rate | lb/MMBtu | 0.088598 | 0.088598 | 0.088598 | 0.088598 | 0.088598 | 0.088598 | 0.088598
NJ Non-HEDD CT NGas Units - Nox Rate Annual v5.12, Unit 918 and retrofits | 850 | 2455 | Rate Constraint in lbs/MWh | FALSE | L | Annual | Generation | TWh | 0.0069807 | 0.0069807 | 0.0069807 | 0.0069807 | 0.0069807 | 0.0069807 | 0.0069807
NJ Non-HEDD CT NGas Units - Nox Rate Annual v5.12, Unit 918 and retrofits | 850 | 2455 | Rate Constraint in lbs/MWh | FALSE | L | Annual | Qualifying Generation | TWh | 0.0069807 | 0.0069807 | 0.0069807 | 0.0069807 | 0.0069807 | 0.0069807 | 0.0069807
NJ Non-HEDD CT NGas Units - Nox Rate Annual v5.12, Unit 918 and retrofits | 850 | 2455 | Rate Constraint in lbs/MWh | FALSE | L | Annual | Constraint Shadow Price | US2011$/Ton | 0 | 0 | 0 | 0 | 0 | 0 | 0
NJ Non-HEDD CT NGas Units - Nox Rate Annual v5.12, Unit 919 and retrofits | 851 | 2455 | Rate Constraint in lbs/MWh | FALSE | L | Annual | Seasons Included | Seasons | Winter, Summer | Winter, Summer | Winter, Summer | Winter, Summer | Winter, Summer | Winter, Summer | Winter, Summer
NJ Non-HEDD CT NGas Units - Nox Rate Annual v5.12, Unit 919 and retrofits | 851 | 2455 | Rate Constraint in lbs/MWh | FALSE | L | Annual | Standard NOX | lb/MWh | 2.2 | 2.2 | 2.2 | 2.2 | 2.2 | 2.2 | 2.2
NJ Non-HEDD CT NGas Units - Nox Rate Annual v5.12, Unit 919 and retrofits | 851 | 2455 | Rate Constraint in lbs/MWh | FALSE | L | Annual | Emissions at Affected Plants NOX | Thousand Tons | 0.0032312 | 0.0032312 | 0.0032312 | 0.0032312 | 0.0032312 | 0.0032312 | 0.0032312
NJ Non-HEDD CT NGas Units - Nox Rate Annual v5.12, Unit 919 and retrofits | 851 | 2455 | Rate Constraint in lbs/MWh | FALSE | L | Annual | Allowances Purchased NOX | Thousand Tons | 0 | 0 | 0 | 0 | 0 | 0 | 0
NJ Non-HEDD CT NGas Units - Nox Rate Annual v5.12, Unit 919 and retrofits | 851 | 2455 | Rate Constraint in lbs/MWh | FALSE | L | Annual | Allowances Sold NOX | Thousand Tons | 0 | 0 | 0 | 0 | 0 | 0 | 0
NJ Non-HEDD CT NGas Units - Nox Rate Annual v5.12, Unit 919 and retrofits | 851 | 2455 | Rate Constraint in lbs/MWh | FALSE | L | Annual | Allowances Banked | Thousand Tons | 0 | 0 | 0 | 0 | 0 | 0 | 0
NJ Non-HEDD CT NGas Units - Nox Rate Annual v5.12, Unit 919 and retrofits | 851 | 2455 | Rate Constraint in lbs/MWh | FALSE | L | Annual | Allowances Withdrawn (1:1) | Thousand Tons | 0 | 0 | 0 | 0 | 0 | 0 | 0
NJ Non-HEDD CT NGas Units - Nox Rate Annual v5.12, Unit 919 and retrofits | 851 | 2455 | Rate Constraint in lbs/MWh | FALSE | L | Annual | Allowances Withdrawn (n:1) | Thousand Tons | 0 | 0 | 0 | 0 | 0 | 0 | 0
NJ Non-HEDD CT NGas Units - Nox Rate Annual v5.12, Unit 919 and retrofits | 851 | 2455 | Rate Constraint in lbs/MWh | FALSE | L | Annual | Net Emissions Allowance Position | Thousand Tons | 0.0032312 | 0.0032312 | 0.0032312 | 0.0032312 | 0.0032312 | 0.0032312 | 0.0032312
NJ Non-HEDD CT NGas Units - Nox Rate Annual v5.12, Unit 919 and retrofits | 851 | 2455 | Rate Constraint in lbs/MWh | FALSE | L | Annual | Fuel Consumed | TBtu | 0.074654 | 0.074654 | 0.074654 | 0.074654 | 0.074654 | 0.074654 | 0.074654
NJ Non-HEDD CT NGas Units - Nox Rate Annual v5.12, Unit 919 and retrofits | 851 | 2455 | Rate Constraint in lbs/MWh | FALSE | L | Annual | Rate | lb/MMBtu | 0.086565 | 0.086565 | 0.086565 | 0.086565 | 0.086565 | 0.086565 | 0.086565
NJ Non-HEDD CT NGas Units - Nox Rate Annual v5.12, Unit 919 and retrofits | 851 | 2455 | Rate Constraint in lbs/MWh | FALSE | L | Annual | Generation | TWh | 0.0069478 | 0.0069478 | 0.0069478 | 0.0069478 | 0.0069478 | 0.0069478 | 0.0069478
NJ Non-HEDD CT NGas Units - Nox Rate Annual v5.12, Unit 919 and retrofits | 851 | 2455 | Rate Constraint in lbs/MWh | FALSE | L | Annual | Qualifying Generation | TWh | 0.0069478 | 0.0069478 | 0.0069478 | 0.0069478 | 0.0069478 | 0.0069478 | 0.0069478
NJ Non-HEDD CT NGas Units - Nox Rate Annual v5.12, Unit 919 and retrofits | 851 | 2455 | Rate Constraint in lbs/MWh | FALSE | L | Annual | Constraint Shadow Price | US2011$/Ton | 0 | 0 | 0 | 0 | 0 | 0 | 0
NJ Non-HEDD CT NGas Units - Nox Rate Annual v5.12, Unit 920 and retrofits | 852 | 2455 | Rate Constraint in lbs/MWh | FALSE | L | Annual | Seasons Included | Seasons | Winter, Summer | Winter, Summer | Winter, Summer | Winter, Summer | Winter, Summer | Winter, Summer | Winter, Summer
NJ Non-HEDD CT NGas Units - Nox Rate Annual v5.12, Unit 920 and retrofits | 852 | 2455 | Rate Constraint in lbs/MWh | FALSE | L | Annual | Standard NOX | lb/MWh | 2.2 | 2.2 | 2.2 | 2.2 | 2.2 | 2.2 | 2.2
NJ Non-HEDD CT NGas Units - Nox Rate Annual v5.12, Unit 920 and retrofits | 852 | 2455 | Rate Constraint in lbs/MWh | FALSE | L | Annual | Emissions at Affected Plants NOX | Thousand Tons | 0.010387 | 0.003456 | 0.003456 | 0.003456 | 0.003456 | 0.003456 | 0.003456
NJ Non-HEDD CT NGas Units - Nox Rate Annual v5.12, Unit 920 and retrofits | 852 | 2455 | Rate Constraint in lbs/MWh | FALSE | L | Annual | Allowances Purchased NOX | Thousand Tons | 0 | 0 | 0 | 0 | 0 | 0 | 0
NJ Non-HEDD CT NGas Units - Nox Rate Annual v5.12, Unit 920 and retrofits | 852 | 2455 | Rate Constraint in lbs/MWh | FALSE | L | Annual | Allowances Sold NOX | Thousand Tons | 0 | 0 | 0 | 0 | 0 | 0 | 0
NJ Non-HEDD CT NGas Units - Nox Rate Annual v5.12, Unit 920 and retrofits | 852 | 2455 | Rate Constraint in lbs/MWh | FALSE | L | Annual | Allowances Banked | Thousand Tons | 0 | 0 | 0 | 0 | 0 | 0 | 0
NJ Non-HEDD CT NGas Units - Nox Rate Annual v5.12, Unit 920 and retrofits | 852 | 2455 | Rate Constraint in lbs/MWh | FALSE | L | Annual | Allowances Withdrawn (1:1) | Thousand Tons | 0 | 0 | 0 | 0 | 0 | 0 | 0
NJ Non-HEDD CT NGas Units - Nox Rate Annual v5.12, Unit 920 and retrofits | 852 | 2455 | Rate Constraint in lbs/MWh | FALSE | L | Annual | Allowances Withdrawn (n:1) | Thousand Tons | 0 | 0 | 0 | 0 | 0 | 0 | 0
NJ Non-HEDD CT NGas Units - Nox Rate Annual v5.12, Unit 920 and retrofits | 852 | 2455 | Rate Constraint in lbs/MWh | FALSE | L | Annual | Net Emissions Allowance Position | Thousand Tons | 0.010387 | 0.003456 | 0.003456 | 0.003456 | 0.003456 | 0.003456 | 0.003456
NJ Non-HEDD CT NGas Units - Nox Rate Annual v5.12, Unit 920 and retrofits | 852 | 2455 | Rate Constraint in lbs/MWh | FALSE | L | Annual | Fuel Consumed | TBtu | 0.23075 | 0.076777 | 0.076777 | 0.076777 | 0.076777 | 0.076777 | 0.076777
NJ Non-HEDD CT NGas Units - Nox Rate Annual v5.12, Unit 920 and retrofits | 852 | 2455 | Rate Constraint in lbs/MWh | FALSE | L | Annual | Rate | lb/MMBtu | 0.090027 | 0.090027 | 0.090027 | 0.090027 | 0.090027 | 0.090027 | 0.090027
NJ Non-HEDD CT NGas Units - Nox Rate Annual v5.12, Unit 920 and retrofits | 852 | 2455 | Rate Constraint in lbs/MWh | FALSE | L | Annual | Generation | TWh | 0.021475 | 0.0071454 | 0.0071454 | 0.0071454 | 0.0071454 | 0.0071454 | 0.0071454
NJ Non-HEDD CT NGas Units - Nox Rate Annual v5.12, Unit 920 and retrofits | 852 | 2455 | Rate Constraint in lbs/MWh | FALSE | L | Annual | Qualifying Generation | TWh | 0.021475 | 0.0071454 | 0.0071454 | 0.0071454 | 0.0071454 | 0.0071454 | 0.0071454
NJ Non-HEDD CT NGas Units - Nox Rate Annual v5.12, Unit 920 and retrofits | 852 | 2455 | Rate Constraint in lbs/MWh | FALSE | L | Annual | Constraint Shadow Price | US2011$/Ton | 0 | 0 | 0 | 0 | 0 | 0 | 0
NJ Non-HEDD CT NGas Units - Nox Rate Annual v5.12, Unit 921 and retrofits | 853 | 2455 | Rate Constraint in lbs/MWh | FALSE | L | Annual | Seasons Included | Seasons | Winter, Summer | Winter, Summer | Winter, Summer | Winter, Summer | Winter, Summer | Winter, Summer | Winter, Summer
NJ Non-HEDD CT NGas Units - Nox Rate Annual v5.12, Unit 921 and retrofits | 853 | 2455 | Rate Constraint in lbs/MWh | FALSE | L | Annual | Standard NOX | lb/MWh | 2.2 | 2.2 | 2.2 | 2.2 | 2.2 | 2.2 | 2.2
NJ Non-HEDD CT NGas Units - Nox Rate Annual v5.12, Unit 921 and retrofits | 853 | 2455 | Rate Constraint in lbs/MWh | FALSE | L | Annual | Emissions at Affected Plants NOX | Thousand Tons | 0.0023581 | 0.0023581 | 0.0023581 | 0.0023581 | 0.011987 | 0.011987 | 0.011987
NJ Non-HEDD CT NGas Units - Nox Rate Annual v5.12, Unit 921 and retrofits | 853 | 2455 | Rate Constraint in lbs/MWh | FALSE | L | Annual | Allowances Purchased NOX | Thousand Tons | 0 | 0 | 0 | 0 | 0 | 0 | 0
NJ Non-HEDD CT NGas Units - Nox Rate Annual v5.12, Unit 921 and retrofits | 853 | 2455 | Rate Constraint in lbs/MWh | FALSE | L | Annual | Allowances Sold NOX | Thousand Tons | 0 | 0 | 0 | 0 | 0 | 0 | 0
NJ Non-HEDD CT NGas Units - Nox Rate Annual v5.12, Unit 921 and retrofits | 853 | 2455 | Rate Constraint in lbs/MWh | FALSE | L | Annual | Allowances Banked | Thousand Tons | 0 | 0 | 0 | 0 | 0 | 0 | 0
NJ Non-HEDD CT NGas Units - Nox Rate Annual v5.12, Unit 921 and retrofits | 853 | 2455 | Rate Constraint in lbs/MWh | FALSE | L | Annual | Allowances Withdrawn (1:1) | Thousand Tons | 0 | 0 | 0 | 0 | 0 | 0 | 0
NJ Non-HEDD CT NGas Units - Nox Rate Annual v5.12, Unit 921 and retrofits | 853 | 2455 | Rate Constraint in lbs/MWh | FALSE | L | Annual | Allowances Withdrawn (n:1) | Thousand Tons | 0 | 0 | 0 | 0 | 0 | 0 | 0
NJ Non-HEDD CT NGas Units - Nox Rate Annual v5.12, Unit 921 and retrofits | 853 | 2455 | Rate Constraint in lbs/MWh | FALSE | L | Annual | Net Emissions Allowance Position | Thousand Tons | 0.0023581 | 0.0023581 | 0.0023581 | 0.0023581 | 0.011987 | 0.011987 | 0.011987
NJ Non-HEDD CT NGas Units - Nox Rate Annual v5.12, Unit 921 and retrofits | 853 | 2455 | Rate Constraint in lbs/MWh | FALSE | L | Annual | Fuel Consumed | TBtu | 0.034711 | 0.034711 | 0.034711 | 0.034711 | 0.17645 | 0.17645 | 0.17645
NJ Non-HEDD CT NGas Units - Nox Rate Annual v5.12, Unit 921 and retrofits | 853 | 2455 | Rate Constraint in lbs/MWh | FALSE | L | Annual | Rate | lb/MMBtu | 0.13587 | 0.13587 | 0.13587 | 0.13587 | 0.13587 | 0.13587 | 0.13587
NJ Non-HEDD CT NGas Units - Nox Rate Annual v5.12, Unit 921 and retrofits | 853 | 2455 | Rate Constraint in lbs/MWh | FALSE | L | Annual | Generation | TWh | 0.0027669 | 0.0027669 | 0.0027669 | 0.0027669 | 0.014065 | 0.014065 | 0.014065
NJ Non-HEDD CT NGas Units - Nox Rate Annual v5.12, Unit 921 and retrofits | 853 | 2455 | Rate Constraint in lbs/MWh | FALSE | L | Annual | Qualifying Generation | TWh | 0.0027669 | 0.0027669 | 0.0027669 | 0.0027669 | 0.014065 | 0.014065 | 0.014065
NJ Non-HEDD CT NGas Units - Nox Rate Annual v5.12, Unit 921 and retrofits | 853 | 2455 | Rate Constraint in lbs/MWh | FALSE | L | Annual | Constraint Shadow Price | US2011$/Ton | 0 | 0 | 0 | 0 | 0 | 0 | 0
NJ Non-HEDD CT NGas Units - Nox Rate Annual v5.12, Unit 922 and retrofits | 854 | 2455 | Rate Constraint in lbs/MWh | FALSE | L | Annual | Seasons Included | Seasons | Winter, Summer | Winter, Summer | Winter, Summer | Winter, Summer | Winter, Summer | Winter, Summer | Winter, Summer
NJ Non-HEDD CT NGas Units - Nox Rate Annual v5.12, Unit 922 and retrofits | 854 | 2455 | Rate Constraint in lbs/MWh | FALSE | L | Annual | Standard NOX | lb/MWh | 2.2 | 2.2 | 2.2 | 2.2 | 2.2 | 2.2 | 2.2
NJ Non-HEDD CT NGas Units - Nox Rate Annual v5.12, Unit 922 and retrofits | 854 | 2455 | Rate Constraint in lbs/MWh | FALSE | L | Annual | Emissions at Affected Plants NOX | Thousand Tons | 0.0050992 | 0 | 0.0050992 | 0.0050992 | 0.0050992 | 0 | 0
NJ Non-HEDD CT NGas Units - Nox Rate Annual v5.12, Unit 922 and retrofits | 854 | 2455 | Rate Constraint in lbs/MWh | FALSE | L | Annual | Allowances Purchased NOX | Thousand Tons | 0 | 0 | 0 | 0 | 0 | 0 | 0
NJ Non-HEDD CT NGas Units - Nox Rate Annual v5.12, Unit 922 and retrofits | 854 | 2455 | Rate Constraint in lbs/MWh | FALSE | L | Annual | Allowances Sold NOX | Thousand Tons | 0 | 0 | 0 | 0 | 0 | 0 | 0
NJ Non-HEDD CT NGas Units - Nox Rate Annual v5.12, Unit 922 and retrofits | 854 | 2455 | Rate Constraint in lbs/MWh | FALSE | L | Annual | Allowances Banked | Thousand Tons | 0 | 0 | 0 | 0 | 0 | 0 | 0
NJ Non-HEDD CT NGas Units - Nox Rate Annual v5.12, Unit 922 and retrofits | 854 | 2455 | Rate Constraint in lbs/MWh | FALSE | L | Annual | Allowances Withdrawn (1:1) | Thousand Tons | 0 | 0 | 0 | 0 | 0 | 0 | 0
NJ Non-HEDD CT NGas Units - Nox Rate Annual v5.12, Unit 922 and retrofits | 854 | 2455 | Rate Constraint in lbs/MWh | FALSE | L | Annual | Allowances Withdrawn (n:1) | Thousand Tons | 0 | 0 | 0 | 0 | 0 | 0 | 0
NJ Non-HEDD CT NGas Units - Nox Rate Annual v5.12, Unit 922 and retrofits | 854 | 2455 | Rate Constraint in lbs/MWh | FALSE | L | Annual | Net Emissions Allowance Position | Thousand Tons | 0.0050992 | 0 | 0.0050992 | 0.0050992 | 0.0050992 | 0 | 0
NJ Non-HEDD CT NGas Units - Nox Rate Annual v5.12, Unit 922 and retrofits | 854 | 2455 | Rate Constraint in lbs/MWh | FALSE | L | Annual | Fuel Consumed | TBtu | 0.093509 | 0 | 0.093509 | 0.093509 | 0.093509 | 0 | 0
NJ Non-HEDD CT NGas Units - Nox Rate Annual v5.12, Unit 922 and retrofits | 854 | 2455 | Rate Constraint in lbs/MWh | FALSE | L | Annual | Rate | lb/MMBtu | 0.10906 | 0 | 0.10906 | 0.10906 | 0.10906 | 0 | 0
NJ Non-HEDD CT NGas Units - Nox Rate Annual v5.12, Unit 922 and retrofits | 854 | 2455 | Rate Constraint in lbs/MWh | FALSE | L | Annual | Generation | TWh | 0.0050005 | 0 | 0.0050005 | 0.0050005 | 0.0050005 | 0 | 0
NJ Non-HEDD CT NGas Units - Nox Rate Annual v5.12, Unit 922 and retrofits | 854 | 2455 | Rate Constraint in lbs/MWh | FALSE | L | Annual | Qualifying Generation | TWh | 0.0050005 | 0 | 0.0050005 | 0.0050005 | 0.0050005 | 0 | 0
NJ Non-HEDD CT NGas Units - Nox Rate Annual v5.12, Unit 922 and retrofits | 854 | 2455 | Rate Constraint in lbs/MWh | FALSE | L | Annual | Constraint Shadow Price | US2011$/Ton | 0 | 0 | 0 | 0 | 0 | 0 | 0
NJ Non-HEDD CT NGas Units - Nox Rate Annual v5.12, Unit 923 and retrofits | 855 | 2455 | Rate Constraint in lbs/MWh | FALSE | L | Annual | Seasons Included | Seasons | Winter, Summer | Winter, Summer | Winter, Summer | Winter, Summer | Winter, Summer | Winter, Summer | Winter, Summer
NJ Non-HEDD CT NGas Units - Nox Rate Annual v5.12, Unit 923 and retrofits | 855 | 2455 | Rate Constraint in lbs/MWh | FALSE | L | Annual | Standard NOX | lb/MWh | 2.2 | 2.2 | 2.2 | 2.2 | 2.2 | 2.2 | 2.2
NJ Non-HEDD CT NGas Units - Nox Rate Annual v5.12, Unit 923 and retrofits | 855 | 2455 | Rate Constraint in lbs/MWh | FALSE | L | Annual | Emissions at Affected Plants NOX | Thousand Tons | 0.0037514 | 0.0037514 | 0.0037514 | 0.0037514 | 0.0037514 | 0.0037514 | 0.0037514
NJ Non-HEDD CT NGas Units - Nox Rate Annual v5.12, Unit 923 and retrofits | 855 | 2455 | Rate Constraint in lbs/MWh | FALSE | L | Annual | Allowances Purchased NOX | Thousand Tons | 0 | 0 | 0 | 0 | 0 | 0 | 0
NJ Non-HEDD CT NGas Units - Nox Rate Annual v5.12, Unit 923 and retrofits | 855 | 2455 | Rate Constraint in lbs/MWh | FALSE | L | Annual | Allowances Sold NOX | Thousand Tons | 0 | 0 | 0 | 0 | 0 | 0 | 0
NJ Non-HEDD CT NGas Units - Nox Rate Annual v5.12, Unit 923 and retrofits | 855 | 2455 | Rate Constraint in lbs/MWh | FALSE | L | Annual | Allowances Banked | Thousand Tons | 0 | 0 | 0 | 0 | 0 | 0 | 0
NJ Non-HEDD CT NGas Units - Nox Rate Annual v5.12, Unit 923 and retrofits | 855 | 2455 | Rate Constraint in lbs/MWh | FALSE | L | Annual | Allowances Withdrawn (1:1) | Thousand Tons | 0 | 0 | 0 | 0 | 0 | 0 | 0
NJ Non-HEDD CT NGas Units - Nox Rate Annual v5.12, Unit 923 and retrofits | 855 | 2455 | Rate Constraint in lbs/MWh | FALSE | L | Annual | Allowances Withdrawn (n:1) | Thousand Tons | 0 | 0 | 0 | 0 | 0 | 0 | 0
NJ Non-HEDD CT NGas Units - Nox Rate Annual v5.12, Unit 923 and retrofits | 855 | 2455 | Rate Constraint in lbs/MWh | FALSE | L | Annual | Net Emissions Allowance Position | Thousand Tons | 0.0037514 | 0.0037514 | 0.0037514 | 0.0037514 | 0.0037514 | 0.0037514 | 0.0037514
NJ Non-HEDD CT NGas Units - Nox Rate Annual v5.12, Unit 923 and retrofits | 855 | 2455 | Rate Constraint in lbs/MWh | FALSE | L | Annual | Fuel Consumed | TBtu | 0.081115 | 0.081115 | 0.081115 | 0.081115 | 0.081115 | 0.081115 | 0.081115
NJ Non-HEDD CT NGas Units - Nox Rate Annual v5.12, Unit 923 and retrofits | 855 | 2455 | Rate Constraint in lbs/MWh | FALSE | L | Annual | Rate | lb/MMBtu | 0.092495 | 0.092495 | 0.092495 | 0.092495 | 0.092495 | 0.092495 | 0.092495
NJ Non-HEDD CT NGas Units - Nox Rate Annual v5.12, Unit 923 and retrofits | 855 | 2455 | Rate Constraint in lbs/MWh | FALSE | L | Annual | Generation | TWh | 0.0074747 | 0.0074747 | 0.0074747 | 0.0074747 | 0.0074747 | 0.0074747 | 0.0074747
NJ Non-HEDD CT NGas Units - Nox Rate Annual v5.12, Unit 923 and retrofits | 855 | 2455 | Rate Constraint in lbs/MWh | FALSE | L | Annual | Qualifying Generation | TWh | 0.0074747 | 0.0074747 | 0.0074747 | 0.0074747 | 0.0074747 | 0.0074747 | 0.0074747
NJ Non-HEDD CT NGas Units - Nox Rate Annual v5.12, Unit 923 and retrofits | 855 | 2455 | Rate Constraint in lbs/MWh | FALSE | L | Annual | Constraint Shadow Price | US2011$/Ton | 0 | 0 | 0 | 0 | 0 | 0 | 0
NJ Non-HEDD CT NGas Units - Nox Rate Annual v5.12, Unit 924 and retrofits | 856 | 2455 | Rate Constraint in lbs/MWh | FALSE | L | Annual | Seasons Included | Seasons | Winter, Summer | Winter, Summer | Winter, Summer | Winter, Summer | Winter, Summer | Winter, Summer | Winter, Summer
NJ Non-HEDD CT NGas Units - Nox Rate Annual v5.12, Unit 924 and retrofits | 856 | 2455 | Rate Constraint in lbs/MWh | FALSE | L | Annual | Standard NOX | lb/MWh | 2.2 | 2.2 | 2.2 | 2.2 | 2.2 | 2.2 | 2.2
NJ Non-HEDD CT NGas Units - Nox Rate Annual v5.12, Unit 924 and retrofits | 856 | 2455 | Rate Constraint in lbs/MWh | FALSE | L | Annual | Emissions at Affected Plants NOX | Thousand Tons | 0.0036329 | 0.0036329 | 0.0036329 | 0.0036329 | 0.0036329 | 0.0036329 | 0.0036329
NJ Non-HEDD CT NGas Units - Nox Rate Annual v5.12, Unit 924 and retrofits | 856 | 2455 | Rate Constraint in lbs/MWh | FALSE | L | Annual | Allowances Purchased NOX | Thousand Tons | 0 | 0 | 0 | 0 | 0 | 0 | 0
NJ Non-HEDD CT NGas Units - Nox Rate Annual v5.12, Unit 924 and retrofits | 856 | 2455 | Rate Constraint in lbs/MWh | FALSE | L | Annual | Allowances Sold NOX | Thousand Tons | 0 | 0 | 0 | 0 | 0 | 0 | 0
NJ Non-HEDD CT NGas Units - Nox Rate Annual v5.12, Unit 924 and retrofits | 856 | 2455 | Rate Constraint in lbs/MWh | FALSE | L | Annual | Allowances Banked | Thousand Tons | 0 | 0 | 0 | 0 | 0 | 0 | 0
NJ Non-HEDD CT NGas Units - Nox Rate Annual v5.12, Unit 924 and retrofits | 856 | 2455 | Rate Constraint in lbs/MWh | FALSE | L | Annual | Allowances Withdrawn (1:1) | Thousand Tons | 0 | 0 | 0 | 0 | 0 | 0 | 0
NJ Non-HEDD CT NGas Units - Nox Rate Annual v5.12, Unit 924 and retrofits | 856 | 2455 | Rate Constraint in lbs/MWh | FALSE | L | Annual | Allowances Withdrawn (n:1) | Thousand Tons | 0 | 0 | 0 | 0 | 0 | 0 | 0
NJ Non-HEDD CT NGas Units - Nox Rate Annual v5.12, Unit 924 and retrofits | 856 | 2455 | Rate Constraint in lbs/MWh | FALSE | L | Annual | Net Emissions Allowance Position | Thousand Tons | 0.0036329 | 0.0036329 | 0.0036329 | 0.0036329 | 0.0036329 | 0.0036329 | 0.0036329
NJ Non-HEDD CT NGas Units - Nox Rate Annual v5.12, Unit 924 and retrofits | 856 | 2455 | Rate Constraint in lbs/MWh | FALSE | L | Annual | Fuel Consumed | TBtu | 0.079864 | 0.079864 | 0.079864 | 0.079864 | 0.079864 | 0.079864 | 0.079864
NJ Non-HEDD CT NGas Units - Nox Rate Annual v5.12, Unit 924 and retrofits | 856 | 2455 | Rate Constraint in lbs/MWh | FALSE | L | Annual | Rate | lb/MMBtu | 0.090976 | 0.090976 | 0.090976 | 0.090976 | 0.090976 | 0.090976 | 0.090976
NJ Non-HEDD CT NGas Units - Nox Rate Annual v5.12, Unit 924 and retrofits | 856 | 2455 | Rate Constraint in lbs/MWh | FALSE | L | Annual | Generation | TWh | 0.0073594 | 0.0073594 | 0.0073594 | 0.0073594 | 0.0073594 | 0.0073594 | 0.0073594
NJ Non-HEDD CT NGas Units - Nox Rate Annual v5.12, Unit 924 and retrofits | 856 | 2455 | Rate Constraint in lbs/MWh | FALSE | L | Annual | Qualifying Generation | TWh | 0.0073594 | 0.0073594 | 0.0073594 | 0.0073594 | 0.0073594 | 0.0073594 | 0.0073594
NJ Non-HEDD CT NGas Units - Nox Rate Annual v5.12, Unit 924 and retrofits | 856 | 2455 | Rate Constraint in lbs/MWh | FALSE | L | Annual | Constraint Shadow Price | US2011$/Ton | 0 | 0 | 0 | 0 | 0 | 0 | 0
NJ Non-HEDD CT NGas Units - Nox Rate Annual v5.12, Unit 925 and retrofits | 857 | 2455 | Rate Constraint in lbs/MWh | FALSE | L | Annual | Seasons Included | Seasons | Winter, Summer | Winter, Summer | Winter, Summer | Winter, Summer | Winter, Summer | Winter, Summer | Winter, Summer
NJ Non-HEDD CT NGas Units - Nox Rate Annual v5.12, Unit 925 and retrofits | 857 | 2455 | Rate Constraint in lbs/MWh | FALSE | L | Annual | Standard NOX | lb/MWh | 2.2 | 2.2 | 2.2 | 2.2 | 2.2 | 2.2 | 2.2
NJ Non-HEDD CT NGas Units - Nox Rate Annual v5.12, Unit 925 and retrofits | 857 | 2455 | Rate Constraint in lbs/MWh | FALSE | L | Annual | Emissions at Affected Plants NOX | Thousand Tons | 0.0036254 | 0.0036254 | 0.0036254 | 0.0036254 | 0.0036254 | 0.0036254 | 0.0036254
NJ Non-HEDD CT NGas Units - Nox Rate Annual v5.12, Unit 925 and retrofits | 857 | 2455 | Rate Constraint in lbs/MWh | FALSE | L | Annual | Allowances Purchased NOX | Thousand Tons | 0 | 0 | 0 | 0 | 0 | 0 | 0
NJ Non-HEDD CT NGas Units - Nox Rate Annual v5.12, Unit 925 and retrofits | 857 | 2455 | Rate Constraint in lbs/MWh | FALSE | L | Annual | Allowances Sold NOX | Thousand Tons | 0 | 0 | 0 | 0 | 0 | 0 | 0
NJ Non-HEDD CT NGas Units - Nox Rate Annual v5.12, Unit 925 and retrofits | 857 | 2455 | Rate Constraint in lbs/MWh | FALSE | L | Annual | Allowances Banked | Thousand Tons | 0 | 0 | 0 | 0 | 0 | 0 | 0
NJ Non-HEDD CT NGas Units - Nox Rate Annual v5.12, Unit 925 and retrofits | 857 | 2455 | Rate Constraint in lbs/MWh | FALSE | L | Annual | Allowances Withdrawn (1:1) | Thousand Tons | 0 | 0 | 0 | 0 | 0 | 0 | 0
NJ Non-HEDD CT NGas Units - Nox Rate Annual v5.12, Unit 925 and retrofits | 857 | 2455 | Rate Constraint in lbs/MWh | FALSE | L | Annual | Allowances Withdrawn (n:1) | Thousand Tons | 0 | 0 | 0 | 0 | 0 | 0 | 0
NJ Non-HEDD CT NGas Units - Nox Rate Annual v5.12, Unit 925 and retrofits | 857 | 2455 | Rate Constraint in lbs/MWh | FALSE | L | Annual | Net Emissions Allowance Position | Thousand Tons | 0.0036254 | 0.0036254 | 0.0036254 | 0.0036254 | 0.0036254 | 0.0036254 | 0.0036254
NJ Non-HEDD CT NGas Units - Nox Rate Annual v5.12, Unit 925 and retrofits | 857 | 2455 | Rate Constraint in lbs/MWh | FALSE | L | Annual | Fuel Consumed | TBtu | 0.079507 | 0.079507 | 0.079507 | 0.079507 | 0.079507 | 0.079507 | 0.079507
NJ Non-HEDD CT NGas Units - Nox Rate Annual v5.12, Unit 925 and retrofits | 857 | 2455 | Rate Constraint in lbs/MWh | FALSE | L | Annual | Rate | lb/MMBtu | 0.091198 | 0.091198 | 0.091198 | 0.091198 | 0.091198 | 0.091198 | 0.091198
NJ Non-HEDD CT NGas Units - Nox Rate Annual v5.12, Unit 925 and retrofits | 857 | 2455 | Rate Constraint in lbs/MWh | FALSE | L | Annual | Generation | TWh | 0.0073265 | 0.0073265 | 0.0073265 | 0.0073265 | 0.0073265 | 0.0073265 | 0.0073265
NJ Non-HEDD CT NGas Units - Nox Rate Annual v5.12, Unit 925 and retrofits | 857 | 2455 | Rate Constraint in lbs/MWh | FALSE | L | Annual | Qualifying Generation | TWh | 0.0073265 | 0.0073265 | 0.0073265 | 0.0073265 | 0.0073265 | 0.0073265 | 0.0073265
NJ Non-HEDD CT NGas Units - Nox Rate Annual v5.12, Unit 925 and retrofits | 857 | 2455 | Rate Constraint in lbs/MWh | FALSE | L | Annual | Constraint Shadow Price | US2011$/Ton | 0 | 0 | 0 | 0 | 0 | 0 | 0
NJ Non-HEDD CT NGas Units - Nox Rate Annual v5.12, Unit 926 and retrofits | 858 | 2455 | Rate Constraint in lbs/MWh | FALSE | L | Annual | Seasons Included | Seasons | Winter, Summer | Winter, Summer | Winter, Summer | Winter, Summer | Winter, Summer | Winter, Summer | Winter, Summer
NJ Non-HEDD CT NGas Units - Nox Rate Annual v5.12, Unit 926 and retrofits | 858 | 2455 | Rate Constraint in lbs/MWh | FALSE | L | Annual | Standard NOX | lb/MWh | 2.2 | 2.2 | 2.2 | 2.2 | 2.2 | 2.2 | 2.2
NJ Non-HEDD CT NGas Units - Nox Rate Annual v5.12, Unit 926 and retrofits | 858 | 2455 | Rate Constraint in lbs/MWh | FALSE | L | Annual | Emissions at Affected Plants NOX | Thousand Tons | 0.0037972 | 0.0037972 | 0.0037972 | 0.0037972 | 0.0037972 | 0.0037972 | 0.0037972
NJ Non-HEDD CT NGas Units - Nox Rate Annual v5.12, Unit 926 and retrofits | 858 | 2455 | Rate Constraint in lbs/MWh | FALSE | L | Annual | Allowances Purchased NOX | Thousand Tons | 0 | 0 | 0 | 0 | 0 | 0 | 0
NJ Non-HEDD CT NGas Units - Nox Rate Annual v5.12, Unit 926 and retrofits | 858 | 2455 | Rate Constraint in lbs/MWh | FALSE | L | Annual | Allowances Sold NOX | Thousand Tons | 0 | 0 | 0 | 0 | 0 | 0 | 0
NJ Non-HEDD CT NGas Units - Nox Rate Annual v5.12, Unit 926 and retrofits | 858 | 2455 | Rate Constraint in lbs/MWh | FALSE | L | Annual | Allowances Banked | Thousand Tons | 0 | 0 | 0 | 0 | 0 | 0 | 0
NJ Non-HEDD CT NGas Units - Nox Rate Annual v5.12, Unit 926 and retrofits | 858 | 2455 | Rate Constraint in lbs/MWh | FALSE | L | Annual | Allowances Withdrawn (1:1) | Thousand Tons | 0 | 0 | 0 | 0 | 0 | 0 | 0
NJ Non-HEDD CT NGas Units - Nox Rate Annual v5.12, Unit 926 and retrofits | 858 | 2455 | Rate Constraint in lbs/MWh | FALSE | L | Annual | Allowances Withdrawn (n:1) | Thousand Tons | 0 | 0 | 0 | 0 | 0 | 0 | 0
NJ Non-HEDD CT NGas Units - Nox Rate Annual v5.12, Unit 926 and retrofits | 858 | 2455 | Rate Constraint in lbs/MWh | FALSE | L | Annual | Net Emissions Allowance Position | Thousand Tons | 0.0037972 | 0.0037972 | 0.0037972 | 0.0037972 | 0.0037972 | 0.0037972 | 0.0037972
NJ Non-HEDD CT NGas Units - Nox Rate Annual v5.12, Unit 926 and retrofits | 858 | 2455 | Rate Constraint in lbs/MWh | FALSE | L | Annual | Fuel Consumed | TBtu | 0.081115 | 0.081115 | 0.081115 | 0.081115 | 0.081115 | 0.081115 | 0.081115
NJ Non-HEDD CT NGas Units - Nox Rate Annual v5.12, Unit 926 and retrofits | 858 | 2455 | Rate Constraint in lbs/MWh | FALSE | L | Annual | Rate | lb/MMBtu | 0.093624 | 0.093624 | 0.093624 | 0.093624 | 0.093624 | 0.093624 | 0.093624
NJ Non-HEDD CT NGas Units - Nox Rate Annual v5.12, Unit 926 and retrofits | 858 | 2455 | Rate Constraint in lbs/MWh | FALSE | L | Annual | Generation | TWh | 0.0074747 | 0.0074747 | 0.0074747 | 0.0074747 | 0.0074747 | 0.0074747 | 0.0074747
NJ Non-HEDD CT NGas Units - Nox Rate Annual v5.12, Unit 926 and retrofits | 858 | 2455 | Rate Constraint in lbs/MWh | FALSE | L | Annual | Qualifying Generation | TWh | 0.0074747 | 0.0074747 | 0.0074747 | 0.0074747 | 0.0074747 | 0.0074747 | 0.0074747
NJ Non-HEDD CT NGas Units - Nox Rate Annual v5.12, Unit 926 and retrofits | 858 | 2455 | Rate Constraint in lbs/MWh | FALSE | L | Annual | Constraint Shadow Price | US2011$/Ton | 0 | 0 | 0 | 0 | 0 | 0 | 0
NJ Non-HEDD CT NGas Units - Nox Rate Annual v5.12, Unit 927 and retrofits | 859 | 2455 | Rate Constraint in lbs/MWh | FALSE | L | Annual | Seasons Included | Seasons | Winter, Summer | Winter, Summer | Winter, Summer | Winter, Summer | Winter, Summer | Winter, Summer | Winter, Summer
NJ Non-HEDD CT NGas Units - Nox Rate Annual v5.12, Unit 927 and retrofits | 859 | 2455 | Rate Constraint in lbs/MWh | FALSE | L | Annual | Standard NOX | lb/MWh | 2.2 | 2.2 | 2.2 | 2.2 | 2.2 | 2.2 | 2.2
NJ Non-HEDD CT NGas Units - Nox Rate Annual v5.12, Unit 927 and retrofits | 859 | 2455 | Rate Constraint in lbs/MWh | FALSE | L | Annual | Emissions at Affected Plants NOX | Thousand Tons | 0.0031536 | 0.0031536 | 0.0031536 | 0.0031536 | 0.0031536 | 0.016031 | 0.016031
NJ Non-HEDD CT NGas Units - Nox Rate Annual v5.12, Unit 927 and retrofits | 859 | 2455 | Rate Constraint in lbs/MWh | FALSE | L | Annual | Allowances Purchased NOX | Thousand Tons | 0 | 0 | 0 | 0 | 0 | 0 | 0
NJ Non-HEDD CT NGas Units - Nox Rate Annual v5.12, Unit 927 and retrofits | 859 | 2455 | Rate Constraint in lbs/MWh | FALSE | L | Annual | Allowances Sold NOX | Thousand Tons | 0 | 0 | 0 | 0 | 0 | 0 | 0
NJ Non-HEDD CT NGas Units - Nox Rate Annual v5.12, Unit 927 and retrofits | 859 | 2455 | Rate Constraint in lbs/MWh | FALSE | L | Annual | Allowances Banked | Thousand Tons | 0 | 0 | 0 | 0 | 0 | 0 | 0
NJ Non-HEDD CT NGas Units - Nox Rate Annual v5.12, Unit 927 and retrofits | 859 | 2455 | Rate Constraint in lbs/MWh | FALSE | L | Annual | Allowances Withdrawn (1:1) | Thousand Tons | 0 | 0 | 0 | 0 | 0 | 0 | 0
NJ Non-HEDD CT NGas Units - Nox Rate Annual v5.12, Unit 927 and retrofits | 859 | 2455 | Rate Constraint in lbs/MWh | FALSE | L | Annual | Allowances Withdrawn (n:1) | Thousand Tons | 0 | 0 | 0 | 0 | 0 | 0 | 0
NJ Non-HEDD CT NGas Units - Nox Rate Annual v5.12, Unit 927 and retrofits | 859 | 2455 | Rate Constraint in lbs/MWh | FALSE | L | Annual | Net Emissions Allowance Position | Thousand Tons | 0.0031536 | 0.0031536 | 0.0031536 | 0.0031536 | 0.0031536 | 0.016031 | 0.016031
NJ Non-HEDD CT NGas Units - Nox Rate Annual v5.12, Unit 927 and retrofits | 859 | 2455 | Rate Constraint in lbs/MWh | FALSE | L | Annual | Fuel Consumed | TBtu | 0.041539 | 0.041539 | 0.041539 | 0.041539 | 0.041539 | 0.21116 | 0.21116
NJ Non-HEDD CT NGas Units - Nox Rate Annual v5.12, Unit 927 and retrofits | 859 | 2455 | Rate Constraint in lbs/MWh | FALSE | L | Annual | Rate | lb/MMBtu | 0.15184 | 0.15184 | 0.15184 | 0.15184 | 0.15184 | 0.15184 | 0.15184
NJ Non-HEDD CT NGas Units - Nox Rate Annual v5.12, Unit 927 and retrofits | 859 | 2455 | Rate Constraint in lbs/MWh | FALSE | L | Annual | Generation | TWh | 0.0028669 | 0.0028669 | 0.0028669 | 0.0028669 | 0.0028669 | 0.014574 | 0.014574
NJ Non-HEDD CT NGas Units - Nox Rate Annual v5.12, Unit 927 and retrofits | 859 | 2455 | Rate Constraint in lbs/MWh | FALSE | L | Annual | Qualifying Generation | TWh | 0.0028669 | 0.0028669 | 0.0028669 | 0.0028669 | 0.0028669 | 0.014574 | 0.014574
NJ Non-HEDD CT NGas Units - Nox Rate Annual v5.12, Unit 927 and retrofits | 859 | 2455 | Rate Constraint in lbs/MWh | FALSE | L | Annual | Constraint Shadow Price | US2011$/Ton | 0 | 0 | 0 | 0 | 0 | 0 | 0
NJ Non-HEDD CT NGas Units - Nox Rate Annual v5.12, Unit 928 and retrofits | 860 | 2455 | Rate Constraint in lbs/MWh | FALSE | L | Annual | Seasons Included | Seasons | Winter, Summer | Winter, Summer | Winter, Summer | Winter, Summer | Winter, Summer | Winter, Summer | Winter, Summer
NJ Non-HEDD CT NGas Units - Nox Rate Annual v5.12, Unit 928 and retrofits | 860 | 2455 | Rate Constraint in lbs/MWh | FALSE | L | Annual | Standard NOX | lb/MWh | 2.2 | 2.2 | 2.2 | 2.2 | 2.2 | 2.2 | 2.2
NJ Non-HEDD CT NGas Units - Nox Rate Annual v5.12, Unit 928 and retrofits | 860 | 2455 | Rate Constraint in lbs/MWh | FALSE | L | Annual | Emissions at Affected Plants NOX | Thousand Tons | 0.0016026 | 0 | 0.0016026 | 0.0016026 | 0.0016026 | 0 | 0
NJ Non-HEDD CT NGas Units - Nox Rate Annual v5.12, Unit 928 and retrofits | 860 | 2455 | Rate Constraint in lbs/MWh | FALSE | L | Annual | Allowances Purchased NOX | Thousand Tons | 0 | 0 | 0 | 0 | 0 | 0 | 0
NJ Non-HEDD CT NGas Units - Nox Rate Annual v5.12, Unit 928 and retrofits | 860 | 2455 | Rate Constraint in lbs/MWh | FALSE | L | Annual | Allowances Sold NOX | Thousand Tons | 0 | 0 | 0 | 0 | 0 | 0 | 0
NJ Non-HEDD CT NGas Units - Nox Rate Annual v5.12, Unit 928 and retrofits | 860 | 2455 | Rate Constraint in lbs/MWh | FALSE | L | Annual | Allowances Banked | Thousand Tons | 0 | 0 | 0 | 0 | 0 | 0 | 0
NJ Non-HEDD CT NGas Units - Nox Rate Annual v5.12, Unit 928 and retrofits | 860 | 2455 | Rate Constraint in lbs/MWh | FALSE | L | Annual | Allowances Withdrawn (1:1) | Thousand Tons | 0 | 0 | 0 | 0 | 0 | 0 | 0
NJ Non-HEDD CT NGas Units - Nox Rate Annual v5.12, Unit 928 and retrofits | 860 | 2455 | Rate Constraint in lbs/MWh | FALSE | L | Annual | Allowances Withdrawn (n:1) | Thousand Tons | 0 | 0 | 0 | 0 | 0 | 0 | 0
NJ Non-HEDD CT NGas Units - Nox Rate Annual v5.12, Unit 928 and retrofits | 860 | 2455 | Rate Constraint in lbs/MWh | FALSE | L | Annual | Net Emissions Allowance Position | Thousand Tons | 0.0016026 | 0 | 0.0016026 | 0.0016026 | 0.0016026 | 0 | 0
NJ Non-HEDD CT NGas Units - Nox Rate Annual v5.12, Unit 928 and retrofits | 860 | 2455 | Rate Constraint in lbs/MWh | FALSE | L | Annual | Fuel Consumed | TBtu | 0.024982 | 0 | 0.024982 | 0.024982 | 0.024982 | 0 | 0
NJ Non-HEDD CT NGas Units - Nox Rate Annual v5.12, Unit 928 and retrofits | 860 | 2455 | Rate Constraint in lbs/MWh | FALSE | L | Annual | Rate | lb/MMBtu | 0.1283 | 0 | 0.1283 | 0.1283 | 0.1283 | 0 | 0
NJ Non-HEDD CT NGas Units - Nox Rate Annual v5.12, Unit 928 and retrofits | 860 | 2455 | Rate Constraint in lbs/MWh | FALSE | L | Annual | Generation | TWh | 0.0014575 | 0 | 0.0014575 | 0.0014575 | 0.0014575 | 0 | 0
NJ Non-HEDD CT NGas Units - Nox Rate Annual v5.12, Unit 928 and retrofits | 860 | 2455 | Rate Constraint in lbs/MWh | FALSE | L | Annual | Qualifying Generation | TWh | 0.0014575 | 0 | 0.0014575 | 0.0014575 | 0.0014575 | 0 | 0
NJ Non-HEDD CT NGas Units - Nox Rate Annual v5.12, Unit 928 and retrofits | 860 | 2455 | Rate Constraint in lbs/MWh | FALSE | L | Annual | Constraint Shadow Price | US2011$/Ton | 0 | 0 | 0 | 0 | 0 | 0 | 0
NJ Non-HEDD CT NGas Units - Nox Rate Annual v5.12, Unit 929 and retrofits | 861 | 2455 | Rate Constraint in lbs/MWh | FALSE | L | Annual | Seasons Included | Seasons | Winter, Summer | Winter, Summer | Winter, Summer | Winter, Summer | Winter, Summer | Winter, Summer | Winter, Summer
NJ Non-HEDD CT NGas Units - Nox Rate Annual v5.12, Unit 929 and retrofits | 861 | 2455 | Rate Constraint in lbs/MWh | FALSE | L | Annual | Standard NOX | lb/MWh | 2.2 | 2.2 | 2.2 | 2.2 | 2.2 | 2.2 | 2.2
NJ Non-HEDD CT NGas Units - Nox Rate Annual v5.12, Unit 929 and retrofits | 861 | 2455 | Rate Constraint in lbs/MWh | FALSE | L | Annual | Emissions at Affected Plants NOX | Thousand Tons | 0.0017093 | 0 | 0.0017093 | 0.0017093 | 0.0017093 | 0 | 0
NJ Non-HEDD CT NGas Units - Nox Rate Annual v5.12, Unit 929 and retrofits | 861 | 2455 | Rate Constraint in lbs/MWh | FALSE | L | Annual | Allowances Purchased NOX | Thousand Tons | 0 | 0 | 0 | 0 | 0 | 0 | 0
NJ Non-HEDD CT NGas Units - Nox Rate Annual v5.12, Unit 929 and retrofits | 861 | 2455 | Rate Constraint in lbs/MWh | FALSE | L | Annual | Allowances Sold NOX | Thousand Tons | 0 | 0 | 0 | 0 | 0 | 0 | 0
NJ Non-HEDD CT NGas Units - Nox Rate Annual v5.12, Unit 929 and retrofits | 861 | 2455 | Rate Constraint in lbs/MWh | FALSE | L | Annual | Allowances Banked | Thousand Tons | 0 | 0 | 0 | 0 | 0 | 0 | 0
NJ Non-HEDD CT NGas Units - Nox Rate Annual v5.12, Unit 929 and retrofits | 861 | 2455 | Rate Constraint in lbs/MWh | FALSE | L | Annual | Allowances Withdrawn (1:1) | Thousand Tons | 0 | 0 | 0 | 0 | 0 | 0 | 0
NJ Non-HEDD CT NGas Units - Nox Rate Annual v5.12, Unit 929 and retrofits | 861 | 2455 | Rate Constraint in lbs/MWh | FALSE | L | Annual | Allowances Withdrawn (n:1) | Thousand Tons | 0 | 0 | 0 | 0 | 0 | 0 | 0
NJ Non-HEDD CT NGas Units - Nox Rate Annual v5.12, Unit 929 and retrofits | 861 | 2455 | Rate Constraint in lbs/MWh | FALSE | L | Annual | Net Emissions Allowance Position | Thousand Tons | 0.0017093 | 0 | 0.0017093 | 0.0017093 | 0.0017093 | 0 | 0
NJ Non-HEDD CT NGas Units - Nox Rate Annual v5.12, Unit 929 and retrofits | 861 | 2455 | Rate Constraint in lbs/MWh | FALSE | L | Annual | Fuel Consumed | TBtu | 0.026625 | 0 | 0.026625 | 0.026625 | 0.026625 | 0 | 0
NJ Non-HEDD CT NGas Units - Nox Rate Annual v5.12, Unit 929 and retrofits | 861 | 2455 | Rate Constraint in lbs/MWh | FALSE | L | Annual | Rate | lb/MMBtu | 0.1284 | 0 | 0.1284 | 0.1284 | 0.1284 | 0 | 0
NJ Non-HEDD CT NGas Units - Nox Rate Annual v5.12, Unit 929 and retrofits | 861 | 2455 | Rate Constraint in lbs/MWh | FALSE | L | Annual | Generation | TWh | 0.0015546 | 0 | 0.0015546 | 0.0015546 | 0.0015546 | 0 | 0
NJ Non-HEDD CT NGas Units - Nox Rate Annual v5.12, Unit 929 and retrofits | 861 | 2455 | Rate Constraint in lbs/MWh | FALSE | L | Annual | Qualifying Generation | TWh | 0.0015546 | 0 | 0.0015546 | 0.0015546 | 0.0015546 | 0 | 0
NJ Non-HEDD CT NGas Units - Nox Rate Annual v5.12, Unit 929 and retrofits | 861 | 2455 | Rate Constraint in lbs/MWh | FALSE | L | Annual | Constraint Shadow Price | US2011$/Ton | 0 | 0 | 0 | 0 | 0 | 0 | 0
NJ Non-HEDD CT NGas Units - Nox Rate Annual v5.12, Unit 942 and retrofits | 862 | 2455 | Rate Constraint in lbs/MWh | FALSE | L | Annual | Seasons Included | Seasons | Winter, Summer | Winter, Summer | Winter, Summer | Winter, Summer | Winter, Summer | Winter, Summer | Winter, Summer
NJ Non-HEDD CT NGas Units - Nox Rate Annual v5.12, Unit 942 and retrofits | 862 | 2455 | Rate Constraint in lbs/MWh | FALSE | L | Annual | Standard NOX | lb/MWh | 2.2 | 2.2 | 2.2 | 2.2 | 2.2 | 2.2 | 2.2
NJ Non-HEDD CT NGas Units - Nox Rate Annual v5.12, Unit 942 and retrofits | 862 | 2455 | Rate Constraint in lbs/MWh | FALSE | L | Annual | Emissions at Affected Plants NOX | Thousand Tons | 0.0016876 | 0.00056152 | 0.00056152 | 0.00056152 | 0.00056152 | 0.00056152 | 0.00056152
NJ Non-HEDD CT NGas Units - Nox Rate Annual v5.12, Unit 942 and retrofits | 862 | 2455 | Rate Constraint in lbs/MWh | FALSE | L | Annual | Allowances Purchased NOX | Thousand Tons | 0 | 0 | 0 | 0 | 0 | 0 | 0
NJ Non-HEDD CT NGas Units - Nox Rate Annual v5.12, Unit 942 and retrofits | 862 | 2455 | Rate Constraint in lbs/MWh | FALSE | L | Annual | Allowances Sold NOX | Thousand Tons | 0 | 0 | 0 | 0 | 0 | 0 | 0
NJ Non-HEDD CT NGas Units - Nox Rate Annual v5.12, Unit 942 and retrofits | 862 | 2455 | Rate Constraint in lbs/MWh | FALSE | L | Annual | Allowances Banked | Thousand Tons | 0 | 0 | 0 | 0 | 0 | 0 | 0
NJ Non-HEDD CT NGas Units - Nox Rate Annual v5.12, Unit 942 and retrofits | 862 | 2455 | Rate Constraint in lbs/MWh | FALSE | L | Annual | Allowances Withdrawn (1:1) | Thousand Tons | 0 | 0 | 0 | 0 | 0 | 0 | 0
NJ Non-HEDD CT NGas Units - Nox Rate Annual v5.12, Unit 942 and retrofits | 862 | 2455 | Rate Constraint in lbs/MWh | FALSE | L | Annual | Allowances Withdrawn (n:1) | Thousand Tons | 0 | 0 | 0 | 0 | 0 | 0 | 0
NJ Non-HEDD CT NGas Units - Nox Rate Annual v5.12, Unit 942 and retrofits | 862 | 2455 | Rate Constraint in lbs/MWh | FALSE | L | Annual | Net Emissions Allowance Position | Thousand Tons | 0.0016876 | 0.00056152 | 0.00056152 | 0.00056152 | 0.00056152 | 0.00056152 | 0.00056152
NJ Non-HEDD CT NGas Units - Nox Rate Annual v5.12, Unit 942 and retrofits | 862 | 2455 | Rate Constraint in lbs/MWh | FALSE | L | Annual | Fuel Consumed | TBtu | 0.30684 | 0.10209 | 0.10209 | 0.10209 | 0.10209 | 0.10209 | 0.10209
NJ Non-HEDD CT NGas Units - Nox Rate Annual v5.12, Unit 942 and retrofits | 862 | 2455 | Rate Constraint in lbs/MWh | FALSE | L | Annual | Rate | lb/MMBtu | 0.011 | 0.011 | 0.011 | 0.011 | 0.011 | 0.011 | 0.011
NJ Non-HEDD CT NGas Units - Nox Rate Annual v5.12, Unit 942 and retrofits | 862 | 2455 | Rate Constraint in lbs/MWh | FALSE | L | Annual | Generation | TWh | 0.028623 | 0.0095237 | 0.0095237 | 0.0095237 | 0.0095237 | 0.0095237 | 0.0095237
NJ Non-HEDD CT NGas Units - Nox Rate Annual v5.12, Unit 942 and retrofits | 862 | 2455 | Rate Constraint in lbs/MWh | FALSE | L | Annual | Qualifying Generation | TWh | 0.028623 | 0.0095237 | 0.0095237 | 0.0095237 | 0.0095237 | 0.0095237 | 0.0095237
NJ Non-HEDD CT NGas Units - Nox Rate Annual v5.12, Unit 942 and retrofits | 862 | 2455 | Rate Constraint in lbs/MWh | FALSE | L | Annual | Constraint Shadow Price | US2011$/Ton | 0 | 0 | 0 | 0 | 0 | 0 | 0
NJ Non-HEDD CT NGas Units - Nox Rate Annual v5.12, Unit 945 and retrofits | 863 | 2455 | Rate Constraint in lbs/MWh | FALSE | L | Annual | Seasons Included | Seasons | Winter, Summer | Winter, Summer | Winter, Summer | Winter, Summer | Winter, Summer | Winter, Summer | Winter, Summer
NJ Non-HEDD CT NGas Units - Nox Rate Annual v5.12, Unit 945 and retrofits | 863 | 2455 | Rate Constraint in lbs/MWh | FALSE | L | Annual | Standard NOX | lb/MWh | 2.2 | 2.2 | 2.2 | 2.2 | 2.2 | 2.2 | 2.2
NJ Non-HEDD CT NGas Units - Nox Rate Annual v5.12, Unit 945 and retrofits | 863 | 2455 | Rate Constraint in lbs/MWh | FALSE | L | Annual | Emissions at Affected Plants NOX | Thousand Tons | 0.00057951 | 0.00019282 | 0.00057951 | 0.00057951 | 0.00057951 | 0.00019282 | 0.00019282
NJ Non-HEDD CT NGas Units - Nox Rate Annual v5.12, Unit 945 and retrofits | 863 | 2455 | Rate Constraint in lbs/MWh | FALSE | L | Annual | Allowances Purchased NOX | Thousand Tons | 0 | 0 | 0 | 0 | 0 | 0 | 0
NJ Non-HEDD CT NGas Units - Nox Rate Annual v5.12, Unit 945 and retrofits | 863 | 2455 | Rate Constraint in lbs/MWh | FALSE | L | Annual | Allowances Sold NOX | Thousand Tons | 0 | 0 | 0 | 0 | 0 | 0 | 0
NJ Non-HEDD CT NGas Units - Nox Rate Annual v5.12, Unit 945 and retrofits | 863 | 2455 | Rate Constraint in lbs/MWh | FALSE | L | Annual | Allowances Banked | Thousand Tons | 0 | 0 | 0 | 0 | 0 | 0 | 0
NJ Non-HEDD CT NGas Units - Nox Rate Annual v5.12, Unit 945 and retrofits | 863 | 2455 | Rate Constraint in lbs/MWh | FALSE | L | Annual | Allowances Withdrawn (1:1) | Thousand Tons | 0 | 0 | 0 | 0 | 0 | 0 | 0
NJ Non-HEDD CT NGas Units - Nox Rate Annual v5.12, Unit 945 and retrofits | 863 | 2455 | Rate Constraint in lbs/MWh | FALSE | L | Annual | Allowances Withdrawn (n:1) | Thousand Tons | 0 | 0 | 0 | 0 | 0 | 0 | 0
NJ Non-HEDD CT NGas Units - Nox Rate Annual v5.12, Unit 945 and retrofits | 863 | 2455 | Rate Constraint in lbs/MWh | FALSE | L | Annual | Net Emissions Allowance Position | Thousand Tons | 0.00057951 | 0.00019282 | 0.00057951 | 0.00057951 | 0.00057951 | 0.00019282 | 0.00019282
NJ Non-HEDD CT NGas Units - Nox Rate Annual v5.12, Unit 945 and retrofits | 863 | 2455 | Rate Constraint in lbs/MWh | FALSE | L | Annual | Fuel Consumed | TBtu | 0.0052688 | 0.0017531 | 0.0052688 | 0.0052688 | 0.0052688 | 0.0017531 | 0.0017531
NJ Non-HEDD CT NGas Units - Nox Rate Annual v5.12, Unit 945 and retrofits | 863 | 2455 | Rate Constraint in lbs/MWh | FALSE | L | Annual | Rate | lb/MMBtu | 0.21998 | 0.21998 | 0.21998 | 0.21998 | 0.21998 | 0.21998 | 0.21998
NJ Non-HEDD CT NGas Units - Nox Rate Annual v5.12, Unit 945 and retrofits | 863 | 2455 | Rate Constraint in lbs/MWh | FALSE | L | Annual | Generation | TWh | 0.00052688 | 0.00017531 | 0.00052688 | 0.00052688 | 0.00052688 | 0.00017531 | 0.00017531
NJ Non-HEDD CT NGas Units - Nox Rate Annual v5.12, Unit 945 and retrofits | 863 | 2455 | Rate Constraint in lbs/MWh | FALSE | L | Annual | Qualifying Generation | TWh | 0.00052688 | 0.00017531 | 0.00052688 | 0.00052688 | 0.00052688 | 0.00017531 | 0.00017531
NJ Non-HEDD CT NGas Units - Nox Rate Annual v5.12, Unit 945 and retrofits | 863 | 2455 | Rate Constraint in lbs/MWh | FALSE | L | Annual | Constraint Shadow Price | US2011$/Ton | 0 | 0 | 0 | 0 | 0 | 0 | 0
NJ Non-HEDD CT NGas Units - Nox Rate Annual v5.12, Unit 946 and retrofits | 864 | 2455 | Rate Constraint in lbs/MWh | FALSE | L | Annual | Seasons Included | Seasons | Winter, Summer | Winter, Summer | Winter, Summer | Winter, Summer | Winter, Summer | Winter, Summer | Winter, Summer
NJ Non-HEDD CT NGas Units - Nox Rate Annual v5.12, Unit 946 and retrofits | 864 | 2455 | Rate Constraint in lbs/MWh | FALSE | L | Annual | Standard NOX | lb/MWh | 2.2 | 2.2 | 2.2 | 2.2 | 2.2 | 2.2 | 2.2
NJ Non-HEDD CT NGas Units - Nox Rate Annual v5.12, Unit 946 and retrofits | 864 | 2455 | Rate Constraint in lbs/MWh | FALSE | L | Annual | Emissions at Affected Plants NOX | Thousand Tons | 0.00057954 | 0.00019283 | 0.00057954 | 0.00057954 | 0.00057954 | 0.00019283 | 0.00019283
NJ Non-HEDD CT NGas Units - Nox Rate Annual v5.12, Unit 946 and retrofits | 864 | 2455 | Rate Constraint in lbs/MWh | FALSE | L | Annual | Allowances Purchased NOX | Thousand Tons | 0 | 0 | 0 | 0 | 0 | 0 | 0
NJ Non-HEDD CT NGas Units - Nox Rate Annual v5.12, Unit 946 and retrofits | 864 | 2455 | Rate Constraint in lbs/MWh | FALSE | L | Annual | Allowances Sold NOX | Thousand Tons | 0 | 0 | 0 | 0 | 0 | 0 | 0
NJ Non-HEDD CT NGas Units - Nox Rate Annual v5.12, Unit 946 and retrofits | 864 | 2455 | Rate Constraint in lbs/MWh | FALSE | L | Annual | Allowances Banked | Thousand Tons | 0 | 0 | 0 | 0 | 0 | 0 | 0
NJ Non-HEDD CT NGas Units - Nox Rate Annual v5.12, Unit 946 and retrofits | 864 | 2455 | Rate Constraint in lbs/MWh | FALSE | L | Annual | Allowances Withdrawn (1:1) | Thousand Tons | 0 | 0 | 0 | 0 | 0 | 0 | 0
NJ Non-HEDD CT NGas Units - Nox Rate Annual v5.12, Unit 946 and retrofits | 864 | 2455 | Rate Constraint in lbs/MWh | FALSE | L | Annual | Allowances Withdrawn (n:1) | Thousand Tons | 0 | 0 | 0 | 0 | 0 | 0 | 0
NJ Non-HEDD CT NGas Units - Nox Rate Annual v5.12, Unit 946 and retrofits | 864 | 2455 | Rate Constraint in lbs/MWh | FALSE | L | Annual | Net Emissions Allowance Position | Thousand Tons | 0.00057954 | 0.00019283 | 0.00057954 | 0.00057954 | 0.00057954 | 0.00019283 | 0.00019283
NJ Non-HEDD CT NGas Units - Nox Rate Annual v5.12, Unit 946 and retrofits | 864 | 2455 | Rate Constraint in lbs/MWh | FALSE | L | Annual | Fuel Consumed | TBtu | 0.0052688 | 0.0017531 | 0.0052688 | 0.0052688 | 0.0052688 | 0.0017531 | 0.0017531
NJ Non-HEDD CT NGas Units - Nox Rate Annual v5.12, Unit 946 and retrofits | 864 | 2455 | Rate Constraint in lbs/MWh | FALSE | L | Annual | Rate | lb/MMBtu | 0.21999 | 0.21999 | 0.21999 | 0.21999 | 0.21999 | 0.21999 | 0.21999
NJ Non-HEDD CT NGas Units - Nox Rate Annual v5.12, Unit 946 and retrofits | 864 | 2455 | Rate Constraint in lbs/MWh | FALSE | L | Annual | Generation | TWh | 0.00052688 | 0.00017531 | 0.00052688 | 0.00052688 | 0.00052688 | 0.00017531 | 0.00017531
NJ Non-HEDD CT NGas Units - Nox Rate Annual v5.12, Unit 946 and retrofits | 864 | 2455 | Rate Constraint in lbs/MWh | FALSE | L | Annual | Qualifying Generation | TWh | 0.00052688 | 0.00017531 | 0.00052688 | 0.00052688 | 0.00052688 | 0.00017531 | 0.00017531
NJ Non-HEDD CT NGas Units - Nox Rate Annual v5.12, Unit 946 and retrofits | 864 | 2455 | Rate Constraint in lbs/MWh | FALSE | L | Annual | Constraint Shadow Price | US2011$/Ton | 0 | 0 | 0 | 0 | 0 | 0 | 0
NJ Non-HEDD CT NGas Units - Nox Rate Annual v5.12, Unit 947 and retrofits | 865 | 2455 | Rate Constraint in lbs/MWh | FALSE | L | Annual | Seasons Included | Seasons | Winter, Summer | Winter, Summer | Winter, Summer | Winter, Summer | Winter, Summer | Winter, Summer | Winter, Summer
NJ Non-HEDD CT NGas Units - Nox Rate Annual v5.12, Unit 947 and retrofits | 865 | 2455 | Rate Constraint in lbs/MWh | FALSE | L | Annual | Standard NOX | lb/MWh | 2.2 | 2.2 | 2.2 | 2.2 | 2.2 | 2.2 | 2.2
NJ Non-HEDD CT NGas Units - Nox Rate Annual v5.12, Unit 947 and retrofits | 865 | 2455 | Rate Constraint in lbs/MWh | FALSE | L | Annual | Emissions at Affected Plants NOX | Thousand Tons | 0.0017206 | 0.0006547 | 0.0017206 | 0.0017206 | 0.0017206 | 0.0005725 | 0.0005725
NJ Non-HEDD CT NGas Units - Nox Rate Annual v5.12, Unit 947 and retrofits | 865 | 2455 | Rate Constraint in lbs/MWh | FALSE | L | Annual | Allowances Purchased NOX | Thousand Tons | 0 | 0 | 0 | 0 | 0 | 0 | 0
NJ Non-HEDD CT NGas Units - Nox Rate Annual v5.12, Unit 947 and retrofits | 865 | 2455 | Rate Constraint in lbs/MWh | FALSE | L | Annual | Allowances Sold NOX | Thousand Tons | 0 | 0 | 0 | 0 | 0 | 0 | 0
NJ Non-HEDD CT NGas Units - Nox Rate Annual v5.12, Unit 947 and retrofits | 865 | 2455 | Rate Constraint in lbs/MWh | FALSE | L | Annual | Allowances Banked | Thousand Tons | 0 | 0 | 0 | 0 | 0 | 0 | 0
NJ Non-HEDD CT NGas Units - Nox Rate Annual v5.12, Unit 947 and retrofits | 865 | 2455 | Rate Constraint in lbs/MWh | FALSE | L | Annual | Allowances Withdrawn (1:1) | Thousand Tons | 0 | 0 | 0 | 0 | 0 | 0 | 0
NJ Non-HEDD CT NGas Units - Nox Rate Annual v5.12, Unit 947 and retrofits | 865 | 2455 | Rate Constraint in lbs/MWh | FALSE | L | Annual | Allowances Withdrawn (n:1) | Thousand Tons | 0 | 0 | 0 | 0 | 0 | 0 | 0
NJ Non-HEDD CT NGas Units - Nox Rate Annual v5.12, Unit 947 and retrofits | 865 | 2455 | Rate Constraint in lbs/MWh | FALSE | L | Annual | Net Emissions Allowance Position | Thousand Tons | 0.0017206 | 0.0006547 | 0.0017206 | 0.0017206 | 0.0017206 | 0.0005725 | 0.0005725
NJ Non-HEDD CT NGas Units - Nox Rate Annual v5.12, Unit 947 and retrofits | 865 | 2455 | Rate Constraint in lbs/MWh | FALSE | L | Annual | Fuel Consumed | TBtu | 0.31284 | 0.11904 | 0.31284 | 0.31284 | 0.31284 | 0.10409 | 0.10409
NJ Non-HEDD CT NGas Units - Nox Rate Annual v5.12, Unit 947 and retrofits | 865 | 2455 | Rate Constraint in lbs/MWh | FALSE | L | Annual | Rate | lb/MMBtu | 0.011 | 0.011 | 0.011 | 0.011 | 0.011 | 0.011 | 0.011
NJ Non-HEDD CT NGas Units - Nox Rate Annual v5.12, Unit 947 and retrofits | 865 | 2455 | Rate Constraint in lbs/MWh | FALSE | L | Annual | Generation | TWh | 0.032086 | 0.012209 | 0.032086 | 0.032086 | 0.032086 | 0.010676 | 0.010676
NJ Non-HEDD CT NGas Units - Nox Rate Annual v5.12, Unit 947 and retrofits | 865 | 2455 | Rate Constraint in lbs/MWh | FALSE | L | Annual | Qualifying Generation | TWh | 0.032086 | 0.012209 | 0.032086 | 0.032086 | 0.032086 | 0.010676 | 0.010676
NJ Non-HEDD CT NGas Units - Nox Rate Annual v5.12, Unit 947 and retrofits | 865 | 2455 | Rate Constraint in lbs/MWh | FALSE | L | Annual | Constraint Shadow Price | US2011$/Ton | 0 | 0 | 0 | 0 | 0 | 0 | 0
NJ Non-HEDD CT NGas Units - Nox Rate Annual v5.12, Unit 948 and retrofits | 866 | 2455 | Rate Constraint in lbs/MWh | FALSE | L | Annual | Seasons Included | Seasons | Winter, Summer | Winter, Summer | Winter, Summer | Winter, Summer | Winter, Summer | Winter, Summer | Winter, Summer
NJ Non-HEDD CT NGas Units - Nox Rate Annual v5.12, Unit 948 and retrofits | 866 | 2455 | Rate Constraint in lbs/MWh | FALSE | L | Annual | Standard NOX | lb/MWh | 2.2 | 2.2 | 2.2 | 2.2 | 2.2 | 2.2 | 2.2
NJ Non-HEDD CT NGas Units - Nox Rate Annual v5.12, Unit 948 and retrofits | 866 | 2455 | Rate Constraint in lbs/MWh | FALSE | L | Annual | Emissions at Affected Plants NOX | Thousand Tons | 0.0002123 | 7.0638e-05 | 7.0638e-05 | 7.0638e-05 | 7.0638e-05 | 7.0638e-05 | 7.0638e-05
NJ Non-HEDD CT NGas Units - Nox Rate Annual v5.12, Unit 948 and retrofits | 866 | 2455 | Rate Constraint in lbs/MWh | FALSE | L | Annual | Allowances Purchased NOX | Thousand Tons | 0 | 0 | 0 | 0 | 0 | 0 | 0
NJ Non-HEDD CT NGas Units - Nox Rate Annual v5.12, Unit 948 and retrofits | 866 | 2455 | Rate Constraint in lbs/MWh | FALSE | L | Annual | Allowances Sold NOX | Thousand Tons | 0 | 0 | 0 | 0 | 0 | 0 | 0
NJ Non-HEDD CT NGas Units - Nox Rate Annual v5.12, Unit 948 and retrofits | 866 | 2455 | Rate Constraint in lbs/MWh | FALSE | L | Annual | Allowances Banked | Thousand Tons | 0 | 0 | 0 | 0 | 0 | 0 | 0
NJ Non-HEDD CT NGas Units - Nox Rate Annual v5.12, Unit 948 and retrofits | 866 | 2455 | Rate Constraint in lbs/MWh | FALSE | L | Annual | Allowances Withdrawn (1:1) | Thousand Tons | 0 | 0 | 0 | 0 | 0 | 0 | 0
NJ Non-HEDD CT NGas Units - Nox Rate Annual v5.12, Unit 948 and retrofits | 866 | 2455 | Rate Constraint in lbs/MWh | FALSE | L | Annual | Allowances Withdrawn (n:1) | Thousand Tons | 0 | 0 | 0 | 0 | 0 | 0 | 0
NJ Non-HEDD CT NGas Units - Nox Rate Annual v5.12, Unit 948 and retrofits | 866 | 2455 | Rate Constraint in lbs/MWh | FALSE | L | Annual | Net Emissions Allowance Position | Thousand Tons | 0.0002123 | 7.0638e-05 | 7.0638e-05 | 7.0638e-05 | 7.0638e-05 | 7.0638e-05 | 7.0638e-05
NJ Non-HEDD CT NGas Units - Nox Rate Annual v5.12, Unit 948 and retrofits | 866 | 2455 | Rate Constraint in lbs/MWh | FALSE | L | Annual | Fuel Consumed | TBtu | 0.0386 | 0.012843 | 0.012843 | 0.012843 | 0.012843 | 0.012843 | 0.012843
NJ Non-HEDD CT NGas Units - Nox Rate Annual v5.12, Unit 948 and retrofits | 866 | 2455 | Rate Constraint in lbs/MWh | FALSE | L | Annual | Rate | lb/MMBtu | 0.011 | 0.011 | 0.011 | 0.011 | 0.011 | 0.011 | 0.011
NJ Non-HEDD CT NGas Units - Nox Rate Annual v5.12, Unit 948 and retrofits | 866 | 2455 | Rate Constraint in lbs/MWh | FALSE | L | Annual | Generation | TWh | 0.0035923 | 0.0011953 | 0.0011953 | 0.0011953 | 0.0011953 | 0.0011953 | 0.0011953
NJ Non-HEDD CT NGas Units - Nox Rate Annual v5.12, Unit 948 and retrofits | 866 | 2455 | Rate Constraint in lbs/MWh | FALSE | L | Annual | Qualifying Generation | TWh | 0.0035923 | 0.0011953 | 0.0011953 | 0.0011953 | 0.0011953 | 0.0011953 | 0.0011953
NJ Non-HEDD CT NGas Units - Nox Rate Annual v5.12, Unit 948 and retrofits | 866 | 2455 | Rate Constraint in lbs/MWh | FALSE | L | Annual | Constraint Shadow Price | US2011$/Ton | 0 | 0 | 0 | 0 | 0 | 0 | 0
NJ Non-HEDD CT NGas Units - Nox Rate Annual v5.12, Unit 949 and retrofits | 867 | 2455 | Rate Constraint in lbs/MWh | FALSE | L | Annual | Seasons Included | Seasons | Winter, Summer | Winter, Summer | Winter, Summer | Winter, Summer | Winter, Summer | Winter, Summer | Winter, Summer
NJ Non-HEDD CT NGas Units - Nox Rate Annual v5.12, Unit 949 and retrofits | 867 | 2455 | Rate Constraint in lbs/MWh | FALSE | L | Annual | Standard NOX | lb/MWh | 2.2 | 2.2 | 2.2 | 2.2 | 2.2 | 2.2 | 2.2
NJ Non-HEDD CT NGas Units - Nox Rate Annual v5.12, Unit 949 and retrofits | 867 | 2455 | Rate Constraint in lbs/MWh | FALSE | L | Annual | Emissions at Affected Plants NOX | Thousand Tons | 0 | 0 | 0 | 0 | 0 | 0 | 0
NJ Non-HEDD CT NGas Units - Nox Rate Annual v5.12, Unit 949 and retrofits | 867 | 2455 | Rate Constraint in lbs/MWh | FALSE | L | Annual | Allowances Purchased NOX | Thousand Tons | 0 | 0 | 0 | 0 | 0 | 0 | 0
NJ Non-HEDD CT NGas Units - Nox Rate Annual v5.12, Unit 949 and retrofits | 867 | 2455 | Rate Constraint in lbs/MWh | FALSE | L | Annual | Allowances Sold NOX | Thousand Tons | 0 | 0 | 0 | 0 | 0 | 0 | 0
NJ Non-HEDD CT NGas Units - Nox Rate Annual v5.12, Unit 949 and retrofits | 867 | 2455 | Rate Constraint in lbs/MWh | FALSE | L | Annual | Allowances Banked | Thousand Tons | 0 | 0 | 0 | 0 | 0 | 0 | 0
NJ Non-HEDD CT NGas Units - Nox Rate Annual v5.12, Unit 949 and retrofits | 867 | 2455 | Rate Constraint in lbs/MWh | FALSE | L | Annual | Allowances Withdrawn (1:1) | Thousand Tons | 0 | 0 | 0 | 0 | 0 | 0 | 0
NJ Non-HEDD CT NGas Units - Nox Rate Annual v5.12, Unit 949 and retrofits | 867 | 2455 | Rate Constraint in lbs/MWh | FALSE | L | Annual | Allowances Withdrawn (n:1) | Thousand Tons | 0 | 0 | 0 | 0 | 0 | 0 | 0
NJ Non-HEDD CT NGas Units - Nox Rate Annual v5.12, Unit 949 and retrofits | 867 | 2455 | Rate Constraint in lbs/MWh | FALSE | L | Annual | Net Emissions Allowance Position | Thousand Tons | 0 | 0 | 0 | 0 | 0 | 0 | 0
NJ Non-HEDD CT NGas Units - Nox Rate Annual v5.12, Unit 949 and retrofits | 867 | 2455 | Rate Constraint in lbs/MWh | FALSE | L | Annual | Fuel Consumed | TBtu | 0 | 0 | 0 | 0 | 0 | 0 | 0
NJ Non-HEDD CT NGas Units - Nox Rate Annual v5.12, Unit 949 and retrofits | 867 | 2455 | Rate Constraint in lbs/MWh | FALSE | L | Annual | Rate | lb/MMBtu | 0 | 0 | 0 | 0 | 0 | 0 | 0
NJ Non-HEDD CT NGas Units - Nox Rate Annual v5.12, Unit 949 and retrofits | 867 | 2455 | Rate Constraint in lbs/MWh | FALSE | L | Annual | Generation | TWh | 0 | 0 | 0 | 0 | 0 | 0 | 0
NJ Non-HEDD CT NGas Units - Nox Rate Annual v5.12, Unit 949 and retrofits | 867 | 2455 | Rate Constraint in lbs/MWh | FALSE | L | Annual | Qualifying Generation | TWh | 0 | 0 | 0 | 0 | 0 | 0 | 0
NJ Non-HEDD CT NGas Units - Nox Rate Annual v5.12, Unit 949 and retrofits | 867 | 2455 | Rate Constraint in lbs/MWh | FALSE | L | Annual | Constraint Shadow Price | US2011$/Ton | 105676.1093 | 68406.1921 | 132753.2029 | 186107.5785 | 268981.7395 | 68884.1599 | 91203.9982
NJ Non-HEDD CT NGas Units - Nox Rate Annual v5.12, Unit 950 and retrofits | 868 | 2455 | Rate Constraint in lbs/MWh | FALSE | L | Annual | Seasons Included | Seasons | Winter, Summer | Winter, Summer | Winter, Summer | Winter, Summer | Winter, Summer | Winter, Summer | Winter, Summer
NJ Non-HEDD CT NGas Units - Nox Rate Annual v5.12, Unit 950 and retrofits | 868 | 2455 | Rate Constraint in lbs/MWh | FALSE | L | Annual | Standard NOX | lb/MWh | 2.2 | 2.2 | 2.2 | 2.2 | 2.2 | 2.2 | 2.2
NJ Non-HEDD CT NGas Units - Nox Rate Annual v5.12, Unit 950 and retrofits | 868 | 2455 | Rate Constraint in lbs/MWh | FALSE | L | Annual | Emissions at Affected Plants NOX | Thousand Tons | 0 | 0 | 0 | 0 | 0 | 0 | 0
NJ Non-HEDD CT NGas Units - Nox Rate Annual v5.12, Unit 950 and retrofits | 868 | 2455 | Rate Constraint in lbs/MWh | FALSE | L | Annual | Allowances Purchased NOX | Thousand Tons | 0 | 0 | 0 | 0 | 0 | 0 | 0
NJ Non-HEDD CT NGas Units - Nox Rate Annual v5.12, Unit 950 and retrofits | 868 | 2455 | Rate Constraint in lbs/MWh | FALSE | L | Annual | Allowances Sold NOX | Thousand Tons | 0 | 0 | 0 | 0 | 0 | 0 | 0
NJ Non-HEDD CT NGas Units - Nox Rate Annual v5.12, Unit 950 and retrofits | 868 | 2455 | Rate Constraint in lbs/MWh | FALSE | L | Annual | Allowances Banked | Thousand Tons | 0 | 0 | 0 | 0 | 0 | 0 | 0
NJ Non-HEDD CT NGas Units - Nox Rate Annual v5.12, Unit 950 and retrofits | 868 | 2455 | Rate Constraint in lbs/MWh | FALSE | L | Annual | Allowances Withdrawn (1:1) | Thousand Tons | 0 | 0 | 0 | 0 | 0 | 0 | 0
NJ Non-HEDD CT NGas Units - Nox Rate Annual v5.12, Unit 950 and retrofits | 868 | 2455 | Rate Constraint in lbs/MWh | FALSE | L | Annual | Allowances Withdrawn (n:1) | Thousand Tons | 0 | 0 | 0 | 0 | 0 | 0 | 0
NJ Non-HEDD CT NGas Units - Nox Rate Annual v5.12, Unit 950 and retrofits | 868 | 2455 | Rate Constraint in lbs/MWh | FALSE | L | Annual | Net Emissions Allowance Position | Thousand Tons | 0 | 0 | 0 | 0 | 0 | 0 | 0
NJ Non-HEDD CT NGas Units - Nox Rate Annual v5.12, Unit 950 and retrofits | 868 | 2455 | Rate Constraint in lbs/MWh | FALSE | L | Annual | Fuel Consumed | TBtu | 0 | 0 | 0 | 0 | 0 | 0 | 0
NJ Non-HEDD CT NGas Units - Nox Rate Annual v5.12, Unit 950 and retrofits | 868 | 2455 | Rate Constraint in lbs/MWh | FALSE | L | Annual | Rate | lb/MMBtu | 0 | 0 | 0 | 0 | 0 | 0 | 0
NJ Non-HEDD CT NGas Units - Nox Rate Annual v5.12, Unit 950 and retrofits | 868 | 2455 | Rate Constraint in lbs/MWh | FALSE | L | Annual | Generation | TWh | 0 | 0 | 0 | 0 | 0 | 0 | 0
NJ Non-HEDD CT NGas Units - Nox Rate Annual v5.12, Unit 950 and retrofits | 868 | 2455 | Rate Constraint in lbs/MWh | FALSE | L | Annual | Qualifying Generation | TWh | 0 | 0 | 0 | 0 | 0 | 0 | 0
NJ Non-HEDD CT NGas Units - Nox Rate Annual v5.12, Unit 950 and retrofits | 868 | 2455 | Rate Constraint in lbs/MWh | FALSE | L | Annual | Constraint Shadow Price | US2011$/Ton | 99244.1789 | 64242.679 | 124673.2372 | 174780.2221 | 252610.2831 | 64691.5556 | 85652.9062
NJ Non-HEDD CT NGas Units - Nox Rate Annual v5.12, Unit 951 and retrofits | 869 | 2455 | Rate Constraint in lbs/MWh | FALSE | L | Annual | Seasons Included | Seasons | Winter, Summer | Winter, Summer | Winter, Summer | Winter, Summer | Winter, Summer | Winter, Summer | Winter, Summer
NJ Non-HEDD CT NGas Units - Nox Rate Annual v5.12, Unit 951 and retrofits | 869 | 2455 | Rate Constraint in lbs/MWh | FALSE | L | Annual | Standard NOX | lb/MWh | 2.2 | 2.2 | 2.2 | 2.2 | 2.2 | 2.2 | 2.2
NJ Non-HEDD CT NGas Units - Nox Rate Annual v5.12, Unit 951 and retrofits | 869 | 2455 | Rate Constraint in lbs/MWh | FALSE | L | Annual | Emissions at Affected Plants NOX | Thousand Tons | 0.00070114 | 0.00070114 | 0.00070114 | 0.00070114 | 0.00070114 | 0.00070114 | 0.00070114
NJ Non-HEDD CT NGas Units - Nox Rate Annual v5.12, Unit 951 and retrofits | 869 | 2455 | Rate Constraint in lbs/MWh | FALSE | L | Annual | Allowances Purchased NOX | Thousand Tons | 0 | 0 | 0 | 0 | 0 | 0 | 0
NJ Non-HEDD CT NGas Units - Nox Rate Annual v5.12, Unit 951 and retrofits | 869 | 2455 | Rate Constraint in lbs/MWh | FALSE | L | Annual | Allowances Sold NOX | Thousand Tons | 0 | 0 | 0 | 0 | 0 | 0 | 0
NJ Non-HEDD CT NGas Units - Nox Rate Annual v5.12, Unit 951 and retrofits | 869 | 2455 | Rate Constraint in lbs/MWh | FALSE | L | Annual | Allowances Banked | Thousand Tons | 0 | 0 | 0 | 0 | 0 | 0 | 0
NJ Non-HEDD CT NGas Units - Nox Rate Annual v5.12, Unit 951 and retrofits | 869 | 2455 | Rate Constraint in lbs/MWh | FALSE | L | Annual | Allowances Withdrawn (1:1) | Thousand Tons | 0 | 0 | 0 | 0 | 0 | 0 | 0
NJ Non-HEDD CT NGas Units - Nox Rate Annual v5.12, Unit 951 and retrofits | 869 | 2455 | Rate Constraint in lbs/MWh | FALSE | L | Annual | Allowances Withdrawn (n:1) | Thousand Tons | 0 | 0 | 0 | 0 | 0 | 0 | 0
NJ Non-HEDD CT NGas Units - Nox Rate Annual v5.12, Unit 951 and retrofits | 869 | 2455 | Rate Constraint in lbs/MWh | FALSE | L | Annual | Net Emissions Allowance Position | Thousand Tons | 0.00070114 | 0.00070114 | 0.00070114 | 0.00070114 | 0.00070114 | 0.00070114 | 0.00070114
NJ Non-HEDD CT NGas Units - Nox Rate Annual v5.12, Unit 951 and retrofits | 869 | 2455 | Rate Constraint in lbs/MWh | FALSE | L | Annual | Fuel Consumed | TBtu | 0.0069402 | 0.0069402 | 0.0069402 | 0.0069402 | 0.0069402 | 0.0069402 | 0.0069402
NJ Non-HEDD CT NGas Units - Nox Rate Annual v5.12, Unit 951 and retrofits | 869 | 2455 | Rate Constraint in lbs/MWh | FALSE | L | Annual | Rate | lb/MMBtu | 0.20205 | 0.20205 | 0.20205 | 0.20205 | 0.20205 | 0.20205 | 0.20205
NJ Non-HEDD CT NGas Units - Nox Rate Annual v5.12, Unit 951 and retrofits | 869 | 2455 | Rate Constraint in lbs/MWh | FALSE | L | Annual | Generation | TWh | 0.00063748 | 0.00063748 | 0.00063748 | 0.00063748 | 0.00063748 | 0.00063748 | 0.00063748
NJ Non-HEDD CT NGas Units - Nox Rate Annual v5.12, Unit 951 and retrofits | 869 | 2455 | Rate Constraint in lbs/MWh | FALSE | L | Annual | Qualifying Generation | TWh | 0.00063748 | 0.00063748 | 0.00063748 | 0.00063748 | 0.00063748 | 0.00063748 | 0.00063748
NJ Non-HEDD CT NGas Units - Nox Rate Annual v5.12, Unit 951 and retrofits | 869 | 2455 | Rate Constraint in lbs/MWh | FALSE | L | Annual | Constraint Shadow Price | US2011$/Ton | 0 | 0 | 0 | 0 | 0 | 0 | 0
NJ Non-HEDD CT NGas Units - Nox Rate Annual v5.12, Unit 952 and retrofits | 870 | 2455 | Rate Constraint in lbs/MWh | FALSE | L | Annual | Seasons Included | Seasons | Winter, Summer | Winter, Summer | Winter, Summer | Winter, Summer | Winter, Summer | Winter, Summer | Winter, Summer
NJ Non-HEDD CT NGas Units - Nox Rate Annual v5.12, Unit 952 and retrofits | 870 | 2455 | Rate Constraint in lbs/MWh | FALSE | L | Annual | Standard NOX | lb/MWh | 2.2 | 2.2 | 2.2 | 2.2 | 2.2 | 2.2 | 2.2
NJ Non-HEDD CT NGas Units - Nox Rate Annual v5.12, Unit 952 and retrofits | 870 | 2455 | Rate Constraint in lbs/MWh | FALSE | L | Annual | Emissions at Affected Plants NOX | Thousand Tons | 0.00070122 | 0.00070122 | 0.00070122 | 0.00070122 | 0.00070122 | 0.00070122 | 0.00070122
NJ Non-HEDD CT NGas Units - Nox Rate Annual v5.12, Unit 952 and retrofits | 870 | 2455 | Rate Constraint in lbs/MWh | FALSE | L | Annual | Allowances Purchased NOX | Thousand Tons | 0 | 0 | 0 | 0 | 0 | 0 | 0
NJ Non-HEDD CT NGas Units - Nox Rate Annual v5.12, Unit 952 and retrofits | 870 | 2455 | Rate Constraint in lbs/MWh | FALSE | L | Annual | Allowances Sold NOX | Thousand Tons | 0 | 0 | 0 | 0 | 0 | 0 | 0
NJ Non-HEDD CT NGas Units - Nox Rate Annual v5.12, Unit 952 and retrofits | 870 | 2455 | Rate Constraint in lbs/MWh | FALSE | L | Annual | Allowances Banked | Thousand Tons | 0 | 0 | 0 | 0 | 0 | 0 | 0
NJ Non-HEDD CT NGas Units - Nox Rate Annual v5.12, Unit 952 and retrofits | 870 | 2455 | Rate Constraint in lbs/MWh | FALSE | L | Annual | Allowances Withdrawn (1:1) | Thousand Tons | 0 | 0 | 0 | 0 | 0 | 0 | 0
NJ Non-HEDD CT NGas Units - Nox Rate Annual v5.12, Unit 952 and retrofits | 870 | 2455 | Rate Constraint in lbs/MWh | FALSE | L | Annual | Allowances Withdrawn (n:1) | Thousand Tons | 0 | 0 | 0 | 0 | 0 | 0 | 0
NJ Non-HEDD CT NGas Units - Nox Rate Annual v5.12, Unit 952 and retrofits | 870 | 2455 | Rate Constraint in lbs/MWh | FALSE | L | Annual | Net Emissions Allowance Position | Thousand Tons | 0.00070122 | 0.00070122 | 0.00070122 | 0.00070122 | 0.00070122 | 0.00070122 | 0.00070122
NJ Non-HEDD CT NGas Units - Nox Rate Annual v5.12, Unit 952 and retrofits | 870 | 2455 | Rate Constraint in lbs/MWh | FALSE | L | Annual | Fuel Consumed | TBtu | 0.0069428 | 0.0069428 | 0.0069428 | 0.0069428 | 0.0069428 | 0.0069428 | 0.0069428
NJ Non-HEDD CT NGas Units - Nox Rate Annual v5.12, Unit 952 and retrofits | 870 | 2455 | Rate Constraint in lbs/MWh | FALSE | L | Annual | Rate | lb/MMBtu | 0.202 | 0.202 | 0.202 | 0.202 | 0.202 | 0.202 | 0.202
NJ Non-HEDD CT NGas Units - Nox Rate Annual v5.12, Unit 952 and retrofits | 870 | 2455 | Rate Constraint in lbs/MWh | FALSE | L | Annual | Generation | TWh | 0.00063748 | 0.00063748 | 0.00063748 | 0.00063748 | 0.00063748 | 0.00063748 | 0.00063748
NJ Non-HEDD CT NGas Units - Nox Rate Annual v5.12, Unit 952 and retrofits | 870 | 2455 | Rate Constraint in lbs/MWh | FALSE | L | Annual | Qualifying Generation | TWh | 0.00063748 | 0.00063748 | 0.00063748 | 0.00063748 | 0.00063748 | 0.00063748 | 0.00063748
NJ Non-HEDD CT NGas Units - Nox Rate Annual v5.12, Unit 952 and retrofits | 870 | 2455 | Rate Constraint in lbs/MWh | FALSE | L | Annual | Constraint Shadow Price | US2011$/Ton | 0 | 0 | 0 | 0 | 0 | 0 | 0
NJ Non-HEDD CT NGas Units - Nox Rate Annual v5.12, Unit 953 and retrofits | 871 | 2455 | Rate Constraint in lbs/MWh | FALSE | L | Annual | Seasons Included | Seasons | Winter, Summer | Winter, Summer | Winter, Summer | Winter, Summer | Winter, Summer | Winter, Summer | Winter, Summer
NJ Non-HEDD CT NGas Units - Nox Rate Annual v5.12, Unit 953 and retrofits | 871 | 2455 | Rate Constraint in lbs/MWh | FALSE | L | Annual | Standard NOX | lb/MWh | 2.2 | 2.2 | 2.2 | 2.2 | 2.2 | 2.2 | 2.2
NJ Non-HEDD CT NGas Units - Nox Rate Annual v5.12, Unit 953 and retrofits | 871 | 2455 | Rate Constraint in lbs/MWh | FALSE | L | Annual | Emissions at Affected Plants NOX | Thousand Tons | 0.0018334 | 0.0018334 | 0.0018334 | 0.0018334 | 0.0018334 | 0 | 0.0093198
NJ Non-HEDD CT NGas Units - Nox Rate Annual v5.12, Unit 953 and retrofits | 871 | 2455 | Rate Constraint in lbs/MWh | FALSE | L | Annual | Allowances Purchased NOX | Thousand Tons | 0 | 0 | 0 | 0 | 0 | 0 | 0
NJ Non-HEDD CT NGas Units - Nox Rate Annual v5.12, Unit 953 and retrofits | 871 | 2455 | Rate Constraint in lbs/MWh | FALSE | L | Annual | Allowances Sold NOX | Thousand Tons | 0 | 0 | 0 | 0 | 0 | 0 | 0
NJ Non-HEDD CT NGas Units - Nox Rate Annual v5.12, Unit 953 and retrofits | 871 | 2455 | Rate Constraint in lbs/MWh | FALSE | L | Annual | Allowances Banked | Thousand Tons | 0 | 0 | 0 | 0 | 0 | 0 | 0
NJ Non-HEDD CT NGas Units - Nox Rate Annual v5.12, Unit 953 and retrofits | 871 | 2455 | Rate Constraint in lbs/MWh | FALSE | L | Annual | Allowances Withdrawn (1:1) | Thousand Tons | 0 | 0 | 0 | 0 | 0 | 0 | 0
NJ Non-HEDD CT NGas Units - Nox Rate Annual v5.12, Unit 953 and retrofits | 871 | 2455 | Rate Constraint in lbs/MWh | FALSE | L | Annual | Allowances Withdrawn (n:1) | Thousand Tons | 0 | 0 | 0 | 0 | 0 | 0 | 0
NJ Non-HEDD CT NGas Units - Nox Rate Annual v5.12, Unit 953 and retrofits | 871 | 2455 | Rate Constraint in lbs/MWh | FALSE | L | Annual | Net Emissions Allowance Position | Thousand Tons | 0.0018334 | 0.0018334 | 0.0018334 | 0.0018334 | 0.0018334 | 0 | 0.0093198
NJ Non-HEDD CT NGas Units - Nox Rate Annual v5.12, Unit 953 and retrofits | 871 | 2455 | Rate Constraint in lbs/MWh | FALSE | L | Annual | Fuel Consumed | TBtu | 0.025271 | 0.025271 | 0.025271 | 0.025271 | 0.025271 | 0 | 0.12846
NJ Non-HEDD CT NGas Units - Nox Rate Annual v5.12, Unit 953 and retrofits | 871 | 2455 | Rate Constraint in lbs/MWh | FALSE | L | Annual | Rate | lb/MMBtu | 0.1451 | 0.1451 | 0.1451 | 0.1451 | 0.1451 | 0 | 0.1451
NJ Non-HEDD CT NGas Units - Nox Rate Annual v5.12, Unit 953 and retrofits | 871 | 2455 | Rate Constraint in lbs/MWh | FALSE | L | Annual | Generation | TWh | 0.0016668 | 0.0016668 | 0.0016668 | 0.0016668 | 0.0016668 | 0 | 0.008473
NJ Non-HEDD CT NGas Units - Nox Rate Annual v5.12, Unit 953 and retrofits | 871 | 2455 | Rate Constraint in lbs/MWh | FALSE | L | Annual | Qualifying Generation | TWh | 0.0016668 | 0.0016668 | 0.0016668 | 0.0016668 | 0.0016668 | 0 | 0.008473
NJ Non-HEDD CT NGas Units - Nox Rate Annual v5.12, Unit 953 and retrofits | 871 | 2455 | Rate Constraint in lbs/MWh | FALSE | L | Annual | Constraint Shadow Price | US2011$/Ton | 0 | 0 | 0 | 0 | 0 | 0 | 0
NJ Non-HEDD CT NGas Units - Nox Rate Annual v5.12, Unit 954 and retrofits | 872 | 2455 | Rate Constraint in lbs/MWh | FALSE | L | Annual | Seasons Included | Seasons | Winter, Summer | Winter, Summer | Winter, Summer | Winter, Summer | Winter, Summer | Winter, Summer | Winter, Summer
NJ Non-HEDD CT NGas Units - Nox Rate Annual v5.12, Unit 954 and retrofits | 872 | 2455 | Rate Constraint in lbs/MWh | FALSE | L | Annual | Standard NOX | lb/MWh | 2.2 | 2.2 | 2.2 | 2.2 | 2.2 | 2.2 | 2.2
NJ Non-HEDD CT NGas Units - Nox Rate Annual v5.12, Unit 954 and retrofits | 872 | 2455 | Rate Constraint in lbs/MWh | FALSE | L | Annual | Emissions at Affected Plants NOX | Thousand Tons | 0.0048155 | 0.0048155 | 0.0048155 | 0.0048155 | 0.0048155 | 0.0048155 | 0.0048155
NJ Non-HEDD CT NGas Units - Nox Rate Annual v5.12, Unit 954 and retrofits | 872 | 2455 | Rate Constraint in lbs/MWh | FALSE | L | Annual | Allowances Purchased NOX | Thousand Tons | 0 | 0 | 0 | 0 | 0 | 0 | 0
NJ Non-HEDD CT NGas Units - Nox Rate Annual v5.12, Unit 954 and retrofits | 872 | 2455 | Rate Constraint in lbs/MWh | FALSE | L | Annual | Allowances Sold NOX | Thousand Tons | 0 | 0 | 0 | 0 | 0 | 0 | 0
NJ Non-HEDD CT NGas Units - Nox Rate Annual v5.12, Unit 954 and retrofits | 872 | 2455 | Rate Constraint in lbs/MWh | FALSE | L | Annual | Allowances Banked | Thousand Tons | 0 | 0 | 0 | 0 | 0 | 0 | 0
NJ Non-HEDD CT NGas Units - Nox Rate Annual v5.12, Unit 954 and retrofits | 872 | 2455 | Rate Constraint in lbs/MWh | FALSE | L | Annual | Allowances Withdrawn (1:1) | Thousand Tons | 0 | 0 | 0 | 0 | 0 | 0 | 0
NJ Non-HEDD CT NGas Units - Nox Rate Annual v5.12, Unit 954 and retrofits | 872 | 2455 | Rate Constraint in lbs/MWh | FALSE | L | Annual | Allowances Withdrawn (n:1) | Thousand Tons | 0 | 0 | 0 | 0 | 0 | 0 | 0
NJ Non-HEDD CT NGas Units - Nox Rate Annual v5.12, Unit 954 and retrofits | 872 | 2455 | Rate Constraint in lbs/MWh | FALSE | L | Annual | Net Emissions Allowance Position | Thousand Tons | 0.0048155 | 0.0048155 | 0.0048155 | 0.0048155 | 0.0048155 | 0.0048155 | 0.0048155
NJ Non-HEDD CT NGas Units - Nox Rate Annual v5.12, Unit 954 and retrofits | 872 | 2455 | Rate Constraint in lbs/MWh | FALSE | L | Annual | Fuel Consumed | TBtu | 0.29962 | 0.29962 | 0.29962 | 0.29962 | 0.29962 | 0.29962 | 0.29962
NJ Non-HEDD CT NGas Units - Nox Rate Annual v5.12, Unit 954 and retrofits | 872 | 2455 | Rate Constraint in lbs/MWh | FALSE | L | Annual | Rate | lb/MMBtu | 0.032144 | 0.032144 | 0.032144 | 0.032144 | 0.032144 | 0.032144 | 0.032144
NJ Non-HEDD CT NGas Units - Nox Rate Annual v5.12, Unit 954 and retrofits | 872 | 2455 | Rate Constraint in lbs/MWh | FALSE | L | Annual | Generation | TWh | 0.027622 | 0.027622 | 0.027622 | 0.027622 | 0.027622 | 0.027622 | 0.027622
NJ Non-HEDD CT NGas Units - Nox Rate Annual v5.12, Unit 954 and retrofits | 872 | 2455 | Rate Constraint in lbs/MWh | FALSE | L | Annual | Qualifying Generation | TWh | 0.027622 | 0.027622 | 0.027622 | 0.027622 | 0.027622 | 0.027622 | 0.027622
NJ Non-HEDD CT NGas Units - Nox Rate Annual v5.12, Unit 954 and retrofits | 872 | 2455 | Rate Constraint in lbs/MWh | FALSE | L | Annual | Constraint Shadow Price | US2011$/Ton | 0 | 0 | 0 | 0 | 0 | 0 | 0
NJ Non-HEDD CT NGas Units - Nox Rate Annual v5.12, Unit 955 and retrofits | 873 | 2455 | Rate Constraint in lbs/MWh | FALSE | L | Annual | Seasons Included | Seasons | Winter, Summer | Winter, Summer | Winter, Summer | Winter, Summer | Winter, Summer | Winter, Summer | Winter, Summer
NJ Non-HEDD CT NGas Units - Nox Rate Annual v5.12, Unit 955 and retrofits | 873 | 2455 | Rate Constraint in lbs/MWh | FALSE | L | Annual | Standard NOX | lb/MWh | 2.2 | 2.2 | 2.2 | 2.2 | 2.2 | 2.2 | 2.2
NJ Non-HEDD CT NGas Units - Nox Rate Annual v5.12, Unit 955 and retrofits | 873 | 2455 | Rate Constraint in lbs/MWh | FALSE | L | Annual | Emissions at Affected Plants NOX | Thousand Tons | 0.0048634 | 0.0048634 | 0.0048634 | 0.0048634 | 0.0048634 | 0.0048634 | 0.0048634
NJ Non-HEDD CT NGas Units - Nox Rate Annual v5.12, Unit 955 and retrofits | 873 | 2455 | Rate Constraint in lbs/MWh | FALSE | L | Annual | Allowances Purchased NOX | Thousand Tons | 0 | 0 | 0 | 0 | 0 | 0 | 0
NJ Non-HEDD CT NGas Units - Nox Rate Annual v5.12, Unit 955 and retrofits | 873 | 2455 | Rate Constraint in lbs/MWh | FALSE | L | Annual | Allowances Sold NOX | Thousand Tons | 0 | 0 | 0 | 0 | 0 | 0 | 0
NJ Non-HEDD CT NGas Units - Nox Rate Annual v5.12, Unit 955 and retrofits | 873 | 2455 | Rate Constraint in lbs/MWh | FALSE | L | Annual | Allowances Banked | Thousand Tons | 0 | 0 | 0 | 0 | 0 | 0 | 0
NJ Non-HEDD CT NGas Units - Nox Rate Annual v5.12, Unit 955 and retrofits | 873 | 2455 | Rate Constraint in lbs/MWh | FALSE | L | Annual | Allowances Withdrawn (1:1) | Thousand Tons | 0 | 0 | 0 | 0 | 0 | 0 | 0
NJ Non-HEDD CT NGas Units - Nox Rate Annual v5.12, Unit 955 and retrofits | 873 | 2455 | Rate Constraint in lbs/MWh | FALSE | L | Annual | Allowances Withdrawn (n:1) | Thousand Tons | 0 | 0 | 0 | 0 | 0 | 0 | 0
NJ Non-HEDD CT NGas Units - Nox Rate Annual v5.12, Unit 955 and retrofits | 873 | 2455 | Rate Constraint in lbs/MWh | FALSE | L | Annual | Net Emissions Allowance Position | Thousand Tons | 0.0048634 | 0.0048634 | 0.0048634 | 0.0048634 | 0.0048634 | 0.0048634 | 0.0048634
NJ Non-HEDD CT NGas Units - Nox Rate Annual v5.12, Unit 955 and retrofits | 873 | 2455 | Rate Constraint in lbs/MWh | FALSE | L | Annual | Fuel Consumed | TBtu | 0.29962 | 0.29962 | 0.29962 | 0.29962 | 0.29962 | 0.29962 | 0.29962
NJ Non-HEDD CT NGas Units - Nox Rate Annual v5.12, Unit 955 and retrofits | 873 | 2455 | Rate Constraint in lbs/MWh | FALSE | L | Annual | Rate | lb/MMBtu | 0.032464 | 0.032464 | 0.032464 | 0.032464 | 0.032464 | 0.032464 | 0.032464
NJ Non-HEDD CT NGas Units - Nox Rate Annual v5.12, Unit 955 and retrofits | 873 | 2455 | Rate Constraint in lbs/MWh | FALSE | L | Annual | Generation | TWh | 0.027622 | 0.027622 | 0.027622 | 0.027622 | 0.027622 | 0.027622 | 0.027622
NJ Non-HEDD CT NGas Units - Nox Rate Annual v5.12, Unit 955 and retrofits | 873 | 2455 | Rate Constraint in lbs/MWh | FALSE | L | Annual | Qualifying Generation | TWh | 0.027622 | 0.027622 | 0.027622 | 0.027622 | 0.027622 | 0.027622 | 0.027622
NJ Non-HEDD CT NGas Units - Nox Rate Annual v5.12, Unit 955 and retrofits | 873 | 2455 | Rate Constraint in lbs/MWh | FALSE | L | Annual | Constraint Shadow Price | US2011$/Ton | 0 | 0 | 0 | 0 | 0 | 0 | 0
NJ Non-HEDD CT NGas Units - Nox Rate Annual v5.12, Unit 956 and retrofits | 874 | 2455 | Rate Constraint in lbs/MWh | FALSE | L | Annual | Seasons Included | Seasons | Winter, Summer | Winter, Summer | Winter, Summer | Winter, Summer | Winter, Summer | Winter, Summer | Winter, Summer
NJ Non-HEDD CT NGas Units - Nox Rate Annual v5.12, Unit 956 and retrofits | 874 | 2455 | Rate Constraint in lbs/MWh | FALSE | L | Annual | Standard NOX | lb/MWh | 2.2 | 2.2 | 2.2 | 2.2 | 2.2 | 2.2 | 2.2
NJ Non-HEDD CT NGas Units - Nox Rate Annual v5.12, Unit 956 and retrofits | 874 | 2455 | Rate Constraint in lbs/MWh | FALSE | L | Annual | Emissions at Affected Plants NOX | Thousand Tons | 0.00034675 | 0.00011537 | 0.00034675 | 0.00034675 | 0.00034675 | 0.00011537 | 0.00011537
NJ Non-HEDD CT NGas Units - Nox Rate Annual v5.12, Unit 956 and retrofits | 874 | 2455 | Rate Constraint in lbs/MWh | FALSE | L | Annual | Allowances Purchased NOX | Thousand Tons | 0 | 0 | 0 | 0 | 0 | 0 | 0
NJ Non-HEDD CT NGas Units - Nox Rate Annual v5.12, Unit 956 and retrofits | 874 | 2455 | Rate Constraint in lbs/MWh | FALSE | L | Annual | Allowances Sold NOX | Thousand Tons | 0 | 0 | 0 | 0 | 0 | 0 | 0
NJ Non-HEDD CT NGas Units - Nox Rate Annual v5.12, Unit 956 and retrofits | 874 | 2455 | Rate Constraint in lbs/MWh | FALSE | L | Annual | Allowances Banked | Thousand Tons | 0 | 0 | 0 | 0 | 0 | 0 | 0
NJ Non-HEDD CT NGas Units - Nox Rate Annual v5.12, Unit 956 and retrofits | 874 | 2455 | Rate Constraint in lbs/MWh | FALSE | L | Annual | Allowances Withdrawn (1:1) | Thousand Tons | 0 | 0 | 0 | 0 | 0 | 0 | 0
NJ Non-HEDD CT NGas Units - Nox Rate Annual v5.12, Unit 956 and retrofits | 874 | 2455 | Rate Constraint in lbs/MWh | FALSE | L | Annual | Allowances Withdrawn (n:1) | Thousand Tons | 0 | 0 | 0 | 0 | 0 | 0 | 0
NJ Non-HEDD CT NGas Units - Nox Rate Annual v5.12, Unit 956 and retrofits | 874 | 2455 | Rate Constraint in lbs/MWh | FALSE | L | Annual | Net Emissions Allowance Position | Thousand Tons | 0.00034675 | 0.00011537 | 0.00034675 | 0.00034675 | 0.00034675 | 0.00011537 | 0.00011537
NJ Non-HEDD CT NGas Units - Nox Rate Annual v5.12, Unit 956 and retrofits | 874 | 2455 | Rate Constraint in lbs/MWh | FALSE | L | Annual | Fuel Consumed | TBtu | 0.063046 | 0.020977 | 0.063046 | 0.063046 | 0.063046 | 0.020977 | 0.020977
NJ Non-HEDD CT NGas Units - Nox Rate Annual v5.12, Unit 956 and retrofits | 874 | 2455 | Rate Constraint in lbs/MWh | FALSE | L | Annual | Rate | lb/MMBtu | 0.011 | 0.011 | 0.011 | 0.011 | 0.011 | 0.011 | 0.011
NJ Non-HEDD CT NGas Units - Nox Rate Annual v5.12, Unit 956 and retrofits | 874 | 2455 | Rate Constraint in lbs/MWh | FALSE | L | Annual | Generation | TWh | 0.0064662 | 0.0021515 | 0.0064662 | 0.0064662 | 0.0064662 | 0.0021515 | 0.0021515
NJ Non-HEDD CT NGas Units - Nox Rate Annual v5.12, Unit 956 and retrofits | 874 | 2455 | Rate Constraint in lbs/MWh | FALSE | L | Annual | Qualifying Generation | TWh | 0.0064662 | 0.0021515 | 0.0064662 | 0.0064662 | 0.0064662 | 0.0021515 | 0.0021515
NJ Non-HEDD CT NGas Units - Nox Rate Annual v5.12, Unit 956 and retrofits | 874 | 2455 | Rate Constraint in lbs/MWh | FALSE | L | Annual | Constraint Shadow Price | US2011$/Ton | 0 | 0 | 0 | 0 | 0 | 0 | 0
NJ Non-HEDD CT NGas Units - Nox Rate Annual v5.12, Unit 1218 and retrofits | 875 | 2455 | Rate Constraint in lbs/MWh | FALSE | L | Annual | Seasons Included | Seasons | Winter, Summer | Winter, Summer | Winter, Summer | Winter, Summer | Winter, Summer | Winter, Summer | Winter, Summer
NJ Non-HEDD CT NGas Units - Nox Rate Annual v5.12, Unit 1218 and retrofits | 875 | 2455 | Rate Constraint in lbs/MWh | FALSE | L | Annual | Standard NOX | lb/MWh | 2.2 | 2.2 | 2.2 | 2.2 | 2.2 | 2.2 | 2.2
NJ Non-HEDD CT NGas Units - Nox Rate Annual v5.12, Unit 1218 and retrofits | 875 | 2455 | Rate Constraint in lbs/MWh | FALSE | L | Annual | Emissions at Affected Plants NOX | Thousand Tons | 0.0013617 | 0.00058085 | 0.0013617 | 0.0013617 | 0.0025266 | 0.0013617 | 0.0013617
NJ Non-HEDD CT NGas Units - Nox Rate Annual v5.12, Unit 1218 and retrofits | 875 | 2455 | Rate Constraint in lbs/MWh | FALSE | L | Annual | Allowances Purchased NOX | Thousand Tons | 0 | 0 | 0 | 0 | 0 | 0 | 0
NJ Non-HEDD CT NGas Units - Nox Rate Annual v5.12, Unit 1218 and retrofits | 875 | 2455 | Rate Constraint in lbs/MWh | FALSE | L | Annual | Allowances Sold NOX | Thousand Tons | 0 | 0 | 0 | 0 | 0 | 0 | 0
NJ Non-HEDD CT NGas Units - Nox Rate Annual v5.12, Unit 1218 and retrofits | 875 | 2455 | Rate Constraint in lbs/MWh | FALSE | L | Annual | Allowances Banked | Thousand Tons | 0 | 0 | 0 | 0 | 0 | 0 | 0
NJ Non-HEDD CT NGas Units - Nox Rate Annual v5.12, Unit 1218 and retrofits | 875 | 2455 | Rate Constraint in lbs/MWh | FALSE | L | Annual | Allowances Withdrawn (1:1) | Thousand Tons | 0 | 0 | 0 | 0 | 0 | 0 | 0
NJ Non-HEDD CT NGas Units - Nox Rate Annual v5.12, Unit 1218 and retrofits | 875 | 2455 | Rate Constraint in lbs/MWh | FALSE | L | Annual | Allowances Withdrawn (n:1) | Thousand Tons | 0 | 0 | 0 | 0 | 0 | 0 | 0
NJ Non-HEDD CT NGas Units - Nox Rate Annual v5.12, Unit 1218 and retrofits | 875 | 2455 | Rate Constraint in lbs/MWh | FALSE | L | Annual | Net Emissions Allowance Position | Thousand Tons | 0.0013617 | 0.00058085 | 0.0013617 | 0.0013617 | 0.0025266 | 0.0013617 | 0.0013617
NJ Non-HEDD CT NGas Units - Nox Rate Annual v5.12, Unit 1218 and retrofits | 875 | 2455 | Rate Constraint in lbs/MWh | FALSE | L | Annual | Fuel Consumed | TBtu | 0.24759 | 0.10561 | 0.24759 | 0.24759 | 0.45939 | 0.24759 | 0.24759
NJ Non-HEDD CT NGas Units - Nox Rate Annual v5.12, Unit 1218 and retrofits | 875 | 2455 | Rate Constraint in lbs/MWh | FALSE | L | Annual | Rate | lb/MMBtu | 0.011 | 0.011 | 0.011 | 0.011 | 0.011 | 0.011 | 0.011
NJ Non-HEDD CT NGas Units - Nox Rate Annual v5.12, Unit 1218 and retrofits | 875 | 2455 | Rate Constraint in lbs/MWh | FALSE | L | Annual | Generation | TWh | 0.023042 | 0.0098287 | 0.023042 | 0.023042 | 0.042753 | 0.023042 | 0.023042
NJ Non-HEDD CT NGas Units - Nox Rate Annual v5.12, Unit 1218 and retrofits | 875 | 2455 | Rate Constraint in lbs/MWh | FALSE | L | Annual | Qualifying Generation | TWh | 0.023042 | 0.0098287 | 0.023042 | 0.023042 | 0.042753 | 0.023042 | 0.023042
NJ Non-HEDD CT NGas Units - Nox Rate Annual v5.12, Unit 1218 and retrofits | 875 | 2455 | Rate Constraint in lbs/MWh | FALSE | L | Annual | Constraint Shadow Price | US2011$/Ton | 0 | 0 | 0 | 0 | 0 | 0 | 0
NJ Non-HEDD CT NGas Units - Nox Rate Annual v5.12, Unit 1219 and retrofits | 876 | 2455 | Rate Constraint in lbs/MWh | FALSE | L | Annual | Seasons Included | Seasons | Winter, Summer | Winter, Summer | Winter, Summer | Winter, Summer | Winter, Summer | Winter, Summer | Winter, Summer
NJ Non-HEDD CT NGas Units - Nox Rate Annual v5.12, Unit 1219 and retrofits | 876 | 2455 | Rate Constraint in lbs/MWh | FALSE | L | Annual | Standard NOX | lb/MWh | 2.2 | 2.2 | 2.2 | 2.2 | 2.2 | 2.2 | 2.2
NJ Non-HEDD CT NGas Units - Nox Rate Annual v5.12, Unit 1219 and retrofits | 876 | 2455 | Rate Constraint in lbs/MWh | FALSE | L | Annual | Emissions at Affected Plants NOX | Thousand Tons | 0.0013617 | 0.00058085 | 0.0013617 | 0.0009811 | 0.0025266 | 0.0013617 | 0.0013617
NJ Non-HEDD CT NGas Units - Nox Rate Annual v5.12, Unit 1219 and retrofits | 876 | 2455 | Rate Constraint in lbs/MWh | FALSE | L | Annual | Allowances Purchased NOX | Thousand Tons | 0 | 0 | 0 | 0 | 0 | 0 | 0
NJ Non-HEDD CT NGas Units - Nox Rate Annual v5.12, Unit 1219 and retrofits | 876 | 2455 | Rate Constraint in lbs/MWh | FALSE | L | Annual | Allowances Sold NOX | Thousand Tons | 0 | 0 | 0 | 0 | 0 | 0 | 0
NJ Non-HEDD CT NGas Units - Nox Rate Annual v5.12, Unit 1219 and retrofits | 876 | 2455 | Rate Constraint in lbs/MWh | FALSE | L | Annual | Allowances Banked | Thousand Tons | 0 | 0 | 0 | 0 | 0 | 0 | 0
NJ Non-HEDD CT NGas Units - Nox Rate Annual v5.12, Unit 1219 and retrofits | 876 | 2455 | Rate Constraint in lbs/MWh | FALSE | L | Annual | Allowances Withdrawn (1:1) | Thousand Tons | 0 | 0 | 0 | 0 | 0 | 0 | 0
NJ Non-HEDD CT NGas Units - Nox Rate Annual v5.12, Unit 1219 and retrofits | 876 | 2455 | Rate Constraint in lbs/MWh | FALSE | L | Annual | Allowances Withdrawn (n:1) | Thousand Tons | 0 | 0 | 0 | 0 | 0 | 0 | 0
NJ Non-HEDD CT NGas Units - Nox Rate Annual v5.12, Unit 1219 and retrofits | 876 | 2455 | Rate Constraint in lbs/MWh | FALSE | L | Annual | Net Emissions Allowance Position | Thousand Tons | 0.0013617 | 0.00058085 | 0.0013617 | 0.0009811 | 0.0025266 | 0.0013617 | 0.0013617
NJ Non-HEDD CT NGas Units - Nox Rate Annual v5.12, Unit 1219 and retrofits | 876 | 2455 | Rate Constraint in lbs/MWh | FALSE | L | Annual | Fuel Consumed | TBtu | 0.24759 | 0.10561 | 0.24759 | 0.17838 | 0.45939 | 0.24759 | 0.24759
NJ Non-HEDD CT NGas Units - Nox Rate Annual v5.12, Unit 1219 and retrofits | 876 | 2455 | Rate Constraint in lbs/MWh | FALSE | L | Annual | Rate | lb/MMBtu | 0.011 | 0.011 | 0.011 | 0.011 | 0.011 | 0.011 | 0.011
NJ Non-HEDD CT NGas Units - Nox Rate Annual v5.12, Unit 1219 and retrofits | 876 | 2455 | Rate Constraint in lbs/MWh | FALSE | L | Annual | Generation | TWh | 0.023042 | 0.0098287 | 0.023042 | 0.016601 | 0.042753 | 0.023042 | 0.023042
NJ Non-HEDD CT NGas Units - Nox Rate Annual v5.12, Unit 1219 and retrofits | 876 | 2455 | Rate Constraint in lbs/MWh | FALSE | L | Annual | Qualifying Generation | TWh | 0.023042 | 0.0098287 | 0.023042 | 0.016601 | 0.042753 | 0.023042 | 0.023042
NJ Non-HEDD CT NGas Units - Nox Rate Annual v5.12, Unit 1219 and retrofits | 876 | 2455 | Rate Constraint in lbs/MWh | FALSE | L | Annual | Constraint Shadow Price | US2011$/Ton | 0 | 0 | 0 | 0 | 0 | 0 | 0
NJ Non-HEDD CT NGas Units - Nox Rate Annual v5.12, Unit 1220 and retrofits | 877 | 2455 | Rate Constraint in lbs/MWh | FALSE | L | Annual | Seasons Included | Seasons | Winter, Summer | Winter, Summer | Winter, Summer | Winter, Summer | Winter, Summer | Winter, Summer | Winter, Summer
NJ Non-HEDD CT NGas Units - Nox Rate Annual v5.12, Unit 1220 and retrofits | 877 | 2455 | Rate Constraint in lbs/MWh | FALSE | L | Annual | Standard NOX | lb/MWh | 2.2 | 2.2 | 2.2 | 2.2 | 2.2 | 2.2 | 2.2
NJ Non-HEDD CT NGas Units - Nox Rate Annual v5.12, Unit 1220 and retrofits | 877 | 2455 | Rate Constraint in lbs/MWh | FALSE | L | Annual | Emissions at Affected Plants NOX | Thousand Tons | 0.0013617 | 0.00058085 | 0.0013617 | 0.0013617 | 0.0025266 | 0.0013617 | 0.0013617
NJ Non-HEDD CT NGas Units - Nox Rate Annual v5.12, Unit 1220 and retrofits | 877 | 2455 | Rate Constraint in lbs/MWh | FALSE | L | Annual | Allowances Purchased NOX | Thousand Tons | 0 | 0 | 0 | 0 | 0 | 0 | 0
NJ Non-HEDD CT NGas Units - Nox Rate Annual v5.12, Unit 1220 and retrofits | 877 | 2455 | Rate Constraint in lbs/MWh | FALSE | L | Annual | Allowances Sold NOX | Thousand Tons | 0 | 0 | 0 | 0 | 0 | 0 | 0
NJ Non-HEDD CT NGas Units - Nox Rate Annual v5.12, Unit 1220 and retrofits | 877 | 2455 | Rate Constraint in lbs/MWh | FALSE | L | Annual | Allowances Banked | Thousand Tons | 0 | 0 | 0 | 0 | 0 | 0 | 0
NJ Non-HEDD CT NGas Units - Nox Rate Annual v5.12, Unit 1220 and retrofits | 877 | 2455 | Rate Constraint in lbs/MWh | FALSE | L | Annual | Allowances Withdrawn (1:1) | Thousand Tons | 0 | 0 | 0 | 0 | 0 | 0 | 0
NJ Non-HEDD CT NGas Units - Nox Rate Annual v5.12, Unit 1220 and retrofits | 877 | 2455 | Rate Constraint in lbs/MWh | FALSE | L | Annual | Allowances Withdrawn (n:1) | Thousand Tons | 0 | 0 | 0 | 0 | 0 | 0 | 0
NJ Non-HEDD CT NGas Units - Nox Rate Annual v5.12, Unit 1220 and retrofits | 877 | 2455 | Rate Constraint in lbs/MWh | FALSE | L | Annual | Net Emissions Allowance Position | Thousand Tons | 0.0013617 | 0.00058085 | 0.0013617 | 0.0013617 | 0.0025266 | 0.0013617 | 0.0013617
NJ Non-HEDD CT NGas Units - Nox Rate Annual v5.12, Unit 1220 and retrofits | 877 | 2455 | Rate Constraint in lbs/MWh | FALSE | L | Annual | Fuel Consumed | TBtu | 0.24759 | 0.10561 | 0.24759 | 0.24759 | 0.45939 | 0.24759 | 0.24759
NJ Non-HEDD CT NGas Units - Nox Rate Annual v5.12, Unit 1220 and retrofits | 877 | 2455 | Rate Constraint in lbs/MWh | FALSE | L | Annual | Rate | lb/MMBtu | 0.011 | 0.011 | 0.011 | 0.011 | 0.011 | 0.011 | 0.011
NJ Non-HEDD CT NGas Units - Nox Rate Annual v5.12, Unit 1220 and retrofits | 877 | 2455 | Rate Constraint in lbs/MWh | FALSE | L | Annual | Generation | TWh | 0.023042 | 0.0098287 | 0.023042 | 0.023042 | 0.042753 | 0.023042 | 0.023042
NJ Non-HEDD CT NGas Units - Nox Rate Annual v5.12, Unit 1220 and retrofits | 877 | 2455 | Rate Constraint in lbs/MWh | FALSE | L | Annual | Qualifying Generation | TWh | 0.023042 | 0.0098287 | 0.023042 | 0.023042 | 0.042753 | 0.023042 | 0.023042
NJ Non-HEDD CT NGas Units - Nox Rate Annual v5.12, Unit 1220 and retrofits | 877 | 2455 | Rate Constraint in lbs/MWh | FALSE | L | Annual | Constraint Shadow Price | US2011$/Ton | 0 | 0 | 0 | 0 | 0 | 0 | 0
NJ Non-HEDD CT NGas Units - Nox Rate Annual v5.12, Unit 1221 and retrofits | 878 | 2455 | Rate Constraint in lbs/MWh | FALSE | L | Annual | Seasons Included | Seasons | Winter, Summer | Winter, Summer | Winter, Summer | Winter, Summer | Winter, Summer | Winter, Summer | Winter, Summer
NJ Non-HEDD CT NGas Units - Nox Rate Annual v5.12, Unit 1221 and retrofits | 878 | 2455 | Rate Constraint in lbs/MWh | FALSE | L | Annual | Standard NOX | lb/MWh | 2.2 | 2.2 | 2.2 | 2.2 | 2.2 | 2.2 | 2.2
NJ Non-HEDD CT NGas Units - Nox Rate Annual v5.12, Unit 1221 and retrofits | 878 | 2455 | Rate Constraint in lbs/MWh | FALSE | L | Annual | Emissions at Affected Plants NOX | Thousand Tons | 0.0013617 | 0.00058085 | 0.0013617 | 0.0013617 | 0.0025266 | 0.0013617 | 0.0013617
NJ Non-HEDD CT NGas Units - Nox Rate Annual v5.12, Unit 1221 and retrofits | 878 | 2455 | Rate Constraint in lbs/MWh | FALSE | L | Annual | Allowances Purchased NOX | Thousand Tons | 0 | 0 | 0 | 0 | 0 | 0 | 0
NJ Non-HEDD CT NGas Units - Nox Rate Annual v5.12, Unit 1221 and retrofits | 878 | 2455 | Rate Constraint in lbs/MWh | FALSE | L | Annual | Allowances Sold NOX | Thousand Tons | 0 | 0 | 0 | 0 | 0 | 0 | 0
NJ Non-HEDD CT NGas Units - Nox Rate Annual v5.12, Unit 1221 and retrofits | 878 | 2455 | Rate Constraint in lbs/MWh | FALSE | L | Annual | Allowances Banked | Thousand Tons | 0 | 0 | 0 | 0 | 0 | 0 | 0
NJ Non-HEDD CT NGas Units - Nox Rate Annual v5.12, Unit 1221 and retrofits | 878 | 2455 | Rate Constraint in lbs/MWh | FALSE | L | Annual | Allowances Withdrawn (1:1) | Thousand Tons | 0 | 0 | 0 | 0 | 0 | 0 | 0
NJ Non-HEDD CT NGas Units - Nox Rate Annual v5.12, Unit 1221 and retrofits | 878 | 2455 | Rate Constraint in lbs/MWh | FALSE | L | Annual | Allowances Withdrawn (n:1) | Thousand Tons | 0 | 0 | 0 | 0 | 0 | 0 | 0
NJ Non-HEDD CT NGas Units - Nox Rate Annual v5.12, Unit 1221 and retrofits | 878 | 2455 | Rate Constraint in lbs/MWh | FALSE | L | Annual | Net Emissions Allowance Position | Thousand Tons | 0.0013617 | 0.00058085 | 0.0013617 | 0.0013617 | 0.0025266 | 0.0013617 | 0.0013617
NJ Non-HEDD CT NGas Units - Nox Rate Annual v5.12, Unit 1221 and retrofits | 878 | 2455 | Rate Constraint in lbs/MWh | FALSE | L | Annual | Fuel Consumed | TBtu | 0.24759 | 0.10561 | 0.24759 | 0.24759 | 0.45939 | 0.24759 | 0.24759
NJ Non-HEDD CT NGas Units - Nox Rate Annual v5.12, Unit 1221 and retrofits | 878 | 2455 | Rate Constraint in lbs/MWh | FALSE | L | Annual | Rate | lb/MMBtu | 0.011 | 0.011 | 0.011 | 0.011 | 0.011 | 0.011 | 0.011
NJ Non-HEDD CT NGas Units - Nox Rate Annual v5.12, Unit 1221 and retrofits | 878 | 2455 | Rate Constraint in lbs/MWh | FALSE | L | Annual | Generation | TWh | 0.023042 | 0.0098287 | 0.023042 | 0.023042 | 0.042753 | 0.023042 | 0.023042
NJ Non-HEDD CT NGas Units - Nox Rate Annual v5.12, Unit 1221 and retrofits | 878 | 2455 | Rate Constraint in lbs/MWh | FALSE | L | Annual | Qualifying Generation | TWh | 0.023042 | 0.0098287 | 0.023042 | 0.023042 | 0.042753 | 0.023042 | 0.023042
NJ Non-HEDD CT NGas Units - Nox Rate Annual v5.12, Unit 1221 and retrofits | 878 | 2455 | Rate Constraint in lbs/MWh | FALSE | L | Annual | Constraint Shadow Price | US2011$/Ton | 0 | 0 | 0 | 0 | 0 | 0 | 0
NJ Non-HEDD CT NGas Units - Nox Rate Annual v5.12, Unit 1222 and retrofits | 879 | 2455 | Rate Constraint in lbs/MWh | FALSE | L | Annual | Seasons Included | Seasons | Winter, Summer | Winter, Summer | Winter, Summer | Winter, Summer | Winter, Summer | Winter, Summer | Winter, Summer
NJ Non-HEDD CT NGas Units - Nox Rate Annual v5.12, Unit 1222 and retrofits | 879 | 2455 | Rate Constraint in lbs/MWh | FALSE | L | Annual | Standard NOX | lb/MWh | 2.2 | 2.2 | 2.2 | 2.2 | 2.2 | 2.2 | 2.2
NJ Non-HEDD CT NGas Units - Nox Rate Annual v5.12, Unit 1222 and retrofits | 879 | 2455 | Rate Constraint in lbs/MWh | FALSE | L | Annual | Emissions at Affected Plants NOX | Thousand Tons | 0.0013617 | 0.00058085 | 0.0013617 | 0.0013617 | 0.0025266 | 0.0013617 | 0.0013617
NJ Non-HEDD CT NGas Units - Nox Rate Annual v5.12, Unit 1222 and retrofits | 879 | 2455 | Rate Constraint in lbs/MWh | FALSE | L | Annual | Allowances Purchased NOX | Thousand Tons | 0 | 0 | 0 | 0 | 0 | 0 | 0
NJ Non-HEDD CT NGas Units - Nox Rate Annual v5.12, Unit 1222 and retrofits | 879 | 2455 | Rate Constraint in lbs/MWh | FALSE | L | Annual | Allowances Sold NOX | Thousand Tons | 0 | 0 | 0 | 0 | 0 | 0 | 0
NJ Non-HEDD CT NGas Units - Nox Rate Annual v5.12, Unit 1222 and retrofits | 879 | 2455 | Rate Constraint in lbs/MWh | FALSE | L | Annual | Allowances Banked | Thousand Tons | 0 | 0 | 0 | 0 | 0 | 0 | 0
NJ Non-HEDD CT NGas Units - Nox Rate Annual v5.12, Unit 1222 and retrofits | 879 | 2455 | Rate Constraint in lbs/MWh | FALSE | L | Annual | Allowances Withdrawn (1:1) | Thousand Tons | 0 | 0 | 0 | 0 | 0 | 0 | 0
NJ Non-HEDD CT NGas Units - Nox Rate Annual v5.12, Unit 1222 and retrofits | 879 | 2455 | Rate Constraint in lbs/MWh | FALSE | L | Annual | Allowances Withdrawn (n:1) | Thousand Tons | 0 | 0 | 0 | 0 | 0 | 0 | 0
NJ Non-HEDD CT NGas Units - Nox Rate Annual v5.12, Unit 1222 and retrofits | 879 | 2455 | Rate Constraint in lbs/MWh | FALSE | L | Annual | Net Emissions Allowance Position | Thousand Tons | 0.0013617 | 0.00058085 | 0.0013617 | 0.0013617 | 0.0025266 | 0.0013617 | 0.0013617
NJ Non-HEDD CT NGas Units - Nox Rate Annual v5.12, Unit 1222 and retrofits | 879 | 2455 | Rate Constraint in lbs/MWh | FALSE | L | Annual | Fuel Consumed | TBtu | 0.24759 | 0.10561 | 0.24759 | 0.24759 | 0.45939 | 0.24759 | 0.24759
NJ Non-HEDD CT NGas Units - Nox Rate Annual v5.12, Unit 1222 and retrofits | 879 | 2455 | Rate Constraint in lbs/MWh | FALSE | L | Annual | Rate | lb/MMBtu | 0.011 | 0.011 | 0.011 | 0.011 | 0.011 | 0.011 | 0.011
NJ Non-HEDD CT NGas Units - Nox Rate Annual v5.12, Unit 1222 and retrofits | 879 | 2455 | Rate Constraint in lbs/MWh | FALSE | L | Annual | Generation | TWh | 0.023042 | 0.0098287 | 0.023042 | 0.023042 | 0.042753 | 0.023042 | 0.023042
NJ Non-HEDD CT NGas Units - Nox Rate Annual v5.12, Unit 1222 and retrofits | 879 | 2455 | Rate Constraint in lbs/MWh | FALSE | L | Annual | Qualifying Generation | TWh | 0.023042 | 0.0098287 | 0.023042 | 0.023042 | 0.042753 | 0.023042 | 0.023042
NJ Non-HEDD CT NGas Units - Nox Rate Annual v5.12, Unit 1222 and retrofits | 879 | 2455 | Rate Constraint in lbs/MWh | FALSE | L | Annual | Constraint Shadow Price | US2011$/Ton | 0 | 0 | 0 | 0 | 0 | 0 | 0
NJ Non-HEDD CT NGas Units - Nox Rate Annual v5.12, Unit 1223 and retrofits | 880 | 2455 | Rate Constraint in lbs/MWh | FALSE | L | Annual | Seasons Included | Seasons | Winter, Summer | Winter, Summer | Winter, Summer | Winter, Summer | Winter, Summer | Winter, Summer | Winter, Summer
NJ Non-HEDD CT NGas Units - Nox Rate Annual v5.12, Unit 1223 and retrofits | 880 | 2455 | Rate Constraint in lbs/MWh | FALSE | L | Annual | Standard NOX | lb/MWh | 2.2 | 2.2 | 2.2 | 2.2 | 2.2 | 2.2 | 2.2
NJ Non-HEDD CT NGas Units - Nox Rate Annual v5.12, Unit 1223 and retrofits | 880 | 2455 | Rate Constraint in lbs/MWh | FALSE | L | Annual | Emissions at Affected Plants NOX | Thousand Tons | 0.0013617 | 0.00058085 | 0.0013617 | 0.00073457 | 0.0025266 | 0.0013617 | 0.0013617
NJ Non-HEDD CT NGas Units - Nox Rate Annual v5.12, Unit 1223 and retrofits | 880 | 2455 | Rate Constraint in lbs/MWh | FALSE | L | Annual | Allowances Purchased NOX | Thousand Tons | 0 | 0 | 0 | 0 | 0 | 0 | 0
NJ Non-HEDD CT NGas Units - Nox Rate Annual v5.12, Unit 1223 and retrofits | 880 | 2455 | Rate Constraint in lbs/MWh | FALSE | L | Annual | Allowances Sold NOX | Thousand Tons | 0 | 0 | 0 | 0 | 0 | 0 | 0
NJ Non-HEDD CT NGas Units - Nox Rate Annual v5.12, Unit 1223 and retrofits | 880 | 2455 | Rate Constraint in lbs/MWh | FALSE | L | Annual | Allowances Banked | Thousand Tons | 0 | 0 | 0 | 0 | 0 | 0 | 0
NJ Non-HEDD CT NGas Units - Nox Rate Annual v5.12, Unit 1223 and retrofits | 880 | 2455 | Rate Constraint in lbs/MWh | FALSE | L | Annual | Allowances Withdrawn (1:1) | Thousand Tons | 0 | 0 | 0 | 0 | 0 | 0 | 0
NJ Non-HEDD CT NGas Units - Nox Rate Annual v5.12, Unit 1223 and retrofits | 880 | 2455 | Rate Constraint in lbs/MWh | FALSE | L | Annual | Allowances Withdrawn (n:1) | Thousand Tons | 0 | 0 | 0 | 0 | 0 | 0 | 0
NJ Non-HEDD CT NGas Units - Nox Rate Annual v5.12, Unit 1223 and retrofits | 880 | 2455 | Rate Constraint in lbs/MWh | FALSE | L | Annual | Net Emissions Allowance Position | Thousand Tons | 0.0013617 | 0.00058085 | 0.0013617 | 0.00073457 | 0.0025266 | 0.0013617 | 0.0013617
NJ Non-HEDD CT NGas Units - Nox Rate Annual v5.12, Unit 1223 and retrofits | 880 | 2455 | Rate Constraint in lbs/MWh | FALSE | L | Annual | Fuel Consumed | TBtu | 0.24759 | 0.10561 | 0.24759 | 0.13356 | 0.45939 | 0.24759 | 0.24759
NJ Non-HEDD CT NGas Units - Nox Rate Annual v5.12, Unit 1223 and retrofits | 880 | 2455 | Rate Constraint in lbs/MWh | FALSE | L | Annual | Rate | lb/MMBtu | 0.011 | 0.011 | 0.011 | 0.011 | 0.011 | 0.011 | 0.011
NJ Non-HEDD CT NGas Units - Nox Rate Annual v5.12, Unit 1223 and retrofits | 880 | 2455 | Rate Constraint in lbs/MWh | FALSE | L | Annual | Generation | TWh | 0.023042 | 0.0098287 | 0.023042 | 0.01243 | 0.042753 | 0.023042 | 0.023042
NJ Non-HEDD CT NGas Units - Nox Rate Annual v5.12, Unit 1223 and retrofits | 880 | 2455 | Rate Constraint in lbs/MWh | FALSE | L | Annual | Qualifying Generation | TWh | 0.023042 | 0.0098287 | 0.023042 | 0.01243 | 0.042753 | 0.023042 | 0.023042
NJ Non-HEDD CT NGas Units - Nox Rate Annual v5.12, Unit 1223 and retrofits | 880 | 2455 | Rate Constraint in lbs/MWh | FALSE | L | Annual | Constraint Shadow Price | US2011$/Ton | 0 | 0 | 0 | 0 | 0 | 0 | 0
NJ Non-HEDD CT NGas Units - Nox Rate Annual v5.12, Unit 1224 and retrofits | 881 | 2455 | Rate Constraint in lbs/MWh | FALSE | L | Annual | Seasons Included | Seasons | Winter, Summer | Winter, Summer | Winter, Summer | Winter, Summer | Winter, Summer | Winter, Summer | Winter, Summer
NJ Non-HEDD CT NGas Units - Nox Rate Annual v5.12, Unit 1224 and retrofits | 881 | 2455 | Rate Constraint in lbs/MWh | FALSE | L | Annual | Standard NOX | lb/MWh | 2.2 | 2.2 | 2.2 | 2.2 | 2.2 | 2.2 | 2.2
NJ Non-HEDD CT NGas Units - Nox Rate Annual v5.12, Unit 1224 and retrofits | 881 | 2455 | Rate Constraint in lbs/MWh | FALSE | L | Annual | Emissions at Affected Plants NOX | Thousand Tons | 0.0013617 | 0.00058085 | 0.0013617 | 0.00073457 | 0.0025266 | 0.0013617 | 0.0013617
NJ Non-HEDD CT NGas Units - Nox Rate Annual v5.12, Unit 1224 and retrofits | 881 | 2455 | Rate Constraint in lbs/MWh | FALSE | L | Annual | Allowances Purchased NOX | Thousand Tons | 0 | 0 | 0 | 0 | 0 | 0 | 0
NJ Non-HEDD CT NGas Units - Nox Rate Annual v5.12, Unit 1224 and retrofits | 881 | 2455 | Rate Constraint in lbs/MWh | FALSE | L | Annual | Allowances Sold NOX | Thousand Tons | 0 | 0 | 0 | 0 | 0 | 0 | 0
NJ Non-HEDD CT NGas Units - Nox Rate Annual v5.12, Unit 1224 and retrofits | 881 | 2455 | Rate Constraint in lbs/MWh | FALSE | L | Annual | Allowances Banked | Thousand Tons | 0 | 0 | 0 | 0 | 0 | 0 | 0
NJ Non-HEDD CT NGas Units - Nox Rate Annual v5.12, Unit 1224 and retrofits | 881 | 2455 | Rate Constraint in lbs/MWh | FALSE | L | Annual | Allowances Withdrawn (1:1) | Thousand Tons | 0 | 0 | 0 | 0 | 0 | 0 | 0
NJ Non-HEDD CT NGas Units - Nox Rate Annual v5.12, Unit 1224 and retrofits | 881 | 2455 | Rate Constraint in lbs/MWh | FALSE | L | Annual | Allowances Withdrawn (n:1) | Thousand Tons | 0 | 0 | 0 | 0 | 0 | 0 | 0
NJ Non-HEDD CT NGas Units - Nox Rate Annual v5.12, Unit 1224 and retrofits | 881 | 2455 | Rate Constraint in lbs/MWh | FALSE | L | Annual | Net Emissions Allowance Position | Thousand Tons | 0.0013617 | 0.00058085 | 0.0013617 | 0.00073457 | 0.0025266 | 0.0013617 | 0.0013617
NJ Non-HEDD CT NGas Units - Nox Rate Annual v5.12, Unit 1224 and retrofits | 881 | 2455 | Rate Constraint in lbs/MWh | FALSE | L | Annual | Fuel Consumed | TBtu | 0.24759 | 0.10561 | 0.24759 | 0.13356 | 0.45939 | 0.24759 | 0.24759
NJ Non-HEDD CT NGas Units - Nox Rate Annual v5.12, Unit 1224 and retrofits | 881 | 2455 | Rate Constraint in lbs/MWh | FALSE | L | Annual | Rate | lb/MMBtu | 0.011 | 0.011 | 0.011 | 0.011 | 0.011 | 0.011 | 0.011
NJ Non-HEDD CT NGas Units - Nox Rate Annual v5.12, Unit 1224 and retrofits | 881 | 2455 | Rate Constraint in lbs/MWh | FALSE | L | Annual | Generation | TWh | 0.023042 | 0.0098287 | 0.023042 | 0.01243 | 0.042753 | 0.023042 | 0.023042
NJ Non-HEDD CT NGas Units - Nox Rate Annual v5.12, Unit 1224 and retrofits | 881 | 2455 | Rate Constraint in lbs/MWh | FALSE | L | Annual | Qualifying Generation | TWh | 0.023042 | 0.0098287 | 0.023042 | 0.01243 | 0.042753 | 0.023042 | 0.023042
NJ Non-HEDD CT NGas Units - Nox Rate Annual v5.12, Unit 1224 and retrofits | 881 | 2455 | Rate Constraint in lbs/MWh | FALSE | L | Annual | Constraint Shadow Price | US2011$/Ton | 0 | 0 | 0 | 0 | 0 | 0 | 0
NJ Non-HEDD CT NGas Units - Nox Rate Annual v5.12, Unit 1225 and retrofits | 882 | 2455 | Rate Constraint in lbs/MWh | FALSE | L | Annual | Seasons Included | Seasons | Winter, Summer | Winter, Summer | Winter, Summer | Winter, Summer | Winter, Summer | Winter, Summer | Winter, Summer
NJ Non-HEDD CT NGas Units - Nox Rate Annual v5.12, Unit 1225 and retrofits | 882 | 2455 | Rate Constraint in lbs/MWh | FALSE | L | Annual | Standard NOX | lb/MWh | 2.2 | 2.2 | 2.2 | 2.2 | 2.2 | 2.2 | 2.2
NJ Non-HEDD CT NGas Units - Nox Rate Annual v5.12, Unit 1225 and retrofits | 882 | 2455 | Rate Constraint in lbs/MWh | FALSE | L | Annual | Emissions at Affected Plants NOX | Thousand Tons | 0.0013617 | 0.00058085 | 0.0013617 | 0.0013617 | 0.0025266 | 0.0013617 | 0.0013617
NJ Non-HEDD CT NGas Units - Nox Rate Annual v5.12, Unit 1225 and retrofits | 882 | 2455 | Rate Constraint in lbs/MWh | FALSE | L | Annual | Allowances Purchased NOX | Thousand Tons | 0 | 0 | 0 | 0 | 0 | 0 | 0
NJ Non-HEDD CT NGas Units - Nox Rate Annual v5.12, Unit 1225 and retrofits | 882 | 2455 | Rate Constraint in lbs/MWh | FALSE | L | Annual | Allowances Sold NOX | Thousand Tons | 0 | 0 | 0 | 0 | 0 | 0 | 0
NJ Non-HEDD CT NGas Units - Nox Rate Annual v5.12, Unit 1225 and retrofits | 882 | 2455 | Rate Constraint in lbs/MWh | FALSE | L | Annual | Allowances Banked | Thousand Tons | 0 | 0 | 0 | 0 | 0 | 0 | 0
NJ Non-HEDD CT NGas Units - Nox Rate Annual v5.12, Unit 1225 and retrofits | 882 | 2455 | Rate Constraint in lbs/MWh | FALSE | L | Annual | Allowances Withdrawn (1:1) | Thousand Tons | 0 | 0 | 0 | 0 | 0 | 0 | 0
NJ Non-HEDD CT NGas Units - Nox Rate Annual v5.12, Unit 1225 and retrofits | 882 | 2455 | Rate Constraint in lbs/MWh | FALSE | L | Annual | Allowances Withdrawn (n:1) | Thousand Tons | 0 | 0 | 0 | 0 | 0 | 0 | 0
NJ Non-HEDD CT NGas Units - Nox Rate Annual v5.12, Unit 1225 and retrofits | 882 | 2455 | Rate Constraint in lbs/MWh | FALSE | L | Annual | Net Emissions Allowance Position | Thousand Tons | 0.0013617 | 0.00058085 | 0.0013617 | 0.0013617 | 0.0025266 | 0.0013617 | 0.0013617
NJ Non-HEDD CT NGas Units - Nox Rate Annual v5.12, Unit 1225 and retrofits | 882 | 2455 | Rate Constraint in lbs/MWh | FALSE | L | Annual | Fuel Consumed | TBtu | 0.24759 | 0.10561 | 0.24759 | 0.24759 | 0.45939 | 0.24759 | 0.24759
NJ Non-HEDD CT NGas Units - Nox Rate Annual v5.12, Unit 1225 and retrofits | 882 | 2455 | Rate Constraint in lbs/MWh | FALSE | L | Annual | Rate | lb/MMBtu | 0.011 | 0.011 | 0.011 | 0.011 | 0.011 | 0.011 | 0.011
NJ Non-HEDD CT NGas Units - Nox Rate Annual v5.12, Unit 1225 and retrofits | 882 | 2455 | Rate Constraint in lbs/MWh | FALSE | L | Annual | Generation | TWh | 0.023042 | 0.0098287 | 0.023042 | 0.023042 | 0.042753 | 0.023042 | 0.023042
NJ Non-HEDD CT NGas Units - Nox Rate Annual v5.12, Unit 1225 and retrofits | 882 | 2455 | Rate Constraint in lbs/MWh | FALSE | L | Annual | Qualifying Generation | TWh | 0.023042 | 0.0098287 | 0.023042 | 0.023042 | 0.042753 | 0.023042 | 0.023042
NJ Non-HEDD CT NGas Units - Nox Rate Annual v5.12, Unit 1225 and retrofits | 882 | 2455 | Rate Constraint in lbs/MWh | FALSE | L | Annual | Constraint Shadow Price | US2011$/Ton | 0 | 0 | 0 | 0 | 0 | 0 | 0
NJ Non-HEDD CT Oil Units - Nox Rate Annual v5.12, Unit 897 and retrofits | 883 | 2454 | Rate Constraint in lbs/MWh | FALSE | L | Annual | Seasons Included | Seasons | Winter, Summer | Winter, Summer | Winter, Summer | Winter, Summer | Winter, Summer | Winter, Summer | Winter, Summer
NJ Non-HEDD CT Oil Units - Nox Rate Annual v5.12, Unit 897 and retrofits | 883 | 2454 | Rate Constraint in lbs/MWh | FALSE | L | Annual | Standard NOX | lb/MWh | 3 | 3 | 3 | 3 | 3 | 3 | 3
NJ Non-HEDD CT Oil Units - Nox Rate Annual v5.12, Unit 897 and retrofits | 883 | 2454 | Rate Constraint in lbs/MWh | FALSE | L | Annual | Emissions at Affected Plants NOX | Thousand Tons | 0 | 0 | 0 | 0 | 0 | 0 | 0
NJ Non-HEDD CT Oil Units - Nox Rate Annual v5.12, Unit 897 and retrofits | 883 | 2454 | Rate Constraint in lbs/MWh | FALSE | L | Annual | Allowances Purchased NOX | Thousand Tons | 0 | 0 | 0 | 0 | 0 | 0 | 0
NJ Non-HEDD CT Oil Units - Nox Rate Annual v5.12, Unit 897 and retrofits | 883 | 2454 | Rate Constraint in lbs/MWh | FALSE | L | Annual | Allowances Sold NOX | Thousand Tons | 0 | 0 | 0 | 0 | 0 | 0 | 0
NJ Non-HEDD CT Oil Units - Nox Rate Annual v5.12, Unit 897 and retrofits | 883 | 2454 | Rate Constraint in lbs/MWh | FALSE | L | Annual | Allowances Banked | Thousand Tons | 0 | 0 | 0 | 0 | 0 | 0 | 0
NJ Non-HEDD CT Oil Units - Nox Rate Annual v5.12, Unit 897 and retrofits | 883 | 2454 | Rate Constraint in lbs/MWh | FALSE | L | Annual | Allowances Withdrawn (1:1) | Thousand Tons | 0 | 0 | 0 | 0 | 0 | 0 | 0
NJ Non-HEDD CT Oil Units - Nox Rate Annual v5.12, Unit 897 and retrofits | 883 | 2454 | Rate Constraint in lbs/MWh | FALSE | L | Annual | Allowances Withdrawn (n:1) | Thousand Tons | 0 | 0 | 0 | 0 | 0 | 0 | 0
NJ Non-HEDD CT Oil Units - Nox Rate Annual v5.12, Unit 897 and retrofits | 883 | 2454 | Rate Constraint in lbs/MWh | FALSE | L | Annual | Net Emissions Allowance Position | Thousand Tons | 0 | 0 | 0 | 0 | 0 | 0 | 0
NJ Non-HEDD CT Oil Units - Nox Rate Annual v5.12, Unit 897 and retrofits | 883 | 2454 | Rate Constraint in lbs/MWh | FALSE | L | Annual | Fuel Consumed | TBtu | 0 | 0 | 0 | 0 | 0 | 0 | 0
NJ Non-HEDD CT Oil Units - Nox Rate Annual v5.12, Unit 897 and retrofits | 883 | 2454 | Rate Constraint in lbs/MWh | FALSE | L | Annual | Rate | lb/MMBtu | 0 | 0 | 0 | 0 | 0 | 0 | 0
NJ Non-HEDD CT Oil Units - Nox Rate Annual v5.12, Unit 897 and retrofits | 883 | 2454 | Rate Constraint in lbs/MWh | FALSE | L | Annual | Generation | TWh | 0 | 0 | 0 | 0 | 0 | 0 | 0
NJ Non-HEDD CT Oil Units - Nox Rate Annual v5.12, Unit 897 and retrofits | 883 | 2454 | Rate Constraint in lbs/MWh | FALSE | L | Annual | Qualifying Generation | TWh | 0 | 0 | 0 | 0 | 0 | 0 | 0
NJ Non-HEDD CT Oil Units - Nox Rate Annual v5.12, Unit 897 and retrofits | 883 | 2454 | Rate Constraint in lbs/MWh | FALSE | L | Annual | Constraint Shadow Price | US2011$/Ton | 187192.624 | 121173.4115 | 235156.4659 | 329667.3789 | 476469.071 | 122020.0738 | 161557.0049
NJ Non-HEDD CT Oil Units - Nox Rate Annual v5.12, Unit 898 and retrofits | 884 | 2454 | Rate Constraint in lbs/MWh | FALSE | L | Annual | Seasons Included | Seasons | Winter, Summer | Winter, Summer | Winter, Summer | Winter, Summer | Winter, Summer | Winter, Summer | Winter, Summer
NJ Non-HEDD CT Oil Units - Nox Rate Annual v5.12, Unit 898 and retrofits | 884 | 2454 | Rate Constraint in lbs/MWh | FALSE | L | Annual | Standard NOX | lb/MWh | 3 | 3 | 3 | 3 | 3 | 3 | 3
NJ Non-HEDD CT Oil Units - Nox Rate Annual v5.12, Unit 898 and retrofits | 884 | 2454 | Rate Constraint in lbs/MWh | FALSE | L | Annual | Emissions at Affected Plants NOX | Thousand Tons | 0.0056142 | 0.0011044 | 0.0056142 | 0.0056142 | 0.0056142 | 0.0056142 | 0.0056142
NJ Non-HEDD CT Oil Units - Nox Rate Annual v5.12, Unit 898 and retrofits | 884 | 2454 | Rate Constraint in lbs/MWh | FALSE | L | Annual | Allowances Purchased NOX | Thousand Tons | 0 | 0 | 0 | 0 | 0 | 0 | 0
NJ Non-HEDD CT Oil Units - Nox Rate Annual v5.12, Unit 898 and retrofits | 884 | 2454 | Rate Constraint in lbs/MWh | FALSE | L | Annual | Allowances Sold NOX | Thousand Tons | 0 | 0 | 0 | 0 | 0 | 0 | 0
NJ Non-HEDD CT Oil Units - Nox Rate Annual v5.12, Unit 898 and retrofits | 884 | 2454 | Rate Constraint in lbs/MWh | FALSE | L | Annual | Allowances Banked | Thousand Tons | 0 | 0 | 0 | 0 | 0 | 0 | 0
NJ Non-HEDD CT Oil Units - Nox Rate Annual v5.12, Unit 898 and retrofits | 884 | 2454 | Rate Constraint in lbs/MWh | FALSE | L | Annual | Allowances Withdrawn (1:1) | Thousand Tons | 0 | 0 | 0 | 0 | 0 | 0 | 0
NJ Non-HEDD CT Oil Units - Nox Rate Annual v5.12, Unit 898 and retrofits | 884 | 2454 | Rate Constraint in lbs/MWh | FALSE | L | Annual | Allowances Withdrawn (n:1) | Thousand Tons | 0 | 0 | 0 | 0 | 0 | 0 | 0
NJ Non-HEDD CT Oil Units - Nox Rate Annual v5.12, Unit 898 and retrofits | 884 | 2454 | Rate Constraint in lbs/MWh | FALSE | L | Annual | Net Emissions Allowance Position | Thousand Tons | 0.0056142 | 0.0011044 | 0.0056142 | 0.0056142 | 0.0056142 | 0.0056142 | 0.0056142
NJ Non-HEDD CT Oil Units - Nox Rate Annual v5.12, Unit 898 and retrofits | 884 | 2454 | Rate Constraint in lbs/MWh | FALSE | L | Annual | Fuel Consumed | TBtu | 0.05798 | 0.011406 | 0.05798 | 0.05798 | 0.05798 | 0.05798 | 0.05798
NJ Non-HEDD CT Oil Units - Nox Rate Annual v5.12, Unit 898 and retrofits | 884 | 2454 | Rate Constraint in lbs/MWh | FALSE | L | Annual | Rate | lb/MMBtu | 0.19366 | 0.19366 | 0.19366 | 0.19366 | 0.19366 | 0.19366 | 0.19366
NJ Non-HEDD CT Oil Units - Nox Rate Annual v5.12, Unit 898 and retrofits | 884 | 2454 | Rate Constraint in lbs/MWh | FALSE | L | Annual | Generation | TWh | 0.0051038 | 0.001004 | 0.0051038 | 0.0051038 | 0.0051038 | 0.0051038 | 0.0051038
NJ Non-HEDD CT Oil Units - Nox Rate Annual v5.12, Unit 898 and retrofits | 884 | 2454 | Rate Constraint in lbs/MWh | FALSE | L | Annual | Qualifying Generation | TWh | 0.0051038 | 0.001004 | 0.0051038 | 0.0051038 | 0.0051038 | 0.0051038 | 0.0051038
NJ Non-HEDD CT Oil Units - Nox Rate Annual v5.12, Unit 898 and retrofits | 884 | 2454 | Rate Constraint in lbs/MWh | FALSE | L | Annual | Constraint Shadow Price | US2011$/Ton | 0 | 0 | 0 | 0 | 0 | 0 | 0
NJ Non-HEDD CT Oil Units - Nox Rate Annual v5.12, Unit 899 and retrofits | 885 | 2454 | Rate Constraint in lbs/MWh | FALSE | L | Annual | Seasons Included | Seasons | Winter, Summer | Winter, Summer | Winter, Summer | Winter, Summer | Winter, Summer | Winter, Summer | Winter, Summer
NJ Non-HEDD CT Oil Units - Nox Rate Annual v5.12, Unit 899 and retrofits | 885 | 2454 | Rate Constraint in lbs/MWh | FALSE | L | Annual | Standard NOX | lb/MWh | 3 | 3 | 3 | 3 | 3 | 3 | 3
NJ Non-HEDD CT Oil Units - Nox Rate Annual v5.12, Unit 899 and retrofits | 885 | 2454 | Rate Constraint in lbs/MWh | FALSE | L | Annual | Emissions at Affected Plants NOX | Thousand Tons | 0.0059709 | 0.0011746 | 0.0059709 | 0.0059709 | 0.0059709 | 0.0059709 | 0.0059709
NJ Non-HEDD CT Oil Units - Nox Rate Annual v5.12, Unit 899 and retrofits | 885 | 2454 | Rate Constraint in lbs/MWh | FALSE | L | Annual | Allowances Purchased NOX | Thousand Tons | 0 | 0 | 0 | 0 | 0 | 0 | 0
NJ Non-HEDD CT Oil Units - Nox Rate Annual v5.12, Unit 899 and retrofits | 885 | 2454 | Rate Constraint in lbs/MWh | FALSE | L | Annual | Allowances Sold NOX | Thousand Tons | 0 | 0 | 0 | 0 | 0 | 0 | 0
NJ Non-HEDD CT Oil Units - Nox Rate Annual v5.12, Unit 899 and retrofits | 885 | 2454 | Rate Constraint in lbs/MWh | FALSE | L | Annual | Allowances Banked | Thousand Tons | 0 | 0 | 0 | 0 | 0 | 0 | 0
NJ Non-HEDD CT Oil Units - Nox Rate Annual v5.12, Unit 899 and retrofits | 885 | 2454 | Rate Constraint in lbs/MWh | FALSE | L | Annual | Allowances Withdrawn (1:1) | Thousand Tons | 0 | 0 | 0 | 0 | 0 | 0 | 0
NJ Non-HEDD CT Oil Units - Nox Rate Annual v5.12, Unit 899 and retrofits | 885 | 2454 | Rate Constraint in lbs/MWh | FALSE | L | Annual | Allowances Withdrawn (n:1) | Thousand Tons | 0 | 0 | 0 | 0 | 0 | 0 | 0
NJ Non-HEDD CT Oil Units - Nox Rate Annual v5.12, Unit 899 and retrofits | 885 | 2454 | Rate Constraint in lbs/MWh | FALSE | L | Annual | Net Emissions Allowance Position | Thousand Tons | 0.0059709 | 0.0011746 | 0.0059709 | 0.0059709 | 0.0059709 | 0.0059709 | 0.0059709
NJ Non-HEDD CT Oil Units - Nox Rate Annual v5.12, Unit 899 and retrofits | 885 | 2454 | Rate Constraint in lbs/MWh | FALSE | L | Annual | Fuel Consumed | TBtu | 0.063686 | 0.012528 | 0.063686 | 0.063686 | 0.063686 | 0.063686 | 0.063686
NJ Non-HEDD CT Oil Units - Nox Rate Annual v5.12, Unit 899 and retrofits | 885 | 2454 | Rate Constraint in lbs/MWh | FALSE | L | Annual | Rate | lb/MMBtu | 0.18751 | 0.18751 | 0.18751 | 0.18751 | 0.18751 | 0.18751 | 0.18751
NJ Non-HEDD CT Oil Units - Nox Rate Annual v5.12, Unit 899 and retrofits | 885 | 2454 | Rate Constraint in lbs/MWh | FALSE | L | Annual | Generation | TWh | 0.0055978 | 0.0011012 | 0.0055978 | 0.0055978 | 0.0055978 | 0.0055978 | 0.0055978
NJ Non-HEDD CT Oil Units - Nox Rate Annual v5.12, Unit 899 and retrofits | 885 | 2454 | Rate Constraint in lbs/MWh | FALSE | L | Annual | Qualifying Generation | TWh | 0.0055978 | 0.0011012 | 0.0055978 | 0.0055978 | 0.0055978 | 0.0055978 | 0.0055978
NJ Non-HEDD CT Oil Units - Nox Rate Annual v5.12, Unit 899 and retrofits | 885 | 2454 | Rate Constraint in lbs/MWh | FALSE | L | Annual | Constraint Shadow Price | US2011$/Ton | 0 | 0 | 0 | 0 | 0 | 0 | 0
NJ Non-HEDD CT Oil Units - Nox Rate Annual v5.12, Unit 900 and retrofits | 886 | 2454 | Rate Constraint in lbs/MWh | FALSE | L | Annual | Seasons Included | Seasons | Winter, Summer | Winter, Summer | Winter, Summer | Winter, Summer | Winter, Summer | Winter, Summer | Winter, Summer
NJ Non-HEDD CT Oil Units - Nox Rate Annual v5.12, Unit 900 and retrofits | 886 | 2454 | Rate Constraint in lbs/MWh | FALSE | L | Annual | Standard NOX | lb/MWh | 3 | 3 | 3 | 3 | 3 | 3 | 3
NJ Non-HEDD CT Oil Units - Nox Rate Annual v5.12, Unit 900 and retrofits | 886 | 2454 | Rate Constraint in lbs/MWh | FALSE | L | Annual | Emissions at Affected Plants NOX | Thousand Tons | 0 | 0 | 0 | 0 | 0 | 0 | 0
NJ Non-HEDD CT Oil Units - Nox Rate Annual v5.12, Unit 900 and retrofits | 886 | 2454 | Rate Constraint in lbs/MWh | FALSE | L | Annual | Allowances Purchased NOX | Thousand Tons | 0 | 0 | 0 | 0 | 0 | 0 | 0
NJ Non-HEDD CT Oil Units - Nox Rate Annual v5.12, Unit 900 and retrofits | 886 | 2454 | Rate Constraint in lbs/MWh | FALSE | L | Annual | Allowances Sold NOX | Thousand Tons | 0 | 0 | 0 | 0 | 0 | 0 | 0
NJ Non-HEDD CT Oil Units - Nox Rate Annual v5.12, Unit 900 and retrofits | 886 | 2454 | Rate Constraint in lbs/MWh | FALSE | L | Annual | Allowances Banked | Thousand Tons | 0 | 0 | 0 | 0 | 0 | 0 | 0
NJ Non-HEDD CT Oil Units - Nox Rate Annual v5.12, Unit 900 and retrofits | 886 | 2454 | Rate Constraint in lbs/MWh | FALSE | L | Annual | Allowances Withdrawn (1:1) | Thousand Tons | 0 | 0 | 0 | 0 | 0 | 0 | 0
NJ Non-HEDD CT Oil Units - Nox Rate Annual v5.12, Unit 900 and retrofits | 886 | 2454 | Rate Constraint in lbs/MWh | FALSE | L | Annual | Allowances Withdrawn (n:1) | Thousand Tons | 0 | 0 | 0 | 0 | 0 | 0 | 0
NJ Non-HEDD CT Oil Units - Nox Rate Annual v5.12, Unit 900 and retrofits | 886 | 2454 | Rate Constraint in lbs/MWh | FALSE | L | Annual | Net Emissions Allowance Position | Thousand Tons | 0 | 0 | 0 | 0 | 0 | 0 | 0
NJ Non-HEDD CT Oil Units - Nox Rate Annual v5.12, Unit 900 and retrofits | 886 | 2454 | Rate Constraint in lbs/MWh | FALSE | L | Annual | Fuel Consumed | TBtu | 0 | 0 | 0 | 0 | 0 | 0 | 0
NJ Non-HEDD CT Oil Units - Nox Rate Annual v5.12, Unit 900 and retrofits | 886 | 2454 | Rate Constraint in lbs/MWh | FALSE | L | Annual | Rate | lb/MMBtu | 0 | 0 | 0 | 0 | 0 | 0 | 0
NJ Non-HEDD CT Oil Units - Nox Rate Annual v5.12, Unit 900 and retrofits | 886 | 2454 | Rate Constraint in lbs/MWh | FALSE | L | Annual | Generation | TWh | 0 | 0 | 0 | 0 | 0 | 0 | 0
NJ Non-HEDD CT Oil Units - Nox Rate Annual v5.12, Unit 900 and retrofits | 886 | 2454 | Rate Constraint in lbs/MWh | FALSE | L | Annual | Qualifying Generation | TWh | 0 | 0 | 0 | 0 | 0 | 0 | 0
NJ Non-HEDD CT Oil Units - Nox Rate Annual v5.12, Unit 900 and retrofits | 886 | 2454 | Rate Constraint in lbs/MWh | FALSE | L | Annual | Constraint Shadow Price | US2011$/Ton | 0 | 0 | 0 | 0 | 0 | 0 | 0
NJ Non-HEDD CT Oil Units - Nox Rate Annual v5.12, Unit 907 and retrofits | 887 | 2454 | Rate Constraint in lbs/MWh | FALSE | L | Annual | Seasons Included | Seasons | Winter, Summer | Winter, Summer | Winter, Summer | Winter, Summer | Winter, Summer | Winter, Summer | Winter, Summer
NJ Non-HEDD CT Oil Units - Nox Rate Annual v5.12, Unit 907 and retrofits | 887 | 2454 | Rate Constraint in lbs/MWh | FALSE | L | Annual | Standard NOX | lb/MWh | 3 | 3 | 3 | 3 | 3 | 3 | 3
NJ Non-HEDD CT Oil Units - Nox Rate Annual v5.12, Unit 907 and retrofits | 887 | 2454 | Rate Constraint in lbs/MWh | FALSE | L | Annual | Emissions at Affected Plants NOX | Thousand Tons | 0.00086675 | 0.00086675 | 0.00086675 | 0.00086675 | 0.00086675 | 0.00086675 | 0.00086675
NJ Non-HEDD CT Oil Units - Nox Rate Annual v5.12, Unit 907 and retrofits | 887 | 2454 | Rate Constraint in lbs/MWh | FALSE | L | Annual | Allowances Purchased NOX | Thousand Tons | 0 | 0 | 0 | 0 | 0 | 0 | 0
NJ Non-HEDD CT Oil Units - Nox Rate Annual v5.12, Unit 907 and retrofits | 887 | 2454 | Rate Constraint in lbs/MWh | FALSE | L | Annual | Allowances Sold NOX | Thousand Tons | 0 | 0 | 0 | 0 | 0 | 0 | 0
NJ Non-HEDD CT Oil Units - Nox Rate Annual v5.12, Unit 907 and retrofits | 887 | 2454 | Rate Constraint in lbs/MWh | FALSE | L | Annual | Allowances Banked | Thousand Tons | 0 | 0 | 0 | 0 | 0 | 0 | 0
NJ Non-HEDD CT Oil Units - Nox Rate Annual v5.12, Unit 907 and retrofits | 887 | 2454 | Rate Constraint in lbs/MWh | FALSE | L | Annual | Allowances Withdrawn (1:1) | Thousand Tons | 0 | 0 | 0 | 0 | 0 | 0 | 0
NJ Non-HEDD CT Oil Units - Nox Rate Annual v5.12, Unit 907 and retrofits | 887 | 2454 | Rate Constraint in lbs/MWh | FALSE | L | Annual | Allowances Withdrawn (n:1) | Thousand Tons | 0 | 0 | 0 | 0 | 0 | 0 | 0
NJ Non-HEDD CT Oil Units - Nox Rate Annual v5.12, Unit 907 and retrofits | 887 | 2454 | Rate Constraint in lbs/MWh | FALSE | L | Annual | Net Emissions Allowance Position | Thousand Tons | 0.00086675 | 0.00086675 | 0.00086675 | 0.00086675 | 0.00086675 | 0.00086675 | 0.00086675
NJ Non-HEDD CT Oil Units - Nox Rate Annual v5.12, Unit 907 and retrofits | 887 | 2454 | Rate Constraint in lbs/MWh | FALSE | L | Annual | Fuel Consumed | TBtu | 0.18137 | 0.18137 | 0.18137 | 0.18137 | 0.18137 | 0.18137 | 0.18137
NJ Non-HEDD CT Oil Units - Nox Rate Annual v5.12, Unit 907 and retrofits | 887 | 2454 | Rate Constraint in lbs/MWh | FALSE | L | Annual | Rate | lb/MMBtu | 0.0095576 | 0.0095576 | 0.0095576 | 0.0095576 | 0.0095576 | 0.0095576 | 0.0095576
NJ Non-HEDD CT Oil Units - Nox Rate Annual v5.12, Unit 907 and retrofits | 887 | 2454 | Rate Constraint in lbs/MWh | FALSE | L | Annual | Generation | TWh | 0.016268 | 0.016268 | 0.016268 | 0.016268 | 0.016268 | 0.016268 | 0.016268
NJ Non-HEDD CT Oil Units - Nox Rate Annual v5.12, Unit 907 and retrofits | 887 | 2454 | Rate Constraint in lbs/MWh | FALSE | L | Annual | Qualifying Generation | TWh | 0.016268 | 0.016268 | 0.016268 | 0.016268 | 0.016268 | 0.016268 | 0.016268
NJ Non-HEDD CT Oil Units - Nox Rate Annual v5.12, Unit 907 and retrofits | 887 | 2454 | Rate Constraint in lbs/MWh | FALSE | L | Annual | Constraint Shadow Price | US2011$/Ton | 0 | 0 | 0 | 0 | 0 | 0 | 0
NJ Non-HEDD CT Oil Units - Nox Rate Annual v5.12, Unit 908 and retrofits | 888 | 2454 | Rate Constraint in lbs/MWh | FALSE | L | Annual | Seasons Included | Seasons | Winter, Summer | Winter, Summer | Winter, Summer | Winter, Summer | Winter, Summer | Winter, Summer | Winter, Summer
NJ Non-HEDD CT Oil Units - Nox Rate Annual v5.12, Unit 908 and retrofits | 888 | 2454 | Rate Constraint in lbs/MWh | FALSE | L | Annual | Standard NOX | lb/MWh | 3 | 3 | 3 | 3 | 3 | 3 | 3
NJ Non-HEDD CT Oil Units - Nox Rate Annual v5.12, Unit 908 and retrofits | 888 | 2454 | Rate Constraint in lbs/MWh | FALSE | L | Annual | Emissions at Affected Plants NOX | Thousand Tons | 0.0030055 | 0.0030055 | 0.0030055 | 0.0030055 | 0.0030055 | 0 | 0.015278
NJ Non-HEDD CT Oil Units - Nox Rate Annual v5.12, Unit 908 and retrofits | 888 | 2454 | Rate Constraint in lbs/MWh | FALSE | L | Annual | Allowances Purchased NOX | Thousand Tons | 0 | 0 | 0 | 0 | 0 | 0 | 0
NJ Non-HEDD CT Oil Units - Nox Rate Annual v5.12, Unit 908 and retrofits | 888 | 2454 | Rate Constraint in lbs/MWh | FALSE | L | Annual | Allowances Sold NOX | Thousand Tons | 0 | 0 | 0 | 0 | 0 | 0 | 0
NJ Non-HEDD CT Oil Units - Nox Rate Annual v5.12, Unit 908 and retrofits | 888 | 2454 | Rate Constraint in lbs/MWh | FALSE | L | Annual | Allowances Banked | Thousand Tons | 0 | 0 | 0 | 0 | 0 | 0 | 0
NJ Non-HEDD CT Oil Units - Nox Rate Annual v5.12, Unit 908 and retrofits | 888 | 2454 | Rate Constraint in lbs/MWh | FALSE | L | Annual | Allowances Withdrawn (1:1) | Thousand Tons | 0 | 0 | 0 | 0 | 0 | 0 | 0
NJ Non-HEDD CT Oil Units - Nox Rate Annual v5.12, Unit 908 and retrofits | 888 | 2454 | Rate Constraint in lbs/MWh | FALSE | L | Annual | Allowances Withdrawn (n:1) | Thousand Tons | 0 | 0 | 0 | 0 | 0 | 0 | 0
NJ Non-HEDD CT Oil Units - Nox Rate Annual v5.12, Unit 908 and retrofits | 888 | 2454 | Rate Constraint in lbs/MWh | FALSE | L | Annual | Net Emissions Allowance Position | Thousand Tons | 0.0030055 | 0.0030055 | 0.0030055 | 0.0030055 | 0.0030055 | 0 | 0.015278
NJ Non-HEDD CT Oil Units - Nox Rate Annual v5.12, Unit 908 and retrofits | 888 | 2454 | Rate Constraint in lbs/MWh | FALSE | L | Annual | Fuel Consumed | TBtu | 0.040725 | 0.040725 | 0.040725 | 0.040725 | 0.040725 | 0 | 0.20702
NJ Non-HEDD CT Oil Units - Nox Rate Annual v5.12, Unit 908 and retrofits | 888 | 2454 | Rate Constraint in lbs/MWh | FALSE | L | Annual | Rate | lb/MMBtu | 0.1476 | 0.1476 | 0.1476 | 0.1476 | 0.1476 | 0 | 0.1476
NJ Non-HEDD CT Oil Units - Nox Rate Annual v5.12, Unit 908 and retrofits | 888 | 2454 | Rate Constraint in lbs/MWh | FALSE | L | Annual | Generation | TWh | 0.0027336 | 0.0027336 | 0.0027336 | 0.0027336 | 0.0027336 | 0 | 0.013896
NJ Non-HEDD CT Oil Units - Nox Rate Annual v5.12, Unit 908 and retrofits | 888 | 2454 | Rate Constraint in lbs/MWh | FALSE | L | Annual | Qualifying Generation | TWh | 0.0027336 | 0.0027336 | 0.0027336 | 0.0027336 | 0.0027336 | 0 | 0.013896
NJ Non-HEDD CT Oil Units - Nox Rate Annual v5.12, Unit 908 and retrofits | 888 | 2454 | Rate Constraint in lbs/MWh | FALSE | L | Annual | Constraint Shadow Price | US2011$/Ton | 0 | 0 | 0 | 0 | 0 | 0 | 0
NJ Non-HEDD CT Oil Units - Nox Rate Annual v5.12, Unit 909 and retrofits | 889 | 2454 | Rate Constraint in lbs/MWh | FALSE | L | Annual | Seasons Included | Seasons | Winter, Summer | Winter, Summer | Winter, Summer | Winter, Summer | Winter, Summer | Winter, Summer | Winter, Summer
NJ Non-HEDD CT Oil Units - Nox Rate Annual v5.12, Unit 909 and retrofits | 889 | 2454 | Rate Constraint in lbs/MWh | FALSE | L | Annual | Standard NOX | lb/MWh | 3 | 3 | 3 | 3 | 3 | 3 | 3
NJ Non-HEDD CT Oil Units - Nox Rate Annual v5.12, Unit 909 and retrofits | 889 | 2454 | Rate Constraint in lbs/MWh | FALSE | L | Annual | Emissions at Affected Plants NOX | Thousand Tons | 0.00078231 | 0.00078231 | 0.00078231 | 0.00078231 | 0.0039767 | 0.0039767 | 0.0039767
NJ Non-HEDD CT Oil Units - Nox Rate Annual v5.12, Unit 909 and retrofits | 889 | 2454 | Rate Constraint in lbs/MWh | FALSE | L | Annual | Allowances Purchased NOX | Thousand Tons | 0 | 0 | 0 | 0 | 0 | 0 | 0
NJ Non-HEDD CT Oil Units - Nox Rate Annual v5.12, Unit 909 and retrofits | 889 | 2454 | Rate Constraint in lbs/MWh | FALSE | L | Annual | Allowances Sold NOX | Thousand Tons | 0 | 0 | 0 | 0 | 0 | 0 | 0
NJ Non-HEDD CT Oil Units - Nox Rate Annual v5.12, Unit 909 and retrofits | 889 | 2454 | Rate Constraint in lbs/MWh | FALSE | L | Annual | Allowances Banked | Thousand Tons | 0 | 0 | 0 | 0 | 0 | 0 | 0
NJ Non-HEDD CT Oil Units - Nox Rate Annual v5.12, Unit 909 and retrofits | 889 | 2454 | Rate Constraint in lbs/MWh | FALSE | L | Annual | Allowances Withdrawn (1:1) | Thousand Tons | 0 | 0 | 0 | 0 | 0 | 0 | 0
NJ Non-HEDD CT Oil Units - Nox Rate Annual v5.12, Unit 909 and retrofits | 889 | 2454 | Rate Constraint in lbs/MWh | FALSE | L | Annual | Allowances Withdrawn (n:1) | Thousand Tons | 0 | 0 | 0 | 0 | 0 | 0 | 0
NJ Non-HEDD CT Oil Units - Nox Rate Annual v5.12, Unit 909 and retrofits | 889 | 2454 | Rate Constraint in lbs/MWh | FALSE | L | Annual | Net Emissions Allowance Position | Thousand Tons | 0.00078231 | 0.00078231 | 0.00078231 | 0.00078231 | 0.0039767 | 0.0039767 | 0.0039767
NJ Non-HEDD CT Oil Units - Nox Rate Annual v5.12, Unit 909 and retrofits | 889 | 2454 | Rate Constraint in lbs/MWh | FALSE | L | Annual | Fuel Consumed | TBtu | 0.035221 | 0.035221 | 0.035221 | 0.035221 | 0.17904 | 0.17904 | 0.17904
NJ Non-HEDD CT Oil Units - Nox Rate Annual v5.12, Unit 909 and retrofits | 889 | 2454 | Rate Constraint in lbs/MWh | FALSE | L | Annual | Rate | lb/MMBtu | 0.044422 | 0.044422 | 0.044422 | 0.044422 | 0.044422 | 0.044422 | 0.044422
NJ Non-HEDD CT Oil Units - Nox Rate Annual v5.12, Unit 909 and retrofits | 889 | 2454 | Rate Constraint in lbs/MWh | FALSE | L | Annual | Generation | TWh | 0.0028103 | 0.0028103 | 0.0028103 | 0.0028103 | 0.014286 | 0.014286 | 0.014286
NJ Non-HEDD CT Oil Units - Nox Rate Annual v5.12, Unit 909 and retrofits | 889 | 2454 | Rate Constraint in lbs/MWh | FALSE | L | Annual | Qualifying Generation | TWh | 0.0028103 | 0.0028103 | 0.0028103 | 0.0028103 | 0.014286 | 0.014286 | 0.014286
NJ Non-HEDD CT Oil Units - Nox Rate Annual v5.12, Unit 909 and retrofits | 889 | 2454 | Rate Constraint in lbs/MWh | FALSE | L | Annual | Constraint Shadow Price | US2011$/Ton | 0 | 0 | 0 | 0 | 0 | 0 | 0
NJ Non-HEDD CT Oil Units - Nox Rate Annual v5.12, Unit 910 and retrofits | 890 | 2454 | Rate Constraint in lbs/MWh | FALSE | L | Annual | Seasons Included | Seasons | Winter, Summer | Winter, Summer | Winter, Summer | Winter, Summer | Winter, Summer | Winter, Summer | Winter, Summer
NJ Non-HEDD CT Oil Units - Nox Rate Annual v5.12, Unit 910 and retrofits | 890 | 2454 | Rate Constraint in lbs/MWh | FALSE | L | Annual | Standard NOX | lb/MWh | 3 | 3 | 3 | 3 | 3 | 3 | 3
NJ Non-HEDD CT Oil Units - Nox Rate Annual v5.12, Unit 910 and retrofits | 890 | 2454 | Rate Constraint in lbs/MWh | FALSE | L | Annual | Emissions at Affected Plants NOX | Thousand Tons | 0.00072209 | 0.00072209 | 0.00072209 | 0.00072209 | 0.0036706 | 0.0036706 | 0.0036706
NJ Non-HEDD CT Oil Units - Nox Rate Annual v5.12, Unit 910 and retrofits | 890 | 2454 | Rate Constraint in lbs/MWh | FALSE | L | Annual | Allowances Purchased NOX | Thousand Tons | 0 | 0 | 0 | 0 | 0 | 0 | 0
NJ Non-HEDD CT Oil Units - Nox Rate Annual v5.12, Unit 910 and retrofits | 890 | 2454 | Rate Constraint in lbs/MWh | FALSE | L | Annual | Allowances Sold NOX | Thousand Tons | 0 | 0 | 0 | 0 | 0 | 0 | 0
NJ Non-HEDD CT Oil Units - Nox Rate Annual v5.12, Unit 910 and retrofits | 890 | 2454 | Rate Constraint in lbs/MWh | FALSE | L | Annual | Allowances Banked | Thousand Tons | 0 | 0 | 0 | 0 | 0 | 0 | 0
NJ Non-HEDD CT Oil Units - Nox Rate Annual v5.12, Unit 910 and retrofits | 890 | 2454 | Rate Constraint in lbs/MWh | FALSE | L | Annual | Allowances Withdrawn (1:1) | Thousand Tons | 0 | 0 | 0 | 0 | 0 | 0 | 0
NJ Non-HEDD CT Oil Units - Nox Rate Annual v5.12, Unit 910 and retrofits | 890 | 2454 | Rate Constraint in lbs/MWh | FALSE | L | Annual | Allowances Withdrawn (n:1) | Thousand Tons | 0 | 0 | 0 | 0 | 0 | 0 | 0
NJ Non-HEDD CT Oil Units - Nox Rate Annual v5.12, Unit 910 and retrofits | 890 | 2454 | Rate Constraint in lbs/MWh | FALSE | L | Annual | Net Emissions Allowance Position | Thousand Tons | 0.00072209 | 0.00072209 | 0.00072209 | 0.00072209 | 0.0036706 | 0.0036706 | 0.0036706
NJ Non-HEDD CT Oil Units - Nox Rate Annual v5.12, Unit 910 and retrofits | 890 | 2454 | Rate Constraint in lbs/MWh | FALSE | L | Annual | Fuel Consumed | TBtu | 0.035931 | 0.035931 | 0.035931 | 0.035931 | 0.18265 | 0.18265 | 0.18265
NJ Non-HEDD CT Oil Units - Nox Rate Annual v5.12, Unit 910 and retrofits | 890 | 2454 | Rate Constraint in lbs/MWh | FALSE | L | Annual | Rate | lb/MMBtu | 0.040193 | 0.040193 | 0.040193 | 0.040193 | 0.040193 | 0.040193 | 0.040193
NJ Non-HEDD CT Oil Units - Nox Rate Annual v5.12, Unit 910 and retrofits | 890 | 2454 | Rate Constraint in lbs/MWh | FALSE | L | Annual | Generation | TWh | 0.0028669 | 0.0028669 | 0.0028669 | 0.0028669 | 0.014574 | 0.014574 | 0.014574
NJ Non-HEDD CT Oil Units - Nox Rate Annual v5.12, Unit 910 and retrofits | 890 | 2454 | Rate Constraint in lbs/MWh | FALSE | L | Annual | Qualifying Generation | TWh | 0.0028669 | 0.0028669 | 0.0028669 | 0.0028669 | 0.014574 | 0.014574 | 0.014574
NJ Non-HEDD CT Oil Units - Nox Rate Annual v5.12, Unit 910 and retrofits | 890 | 2454 | Rate Constraint in lbs/MWh | FALSE | L | Annual | Constraint Shadow Price | US2011$/Ton | 0 | 0 | 0 | 0 | 0 | 0 | 0
NJ Non-HEDD CT Oil Units - Nox Rate Annual v5.12, Unit 911 and retrofits | 891 | 2454 | Rate Constraint in lbs/MWh | FALSE | L | Annual | Seasons Included | Seasons | Winter, Summer | Winter, Summer | Winter, Summer | Winter, Summer | Winter, Summer | Winter, Summer | Winter, Summer
NJ Non-HEDD CT Oil Units - Nox Rate Annual v5.12, Unit 911 and retrofits | 891 | 2454 | Rate Constraint in lbs/MWh | FALSE | L | Annual | Standard NOX | lb/MWh | 3 | 3 | 3 | 3 | 3 | 3 | 3
NJ Non-HEDD CT Oil Units - Nox Rate Annual v5.12, Unit 911 and retrofits | 891 | 2454 | Rate Constraint in lbs/MWh | FALSE | L | Annual | Emissions at Affected Plants NOX | Thousand Tons | 0.0007601 | 0.0007601 | 0.0007601 | 0.0007601 | 0.0038639 | 0.0038639 | 0.0038639
NJ Non-HEDD CT Oil Units - Nox Rate Annual v5.12, Unit 911 and retrofits | 891 | 2454 | Rate Constraint in lbs/MWh | FALSE | L | Annual | Allowances Purchased NOX | Thousand Tons | 0 | 0 | 0 | 0 | 0 | 0 | 0
NJ Non-HEDD CT Oil Units - Nox Rate Annual v5.12, Unit 911 and retrofits | 891 | 2454 | Rate Constraint in lbs/MWh | FALSE | L | Annual | Allowances Sold NOX | Thousand Tons | 0 | 0 | 0 | 0 | 0 | 0 | 0
NJ Non-HEDD CT Oil Units - Nox Rate Annual v5.12, Unit 911 and retrofits | 891 | 2454 | Rate Constraint in lbs/MWh | FALSE | L | Annual | Allowances Banked | Thousand Tons | 0 | 0 | 0 | 0 | 0 | 0 | 0
NJ Non-HEDD CT Oil Units - Nox Rate Annual v5.12, Unit 911 and retrofits | 891 | 2454 | Rate Constraint in lbs/MWh | FALSE | L | Annual | Allowances Withdrawn (1:1) | Thousand Tons | 0 | 0 | 0 | 0 | 0 | 0 | 0
NJ Non-HEDD CT Oil Units - Nox Rate Annual v5.12, Unit 911 and retrofits | 891 | 2454 | Rate Constraint in lbs/MWh | FALSE | L | Annual | Allowances Withdrawn (n:1) | Thousand Tons | 0 | 0 | 0 | 0 | 0 | 0 | 0
NJ Non-HEDD CT Oil Units - Nox Rate Annual v5.12, Unit 911 and retrofits | 891 | 2454 | Rate Constraint in lbs/MWh | FALSE | L | Annual | Net Emissions Allowance Position | Thousand Tons | 0.0007601 | 0.0007601 | 0.0007601 | 0.0007601 | 0.0038639 | 0.0038639 | 0.0038639
NJ Non-HEDD CT Oil Units - Nox Rate Annual v5.12, Unit 911 and retrofits | 891 | 2454 | Rate Constraint in lbs/MWh | FALSE | L | Annual | Fuel Consumed | TBtu | 0.035179 | 0.035179 | 0.035179 | 0.035179 | 0.17883 | 0.17883 | 0.17883
NJ Non-HEDD CT Oil Units - Nox Rate Annual v5.12, Unit 911 and retrofits | 891 | 2454 | Rate Constraint in lbs/MWh | FALSE | L | Annual | Rate | lb/MMBtu | 0.043213 | 0.043213 | 0.043213 | 0.043213 | 0.043213 | 0.043213 | 0.043213
NJ Non-HEDD CT Oil Units - Nox Rate Annual v5.12, Unit 911 and retrofits | 891 | 2454 | Rate Constraint in lbs/MWh | FALSE | L | Annual | Generation | TWh | 0.0028069 | 0.0028069 | 0.0028069 | 0.0028069 | 0.014269 | 0.014269 | 0.014269
NJ Non-HEDD CT Oil Units - Nox Rate Annual v5.12, Unit 911 and retrofits | 891 | 2454 | Rate Constraint in lbs/MWh | FALSE | L | Annual | Qualifying Generation | TWh | 0.0028069 | 0.0028069 | 0.0028069 | 0.0028069 | 0.014269 | 0.014269 | 0.014269
NJ Non-HEDD CT Oil Units - Nox Rate Annual v5.12, Unit 911 and retrofits | 891 | 2454 | Rate Constraint in lbs/MWh | FALSE | L | Annual | Constraint Shadow Price | US2011$/Ton | 0 | 0 | 0 | 0 | 0 | 0 | 0
NJ Non-HEDD CT Oil Units - Nox Rate Annual v5.12, Unit 912 and retrofits | 892 | 2454 | Rate Constraint in lbs/MWh | FALSE | L | Annual | Seasons Included | Seasons | Winter, Summer | Winter, Summer | Winter, Summer | Winter, Summer | Winter, Summer | Winter, Summer | Winter, Summer
NJ Non-HEDD CT Oil Units - Nox Rate Annual v5.12, Unit 912 and retrofits | 892 | 2454 | Rate Constraint in lbs/MWh | FALSE | L | Annual | Standard NOX | lb/MWh | 3 | 3 | 3 | 3 | 3 | 3 | 3
NJ Non-HEDD CT Oil Units - Nox Rate Annual v5.12, Unit 912 and retrofits | 892 | 2454 | Rate Constraint in lbs/MWh | FALSE | L | Annual | Emissions at Affected Plants NOX | Thousand Tons | 0.00089807 | 0.00089807 | 0.00089807 | 0.00089807 | 0.0045652 | 0.0045652 | 0.0045652
NJ Non-HEDD CT Oil Units - Nox Rate Annual v5.12, Unit 912 and retrofits | 892 | 2454 | Rate Constraint in lbs/MWh | FALSE | L | Annual | Allowances Purchased NOX | Thousand Tons | 0 | 0 | 0 | 0 | 0 | 0 | 0
NJ Non-HEDD CT Oil Units - Nox Rate Annual v5.12, Unit 912 and retrofits | 892 | 2454 | Rate Constraint in lbs/MWh | FALSE | L | Annual | Allowances Sold NOX | Thousand Tons | 0 | 0 | 0 | 0 | 0 | 0 | 0
NJ Non-HEDD CT Oil Units - Nox Rate Annual v5.12, Unit 912 and retrofits | 892 | 2454 | Rate Constraint in lbs/MWh | FALSE | L | Annual | Allowances Banked | Thousand Tons | 0 | 0 | 0 | 0 | 0 | 0 | 0
NJ Non-HEDD CT Oil Units - Nox Rate Annual v5.12, Unit 912 and retrofits | 892 | 2454 | Rate Constraint in lbs/MWh | FALSE | L | Annual | Allowances Withdrawn (1:1) | Thousand Tons | 0 | 0 | 0 | 0 | 0 | 0 | 0
NJ Non-HEDD CT Oil Units - Nox Rate Annual v5.12, Unit 912 and retrofits | 892 | 2454 | Rate Constraint in lbs/MWh | FALSE | L | Annual | Allowances Withdrawn (n:1) | Thousand Tons | 0 | 0 | 0 | 0 | 0 | 0 | 0
NJ Non-HEDD CT Oil Units - Nox Rate Annual v5.12, Unit 912 and retrofits | 892 | 2454 | Rate Constraint in lbs/MWh | FALSE | L | Annual | Net Emissions Allowance Position | Thousand Tons | 0.00089807 | 0.00089807 | 0.00089807 | 0.00089807 | 0.0045652 | 0.0045652 | 0.0045652
NJ Non-HEDD CT Oil Units - Nox Rate Annual v5.12, Unit 912 and retrofits | 892 | 2454 | Rate Constraint in lbs/MWh | FALSE | L | Annual | Fuel Consumed | TBtu | 0.035931 | 0.035931 | 0.035931 | 0.035931 | 0.18265 | 0.18265 | 0.18265
NJ Non-HEDD CT Oil Units - Nox Rate Annual v5.12, Unit 912 and retrofits | 892 | 2454 | Rate Constraint in lbs/MWh | FALSE | L | Annual | Rate | lb/MMBtu | 0.049988 | 0.049988 | 0.049988 | 0.049988 | 0.049988 | 0.049988 | 0.049988
NJ Non-HEDD CT Oil Units - Nox Rate Annual v5.12, Unit 912 and retrofits | 892 | 2454 | Rate Constraint in lbs/MWh | FALSE | L | Annual | Generation | TWh | 0.0028669 | 0.0028669 | 0.0028669 | 0.0028669 | 0.014574 | 0.014574 | 0.014574
NJ Non-HEDD CT Oil Units - Nox Rate Annual v5.12, Unit 912 and retrofits | 892 | 2454 | Rate Constraint in lbs/MWh | FALSE | L | Annual | Qualifying Generation | TWh | 0.0028669 | 0.0028669 | 0.0028669 | 0.0028669 | 0.014574 | 0.014574 | 0.014574
NJ Non-HEDD CT Oil Units - Nox Rate Annual v5.12, Unit 912 and retrofits | 892 | 2454 | Rate Constraint in lbs/MWh | FALSE | L | Annual | Constraint Shadow Price | US2011$/Ton | 0 | 0 | 0 | 0 | 0 | 0 | 0
NJ Non-HEDD CT Oil Units - Nox Rate Annual v5.12, Unit 913 and retrofits | 893 | 2454 | Rate Constraint in lbs/MWh | FALSE | L | Annual | Seasons Included | Seasons | Winter, Summer | Winter, Summer | Winter, Summer | Winter, Summer | Winter, Summer | Winter, Summer | Winter, Summer
NJ Non-HEDD CT Oil Units - Nox Rate Annual v5.12, Unit 913 and retrofits | 893 | 2454 | Rate Constraint in lbs/MWh | FALSE | L | Annual | Standard NOX | lb/MWh | 3 | 3 | 3 | 3 | 3 | 3 | 3
NJ Non-HEDD CT Oil Units - Nox Rate Annual v5.12, Unit 913 and retrofits | 893 | 2454 | Rate Constraint in lbs/MWh | FALSE | L | Annual | Emissions at Affected Plants NOX | Thousand Tons | 0.0019435 | 0 | 0.0019435 | 0.0019435 | 0.0019435 | 0 | 0
NJ Non-HEDD CT Oil Units - Nox Rate Annual v5.12, Unit 913 and retrofits | 893 | 2454 | Rate Constraint in lbs/MWh | FALSE | L | Annual | Allowances Purchased NOX | Thousand Tons | 0 | 0 | 0 | 0 | 0 | 0 | 0
NJ Non-HEDD CT Oil Units - Nox Rate Annual v5.12, Unit 913 and retrofits | 893 | 2454 | Rate Constraint in lbs/MWh | FALSE | L | Annual | Allowances Sold NOX | Thousand Tons | 0 | 0 | 0 | 0 | 0 | 0 | 0
NJ Non-HEDD CT Oil Units - Nox Rate Annual v5.12, Unit 913 and retrofits | 893 | 2454 | Rate Constraint in lbs/MWh | FALSE | L | Annual | Allowances Banked | Thousand Tons | 0 | 0 | 0 | 0 | 0 | 0 | 0
NJ Non-HEDD CT Oil Units - Nox Rate Annual v5.12, Unit 913 and retrofits | 893 | 2454 | Rate Constraint in lbs/MWh | FALSE | L | Annual | Allowances Withdrawn (1:1) | Thousand Tons | 0 | 0 | 0 | 0 | 0 | 0 | 0
NJ Non-HEDD CT Oil Units - Nox Rate Annual v5.12, Unit 913 and retrofits | 893 | 2454 | Rate Constraint in lbs/MWh | FALSE | L | Annual | Allowances Withdrawn (n:1) | Thousand Tons | 0 | 0 | 0 | 0 | 0 | 0 | 0
NJ Non-HEDD CT Oil Units - Nox Rate Annual v5.12, Unit 913 and retrofits | 893 | 2454 | Rate Constraint in lbs/MWh | FALSE | L | Annual | Net Emissions Allowance Position | Thousand Tons | 0.0019435 | 0 | 0.0019435 | 0.0019435 | 0.0019435 | 0 | 0
NJ Non-HEDD CT Oil Units - Nox Rate Annual v5.12, Unit 913 and retrofits | 893 | 2454 | Rate Constraint in lbs/MWh | FALSE | L | Annual | Fuel Consumed | TBtu | 0.028768 | 0 | 0.028768 | 0.028768 | 0.028768 | 0 | 0
NJ Non-HEDD CT Oil Units - Nox Rate Annual v5.12, Unit 913 and retrofits | 893 | 2454 | Rate Constraint in lbs/MWh | FALSE | L | Annual | Rate | lb/MMBtu | 0.13512 | 0 | 0.13512 | 0.13512 | 0.13512 | 0 | 0
NJ Non-HEDD CT Oil Units - Nox Rate Annual v5.12, Unit 913 and retrofits | 893 | 2454 | Rate Constraint in lbs/MWh | FALSE | L | Annual | Generation | TWh | 0.0017668 | 0 | 0.0017668 | 0.0017668 | 0.0017668 | 0 | 0
NJ Non-HEDD CT Oil Units - Nox Rate Annual v5.12, Unit 913 and retrofits | 893 | 2454 | Rate Constraint in lbs/MWh | FALSE | L | Annual | Qualifying Generation | TWh | 0.0017668 | 0 | 0.0017668 | 0.0017668 | 0.0017668 | 0 | 0
NJ Non-HEDD CT Oil Units - Nox Rate Annual v5.12, Unit 913 and retrofits | 893 | 2454 | Rate Constraint in lbs/MWh | FALSE | L | Annual | Constraint Shadow Price | US2011$/Ton | 0 | 0 | 0 | 0 | 0 | 0 | 0
NJ Non-HEDD CT Oil Units - Nox Rate Annual v5.12, Unit 914 and retrofits | 894 | 2454 | Rate Constraint in lbs/MWh | FALSE | L | Annual | Seasons Included | Seasons | Winter, Summer | Winter, Summer | Winter, Summer | Winter, Summer | Winter, Summer | Winter, Summer | Winter, Summer
NJ Non-HEDD CT Oil Units - Nox Rate Annual v5.12, Unit 914 and retrofits | 894 | 2454 | Rate Constraint in lbs/MWh | FALSE | L | Annual | Standard NOX | lb/MWh | 3 | 3 | 3 | 3 | 3 | 3 | 3
NJ Non-HEDD CT Oil Units - Nox Rate Annual v5.12, Unit 914 and retrofits | 894 | 2454 | Rate Constraint in lbs/MWh | FALSE | L | Annual | Emissions at Affected Plants NOX | Thousand Tons | 0.0020899 | 0 | 0.0020899 | 0.0020899 | 0.0020899 | 0 | 0
NJ Non-HEDD CT Oil Units - Nox Rate Annual v5.12, Unit 914 and retrofits | 894 | 2454 | Rate Constraint in lbs/MWh | FALSE | L | Annual | Allowances Purchased NOX | Thousand Tons | 0 | 0 | 0 | 0 | 0 | 0 | 0
NJ Non-HEDD CT Oil Units - Nox Rate Annual v5.12, Unit 914 and retrofits | 894 | 2454 | Rate Constraint in lbs/MWh | FALSE | L | Annual | Allowances Sold NOX | Thousand Tons | 0 | 0 | 0 | 0 | 0 | 0 | 0
NJ Non-HEDD CT Oil Units - Nox Rate Annual v5.12, Unit 914 and retrofits | 894 | 2454 | Rate Constraint in lbs/MWh | FALSE | L | Annual | Allowances Banked | Thousand Tons | 0 | 0 | 0 | 0 | 0 | 0 | 0
NJ Non-HEDD CT Oil Units - Nox Rate Annual v5.12, Unit 914 and retrofits | 894 | 2454 | Rate Constraint in lbs/MWh | FALSE | L | Annual | Allowances Withdrawn (1:1) | Thousand Tons | 0 | 0 | 0 | 0 | 0 | 0 | 0
NJ Non-HEDD CT Oil Units - Nox Rate Annual v5.12, Unit 914 and retrofits | 894 | 2454 | Rate Constraint in lbs/MWh | FALSE | L | Annual | Allowances Withdrawn (n:1) | Thousand Tons | 0 | 0 | 0 | 0 | 0 | 0 | 0
NJ Non-HEDD CT Oil Units - Nox Rate Annual v5.12, Unit 914 and retrofits | 894 | 2454 | Rate Constraint in lbs/MWh | FALSE | L | Annual | Net Emissions Allowance Position | Thousand Tons | 0.0020899 | 0 | 0.0020899 | 0.0020899 | 0.0020899 | 0 | 0
NJ Non-HEDD CT Oil Units - Nox Rate Annual v5.12, Unit 914 and retrofits | 894 | 2454 | Rate Constraint in lbs/MWh | FALSE | L | Annual | Fuel Consumed | TBtu | 0.030939 | 0 | 0.030939 | 0.030939 | 0.030939 | 0 | 0
NJ Non-HEDD CT Oil Units - Nox Rate Annual v5.12, Unit 914 and retrofits | 894 | 2454 | Rate Constraint in lbs/MWh | FALSE | L | Annual | Rate | lb/MMBtu | 0.1351 | 0 | 0.1351 | 0.1351 | 0.1351 | 0 | 0
NJ Non-HEDD CT Oil Units - Nox Rate Annual v5.12, Unit 914 and retrofits | 894 | 2454 | Rate Constraint in lbs/MWh | FALSE | L | Annual | Generation | TWh | 0.0019002 | 0 | 0.0019002 | 0.0019002 | 0.0019002 | 0 | 0
NJ Non-HEDD CT Oil Units - Nox Rate Annual v5.12, Unit 914 and retrofits | 894 | 2454 | Rate Constraint in lbs/MWh | FALSE | L | Annual | Qualifying Generation | TWh | 0.0019002 | 0 | 0.0019002 | 0.0019002 | 0.0019002 | 0 | 0
NJ Non-HEDD CT Oil Units - Nox Rate Annual v5.12, Unit 914 and retrofits | 894 | 2454 | Rate Constraint in lbs/MWh | FALSE | L | Annual | Constraint Shadow Price | US2011$/Ton | 0 | 0 | 0 | 0 | 0 | 0 | 0
NJ Non-HEDD CT Oil Units - Nox Rate Annual v5.12, Unit 915 and retrofits | 895 | 2454 | Rate Constraint in lbs/MWh | FALSE | L | Annual | Seasons Included | Seasons | Winter, Summer | Winter, Summer | Winter, Summer | Winter, Summer | Winter, Summer | Winter, Summer | Winter, Summer
NJ Non-HEDD CT Oil Units - Nox Rate Annual v5.12, Unit 915 and retrofits | 895 | 2454 | Rate Constraint in lbs/MWh | FALSE | L | Annual | Standard NOX | lb/MWh | 3 | 3 | 3 | 3 | 3 | 3 | 3
NJ Non-HEDD CT Oil Units - Nox Rate Annual v5.12, Unit 915 and retrofits | 895 | 2454 | Rate Constraint in lbs/MWh | FALSE | L | Annual | Emissions at Affected Plants NOX | Thousand Tons | 0.0020899 | 0 | 0.0020899 | 0.0020899 | 0.0020899 | 0 | 0
NJ Non-HEDD CT Oil Units - Nox Rate Annual v5.12, Unit 915 and retrofits | 895 | 2454 | Rate Constraint in lbs/MWh | FALSE | L | Annual | Allowances Purchased NOX | Thousand Tons | 0 | 0 | 0 | 0 | 0 | 0 | 0
NJ Non-HEDD CT Oil Units - Nox Rate Annual v5.12, Unit 915 and retrofits | 895 | 2454 | Rate Constraint in lbs/MWh | FALSE | L | Annual | Allowances Sold NOX | Thousand Tons | 0 | 0 | 0 | 0 | 0 | 0 | 0
NJ Non-HEDD CT Oil Units - Nox Rate Annual v5.12, Unit 915 and retrofits | 895 | 2454 | Rate Constraint in lbs/MWh | FALSE | L | Annual | Allowances Banked | Thousand Tons | 0 | 0 | 0 | 0 | 0 | 0 | 0
NJ Non-HEDD CT Oil Units - Nox Rate Annual v5.12, Unit 915 and retrofits | 895 | 2454 | Rate Constraint in lbs/MWh | FALSE | L | Annual | Allowances Withdrawn (1:1) | Thousand Tons | 0 | 0 | 0 | 0 | 0 | 0 | 0
NJ Non-HEDD CT Oil Units - Nox Rate Annual v5.12, Unit 915 and retrofits | 895 | 2454 | Rate Constraint in lbs/MWh | FALSE | L | Annual | Allowances Withdrawn (n:1) | Thousand Tons | 0 | 0 | 0 | 0 | 0 | 0 | 0
NJ Non-HEDD CT Oil Units - Nox Rate Annual v5.12, Unit 915 and retrofits | 895 | 2454 | Rate Constraint in lbs/MWh | FALSE | L | Annual | Net Emissions Allowance Position | Thousand Tons | 0.0020899 | 0 | 0.0020899 | 0.0020899 | 0.0020899 | 0 | 0
NJ Non-HEDD CT Oil Units - Nox Rate Annual v5.12, Unit 915 and retrofits | 895 | 2454 | Rate Constraint in lbs/MWh | FALSE | L | Annual | Fuel Consumed | TBtu | 0.030939 | 0 | 0.030939 | 0.030939 | 0.030939 | 0 | 0
NJ Non-HEDD CT Oil Units - Nox Rate Annual v5.12, Unit 915 and retrofits | 895 | 2454 | Rate Constraint in lbs/MWh | FALSE | L | Annual | Rate | lb/MMBtu | 0.1351 | 0 | 0.1351 | 0.1351 | 0.1351 | 0 | 0
NJ Non-HEDD CT Oil Units - Nox Rate Annual v5.12, Unit 915 and retrofits | 895 | 2454 | Rate Constraint in lbs/MWh | FALSE | L | Annual | Generation | TWh | 0.0019002 | 0 | 0.0019002 | 0.0019002 | 0.0019002 | 0 | 0
NJ Non-HEDD CT Oil Units - Nox Rate Annual v5.12, Unit 915 and retrofits | 895 | 2454 | Rate Constraint in lbs/MWh | FALSE | L | Annual | Qualifying Generation | TWh | 0.0019002 | 0 | 0.0019002 | 0.0019002 | 0.0019002 | 0 | 0
NJ Non-HEDD CT Oil Units - Nox Rate Annual v5.12, Unit 915 and retrofits | 895 | 2454 | Rate Constraint in lbs/MWh | FALSE | L | Annual | Constraint Shadow Price | US2011$/Ton | 0 | 0 | 0 | 0 | 0 | 0 | 0
NJ Non-HEDD CT Oil Units - Nox Rate Annual v5.12, Unit 916 and retrofits | 896 | 2454 | Rate Constraint in lbs/MWh | FALSE | L | Annual | Seasons Included | Seasons | Winter, Summer | Winter, Summer | Winter, Summer | Winter, Summer | Winter, Summer | Winter, Summer | Winter, Summer
NJ Non-HEDD CT Oil Units - Nox Rate Annual v5.12, Unit 916 and retrofits | 896 | 2454 | Rate Constraint in lbs/MWh | FALSE | L | Annual | Standard NOX | lb/MWh | 3 | 3 | 3 | 3 | 3 | 3 | 3
NJ Non-HEDD CT Oil Units - Nox Rate Annual v5.12, Unit 916 and retrofits | 896 | 2454 | Rate Constraint in lbs/MWh | FALSE | L | Annual | Emissions at Affected Plants NOX | Thousand Tons | 0 | 0 | 0 | 0 | 0 | 0 | 0
NJ Non-HEDD CT Oil Units - Nox Rate Annual v5.12, Unit 916 and retrofits | 896 | 2454 | Rate Constraint in lbs/MWh | FALSE | L | Annual | Allowances Purchased NOX | Thousand Tons | 0 | 0 | 0 | 0 | 0 | 0 | 0
NJ Non-HEDD CT Oil Units - Nox Rate Annual v5.12, Unit 916 and retrofits | 896 | 2454 | Rate Constraint in lbs/MWh | FALSE | L | Annual | Allowances Sold NOX | Thousand Tons | 0 | 0 | 0 | 0 | 0 | 0 | 0
NJ Non-HEDD CT Oil Units - Nox Rate Annual v5.12, Unit 916 and retrofits | 896 | 2454 | Rate Constraint in lbs/MWh | FALSE | L | Annual | Allowances Banked | Thousand Tons | 0 | 0 | 0 | 0 | 0 | 0 | 0
NJ Non-HEDD CT Oil Units - Nox Rate Annual v5.12, Unit 916 and retrofits | 896 | 2454 | Rate Constraint in lbs/MWh | FALSE | L | Annual | Allowances Withdrawn (1:1) | Thousand Tons | 0 | 0 | 0 | 0 | 0 | 0 | 0
NJ Non-HEDD CT Oil Units - Nox Rate Annual v5.12, Unit 916 and retrofits | 896 | 2454 | Rate Constraint in lbs/MWh | FALSE | L | Annual | Allowances Withdrawn (n:1) | Thousand Tons | 0 | 0 | 0 | 0 | 0 | 0 | 0
NJ Non-HEDD CT Oil Units - Nox Rate Annual v5.12, Unit 916 and retrofits | 896 | 2454 | Rate Constraint in lbs/MWh | FALSE | L | Annual | Net Emissions Allowance Position | Thousand Tons | 0 | 0 | 0 | 0 | 0 | 0 | 0
NJ Non-HEDD CT Oil Units - Nox Rate Annual v5.12, Unit 916 and retrofits | 896 | 2454 | Rate Constraint in lbs/MWh | FALSE | L | Annual | Fuel Consumed | TBtu | 0 | 0 | 0 | 0 | 0 | 0 | 0
NJ Non-HEDD CT Oil Units - Nox Rate Annual v5.12, Unit 916 and retrofits | 896 | 2454 | Rate Constraint in lbs/MWh | FALSE | L | Annual | Rate | lb/MMBtu | 0 | 0 | 0 | 0 | 0 | 0 | 0
NJ Non-HEDD CT Oil Units - Nox Rate Annual v5.12, Unit 916 and retrofits | 896 | 2454 | Rate Constraint in lbs/MWh | FALSE | L | Annual | Generation | TWh | 0 | 0 | 0 | 0 | 0 | 0 | 0
NJ Non-HEDD CT Oil Units - Nox Rate Annual v5.12, Unit 916 and retrofits | 896 | 2454 | Rate Constraint in lbs/MWh | FALSE | L | Annual | Qualifying Generation | TWh | 0 | 0 | 0 | 0 | 0 | 0 | 0
NJ Non-HEDD CT Oil Units - Nox Rate Annual v5.12, Unit 916 and retrofits | 896 | 2454 | Rate Constraint in lbs/MWh | FALSE | L | Annual | Constraint Shadow Price | US2011$/Ton | 0 | 0 | 0 | 0 | 0 | 0 | 0
NJ Non-HEDD CT Oil Units - Nox Rate Annual v5.12, Unit 917 and retrofits | 897 | 2454 | Rate Constraint in lbs/MWh | FALSE | L | Annual | Seasons Included | Seasons | Winter, Summer | Winter, Summer | Winter, Summer | Winter, Summer | Winter, Summer | Winter, Summer | Winter, Summer
NJ Non-HEDD CT Oil Units - Nox Rate Annual v5.12, Unit 917 and retrofits | 897 | 2454 | Rate Constraint in lbs/MWh | FALSE | L | Annual | Standard NOX | lb/MWh | 3 | 3 | 3 | 3 | 3 | 3 | 3
NJ Non-HEDD CT Oil Units - Nox Rate Annual v5.12, Unit 917 and retrofits | 897 | 2454 | Rate Constraint in lbs/MWh | FALSE | L | Annual | Emissions at Affected Plants NOX | Thousand Tons | 0.0033465 | 0.0033465 | 0.0033465 | 0.0033465 | 0.0033465 | 0.0033465 | 0.0033465
NJ Non-HEDD CT Oil Units - Nox Rate Annual v5.12, Unit 917 and retrofits | 897 | 2454 | Rate Constraint in lbs/MWh | FALSE | L | Annual | Allowances Purchased NOX | Thousand Tons | 0 | 0 | 0 | 0 | 0 | 0 | 0
NJ Non-HEDD CT Oil Units - Nox Rate Annual v5.12, Unit 917 and retrofits | 897 | 2454 | Rate Constraint in lbs/MWh | FALSE | L | Annual | Allowances Sold NOX | Thousand Tons | 0 | 0 | 0 | 0 | 0 | 0 | 0
NJ Non-HEDD CT Oil Units - Nox Rate Annual v5.12, Unit 917 and retrofits | 897 | 2454 | Rate Constraint in lbs/MWh | FALSE | L | Annual | Allowances Banked | Thousand Tons | 0 | 0 | 0 | 0 | 0 | 0 | 0
NJ Non-HEDD CT Oil Units - Nox Rate Annual v5.12, Unit 917 and retrofits | 897 | 2454 | Rate Constraint in lbs/MWh | FALSE | L | Annual | Allowances Withdrawn (1:1) | Thousand Tons | 0 | 0 | 0 | 0 | 0 | 0 | 0
NJ Non-HEDD CT Oil Units - Nox Rate Annual v5.12, Unit 917 and retrofits | 897 | 2454 | Rate Constraint in lbs/MWh | FALSE | L | Annual | Allowances Withdrawn (n:1) | Thousand Tons | 0 | 0 | 0 | 0 | 0 | 0 | 0
NJ Non-HEDD CT Oil Units - Nox Rate Annual v5.12, Unit 917 and retrofits | 897 | 2454 | Rate Constraint in lbs/MWh | FALSE | L | Annual | Net Emissions Allowance Position | Thousand Tons | 0.0033465 | 0.0033465 | 0.0033465 | 0.0033465 | 0.0033465 | 0.0033465 | 0.0033465
NJ Non-HEDD CT Oil Units - Nox Rate Annual v5.12, Unit 917 and retrofits | 897 | 2454 | Rate Constraint in lbs/MWh | FALSE | L | Annual | Fuel Consumed | TBtu | 0.077839 | 0.077839 | 0.077839 | 0.077839 | 0.077839 | 0.077839 | 0.077839
NJ Non-HEDD CT Oil Units - Nox Rate Annual v5.12, Unit 917 and retrofits | 897 | 2454 | Rate Constraint in lbs/MWh | FALSE | L | Annual | Rate | lb/MMBtu | 0.085986 | 0.085986 | 0.085986 | 0.085986 | 0.085986 | 0.085986 | 0.085986
NJ Non-HEDD CT Oil Units - Nox Rate Annual v5.12, Unit 917 and retrofits | 897 | 2454 | Rate Constraint in lbs/MWh | FALSE | L | Annual | Generation | TWh | 0.0072442 | 0.0072442 | 0.0072442 | 0.0072442 | 0.0072442 | 0.0072442 | 0.0072442
NJ Non-HEDD CT Oil Units - Nox Rate Annual v5.12, Unit 917 and retrofits | 897 | 2454 | Rate Constraint in lbs/MWh | FALSE | L | Annual | Qualifying Generation | TWh | 0.0072442 | 0.0072442 | 0.0072442 | 0.0072442 | 0.0072442 | 0.0072442 | 0.0072442
NJ Non-HEDD CT Oil Units - Nox Rate Annual v5.12, Unit 917 and retrofits | 897 | 2454 | Rate Constraint in lbs/MWh | FALSE | L | Annual | Constraint Shadow Price | US2011$/Ton | 0 | 0 | 0 | 0 | 0 | 0 | 0
NJ Non-HEDD CT Oil Units - Nox Rate Annual v5.12, Unit 918 and retrofits | 898 | 2454 | Rate Constraint in lbs/MWh | FALSE | L | Annual | Seasons Included | Seasons | Winter, Summer | Winter, Summer | Winter, Summer | Winter, Summer | Winter, Summer | Winter, Summer | Winter, Summer
NJ Non-HEDD CT Oil Units - Nox Rate Annual v5.12, Unit 918 and retrofits | 898 | 2454 | Rate Constraint in lbs/MWh | FALSE | L | Annual | Standard NOX | lb/MWh | 3 | 3 | 3 | 3 | 3 | 3 | 3
NJ Non-HEDD CT Oil Units - Nox Rate Annual v5.12, Unit 918 and retrofits | 898 | 2454 | Rate Constraint in lbs/MWh | FALSE | L | Annual | Emissions at Affected Plants NOX | Thousand Tons | 0.0033228 | 0.0033228 | 0.0033228 | 0.0033228 | 0.0033228 | 0.0033228 | 0.0033228
NJ Non-HEDD CT Oil Units - Nox Rate Annual v5.12, Unit 918 and retrofits | 898 | 2454 | Rate Constraint in lbs/MWh | FALSE | L | Annual | Allowances Purchased NOX | Thousand Tons | 0 | 0 | 0 | 0 | 0 | 0 | 0
NJ Non-HEDD CT Oil Units - Nox Rate Annual v5.12, Unit 918 and retrofits | 898 | 2454 | Rate Constraint in lbs/MWh | FALSE | L | Annual | Allowances Sold NOX | Thousand Tons | 0 | 0 | 0 | 0 | 0 | 0 | 0
NJ Non-HEDD CT Oil Units - Nox Rate Annual v5.12, Unit 918 and retrofits | 898 | 2454 | Rate Constraint in lbs/MWh | FALSE | L | Annual | Allowances Banked | Thousand Tons | 0 | 0 | 0 | 0 | 0 | 0 | 0
NJ Non-HEDD CT Oil Units - Nox Rate Annual v5.12, Unit 918 and retrofits | 898 | 2454 | Rate Constraint in lbs/MWh | FALSE | L | Annual | Allowances Withdrawn (1:1) | Thousand Tons | 0 | 0 | 0 | 0 | 0 | 0 | 0
NJ Non-HEDD CT Oil Units - Nox Rate Annual v5.12, Unit 918 and retrofits | 898 | 2454 | Rate Constraint in lbs/MWh | FALSE | L | Annual | Allowances Withdrawn (n:1) | Thousand Tons | 0 | 0 | 0 | 0 | 0 | 0 | 0
NJ Non-HEDD CT Oil Units - Nox Rate Annual v5.12, Unit 918 and retrofits | 898 | 2454 | Rate Constraint in lbs/MWh | FALSE | L | Annual | Net Emissions Allowance Position | Thousand Tons | 0.0033228 | 0.0033228 | 0.0033228 | 0.0033228 | 0.0033228 | 0.0033228 | 0.0033228
NJ Non-HEDD CT Oil Units - Nox Rate Annual v5.12, Unit 918 and retrofits | 898 | 2454 | Rate Constraint in lbs/MWh | FALSE | L | Annual | Fuel Consumed | TBtu | 0.075008 | 0.075008 | 0.075008 | 0.075008 | 0.075008 | 0.075008 | 0.075008
NJ Non-HEDD CT Oil Units - Nox Rate Annual v5.12, Unit 918 and retrofits | 898 | 2454 | Rate Constraint in lbs/MWh | FALSE | L | Annual | Rate | lb/MMBtu | 0.088598 | 0.088598 | 0.088598 | 0.088598 | 0.088598 | 0.088598 | 0.088598
NJ Non-HEDD CT Oil Units - Nox Rate Annual v5.12, Unit 918 and retrofits | 898 | 2454 | Rate Constraint in lbs/MWh | FALSE | L | Annual | Generation | TWh | 0.0069807 | 0.0069807 | 0.0069807 | 0.0069807 | 0.0069807 | 0.0069807 | 0.0069807
NJ Non-HEDD CT Oil Units - Nox Rate Annual v5.12, Unit 918 and retrofits | 898 | 2454 | Rate Constraint in lbs/MWh | FALSE | L | Annual | Qualifying Generation | TWh | 0.0069807 | 0.0069807 | 0.0069807 | 0.0069807 | 0.0069807 | 0.0069807 | 0.0069807
NJ Non-HEDD CT Oil Units - Nox Rate Annual v5.12, Unit 918 and retrofits | 898 | 2454 | Rate Constraint in lbs/MWh | FALSE | L | Annual | Constraint Shadow Price | US2011$/Ton | 0 | 0 | 0 | 0 | 0 | 0 | 0
NJ Non-HEDD CT Oil Units - Nox Rate Annual v5.12, Unit 919 and retrofits | 899 | 2454 | Rate Constraint in lbs/MWh | FALSE | L | Annual | Seasons Included | Seasons | Winter, Summer | Winter, Summer | Winter, Summer | Winter, Summer | Winter, Summer | Winter, Summer | Winter, Summer
NJ Non-HEDD CT Oil Units - Nox Rate Annual v5.12, Unit 919 and retrofits | 899 | 2454 | Rate Constraint in lbs/MWh | FALSE | L | Annual | Standard NOX | lb/MWh | 3 | 3 | 3 | 3 | 3 | 3 | 3
NJ Non-HEDD CT Oil Units - Nox Rate Annual v5.12, Unit 919 and retrofits | 899 | 2454 | Rate Constraint in lbs/MWh | FALSE | L | Annual | Emissions at Affected Plants NOX | Thousand Tons | 0.0032312 | 0.0032312 | 0.0032312 | 0.0032312 | 0.0032312 | 0.0032312 | 0.0032312
NJ Non-HEDD CT Oil Units - Nox Rate Annual v5.12, Unit 919 and retrofits | 899 | 2454 | Rate Constraint in lbs/MWh | FALSE | L | Annual | Allowances Purchased NOX | Thousand Tons | 0 | 0 | 0 | 0 | 0 | 0 | 0
NJ Non-HEDD CT Oil Units - Nox Rate Annual v5.12, Unit 919 and retrofits | 899 | 2454 | Rate Constraint in lbs/MWh | FALSE | L | Annual | Allowances Sold NOX | Thousand Tons | 0 | 0 | 0 | 0 | 0 | 0 | 0
NJ Non-HEDD CT Oil Units - Nox Rate Annual v5.12, Unit 919 and retrofits | 899 | 2454 | Rate Constraint in lbs/MWh | FALSE | L | Annual | Allowances Banked | Thousand Tons | 0 | 0 | 0 | 0 | 0 | 0 | 0
NJ Non-HEDD CT Oil Units - Nox Rate Annual v5.12, Unit 919 and retrofits | 899 | 2454 | Rate Constraint in lbs/MWh | FALSE | L | Annual | Allowances Withdrawn (1:1) | Thousand Tons | 0 | 0 | 0 | 0 | 0 | 0 | 0
NJ Non-HEDD CT Oil Units - Nox Rate Annual v5.12, Unit 919 and retrofits | 899 | 2454 | Rate Constraint in lbs/MWh | FALSE | L | Annual | Allowances Withdrawn (n:1) | Thousand Tons | 0 | 0 | 0 | 0 | 0 | 0 | 0
NJ Non-HEDD CT Oil Units - Nox Rate Annual v5.12, Unit 919 and retrofits | 899 | 2454 | Rate Constraint in lbs/MWh | FALSE | L | Annual | Net Emissions Allowance Position | Thousand Tons | 0.0032312 | 0.0032312 | 0.0032312 | 0.0032312 | 0.0032312 | 0.0032312 | 0.0032312
NJ Non-HEDD CT Oil Units - Nox Rate Annual v5.12, Unit 919 and retrofits | 899 | 2454 | Rate Constraint in lbs/MWh | FALSE | L | Annual | Fuel Consumed | TBtu | 0.074654 | 0.074654 | 0.074654 | 0.074654 | 0.074654 | 0.074654 | 0.074654
NJ Non-HEDD CT Oil Units - Nox Rate Annual v5.12, Unit 919 and retrofits | 899 | 2454 | Rate Constraint in lbs/MWh | FALSE | L | Annual | Rate | lb/MMBtu | 0.086565 | 0.086565 | 0.086565 | 0.086565 | 0.086565 | 0.086565 | 0.086565
NJ Non-HEDD CT Oil Units - Nox Rate Annual v5.12, Unit 919 and retrofits | 899 | 2454 | Rate Constraint in lbs/MWh | FALSE | L | Annual | Generation | TWh | 0.0069478 | 0.0069478 | 0.0069478 | 0.0069478 | 0.0069478 | 0.0069478 | 0.0069478
NJ Non-HEDD CT Oil Units - Nox Rate Annual v5.12, Unit 919 and retrofits | 899 | 2454 | Rate Constraint in lbs/MWh | FALSE | L | Annual | Qualifying Generation | TWh | 0.0069478 | 0.0069478 | 0.0069478 | 0.0069478 | 0.0069478 | 0.0069478 | 0.0069478
NJ Non-HEDD CT Oil Units - Nox Rate Annual v5.12, Unit 919 and retrofits | 899 | 2454 | Rate Constraint in lbs/MWh | FALSE | L | Annual | Constraint Shadow Price | US2011$/Ton | 0 | 0 | 0 | 0 | 0 | 0 | 0
NJ Non-HEDD CT Oil Units - Nox Rate Annual v5.12, Unit 920 and retrofits | 900 | 2454 | Rate Constraint in lbs/MWh | FALSE | L | Annual | Seasons Included | Seasons | Winter, Summer | Winter, Summer | Winter, Summer | Winter, Summer | Winter, Summer | Winter, Summer | Winter, Summer
NJ Non-HEDD CT Oil Units - Nox Rate Annual v5.12, Unit 920 and retrofits | 900 | 2454 | Rate Constraint in lbs/MWh | FALSE | L | Annual | Standard NOX | lb/MWh | 3 | 3 | 3 | 3 | 3 | 3 | 3
NJ Non-HEDD CT Oil Units - Nox Rate Annual v5.12, Unit 920 and retrofits | 900 | 2454 | Rate Constraint in lbs/MWh | FALSE | L | Annual | Emissions at Affected Plants NOX | Thousand Tons | 0.010387 | 0.003456 | 0.003456 | 0.003456 | 0.003456 | 0.003456 | 0.003456
NJ Non-HEDD CT Oil Units - Nox Rate Annual v5.12, Unit 920 and retrofits | 900 | 2454 | Rate Constraint in lbs/MWh | FALSE | L | Annual | Allowances Purchased NOX | Thousand Tons | 0 | 0 | 0 | 0 | 0 | 0 | 0
NJ Non-HEDD CT Oil Units - Nox Rate Annual v5.12, Unit 920 and retrofits | 900 | 2454 | Rate Constraint in lbs/MWh | FALSE | L | Annual | Allowances Sold NOX | Thousand Tons | 0 | 0 | 0 | 0 | 0 | 0 | 0
NJ Non-HEDD CT Oil Units - Nox Rate Annual v5.12, Unit 920 and retrofits | 900 | 2454 | Rate Constraint in lbs/MWh | FALSE | L | Annual | Allowances Banked | Thousand Tons | 0 | 0 | 0 | 0 | 0 | 0 | 0
NJ Non-HEDD CT Oil Units - Nox Rate Annual v5.12, Unit 920 and retrofits | 900 | 2454 | Rate Constraint in lbs/MWh | FALSE | L | Annual | Allowances Withdrawn (1:1) | Thousand Tons | 0 | 0 | 0 | 0 | 0 | 0 | 0
NJ Non-HEDD CT Oil Units - Nox Rate Annual v5.12, Unit 920 and retrofits | 900 | 2454 | Rate Constraint in lbs/MWh | FALSE | L | Annual | Allowances Withdrawn (n:1) | Thousand Tons | 0 | 0 | 0 | 0 | 0 | 0 | 0
NJ Non-HEDD CT Oil Units - Nox Rate Annual v5.12, Unit 920 and retrofits | 900 | 2454 | Rate Constraint in lbs/MWh | FALSE | L | Annual | Net Emissions Allowance Position | Thousand Tons | 0.010387 | 0.003456 | 0.003456 | 0.003456 | 0.003456 | 0.003456 | 0.003456
NJ Non-HEDD CT Oil Units - Nox Rate Annual v5.12, Unit 920 and retrofits | 900 | 2454 | Rate Constraint in lbs/MWh | FALSE | L | Annual | Fuel Consumed | TBtu | 0.23075 | 0.076777 | 0.076777 | 0.076777 | 0.076777 | 0.076777 | 0.076777
NJ Non-HEDD CT Oil Units - Nox Rate Annual v5.12, Unit 920 and retrofits | 900 | 2454 | Rate Constraint in lbs/MWh | FALSE | L | Annual | Rate | lb/MMBtu | 0.090027 | 0.090027 | 0.090027 | 0.090027 | 0.090027 | 0.090027 | 0.090027
NJ Non-HEDD CT Oil Units - Nox Rate Annual v5.12, Unit 920 and retrofits | 900 | 2454 | Rate Constraint in lbs/MWh | FALSE | L | Annual | Generation | TWh | 0.021475 | 0.0071454 | 0.0071454 | 0.0071454 | 0.0071454 | 0.0071454 | 0.0071454
NJ Non-HEDD CT Oil Units - Nox Rate Annual v5.12, Unit 920 and retrofits | 900 | 2454 | Rate Constraint in lbs/MWh | FALSE | L | Annual | Qualifying Generation | TWh | 0.021475 | 0.0071454 | 0.0071454 | 0.0071454 | 0.0071454 | 0.0071454 | 0.0071454
NJ Non-HEDD CT Oil Units - Nox Rate Annual v5.12, Unit 920 and retrofits | 900 | 2454 | Rate Constraint in lbs/MWh | FALSE | L | Annual | Constraint Shadow Price | US2011$/Ton | 0 | 0 | 0 | 0 | 0 | 0 | 0
NJ Non-HEDD CT Oil Units - Nox Rate Annual v5.12, Unit 921 and retrofits | 901 | 2454 | Rate Constraint in lbs/MWh | FALSE | L | Annual | Seasons Included | Seasons | Winter, Summer | Winter, Summer | Winter, Summer | Winter, Summer | Winter, Summer | Winter, Summer | Winter, Summer
NJ Non-HEDD CT Oil Units - Nox Rate Annual v5.12, Unit 921 and retrofits | 901 | 2454 | Rate Constraint in lbs/MWh | FALSE | L | Annual | Standard NOX | lb/MWh | 3 | 3 | 3 | 3 | 3 | 3 | 3
NJ Non-HEDD CT Oil Units - Nox Rate Annual v5.12, Unit 921 and retrofits | 901 | 2454 | Rate Constraint in lbs/MWh | FALSE | L | Annual | Emissions at Affected Plants NOX | Thousand Tons | 0.0023581 | 0.0023581 | 0.0023581 | 0.0023581 | 0.011987 | 0.011987 | 0.011987
NJ Non-HEDD CT Oil Units - Nox Rate Annual v5.12, Unit 921 and retrofits | 901 | 2454 | Rate Constraint in lbs/MWh | FALSE | L | Annual | Allowances Purchased NOX | Thousand Tons | 0 | 0 | 0 | 0 | 0 | 0 | 0
NJ Non-HEDD CT Oil Units - Nox Rate Annual v5.12, Unit 921 and retrofits | 901 | 2454 | Rate Constraint in lbs/MWh | FALSE | L | Annual | Allowances Sold NOX | Thousand Tons | 0 | 0 | 0 | 0 | 0 | 0 | 0
NJ Non-HEDD CT Oil Units - Nox Rate Annual v5.12, Unit 921 and retrofits | 901 | 2454 | Rate Constraint in lbs/MWh | FALSE | L | Annual | Allowances Banked | Thousand Tons | 0 | 0 | 0 | 0 | 0 | 0 | 0
NJ Non-HEDD CT Oil Units - Nox Rate Annual v5.12, Unit 921 and retrofits | 901 | 2454 | Rate Constraint in lbs/MWh | FALSE | L | Annual | Allowances Withdrawn (1:1) | Thousand Tons | 0 | 0 | 0 | 0 | 0 | 0 | 0
NJ Non-HEDD CT Oil Units - Nox Rate Annual v5.12, Unit 921 and retrofits | 901 | 2454 | Rate Constraint in lbs/MWh | FALSE | L | Annual | Allowances Withdrawn (n:1) | Thousand Tons | 0 | 0 | 0 | 0 | 0 | 0 | 0
NJ Non-HEDD CT Oil Units - Nox Rate Annual v5.12, Unit 921 and retrofits | 901 | 2454 | Rate Constraint in lbs/MWh | FALSE | L | Annual | Net Emissions Allowance Position | Thousand Tons | 0.0023581 | 0.0023581 | 0.0023581 | 0.0023581 | 0.011987 | 0.011987 | 0.011987
NJ Non-HEDD CT Oil Units - Nox Rate Annual v5.12, Unit 921 and retrofits | 901 | 2454 | Rate Constraint in lbs/MWh | FALSE | L | Annual | Fuel Consumed | TBtu | 0.034711 | 0.034711 | 0.034711 | 0.034711 | 0.17645 | 0.17645 | 0.17645
NJ Non-HEDD CT Oil Units - Nox Rate Annual v5.12, Unit 921 and retrofits | 901 | 2454 | Rate Constraint in lbs/MWh | FALSE | L | Annual | Rate | lb/MMBtu | 0.13587 | 0.13587 | 0.13587 | 0.13587 | 0.13587 | 0.13587 | 0.13587
NJ Non-HEDD CT Oil Units - Nox Rate Annual v5.12, Unit 921 and retrofits | 901 | 2454 | Rate Constraint in lbs/MWh | FALSE | L | Annual | Generation | TWh | 0.0027669 | 0.0027669 | 0.0027669 | 0.0027669 | 0.014065 | 0.014065 | 0.014065
NJ Non-HEDD CT Oil Units - Nox Rate Annual v5.12, Unit 921 and retrofits | 901 | 2454 | Rate Constraint in lbs/MWh | FALSE | L | Annual | Qualifying Generation | TWh | 0.0027669 | 0.0027669 | 0.0027669 | 0.0027669 | 0.014065 | 0.014065 | 0.014065
NJ Non-HEDD CT Oil Units - Nox Rate Annual v5.12, Unit 921 and retrofits | 901 | 2454 | Rate Constraint in lbs/MWh | FALSE | L | Annual | Constraint Shadow Price | US2011$/Ton | 0 | 0 | 0 | 0 | 0 | 0 | 0
NJ Non-HEDD CT Oil Units - Nox Rate Annual v5.12, Unit 922 and retrofits | 902 | 2454 | Rate Constraint in lbs/MWh | FALSE | L | Annual | Seasons Included | Seasons | Winter, Summer | Winter, Summer | Winter, Summer | Winter, Summer | Winter, Summer | Winter, Summer | Winter, Summer
NJ Non-HEDD CT Oil Units - Nox Rate Annual v5.12, Unit 922 and retrofits | 902 | 2454 | Rate Constraint in lbs/MWh | FALSE | L | Annual | Standard NOX | lb/MWh | 3 | 3 | 3 | 3 | 3 | 3 | 3
NJ Non-HEDD CT Oil Units - Nox Rate Annual v5.12, Unit 922 and retrofits | 902 | 2454 | Rate Constraint in lbs/MWh | FALSE | L | Annual | Emissions at Affected Plants NOX | Thousand Tons | 0.0050992 | 0 | 0.0050992 | 0.0050992 | 0.0050992 | 0 | 0
NJ Non-HEDD CT Oil Units - Nox Rate Annual v5.12, Unit 922 and retrofits | 902 | 2454 | Rate Constraint in lbs/MWh | FALSE | L | Annual | Allowances Purchased NOX | Thousand Tons | 0 | 0 | 0 | 0 | 0 | 0 | 0
NJ Non-HEDD CT Oil Units - Nox Rate Annual v5.12, Unit 922 and retrofits | 902 | 2454 | Rate Constraint in lbs/MWh | FALSE | L | Annual | Allowances Sold NOX | Thousand Tons | 0 | 0 | 0 | 0 | 0 | 0 | 0
NJ Non-HEDD CT Oil Units - Nox Rate Annual v5.12, Unit 922 and retrofits | 902 | 2454 | Rate Constraint in lbs/MWh | FALSE | L | Annual | Allowances Banked | Thousand Tons | 0 | 0 | 0 | 0 | 0 | 0 | 0
NJ Non-HEDD CT Oil Units - Nox Rate Annual v5.12, Unit 922 and retrofits | 902 | 2454 | Rate Constraint in lbs/MWh | FALSE | L | Annual | Allowances Withdrawn (1:1) | Thousand Tons | 0 | 0 | 0 | 0 | 0 | 0 | 0
NJ Non-HEDD CT Oil Units - Nox Rate Annual v5.12, Unit 922 and retrofits | 902 | 2454 | Rate Constraint in lbs/MWh | FALSE | L | Annual | Allowances Withdrawn (n:1) | Thousand Tons | 0 | 0 | 0 | 0 | 0 | 0 | 0
NJ Non-HEDD CT Oil Units - Nox Rate Annual v5.12, Unit 922 and retrofits | 902 | 2454 | Rate Constraint in lbs/MWh | FALSE | L | Annual | Net Emissions Allowance Position | Thousand Tons | 0.0050992 | 0 | 0.0050992 | 0.0050992 | 0.0050992 | 0 | 0
NJ Non-HEDD CT Oil Units - Nox Rate Annual v5.12, Unit 922 and retrofits | 902 | 2454 | Rate Constraint in lbs/MWh | FALSE | L | Annual | Fuel Consumed | TBtu | 0.093509 | 0 | 0.093509 | 0.093509 | 0.093509 | 0 | 0
NJ Non-HEDD CT Oil Units - Nox Rate Annual v5.12, Unit 922 and retrofits | 902 | 2454 | Rate Constraint in lbs/MWh | FALSE | L | Annual | Rate | lb/MMBtu | 0.10906 | 0 | 0.10906 | 0.10906 | 0.10906 | 0 | 0
NJ Non-HEDD CT Oil Units - Nox Rate Annual v5.12, Unit 922 and retrofits | 902 | 2454 | Rate Constraint in lbs/MWh | FALSE | L | Annual | Generation | TWh | 0.0050005 | 0 | 0.0050005 | 0.0050005 | 0.0050005 | 0 | 0
NJ Non-HEDD CT Oil Units - Nox Rate Annual v5.12, Unit 922 and retrofits | 902 | 2454 | Rate Constraint in lbs/MWh | FALSE | L | Annual | Qualifying Generation | TWh | 0.0050005 | 0 | 0.0050005 | 0.0050005 | 0.0050005 | 0 | 0
NJ Non-HEDD CT Oil Units - Nox Rate Annual v5.12, Unit 922 and retrofits | 902 | 2454 | Rate Constraint in lbs/MWh | FALSE | L | Annual | Constraint Shadow Price | US2011$/Ton | 0 | 0 | 0 | 0 | 0 | 0 | 0
NJ Non-HEDD CT Oil Units - Nox Rate Annual v5.12, Unit 923 and retrofits | 903 | 2454 | Rate Constraint in lbs/MWh | FALSE | L | Annual | Seasons Included | Seasons | Winter, Summer | Winter, Summer | Winter, Summer | Winter, Summer | Winter, Summer | Winter, Summer | Winter, Summer
NJ Non-HEDD CT Oil Units - Nox Rate Annual v5.12, Unit 923 and retrofits | 903 | 2454 | Rate Constraint in lbs/MWh | FALSE | L | Annual | Standard NOX | lb/MWh | 3 | 3 | 3 | 3 | 3 | 3 | 3
NJ Non-HEDD CT Oil Units - Nox Rate Annual v5.12, Unit 923 and retrofits | 903 | 2454 | Rate Constraint in lbs/MWh | FALSE | L | Annual | Emissions at Affected Plants NOX | Thousand Tons | 0.0037514 | 0.0037514 | 0.0037514 | 0.0037514 | 0.0037514 | 0.0037514 | 0.0037514
NJ Non-HEDD CT Oil Units - Nox Rate Annual v5.12, Unit 923 and retrofits | 903 | 2454 | Rate Constraint in lbs/MWh | FALSE | L | Annual | Allowances Purchased NOX | Thousand Tons | 0 | 0 | 0 | 0 | 0 | 0 | 0
NJ Non-HEDD CT Oil Units - Nox Rate Annual v5.12, Unit 923 and retrofits | 903 | 2454 | Rate Constraint in lbs/MWh | FALSE | L | Annual | Allowances Sold NOX | Thousand Tons | 0 | 0 | 0 | 0 | 0 | 0 | 0
NJ Non-HEDD CT Oil Units - Nox Rate Annual v5.12, Unit 923 and retrofits | 903 | 2454 | Rate Constraint in lbs/MWh | FALSE | L | Annual | Allowances Banked | Thousand Tons | 0 | 0 | 0 | 0 | 0 | 0 | 0
NJ Non-HEDD CT Oil Units - Nox Rate Annual v5.12, Unit 923 and retrofits | 903 | 2454 | Rate Constraint in lbs/MWh | FALSE | L | Annual | Allowances Withdrawn (1:1) | Thousand Tons | 0 | 0 | 0 | 0 | 0 | 0 | 0
NJ Non-HEDD CT Oil Units - Nox Rate Annual v5.12, Unit 923 and retrofits | 903 | 2454 | Rate Constraint in lbs/MWh | FALSE | L | Annual | Allowances Withdrawn (n:1) | Thousand Tons | 0 | 0 | 0 | 0 | 0 | 0 | 0
NJ Non-HEDD CT Oil Units - Nox Rate Annual v5.12, Unit 923 and retrofits | 903 | 2454 | Rate Constraint in lbs/MWh | FALSE | L | Annual | Net Emissions Allowance Position | Thousand Tons | 0.0037514 | 0.0037514 | 0.0037514 | 0.0037514 | 0.0037514 | 0.0037514 | 0.0037514
NJ Non-HEDD CT Oil Units - Nox Rate Annual v5.12, Unit 923 and retrofits | 903 | 2454 | Rate Constraint in lbs/MWh | FALSE | L | Annual | Fuel Consumed | TBtu | 0.081115 | 0.081115 | 0.081115 | 0.081115 | 0.081115 | 0.081115 | 0.081115
NJ Non-HEDD CT Oil Units - Nox Rate Annual v5.12, Unit 923 and retrofits | 903 | 2454 | Rate Constraint in lbs/MWh | FALSE | L | Annual | Rate | lb/MMBtu | 0.092495 | 0.092495 | 0.092495 | 0.092495 | 0.092495 | 0.092495 | 0.092495
NJ Non-HEDD CT Oil Units - Nox Rate Annual v5.12, Unit 923 and retrofits | 903 | 2454 | Rate Constraint in lbs/MWh | FALSE | L | Annual | Generation | TWh | 0.0074747 | 0.0074747 | 0.0074747 | 0.0074747 | 0.0074747 | 0.0074747 | 0.0074747
NJ Non-HEDD CT Oil Units - Nox Rate Annual v5.12, Unit 923 and retrofits | 903 | 2454 | Rate Constraint in lbs/MWh | FALSE | L | Annual | Qualifying Generation | TWh | 0.0074747 | 0.0074747 | 0.0074747 | 0.0074747 | 0.0074747 | 0.0074747 | 0.0074747
NJ Non-HEDD CT Oil Units - Nox Rate Annual v5.12, Unit 923 and retrofits | 903 | 2454 | Rate Constraint in lbs/MWh | FALSE | L | Annual | Constraint Shadow Price | US2011$/Ton | 0 | 0 | 0 | 0 | 0 | 0 | 0
NJ Non-HEDD CT Oil Units - Nox Rate Annual v5.12, Unit 924 and retrofits | 904 | 2454 | Rate Constraint in lbs/MWh | FALSE | L | Annual | Seasons Included | Seasons | Winter, Summer | Winter, Summer | Winter, Summer | Winter, Summer | Winter, Summer | Winter, Summer | Winter, Summer
NJ Non-HEDD CT Oil Units - Nox Rate Annual v5.12, Unit 924 and retrofits | 904 | 2454 | Rate Constraint in lbs/MWh | FALSE | L | Annual | Standard NOX | lb/MWh | 3 | 3 | 3 | 3 | 3 | 3 | 3
NJ Non-HEDD CT Oil Units - Nox Rate Annual v5.12, Unit 924 and retrofits | 904 | 2454 | Rate Constraint in lbs/MWh | FALSE | L | Annual | Emissions at Affected Plants NOX | Thousand Tons | 0.0036329 | 0.0036329 | 0.0036329 | 0.0036329 | 0.0036329 | 0.0036329 | 0.0036329
NJ Non-HEDD CT Oil Units - Nox Rate Annual v5.12, Unit 924 and retrofits | 904 | 2454 | Rate Constraint in lbs/MWh | FALSE | L | Annual | Allowances Purchased NOX | Thousand Tons | 0 | 0 | 0 | 0 | 0 | 0 | 0
NJ Non-HEDD CT Oil Units - Nox Rate Annual v5.12, Unit 924 and retrofits | 904 | 2454 | Rate Constraint in lbs/MWh | FALSE | L | Annual | Allowances Sold NOX | Thousand Tons | 0 | 0 | 0 | 0 | 0 | 0 | 0
NJ Non-HEDD CT Oil Units - Nox Rate Annual v5.12, Unit 924 and retrofits | 904 | 2454 | Rate Constraint in lbs/MWh | FALSE | L | Annual | Allowances Banked | Thousand Tons | 0 | 0 | 0 | 0 | 0 | 0 | 0
NJ Non-HEDD CT Oil Units - Nox Rate Annual v5.12, Unit 924 and retrofits | 904 | 2454 | Rate Constraint in lbs/MWh | FALSE | L | Annual | Allowances Withdrawn (1:1) | Thousand Tons | 0 | 0 | 0 | 0 | 0 | 0 | 0
NJ Non-HEDD CT Oil Units - Nox Rate Annual v5.12, Unit 924 and retrofits | 904 | 2454 | Rate Constraint in lbs/MWh | FALSE | L | Annual | Allowances Withdrawn (n:1) | Thousand Tons | 0 | 0 | 0 | 0 | 0 | 0 | 0
NJ Non-HEDD CT Oil Units - Nox Rate Annual v5.12, Unit 924 and retrofits | 904 | 2454 | Rate Constraint in lbs/MWh | FALSE | L | Annual | Net Emissions Allowance Position | Thousand Tons | 0.0036329 | 0.0036329 | 0.0036329 | 0.0036329 | 0.0036329 | 0.0036329 | 0.0036329
NJ Non-HEDD CT Oil Units - Nox Rate Annual v5.12, Unit 924 and retrofits | 904 | 2454 | Rate Constraint in lbs/MWh | FALSE | L | Annual | Fuel Consumed | TBtu | 0.079864 | 0.079864 | 0.079864 | 0.079864 | 0.079864 | 0.079864 | 0.079864
NJ Non-HEDD CT Oil Units - Nox Rate Annual v5.12, Unit 924 and retrofits | 904 | 2454 | Rate Constraint in lbs/MWh | FALSE | L | Annual | Rate | lb/MMBtu | 0.090976 | 0.090976 | 0.090976 | 0.090976 | 0.090976 | 0.090976 | 0.090976
NJ Non-HEDD CT Oil Units - Nox Rate Annual v5.12, Unit 924 and retrofits | 904 | 2454 | Rate Constraint in lbs/MWh | FALSE | L | Annual | Generation | TWh | 0.0073594 | 0.0073594 | 0.0073594 | 0.0073594 | 0.0073594 | 0.0073594 | 0.0073594
NJ Non-HEDD CT Oil Units - Nox Rate Annual v5.12, Unit 924 and retrofits | 904 | 2454 | Rate Constraint in lbs/MWh | FALSE | L | Annual | Qualifying Generation | TWh | 0.0073594 | 0.0073594 | 0.0073594 | 0.0073594 | 0.0073594 | 0.0073594 | 0.0073594
NJ Non-HEDD CT Oil Units - Nox Rate Annual v5.12, Unit 924 and retrofits | 904 | 2454 | Rate Constraint in lbs/MWh | FALSE | L | Annual | Constraint Shadow Price | US2011$/Ton | 0 | 0 | 0 | 0 | 0 | 0 | 0
NJ Non-HEDD CT Oil Units - Nox Rate Annual v5.12, Unit 925 and retrofits | 905 | 2454 | Rate Constraint in lbs/MWh | FALSE | L | Annual | Seasons Included | Seasons | Winter, Summer | Winter, Summer | Winter, Summer | Winter, Summer | Winter, Summer | Winter, Summer | Winter, Summer
NJ Non-HEDD CT Oil Units - Nox Rate Annual v5.12, Unit 925 and retrofits | 905 | 2454 | Rate Constraint in lbs/MWh | FALSE | L | Annual | Standard NOX | lb/MWh | 3 | 3 | 3 | 3 | 3 | 3 | 3
NJ Non-HEDD CT Oil Units - Nox Rate Annual v5.12, Unit 925 and retrofits | 905 | 2454 | Rate Constraint in lbs/MWh | FALSE | L | Annual | Emissions at Affected Plants NOX | Thousand Tons | 0.0036254 | 0.0036254 | 0.0036254 | 0.0036254 | 0.0036254 | 0.0036254 | 0.0036254
NJ Non-HEDD CT Oil Units - Nox Rate Annual v5.12, Unit 925 and retrofits | 905 | 2454 | Rate Constraint in lbs/MWh | FALSE | L | Annual | Allowances Purchased NOX | Thousand Tons | 0 | 0 | 0 | 0 | 0 | 0 | 0
NJ Non-HEDD CT Oil Units - Nox Rate Annual v5.12, Unit 925 and retrofits | 905 | 2454 | Rate Constraint in lbs/MWh | FALSE | L | Annual | Allowances Sold NOX | Thousand Tons | 0 | 0 | 0 | 0 | 0 | 0 | 0
NJ Non-HEDD CT Oil Units - Nox Rate Annual v5.12, Unit 925 and retrofits | 905 | 2454 | Rate Constraint in lbs/MWh | FALSE | L | Annual | Allowances Banked | Thousand Tons | 0 | 0 | 0 | 0 | 0 | 0 | 0
NJ Non-HEDD CT Oil Units - Nox Rate Annual v5.12, Unit 925 and retrofits | 905 | 2454 | Rate Constraint in lbs/MWh | FALSE | L | Annual | Allowances Withdrawn (1:1) | Thousand Tons | 0 | 0 | 0 | 0 | 0 | 0 | 0
NJ Non-HEDD CT Oil Units - Nox Rate Annual v5.12, Unit 925 and retrofits | 905 | 2454 | Rate Constraint in lbs/MWh | FALSE | L | Annual | Allowances Withdrawn (n:1) | Thousand Tons | 0 | 0 | 0 | 0 | 0 | 0 | 0
NJ Non-HEDD CT Oil Units - Nox Rate Annual v5.12, Unit 925 and retrofits | 905 | 2454 | Rate Constraint in lbs/MWh | FALSE | L | Annual | Net Emissions Allowance Position | Thousand Tons | 0.0036254 | 0.0036254 | 0.0036254 | 0.0036254 | 0.0036254 | 0.0036254 | 0.0036254
NJ Non-HEDD CT Oil Units - Nox Rate Annual v5.12, Unit 925 and retrofits | 905 | 2454 | Rate Constraint in lbs/MWh | FALSE | L | Annual | Fuel Consumed | TBtu | 0.079507 | 0.079507 | 0.079507 | 0.079507 | 0.079507 | 0.079507 | 0.079507
NJ Non-HEDD CT Oil Units - Nox Rate Annual v5.12, Unit 925 and retrofits | 905 | 2454 | Rate Constraint in lbs/MWh | FALSE | L | Annual | Rate | lb/MMBtu | 0.091198 | 0.091198 | 0.091198 | 0.091198 | 0.091198 | 0.091198 | 0.091198
NJ Non-HEDD CT Oil Units - Nox Rate Annual v5.12, Unit 925 and retrofits | 905 | 2454 | Rate Constraint in lbs/MWh | FALSE | L | Annual | Generation | TWh | 0.0073265 | 0.0073265 | 0.0073265 | 0.0073265 | 0.0073265 | 0.0073265 | 0.0073265
NJ Non-HEDD CT Oil Units - Nox Rate Annual v5.12, Unit 925 and retrofits | 905 | 2454 | Rate Constraint in lbs/MWh | FALSE | L | Annual | Qualifying Generation | TWh | 0.0073265 | 0.0073265 | 0.0073265 | 0.0073265 | 0.0073265 | 0.0073265 | 0.0073265
NJ Non-HEDD CT Oil Units - Nox Rate Annual v5.12, Unit 925 and retrofits | 905 | 2454 | Rate Constraint in lbs/MWh | FALSE | L | Annual | Constraint Shadow Price | US2011$/Ton | 0 | 0 | 0 | 0 | 0 | 0 | 0
NJ Non-HEDD CT Oil Units - Nox Rate Annual v5.12, Unit 926 and retrofits | 906 | 2454 | Rate Constraint in lbs/MWh | FALSE | L | Annual | Seasons Included | Seasons | Winter, Summer | Winter, Summer | Winter, Summer | Winter, Summer | Winter, Summer | Winter, Summer | Winter, Summer
NJ Non-HEDD CT Oil Units - Nox Rate Annual v5.12, Unit 926 and retrofits | 906 | 2454 | Rate Constraint in lbs/MWh | FALSE | L | Annual | Standard NOX | lb/MWh | 3 | 3 | 3 | 3 | 3 | 3 | 3
NJ Non-HEDD CT Oil Units - Nox Rate Annual v5.12, Unit 926 and retrofits | 906 | 2454 | Rate Constraint in lbs/MWh | FALSE | L | Annual | Emissions at Affected Plants NOX | Thousand Tons | 0.0037972 | 0.0037972 | 0.0037972 | 0.0037972 | 0.0037972 | 0.0037972 | 0.0037972
NJ Non-HEDD CT Oil Units - Nox Rate Annual v5.12, Unit 926 and retrofits | 906 | 2454 | Rate Constraint in lbs/MWh | FALSE | L | Annual | Allowances Purchased NOX | Thousand Tons | 0 | 0 | 0 | 0 | 0 | 0 | 0
NJ Non-HEDD CT Oil Units - Nox Rate Annual v5.12, Unit 926 and retrofits | 906 | 2454 | Rate Constraint in lbs/MWh | FALSE | L | Annual | Allowances Sold NOX | Thousand Tons | 0 | 0 | 0 | 0 | 0 | 0 | 0
NJ Non-HEDD CT Oil Units - Nox Rate Annual v5.12, Unit 926 and retrofits | 906 | 2454 | Rate Constraint in lbs/MWh | FALSE | L | Annual | Allowances Banked | Thousand Tons | 0 | 0 | 0 | 0 | 0 | 0 | 0
NJ Non-HEDD CT Oil Units - Nox Rate Annual v5.12, Unit 926 and retrofits | 906 | 2454 | Rate Constraint in lbs/MWh | FALSE | L | Annual | Allowances Withdrawn (1:1) | Thousand Tons | 0 | 0 | 0 | 0 | 0 | 0 | 0
NJ Non-HEDD CT Oil Units - Nox Rate Annual v5.12, Unit 926 and retrofits | 906 | 2454 | Rate Constraint in lbs/MWh | FALSE | L | Annual | Allowances Withdrawn (n:1) | Thousand Tons | 0 | 0 | 0 | 0 | 0 | 0 | 0
NJ Non-HEDD CT Oil Units - Nox Rate Annual v5.12, Unit 926 and retrofits | 906 | 2454 | Rate Constraint in lbs/MWh | FALSE | L | Annual | Net Emissions Allowance Position | Thousand Tons | 0.0037972 | 0.0037972 | 0.0037972 | 0.0037972 | 0.0037972 | 0.0037972 | 0.0037972
NJ Non-HEDD CT Oil Units - Nox Rate Annual v5.12, Unit 926 and retrofits | 906 | 2454 | Rate Constraint in lbs/MWh | FALSE | L | Annual | Fuel Consumed | TBtu | 0.081115 | 0.081115 | 0.081115 | 0.081115 | 0.081115 | 0.081115 | 0.081115
NJ Non-HEDD CT Oil Units - Nox Rate Annual v5.12, Unit 926 and retrofits | 906 | 2454 | Rate Constraint in lbs/MWh | FALSE | L | Annual | Rate | lb/MMBtu | 0.093624 | 0.093624 | 0.093624 | 0.093624 | 0.093624 | 0.093624 | 0.093624
NJ Non-HEDD CT Oil Units - Nox Rate Annual v5.12, Unit 926 and retrofits | 906 | 2454 | Rate Constraint in lbs/MWh | FALSE | L | Annual | Generation | TWh | 0.0074747 | 0.0074747 | 0.0074747 | 0.0074747 | 0.0074747 | 0.0074747 | 0.0074747
NJ Non-HEDD CT Oil Units - Nox Rate Annual v5.12, Unit 926 and retrofits | 906 | 2454 | Rate Constraint in lbs/MWh | FALSE | L | Annual | Qualifying Generation | TWh | 0.0074747 | 0.0074747 | 0.0074747 | 0.0074747 | 0.0074747 | 0.0074747 | 0.0074747
NJ Non-HEDD CT Oil Units - Nox Rate Annual v5.12, Unit 926 and retrofits | 906 | 2454 | Rate Constraint in lbs/MWh | FALSE | L | Annual | Constraint Shadow Price | US2011$/Ton | 0 | 0 | 0 | 0 | 0 | 0 | 0
NJ Non-HEDD CT Oil Units - Nox Rate Annual v5.12, Unit 927 and retrofits | 907 | 2454 | Rate Constraint in lbs/MWh | FALSE | L | Annual | Seasons Included | Seasons | Winter, Summer | Winter, Summer | Winter, Summer | Winter, Summer | Winter, Summer | Winter, Summer | Winter, Summer
NJ Non-HEDD CT Oil Units - Nox Rate Annual v5.12, Unit 927 and retrofits | 907 | 2454 | Rate Constraint in lbs/MWh | FALSE | L | Annual | Standard NOX | lb/MWh | 3 | 3 | 3 | 3 | 3 | 3 | 3
NJ Non-HEDD CT Oil Units - Nox Rate Annual v5.12, Unit 927 and retrofits | 907 | 2454 | Rate Constraint in lbs/MWh | FALSE | L | Annual | Emissions at Affected Plants NOX | Thousand Tons | 0.0031536 | 0.0031536 | 0.0031536 | 0.0031536 | 0.0031536 | 0.016031 | 0.016031
NJ Non-HEDD CT Oil Units - Nox Rate Annual v5.12, Unit 927 and retrofits | 907 | 2454 | Rate Constraint in lbs/MWh | FALSE | L | Annual | Allowances Purchased NOX | Thousand Tons | 0 | 0 | 0 | 0 | 0 | 0 | 0
NJ Non-HEDD CT Oil Units - Nox Rate Annual v5.12, Unit 927 and retrofits | 907 | 2454 | Rate Constraint in lbs/MWh | FALSE | L | Annual | Allowances Sold NOX | Thousand Tons | 0 | 0 | 0 | 0 | 0 | 0 | 0
NJ Non-HEDD CT Oil Units - Nox Rate Annual v5.12, Unit 927 and retrofits | 907 | 2454 | Rate Constraint in lbs/MWh | FALSE | L | Annual | Allowances Banked | Thousand Tons | 0 | 0 | 0 | 0 | 0 | 0 | 0
NJ Non-HEDD CT Oil Units - Nox Rate Annual v5.12, Unit 927 and retrofits | 907 | 2454 | Rate Constraint in lbs/MWh | FALSE | L | Annual | Allowances Withdrawn (1:1) | Thousand Tons | 0 | 0 | 0 | 0 | 0 | 0 | 0
NJ Non-HEDD CT Oil Units - Nox Rate Annual v5.12, Unit 927 and retrofits | 907 | 2454 | Rate Constraint in lbs/MWh | FALSE | L | Annual | Allowances Withdrawn (n:1) | Thousand Tons | 0 | 0 | 0 | 0 | 0 | 0 | 0
NJ Non-HEDD CT Oil Units - Nox Rate Annual v5.12, Unit 927 and retrofits | 907 | 2454 | Rate Constraint in lbs/MWh | FALSE | L | Annual | Net Emissions Allowance Position | Thousand Tons | 0.0031536 | 0.0031536 | 0.0031536 | 0.0031536 | 0.0031536 | 0.016031 | 0.016031
NJ Non-HEDD CT Oil Units - Nox Rate Annual v5.12, Unit 927 and retrofits | 907 | 2454 | Rate Constraint in lbs/MWh | FALSE | L | Annual | Fuel Consumed | TBtu | 0.041539 | 0.041539 | 0.041539 | 0.041539 | 0.041539 | 0.21116 | 0.21116
NJ Non-HEDD CT Oil Units - Nox Rate Annual v5.12, Unit 927 and retrofits | 907 | 2454 | Rate Constraint in lbs/MWh | FALSE | L | Annual | Rate | lb/MMBtu | 0.15184 | 0.15184 | 0.15184 | 0.15184 | 0.15184 | 0.15184 | 0.15184
NJ Non-HEDD CT Oil Units - Nox Rate Annual v5.12, Unit 927 and retrofits | 907 | 2454 | Rate Constraint in lbs/MWh | FALSE | L | Annual | Generation | TWh | 0.0028669 | 0.0028669 | 0.0028669 | 0.0028669 | 0.0028669 | 0.014574 | 0.014574
NJ Non-HEDD CT Oil Units - Nox Rate Annual v5.12, Unit 927 and retrofits | 907 | 2454 | Rate Constraint in lbs/MWh | FALSE | L | Annual | Qualifying Generation | TWh | 0.0028669 | 0.0028669 | 0.0028669 | 0.0028669 | 0.0028669 | 0.014574 | 0.014574
NJ Non-HEDD CT Oil Units - Nox Rate Annual v5.12, Unit 927 and retrofits | 907 | 2454 | Rate Constraint in lbs/MWh | FALSE | L | Annual | Constraint Shadow Price | US2011$/Ton | 0 | 0 | 0 | 0 | 0 | 0 | 0
NJ Non-HEDD CT Oil Units - Nox Rate Annual v5.12, Unit 928 and retrofits | 908 | 2454 | Rate Constraint in lbs/MWh | FALSE | L | Annual | Seasons Included | Seasons | Winter, Summer | Winter, Summer | Winter, Summer | Winter, Summer | Winter, Summer | Winter, Summer | Winter, Summer
NJ Non-HEDD CT Oil Units - Nox Rate Annual v5.12, Unit 928 and retrofits | 908 | 2454 | Rate Constraint in lbs/MWh | FALSE | L | Annual | Standard NOX | lb/MWh | 3 | 3 | 3 | 3 | 3 | 3 | 3
NJ Non-HEDD CT Oil Units - Nox Rate Annual v5.12, Unit 928 and retrofits | 908 | 2454 | Rate Constraint in lbs/MWh | FALSE | L | Annual | Emissions at Affected Plants NOX | Thousand Tons | 0.0016026 | 0 | 0.0016026 | 0.0016026 | 0.0016026 | 0 | 0
NJ Non-HEDD CT Oil Units - Nox Rate Annual v5.12, Unit 928 and retrofits | 908 | 2454 | Rate Constraint in lbs/MWh | FALSE | L | Annual | Allowances Purchased NOX | Thousand Tons | 0 | 0 | 0 | 0 | 0 | 0 | 0
NJ Non-HEDD CT Oil Units - Nox Rate Annual v5.12, Unit 928 and retrofits | 908 | 2454 | Rate Constraint in lbs/MWh | FALSE | L | Annual | Allowances Sold NOX | Thousand Tons | 0 | 0 | 0 | 0 | 0 | 0 | 0
NJ Non-HEDD CT Oil Units - Nox Rate Annual v5.12, Unit 928 and retrofits | 908 | 2454 | Rate Constraint in lbs/MWh | FALSE | L | Annual | Allowances Banked | Thousand Tons | 0 | 0 | 0 | 0 | 0 | 0 | 0
NJ Non-HEDD CT Oil Units - Nox Rate Annual v5.12, Unit 928 and retrofits | 908 | 2454 | Rate Constraint in lbs/MWh | FALSE | L | Annual | Allowances Withdrawn (1:1) | Thousand Tons | 0 | 0 | 0 | 0 | 0 | 0 | 0
NJ Non-HEDD CT Oil Units - Nox Rate Annual v5.12, Unit 928 and retrofits | 908 | 2454 | Rate Constraint in lbs/MWh | FALSE | L | Annual | Allowances Withdrawn (n:1) | Thousand Tons | 0 | 0 | 0 | 0 | 0 | 0 | 0
NJ Non-HEDD CT Oil Units - Nox Rate Annual v5.12, Unit 928 and retrofits | 908 | 2454 | Rate Constraint in lbs/MWh | FALSE | L | Annual | Net Emissions Allowance Position | Thousand Tons | 0.0016026 | 0 | 0.0016026 | 0.0016026 | 0.0016026 | 0 | 0
NJ Non-HEDD CT Oil Units - Nox Rate Annual v5.12, Unit 928 and retrofits | 908 | 2454 | Rate Constraint in lbs/MWh | FALSE | L | Annual | Fuel Consumed | TBtu | 0.024982 | 0 | 0.024982 | 0.024982 | 0.024982 | 0 | 0
NJ Non-HEDD CT Oil Units - Nox Rate Annual v5.12, Unit 928 and retrofits | 908 | 2454 | Rate Constraint in lbs/MWh | FALSE | L | Annual | Rate | lb/MMBtu | 0.1283 | 0 | 0.1283 | 0.1283 | 0.1283 | 0 | 0
NJ Non-HEDD CT Oil Units - Nox Rate Annual v5.12, Unit 928 and retrofits | 908 | 2454 | Rate Constraint in lbs/MWh | FALSE | L | Annual | Generation | TWh | 0.0014575 | 0 | 0.0014575 | 0.0014575 | 0.0014575 | 0 | 0
NJ Non-HEDD CT Oil Units - Nox Rate Annual v5.12, Unit 928 and retrofits | 908 | 2454 | Rate Constraint in lbs/MWh | FALSE | L | Annual | Qualifying Generation | TWh | 0.0014575 | 0 | 0.0014575 | 0.0014575 | 0.0014575 | 0 | 0
NJ Non-HEDD CT Oil Units - Nox Rate Annual v5.12, Unit 928 and retrofits | 908 | 2454 | Rate Constraint in lbs/MWh | FALSE | L | Annual | Constraint Shadow Price | US2011$/Ton | 0 | 0 | 0 | 0 | 0 | 0 | 0
NJ Non-HEDD CT Oil Units - Nox Rate Annual v5.12, Unit 929 and retrofits | 909 | 2454 | Rate Constraint in lbs/MWh | FALSE | L | Annual | Seasons Included | Seasons | Winter, Summer | Winter, Summer | Winter, Summer | Winter, Summer | Winter, Summer | Winter, Summer | Winter, Summer
NJ Non-HEDD CT Oil Units - Nox Rate Annual v5.12, Unit 929 and retrofits | 909 | 2454 | Rate Constraint in lbs/MWh | FALSE | L | Annual | Standard NOX | lb/MWh | 3 | 3 | 3 | 3 | 3 | 3 | 3
NJ Non-HEDD CT Oil Units - Nox Rate Annual v5.12, Unit 929 and retrofits | 909 | 2454 | Rate Constraint in lbs/MWh | FALSE | L | Annual | Emissions at Affected Plants NOX | Thousand Tons | 0.0017093 | 0 | 0.0017093 | 0.0017093 | 0.0017093 | 0 | 0
NJ Non-HEDD CT Oil Units - Nox Rate Annual v5.12, Unit 929 and retrofits | 909 | 2454 | Rate Constraint in lbs/MWh | FALSE | L | Annual | Allowances Purchased NOX | Thousand Tons | 0 | 0 | 0 | 0 | 0 | 0 | 0
NJ Non-HEDD CT Oil Units - Nox Rate Annual v5.12, Unit 929 and retrofits | 909 | 2454 | Rate Constraint in lbs/MWh | FALSE | L | Annual | Allowances Sold NOX | Thousand Tons | 0 | 0 | 0 | 0 | 0 | 0 | 0
NJ Non-HEDD CT Oil Units - Nox Rate Annual v5.12, Unit 929 and retrofits | 909 | 2454 | Rate Constraint in lbs/MWh | FALSE | L | Annual | Allowances Banked | Thousand Tons | 0 | 0 | 0 | 0 | 0 | 0 | 0
NJ Non-HEDD CT Oil Units - Nox Rate Annual v5.12, Unit 929 and retrofits | 909 | 2454 | Rate Constraint in lbs/MWh | FALSE | L | Annual | Allowances Withdrawn (1:1) | Thousand Tons | 0 | 0 | 0 | 0 | 0 | 0 | 0
NJ Non-HEDD CT Oil Units - Nox Rate Annual v5.12, Unit 929 and retrofits | 909 | 2454 | Rate Constraint in lbs/MWh | FALSE | L | Annual | Allowances Withdrawn (n:1) | Thousand Tons | 0 | 0 | 0 | 0 | 0 | 0 | 0
NJ Non-HEDD CT Oil Units - Nox Rate Annual v5.12, Unit 929 and retrofits | 909 | 2454 | Rate Constraint in lbs/MWh | FALSE | L | Annual | Net Emissions Allowance Position | Thousand Tons | 0.0017093 | 0 | 0.0017093 | 0.0017093 | 0.0017093 | 0 | 0
NJ Non-HEDD CT Oil Units - Nox Rate Annual v5.12, Unit 929 and retrofits | 909 | 2454 | Rate Constraint in lbs/MWh | FALSE | L | Annual | Fuel Consumed | TBtu | 0.026625 | 0 | 0.026625 | 0.026625 | 0.026625 | 0 | 0
NJ Non-HEDD CT Oil Units - Nox Rate Annual v5.12, Unit 929 and retrofits | 909 | 2454 | Rate Constraint in lbs/MWh | FALSE | L | Annual | Rate | lb/MMBtu | 0.1284 | 0 | 0.1284 | 0.1284 | 0.1284 | 0 | 0
NJ Non-HEDD CT Oil Units - Nox Rate Annual v5.12, Unit 929 and retrofits | 909 | 2454 | Rate Constraint in lbs/MWh | FALSE | L | Annual | Generation | TWh | 0.0015546 | 0 | 0.0015546 | 0.0015546 | 0.0015546 | 0 | 0
NJ Non-HEDD CT Oil Units - Nox Rate Annual v5.12, Unit 929 and retrofits | 909 | 2454 | Rate Constraint in lbs/MWh | FALSE | L | Annual | Qualifying Generation | TWh | 0.0015546 | 0 | 0.0015546 | 0.0015546 | 0.0015546 | 0 | 0
NJ Non-HEDD CT Oil Units - Nox Rate Annual v5.12, Unit 929 and retrofits | 909 | 2454 | Rate Constraint in lbs/MWh | FALSE | L | Annual | Constraint Shadow Price | US2011$/Ton | 0 | 0 | 0 | 0 | 0 | 0 | 0
NJ Non-HEDD CT Oil Units - Nox Rate Annual v5.12, Unit 942 and retrofits | 910 | 2454 | Rate Constraint in lbs/MWh | FALSE | L | Annual | Seasons Included | Seasons | Winter, Summer | Winter, Summer | Winter, Summer | Winter, Summer | Winter, Summer | Winter, Summer | Winter, Summer
NJ Non-HEDD CT Oil Units - Nox Rate Annual v5.12, Unit 942 and retrofits | 910 | 2454 | Rate Constraint in lbs/MWh | FALSE | L | Annual | Standard NOX | lb/MWh | 3 | 3 | 3 | 3 | 3 | 3 | 3
NJ Non-HEDD CT Oil Units - Nox Rate Annual v5.12, Unit 942 and retrofits | 910 | 2454 | Rate Constraint in lbs/MWh | FALSE | L | Annual | Emissions at Affected Plants NOX | Thousand Tons | 0.0016876 | 0.00056152 | 0.00056152 | 0.00056152 | 0.00056152 | 0.00056152 | 0.00056152
NJ Non-HEDD CT Oil Units - Nox Rate Annual v5.12, Unit 942 and retrofits | 910 | 2454 | Rate Constraint in lbs/MWh | FALSE | L | Annual | Allowances Purchased NOX | Thousand Tons | 0 | 0 | 0 | 0 | 0 | 0 | 0
NJ Non-HEDD CT Oil Units - Nox Rate Annual v5.12, Unit 942 and retrofits | 910 | 2454 | Rate Constraint in lbs/MWh | FALSE | L | Annual | Allowances Sold NOX | Thousand Tons | 0 | 0 | 0 | 0 | 0 | 0 | 0
NJ Non-HEDD CT Oil Units - Nox Rate Annual v5.12, Unit 942 and retrofits | 910 | 2454 | Rate Constraint in lbs/MWh | FALSE | L | Annual | Allowances Banked | Thousand Tons | 0 | 0 | 0 | 0 | 0 | 0 | 0
NJ Non-HEDD CT Oil Units - Nox Rate Annual v5.12, Unit 942 and retrofits | 910 | 2454 | Rate Constraint in lbs/MWh | FALSE | L | Annual | Allowances Withdrawn (1:1) | Thousand Tons | 0 | 0 | 0 | 0 | 0 | 0 | 0
NJ Non-HEDD CT Oil Units - Nox Rate Annual v5.12, Unit 942 and retrofits | 910 | 2454 | Rate Constraint in lbs/MWh | FALSE | L | Annual | Allowances Withdrawn (n:1) | Thousand Tons | 0 | 0 | 0 | 0 | 0 | 0 | 0
NJ Non-HEDD CT Oil Units - Nox Rate Annual v5.12, Unit 942 and retrofits | 910 | 2454 | Rate Constraint in lbs/MWh | FALSE | L | Annual | Net Emissions Allowance Position | Thousand Tons | 0.0016876 | 0.00056152 | 0.00056152 | 0.00056152 | 0.00056152 | 0.00056152 | 0.00056152
NJ Non-HEDD CT Oil Units - Nox Rate Annual v5.12, Unit 942 and retrofits | 910 | 2454 | Rate Constraint in lbs/MWh | FALSE | L | Annual | Fuel Consumed | TBtu | 0.30684 | 0.10209 | 0.10209 | 0.10209 | 0.10209 | 0.10209 | 0.10209
NJ Non-HEDD CT Oil Units - Nox Rate Annual v5.12, Unit 942 and retrofits | 910 | 2454 | Rate Constraint in lbs/MWh | FALSE | L | Annual | Rate | lb/MMBtu | 0.011 | 0.011 | 0.011 | 0.011 | 0.011 | 0.011 | 0.011
NJ Non-HEDD CT Oil Units - Nox Rate Annual v5.12, Unit 942 and retrofits | 910 | 2454 | Rate Constraint in lbs/MWh | FALSE | L | Annual | Generation | TWh | 0.028623 | 0.0095237 | 0.0095237 | 0.0095237 | 0.0095237 | 0.0095237 | 0.0095237
NJ Non-HEDD CT Oil Units - Nox Rate Annual v5.12, Unit 942 and retrofits | 910 | 2454 | Rate Constraint in lbs/MWh | FALSE | L | Annual | Qualifying Generation | TWh | 0.028623 | 0.0095237 | 0.0095237 | 0.0095237 | 0.0095237 | 0.0095237 | 0.0095237
NJ Non-HEDD CT Oil Units - Nox Rate Annual v5.12, Unit 942 and retrofits | 910 | 2454 | Rate Constraint in lbs/MWh | FALSE | L | Annual | Constraint Shadow Price | US2011$/Ton | 0 | 0 | 0 | 0 | 0 | 0 | 0
NJ Non-HEDD CT Oil Units - Nox Rate Annual v5.12, Unit 963 and retrofits | 911 | 2454 | Rate Constraint in lbs/MWh | FALSE | L | Annual | Seasons Included | Seasons | Winter, Summer | Winter, Summer | Winter, Summer | Winter, Summer | Winter, Summer | Winter, Summer | Winter, Summer
NJ Non-HEDD CT Oil Units - Nox Rate Annual v5.12, Unit 963 and retrofits | 911 | 2454 | Rate Constraint in lbs/MWh | FALSE | L | Annual | Standard NOX | lb/MWh | 3 | 3 | 3 | 3 | 3 | 3 | 3
NJ Non-HEDD CT Oil Units - Nox Rate Annual v5.12, Unit 963 and retrofits | 911 | 2454 | Rate Constraint in lbs/MWh | FALSE | L | Annual | Emissions at Affected Plants NOX | Thousand Tons | 0 | 0 | 0 | 0 | 0 | 0 | 0
NJ Non-HEDD CT Oil Units - Nox Rate Annual v5.12, Unit 963 and retrofits | 911 | 2454 | Rate Constraint in lbs/MWh | FALSE | L | Annual | Allowances Purchased NOX | Thousand Tons | 0 | 0 | 0 | 0 | 0 | 0 | 0
NJ Non-HEDD CT Oil Units - Nox Rate Annual v5.12, Unit 963 and retrofits | 911 | 2454 | Rate Constraint in lbs/MWh | FALSE | L | Annual | Allowances Sold NOX | Thousand Tons | 0 | 0 | 0 | 0 | 0 | 0 | 0
NJ Non-HEDD CT Oil Units - Nox Rate Annual v5.12, Unit 963 and retrofits | 911 | 2454 | Rate Constraint in lbs/MWh | FALSE | L | Annual | Allowances Banked | Thousand Tons | 0 | 0 | 0 | 0 | 0 | 0 | 0
NJ Non-HEDD CT Oil Units - Nox Rate Annual v5.12, Unit 963 and retrofits | 911 | 2454 | Rate Constraint in lbs/MWh | FALSE | L | Annual | Allowances Withdrawn (1:1) | Thousand Tons | 0 | 0 | 0 | 0 | 0 | 0 | 0
NJ Non-HEDD CT Oil Units - Nox Rate Annual v5.12, Unit 963 and retrofits | 911 | 2454 | Rate Constraint in lbs/MWh | FALSE | L | Annual | Allowances Withdrawn (n:1) | Thousand Tons | 0 | 0 | 0 | 0 | 0 | 0 | 0
NJ Non-HEDD CT Oil Units - Nox Rate Annual v5.12, Unit 963 and retrofits | 911 | 2454 | Rate Constraint in lbs/MWh | FALSE | L | Annual | Net Emissions Allowance Position | Thousand Tons | 0 | 0 | 0 | 0 | 0 | 0 | 0
NJ Non-HEDD CT Oil Units - Nox Rate Annual v5.12, Unit 963 and retrofits | 911 | 2454 | Rate Constraint in lbs/MWh | FALSE | L | Annual | Fuel Consumed | TBtu | 0 | 0 | 0 | 0 | 0 | 0 | 0
NJ Non-HEDD CT Oil Units - Nox Rate Annual v5.12, Unit 963 and retrofits | 911 | 2454 | Rate Constraint in lbs/MWh | FALSE | L | Annual | Rate | lb/MMBtu | 0 | 0 | 0 | 0 | 0 | 0 | 0
NJ Non-HEDD CT Oil Units - Nox Rate Annual v5.12, Unit 963 and retrofits | 911 | 2454 | Rate Constraint in lbs/MWh | FALSE | L | Annual | Generation | TWh | 0 | 0 | 0 | 0 | 0 | 0 | 0
NJ Non-HEDD CT Oil Units - Nox Rate Annual v5.12, Unit 963 and retrofits | 911 | 2454 | Rate Constraint in lbs/MWh | FALSE | L | Annual | Qualifying Generation | TWh | 0 | 0 | 0 | 0 | 0 | 0 | 0
NJ Non-HEDD CT Oil Units - Nox Rate Annual v5.12, Unit 963 and retrofits | 911 | 2454 | Rate Constraint in lbs/MWh | FALSE | L | Annual | Constraint Shadow Price | US2011$/Ton | 0 | 0 | 0 | 0 | 0 | 0 | 0
NJ Non-HEDD CT Oil Units - Nox Rate Annual v5.12, Unit 964 and retrofits | 912 | 2454 | Rate Constraint in lbs/MWh | FALSE | L | Annual | Seasons Included | Seasons | Winter, Summer | Winter, Summer | Winter, Summer | Winter, Summer | Winter, Summer | Winter, Summer | Winter, Summer
NJ Non-HEDD CT Oil Units - Nox Rate Annual v5.12, Unit 964 and retrofits | 912 | 2454 | Rate Constraint in lbs/MWh | FALSE | L | Annual | Standard NOX | lb/MWh | 3 | 3 | 3 | 3 | 3 | 3 | 3
NJ Non-HEDD CT Oil Units - Nox Rate Annual v5.12, Unit 964 and retrofits | 912 | 2454 | Rate Constraint in lbs/MWh | FALSE | L | Annual | Emissions at Affected Plants NOX | Thousand Tons | 0 | 0 | 0 | 0 | 0 | 0 | 0
NJ Non-HEDD CT Oil Units - Nox Rate Annual v5.12, Unit 964 and retrofits | 912 | 2454 | Rate Constraint in lbs/MWh | FALSE | L | Annual | Allowances Purchased NOX | Thousand Tons | 0 | 0 | 0 | 0 | 0 | 0 | 0
NJ Non-HEDD CT Oil Units - Nox Rate Annual v5.12, Unit 964 and retrofits | 912 | 2454 | Rate Constraint in lbs/MWh | FALSE | L | Annual | Allowances Sold NOX | Thousand Tons | 0 | 0 | 0 | 0 | 0 | 0 | 0
NJ Non-HEDD CT Oil Units - Nox Rate Annual v5.12, Unit 964 and retrofits | 912 | 2454 | Rate Constraint in lbs/MWh | FALSE | L | Annual | Allowances Banked | Thousand Tons | 0 | 0 | 0 | 0 | 0 | 0 | 0
NJ Non-HEDD CT Oil Units - Nox Rate Annual v5.12, Unit 964 and retrofits | 912 | 2454 | Rate Constraint in lbs/MWh | FALSE | L | Annual | Allowances Withdrawn (1:1) | Thousand Tons | 0 | 0 | 0 | 0 | 0 | 0 | 0
NJ Non-HEDD CT Oil Units - Nox Rate Annual v5.12, Unit 964 and retrofits | 912 | 2454 | Rate Constraint in lbs/MWh | FALSE | L | Annual | Allowances Withdrawn (n:1) | Thousand Tons | 0 | 0 | 0 | 0 | 0 | 0 | 0
NJ Non-HEDD CT Oil Units - Nox Rate Annual v5.12, Unit 964 and retrofits | 912 | 2454 | Rate Constraint in lbs/MWh | FALSE | L | Annual | Net Emissions Allowance Position | Thousand Tons | 0 | 0 | 0 | 0 | 0 | 0 | 0
NJ Non-HEDD CT Oil Units - Nox Rate Annual v5.12, Unit 964 and retrofits | 912 | 2454 | Rate Constraint in lbs/MWh | FALSE | L | Annual | Fuel Consumed | TBtu | 0 | 0 | 0 | 0 | 0 | 0 | 0
NJ Non-HEDD CT Oil Units - Nox Rate Annual v5.12, Unit 964 and retrofits | 912 | 2454 | Rate Constraint in lbs/MWh | FALSE | L | Annual | Rate | lb/MMBtu | 0 | 0 | 0 | 0 | 0 | 0 | 0
NJ Non-HEDD CT Oil Units - Nox Rate Annual v5.12, Unit 964 and retrofits | 912 | 2454 | Rate Constraint in lbs/MWh | FALSE | L | Annual | Generation | TWh | 0 | 0 | 0 | 0 | 0 | 0 | 0
NJ Non-HEDD CT Oil Units - Nox Rate Annual v5.12, Unit 964 and retrofits | 912 | 2454 | Rate Constraint in lbs/MWh | FALSE | L | Annual | Qualifying Generation | TWh | 0 | 0 | 0 | 0 | 0 | 0 | 0
NJ Non-HEDD CT Oil Units - Nox Rate Annual v5.12, Unit 964 and retrofits | 912 | 2454 | Rate Constraint in lbs/MWh | FALSE | L | Annual | Constraint Shadow Price | US2011$/Ton | 0 | 0 | 0 | 0 | 0 | 0 | 0
NJ Non-HEDD CT Oil Units - Nox Rate Annual v5.12, Unit 965 and retrofits | 913 | 2454 | Rate Constraint in lbs/MWh | FALSE | L | Annual | Seasons Included | Seasons | Winter, Summer | Winter, Summer | Winter, Summer | Winter, Summer | Winter, Summer | Winter, Summer | Winter, Summer
NJ Non-HEDD CT Oil Units - Nox Rate Annual v5.12, Unit 965 and retrofits | 913 | 2454 | Rate Constraint in lbs/MWh | FALSE | L | Annual | Standard NOX | lb/MWh | 3 | 3 | 3 | 3 | 3 | 3 | 3
NJ Non-HEDD CT Oil Units - Nox Rate Annual v5.12, Unit 965 and retrofits | 913 | 2454 | Rate Constraint in lbs/MWh | FALSE | L | Annual | Emissions at Affected Plants NOX | Thousand Tons | 0 | 0 | 0 | 0 | 0 | 0 | 0
NJ Non-HEDD CT Oil Units - Nox Rate Annual v5.12, Unit 965 and retrofits | 913 | 2454 | Rate Constraint in lbs/MWh | FALSE | L | Annual | Allowances Purchased NOX | Thousand Tons | 0 | 0 | 0 | 0 | 0 | 0 | 0
NJ Non-HEDD CT Oil Units - Nox Rate Annual v5.12, Unit 965 and retrofits | 913 | 2454 | Rate Constraint in lbs/MWh | FALSE | L | Annual | Allowances Sold NOX | Thousand Tons | 0 | 0 | 0 | 0 | 0 | 0 | 0
NJ Non-HEDD CT Oil Units - Nox Rate Annual v5.12, Unit 965 and retrofits | 913 | 2454 | Rate Constraint in lbs/MWh | FALSE | L | Annual | Allowances Banked | Thousand Tons | 0 | 0 | 0 | 0 | 0 | 0 | 0
NJ Non-HEDD CT Oil Units - Nox Rate Annual v5.12, Unit 965 and retrofits | 913 | 2454 | Rate Constraint in lbs/MWh | FALSE | L | Annual | Allowances Withdrawn (1:1) | Thousand Tons | 0 | 0 | 0 | 0 | 0 | 0 | 0
NJ Non-HEDD CT Oil Units - Nox Rate Annual v5.12, Unit 965 and retrofits | 913 | 2454 | Rate Constraint in lbs/MWh | FALSE | L | Annual | Allowances Withdrawn (n:1) | Thousand Tons | 0 | 0 | 0 | 0 | 0 | 0 | 0
NJ Non-HEDD CT Oil Units - Nox Rate Annual v5.12, Unit 965 and retrofits | 913 | 2454 | Rate Constraint in lbs/MWh | FALSE | L | Annual | Net Emissions Allowance Position | Thousand Tons | 0 | 0 | 0 | 0 | 0 | 0 | 0
NJ Non-HEDD CT Oil Units - Nox Rate Annual v5.12, Unit 965 and retrofits | 913 | 2454 | Rate Constraint in lbs/MWh | FALSE | L | Annual | Fuel Consumed | TBtu | 0 | 0 | 0 | 0 | 0 | 0 | 0
NJ Non-HEDD CT Oil Units - Nox Rate Annual v5.12, Unit 965 and retrofits | 913 | 2454 | Rate Constraint in lbs/MWh | FALSE | L | Annual | Rate | lb/MMBtu | 0 | 0 | 0 | 0 | 0 | 0 | 0
NJ Non-HEDD CT Oil Units - Nox Rate Annual v5.12, Unit 965 and retrofits | 913 | 2454 | Rate Constraint in lbs/MWh | FALSE | L | Annual | Generation | TWh | 0 | 0 | 0 | 0 | 0 | 0 | 0
NJ Non-HEDD CT Oil Units - Nox Rate Annual v5.12, Unit 965 and retrofits | 913 | 2454 | Rate Constraint in lbs/MWh | FALSE | L | Annual | Qualifying Generation | TWh | 0 | 0 | 0 | 0 | 0 | 0 | 0
NJ Non-HEDD CT Oil Units - Nox Rate Annual v5.12, Unit 965 and retrofits | 913 | 2454 | Rate Constraint in lbs/MWh | FALSE | L | Annual | Constraint Shadow Price | US2011$/Ton | 0 | 0 | 0 | 0 | 0 | 0 | 0
NJ Non-HEDD CT Oil Units - Nox Rate Annual v5.12, Unit 966 and retrofits | 914 | 2454 | Rate Constraint in lbs/MWh | FALSE | L | Annual | Seasons Included | Seasons | Winter, Summer | Winter, Summer | Winter, Summer | Winter, Summer | Winter, Summer | Winter, Summer | Winter, Summer
NJ Non-HEDD CT Oil Units - Nox Rate Annual v5.12, Unit 966 and retrofits | 914 | 2454 | Rate Constraint in lbs/MWh | FALSE | L | Annual | Standard NOX | lb/MWh | 3 | 3 | 3 | 3 | 3 | 3 | 3
NJ Non-HEDD CT Oil Units - Nox Rate Annual v5.12, Unit 966 and retrofits | 914 | 2454 | Rate Constraint in lbs/MWh | FALSE | L | Annual | Emissions at Affected Plants NOX | Thousand Tons | 0 | 0 | 0 | 0 | 0 | 0 | 0
NJ Non-HEDD CT Oil Units - Nox Rate Annual v5.12, Unit 966 and retrofits | 914 | 2454 | Rate Constraint in lbs/MWh | FALSE | L | Annual | Allowances Purchased NOX | Thousand Tons | 0 | 0 | 0 | 0 | 0 | 0 | 0
NJ Non-HEDD CT Oil Units - Nox Rate Annual v5.12, Unit 966 and retrofits | 914 | 2454 | Rate Constraint in lbs/MWh | FALSE | L | Annual | Allowances Sold NOX | Thousand Tons | 0 | 0 | 0 | 0 | 0 | 0 | 0
NJ Non-HEDD CT Oil Units - Nox Rate Annual v5.12, Unit 966 and retrofits | 914 | 2454 | Rate Constraint in lbs/MWh | FALSE | L | Annual | Allowances Banked | Thousand Tons | 0 | 0 | 0 | 0 | 0 | 0 | 0
NJ Non-HEDD CT Oil Units - Nox Rate Annual v5.12, Unit 966 and retrofits | 914 | 2454 | Rate Constraint in lbs/MWh | FALSE | L | Annual | Allowances Withdrawn (1:1) | Thousand Tons | 0 | 0 | 0 | 0 | 0 | 0 | 0
NJ Non-HEDD CT Oil Units - Nox Rate Annual v5.12, Unit 966 and retrofits | 914 | 2454 | Rate Constraint in lbs/MWh | FALSE | L | Annual | Allowances Withdrawn (n:1) | Thousand Tons | 0 | 0 | 0 | 0 | 0 | 0 | 0
NJ Non-HEDD CT Oil Units - Nox Rate Annual v5.12, Unit 966 and retrofits | 914 | 2454 | Rate Constraint in lbs/MWh | FALSE | L | Annual | Net Emissions Allowance Position | Thousand Tons | 0 | 0 | 0 | 0 | 0 | 0 | 0
NJ Non-HEDD CT Oil Units - Nox Rate Annual v5.12, Unit 966 and retrofits | 914 | 2454 | Rate Constraint in lbs/MWh | FALSE | L | Annual | Fuel Consumed | TBtu | 0 | 0 | 0 | 0 | 0 | 0 | 0
NJ Non-HEDD CT Oil Units - Nox Rate Annual v5.12, Unit 966 and retrofits | 914 | 2454 | Rate Constraint in lbs/MWh | FALSE | L | Annual | Rate | lb/MMBtu | 0 | 0 | 0 | 0 | 0 | 0 | 0
NJ Non-HEDD CT Oil Units - Nox Rate Annual v5.12, Unit 966 and retrofits | 914 | 2454 | Rate Constraint in lbs/MWh | FALSE | L | Annual | Generation | TWh | 0 | 0 | 0 | 0 | 0 | 0 | 0
NJ Non-HEDD CT Oil Units - Nox Rate Annual v5.12, Unit 966 and retrofits | 914 | 2454 | Rate Constraint in lbs/MWh | FALSE | L | Annual | Qualifying Generation | TWh | 0 | 0 | 0 | 0 | 0 | 0 | 0
NJ Non-HEDD CT Oil Units - Nox Rate Annual v5.12, Unit 966 and retrofits | 914 | 2454 | Rate Constraint in lbs/MWh | FALSE | L | Annual | Constraint Shadow Price | US2011$/Ton | 0 | 0 | 0 | 0 | 0 | 0 | 0
NJ Non-HEDD CT Oil Units - Nox Rate Annual v5.12, Unit 1218 and retrofits | 915 | 2454 | Rate Constraint in lbs/MWh | FALSE | L | Annual | Seasons Included | Seasons | Winter, Summer | Winter, Summer | Winter, Summer | Winter, Summer | Winter, Summer | Winter, Summer | Winter, Summer
NJ Non-HEDD CT Oil Units - Nox Rate Annual v5.12, Unit 1218 and retrofits | 915 | 2454 | Rate Constraint in lbs/MWh | FALSE | L | Annual | Standard NOX | lb/MWh | 3 | 3 | 3 | 3 | 3 | 3 | 3
NJ Non-HEDD CT Oil Units - Nox Rate Annual v5.12, Unit 1218 and retrofits | 915 | 2454 | Rate Constraint in lbs/MWh | FALSE | L | Annual | Emissions at Affected Plants NOX | Thousand Tons | 0.0013617 | 0.00058085 | 0.0013617 | 0.0013617 | 0.0025266 | 0.0013617 | 0.0013617
NJ Non-HEDD CT Oil Units - Nox Rate Annual v5.12, Unit 1218 and retrofits | 915 | 2454 | Rate Constraint in lbs/MWh | FALSE | L | Annual | Allowances Purchased NOX | Thousand Tons | 0 | 0 | 0 | 0 | 0 | 0 | 0
NJ Non-HEDD CT Oil Units - Nox Rate Annual v5.12, Unit 1218 and retrofits | 915 | 2454 | Rate Constraint in lbs/MWh | FALSE | L | Annual | Allowances Sold NOX | Thousand Tons | 0 | 0 | 0 | 0 | 0 | 0 | 0
NJ Non-HEDD CT Oil Units - Nox Rate Annual v5.12, Unit 1218 and retrofits | 915 | 2454 | Rate Constraint in lbs/MWh | FALSE | L | Annual | Allowances Banked | Thousand Tons | 0 | 0 | 0 | 0 | 0 | 0 | 0
NJ Non-HEDD CT Oil Units - Nox Rate Annual v5.12, Unit 1218 and retrofits | 915 | 2454 | Rate Constraint in lbs/MWh | FALSE | L | Annual | Allowances Withdrawn (1:1) | Thousand Tons | 0 | 0 | 0 | 0 | 0 | 0 | 0
NJ Non-HEDD CT Oil Units - Nox Rate Annual v5.12, Unit 1218 and retrofits | 915 | 2454 | Rate Constraint in lbs/MWh | FALSE | L | Annual | Allowances Withdrawn (n:1) | Thousand Tons | 0 | 0 | 0 | 0 | 0 | 0 | 0
NJ Non-HEDD CT Oil Units - Nox Rate Annual v5.12, Unit 1218 and retrofits | 915 | 2454 | Rate Constraint in lbs/MWh | FALSE | L | Annual | Net Emissions Allowance Position | Thousand Tons | 0.0013617 | 0.00058085 | 0.0013617 | 0.0013617 | 0.0025266 | 0.0013617 | 0.0013617
NJ Non-HEDD CT Oil Units - Nox Rate Annual v5.12, Unit 1218 and retrofits | 915 | 2454 | Rate Constraint in lbs/MWh | FALSE | L | Annual | Fuel Consumed | TBtu | 0.24759 | 0.10561 | 0.24759 | 0.24759 | 0.45939 | 0.24759 | 0.24759
NJ Non-HEDD CT Oil Units - Nox Rate Annual v5.12, Unit 1218 and retrofits | 915 | 2454 | Rate Constraint in lbs/MWh | FALSE | L | Annual | Rate | lb/MMBtu | 0.011 | 0.011 | 0.011 | 0.011 | 0.011 | 0.011 | 0.011
NJ Non-HEDD CT Oil Units - Nox Rate Annual v5.12, Unit 1218 and retrofits | 915 | 2454 | Rate Constraint in lbs/MWh | FALSE | L | Annual | Generation | TWh | 0.023042 | 0.0098287 | 0.023042 | 0.023042 | 0.042753 | 0.023042 | 0.023042
NJ Non-HEDD CT Oil Units - Nox Rate Annual v5.12, Unit 1218 and retrofits | 915 | 2454 | Rate Constraint in lbs/MWh | FALSE | L | Annual | Qualifying Generation | TWh | 0.023042 | 0.0098287 | 0.023042 | 0.023042 | 0.042753 | 0.023042 | 0.023042
NJ Non-HEDD CT Oil Units - Nox Rate Annual v5.12, Unit 1218 and retrofits | 915 | 2454 | Rate Constraint in lbs/MWh | FALSE | L | Annual | Constraint Shadow Price | US2011$/Ton | 0 | 0 | 0 | 0 | 0 | 0 | 0
NJ Non-HEDD CT Oil Units - Nox Rate Annual v5.12, Unit 1219 and retrofits | 916 | 2454 | Rate Constraint in lbs/MWh | FALSE | L | Annual | Seasons Included | Seasons | Winter, Summer | Winter, Summer | Winter, Summer | Winter, Summer | Winter, Summer | Winter, Summer | Winter, Summer
NJ Non-HEDD CT Oil Units - Nox Rate Annual v5.12, Unit 1219 and retrofits | 916 | 2454 | Rate Constraint in lbs/MWh | FALSE | L | Annual | Standard NOX | lb/MWh | 3 | 3 | 3 | 3 | 3 | 3 | 3
NJ Non-HEDD CT Oil Units - Nox Rate Annual v5.12, Unit 1219 and retrofits | 916 | 2454 | Rate Constraint in lbs/MWh | FALSE | L | Annual | Emissions at Affected Plants NOX | Thousand Tons | 0.0013617 | 0.00058085 | 0.0013617 | 0.0009811 | 0.0025266 | 0.0013617 | 0.0013617
NJ Non-HEDD CT Oil Units - Nox Rate Annual v5.12, Unit 1219 and retrofits | 916 | 2454 | Rate Constraint in lbs/MWh | FALSE | L | Annual | Allowances Purchased NOX | Thousand Tons | 0 | 0 | 0 | 0 | 0 | 0 | 0
NJ Non-HEDD CT Oil Units - Nox Rate Annual v5.12, Unit 1219 and retrofits | 916 | 2454 | Rate Constraint in lbs/MWh | FALSE | L | Annual | Allowances Sold NOX | Thousand Tons | 0 | 0 | 0 | 0 | 0 | 0 | 0
NJ Non-HEDD CT Oil Units - Nox Rate Annual v5.12, Unit 1219 and retrofits | 916 | 2454 | Rate Constraint in lbs/MWh | FALSE | L | Annual | Allowances Banked | Thousand Tons | 0 | 0 | 0 | 0 | 0 | 0 | 0
NJ Non-HEDD CT Oil Units - Nox Rate Annual v5.12, Unit 1219 and retrofits | 916 | 2454 | Rate Constraint in lbs/MWh | FALSE | L | Annual | Allowances Withdrawn (1:1) | Thousand Tons | 0 | 0 | 0 | 0 | 0 | 0 | 0
NJ Non-HEDD CT Oil Units - Nox Rate Annual v5.12, Unit 1219 and retrofits | 916 | 2454 | Rate Constraint in lbs/MWh | FALSE | L | Annual | Allowances Withdrawn (n:1) | Thousand Tons | 0 | 0 | 0 | 0 | 0 | 0 | 0
NJ Non-HEDD CT Oil Units - Nox Rate Annual v5.12, Unit 1219 and retrofits | 916 | 2454 | Rate Constraint in lbs/MWh | FALSE | L | Annual | Net Emissions Allowance Position | Thousand Tons | 0.0013617 | 0.00058085 | 0.0013617 | 0.0009811 | 0.0025266 | 0.0013617 | 0.0013617
NJ Non-HEDD CT Oil Units - Nox Rate Annual v5.12, Unit 1219 and retrofits | 916 | 2454 | Rate Constraint in lbs/MWh | FALSE | L | Annual | Fuel Consumed | TBtu | 0.24759 | 0.10561 | 0.24759 | 0.17838 | 0.45939 | 0.24759 | 0.24759
NJ Non-HEDD CT Oil Units - Nox Rate Annual v5.12, Unit 1219 and retrofits | 916 | 2454 | Rate Constraint in lbs/MWh | FALSE | L | Annual | Rate | lb/MMBtu | 0.011 | 0.011 | 0.011 | 0.011 | 0.011 | 0.011 | 0.011
NJ Non-HEDD CT Oil Units - Nox Rate Annual v5.12, Unit 1219 and retrofits | 916 | 2454 | Rate Constraint in lbs/MWh | FALSE | L | Annual | Generation | TWh | 0.023042 | 0.0098287 | 0.023042 | 0.016601 | 0.042753 | 0.023042 | 0.023042
NJ Non-HEDD CT Oil Units - Nox Rate Annual v5.12, Unit 1219 and retrofits | 916 | 2454 | Rate Constraint in lbs/MWh | FALSE | L | Annual | Qualifying Generation | TWh | 0.023042 | 0.0098287 | 0.023042 | 0.016601 | 0.042753 | 0.023042 | 0.023042
NJ Non-HEDD CT Oil Units - Nox Rate Annual v5.12, Unit 1219 and retrofits | 916 | 2454 | Rate Constraint in lbs/MWh | FALSE | L | Annual | Constraint Shadow Price | US2011$/Ton | 0 | 0 | 0 | 0 | 0 | 0 | 0
NJ Non-HEDD CT Oil Units - Nox Rate Annual v5.12, Unit 1220 and retrofits | 917 | 2454 | Rate Constraint in lbs/MWh | FALSE | L | Annual | Seasons Included | Seasons | Winter, Summer | Winter, Summer | Winter, Summer | Winter, Summer | Winter, Summer | Winter, Summer | Winter, Summer
NJ Non-HEDD CT Oil Units - Nox Rate Annual v5.12, Unit 1220 and retrofits | 917 | 2454 | Rate Constraint in lbs/MWh | FALSE | L | Annual | Standard NOX | lb/MWh | 3 | 3 | 3 | 3 | 3 | 3 | 3
NJ Non-HEDD CT Oil Units - Nox Rate Annual v5.12, Unit 1220 and retrofits | 917 | 2454 | Rate Constraint in lbs/MWh | FALSE | L | Annual | Emissions at Affected Plants NOX | Thousand Tons | 0.0013617 | 0.00058085 | 0.0013617 | 0.0013617 | 0.0025266 | 0.0013617 | 0.0013617
NJ Non-HEDD CT Oil Units - Nox Rate Annual v5.12, Unit 1220 and retrofits | 917 | 2454 | Rate Constraint in lbs/MWh | FALSE | L | Annual | Allowances Purchased NOX | Thousand Tons | 0 | 0 | 0 | 0 | 0 | 0 | 0
NJ Non-HEDD CT Oil Units - Nox Rate Annual v5.12, Unit 1220 and retrofits | 917 | 2454 | Rate Constraint in lbs/MWh | FALSE | L | Annual | Allowances Sold NOX | Thousand Tons | 0 | 0 | 0 | 0 | 0 | 0 | 0
NJ Non-HEDD CT Oil Units - Nox Rate Annual v5.12, Unit 1220 and retrofits | 917 | 2454 | Rate Constraint in lbs/MWh | FALSE | L | Annual | Allowances Banked | Thousand Tons | 0 | 0 | 0 | 0 | 0 | 0 | 0
NJ Non-HEDD CT Oil Units - Nox Rate Annual v5.12, Unit 1220 and retrofits | 917 | 2454 | Rate Constraint in lbs/MWh | FALSE | L | Annual | Allowances Withdrawn (1:1) | Thousand Tons | 0 | 0 | 0 | 0 | 0 | 0 | 0
NJ Non-HEDD CT Oil Units - Nox Rate Annual v5.12, Unit 1220 and retrofits | 917 | 2454 | Rate Constraint in lbs/MWh | FALSE | L | Annual | Allowances Withdrawn (n:1) | Thousand Tons | 0 | 0 | 0 | 0 | 0 | 0 | 0
NJ Non-HEDD CT Oil Units - Nox Rate Annual v5.12, Unit 1220 and retrofits | 917 | 2454 | Rate Constraint in lbs/MWh | FALSE | L | Annual | Net Emissions Allowance Position | Thousand Tons | 0.0013617 | 0.00058085 | 0.0013617 | 0.0013617 | 0.0025266 | 0.0013617 | 0.0013617
NJ Non-HEDD CT Oil Units - Nox Rate Annual v5.12, Unit 1220 and retrofits | 917 | 2454 | Rate Constraint in lbs/MWh | FALSE | L | Annual | Fuel Consumed | TBtu | 0.24759 | 0.10561 | 0.24759 | 0.24759 | 0.45939 | 0.24759 | 0.24759
NJ Non-HEDD CT Oil Units - Nox Rate Annual v5.12, Unit 1220 and retrofits | 917 | 2454 | Rate Constraint in lbs/MWh | FALSE | L | Annual | Rate | lb/MMBtu | 0.011 | 0.011 | 0.011 | 0.011 | 0.011 | 0.011 | 0.011
NJ Non-HEDD CT Oil Units - Nox Rate Annual v5.12, Unit 1220 and retrofits | 917 | 2454 | Rate Constraint in lbs/MWh | FALSE | L | Annual | Generation | TWh | 0.023042 | 0.0098287 | 0.023042 | 0.023042 | 0.042753 | 0.023042 | 0.023042
NJ Non-HEDD CT Oil Units - Nox Rate Annual v5.12, Unit 1220 and retrofits | 917 | 2454 | Rate Constraint in lbs/MWh | FALSE | L | Annual | Qualifying Generation | TWh | 0.023042 | 0.0098287 | 0.023042 | 0.023042 | 0.042753 | 0.023042 | 0.023042
NJ Non-HEDD CT Oil Units - Nox Rate Annual v5.12, Unit 1220 and retrofits | 917 | 2454 | Rate Constraint in lbs/MWh | FALSE | L | Annual | Constraint Shadow Price | US2011$/Ton | 0 | 0 | 0 | 0 | 0 | 0 | 0
NJ Non-HEDD CT Oil Units - Nox Rate Annual v5.12, Unit 1221 and retrofits | 918 | 2454 | Rate Constraint in lbs/MWh | FALSE | L | Annual | Seasons Included | Seasons | Winter, Summer | Winter, Summer | Winter, Summer | Winter, Summer | Winter, Summer | Winter, Summer | Winter, Summer
NJ Non-HEDD CT Oil Units - Nox Rate Annual v5.12, Unit 1221 and retrofits | 918 | 2454 | Rate Constraint in lbs/MWh | FALSE | L | Annual | Standard NOX | lb/MWh | 3 | 3 | 3 | 3 | 3 | 3 | 3
NJ Non-HEDD CT Oil Units - Nox Rate Annual v5.12, Unit 1221 and retrofits | 918 | 2454 | Rate Constraint in lbs/MWh | FALSE | L | Annual | Emissions at Affected Plants NOX | Thousand Tons | 0.0013617 | 0.00058085 | 0.0013617 | 0.0013617 | 0.0025266 | 0.0013617 | 0.0013617
NJ Non-HEDD CT Oil Units - Nox Rate Annual v5.12, Unit 1221 and retrofits | 918 | 2454 | Rate Constraint in lbs/MWh | FALSE | L | Annual | Allowances Purchased NOX | Thousand Tons | 0 | 0 | 0 | 0 | 0 | 0 | 0
NJ Non-HEDD CT Oil Units - Nox Rate Annual v5.12, Unit 1221 and retrofits | 918 | 2454 | Rate Constraint in lbs/MWh | FALSE | L | Annual | Allowances Sold NOX | Thousand Tons | 0 | 0 | 0 | 0 | 0 | 0 | 0
NJ Non-HEDD CT Oil Units - Nox Rate Annual v5.12, Unit 1221 and retrofits | 918 | 2454 | Rate Constraint in lbs/MWh | FALSE | L | Annual | Allowances Banked | Thousand Tons | 0 | 0 | 0 | 0 | 0 | 0 | 0
NJ Non-HEDD CT Oil Units - Nox Rate Annual v5.12, Unit 1221 and retrofits | 918 | 2454 | Rate Constraint in lbs/MWh | FALSE | L | Annual | Allowances Withdrawn (1:1) | Thousand Tons | 0 | 0 | 0 | 0 | 0 | 0 | 0
NJ Non-HEDD CT Oil Units - Nox Rate Annual v5.12, Unit 1221 and retrofits | 918 | 2454 | Rate Constraint in lbs/MWh | FALSE | L | Annual | Allowances Withdrawn (n:1) | Thousand Tons | 0 | 0 | 0 | 0 | 0 | 0 | 0
NJ Non-HEDD CT Oil Units - Nox Rate Annual v5.12, Unit 1221 and retrofits | 918 | 2454 | Rate Constraint in lbs/MWh | FALSE | L | Annual | Net Emissions Allowance Position | Thousand Tons | 0.0013617 | 0.00058085 | 0.0013617 | 0.0013617 | 0.0025266 | 0.0013617 | 0.0013617
NJ Non-HEDD CT Oil Units - Nox Rate Annual v5.12, Unit 1221 and retrofits | 918 | 2454 | Rate Constraint in lbs/MWh | FALSE | L | Annual | Fuel Consumed | TBtu | 0.24759 | 0.10561 | 0.24759 | 0.24759 | 0.45939 | 0.24759 | 0.24759
NJ Non-HEDD CT Oil Units - Nox Rate Annual v5.12, Unit 1221 and retrofits | 918 | 2454 | Rate Constraint in lbs/MWh | FALSE | L | Annual | Rate | lb/MMBtu | 0.011 | 0.011 | 0.011 | 0.011 | 0.011 | 0.011 | 0.011
NJ Non-HEDD CT Oil Units - Nox Rate Annual v5.12, Unit 1221 and retrofits | 918 | 2454 | Rate Constraint in lbs/MWh | FALSE | L | Annual | Generation | TWh | 0.023042 | 0.0098287 | 0.023042 | 0.023042 | 0.042753 | 0.023042 | 0.023042
NJ Non-HEDD CT Oil Units - Nox Rate Annual v5.12, Unit 1221 and retrofits | 918 | 2454 | Rate Constraint in lbs/MWh | FALSE | L | Annual | Qualifying Generation | TWh | 0.023042 | 0.0098287 | 0.023042 | 0.023042 | 0.042753 | 0.023042 | 0.023042
NJ Non-HEDD CT Oil Units - Nox Rate Annual v5.12, Unit 1221 and retrofits | 918 | 2454 | Rate Constraint in lbs/MWh | FALSE | L | Annual | Constraint Shadow Price | US2011$/Ton | 0 | 0 | 0 | 0 | 0 | 0 | 0
NJ Non-HEDD CT Oil Units - Nox Rate Annual v5.12, Unit 1222 and retrofits | 919 | 2454 | Rate Constraint in lbs/MWh | FALSE | L | Annual | Seasons Included | Seasons | Winter, Summer | Winter, Summer | Winter, Summer | Winter, Summer | Winter, Summer | Winter, Summer | Winter, Summer
NJ Non-HEDD CT Oil Units - Nox Rate Annual v5.12, Unit 1222 and retrofits | 919 | 2454 | Rate Constraint in lbs/MWh | FALSE | L | Annual | Standard NOX | lb/MWh | 3 | 3 | 3 | 3 | 3 | 3 | 3
NJ Non-HEDD CT Oil Units - Nox Rate Annual v5.12, Unit 1222 and retrofits | 919 | 2454 | Rate Constraint in lbs/MWh | FALSE | L | Annual | Emissions at Affected Plants NOX | Thousand Tons | 0.0013617 | 0.00058085 | 0.0013617 | 0.0013617 | 0.0025266 | 0.0013617 | 0.0013617
NJ Non-HEDD CT Oil Units - Nox Rate Annual v5.12, Unit 1222 and retrofits | 919 | 2454 | Rate Constraint in lbs/MWh | FALSE | L | Annual | Allowances Purchased NOX | Thousand Tons | 0 | 0 | 0 | 0 | 0 | 0 | 0
NJ Non-HEDD CT Oil Units - Nox Rate Annual v5.12, Unit 1222 and retrofits | 919 | 2454 | Rate Constraint in lbs/MWh | FALSE | L | Annual | Allowances Sold NOX | Thousand Tons | 0 | 0 | 0 | 0 | 0 | 0 | 0
NJ Non-HEDD CT Oil Units - Nox Rate Annual v5.12, Unit 1222 and retrofits | 919 | 2454 | Rate Constraint in lbs/MWh | FALSE | L | Annual | Allowances Banked | Thousand Tons | 0 | 0 | 0 | 0 | 0 | 0 | 0
NJ Non-HEDD CT Oil Units - Nox Rate Annual v5.12, Unit 1222 and retrofits | 919 | 2454 | Rate Constraint in lbs/MWh | FALSE | L | Annual | Allowances Withdrawn (1:1) | Thousand Tons | 0 | 0 | 0 | 0 | 0 | 0 | 0
NJ Non-HEDD CT Oil Units - Nox Rate Annual v5.12, Unit 1222 and retrofits | 919 | 2454 | Rate Constraint in lbs/MWh | FALSE | L | Annual | Allowances Withdrawn (n:1) | Thousand Tons | 0 | 0 | 0 | 0 | 0 | 0 | 0
NJ Non-HEDD CT Oil Units - Nox Rate Annual v5.12, Unit 1222 and retrofits | 919 | 2454 | Rate Constraint in lbs/MWh | FALSE | L | Annual | Net Emissions Allowance Position | Thousand Tons | 0.0013617 | 0.00058085 | 0.0013617 | 0.0013617 | 0.0025266 | 0.0013617 | 0.0013617
NJ Non-HEDD CT Oil Units - Nox Rate Annual v5.12, Unit 1222 and retrofits | 919 | 2454 | Rate Constraint in lbs/MWh | FALSE | L | Annual | Fuel Consumed | TBtu | 0.24759 | 0.10561 | 0.24759 | 0.24759 | 0.45939 | 0.24759 | 0.24759
NJ Non-HEDD CT Oil Units - Nox Rate Annual v5.12, Unit 1222 and retrofits | 919 | 2454 | Rate Constraint in lbs/MWh | FALSE | L | Annual | Rate | lb/MMBtu | 0.011 | 0.011 | 0.011 | 0.011 | 0.011 | 0.011 | 0.011
NJ Non-HEDD CT Oil Units - Nox Rate Annual v5.12, Unit 1222 and retrofits | 919 | 2454 | Rate Constraint in lbs/MWh | FALSE | L | Annual | Generation | TWh | 0.023042 | 0.0098287 | 0.023042 | 0.023042 | 0.042753 | 0.023042 | 0.023042
NJ Non-HEDD CT Oil Units - Nox Rate Annual v5.12, Unit 1222 and retrofits | 919 | 2454 | Rate Constraint in lbs/MWh | FALSE | L | Annual | Qualifying Generation | TWh | 0.023042 | 0.0098287 | 0.023042 | 0.023042 | 0.042753 | 0.023042 | 0.023042
NJ Non-HEDD CT Oil Units - Nox Rate Annual v5.12, Unit 1222 and retrofits | 919 | 2454 | Rate Constraint in lbs/MWh | FALSE | L | Annual | Constraint Shadow Price | US2011$/Ton | 0 | 0 | 0 | 0 | 0 | 0 | 0
NJ Non-HEDD CT Oil Units - Nox Rate Annual v5.12, Unit 1223 and retrofits | 920 | 2454 | Rate Constraint in lbs/MWh | FALSE | L | Annual | Seasons Included | Seasons | Winter, Summer | Winter, Summer | Winter, Summer | Winter, Summer | Winter, Summer | Winter, Summer | Winter, Summer
NJ Non-HEDD CT Oil Units - Nox Rate Annual v5.12, Unit 1223 and retrofits | 920 | 2454 | Rate Constraint in lbs/MWh | FALSE | L | Annual | Standard NOX | lb/MWh | 3 | 3 | 3 | 3 | 3 | 3 | 3
NJ Non-HEDD CT Oil Units - Nox Rate Annual v5.12, Unit 1223 and retrofits | 920 | 2454 | Rate Constraint in lbs/MWh | FALSE | L | Annual | Emissions at Affected Plants NOX | Thousand Tons | 0.0013617 | 0.00058085 | 0.0013617 | 0.00073457 | 0.0025266 | 0.0013617 | 0.0013617
NJ Non-HEDD CT Oil Units - Nox Rate Annual v5.12, Unit 1223 and retrofits | 920 | 2454 | Rate Constraint in lbs/MWh | FALSE | L | Annual | Allowances Purchased NOX | Thousand Tons | 0 | 0 | 0 | 0 | 0 | 0 | 0
NJ Non-HEDD CT Oil Units - Nox Rate Annual v5.12, Unit 1223 and retrofits | 920 | 2454 | Rate Constraint in lbs/MWh | FALSE | L | Annual | Allowances Sold NOX | Thousand Tons | 0 | 0 | 0 | 0 | 0 | 0 | 0
NJ Non-HEDD CT Oil Units - Nox Rate Annual v5.12, Unit 1223 and retrofits | 920 | 2454 | Rate Constraint in lbs/MWh | FALSE | L | Annual | Allowances Banked | Thousand Tons | 0 | 0 | 0 | 0 | 0 | 0 | 0
NJ Non-HEDD CT Oil Units - Nox Rate Annual v5.12, Unit 1223 and retrofits | 920 | 2454 | Rate Constraint in lbs/MWh | FALSE | L | Annual | Allowances Withdrawn (1:1) | Thousand Tons | 0 | 0 | 0 | 0 | 0 | 0 | 0
NJ Non-HEDD CT Oil Units - Nox Rate Annual v5.12, Unit 1223 and retrofits | 920 | 2454 | Rate Constraint in lbs/MWh | FALSE | L | Annual | Allowances Withdrawn (n:1) | Thousand Tons | 0 | 0 | 0 | 0 | 0 | 0 | 0
NJ Non-HEDD CT Oil Units - Nox Rate Annual v5.12, Unit 1223 and retrofits | 920 | 2454 | Rate Constraint in lbs/MWh | FALSE | L | Annual | Net Emissions Allowance Position | Thousand Tons | 0.0013617 | 0.00058085 | 0.0013617 | 0.00073457 | 0.0025266 | 0.0013617 | 0.0013617
NJ Non-HEDD CT Oil Units - Nox Rate Annual v5.12, Unit 1223 and retrofits | 920 | 2454 | Rate Constraint in lbs/MWh | FALSE | L | Annual | Fuel Consumed | TBtu | 0.24759 | 0.10561 | 0.24759 | 0.13356 | 0.45939 | 0.24759 | 0.24759
NJ Non-HEDD CT Oil Units - Nox Rate Annual v5.12, Unit 1223 and retrofits | 920 | 2454 | Rate Constraint in lbs/MWh | FALSE | L | Annual | Rate | lb/MMBtu | 0.011 | 0.011 | 0.011 | 0.011 | 0.011 | 0.011 | 0.011
NJ Non-HEDD CT Oil Units - Nox Rate Annual v5.12, Unit 1223 and retrofits | 920 | 2454 | Rate Constraint in lbs/MWh | FALSE | L | Annual | Generation | TWh | 0.023042 | 0.0098287 | 0.023042 | 0.01243 | 0.042753 | 0.023042 | 0.023042
NJ Non-HEDD CT Oil Units - Nox Rate Annual v5.12, Unit 1223 and retrofits | 920 | 2454 | Rate Constraint in lbs/MWh | FALSE | L | Annual | Qualifying Generation | TWh | 0.023042 | 0.0098287 | 0.023042 | 0.01243 | 0.042753 | 0.023042 | 0.023042
NJ Non-HEDD CT Oil Units - Nox Rate Annual v5.12, Unit 1223 and retrofits | 920 | 2454 | Rate Constraint in lbs/MWh | FALSE | L | Annual | Constraint Shadow Price | US2011$/Ton | 0 | 0 | 0 | 0 | 0 | 0 | 0
NJ Non-HEDD CT Oil Units - Nox Rate Annual v5.12, Unit 1224 and retrofits | 921 | 2454 | Rate Constraint in lbs/MWh | FALSE | L | Annual | Seasons Included | Seasons | Winter, Summer | Winter, Summer | Winter, Summer | Winter, Summer | Winter, Summer | Winter, Summer | Winter, Summer
NJ Non-HEDD CT Oil Units - Nox Rate Annual v5.12, Unit 1224 and retrofits | 921 | 2454 | Rate Constraint in lbs/MWh | FALSE | L | Annual | Standard NOX | lb/MWh | 3 | 3 | 3 | 3 | 3 | 3 | 3
NJ Non-HEDD CT Oil Units - Nox Rate Annual v5.12, Unit 1224 and retrofits | 921 | 2454 | Rate Constraint in lbs/MWh | FALSE | L | Annual | Emissions at Affected Plants NOX | Thousand Tons | 0.0013617 | 0.00058085 | 0.0013617 | 0.00073457 | 0.0025266 | 0.0013617 | 0.0013617
NJ Non-HEDD CT Oil Units - Nox Rate Annual v5.12, Unit 1224 and retrofits | 921 | 2454 | Rate Constraint in lbs/MWh | FALSE | L | Annual | Allowances Purchased NOX | Thousand Tons | 0 | 0 | 0 | 0 | 0 | 0 | 0
NJ Non-HEDD CT Oil Units - Nox Rate Annual v5.12, Unit 1224 and retrofits | 921 | 2454 | Rate Constraint in lbs/MWh | FALSE | L | Annual | Allowances Sold NOX | Thousand Tons | 0 | 0 | 0 | 0 | 0 | 0 | 0
NJ Non-HEDD CT Oil Units - Nox Rate Annual v5.12, Unit 1224 and retrofits | 921 | 2454 | Rate Constraint in lbs/MWh | FALSE | L | Annual | Allowances Banked | Thousand Tons | 0 | 0 | 0 | 0 | 0 | 0 | 0
NJ Non-HEDD CT Oil Units - Nox Rate Annual v5.12, Unit 1224 and retrofits | 921 | 2454 | Rate Constraint in lbs/MWh | FALSE | L | Annual | Allowances Withdrawn (1:1) | Thousand Tons | 0 | 0 | 0 | 0 | 0 | 0 | 0
NJ Non-HEDD CT Oil Units - Nox Rate Annual v5.12, Unit 1224 and retrofits | 921 | 2454 | Rate Constraint in lbs/MWh | FALSE | L | Annual | Allowances Withdrawn (n:1) | Thousand Tons | 0 | 0 | 0 | 0 | 0 | 0 | 0
NJ Non-HEDD CT Oil Units - Nox Rate Annual v5.12, Unit 1224 and retrofits | 921 | 2454 | Rate Constraint in lbs/MWh | FALSE | L | Annual | Net Emissions Allowance Position | Thousand Tons | 0.0013617 | 0.00058085 | 0.0013617 | 0.00073457 | 0.0025266 | 0.0013617 | 0.0013617
NJ Non-HEDD CT Oil Units - Nox Rate Annual v5.12, Unit 1224 and retrofits | 921 | 2454 | Rate Constraint in lbs/MWh | FALSE | L | Annual | Fuel Consumed | TBtu | 0.24759 | 0.10561 | 0.24759 | 0.13356 | 0.45939 | 0.24759 | 0.24759
NJ Non-HEDD CT Oil Units - Nox Rate Annual v5.12, Unit 1224 and retrofits | 921 | 2454 | Rate Constraint in lbs/MWh | FALSE | L | Annual | Rate | lb/MMBtu | 0.011 | 0.011 | 0.011 | 0.011 | 0.011 | 0.011 | 0.011
NJ Non-HEDD CT Oil Units - Nox Rate Annual v5.12, Unit 1224 and retrofits | 921 | 2454 | Rate Constraint in lbs/MWh | FALSE | L | Annual | Generation | TWh | 0.023042 | 0.0098287 | 0.023042 | 0.01243 | 0.042753 | 0.023042 | 0.023042
NJ Non-HEDD CT Oil Units - Nox Rate Annual v5.12, Unit 1224 and retrofits | 921 | 2454 | Rate Constraint in lbs/MWh | FALSE | L | Annual | Qualifying Generation | TWh | 0.023042 | 0.0098287 | 0.023042 | 0.01243 | 0.042753 | 0.023042 | 0.023042
NJ Non-HEDD CT Oil Units - Nox Rate Annual v5.12, Unit 1224 and retrofits | 921 | 2454 | Rate Constraint in lbs/MWh | FALSE | L | Annual | Constraint Shadow Price | US2011$/Ton | 0 | 0 | 0 | 0 | 0 | 0 | 0
NJ Non-HEDD CT Oil Units - Nox Rate Annual v5.12, Unit 1225 and retrofits | 922 | 2454 | Rate Constraint in lbs/MWh | FALSE | L | Annual | Seasons Included | Seasons | Winter, Summer | Winter, Summer | Winter, Summer | Winter, Summer | Winter, Summer | Winter, Summer | Winter, Summer
NJ Non-HEDD CT Oil Units - Nox Rate Annual v5.12, Unit 1225 and retrofits | 922 | 2454 | Rate Constraint in lbs/MWh | FALSE | L | Annual | Standard NOX | lb/MWh | 3 | 3 | 3 | 3 | 3 | 3 | 3
NJ Non-HEDD CT Oil Units - Nox Rate Annual v5.12, Unit 1225 and retrofits | 922 | 2454 | Rate Constraint in lbs/MWh | FALSE | L | Annual | Emissions at Affected Plants NOX | Thousand Tons | 0.0013617 | 0.00058085 | 0.0013617 | 0.0013617 | 0.0025266 | 0.0013617 | 0.0013617
NJ Non-HEDD CT Oil Units - Nox Rate Annual v5.12, Unit 1225 and retrofits | 922 | 2454 | Rate Constraint in lbs/MWh | FALSE | L | Annual | Allowances Purchased NOX | Thousand Tons | 0 | 0 | 0 | 0 | 0 | 0 | 0
NJ Non-HEDD CT Oil Units - Nox Rate Annual v5.12, Unit 1225 and retrofits | 922 | 2454 | Rate Constraint in lbs/MWh | FALSE | L | Annual | Allowances Sold NOX | Thousand Tons | 0 | 0 | 0 | 0 | 0 | 0 | 0
NJ Non-HEDD CT Oil Units - Nox Rate Annual v5.12, Unit 1225 and retrofits | 922 | 2454 | Rate Constraint in lbs/MWh | FALSE | L | Annual | Allowances Banked | Thousand Tons | 0 | 0 | 0 | 0 | 0 | 0 | 0
NJ Non-HEDD CT Oil Units - Nox Rate Annual v5.12, Unit 1225 and retrofits | 922 | 2454 | Rate Constraint in lbs/MWh | FALSE | L | Annual | Allowances Withdrawn (1:1) | Thousand Tons | 0 | 0 | 0 | 0 | 0 | 0 | 0
NJ Non-HEDD CT Oil Units - Nox Rate Annual v5.12, Unit 1225 and retrofits | 922 | 2454 | Rate Constraint in lbs/MWh | FALSE | L | Annual | Allowances Withdrawn (n:1) | Thousand Tons | 0 | 0 | 0 | 0 | 0 | 0 | 0
NJ Non-HEDD CT Oil Units - Nox Rate Annual v5.12, Unit 1225 and retrofits | 922 | 2454 | Rate Constraint in lbs/MWh | FALSE | L | Annual | Net Emissions Allowance Position | Thousand Tons | 0.0013617 | 0.00058085 | 0.0013617 | 0.0013617 | 0.0025266 | 0.0013617 | 0.0013617
NJ Non-HEDD CT Oil Units - Nox Rate Annual v5.12, Unit 1225 and retrofits | 922 | 2454 | Rate Constraint in lbs/MWh | FALSE | L | Annual | Fuel Consumed | TBtu | 0.24759 | 0.10561 | 0.24759 | 0.24759 | 0.45939 | 0.24759 | 0.24759
NJ Non-HEDD CT Oil Units - Nox Rate Annual v5.12, Unit 1225 and retrofits | 922 | 2454 | Rate Constraint in lbs/MWh | FALSE | L | Annual | Rate | lb/MMBtu | 0.011 | 0.011 | 0.011 | 0.011 | 0.011 | 0.011 | 0.011
NJ Non-HEDD CT Oil Units - Nox Rate Annual v5.12, Unit 1225 and retrofits | 922 | 2454 | Rate Constraint in lbs/MWh | FALSE | L | Annual | Generation | TWh | 0.023042 | 0.0098287 | 0.023042 | 0.023042 | 0.042753 | 0.023042 | 0.023042
NJ Non-HEDD CT Oil Units - Nox Rate Annual v5.12, Unit 1225 and retrofits | 922 | 2454 | Rate Constraint in lbs/MWh | FALSE | L | Annual | Qualifying Generation | TWh | 0.023042 | 0.0098287 | 0.023042 | 0.023042 | 0.042753 | 0.023042 | 0.023042
NJ Non-HEDD CT Oil Units - Nox Rate Annual v5.12, Unit 1225 and retrofits | 922 | 2454 | Rate Constraint in lbs/MWh | FALSE | L | Annual | Constraint Shadow Price | US2011$/Ton | 0 | 0 | 0 | 0 | 0 | 0 | 0
NJ PSEGHudson2- NOx Annual GPS v4.10, Unit 4241 and retrofits | 923 | 2280 | Rate Constraint in lbs/MWh | FALSE | L | Annual | Seasons Included | Seasons | Winter, Summer | Winter, Summer | Winter, Summer | Winter, Summer | Winter, Summer | Winter, Summer | Winter, Summer
NJ PSEGHudson2- NOx Annual GPS v4.10, Unit 4241 and retrofits | 923 | 2280 | Rate Constraint in lbs/MWh | FALSE | L | Annual | Standard NOX | lb/MWh | 1.8124 | 1.8124 | 1.8124 | 1.8124 | 1.8124 | 1.8124 | 1.8124
NJ PSEGHudson2- NOx Annual GPS v4.10, Unit 4241 and retrofits | 923 | 2280 | Rate Constraint in lbs/MWh | FALSE | L | Annual | Emissions at Affected Plants NOX | Thousand Tons | 0.23981 | 0.43957 | 0 | 0 | 0 | 0 | 0
NJ PSEGHudson2- NOx Annual GPS v4.10, Unit 4241 and retrofits | 923 | 2280 | Rate Constraint in lbs/MWh | FALSE | L | Annual | Allowances Purchased NOX | Thousand Tons | 0 | 0 | 0 | 0 | 0 | 0 | 0
NJ PSEGHudson2- NOx Annual GPS v4.10, Unit 4241 and retrofits | 923 | 2280 | Rate Constraint in lbs/MWh | FALSE | L | Annual | Allowances Sold NOX | Thousand Tons | 0 | 0 | 0 | 0 | 0 | 0 | 0
NJ PSEGHudson2- NOx Annual GPS v4.10, Unit 4241 and retrofits | 923 | 2280 | Rate Constraint in lbs/MWh | FALSE | L | Annual | Allowances Banked | Thousand Tons | 0 | 0 | 0 | 0 | 0 | 0 | 0
NJ PSEGHudson2- NOx Annual GPS v4.10, Unit 4241 and retrofits | 923 | 2280 | Rate Constraint in lbs/MWh | FALSE | L | Annual | Allowances Withdrawn (1:1) | Thousand Tons | 0 | 0 | 0 | 0 | 0 | 0 | 0
NJ PSEGHudson2- NOx Annual GPS v4.10, Unit 4241 and retrofits | 923 | 2280 | Rate Constraint in lbs/MWh | FALSE | L | Annual | Allowances Withdrawn (n:1) | Thousand Tons | 0 | 0 | 0 | 0 | 0 | 0 | 0
NJ PSEGHudson2- NOx Annual GPS v4.10, Unit 4241 and retrofits | 923 | 2280 | Rate Constraint in lbs/MWh | FALSE | L | Annual | Net Emissions Allowance Position | Thousand Tons | 0.23981 | 0.43957 | 0 | 0 | 0 | 0 | 0
NJ PSEGHudson2- NOx Annual GPS v4.10, Unit 4241 and retrofits | 923 | 2280 | Rate Constraint in lbs/MWh | FALSE | L | Annual | Fuel Consumed | TBtu | 6.3297 | 11.6023 | 0 | 0 | 0 | 0 | 0
NJ PSEGHudson2- NOx Annual GPS v4.10, Unit 4241 and retrofits | 923 | 2280 | Rate Constraint in lbs/MWh | FALSE | L | Annual | Rate | lb/MMBtu | 0.075773 | 0.075773 | 0 | 0 | 0 | 0 | 0
NJ PSEGHudson2- NOx Annual GPS v4.10, Unit 4241 and retrofits | 923 | 2280 | Rate Constraint in lbs/MWh | FALSE | L | Annual | Generation | TWh | 0.61102 | 1.12 | 0 | 0 | 0 | 0 | 0
NJ PSEGHudson2- NOx Annual GPS v4.10, Unit 4241 and retrofits | 923 | 2280 | Rate Constraint in lbs/MWh | FALSE | L | Annual | Qualifying Generation | TWh | 0.61102 | 1.12 | 0 | 0 | 0 | 0 | 0
NJ PSEGHudson2- NOx Annual GPS v4.10, Unit 4241 and retrofits | 923 | 2280 | Rate Constraint in lbs/MWh | FALSE | L | Annual | Constraint Shadow Price | US2011$/Ton | 0 | 0 | 0 | 0 | 0 | 0 | 0
NJ PSEGMercer1 and 2- NOx Annual GPS v4.10, Unit 4242 and retrofits | 924 | 2281 | Rate Constraint in lbs/MWh | FALSE | L | Annual | Seasons Included | Seasons | Winter, Summer | Winter, Summer | Winter, Summer | Winter, Summer | Winter, Summer | Winter, Summer | Winter, Summer
NJ PSEGMercer1 and 2- NOx Annual GPS v4.10, Unit 4242 and retrofits | 924 | 2281 | Rate Constraint in lbs/MWh | FALSE | L | Annual | Standard NOX | lb/MWh | 1.8124 | 1.8124 | 1.8124 | 1.8124 | 1.8124 | 1.8124 | 1.8124
NJ PSEGMercer1 and 2- NOx Annual GPS v4.10, Unit 4242 and retrofits | 924 | 2281 | Rate Constraint in lbs/MWh | FALSE | L | Annual | Emissions at Affected Plants NOX | Thousand Tons | 0 | 0 | 0 | 0 | 0 | 0 | 0
NJ PSEGMercer1 and 2- NOx Annual GPS v4.10, Unit 4242 and retrofits | 924 | 2281 | Rate Constraint in lbs/MWh | FALSE | L | Annual | Allowances Purchased NOX | Thousand Tons | 0 | 0 | 0 | 0 | 0 | 0 | 0
NJ PSEGMercer1 and 2- NOx Annual GPS v4.10, Unit 4242 and retrofits | 924 | 2281 | Rate Constraint in lbs/MWh | FALSE | L | Annual | Allowances Sold NOX | Thousand Tons | 0 | 0 | 0 | 0 | 0 | 0 | 0
NJ PSEGMercer1 and 2- NOx Annual GPS v4.10, Unit 4242 and retrofits | 924 | 2281 | Rate Constraint in lbs/MWh | FALSE | L | Annual | Allowances Banked | Thousand Tons | 0 | 0 | 0 | 0 | 0 | 0 | 0
NJ PSEGMercer1 and 2- NOx Annual GPS v4.10, Unit 4242 and retrofits | 924 | 2281 | Rate Constraint in lbs/MWh | FALSE | L | Annual | Allowances Withdrawn (1:1) | Thousand Tons | 0 | 0 | 0 | 0 | 0 | 0 | 0
NJ PSEGMercer1 and 2- NOx Annual GPS v4.10, Unit 4242 and retrofits | 924 | 2281 | Rate Constraint in lbs/MWh | FALSE | L | Annual | Allowances Withdrawn (n:1) | Thousand Tons | 0 | 0 | 0 | 0 | 0 | 0 | 0
NJ PSEGMercer1 and 2- NOx Annual GPS v4.10, Unit 4242 and retrofits | 924 | 2281 | Rate Constraint in lbs/MWh | FALSE | L | Annual | Net Emissions Allowance Position | Thousand Tons | 0 | 0 | 0 | 0 | 0 | 0 | 0
NJ PSEGMercer1 and 2- NOx Annual GPS v4.10, Unit 4242 and retrofits | 924 | 2281 | Rate Constraint in lbs/MWh | FALSE | L | Annual | Fuel Consumed | TBtu | 0 | 0 | 0 | 0 | 0 | 0 | 0
NJ PSEGMercer1 and 2- NOx Annual GPS v4.10, Unit 4242 and retrofits | 924 | 2281 | Rate Constraint in lbs/MWh | FALSE | L | Annual | Rate | lb/MMBtu | 0 | 0 | 0 | 0 | 0 | 0 | 0
NJ PSEGMercer1 and 2- NOx Annual GPS v4.10, Unit 4242 and retrofits | 924 | 2281 | Rate Constraint in lbs/MWh | FALSE | L | Annual | Generation | TWh | 0 | 0 | 0 | 0 | 0 | 0 | 0
NJ PSEGMercer1 and 2- NOx Annual GPS v4.10, Unit 4242 and retrofits | 924 | 2281 | Rate Constraint in lbs/MWh | FALSE | L | Annual | Qualifying Generation | TWh | 0 | 0 | 0 | 0 | 0 | 0 | 0
NJ PSEGMercer1 and 2- NOx Annual GPS v4.10, Unit 4242 and retrofits | 924 | 2281 | Rate Constraint in lbs/MWh | FALSE | L | Annual | Constraint Shadow Price | US2011$/Ton | 0 | 0 | 0 | 0 | 0 | 0 | 0
NJ PSEGMercer1 and 2- NOx Annual GPS v4.10, Unit 4243 and retrofits | 925 | 2281 | Rate Constraint in lbs/MWh | FALSE | L | Annual | Seasons Included | Seasons | Winter, Summer | Winter, Summer | Winter, Summer | Winter, Summer | Winter, Summer | Winter, Summer | Winter, Summer
NJ PSEGMercer1 and 2- NOx Annual GPS v4.10, Unit 4243 and retrofits | 925 | 2281 | Rate Constraint in lbs/MWh | FALSE | L | Annual | Standard NOX | lb/MWh | 1.8124 | 1.8124 | 1.8124 | 1.8124 | 1.8124 | 1.8124 | 1.8124
NJ PSEGMercer1 and 2- NOx Annual GPS v4.10, Unit 4243 and retrofits | 925 | 2281 | Rate Constraint in lbs/MWh | FALSE | L | Annual | Emissions at Affected Plants NOX | Thousand Tons | 0 | 0 | 0 | 0 | 0 | 0 | 0
NJ PSEGMercer1 and 2- NOx Annual GPS v4.10, Unit 4243 and retrofits | 925 | 2281 | Rate Constraint in lbs/MWh | FALSE | L | Annual | Allowances Purchased NOX | Thousand Tons | 0 | 0 | 0 | 0 | 0 | 0 | 0
NJ PSEGMercer1 and 2- NOx Annual GPS v4.10, Unit 4243 and retrofits | 925 | 2281 | Rate Constraint in lbs/MWh | FALSE | L | Annual | Allowances Sold NOX | Thousand Tons | 0 | 0 | 0 | 0 | 0 | 0 | 0
NJ PSEGMercer1 and 2- NOx Annual GPS v4.10, Unit 4243 and retrofits | 925 | 2281 | Rate Constraint in lbs/MWh | FALSE | L | Annual | Allowances Banked | Thousand Tons | 0 | 0 | 0 | 0 | 0 | 0 | 0
NJ PSEGMercer1 and 2- NOx Annual GPS v4.10, Unit 4243 and retrofits | 925 | 2281 | Rate Constraint in lbs/MWh | FALSE | L | Annual | Allowances Withdrawn (1:1) | Thousand Tons | 0 | 0 | 0 | 0 | 0 | 0 | 0
NJ PSEGMercer1 and 2- NOx Annual GPS v4.10, Unit 4243 and retrofits | 925 | 2281 | Rate Constraint in lbs/MWh | FALSE | L | Annual | Allowances Withdrawn (n:1) | Thousand Tons | 0 | 0 | 0 | 0 | 0 | 0 | 0
NJ PSEGMercer1 and 2- NOx Annual GPS v4.10, Unit 4243 and retrofits | 925 | 2281 | Rate Constraint in lbs/MWh | FALSE | L | Annual | Net Emissions Allowance Position | Thousand Tons | 0 | 0 | 0 | 0 | 0 | 0 | 0
NJ PSEGMercer1 and 2- NOx Annual GPS v4.10, Unit 4243 and retrofits | 925 | 2281 | Rate Constraint in lbs/MWh | FALSE | L | Annual | Fuel Consumed | TBtu | 0 | 0 | 0 | 0 | 0 | 0 | 0
NJ PSEGMercer1 and 2- NOx Annual GPS v4.10, Unit 4243 and retrofits | 925 | 2281 | Rate Constraint in lbs/MWh | FALSE | L | Annual | Rate | lb/MMBtu | 0 | 0 | 0 | 0 | 0 | 0 | 0
NJ PSEGMercer1 and 2- NOx Annual GPS v4.10, Unit 4243 and retrofits | 925 | 2281 | Rate Constraint in lbs/MWh | FALSE | L | Annual | Generation | TWh | 0 | 0 | 0 | 0 | 0 | 0 | 0
NJ PSEGMercer1 and 2- NOx Annual GPS v4.10, Unit 4243 and retrofits | 925 | 2281 | Rate Constraint in lbs/MWh | FALSE | L | Annual | Qualifying Generation | TWh | 0 | 0 | 0 | 0 | 0 | 0 | 0
NJ PSEGMercer1 and 2- NOx Annual GPS v4.10, Unit 4243 and retrofits | 925 | 2281 | Rate Constraint in lbs/MWh | FALSE | L | Annual | Constraint Shadow Price | US2011$/Ton | 0 | 0 | 0 | 0 | 0 | 0 | 0
NJ SO2 Constraint v5.14 | 926 | 6126 | Rate Constraint in lbs/MMBtu | FALSE | L | Annual | Seasons Included | Seasons | Winter, Summer | Winter, Summer | Winter, Summer | Winter, Summer | Winter, Summer | Winter, Summer | Winter, Summer
NJ SO2 Constraint v5.14 | 926 | 6126 | Rate Constraint in lbs/MMBtu | FALSE | L | Annual | Standard SO2 | lb/MMBtu | 0.15 | 0.15 | 0.15 | 0.15 | 0.15 | 0.15 | 0.15
NJ SO2 Constraint v5.14 | 926 | 6126 | Rate Constraint in lbs/MMBtu | FALSE | L | Annual | Emissions at Affected Plants SO2 | Thousand Tons | 0.51266 | 0.93971 | 1.1915 | 0.68134 | 1.1915 | 0 | 0
NJ SO2 Constraint v5.14 | 926 | 6126 | Rate Constraint in lbs/MMBtu | FALSE | L | Annual | Allowances Purchased SO2 | Thousand Tons | 0 | 0 | 0 | 0 | 0 | 0 | 0
NJ SO2 Constraint v5.14 | 926 | 6126 | Rate Constraint in lbs/MMBtu | FALSE | L | Annual | Allowances Sold SO2 | Thousand Tons | 0 | 0 | 0 | 0 | 0 | 0 | 0
NJ SO2 Constraint v5.14 | 926 | 6126 | Rate Constraint in lbs/MMBtu | FALSE | L | Annual | Allowances Banked | Thousand Tons | 0 | 0 | 0 | 0 | 0 | 0 | 0
NJ SO2 Constraint v5.14 | 926 | 6126 | Rate Constraint in lbs/MMBtu | FALSE | L | Annual | Allowances Withdrawn (1:1) | Thousand Tons | 0 | 0 | 0 | 0 | 0 | 0 | 0
NJ SO2 Constraint v5.14 | 926 | 6126 | Rate Constraint in lbs/MMBtu | FALSE | L | Annual | Allowances Withdrawn (n:1) | Thousand Tons | 0 | 0 | 0 | 0 | 0 | 0 | 0
NJ SO2 Constraint v5.14 | 926 | 6126 | Rate Constraint in lbs/MMBtu | FALSE | L | Annual | Net Emissions Allowance Position | Thousand Tons | 0.51266 | 0.93971 | 1.1915 | 0.68134 | 1.1915 | 0 | 0
NJ SO2 Constraint v5.14 | 926 | 6126 | Rate Constraint in lbs/MMBtu | FALSE | L | Annual | Fuel Consumed | TBtu | 6.8355 | 12.5295 | 15.8866 | 9.0845 | 15.8866 | 0 | 0
NJ SO2 Constraint v5.14 | 926 | 6126 | Rate Constraint in lbs/MMBtu | FALSE | L | Annual | Rate | lb/MMBtu | 0.15 | 0.15 | 0.15 | 0.15 | 0.15 | 0 | 0
NJ SO2 Constraint v5.14 | 926 | 6126 | Rate Constraint in lbs/MMBtu | FALSE | L | Annual | Generation | TWh | 0.65849 | 1.207 | 1.509 | 0.86477 | 1.509 | 0 | 0
NJ SO2 Constraint v5.14 | 926 | 6126 | Rate Constraint in lbs/MMBtu | FALSE | L | Annual | Qualifying Generation | TWh | 0.65849 | 1.207 | 1.509 | 0.86477 | 1.509 | 0 | 0
NJ SO2 Constraint v5.14 | 926 | 6126 | Rate Constraint in lbs/MMBtu | FALSE | L | Annual | Rate | lb/MWh | 1.5571 | 1.5571 | 1.5792 | 1.5758 | 1.5792 | 0 | 0
NJ SO2 Constraint v5.14 | 926 | 6126 | Rate Constraint in lbs/MMBtu | FALSE | L | Annual | Constraint Shadow Price | US2011$/Ton | 4226.688 | 4897.0939 | 6746.6409 | 7512.4058 | 8707.212 | 1411.3096 | 3611.532
NODA Asbury NOx Cap Annual v5.15 | 927 | 6557 | Rate Constraint in MTons | FALSE | L | Annual | Seasons Included | Seasons | Winter, Summer | Winter, Summer | Winter, Summer | Winter, Summer | Winter, Summer | Winter, Summer | Winter, Summer
NODA Asbury NOx Cap Annual v5.15 | 927 | 6557 | Rate Constraint in MTons | FALSE | L | Annual | Standard NOX | Thousand Tons | 1.5795 | 1.5795 | 1.5795 | 1.5795 | 1.5795 | 1.5795 | 1.5795
NODA Asbury NOx Cap Annual v5.15 | 927 | 6557 | Rate Constraint in MTons | FALSE | L | Annual | Emissions at Affected Plants NOX | Thousand Tons | 0.78694 | 0.83287 | 0.95349 | 0.95349 | 0.95349 | 0.95349 | 0.95349
NODA Asbury NOx Cap Annual v5.15 | 927 | 6557 | Rate Constraint in MTons | FALSE | L | Annual | Allowances Purchased NOX | Thousand Tons | 0 | 0 | 0 | 0 | 0 | 0 | 0
NODA Asbury NOx Cap Annual v5.15 | 927 | 6557 | Rate Constraint in MTons | FALSE | L | Annual | Allowances Sold NOX | Thousand Tons | 0 | 0 | 0 | 0 | 0 | 0 | 0
NODA Asbury NOx Cap Annual v5.15 | 927 | 6557 | Rate Constraint in MTons | FALSE | L | Annual | Allowances Banked | Thousand Tons | 0 | 0 | 0 | 0 | 0 | 0 | 0
NODA Asbury NOx Cap Annual v5.15 | 927 | 6557 | Rate Constraint in MTons | FALSE | L | Annual | Allowances Withdrawn (1:1) | Thousand Tons | 0 | 0 | 0 | 0 | 0 | 0 | 0
NODA Asbury NOx Cap Annual v5.15 | 927 | 6557 | Rate Constraint in MTons | FALSE | L | Annual | Allowances Withdrawn (n:1) | Thousand Tons | 0 | 0 | 0 | 0 | 0 | 0 | 0
NODA Asbury NOx Cap Annual v5.15 | 927 | 6557 | Rate Constraint in MTons | FALSE | L | Annual | Net Emissions Allowance Position | Thousand Tons | 0.78694 | 0.83287 | 0.95349 | 0.95349 | 0.95349 | 0.95349 | 0.95349
NODA Asbury NOx Cap Annual v5.15 | 927 | 6557 | Rate Constraint in MTons | FALSE | L | Annual | Fuel Consumed | TBtu | 11.779 | 12.7507 | 14.5972 | 14.5972 | 14.5972 | 14.5972 | 14.5972
NODA Asbury NOx Cap Annual v5.15 | 927 | 6557 | Rate Constraint in MTons | FALSE | L | Annual | Rate | lb/MMBtu | 0.13362 | 0.13064 | 0.13064 | 0.13064 | 0.13064 | 0.13064 | 0.13064
NODA Asbury NOx Cap Annual v5.15 | 927 | 6557 | Rate Constraint in MTons | FALSE | L | Annual | Generation | TWh | 2.7326 | 2.958 | 3.3864 | 3.3864 | 3.3864 | 3.3864 | 3.3864
NODA Asbury NOx Cap Annual v5.15 | 927 | 6557 | Rate Constraint in MTons | FALSE | L | Annual | Qualifying Generation | TWh | 1.1036 | 1.1946 | 1.3676 | 1.3676 | 1.3676 | 1.3676 | 1.3676
NODA Asbury NOx Cap Annual v5.15 | 927 | 6557 | Rate Constraint in MTons | FALSE | L | Annual | Rate | lb/MWh | 1.4262 | 1.3944 | 1.3944 | 1.3944 | 1.3944 | 1.3944 | 1.3944
NODA Asbury NOx Cap Annual v5.15 | 927 | 6557 | Rate Constraint in MTons | FALSE | L | Annual | Constraint Shadow Price | US2011$/Ton | 0 | 0 | 0 | 0 | 0 | 0 | 0
NODA Asbury SO2 Cap Annual v5.15 | 928 | 6558 | Rate Constraint in MTons | FALSE | L | Annual | Seasons Included | Seasons | Winter, Summer | Winter, Summer | Winter, Summer | Winter, Summer | Winter, Summer | Winter, Summer | Winter, Summer
NODA Asbury SO2 Cap Annual v5.15 | 928 | 6558 | Rate Constraint in MTons | FALSE | L | Annual | Standard SO2 | Thousand Tons | 0.71744 | 0.71744 | 0.71744 | 0.71744 | 0.71744 | 0.71744 | 0.71744
NODA Asbury SO2 Cap Annual v5.15 | 928 | 6558 | Rate Constraint in MTons | FALSE | L | Annual | Emissions at Affected Plants SO2 | Thousand Tons | 0.47116 | 0.51003 | 0.58389 | 0.58389 | 0.58389 | 0.58389 | 0.58389
NODA Asbury SO2 Cap Annual v5.15 | 928 | 6558 | Rate Constraint in MTons | FALSE | L | Annual | Allowances Purchased SO2 | Thousand Tons | 0 | 0 | 0 | 0 | 0 | 0 | 0
NODA Asbury SO2 Cap Annual v5.15 | 928 | 6558 | Rate Constraint in MTons | FALSE | L | Annual | Allowances Sold SO2 | Thousand Tons | 0 | 0 | 0 | 0 | 0 | 0 | 0
NODA Asbury SO2 Cap Annual v5.15 | 928 | 6558 | Rate Constraint in MTons | FALSE | L | Annual | Allowances Banked | Thousand Tons | 0 | 0 | 0 | 0 | 0 | 0 | 0
NODA Asbury SO2 Cap Annual v5.15 | 928 | 6558 | Rate Constraint in MTons | FALSE | L | Annual | Allowances Withdrawn (1:1) | Thousand Tons | 0 | 0 | 0 | 0 | 0 | 0 | 0
NODA Asbury SO2 Cap Annual v5.15 | 928 | 6558 | Rate Constraint in MTons | FALSE | L | Annual | Allowances Withdrawn (n:1) | Thousand Tons | 0 | 0 | 0 | 0 | 0 | 0 | 0
NODA Asbury SO2 Cap Annual v5.15 | 928 | 6558 | Rate Constraint in MTons | FALSE | L | Annual | Net Emissions Allowance Position | Thousand Tons | 0.47116 | 0.51003 | 0.58389 | 0.58389 | 0.58389 | 0.58389 | 0.58389
NODA Asbury SO2 Cap Annual v5.15 | 928 | 6558 | Rate Constraint in MTons | FALSE | L | Annual | Fuel Consumed | TBtu | 11.779 | 12.7507 | 14.5972 | 14.5972 | 14.5972 | 14.5972 | 14.5972
NODA Asbury SO2 Cap Annual v5.15 | 928 | 6558 | Rate Constraint in MTons | FALSE | L | Annual | Rate | lb/MMBtu | 0.08 | 0.08 | 0.08 | 0.08 | 0.08 | 0.08 | 0.08
NODA Asbury SO2 Cap Annual v5.15 | 928 | 6558 | Rate Constraint in MTons | FALSE | L | Annual | Generation | TWh | 2.7326 | 2.958 | 3.3864 | 3.3864 | 3.3864 | 3.3864 | 3.3864
NODA Asbury SO2 Cap Annual v5.15 | 928 | 6558 | Rate Constraint in MTons | FALSE | L | Annual | Qualifying Generation | TWh | 1.1036 | 1.1946 | 1.3676 | 1.3676 | 1.3676 | 1.3676 | 1.3676
NODA Asbury SO2 Cap Annual v5.15 | 928 | 6558 | Rate Constraint in MTons | FALSE | L | Annual | Rate | lb/MWh | 0.8539 | 0.8539 | 0.8539 | 0.8539 | 0.8539 | 0.8539 | 0.8539
NODA Asbury SO2 Cap Annual v5.15 | 928 | 6558 | Rate Constraint in MTons | FALSE | L | Annual | Constraint Shadow Price | US2011$/Ton | 0 | 0 | 0 | 0 | 0 | 0 | 0
NODA Covanta Bristol 1 NOX Cap Annual v5.15 | 929 | 6543 | Rate Constraint in MTons | FALSE | L | Annual | Seasons Included | Seasons | Winter, Summer | Winter, Summer | Winter, Summer | Winter, Summer | Winter, Summer | Winter, Summer | Winter, Summer
NODA Covanta Bristol 1 NOX Cap Annual v5.15 | 929 | 6543 | Rate Constraint in MTons | FALSE | L | Annual | Standard NOX | Thousand Tons | 0.112 | 0.112 | 0.112 | 0.112 | 0.112 | 0.112 | 0.112
NODA Covanta Bristol 1 NOX Cap Annual v5.15 | 929 | 6543 | Rate Constraint in MTons | FALSE | L | Annual | Emissions at Affected Plants NOX | Thousand Tons | 0.112 | 0.112 | 0.112 | 0.112 | 0.112 | 0.112 | 0.112
NODA Covanta Bristol 1 NOX Cap Annual v5.15 | 929 | 6543 | Rate Constraint in MTons | FALSE | L | Annual | Allowances Purchased NOX | Thousand Tons | 0 | 0 | 0 | 0 | 0 | 0 | 0
NODA Covanta Bristol 1 NOX Cap Annual v5.15 | 929 | 6543 | Rate Constraint in MTons | FALSE | L | Annual | Allowances Sold NOX | Thousand Tons | 0 | 0 | 0 | 0 | 0 | 0 | 0
NODA Covanta Bristol 1 NOX Cap Annual v5.15 | 929 | 6543 | Rate Constraint in MTons | FALSE | L | Annual | Allowances Banked | Thousand Tons | 0 | 0 | 0 | 0 | 0 | 0 | 0
NODA Covanta Bristol 1 NOX Cap Annual v5.15 | 929 | 6543 | Rate Constraint in MTons | FALSE | L | Annual | Allowances Withdrawn (1:1) | Thousand Tons | 0 | 0 | 0 | 0 | 0 | 0 | 0
NODA Covanta Bristol 1 NOX Cap Annual v5.15 | 929 | 6543 | Rate Constraint in MTons | FALSE | L | Annual | Allowances Withdrawn (n:1) | Thousand Tons | 0 | 0 | 0 | 0 | 0 | 0 | 0
NODA Covanta Bristol 1 NOX Cap Annual v5.15 | 929 | 6543 | Rate Constraint in MTons | FALSE | L | Annual | Net Emissions Allowance Position | Thousand Tons | 0.112 | 0.112 | 0.112 | 0.112 | 0.112 | 0.112 | 0.112
NODA Covanta Bristol 1 NOX Cap Annual v5.15 | 929 | 6543 | Rate Constraint in MTons | FALSE | L | Annual | Fuel Consumed | TBtu | 0.44121 | 0.44121 | 0.44121 | 0.44121 | 0.44121 | 0.44121 | 0.44121
NODA Covanta Bristol 1 NOX Cap Annual v5.15 | 929 | 6543 | Rate Constraint in MTons | FALSE | L | Annual | Rate | lb/MMBtu | 0.50769 | 0.50769 | 0.50769 | 0.50769 | 0.50769 | 0.50769 | 0.50769
NODA Covanta Bristol 1 NOX Cap Annual v5.15 | 929 | 6543 | Rate Constraint in MTons | FALSE | L | Annual | Generation | TWh | 0.021397 | 0.021397 | 0.021397 | 0.021397 | 0.021397 | 0.021397 | 0.021397
NODA Covanta Bristol 1 NOX Cap Annual v5.15 | 929 | 6543 | Rate Constraint in MTons | FALSE | L | Annual | Qualifying Generation | TWh | 0.021397 | 0.021397 | 0.021397 | 0.021397 | 0.021397 | 0.021397 | 0.021397
NODA Covanta Bristol 1 NOX Cap Annual v5.15 | 929 | 6543 | Rate Constraint in MTons | FALSE | L | Annual | Rate | lb/MWh | 10.4686 | 10.4686 | 10.4686 | 10.4686 | 10.4686 | 10.4686 | 10.4686
NODA Covanta Bristol 1 NOX Cap Annual v5.15 | 929 | 6543 | Rate Constraint in MTons | FALSE | L | Annual | Constraint Shadow Price | US2011$/Ton | 7117.1601 | 7482.6263 | 8645.5153 | 8280.2717 | 9317.5277 | 9249.4199 | 10398.6441
NODA Covanta Bristol 2 NOX Cap Annual v5.15 | 930 | 6544 | Rate Constraint in MTons | FALSE | L | Annual | Seasons Included | Seasons | Winter, Summer | Winter, Summer | Winter, Summer | Winter, Summer | Winter, Summer | Winter, Summer | Winter, Summer
NODA Covanta Bristol 2 NOX Cap Annual v5.15 | 930 | 6544 | Rate Constraint in MTons | FALSE | L | Annual | Standard NOX | Thousand Tons | 0.1917 | 0.1917 | 0.1917 | 0.1917 | 0.1917 | 0.1917 | 0.1917
NODA Covanta Bristol 2 NOX Cap Annual v5.15 | 930 | 6544 | Rate Constraint in MTons | FALSE | L | Annual | Emissions at Affected Plants NOX | Thousand Tons | 0.15957 | 0.15957 | 0.15957 | 0.15957 | 0.15957 | 0.15957 | 0.15957
NODA Covanta Bristol 2 NOX Cap Annual v5.15 | 930 | 6544 | Rate Constraint in MTons | FALSE | L | Annual | Allowances Purchased NOX | Thousand Tons | 0 | 0 | 0 | 0 | 0 | 0 | 0
NODA Covanta Bristol 2 NOX Cap Annual v5.15 | 930 | 6544 | Rate Constraint in MTons | FALSE | L | Annual | Allowances Sold NOX | Thousand Tons | 0 | 0 | 0 | 0 | 0 | 0 | 0
NODA Covanta Bristol 2 NOX Cap Annual v5.15 | 930 | 6544 | Rate Constraint in MTons | FALSE | L | Annual | Allowances Banked | Thousand Tons | 0 | 0 | 0 | 0 | 0 | 0 | 0
NODA Covanta Bristol 2 NOX Cap Annual v5.15 | 930 | 6544 | Rate Constraint in MTons | FALSE | L | Annual | Allowances Withdrawn (1:1) | Thousand Tons | 0 | 0 | 0 | 0 | 0 | 0 | 0
NODA Covanta Bristol 2 NOX Cap Annual v5.15 | 930 | 6544 | Rate Constraint in MTons | FALSE | L | Annual | Allowances Withdrawn (n:1) | Thousand Tons | 0 | 0 | 0 | 0 | 0 | 0 | 0
NODA Covanta Bristol 2 NOX Cap Annual v5.15 | 930 | 6544 | Rate Constraint in MTons | FALSE | L | Annual | Net Emissions Allowance Position | Thousand Tons | 0.15957 | 0.15957 | 0.15957 | 0.15957 | 0.15957 | 0.15957 | 0.15957
NODA Covanta Bristol 2 NOX Cap Annual v5.15 | 930 | 6544 | Rate Constraint in MTons | FALSE | L | Annual | Fuel Consumed | TBtu | 0.56065 | 0.56065 | 0.56065 | 0.56065 | 0.56065 | 0.56065 | 0.56065
NODA Covanta Bristol 2 NOX Cap Annual v5.15 | 930 | 6544 | Rate Constraint in MTons | FALSE | L | Annual | Rate | lb/MMBtu | 0.56923 | 0.56923 | 0.56923 | 0.56923 | 0.56923 | 0.56923 | 0.56923
NODA Covanta Bristol 2 NOX Cap Annual v5.15 | 930 | 6544 | Rate Constraint in MTons | FALSE | L | Annual | Generation | TWh | 0.027189 | 0.027189 | 0.027189 | 0.027189 | 0.027189 | 0.027189 | 0.027189
NODA Covanta Bristol 2 NOX Cap Annual v5.15 | 930 | 6544 | Rate Constraint in MTons | FALSE | L | Annual | Qualifying Generation | TWh | 0.027189 | 0.027189 | 0.027189 | 0.027189 | 0.027189 | 0.027189 | 0.027189
NODA Covanta Bristol 2 NOX Cap Annual v5.15 | 930 | 6544 | Rate Constraint in MTons | FALSE | L | Annual | Rate | lb/MWh | 11.7375 | 11.7375 | 11.7375 | 11.7375 | 11.7375 | 11.7375 | 11.7375
NODA Covanta Bristol 2 NOX Cap Annual v5.15 | 930 | 6544 | Rate Constraint in MTons | FALSE | L | Annual | Constraint Shadow Price | US2011$/Ton | 0 | 0 | 0 | 0 | 0 | 0 | 0
NODA Covanta Mid-Connecticut NOX Cap Annual v5.15 | 931 | 6551 | Rate Constraint in MTons | FALSE | L | Annual | Seasons Included | Seasons | Winter, Summer | Winter, Summer | Winter, Summer | Winter, Summer | Winter, Summer | Winter, Summer | Winter, Summer
NODA Covanta Mid-Connecticut NOX Cap Annual v5.15 | 931 | 6551 | Rate Constraint in MTons | FALSE | L | Annual | Standard NOX | Thousand Tons | 1.26 | 1.26 | 1.26 | 1.26 | 1.26 | 1.26 | 1.26
NODA Covanta Mid-Connecticut NOX Cap Annual v5.15 | 931 | 6551 | Rate Constraint in MTons | FALSE | L | Annual | Emissions at Affected Plants NOX | Thousand Tons | 0.6921 | 0.6921 | 0.6921 | 0.6921 | 0.6921 | 0.6921 | 0.6921
NODA Covanta Mid-Connecticut NOX Cap Annual v5.15 | 931 | 6551 | Rate Constraint in MTons | FALSE | L | Annual | Allowances Purchased NOX | Thousand Tons | 0 | 0 | 0 | 0 | 0 | 0 | 0
NODA Covanta Mid-Connecticut NOX Cap Annual v5.15 | 931 | 6551 | Rate Constraint in MTons | FALSE | L | Annual | Allowances Sold NOX | Thousand Tons | 0 | 0 | 0 | 0 | 0 | 0 | 0
NODA Covanta Mid-Connecticut NOX Cap Annual v5.15 | 931 | 6551 | Rate Constraint in MTons | FALSE | L | Annual | Allowances Banked | Thousand Tons | 0 | 0 | 0 | 0 | 0 | 0 | 0
NODA Covanta Mid-Connecticut NOX Cap Annual v5.15 | 931 | 6551 | Rate Constraint in MTons | FALSE | L | Annual | Allowances Withdrawn (1:1) | Thousand Tons | 0 | 0 | 0 | 0 | 0 | 0 | 0
NODA Covanta Mid-Connecticut NOX Cap Annual v5.15 | 931 | 6551 | Rate Constraint in MTons | FALSE | L | Annual | Allowances Withdrawn (n:1) | Thousand Tons | 0 | 0 | 0 | 0 | 0 | 0 | 0
NODA Covanta Mid-Connecticut NOX Cap Annual v5.15 | 931 | 6551 | Rate Constraint in MTons | FALSE | L | Annual | Net Emissions Allowance Position | Thousand Tons | 0.6921 | 0.6921 | 0.6921 | 0.6921 | 0.6921 | 0.6921 | 0.6921
NODA Covanta Mid-Connecticut NOX Cap Annual v5.15 | 931 | 6551 | Rate Constraint in MTons | FALSE | L | Annual | Fuel Consumed | TBtu | 3.7489 | 3.7489 | 3.7489 | 3.7489 | 3.7489 | 3.7489 | 3.7489
NODA Covanta Mid-Connecticut NOX Cap Annual v5.15 | 931 | 6551 | Rate Constraint in MTons | FALSE | L | Annual | Rate | lb/MMBtu | 0.36923 | 0.36923 | 0.36923 | 0.36923 | 0.36923 | 0.36923 | 0.36923
NODA Covanta Mid-Connecticut NOX Cap Annual v5.15 | 931 | 6551 | Rate Constraint in MTons | FALSE | L | Annual | Generation | TWh | 0.20268 | 0.20268 | 0.20268 | 0.20268 | 0.20268 | 0.20268 | 0.20268
NODA Covanta Mid-Connecticut NOX Cap Annual v5.15 | 931 | 6551 | Rate Constraint in MTons | FALSE | L | Annual | Qualifying Generation | TWh | 0.20268 | 0.20268 | 0.20268 | 0.20268 | 0.20268 | 0.20268 | 0.20268
NODA Covanta Mid-Connecticut NOX Cap Annual v5.15 | 931 | 6551 | Rate Constraint in MTons | FALSE | L | Annual | Rate | lb/MWh | 6.8293 | 6.8293 | 6.8293 | 6.8293 | 6.8293 | 6.8293 | 6.8293
NODA Covanta Mid-Connecticut NOX Cap Annual v5.15 | 931 | 6551 | Rate Constraint in MTons | FALSE | L | Annual | Constraint Shadow Price | US2011$/Ton | 0 | 0 | 0 | 0 | 0 | 0 | 0
NODA Covanta Wallingford 1 NOX Cap Annual v5.15 | 932 | 6545 | Rate Constraint in MTons | FALSE | L | Annual | Seasons Included | Seasons | Winter, Summer | Winter, Summer | Winter, Summer | Winter, Summer | Winter, Summer | Winter, Summer | Winter, Summer
NODA Covanta Wallingford 1 NOX Cap Annual v5.15 | 932 | 6545 | Rate Constraint in MTons | FALSE | L | Annual | Standard NOX | Thousand Tons | 0.0887 | 0.0887 | 0.0887 | 0.0887 | 0.0887 | 0.0887 | 0.0887
NODA Covanta Wallingford 1 NOX Cap Annual v5.15 | 932 | 6545 | Rate Constraint in MTons | FALSE | L | Annual | Emissions at Affected Plants NOX | Thousand Tons | 0 | 0 | 0 | 0 | 0 | 0 | 0
NODA Covanta Wallingford 1 NOX Cap Annual v5.15 | 932 | 6545 | Rate Constraint in MTons | FALSE | L | Annual | Allowances Purchased NOX | Thousand Tons | 0 | 0 | 0 | 0 | 0 | 0 | 0
NODA Covanta Wallingford 1 NOX Cap Annual v5.15 | 932 | 6545 | Rate Constraint in MTons | FALSE | L | Annual | Allowances Sold NOX | Thousand Tons | 0 | 0 | 0 | 0 | 0 | 0 | 0
NODA Covanta Wallingford 1 NOX Cap Annual v5.15 | 932 | 6545 | Rate Constraint in MTons | FALSE | L | Annual | Allowances Banked | Thousand Tons | 0 | 0 | 0 | 0 | 0 | 0 | 0
NODA Covanta Wallingford 1 NOX Cap Annual v5.15 | 932 | 6545 | Rate Constraint in MTons | FALSE | L | Annual | Allowances Withdrawn (1:1) | Thousand Tons | 0 | 0 | 0 | 0 | 0 | 0 | 0
NODA Covanta Wallingford 1 NOX Cap Annual v5.15 | 932 | 6545 | Rate Constraint in MTons | FALSE | L | Annual | Allowances Withdrawn (n:1) | Thousand Tons | 0 | 0 | 0 | 0 | 0 | 0 | 0
NODA Covanta Wallingford 1 NOX Cap Annual v5.15 | 932 | 6545 | Rate Constraint in MTons | FALSE | L | Annual | Net Emissions Allowance Position | Thousand Tons | 0 | 0 | 0 | 0 | 0 | 0 | 0
NODA Covanta Wallingford 1 NOX Cap Annual v5.15 | 932 | 6545 | Rate Constraint in MTons | FALSE | L | Annual | Fuel Consumed | TBtu | 0 | 0 | 0 | 0 | 0 | 0 | 0
NODA Covanta Wallingford 1 NOX Cap Annual v5.15 | 932 | 6545 | Rate Constraint in MTons | FALSE | L | Annual | Rate | lb/MMBtu | 0 | 0 | 0 | 0 | 0 | 0 | 0
NODA Covanta Wallingford 1 NOX Cap Annual v5.15 | 932 | 6545 | Rate Constraint in MTons | FALSE | L | Annual | Generation | TWh | 0 | 0 | 0 | 0 | 0 | 0 | 0
NODA Covanta Wallingford 1 NOX Cap Annual v5.15 | 932 | 6545 | Rate Constraint in MTons | FALSE | L | Annual | Qualifying Generation | TWh | 0 | 0 | 0 | 0 | 0 | 0 | 0
NODA Covanta Wallingford 1 NOX Cap Annual v5.15 | 932 | 6545 | Rate Constraint in MTons | FALSE | L | Annual | Rate | lb/MWh | 0 | 0 | 0 | 0 | 0 | 0 | 0
NODA Covanta Wallingford 1 NOX Cap Annual v5.15 | 932 | 6545 | Rate Constraint in MTons | FALSE | L | Annual | Constraint Shadow Price | US2011$/Ton | 0 | 0 | 0 | 0 | 0 | 0 | 0
NODA Covanta Wallingford 2&3 NOX Cap Annual v5.15 | 933 | 6546 | Rate Constraint in MTons | FALSE | L | Annual | Seasons Included | Seasons | Winter, Summer | Winter, Summer | Winter, Summer | Winter, Summer | Winter, Summer | Winter, Summer | Winter, Summer
NODA Covanta Wallingford 2&3 NOX Cap Annual v5.15 | 933 | 6546 | Rate Constraint in MTons | FALSE | L | Annual | Standard NOX | Thousand Tons | 0.1774 | 0.1774 | 0.1774 | 0.1774 | 0.1774 | 0.1774 | 0.1774
NODA Covanta Wallingford 2&3 NOX Cap Annual v5.15 | 933 | 6546 | Rate Constraint in MTons | FALSE | L | Annual | Emissions at Affected Plants NOX | Thousand Tons | 0 | 0 | 0 | 0 | 0 | 0 | 0
NODA Covanta Wallingford 2&3 NOX Cap Annual v5.15 | 933 | 6546 | Rate Constraint in MTons | FALSE | L | Annual | Allowances Purchased NOX | Thousand Tons | 0 | 0 | 0 | 0 | 0 | 0 | 0
NODA Covanta Wallingford 2&3 NOX Cap Annual v5.15 | 933 | 6546 | Rate Constraint in MTons | FALSE | L | Annual | Allowances Sold NOX | Thousand Tons | 0 | 0 | 0 | 0 | 0 | 0 | 0
NODA Covanta Wallingford 2&3 NOX Cap Annual v5.15 | 933 | 6546 | Rate Constraint in MTons | FALSE | L | Annual | Allowances Banked | Thousand Tons | 0 | 0 | 0 | 0 | 0 | 0 | 0
NODA Covanta Wallingford 2&3 NOX Cap Annual v5.15 | 933 | 6546 | Rate Constraint in MTons | FALSE | L | Annual | Allowances Withdrawn (1:1) | Thousand Tons | 0 | 0 | 0 | 0 | 0 | 0 | 0
NODA Covanta Wallingford 2&3 NOX Cap Annual v5.15 | 933 | 6546 | Rate Constraint in MTons | FALSE | L | Annual | Allowances Withdrawn (n:1) | Thousand Tons | 0 | 0 | 0 | 0 | 0 | 0 | 0
NODA Covanta Wallingford 2&3 NOX Cap Annual v5.15 | 933 | 6546 | Rate Constraint in MTons | FALSE | L | Annual | Net Emissions Allowance Position | Thousand Tons | 0 | 0 | 0 | 0 | 0 | 0 | 0
NODA Covanta Wallingford 2&3 NOX Cap Annual v5.15 | 933 | 6546 | Rate Constraint in MTons | FALSE | L | Annual | Fuel Consumed | TBtu | 0 | 0 | 0 | 0 | 0 | 0 | 0
NODA Covanta Wallingford 2&3 NOX Cap Annual v5.15 | 933 | 6546 | Rate Constraint in MTons | FALSE | L | Annual | Rate | lb/MMBtu | 0 | 0 | 0 | 0 | 0 | 0 | 0
NODA Covanta Wallingford 2&3 NOX Cap Annual v5.15 | 933 | 6546 | Rate Constraint in MTons | FALSE | L | Annual | Generation | TWh | 0 | 0 | 0 | 0 | 0 | 0 | 0
NODA Covanta Wallingford 2&3 NOX Cap Annual v5.15 | 933 | 6546 | Rate Constraint in MTons | FALSE | L | Annual | Qualifying Generation | TWh | 0 | 0 | 0 | 0 | 0 | 0 | 0
NODA Covanta Wallingford 2&3 NOX Cap Annual v5.15 | 933 | 6546 | Rate Constraint in MTons | FALSE | L | Annual | Rate | lb/MWh | 0 | 0 | 0 | 0 | 0 | 0 | 0
NODA Covanta Wallingford 2&3 NOX Cap Annual v5.15 | 933 | 6546 | Rate Constraint in MTons | FALSE | L | Annual | Constraint Shadow Price | US2011$/Ton | 0 | 0 | 0 | 0 | 0 | 0 | 0
NODA Exeter 1 NOX Cap Annual v5.15 | 934 | 6542 | Rate Constraint in MTons | FALSE | L | Annual | Seasons Included | Seasons | Winter, Summer | Winter, Summer | Winter, Summer | Winter, Summer | Winter, Summer | Winter, Summer | Winter, Summer
NODA Exeter 1 NOX Cap Annual v5.15 | 934 | 6542 | Rate Constraint in MTons | FALSE | L | Annual | Standard NOX | Thousand Tons | 0.12495 | 0.12495 | 0.12495 | 0.12495 | 0.12495 | 0.12495 | 0.12495
NODA Exeter 1 NOX Cap Annual v5.15 | 934 | 6542 | Rate Constraint in MTons | FALSE | L | Annual | Emissions at Affected Plants NOX | Thousand Tons | 0.094826 | 0.094826 | 0.094826 | 0.094826 | 0.094826 | 0.094826 | 0.094826
NODA Exeter 1 NOX Cap Annual v5.15 | 934 | 6542 | Rate Constraint in MTons | FALSE | L | Annual | Allowances Purchased NOX | Thousand Tons | 0 | 0 | 0 | 0 | 0 | 0 | 0
NODA Exeter 1 NOX Cap Annual v5.15 | 934 | 6542 | Rate Constraint in MTons | FALSE | L | Annual | Allowances Sold NOX | Thousand Tons | 0 | 0 | 0 | 0 | 0 | 0 | 0
NODA Exeter 1 NOX Cap Annual v5.15 | 934 | 6542 | Rate Constraint in MTons | FALSE | L | Annual | Allowances Banked | Thousand Tons | 0 | 0 | 0 | 0 | 0 | 0 | 0
NODA Exeter 1 NOX Cap Annual v5.15 | 934 | 6542 | Rate Constraint in MTons | FALSE | L | Annual | Allowances Withdrawn (1:1) | Thousand Tons | 0 | 0 | 0 | 0 | 0 | 0 | 0
NODA Exeter 1 NOX Cap Annual v5.15 | 934 | 6542 | Rate Constraint in MTons | FALSE | L | Annual | Allowances Withdrawn (n:1) | Thousand Tons | 0 | 0 | 0 | 0 | 0 | 0 | 0
NODA Exeter 1 NOX Cap Annual v5.15 | 934 | 6542 | Rate Constraint in MTons | FALSE | L | Annual | Net Emissions Allowance Position | Thousand Tons | 0.094826 | 0.094826 | 0.094826 | 0.094826 | 0.094826 | 0.094826 | 0.094826
NODA Exeter 1 NOX Cap Annual v5.15 | 934 | 6542 | Rate Constraint in MTons | FALSE | L | Annual | Fuel Consumed | TBtu | 1.9572 | 1.9572 | 1.9572 | 1.9572 | 1.9572 | 1.9572 | 1.9572
NODA Exeter 1 NOX Cap Annual v5.15 | 934 | 6542 | Rate Constraint in MTons | FALSE | L | Annual | Rate | lb/MMBtu | 0.096898 | 0.096898 | 0.096898 | 0.096898 | 0.096898 | 0.096898 | 0.096898
NODA Exeter 1 NOX Cap Annual v5.15 | 934 | 6542 | Rate Constraint in MTons | FALSE | L | Annual | Generation | TWh | 0.13372 | 0.13372 | 0.13372 | 0.13372 | 0.13372 | 0.13372 | 0.13372
NODA Exeter 1 NOX Cap Annual v5.15 | 934 | 6542 | Rate Constraint in MTons | FALSE | L | Annual | Qualifying Generation | TWh | 0.13372 | 0.13372 | 0.13372 | 0.13372 | 0.13372 | 0.13372 | 0.13372
NODA Exeter 1 NOX Cap Annual v5.15 | 934 | 6542 | Rate Constraint in MTons | FALSE | L | Annual | Rate | lb/MWh | 1.4183 | 1.4183 | 1.4183 | 1.4183 | 1.4183 | 1.4183 | 1.4183
NODA Exeter 1 NOX Cap Annual v5.15 | 934 | 6542 | Rate Constraint in MTons | FALSE | L | Annual | Constraint Shadow Price | US2011$/Ton | 0 | 0 | 0 | 0 | 0 | 0 | 0
NODA G G Allen NOx Cap Annual v5.15 | 935 | 6561 | Rate Constraint in MTons | FALSE | L | Annual | Seasons Included | Seasons | Winter, Summer | Winter, Summer | Winter, Summer | Winter, Summer | Winter, Summer | Winter, Summer | Winter, Summer
NODA G G Allen NOx Cap Annual v5.15 | 935 | 6561 | Rate Constraint in MTons | FALSE | L | Annual | Standard NOX | Thousand Tons | 0.6 | 0.6 | 0.6 | 0.6 | 0.6 | 0.6 | 0.6
NODA G G Allen NOx Cap Annual v5.15 | 935 | 6561 | Rate Constraint in MTons | FALSE | L | Annual | Emissions at Affected Plants NOX | Thousand Tons | 0.6 | 0.6 | 0 | 0 | 0 | 0 | 0
NODA G G Allen NOx Cap Annual v5.15 | 935 | 6561 | Rate Constraint in MTons | FALSE | L | Annual | Allowances Purchased NOX | Thousand Tons | 0 | 0 | 0 | 0 | 0 | 0 | 0
NODA G G Allen NOx Cap Annual v5.15 | 935 | 6561 | Rate Constraint in MTons | FALSE | L | Annual | Allowances Sold NOX | Thousand Tons | 0 | 0 | 0 | 0 | 0 | 0 | 0
NODA G G Allen NOx Cap Annual v5.15 | 935 | 6561 | Rate Constraint in MTons | FALSE | L | Annual | Allowances Banked | Thousand Tons | 0 | 0 | 0 | 0 | 0 | 0 | 0
NODA G G Allen NOx Cap Annual v5.15 | 935 | 6561 | Rate Constraint in MTons | FALSE | L | Annual | Allowances Withdrawn (1:1) | Thousand Tons | 0 | 0 | 0 | 0 | 0 | 0 | 0
NODA G G Allen NOx Cap Annual v5.15 | 935 | 6561 | Rate Constraint in MTons | FALSE | L | Annual | Allowances Withdrawn (n:1) | Thousand Tons | 0 | 0 | 0 | 0 | 0 | 0 | 0
NODA G G Allen NOx Cap Annual v5.15 | 935 | 6561 | Rate Constraint in MTons | FALSE | L | Annual | Net Emissions Allowance Position | Thousand Tons | 0.6 | 0.6 | 0 | 0 | 0 | 0 | 0
NODA G G Allen NOx Cap Annual v5.15 | 935 | 6561 | Rate Constraint in MTons | FALSE | L | Annual | Fuel Consumed | TBtu | 4.2273 | 4.2273 | 0 | 0 | 0 | 0 | 0
NODA G G Allen NOx Cap Annual v5.15 | 935 | 6561 | Rate Constraint in MTons | FALSE | L | Annual | Rate | lb/MMBtu | 0.28387 | 0.28387 | 0 | 0 | 0 | 0 | 0
NODA G G Allen NOx Cap Annual v5.15 | 935 | 6561 | Rate Constraint in MTons | FALSE | L | Annual | Generation | TWh | 0.4169 | 0.4169 | 0 | 0 | 0 | 0 | 0
NODA G G Allen NOx Cap Annual v5.15 | 935 | 6561 | Rate Constraint in MTons | FALSE | L | Annual | Qualifying Generation | TWh | 0.4169 | 0.4169 | 0 | 0 | 0 | 0 | 0
NODA G G Allen NOx Cap Annual v5.15 | 935 | 6561 | Rate Constraint in MTons | FALSE | L | Annual | Rate | lb/MWh | 2.8784 | 2.8784 | 0 | 0 | 0 | 0 | 0
NODA G G Allen NOx Cap Annual v5.15 | 935 | 6561 | Rate Constraint in MTons | FALSE | L | Annual | Constraint Shadow Price | US2011$/Ton | 1095.866 | 2543.1731 | 0 | 0 | 0 | 0 | 0
NODA Greene County NOx Cap Annual v5.15 | 936 | 6560 | Rate Constraint in MTons | FALSE | L | Annual | Seasons Included | Seasons | Winter, Summer | Winter, Summer | Winter, Summer | Winter, Summer | Winter, Summer | Winter, Summer | Winter, Summer
NODA Greene County NOx Cap Annual v5.15 | 936 | 6560 | Rate Constraint in MTons | FALSE | L | Annual | Standard NOX | Thousand Tons | 0 | 4.79 | 4.79 | 4.79 | 4.79 | 4.79 | 4.79
NODA Greene County NOx Cap Annual v5.15 | 936 | 6560 | Rate Constraint in MTons | FALSE | L | Annual | Emissions at Affected Plants NOX | Thousand Tons | 0 | 0.019653 | 0.019619 | 0.019653 | 0.019653 | 0.019653 | 0.019653
NODA Greene County NOx Cap Annual v5.15 | 936 | 6560 | Rate Constraint in MTons | FALSE | L | Annual | Allowances Purchased NOX | Thousand Tons | 0 | 0 | 0 | 0 | 0 | 0 | 0
NODA Greene County NOx Cap Annual v5.15 | 936 | 6560 | Rate Constraint in MTons | FALSE | L | Annual | Allowances Sold NOX | Thousand Tons | 0 | 0 | 0 | 0 | 0 | 0 | 0
NODA Greene County NOx Cap Annual v5.15 | 936 | 6560 | Rate Constraint in MTons | FALSE | L | Annual | Allowances Banked | Thousand Tons | 0 | 0 | 0 | 0 | 0 | 0 | 0
NODA Greene County NOx Cap Annual v5.15 | 936 | 6560 | Rate Constraint in MTons | FALSE | L | Annual | Allowances Withdrawn (1:1) | Thousand Tons | 0 | 0 | 0 | 0 | 0 | 0 | 0
NODA Greene County NOx Cap Annual v5.15 | 936 | 6560 | Rate Constraint in MTons | FALSE | L | Annual | Allowances Withdrawn (n:1) | Thousand Tons | 0 | 0 | 0 | 0 | 0 | 0 | 0
NODA Greene County NOx Cap Annual v5.15 | 936 | 6560 | Rate Constraint in MTons | FALSE | L | Annual | Net Emissions Allowance Position | Thousand Tons | 0 | 0.019653 | 0.019619 | 0.019653 | 0.019653 | 0.019653 | 0.019653
NODA Greene County NOx Cap Annual v5.15 | 936 | 6560 | Rate Constraint in MTons | FALSE | L | Annual | Fuel Consumed | TBtu | 0 | 0.14038 | 0.14013 | 0.14038 | 0.14038 | 0.14118 | 0.14118
NODA Greene County NOx Cap Annual v5.15 | 936 | 6560 | Rate Constraint in MTons | FALSE | L | Annual | Rate | lb/MMBtu | 0 | 0.28 | 0.28 | 0.28 | 0.28 | 0.27842 | 0.27842
NODA Greene County NOx Cap Annual v5.15 | 936 | 6560 | Rate Constraint in MTons | FALSE | L | Annual | Generation | TWh | 0 | 0.014275 | 0.01425 | 0.014275 | 0.014275 | 0.014275 | 0.014275
NODA Greene County NOx Cap Annual v5.15 | 936 | 6560 | Rate Constraint in MTons | FALSE | L | Annual | Qualifying Generation | TWh | 0 | 0.014275 | 0.01425 | 0.014275 | 0.014275 | 0.014275 | 0.014275
NODA Greene County NOx Cap Annual v5.15 | 936 | 6560 | Rate Constraint in MTons | FALSE | L | Annual | Rate | lb/MWh | 0 | 2.7535 | 2.7535 | 2.7535 | 2.7535 | 2.7535 | 2.7535
NODA Greene County NOx Cap Annual v5.15 | 936 | 6560 | Rate Constraint in MTons | FALSE | L | Annual | Constraint Shadow Price | US2011$/Ton | 0 | 0 | 0 | 0 | 0 | 0 | 0
NODA Kemper County IGCC SO2 Cap Annual v5.15 | 937 | 6552 | Rate Constraint in MTons | FALSE | L | Annual | Seasons Included | Seasons | Winter, Summer | Winter, Summer | Winter, Summer | Winter, Summer | Winter, Summer | Winter, Summer | Winter, Summer
NODA Kemper County IGCC SO2 Cap Annual v5.15 | 937 | 6552 | Rate Constraint in MTons | FALSE | L | Annual | Standard SO2 | Thousand Tons | 0.116 | 0.116 | 0.116 | 0.116 | 0.116 | 0.116 | 0.116
NODA Kemper County IGCC SO2 Cap Annual v5.15 | 937 | 6552 | Rate Constraint in MTons | FALSE | L | Annual | Emissions at Affected Plants SO2 | Thousand Tons | 0.116 | 0.116 | 0.116 | 0.116 | 0.116 | 0.116 | 0.116
NODA Kemper County IGCC SO2 Cap Annual v5.15 | 937 | 6552 | Rate Constraint in MTons | FALSE | L | Annual | Allowances Purchased SO2 | Thousand Tons | 0 | 0 | 0 | 0 | 0 | 0 | 0
NODA Kemper County IGCC SO2 Cap Annual v5.15 | 937 | 6552 | Rate Constraint in MTons | FALSE | L | Annual | Allowances Sold SO2 | Thousand Tons | 0 | 0 | 0 | 0 | 0 | 0 | 0
NODA Kemper County IGCC SO2 Cap Annual v5.15 | 937 | 6552 | Rate Constraint in MTons | FALSE | L | Annual | Allowances Banked | Thousand Tons | 0 | 0 | 0 | 0 | 0 | 0 | 0
NODA Kemper County IGCC SO2 Cap Annual v5.15 | 937 | 6552 | Rate Constraint in MTons | FALSE | L | Annual | Allowances Withdrawn (1:1) | Thousand Tons | 0 | 0 | 0 | 0 | 0 | 0 | 0
NODA Kemper County IGCC SO2 Cap Annual v5.15 | 937 | 6552 | Rate Constraint in MTons | FALSE | L | Annual | Allowances Withdrawn (n:1) | Thousand Tons | 0 | 0 | 0 | 0 | 0 | 0 | 0
NODA Kemper County IGCC SO2 Cap Annual v5.15 | 937 | 6552 | Rate Constraint in MTons | FALSE | L | Annual | Net Emissions Allowance Position | Thousand Tons | 0.116 | 0.116 | 0.116 | 0.116 | 0.116 | 0.116 | 0.116
NODA Kemper County IGCC SO2 Cap Annual v5.15 | 937 | 6552 | Rate Constraint in MTons | FALSE | L | Annual | Fuel Consumed | TBtu | 25.7778 | 17.0564 | 16.1095 | 15.211 | 15.6742 | 13.7648 | 13.0826
NODA Kemper County IGCC SO2 Cap Annual v5.15 | 937 | 6552 | Rate Constraint in MTons | FALSE | L | Annual | Rate | lb/MMBtu | 0.009 | 0.013602 | 0.014401 | 0.015252 | 0.014801 | 0.016855 | 0.017733
NODA Kemper County IGCC SO2 Cap Annual v5.15 | 937 | 6552 | Rate Constraint in MTons | FALSE | L | Annual | Generation | TWh | 2.4091 | 1.5941 | 1.5056 | 1.4216 | 1.4649 | 1.2864 | 1.2227
NODA Kemper County IGCC SO2 Cap Annual v5.15 | 937 | 6552 | Rate Constraint in MTons | FALSE | L | Annual | Qualifying Generation | TWh | 2.4091 | 1.5941 | 1.5056 | 1.4216 | 1.4649 | 1.2864 | 1.2227
NODA Kemper County IGCC SO2 Cap Annual v5.15 | 937 | 6552 | Rate Constraint in MTons | FALSE | L | Annual | Rate | lb/MWh | 0.0963 | 0.14554 | 0.1541 | 0.1632 | 0.15837 | 0.18034 | 0.18975
NODA Kemper County IGCC SO2 Cap Annual v5.15 | 937 | 6552 | Rate Constraint in MTons | FALSE | L | Annual | Constraint Shadow Price | US2011$/Ton | 80402.957 | 150350.9994 | 207836.9582 | 177158.9058 | 203974.0947 | 168061.303 | 162075.9148
NODA Marshalltown NOx Cap Annual v5.15 | 938 | 6556 | Rate Constraint in MTons | FALSE | L | Annual | Seasons Included | Seasons | Winter, Summer | Winter, Summer | Winter, Summer | Winter, Summer | Winter, Summer | Winter, Summer | Winter, Summer
NODA Marshalltown NOx Cap Annual v5.15 | 938 | 6556 | Rate Constraint in MTons | FALSE | L | Annual | Standard NOX | Thousand Tons | 0.229 | 0.229 | 0.229 | 0.229 | 0.229 | 0.229 | 0.229
NODA Marshalltown NOx Cap Annual v5.15 | 938 | 6556 | Rate Constraint in MTons | FALSE | L | Annual | Emissions at Affected Plants NOX | Thousand Tons | 0 | 0.17383 | 0.11736 | 0.11076 | 0.093321 | 0.17383 | 0.17383
NODA Marshalltown NOx Cap Annual v5.15 | 938 | 6556 | Rate Constraint in MTons | FALSE | L | Annual | Allowances Purchased NOX | Thousand Tons | 0 | 0 | 0 | 0 | 0 | 0 | 0
NODA Marshalltown NOx Cap Annual v5.15 | 938 | 6556 | Rate Constraint in MTons | FALSE | L | Annual | Allowances Sold NOX | Thousand Tons | 0 | 0 | 0 | 0 | 0 | 0 | 0
NODA Marshalltown NOx Cap Annual v5.15 | 938 | 6556 | Rate Constraint in MTons | FALSE | L | Annual | Allowances Banked | Thousand Tons | 0 | 0 | 0 | 0 | 0 | 0 | 0
NODA Marshalltown NOx Cap Annual v5.15 | 938 | 6556 | Rate Constraint in MTons | FALSE | L | Annual | Allowances Withdrawn (1:1) | Thousand Tons | 0 | 0 | 0 | 0 | 0 | 0 | 0
NODA Marshalltown NOx Cap Annual v5.15 | 938 | 6556 | Rate Constraint in MTons | FALSE | L | Annual | Allowances Withdrawn (n:1) | Thousand Tons | 0 | 0 | 0 | 0 | 0 | 0 | 0
NODA Marshalltown NOx Cap Annual v5.15 | 938 | 6556 | Rate Constraint in MTons | FALSE | L | Annual | Net Emissions Allowance Position | Thousand Tons | 0 | 0.17383 | 0.11736 | 0.11076 | 0.093321 | 0.17383 | 0.17383
NODA Marshalltown NOx Cap Annual v5.15 | 938 | 6556 | Rate Constraint in MTons | FALSE | L | Annual | Fuel Consumed | TBtu | 0 | 31.6047 | 21.3379 | 20.1387 | 16.9674 | 31.6047 | 31.6047
NODA Marshalltown NOx Cap Annual v5.15 | 938 | 6556 | Rate Constraint in MTons | FALSE | L | Annual | Rate | lb/MMBtu | 0 | 0.011 | 0.011 | 0.011 | 0.011 | 0.011 | 0.011
NODA Marshalltown NOx Cap Annual v5.15 | 938 | 6556 | Rate Constraint in MTons | FALSE | L | Annual | Generation | TWh | 0 | 4.9152 | 3.3185 | 3.132 | 2.6388 | 4.9152 | 4.9152
NODA Marshalltown NOx Cap Annual v5.15 | 938 | 6556 | Rate Constraint in MTons | FALSE | L | Annual | Qualifying Generation | TWh | 0 | 4.9152 | 3.3185 | 3.132 | 2.6388 | 4.9152 | 4.9152
NODA Marshalltown NOx Cap Annual v5.15 | 938 | 6556 | Rate Constraint in MTons | FALSE | L | Annual | Rate | lb/MWh | 0 | 0.07073 | 0.07073 | 0.07073 | 0.07073 | 0.07073 | 0.07073
NODA Marshalltown NOx Cap Annual v5.15 | 938 | 6556 | Rate Constraint in MTons | FALSE | L | Annual | Constraint Shadow Price | US2011$/Ton | 0 | 0 | 0 | 0 | 0 | 0 | 0
NODA Nacogdoches SO2 Cap Annual v5.15 | 939 | 6559 | Rate Constraint in MTons | FALSE | L | Annual | Seasons Included | Seasons | Winter, Summer | Winter, Summer | Winter, Summer | Winter, Summer | Winter, Summer | Winter, Summer | Winter, Summer
NODA Nacogdoches SO2 Cap Annual v5.15 | 939 | 6559 | Rate Constraint in MTons | FALSE | L | Annual | Standard SO2 | Thousand Tons | 0.277 | 0.277 | 0.277 | 0.277 | 0.277 | 0.277 | 0.277
NODA Nacogdoches SO2 Cap Annual v5.15 | 939 | 6559 | Rate Constraint in MTons | FALSE | L | Annual | Emissions at Affected Plants SO2 | Thousand Tons | 0.15493 | 0.15317 | 0.15775 | 0.14127 | 0.20976 | 0.20976 | 0.24539
NODA Nacogdoches SO2 Cap Annual v5.15 | 939 | 6559 | Rate Constraint in MTons | FALSE | L | Annual | Allowances Purchased SO2 | Thousand Tons | 0 | 0 | 0 | 0 | 0 | 0 | 0
NODA Nacogdoches SO2 Cap Annual v5.15 | 939 | 6559 | Rate Constraint in MTons | FALSE | L | Annual | Allowances Sold SO2 | Thousand Tons | 0 | 0 | 0 | 0 | 0 | 0 | 0
NODA Nacogdoches SO2 Cap Annual v5.15 | 939 | 6559 | Rate Constraint in MTons | FALSE | L | Annual | Allowances Banked | Thousand Tons | 0 | 0 | 0 | 0 | 0 | 0 | 0
NODA Nacogdoches SO2 Cap Annual v5.15 | 939 | 6559 | Rate Constraint in MTons | FALSE | L | Annual | Allowances Withdrawn (1:1) | Thousand Tons | 0 | 0 | 0 | 0 | 0 | 0 | 0
NODA Nacogdoches SO2 Cap Annual v5.15 | 939 | 6559 | Rate Constraint in MTons | FALSE | L | Annual | Allowances Withdrawn (n:1) | Thousand Tons | 0 | 0 | 0 | 0 | 0 | 0 | 0
NODA Nacogdoches SO2 Cap Annual v5.15 | 939 | 6559 | Rate Constraint in MTons | FALSE | L | Annual | Net Emissions Allowance Position | Thousand Tons | 0.15493 | 0.15317 | 0.15775 | 0.14127 | 0.20976 | 0.20976 | 0.24539
NODA Nacogdoches SO2 Cap Annual v5.15 | 939 | 6559 | Rate Constraint in MTons | FALSE | L | Annual | Fuel Consumed | TBtu | 6.1971 | 6.1269 | 6.3099 | 5.6507 | 8.3903 | 8.3903 | 9.8156
NODA Nacogdoches SO2 Cap Annual v5.15 | 939 | 6559 | Rate Constraint in MTons | FALSE | L | Annual | Rate | lb/MMBtu | 0.05 | 0.05 | 0.05 | 0.05 | 0.05 | 0.05 | 0.05
NODA Nacogdoches SO2 Cap Annual v5.15 | 939 | 6559 | Rate Constraint in MTons | FALSE | L | Annual | Generation | TWh | 0.45905 | 0.45384 | 0.4674 | 0.41857 | 0.6215 | 0.6215 | 0.72708
NODA Nacogdoches SO2 Cap Annual v5.15 | 939 | 6559 | Rate Constraint in MTons | FALSE | L | Annual | Qualifying Generation | TWh | 0.45905 | 0.45384 | 0.4674 | 0.41857 | 0.6215 | 0.6215 | 0.72708
NODA Nacogdoches SO2 Cap Annual v5.15 | 939 | 6559 | Rate Constraint in MTons | FALSE | L | Annual | Rate | lb/MWh | 0.675 | 0.675 | 0.675 | 0.675 | 0.675 | 0.675 | 0.675
NODA Nacogdoches SO2 Cap Annual v5.15 | 939 | 6559 | Rate Constraint in MTons | FALSE | L | Annual | Constraint Shadow Price | US2011$/Ton | 0 | 0 | 0 | 0 | 0 | 0 | 0
NODA Newark NOx Cap Annual v5.15 | 940 | 6553 | Rate Constraint in MTons | FALSE | L | Annual | Seasons Included | Seasons | Winter, Summer | Winter, Summer | Winter, Summer | Winter, Summer | Winter, Summer | Winter, Summer | Winter, Summer
NODA Newark NOx Cap Annual v5.15 | 940 | 6553 | Rate Constraint in MTons | FALSE | L | Annual | Standard NOX | Thousand Tons | 0.278 | 0.278 | 0.278 | 0.278 | 0.278 | 0.278 | 0.278
NODA Newark NOx Cap Annual v5.15 | 940 | 6553 | Rate Constraint in MTons | FALSE | L | Annual | Emissions at Affected Plants NOX | Thousand Tons | 0.18432 | 0.18432 | 0.18432 | 0.18432 | 0.18432 | 0.18432 | 0.18432
NODA Newark NOx Cap Annual v5.15 | 940 | 6553 | Rate Constraint in MTons | FALSE | L | Annual | Allowances Purchased NOX | Thousand Tons | 0 | 0 | 0 | 0 | 0 | 0 | 0
NODA Newark NOx Cap Annual v5.15 | 940 | 6553 | Rate Constraint in MTons | FALSE | L | Annual | Allowances Sold NOX | Thousand Tons | 0 | 0 | 0 | 0 | 0 | 0 | 0
NODA Newark NOx Cap Annual v5.15 | 940 | 6553 | Rate Constraint in MTons | FALSE | L | Annual | Allowances Banked | Thousand Tons | 0 | 0 | 0 | 0 | 0 | 0 | 0
NODA Newark NOx Cap Annual v5.15 | 940 | 6553 | Rate Constraint in MTons | FALSE | L | Annual | Allowances Withdrawn (1:1) | Thousand Tons | 0 | 0 | 0 | 0 | 0 | 0 | 0
NODA Newark NOx Cap Annual v5.15 | 940 | 6553 | Rate Constraint in MTons | FALSE | L | Annual | Allowances Withdrawn (n:1) | Thousand Tons | 0 | 0 | 0 | 0 | 0 | 0 | 0
NODA Newark NOx Cap Annual v5.15 | 940 | 6553 | Rate Constraint in MTons | FALSE | L | Annual | Net Emissions Allowance Position | Thousand Tons | 0.18432 | 0.18432 | 0.18432 | 0.18432 | 0.18432 | 0.18432 | 0.18432
NODA Newark NOx Cap Annual v5.15 | 940 | 6553 | Rate Constraint in MTons | FALSE | L | Annual | Fuel Consumed | TBtu | 33.5127 | 33.5127 | 33.5127 | 33.5127 | 33.5127 | 33.5127 | 33.5127
NODA Newark NOx Cap Annual v5.15 | 940 | 6553 | Rate Constraint in MTons | FALSE | L | Annual | Rate | lb/MMBtu | 0.011 | 0.011 | 0.011 | 0.011 | 0.011 | 0.011 | 0.011
NODA Newark NOx Cap Annual v5.15 | 940 | 6553 | Rate Constraint in MTons | FALSE | L | Annual | Generation | TWh | 5.2119 | 5.2119 | 5.2119 | 5.2119 | 5.2119 | 5.2119 | 5.2119
NODA Newark NOx Cap Annual v5.15 | 940 | 6553 | Rate Constraint in MTons | FALSE | L | Annual | Qualifying Generation | TWh | 5.2119 | 5.2119 | 5.2119 | 5.2119 | 5.2119 | 5.2119 | 5.2119
NODA Newark NOx Cap Annual v5.15 | 940 | 6553 | Rate Constraint in MTons | FALSE | L | Annual | Rate | lb/MWh | 0.07073 | 0.07073 | 0.07073 | 0.07073 | 0.07073 | 0.07073 | 0.07073
NODA Newark NOx Cap Annual v5.15 | 940 | 6553 | Rate Constraint in MTons | FALSE | L | Annual | Constraint Shadow Price | US2011$/Ton | 0 | 0 | 0 | 0 | 0 | 0 | 0
NODA West Deptford NOx Cap Annual v5.15 | 941 | 6554 | Rate Constraint in MTons | FALSE | L | Annual | Seasons Included | Seasons | Winter, Summer | Winter, Summer | Winter, Summer | Winter, Summer | Winter, Summer | Winter, Summer | Winter, Summer
NODA West Deptford NOx Cap Annual v5.15 | 941 | 6554 | Rate Constraint in MTons | FALSE | L | Annual | Standard NOX | Thousand Tons | 0.717 | 0.717 | 0.717 | 0.717 | 0.717 | 0.717 | 0.717
NODA West Deptford NOx Cap Annual v5.15 | 941 | 6554 | Rate Constraint in MTons | FALSE | L | Annual | Emissions at Affected Plants NOX | Thousand Tons | 0.25561 | 0.25561 | 0.25561 | 0.25561 | 0.25561 | 0.25561 | 0.25561
NODA West Deptford NOx Cap Annual v5.15 | 941 | 6554 | Rate Constraint in MTons | FALSE | L | Annual | Allowances Purchased NOX | Thousand Tons | 0 | 0 | 0 | 0 | 0 | 0 | 0
NODA West Deptford NOx Cap Annual v5.15 | 941 | 6554 | Rate Constraint in MTons | FALSE | L | Annual | Allowances Sold NOX | Thousand Tons | 0 | 0 | 0 | 0 | 0 | 0 | 0
NODA West Deptford NOx Cap Annual v5.15 | 941 | 6554 | Rate Constraint in MTons | FALSE | L | Annual | Allowances Banked | Thousand Tons | 0 | 0 | 0 | 0 | 0 | 0 | 0
NODA West Deptford NOx Cap Annual v5.15 | 941 | 6554 | Rate Constraint in MTons | FALSE | L | Annual | Allowances Withdrawn (1:1) | Thousand Tons | 0 | 0 | 0 | 0 | 0 | 0 | 0
NODA West Deptford NOx Cap Annual v5.15 | 941 | 6554 | Rate Constraint in MTons | FALSE | L | Annual | Allowances Withdrawn (n:1) | Thousand Tons | 0 | 0 | 0 | 0 | 0 | 0 | 0
NODA West Deptford NOx Cap Annual v5.15 | 941 | 6554 | Rate Constraint in MTons | FALSE | L | Annual | Net Emissions Allowance Position | Thousand Tons | 0.25561 | 0.25561 | 0.25561 | 0.25561 | 0.25561 | 0.25561 | 0.25561
NODA West Deptford NOx Cap Annual v5.15 | 941 | 6554 | Rate Constraint in MTons | FALSE | L | Annual | Fuel Consumed | TBtu | 46.4738 | 46.4738 | 46.4738 | 46.4738 | 46.4738 | 46.4738 | 46.4738
NODA West Deptford NOx Cap Annual v5.15 | 941 | 6554 | Rate Constraint in MTons | FALSE | L | Annual | Rate | lb/MMBtu | 0.011 | 0.011 | 0.011 | 0.011 | 0.011 | 0.011 | 0.011
NODA West Deptford NOx Cap Annual v5.15 | 941 | 6554 | Rate Constraint in MTons | FALSE | L | Annual | Generation | TWh | 6.7816 | 6.7816 | 6.7816 | 6.7816 | 6.7816 | 6.7816 | 6.7816
NODA West Deptford NOx Cap Annual v5.15 | 941 | 6554 | Rate Constraint in MTons | FALSE | L | Annual | Qualifying Generation | TWh | 6.7816 | 6.7816 | 6.7816 | 6.7816 | 6.7816 | 6.7816 | 6.7816
NODA West Deptford NOx Cap Annual v5.15 | 941 | 6554 | Rate Constraint in MTons | FALSE | L | Annual | Rate | lb/MWh | 0.075382 | 0.075382 | 0.075382 | 0.075382 | 0.075382 | 0.075382 | 0.075382
NODA West Deptford NOx Cap Annual v5.15 | 941 | 6554 | Rate Constraint in MTons | FALSE | L | Annual | Constraint Shadow Price | US2011$/Ton | 0 | 0 | 0 | 0 | 0 | 0 | 0
NODA Wheelabrator Lisbon 1 NOX Cap Annual v5.15 | 942 | 6550 | Rate Constraint in MTons | FALSE | L | Annual | Seasons Included | Seasons | Winter, Summer | Winter, Summer | Winter, Summer | Winter, Summer | Winter, Summer | Winter, Summer | Winter, Summer
NODA Wheelabrator Lisbon 1 NOX Cap Annual v5.15 | 942 | 6550 | Rate Constraint in MTons | FALSE | L | Annual | Standard NOX | Thousand Tons | 0.148 | 0.148 | 0.148 | 0.148 | 0.148 | 0.148 | 0.148
NODA Wheelabrator Lisbon 1 NOX Cap Annual v5.15 | 942 | 6550 | Rate Constraint in MTons | FALSE | L | Annual | Emissions at Affected Plants NOX | Thousand Tons | 0.099414 | 0.099414 | 0.099414 | 0.099414 | 0.099414 | 0.099414 | 0.099414
NODA Wheelabrator Lisbon 1 NOX Cap Annual v5.15 | 942 | 6550 | Rate Constraint in MTons | FALSE | L | Annual | Allowances Purchased NOX | Thousand Tons | 0 | 0 | 0 | 0 | 0 | 0 | 0
NODA Wheelabrator Lisbon 1 NOX Cap Annual v5.15 | 942 | 6550 | Rate Constraint in MTons | FALSE | L | Annual | Allowances Sold NOX | Thousand Tons | 0 | 0 | 0 | 0 | 0 | 0 | 0
NODA Wheelabrator Lisbon 1 NOX Cap Annual v5.15 | 942 | 6550 | Rate Constraint in MTons | FALSE | L | Annual | Allowances Banked | Thousand Tons | 0 | 0 | 0 | 0 | 0 | 0 | 0
NODA Wheelabrator Lisbon 1 NOX Cap Annual v5.15 | 942 | 6550 | Rate Constraint in MTons | FALSE | L | Annual | Allowances Withdrawn (1:1) | Thousand Tons | 0 | 0 | 0 | 0 | 0 | 0 | 0
NODA Wheelabrator Lisbon 1 NOX Cap Annual v5.15 | 942 | 6550 | Rate Constraint in MTons | FALSE | L | Annual | Allowances Withdrawn (n:1) | Thousand Tons | 0 | 0 | 0 | 0 | 0 | 0 | 0
NODA Wheelabrator Lisbon 1 NOX Cap Annual v5.15 | 942 | 6550 | Rate Constraint in MTons | FALSE | L | Annual | Net Emissions Allowance Position | Thousand Tons | 0.099414 | 0.099414 | 0.099414 | 0.099414 | 0.099414 | 0.099414 | 0.099414
NODA Wheelabrator Lisbon 1 NOX Cap Annual v5.15 | 942 | 6550 | Rate Constraint in MTons | FALSE | L | Annual | Fuel Consumed | TBtu | 0.46156 | 0.46156 | 0.46156 | 0.46156 | 0.46156 | 0.46156 | 0.46156
NODA Wheelabrator Lisbon 1 NOX Cap Annual v5.15 | 942 | 6550 | Rate Constraint in MTons | FALSE | L | Annual | Rate | lb/MMBtu | 0.43077 | 0.43077 | 0.43077 | 0.43077 | 0.43077 | 0.43077 | 0.43077
NODA Wheelabrator Lisbon 1 NOX Cap Annual v5.15 | 942 | 6550 | Rate Constraint in MTons | FALSE | L | Annual | Generation | TWh | 0.053555 | 0.053555 | 0.053555 | 0.053555 | 0.053555 | 0.053555 | 0.053555
NODA Wheelabrator Lisbon 1 NOX Cap Annual v5.15 | 942 | 6550 | Rate Constraint in MTons | FALSE | L | Annual | Qualifying Generation | TWh | 0.026777 | 0.026777 | 0.026777 | 0.026777 | 0.026777 | 0.026777 | 0.026777
NODA Wheelabrator Lisbon 1 NOX Cap Annual v5.15 | 942 | 6550 | Rate Constraint in MTons | FALSE | L | Annual | Rate | lb/MWh | 7.4252 | 7.4252 | 7.4252 | 7.4252 | 7.4252 | 7.4252 | 7.4252
NODA Wheelabrator Lisbon 1 NOX Cap Annual v5.15 | 942 | 6550 | Rate Constraint in MTons | FALSE | L | Annual | Constraint Shadow Price | US2011$/Ton | 0 | 0 | 0 | 0 | 0 | 0 | 0
NODA WheelabratorBridgeport 1 NOX Cap Annual v5.15 | 943 | 6547 | Rate Constraint in MTons | FALSE | L | Annual | Seasons Included | Seasons | Winter, Summer | Winter, Summer | Winter, Summer | Winter, Summer | Winter, Summer | Winter, Summer | Winter, Summer
NODA WheelabratorBridgeport 1 NOX Cap Annual v5.15 | 943 | 6547 | Rate Constraint in MTons | FALSE | L | Annual | Standard NOX | Thousand Tons | 0.501 | 0.501 | 0.501 | 0.501 | 0.501 | 0.501 | 0.501
NODA WheelabratorBridgeport 1 NOX Cap Annual v5.15 | 943 | 6547 | Rate Constraint in MTons | FALSE | L | Annual | Emissions at Affected Plants NOX | Thousand Tons | 0.30193 | 0.30193 | 0.30193 | 0.30193 | 0.30193 | 0.30193 | 0.30193
NODA WheelabratorBridgeport 1 NOX Cap Annual v5.15 | 943 | 6547 | Rate Constraint in MTons | FALSE | L | Annual | Allowances Purchased NOX | Thousand Tons | 0 | 0 | 0 | 0 | 0 | 0 | 0
NODA WheelabratorBridgeport 1 NOX Cap Annual v5.15 | 943 | 6547 | Rate Constraint in MTons | FALSE | L | Annual | Allowances Sold NOX | Thousand Tons | 0 | 0 | 0 | 0 | 0 | 0 | 0
NODA WheelabratorBridgeport 1 NOX Cap Annual v5.15 | 943 | 6547 | Rate Constraint in MTons | FALSE | L | Annual | Allowances Banked | Thousand Tons | 0 | 0 | 0 | 0 | 0 | 0 | 0
NODA WheelabratorBridgeport 1 NOX Cap Annual v5.15 | 943 | 6547 | Rate Constraint in MTons | FALSE | L | Annual | Allowances Withdrawn (1:1) | Thousand Tons | 0 | 0 | 0 | 0 | 0 | 0 | 0
NODA WheelabratorBridgeport 1 NOX Cap Annual v5.15 | 943 | 6547 | Rate Constraint in MTons | FALSE | L | Annual | Allowances Withdrawn (n:1) | Thousand Tons | 0 | 0 | 0 | 0 | 0 | 0 | 0
NODA WheelabratorBridgeport 1 NOX Cap Annual v5.15 | 943 | 6547 | Rate Constraint in MTons | FALSE | L | Annual | Net Emissions Allowance Position | Thousand Tons | 0.30193 | 0.30193 | 0.30193 | 0.30193 | 0.30193 | 0.30193 | 0.30193
NODA WheelabratorBridgeport 1 NOX Cap Annual v5.15 | 943 | 6547 | Rate Constraint in MTons | FALSE | L | Annual | Fuel Consumed | TBtu | 1.2744 | 1.2744 | 1.2744 | 1.2744 | 1.2744 | 1.2744 | 1.2744
NODA WheelabratorBridgeport 1 NOX Cap Annual v5.15 | 943 | 6547 | Rate Constraint in MTons | FALSE | L | Annual | Rate | lb/MMBtu | 0.47385 | 0.47385 | 0.47385 | 0.47385 | 0.47385 | 0.47385 | 0.47385
NODA WheelabratorBridgeport 1 NOX Cap Annual v5.15 | 943 | 6547 | Rate Constraint in MTons | FALSE | L | Annual | Generation | TWh | 0.079509 | 0.079509 | 0.079509 | 0.079509 | 0.079509 | 0.079509 | 0.079509
NODA WheelabratorBridgeport 1 NOX Cap Annual v5.15 | 943 | 6547 | Rate Constraint in MTons | FALSE | L | Annual | Qualifying Generation | TWh | 0.079509 | 0.079509 | 0.079509 | 0.079509 | 0.079509 | 0.079509 | 0.079509
NODA WheelabratorBridgeport 1 NOX Cap Annual v5.15 | 943 | 6547 | Rate Constraint in MTons | FALSE | L | Annual | Rate | lb/MWh | 7.5948 | 7.5948 | 7.5948 | 7.5948 | 7.5948 | 7.5948 | 7.5948
NODA WheelabratorBridgeport 1 NOX Cap Annual v5.15 | 943 | 6547 | Rate Constraint in MTons | FALSE | L | Annual | Constraint Shadow Price | US2011$/Ton | 0 | 0 | 0 | 0 | 0 | 0 | 0
NODA WheelabratorBridgeport 2 NOX Cap Annual v5.15 | 944 | 6548 | Rate Constraint in MTons | FALSE | L | Annual | Seasons Included | Seasons | Winter, Summer | Winter, Summer | Winter, Summer | Winter, Summer | Winter, Summer | Winter, Summer | Winter, Summer
NODA WheelabratorBridgeport 2 NOX Cap Annual v5.15 | 944 | 6548 | Rate Constraint in MTons | FALSE | L | Annual | Standard NOX | Thousand Tons | 0.501 | 0.501 | 0.501 | 0.501 | 0.501 | 0.501 | 0.501
NODA WheelabratorBridgeport 2 NOX Cap Annual v5.15 | 944 | 6548 | Rate Constraint in MTons | FALSE | L | Annual | Emissions at Affected Plants NOX | Thousand Tons | 0.30193 | 0.30193 | 0.30193 | 0.30193 | 0.30193 | 0.30193 | 0.30193
NODA WheelabratorBridgeport 2 NOX Cap Annual v5.15 | 944 | 6548 | Rate Constraint in MTons | FALSE | L | Annual | Allowances Purchased NOX | Thousand Tons | 0 | 0 | 0 | 0 | 0 | 0 | 0
NODA WheelabratorBridgeport 2 NOX Cap Annual v5.15 | 944 | 6548 | Rate Constraint in MTons | FALSE | L | Annual | Allowances Sold NOX | Thousand Tons | 0 | 0 | 0 | 0 | 0 | 0 | 0
NODA WheelabratorBridgeport 2 NOX Cap Annual v5.15 | 944 | 6548 | Rate Constraint in MTons | FALSE | L | Annual | Allowances Banked | Thousand Tons | 0 | 0 | 0 | 0 | 0 | 0 | 0
NODA WheelabratorBridgeport 2 NOX Cap Annual v5.15 | 944 | 6548 | Rate Constraint in MTons | FALSE | L | Annual | Allowances Withdrawn (1:1) | Thousand Tons | 0 | 0 | 0 | 0 | 0 | 0 | 0
NODA WheelabratorBridgeport 2 NOX Cap Annual v5.15 | 944 | 6548 | Rate Constraint in MTons | FALSE | L | Annual | Allowances Withdrawn (n:1) | Thousand Tons | 0 | 0 | 0 | 0 | 0 | 0 | 0
NODA WheelabratorBridgeport 2 NOX Cap Annual v5.15 | 944 | 6548 | Rate Constraint in MTons | FALSE | L | Annual | Net Emissions Allowance Position | Thousand Tons | 0.30193 | 0.30193 | 0.30193 | 0.30193 | 0.30193 | 0.30193 | 0.30193
NODA WheelabratorBridgeport 2 NOX Cap Annual v5.15 | 944 | 6548 | Rate Constraint in MTons | FALSE | L | Annual | Fuel Consumed | TBtu | 1.2744 | 1.2744 | 1.2744 | 1.2744 | 1.2744 | 1.2744 | 1.2744
NODA WheelabratorBridgeport 2 NOX Cap Annual v5.15 | 944 | 6548 | Rate Constraint in MTons | FALSE | L | Annual | Rate | lb/MMBtu | 0.47385 | 0.47385 | 0.47385 | 0.47385 | 0.47385 | 0.47385 | 0.47385
NODA WheelabratorBridgeport 2 NOX Cap Annual v5.15 | 944 | 6548 | Rate Constraint in MTons | FALSE | L | Annual | Generation | TWh | 0.079509 | 0.079509 | 0.079509 | 0.079509 | 0.079509 | 0.079509 | 0.079509
NODA WheelabratorBridgeport 2 NOX Cap Annual v5.15 | 944 | 6548 | Rate Constraint in MTons | FALSE | L | Annual | Qualifying Generation | TWh | 0.079509 | 0.079509 | 0.079509 | 0.079509 | 0.079509 | 0.079509 | 0.079509
NODA WheelabratorBridgeport 2 NOX Cap Annual v5.15 | 944 | 6548 | Rate Constraint in MTons | FALSE | L | Annual | Rate | lb/MWh | 7.5948 | 7.5948 | 7.5948 | 7.5948 | 7.5948 | 7.5948 | 7.5948
NODA WheelabratorBridgeport 2 NOX Cap Annual v5.15 | 944 | 6548 | Rate Constraint in MTons | FALSE | L | Annual | Constraint Shadow Price | US2011$/Ton | 0 | 0 | 0 | 0 | 0 | 0 | 0
NODA WheelabratorBridgeport 3 NOX Cap Annual v5.15 | 945 | 6549 | Rate Constraint in MTons | FALSE | L | Annual | Seasons Included | Seasons | Winter, Summer | Winter, Summer | Winter, Summer | Winter, Summer | Winter, Summer | Winter, Summer | Winter, Summer
NODA WheelabratorBridgeport 3 NOX Cap Annual v5.15 | 945 | 6549 | Rate Constraint in MTons | FALSE | L | Annual | Standard NOX | Thousand Tons | 0.501 | 0.501 | 0.501 | 0.501 | 0.501 | 0.501 | 0.501
NODA WheelabratorBridgeport 3 NOX Cap Annual v5.15 | 945 | 6549 | Rate Constraint in MTons | FALSE | L | Annual | Emissions at Affected Plants NOX | Thousand Tons | 0.30193 | 0.30193 | 0.30193 | 0.30193 | 0.30193 | 0.30193 | 0.30193
NODA WheelabratorBridgeport 3 NOX Cap Annual v5.15 | 945 | 6549 | Rate Constraint in MTons | FALSE | L | Annual | Allowances Purchased NOX | Thousand Tons | 0 | 0 | 0 | 0 | 0 | 0 | 0
NODA WheelabratorBridgeport 3 NOX Cap Annual v5.15 | 945 | 6549 | Rate Constraint in MTons | FALSE | L | Annual | Allowances Sold NOX | Thousand Tons | 0 | 0 | 0 | 0 | 0 | 0 | 0
NODA WheelabratorBridgeport 3 NOX Cap Annual v5.15 | 945 | 6549 | Rate Constraint in MTons | FALSE | L | Annual | Allowances Banked | Thousand Tons | 0 | 0 | 0 | 0 | 0 | 0 | 0
NODA WheelabratorBridgeport 3 NOX Cap Annual v5.15 | 945 | 6549 | Rate Constraint in MTons | FALSE | L | Annual | Allowances Withdrawn (1:1) | Thousand Tons | 0 | 0 | 0 | 0 | 0 | 0 | 0
NODA WheelabratorBridgeport 3 NOX Cap Annual v5.15 | 945 | 6549 | Rate Constraint in MTons | FALSE | L | Annual | Allowances Withdrawn (n:1) | Thousand Tons | 0 | 0 | 0 | 0 | 0 | 0 | 0
NODA WheelabratorBridgeport 3 NOX Cap Annual v5.15 | 945 | 6549 | Rate Constraint in MTons | FALSE | L | Annual | Net Emissions Allowance Position | Thousand Tons | 0.30193 | 0.30193 | 0.30193 | 0.30193 | 0.30193 | 0.30193 | 0.30193
NODA WheelabratorBridgeport 3 NOX Cap Annual v5.15 | 945 | 6549 | Rate Constraint in MTons | FALSE | L | Annual | Fuel Consumed | TBtu | 1.2744 | 1.2744 | 1.2744 | 1.2744 | 1.2744 | 1.2744 | 1.2744
NODA WheelabratorBridgeport 3 NOX Cap Annual v5.15 | 945 | 6549 | Rate Constraint in MTons | FALSE | L | Annual | Rate | lb/MMBtu | 0.47385 | 0.47385 | 0.47385 | 0.47385 | 0.47385 | 0.47385 | 0.47385
NODA WheelabratorBridgeport 3 NOX Cap Annual v5.15 | 945 | 6549 | Rate Constraint in MTons | FALSE | L | Annual | Generation | TWh | 0.079509 | 0.079509 | 0.079509 | 0.079509 | 0.079509 | 0.079509 | 0.079509
NODA WheelabratorBridgeport 3 NOX Cap Annual v5.15 | 945 | 6549 | Rate Constraint in MTons | FALSE | L | Annual | Qualifying Generation | TWh | 0.079509 | 0.079509 | 0.079509 | 0.079509 | 0.079509 | 0.079509 | 0.079509
NODA WheelabratorBridgeport 3 NOX Cap Annual v5.15 | 945 | 6549 | Rate Constraint in MTons | FALSE | L | Annual | Rate | lb/MWh | 7.5948 | 7.5948 | 7.5948 | 7.5948 | 7.5948 | 7.5948 | 7.5948
NODA WheelabratorBridgeport 3 NOX Cap Annual v5.15 | 945 | 6549 | Rate Constraint in MTons | FALSE | L | Annual | Constraint Shadow Price | US2011$/Ton | 0 | 0 | 0 | 0 | 0 | 0 | 0
NODA Woodbridge NOx Cap Annual v5.15 | 946 | 6555 | Rate Constraint in MTons | FALSE | L | Annual | Seasons Included | Seasons | Winter, Summer | Winter, Summer | Winter, Summer | Winter, Summer | Winter, Summer | Winter, Summer | Winter, Summer
NODA Woodbridge NOx Cap Annual v5.15 | 946 | 6555 | Rate Constraint in MTons | FALSE | L | Annual | Standard NOX | Thousand Tons | 0.297 | 0.297 | 0.297 | 0.297 | 0.297 | 0.297 | 0.297
NODA Woodbridge NOx Cap Annual v5.15 | 946 | 6555 | Rate Constraint in MTons | FALSE | L | Annual | Emissions at Affected Plants NOX | Thousand Tons | 0.16145 | 0.16145 | 0.16145 | 0.16145 | 0.16145 | 0.16145 | 0.16145
NODA Woodbridge NOx Cap Annual v5.15 | 946 | 6555 | Rate Constraint in MTons | FALSE | L | Annual | Allowances Purchased NOX | Thousand Tons | 0 | 0 | 0 | 0 | 0 | 0 | 0
NODA Woodbridge NOx Cap Annual v5.15 | 946 | 6555 | Rate Constraint in MTons | FALSE | L | Annual | Allowances Sold NOX | Thousand Tons | 0 | 0 | 0 | 0 | 0 | 0 | 0
NODA Woodbridge NOx Cap Annual v5.15 | 946 | 6555 | Rate Constraint in MTons | FALSE | L | Annual | Allowances Banked | Thousand Tons | 0 | 0 | 0 | 0 | 0 | 0 | 0
NODA Woodbridge NOx Cap Annual v5.15 | 946 | 6555 | Rate Constraint in MTons | FALSE | L | Annual | Allowances Withdrawn (1:1) | Thousand Tons | 0 | 0 | 0 | 0 | 0 | 0 | 0
NODA Woodbridge NOx Cap Annual v5.15 | 946 | 6555 | Rate Constraint in MTons | FALSE | L | Annual | Allowances Withdrawn (n:1) | Thousand Tons | 0 | 0 | 0 | 0 | 0 | 0 | 0
NODA Woodbridge NOx Cap Annual v5.15 | 946 | 6555 | Rate Constraint in MTons | FALSE | L | Annual | Net Emissions Allowance Position | Thousand Tons | 0.16145 | 0.16145 | 0.16145 | 0.16145 | 0.16145 | 0.16145 | 0.16145
NODA Woodbridge NOx Cap Annual v5.15 | 946 | 6555 | Rate Constraint in MTons | FALSE | L | Annual | Fuel Consumed | TBtu | 29.3542 | 29.3542 | 29.3542 | 29.3542 | 29.3542 | 29.3542 | 29.3542
NODA Woodbridge NOx Cap Annual v5.15 | 946 | 6555 | Rate Constraint in MTons | FALSE | L | Annual | Rate | lb/MMBtu | 0.011 | 0.011 | 0.011 | 0.011 | 0.011 | 0.011 | 0.011
NODA Woodbridge NOx Cap Annual v5.15 | 946 | 6555 | Rate Constraint in MTons | FALSE | L | Annual | Generation | TWh | 4.5652 | 4.5652 | 4.5652 | 4.5652 | 4.5652 | 4.5652 | 4.5652
NODA Woodbridge NOx Cap Annual v5.15 | 946 | 6555 | Rate Constraint in MTons | FALSE | L | Annual | Qualifying Generation | TWh | 4.5652 | 4.5652 | 4.5652 | 4.5652 | 4.5652 | 4.5652 | 4.5652
NODA Woodbridge NOx Cap Annual v5.15 | 946 | 6555 | Rate Constraint in MTons | FALSE | L | Annual | Rate | lb/MWh | 0.07073 | 0.07073 | 0.07073 | 0.07073 | 0.07073 | 0.07073 | 0.07073
NODA Woodbridge NOx Cap Annual v5.15 | 946 | 6555 | Rate Constraint in MTons | FALSE | L | Annual | Constraint Shadow Price | US2011$/Ton | 0 | 0 | 0 | 0 | 0 | 0 | 0
North Carolina Duke - NOX Cap Annual v3.1 | 947 | 1836 | Rate Constraint in MTons | FALSE | L | Annual | Seasons Included | Seasons | Winter, Summer | Winter, Summer | Winter, Summer | Winter, Summer | Winter, Summer | Winter, Summer | Winter, Summer
North Carolina Duke - NOX Cap Annual v3.1 | 947 | 1836 | Rate Constraint in MTons | FALSE | L | Annual | Standard NOX | Thousand Tons | 31 | 31 | 31 | 31 | 31 | 31 | 31
North Carolina Duke - NOX Cap Annual v3.1 | 947 | 1836 | Rate Constraint in MTons | FALSE | L | Annual | Emissions at Affected Plants NOX | Thousand Tons | 23.7364 | 23.6049 | 10.84 | 10.5854 | 11.2436 | 6.1495 | 4.0763
North Carolina Duke - NOX Cap Annual v3.1 | 947 | 1836 | Rate Constraint in MTons | FALSE | L | Annual | Allowances Purchased NOX | Thousand Tons | 0 | 0 | 0 | 0 | 0 | 0 | 0
North Carolina Duke - NOX Cap Annual v3.1 | 947 | 1836 | Rate Constraint in MTons | FALSE | L | Annual | Allowances Sold NOX | Thousand Tons | 0 | 0 | 0 | 0 | 0 | 0 | 0
North Carolina Duke - NOX Cap Annual v3.1 | 947 | 1836 | Rate Constraint in MTons | FALSE | L | Annual | Allowances Banked | Thousand Tons | 0 | 0 | 0 | 0 | 0 | 0 | 0
North Carolina Duke - NOX Cap Annual v3.1 | 947 | 1836 | Rate Constraint in MTons | FALSE | L | Annual | Allowances Withdrawn (1:1) | Thousand Tons | 0 | 0 | 0 | 0 | 0 | 0 | 0
North Carolina Duke - NOX Cap Annual v3.1 | 947 | 1836 | Rate Constraint in MTons | FALSE | L | Annual | Allowances Withdrawn (n:1) | Thousand Tons | 0 | 0 | 0 | 0 | 0 | 0 | 0
North Carolina Duke - NOX Cap Annual v3.1 | 947 | 1836 | Rate Constraint in MTons | FALSE | L | Annual | Net Emissions Allowance Position | Thousand Tons | 23.7364 | 23.6049 | 10.84 | 10.5854 | 11.2436 | 6.1495 | 4.0763
North Carolina Duke - NOX Cap Annual v3.1 | 947 | 1836 | Rate Constraint in MTons | FALSE | L | Annual | Fuel Consumed | TBtu | 317.1573 | 319.4552 | 206.6319 | 200.122 | 213.1019 | 124.4985 | 88.6874
North Carolina Duke - NOX Cap Annual v3.1 | 947 | 1836 | Rate Constraint in MTons | FALSE | L | Annual | Rate | lb/MMBtu | 0.14968 | 0.14778 | 0.10492 | 0.10579 | 0.10552 | 0.098788 | 0.091925
North Carolina Duke - NOX Cap Annual v3.1 | 947 | 1836 | Rate Constraint in MTons | FALSE | L | Annual | Generation | TWh | 35.1319 | 35.4905 | 23.3093 | 22.5904 | 24.0519 | 14.099 | 9.9886
North Carolina Duke - NOX Cap Annual v3.1 | 947 | 1836 | Rate Constraint in MTons | FALSE | L | Annual | Qualifying Generation | TWh | 35.1319 | 35.4905 | 23.3093 | 22.5904 | 24.0519 | 14.099 | 9.9886
North Carolina Duke - NOX Cap Annual v3.1 | 947 | 1836 | Rate Constraint in MTons | FALSE | L | Annual | Rate | lb/MWh | 1.3513 | 1.3302 | 0.9301 | 0.93716 | 0.93494 | 0.87233 | 0.81619
North Carolina Duke - NOX Cap Annual v3.1 | 947 | 1836 | Rate Constraint in MTons | FALSE | L | Annual | Constraint Shadow Price | US2011$/Ton | 0 | 0 | 0 | 0 | 0 | 0 | 0
North Carolina Duke - SO2 Cap Annual v3.1 | 948 | 1837 | Rate Constraint in MTons | FALSE | L | Annual | Seasons Included | Seasons | Winter, Summer | Winter, Summer | Winter, Summer | Winter, Summer | Winter, Summer | Winter, Summer | Winter, Summer
North Carolina Duke - SO2 Cap Annual v3.1 | 948 | 1837 | Rate Constraint in MTons | FALSE | L | Annual | Standard SO2 | Thousand Tons | 80 | 80 | 80 | 80 | 80 | 80 | 80
North Carolina Duke - SO2 Cap Annual v3.1 | 948 | 1837 | Rate Constraint in MTons | FALSE | L | Annual | Emissions at Affected Plants SO2 | Thousand Tons | 11.4674 | 10.728 | 7.1446 | 6.8763 | 7.3401 | 4.4701 | 3.311
North Carolina Duke - SO2 Cap Annual v3.1 | 948 | 1837 | Rate Constraint in MTons | FALSE | L | Annual | Allowances Purchased SO2 | Thousand Tons | 0 | 0 | 0 | 0 | 0 | 0 | 0
North Carolina Duke - SO2 Cap Annual v3.1 | 948 | 1837 | Rate Constraint in MTons | FALSE | L | Annual | Allowances Sold SO2 | Thousand Tons | 0 | 0 | 0 | 0 | 0 | 0 | 0
North Carolina Duke - SO2 Cap Annual v3.1 | 948 | 1837 | Rate Constraint in MTons | FALSE | L | Annual | Allowances Banked | Thousand Tons | 0 | 0 | 0 | 0 | 0 | 0 | 0
North Carolina Duke - SO2 Cap Annual v3.1 | 948 | 1837 | Rate Constraint in MTons | FALSE | L | Annual | Allowances Withdrawn (1:1) | Thousand Tons | 0 | 0 | 0 | 0 | 0 | 0 | 0
North Carolina Duke - SO2 Cap Annual v3.1 | 948 | 1837 | Rate Constraint in MTons | FALSE | L | Annual | Allowances Withdrawn (n:1) | Thousand Tons | 0 | 0 | 0 | 0 | 0 | 0 | 0
North Carolina Duke - SO2 Cap Annual v3.1 | 948 | 1837 | Rate Constraint in MTons | FALSE | L | Annual | Net Emissions Allowance Position | Thousand Tons | 11.4674 | 10.728 | 7.1446 | 6.8763 | 7.3401 | 4.4701 | 3.311
North Carolina Duke - SO2 Cap Annual v3.1 | 948 | 1837 | Rate Constraint in MTons | FALSE | L | Annual | Fuel Consumed | TBtu | 317.1573 | 319.4552 | 206.6319 | 200.122 | 213.1019 | 124.4985 | 88.6874
North Carolina Duke - SO2 Cap Annual v3.1 | 948 | 1837 | Rate Constraint in MTons | FALSE | L | Annual | Rate | lb/MMBtu | 0.072314 | 0.067164 | 0.069153 | 0.068721 | 0.068888 | 0.071809 | 0.074667
North Carolina Duke - SO2 Cap Annual v3.1 | 948 | 1837 | Rate Constraint in MTons | FALSE | L | Annual | Generation | TWh | 35.1319 | 35.4905 | 23.3093 | 22.5904 | 24.0519 | 14.099 | 9.9886
North Carolina Duke - SO2 Cap Annual v3.1 | 948 | 1837 | Rate Constraint in MTons | FALSE | L | Annual | Qualifying Generation | TWh | 35.1319 | 35.4905 | 23.3093 | 22.5904 | 24.0519 | 14.099 | 9.9886
North Carolina Duke - SO2 Cap Annual v3.1 | 948 | 1837 | Rate Constraint in MTons | FALSE | L | Annual | Rate | lb/MWh | 0.65282 | 0.60456 | 0.61302 | 0.60878 | 0.61035 | 0.63409 | 0.66296
North Carolina Duke - SO2 Cap Annual v3.1 | 948 | 1837 | Rate Constraint in MTons | FALSE | L | Annual | Constraint Shadow Price | US2011$/Ton | 0 | 0 | 0 | 0 | 0 | 0 | 0
North Carolina Progress - NOX Cap Annual v3.1 | 949 | 1838 | Rate Constraint in MTons | FALSE | L | Annual | Seasons Included | Seasons | Winter, Summer | Winter, Summer | Winter, Summer | Winter, Summer | Winter, Summer | Winter, Summer | Winter, Summer
North Carolina Progress - NOX Cap Annual v3.1 | 949 | 1838 | Rate Constraint in MTons | FALSE | L | Annual | Standard NOX | Thousand Tons | 25 | 25 | 25 | 25 | 25 | 25 | 25
North Carolina Progress - NOX Cap Annual v3.1 | 949 | 1838 | Rate Constraint in MTons | FALSE | L | Annual | Emissions at Affected Plants NOX | Thousand Tons | 15.095 | 16.1773 | 13.1216 | 12.2052 | 13.5958 | 8.745 | 7.0683
North Carolina Progress - NOX Cap Annual v3.1 | 949 | 1838 | Rate Constraint in MTons | FALSE | L | Annual | Allowances Purchased NOX | Thousand Tons | 0 | 0 | 0 | 0 | 0 | 0 | 0
North Carolina Progress - NOX Cap Annual v3.1 | 949 | 1838 | Rate Constraint in MTons | FALSE | L | Annual | Allowances Sold NOX | Thousand Tons | 0 | 0 | 0 | 0 | 0 | 0 | 0
North Carolina Progress - NOX Cap Annual v3.1 | 949 | 1838 | Rate Constraint in MTons | FALSE | L | Annual | Allowances Banked | Thousand Tons | 0 | 0 | 0 | 0 | 0 | 0 | 0
North Carolina Progress - NOX Cap Annual v3.1 | 949 | 1838 | Rate Constraint in MTons | FALSE | L | Annual | Allowances Withdrawn (1:1) | Thousand Tons | 0 | 0 | 0 | 0 | 0 | 0 | 0
North Carolina Progress - NOX Cap Annual v3.1 | 949 | 1838 | Rate Constraint in MTons | FALSE | L | Annual | Allowances Withdrawn (n:1) | Thousand Tons | 0 | 0 | 0 | 0 | 0 | 0 | 0
North Carolina Progress - NOX Cap Annual v3.1 | 949 | 1838 | Rate Constraint in MTons | FALSE | L | Annual | Net Emissions Allowance Position | Thousand Tons | 15.095 | 16.1773 | 13.1216 | 12.2052 | 13.5958 | 8.745 | 7.0683
North Carolina Progress - NOX Cap Annual v3.1 | 949 | 1838 | Rate Constraint in MTons | FALSE | L | Annual | Fuel Consumed | TBtu | 215.4345 | 229.8963 | 178.104 | 166.1656 | 185.061 | 120.2694 | 96.1661
North Carolina Progress - NOX Cap Annual v3.1 | 949 | 1838 | Rate Constraint in MTons | FALSE | L | Annual | Rate | lb/MMBtu | 0.14014 | 0.14074 | 0.14735 | 0.1469 | 0.14693 | 0.14542 | 0.147
North Carolina Progress - NOX Cap Annual v3.1 | 949 | 1838 | Rate Constraint in MTons | FALSE | L | Annual | Generation | TWh | 22.3573 | 23.8701 | 18.6582 | 17.4088 | 19.4057 | 12.8468 | 10.2873
North Carolina Progress - NOX Cap Annual v3.1 | 949 | 1838 | Rate Constraint in MTons | FALSE | L | Annual | Qualifying Generation | TWh | 22.3573 | 23.8701 | 18.6582 | 17.4088 | 19.4057 | 12.8468 | 10.2873
North Carolina Progress - NOX Cap Annual v3.1 | 949 | 1838 | Rate Constraint in MTons | FALSE | L | Annual | Rate | lb/MWh | 1.3503 | 1.3554 | 1.4065 | 1.4022 | 1.4012 | 1.3614 | 1.3742
North Carolina Progress - NOX Cap Annual v3.1 | 949 | 1838 | Rate Constraint in MTons | FALSE | L | Annual | Constraint Shadow Price | US2011$/Ton | 0 | 0 | 0 | 0 | 0 | 0 | 0
North Carolina Progress - SO2 Cap Annual v3.1 | 950 | 1839 | Rate Constraint in MTons | FALSE | L | Annual | Seasons Included | Seasons | Winter, Summer | Winter, Summer | Winter, Summer | Winter, Summer | Winter, Summer | Winter, Summer | Winter, Summer
North Carolina Progress - SO2 Cap Annual v3.1 | 950 | 1839 | Rate Constraint in MTons | FALSE | L | Annual | Standard SO2 | Thousand Tons | 50 | 50 | 50 | 50 | 50 | 50 | 50
North Carolina Progress - SO2 Cap Annual v3.1 | 950 | 1839 | Rate Constraint in MTons | FALSE | L | Annual | Emissions at Affected Plants SO2 | Thousand Tons | 9.007 | 9.5475 | 8.3969 | 11.4462 | 11.9844 | 6.2051 | 6.834
North Carolina Progress - SO2 Cap Annual v3.1 | 950 | 1839 | Rate Constraint in MTons | FALSE | L | Annual | Allowances Purchased SO2 | Thousand Tons | 0 | 0 | 0 | 0 | 0 | 0 | 0
North Carolina Progress - SO2 Cap Annual v3.1 | 950 | 1839 | Rate Constraint in MTons | FALSE | L | Annual | Allowances Sold SO2 | Thousand Tons | 0 | 0 | 0 | 0 | 0 | 0 | 0
North Carolina Progress - SO2 Cap Annual v3.1 | 950 | 1839 | Rate Constraint in MTons | FALSE | L | Annual | Allowances Banked | Thousand Tons | 0 | 0 | 0 | 0 | 0 | 0 | 0
North Carolina Progress - SO2 Cap Annual v3.1 | 950 | 1839 | Rate Constraint in MTons | FALSE | L | Annual | Allowances Withdrawn (1:1) | Thousand Tons | 0 | 0 | 0 | 0 | 0 | 0 | 0
North Carolina Progress - SO2 Cap Annual v3.1 | 950 | 1839 | Rate Constraint in MTons | FALSE | L | Annual | Allowances Withdrawn (n:1) | Thousand Tons | 0 | 0 | 0 | 0 | 0 | 0 | 0
North Carolina Progress - SO2 Cap Annual v3.1 | 950 | 1839 | Rate Constraint in MTons | FALSE | L | Annual | Net Emissions Allowance Position | Thousand Tons | 9.007 | 9.5475 | 8.3969 | 11.4462 | 11.9844 | 6.2051 | 6.834
North Carolina Progress - SO2 Cap Annual v3.1 | 950 | 1839 | Rate Constraint in MTons | FALSE | L | Annual | Fuel Consumed | TBtu | 215.4345 | 229.8963 | 178.104 | 166.1656 | 185.061 | 120.2694 | 96.1661
North Carolina Progress - SO2 Cap Annual v3.1 | 950 | 1839 | Rate Constraint in MTons | FALSE | L | Annual | Rate | lb/MMBtu | 0.083617 | 0.08306 | 0.094292 | 0.13777 | 0.12952 | 0.10319 | 0.14213
North Carolina Progress - SO2 Cap Annual v3.1 | 950 | 1839 | Rate Constraint in MTons | FALSE | L | Annual | Generation | TWh | 22.3573 | 23.8701 | 18.6582 | 17.4088 | 19.4057 | 12.8468 | 10.2873
North Carolina Progress - SO2 Cap Annual v3.1 | 950 | 1839 | Rate Constraint in MTons | FALSE | L | Annual | Qualifying Generation | TWh | 22.3573 | 23.8701 | 18.6582 | 17.4088 | 19.4057 | 12.8468 | 10.2873
North Carolina Progress - SO2 Cap Annual v3.1 | 950 | 1839 | Rate Constraint in MTons | FALSE | L | Annual | Rate | lb/MWh | 0.80573 | 0.79996 | 0.90007 | 1.315 | 1.2351 | 0.96601 | 1.3286
North Carolina Progress - SO2 Cap Annual v3.1 | 950 | 1839 | Rate Constraint in MTons | FALSE | L | Annual | Constraint Shadow Price | US2011$/Ton | 0 | 0 | 0 | 0 | 0 | 0 | 0
NSR AEP Consent - NOX Cap Annual v3.1 | 951 | 2047 | Rate Constraint in MTons | FALSE | L | Annual | Seasons Included | Seasons | Winter, Summer | Winter, Summer | Winter, Summer | Winter, Summer | Winter, Summer | Winter, Summer | Winter, Summer
NSR AEP Consent - NOX Cap Annual v3.1 | 951 | 2047 | Rate Constraint in MTons | FALSE | L | Annual | Standard NOX | Thousand Tons | 72 | 72 | 72 | 72 | 72 | 72 | 72
NSR AEP Consent - NOX Cap Annual v3.1 | 951 | 2047 | Rate Constraint in MTons | FALSE | L | Annual | Emissions at Affected Plants NOX | Thousand Tons | 55.2371 | 54.5739 | 55.0882 | 55.7579 | 40.1948 | 36.9814 | 36.0363
NSR AEP Consent - NOX Cap Annual v3.1 | 951 | 2047 | Rate Constraint in MTons | FALSE | L | Annual | Allowances Purchased NOX | Thousand Tons | 0 | 0 | 0 | 0 | 0 | 0 | 0
NSR AEP Consent - NOX Cap Annual v3.1 | 951 | 2047 | Rate Constraint in MTons | FALSE | L | Annual | Allowances Sold NOX | Thousand Tons | 0 | 0 | 0 | 0 | 0 | 0 | 0
NSR AEP Consent - NOX Cap Annual v3.1 | 951 | 2047 | Rate Constraint in MTons | FALSE | L | Annual | Allowances Banked | Thousand Tons | 0 | 0 | 0 | 0 | 0 | 0 | 0
NSR AEP Consent - NOX Cap Annual v3.1 | 951 | 2047 | Rate Constraint in MTons | FALSE | L | Annual | Allowances Withdrawn (1:1) | Thousand Tons | 0 | 0 | 0 | 0 | 0 | 0 | 0
NSR AEP Consent - NOX Cap Annual v3.1 | 951 | 2047 | Rate Constraint in MTons | FALSE | L | Annual | Allowances Withdrawn (n:1) | Thousand Tons | 0 | 0 | 0 | 0 | 0 | 0 | 0
NSR AEP Consent - NOX Cap Annual v3.1 | 951 | 2047 | Rate Constraint in MTons | FALSE | L | Annual | Net Emissions Allowance Position | Thousand Tons | 55.2371 | 54.5739 | 55.0882 | 55.7579 | 40.1948 | 36.9814 | 36.0363
NSR AEP Consent - NOX Cap Annual v3.1 | 951 | 2047 | Rate Constraint in MTons | FALSE | L | Annual | Fuel Consumed | TBtu | 887.2248 | 881.2934 | 893.0886 | 899.0599 | 894.1096 | 810.7523 | 793.9866
NSR AEP Consent - NOX Cap Annual v3.1 | 951 | 2047 | Rate Constraint in MTons | FALSE | L | Annual | Rate | lb/MMBtu | 0.12452 | 0.12385 | 0.12337 | 0.12404 | 0.08991 | 0.091227 | 0.090773
NSR AEP Consent - NOX Cap Annual v3.1 | 951 | 2047 | Rate Constraint in MTons | FALSE | L | Annual | Generation | TWh | 90.6646 | 90.122 | 91.2792 | 91.8444 | 91.1993 | 82.6187 | 80.8896
NSR AEP Consent - NOX Cap Annual v3.1 | 951 | 2047 | Rate Constraint in MTons | FALSE | L | Annual | Qualifying Generation | TWh | 90.6646 | 90.122 | 91.2792 | 91.8444 | 91.1993 | 82.6187 | 80.8896
NSR AEP Consent - NOX Cap Annual v3.1 | 951 | 2047 | Rate Constraint in MTons | FALSE | L | Annual | Rate | lb/MWh | 1.2185 | 1.2111 | 1.207 | 1.2142 | 0.88147 | 0.89523 | 0.891
NSR AEP Consent - NOX Cap Annual v3.1 | 951 | 2047 | Rate Constraint in MTons | FALSE | L | Annual | Constraint Shadow Price | US2011$/Ton | 0 | 0 | 0 | 0 | 0 | 0 | 0
NSR AEP Consent - SO2 Cap Annual v5.13 | 952 | 5897 | Rate Constraint in MTons | FALSE | L | Annual | Seasons Included | Seasons | Winter, Summer | Winter, Summer | Winter, Summer | Winter, Summer | Winter, Summer | Winter, Summer | Winter, Summer
NSR AEP Consent - SO2 Cap Annual v5.13 | 952 | 5897 | Rate Constraint in MTons | FALSE | L | Annual | Standard SO2 | Thousand Tons | 145 | 145 | 112.25 | 106.8 | 95.3333 | 94 | 94
NSR AEP Consent - SO2 Cap Annual v5.13 | 952 | 5897 | Rate Constraint in MTons | FALSE | L | Annual | Emissions at Affected Plants SO2 | Thousand Tons | 85.9025 | 86.9034 | 88.7355 | 85.4907 | 74.2803 | 68.7539 | 72.9504
NSR AEP Consent - SO2 Cap Annual v5.13 | 952 | 5897 | Rate Constraint in MTons | FALSE | L | Annual | Allowances Purchased SO2 | Thousand Tons | 0 | 0 | 0 | 0 | 0 | 0 | 0
NSR AEP Consent - SO2 Cap Annual v5.13 | 952 | 5897 | Rate Constraint in MTons | FALSE | L | Annual | Allowances Sold SO2 | Thousand Tons | 0 | 0 | 0 | 0 | 0 | 0 | 0
NSR AEP Consent - SO2 Cap Annual v5.13 | 952 | 5897 | Rate Constraint in MTons | FALSE | L | Annual | Allowances Banked | Thousand Tons | 0 | 0 | 0 | 0 | 0 | 0 | 0
NSR AEP Consent - SO2 Cap Annual v5.13 | 952 | 5897 | Rate Constraint in MTons | FALSE | L | Annual | Allowances Withdrawn (1:1) | Thousand Tons | 0 | 0 | 0 | 0 | 0 | 0 | 0
NSR AEP Consent - SO2 Cap Annual v5.13 | 952 | 5897 | Rate Constraint in MTons | FALSE | L | Annual | Allowances Withdrawn (n:1) | Thousand Tons | 0 | 0 | 0 | 0 | 0 | 0 | 0
NSR AEP Consent - SO2 Cap Annual v5.13 | 952 | 5897 | Rate Constraint in MTons | FALSE | L | Annual | Net Emissions Allowance Position | Thousand Tons | 85.9025 | 86.9034 | 88.7355 | 85.4907 | 74.2803 | 68.7539 | 72.9504
NSR AEP Consent - SO2 Cap Annual v5.13 | 952 | 5897 | Rate Constraint in MTons | FALSE | L | Annual | Fuel Consumed | TBtu | 887.2248 | 881.2934 | 893.0886 | 899.0599 | 894.1096 | 810.7523 | 793.9866
NSR AEP Consent - SO2 Cap Annual v5.13 | 952 | 5897 | Rate Constraint in MTons | FALSE | L | Annual | Rate | lb/MMBtu | 0.19364 | 0.19722 | 0.19872 | 0.19018 | 0.16615 | 0.16961 | 0.18376
NSR AEP Consent - SO2 Cap Annual v5.13 | 952 | 5897 | Rate Constraint in MTons | FALSE | L | Annual | Generation | TWh | 90.6646 | 90.122 | 91.2792 | 91.8444 | 91.1993 | 82.6187 | 80.8896
NSR AEP Consent - SO2 Cap Annual v5.13 | 952 | 5897 | Rate Constraint in MTons | FALSE | L | Annual | Qualifying Generation | TWh | 90.6646 | 90.122 | 91.2792 | 91.8444 | 91.1993 | 82.6187 | 80.8896
NSR AEP Consent - SO2 Cap Annual v5.13 | 952 | 5897 | Rate Constraint in MTons | FALSE | L | Annual | Rate | lb/MWh | 1.895 | 1.9286 | 1.9443 | 1.8616 | 1.629 | 1.6644 | 1.8037
NSR AEP Consent - SO2 Cap Annual v5.13 | 952 | 5897 | Rate Constraint in MTons | FALSE | L | Annual | Constraint Shadow Price | US2011$/Ton | 0 | 0 | 0 | 0 | 0 | 0 | 0
NSR Baily 7 & 8 - NOX Rate Annual v4.11 | 953 | 2302 | Rate Constraint in lbs/MMBtu | FALSE | L | Annual | Seasons Included | Seasons | Winter, Summer | Winter, Summer | Winter, Summer | Winter, Summer | Winter, Summer | Winter, Summer | Winter, Summer
NSR Baily 7 & 8 - NOX Rate Annual v4.11 | 953 | 2302 | Rate Constraint in lbs/MMBtu | FALSE | L | Annual | Standard NOX | lb/MMBtu | 0.12 | 0.12 | 0.12 | 0.12 | 0.12 | 0.12 | 0.12
NSR Baily 7 & 8 - NOX Rate Annual v4.11 | 953 | 2302 | Rate Constraint in lbs/MMBtu | FALSE | L | Annual | Emissions at Affected Plants NOX | Thousand Tons | 0.59995 | 0.59995 | 0 | 0 | 0 | 0 | 0
NSR Baily 7 & 8 - NOX Rate Annual v4.11 | 953 | 2302 | Rate Constraint in lbs/MMBtu | FALSE | L | Annual | Allowances Purchased NOX | Thousand Tons | 0 | 0 | 0 | 0 | 0 | 0 | 0
NSR Baily 7 & 8 - NOX Rate Annual v4.11 | 953 | 2302 | Rate Constraint in lbs/MMBtu | FALSE | L | Annual | Allowances Sold NOX | Thousand Tons | 0 | 0 | 0 | 0 | 0 | 0 | 0
NSR Baily 7 & 8 - NOX Rate Annual v4.11 | 953 | 2302 | Rate Constraint in lbs/MMBtu | FALSE | L | Annual | Allowances Banked | Thousand Tons | 0 | 0 | 0 | 0 | 0 | 0 | 0
NSR Baily 7 & 8 - NOX Rate Annual v4.11 | 953 | 2302 | Rate Constraint in lbs/MMBtu | FALSE | L | Annual | Allowances Withdrawn (1:1) | Thousand Tons | 0 | 0 | 0 | 0 | 0 | 0 | 0
NSR Baily 7 & 8 - NOX Rate Annual v4.11 | 953 | 2302 | Rate Constraint in lbs/MMBtu | FALSE | L | Annual | Allowances Withdrawn (n:1) | Thousand Tons | 0 | 0 | 0 | 0 | 0 | 0 | 0
NSR Baily 7 & 8 - NOX Rate Annual v4.11 | 953 | 2302 | Rate Constraint in lbs/MMBtu | FALSE | L | Annual | Net Emissions Allowance Position | Thousand Tons | 0.59995 | 0.59995 | 0 | 0 | 0 | 0 | 0
NSR Baily 7 & 8 - NOX Rate Annual v4.11 | 953 | 2302 | Rate Constraint in lbs/MMBtu | FALSE | L | Annual | Fuel Consumed | TBtu | 9.9991 | 10.056 | 0 | 0 | 0 | 0 | 0
NSR Baily 7 & 8 - NOX Rate Annual v4.11 | 953 | 2302 | Rate Constraint in lbs/MMBtu | FALSE | L | Annual | Rate | lb/MMBtu | 0.12 | 0.11932 | 0 | 0 | 0 | 0 | 0
NSR Baily 7 & 8 - NOX Rate Annual v4.11 | 953 | 2302 | Rate Constraint in lbs/MMBtu | FALSE | L | Annual | Generation | TWh | 0.88316 | 0.88316 | 0 | 0 | 0 | 0 | 0
NSR Baily 7 & 8 - NOX Rate Annual v4.11 | 953 | 2302 | Rate Constraint in lbs/MMBtu | FALSE | L | Annual | Qualifying Generation | TWh | 0.88316 | 0.88316 | 0 | 0 | 0 | 0 | 0
NSR Baily 7 & 8 - NOX Rate Annual v4.11 | 953 | 2302 | Rate Constraint in lbs/MMBtu | FALSE | L | Annual | Rate | lb/MWh | 1.3586 | 1.3586 | 0 | 0 | 0 | 0 | 0
NSR Baily 7 & 8 - NOX Rate Annual v4.11 | 953 | 2302 | Rate Constraint in lbs/MMBtu | FALSE | L | Annual | Constraint Shadow Price | US2011$/Ton | 0 | 0 | 0 | 0 | 0 | 0 | 0
NSR Baldwin 1,2 - NOX Rate Annual v3.1, Unit 4239 and retrofits | 954 | 1944 | Rate Constraint in lbs/MMBtu | FALSE | L | Annual | Seasons Included | Seasons | Winter, Summer | Winter, Summer | Winter, Summer | Winter, Summer | Winter, Summer | Winter, Summer | Winter, Summer
NSR Baldwin 1,2 - NOX Rate Annual v3.1, Unit 4239 and retrofits | 954 | 1944 | Rate Constraint in lbs/MMBtu | FALSE | L | Annual | Standard NOX | lb/MMBtu | 0.1 | 0.1 | 0.1 | 0.1 | 0.1 | 0.1 | 0.1
NSR Baldwin 1,2 - NOX Rate Annual v3.1, Unit 4239 and retrofits | 954 | 1944 | Rate Constraint in lbs/MMBtu | FALSE | L | Annual | Emissions at Affected Plants NOX | Thousand Tons | 1.143 | 1.1217 | 1.2841 | 1.2128 | 1.2841 | 1.1217 | 1.1217
NSR Baldwin 1,2 - NOX Rate Annual v3.1, Unit 4239 and retrofits | 954 | 1944 | Rate Constraint in lbs/MMBtu | FALSE | L | Annual | Allowances Purchased NOX | Thousand Tons | 0 | 0 | 0 | 0 | 0 | 0 | 0
NSR Baldwin 1,2 - NOX Rate Annual v3.1, Unit 4239 and retrofits | 954 | 1944 | Rate Constraint in lbs/MMBtu | FALSE | L | Annual | Allowances Sold NOX | Thousand Tons | 0 | 0 | 0 | 0 | 0 | 0 | 0
NSR Baldwin 1,2 - NOX Rate Annual v3.1, Unit 4239 and retrofits | 954 | 1944 | Rate Constraint in lbs/MMBtu | FALSE | L | Annual | Allowances Banked | Thousand Tons | 0 | 0 | 0 | 0 | 0 | 0 | 0
NSR Baldwin 1,2 - NOX Rate Annual v3.1, Unit 4239 and retrofits | 954 | 1944 | Rate Constraint in lbs/MMBtu | FALSE | L | Annual | Allowances Withdrawn (1:1) | Thousand Tons | 0 | 0 | 0 | 0 | 0 | 0 | 0
NSR Baldwin 1,2 - NOX Rate Annual v3.1, Unit 4239 and retrofits | 954 | 1944 | Rate Constraint in lbs/MMBtu | FALSE | L | Annual | Allowances Withdrawn (n:1) | Thousand Tons | 0 | 0 | 0 | 0 | 0 | 0 | 0
NSR Baldwin 1,2 - NOX Rate Annual v3.1, Unit 4239 and retrofits | 954 | 1944 | Rate Constraint in lbs/MMBtu | FALSE | L | Annual | Net Emissions Allowance Position | Thousand Tons | 1.143 | 1.1217 | 1.2841 | 1.2128 | 1.2841 | 1.1217 | 1.1217
NSR Baldwin 1,2 - NOX Rate Annual v3.1, Unit 4239 and retrofits | 954 | 1944 | Rate Constraint in lbs/MMBtu | FALSE | L | Annual | Fuel Consumed | TBtu | 38.309 | 37.5355 | 43.0396 | 40.6487 | 43.0396 | 37.5951 | 37.5951
NSR Baldwin 1,2 - NOX Rate Annual v3.1, Unit 4239 and retrofits | 954 | 1944 | Rate Constraint in lbs/MMBtu | FALSE | L | Annual | Rate | lb/MMBtu | 0.059671 | 0.059766 | 0.059671 | 0.059671 | 0.059671 | 0.059671 | 0.059671
NSR Baldwin 1,2 - NOX Rate Annual v3.1, Unit 4239 and retrofits | 954 | 1944 | Rate Constraint in lbs/MMBtu | FALSE | L | Annual | Generation | TWh | 3.7421 | 3.6724 | 4.2042 | 3.9707 | 4.2042 | 3.6724 | 3.6724
NSR Baldwin 1,2 - NOX Rate Annual v3.1, Unit 4239 and retrofits | 954 | 1944 | Rate Constraint in lbs/MMBtu | FALSE | L | Annual | Qualifying Generation | TWh | 3.7421 | 3.6724 | 4.2042 | 3.9707 | 4.2042 | 3.6724 | 3.6724
NSR Baldwin 1,2 - NOX Rate Annual v3.1, Unit 4239 and retrofits | 954 | 1944 | Rate Constraint in lbs/MMBtu | FALSE | L | Annual | Rate | lb/MWh | 0.61087 | 0.61087 | 0.61087 | 0.61087 | 0.61087 | 0.61087 | 0.61087
NSR Baldwin 1,2 - NOX Rate Annual v3.1, Unit 4239 and retrofits | 954 | 1944 | Rate Constraint in lbs/MMBtu | FALSE | L | Annual | Constraint Shadow Price | US2011$/Ton | 0 | 0 | 0 | 0 | 0 | 0 | 0
NSR Baldwin 1,2 - NOX Rate Annual v3.1, Unit 4240 and retrofits | 955 | 1944 | Rate Constraint in lbs/MMBtu | FALSE | L | Annual | Seasons Included | Seasons | Winter, Summer | Winter, Summer | Winter, Summer | Winter, Summer | Winter, Summer | Winter, Summer | Winter, Summer
NSR Baldwin 1,2 - NOX Rate Annual v3.1, Unit 4240 and retrofits | 955 | 1944 | Rate Constraint in lbs/MMBtu | FALSE | L | Annual | Standard NOX | lb/MMBtu | 0.1 | 0.1 | 0.1 | 0.1 | 0.1 | 0.1 | 0.1
NSR Baldwin 1,2 - NOX Rate Annual v3.1, Unit 4240 and retrofits | 955 | 1944 | Rate Constraint in lbs/MMBtu | FALSE | L | Annual | Emissions at Affected Plants NOX | Thousand Tons | 1.1741 | 1.0859 | 1.2431 | 1.1932 | 1.2431 | 1.1597 | 1.0859
NSR Baldwin 1,2 - NOX Rate Annual v3.1, Unit 4240 and retrofits | 955 | 1944 | Rate Constraint in lbs/MMBtu | FALSE | L | Annual | Allowances Purchased NOX | Thousand Tons | 0 | 0 | 0 | 0 | 0 | 0 | 0
NSR Baldwin 1,2 - NOX Rate Annual v3.1, Unit 4240 and retrofits | 955 | 1944 | Rate Constraint in lbs/MMBtu | FALSE | L | Annual | Allowances Sold NOX | Thousand Tons | 0 | 0 | 0 | 0 | 0 | 0 | 0
NSR Baldwin 1,2 - NOX Rate Annual v3.1, Unit 4240 and retrofits | 955 | 1944 | Rate Constraint in lbs/MMBtu | FALSE | L | Annual | Allowances Banked | Thousand Tons | 0 | 0 | 0 | 0 | 0 | 0 | 0
NSR Baldwin 1,2 - NOX Rate Annual v3.1, Unit 4240 and retrofits | 955 | 1944 | Rate Constraint in lbs/MMBtu | FALSE | L | Annual | Allowances Withdrawn (1:1) | Thousand Tons | 0 | 0 | 0 | 0 | 0 | 0 | 0
NSR Baldwin 1,2 - NOX Rate Annual v3.1, Unit 4240 and retrofits | 955 | 1944 | Rate Constraint in lbs/MMBtu | FALSE | L | Annual | Allowances Withdrawn (n:1) | Thousand Tons | 0 | 0 | 0 | 0 | 0 | 0 | 0
NSR Baldwin 1,2 - NOX Rate Annual v3.1, Unit 4240 and retrofits | 955 | 1944 | Rate Constraint in lbs/MMBtu | FALSE | L | Annual | Net Emissions Allowance Position | Thousand Tons | 1.1741 | 1.0859 | 1.2431 | 1.1932 | 1.2431 | 1.1597 | 1.0859
NSR Baldwin 1,2 - NOX Rate Annual v3.1, Unit 4240 and retrofits | 955 | 1944 | Rate Constraint in lbs/MMBtu | FALSE | L | Annual | Fuel Consumed | TBtu | 40.787 | 37.6632 | 43.186 | 41.4496 | 43.186 | 40.287 | 37.723
NSR Baldwin 1,2 - NOX Rate Annual v3.1, Unit 4240 and retrofits | 955 | 1944 | Rate Constraint in lbs/MMBtu | FALSE | L | Annual | Rate | lb/MMBtu | 0.057572 | 0.057663 | 0.057572 | 0.057572 | 0.057572 | 0.057572 | 0.057572
NSR Baldwin 1,2 - NOX Rate Annual v3.1, Unit 4240 and retrofits | 955 | 1944 | Rate Constraint in lbs/MMBtu | FALSE | L | Annual | Generation | TWh | 4.0046 | 3.7037 | 4.2401 | 4.0696 | 4.2401 | 3.9555 | 3.7037
NSR Baldwin 1,2 - NOX Rate Annual v3.1, Unit 4240 and retrofits | 955 | 1944 | Rate Constraint in lbs/MMBtu | FALSE | L | Annual | Qualifying Generation | TWh | 4.0046 | 3.7037 | 4.2401 | 4.0696 | 4.2401 | 3.9555 | 3.7037
NSR Baldwin 1,2 - NOX Rate Annual v3.1, Unit 4240 and retrofits | 955 | 1944 | Rate Constraint in lbs/MMBtu | FALSE | L | Annual | Rate | lb/MWh | 0.58638 | 0.58638 | 0.58638 | 0.58638 | 0.58638 | 0.58638 | 0.58638
NSR Baldwin 1,2 - NOX Rate Annual v3.1, Unit 4240 and retrofits | 955 | 1944 | Rate Constraint in lbs/MMBtu | FALSE | L | Annual | Constraint Shadow Price | US2011$/Ton | 0 | 0 | 0 | 0 | 0 | 0 | 0
NSR Baldwin 1,2 - NOX Rate Annual v3.1, Unit 4279 and retrofits | 956 | 1944 | Rate Constraint in lbs/MMBtu | FALSE | L | Annual | Seasons Included | Seasons | Winter, Summer | Winter, Summer | Winter, Summer | Winter, Summer | Winter, Summer | Winter, Summer | Winter, Summer
NSR Baldwin 1,2 - NOX Rate Annual v3.1, Unit 4279 and retrofits | 956 | 1944 | Rate Constraint in lbs/MMBtu | FALSE | L | Annual | Standard NOX | lb/MMBtu | 0.1 | 0.1 | 0.1 | 0.1 | 0.1 | 0.1 | 0.1
NSR Baldwin 1,2 - NOX Rate Annual v3.1, Unit 4279 and retrofits | 956 | 1944 | Rate Constraint in lbs/MMBtu | FALSE | L | Annual | Emissions at Affected Plants NOX | Thousand Tons | 2.0168 | 1.9974 | 2.0649 | 2.0649 | 2.0649 | 2.0649 | 2.0649
NSR Baldwin 1,2 - NOX Rate Annual v3.1, Unit 4279 and retrofits | 956 | 1944 | Rate Constraint in lbs/MMBtu | FALSE | L | Annual | Allowances Purchased NOX | Thousand Tons | 0 | 0 | 0 | 0 | 0 | 0 | 0
NSR Baldwin 1,2 - NOX Rate Annual v3.1, Unit 4279 and retrofits | 956 | 1944 | Rate Constraint in lbs/MMBtu | FALSE | L | Annual | Allowances Sold NOX | Thousand Tons | 0 | 0 | 0 | 0 | 0 | 0 | 0
NSR Baldwin 1,2 - NOX Rate Annual v3.1, Unit 4279 and retrofits | 956 | 1944 | Rate Constraint in lbs/MMBtu | FALSE | L | Annual | Allowances Banked | Thousand Tons | 0 | 0 | 0 | 0 | 0 | 0 | 0
NSR Baldwin 1,2 - NOX Rate Annual v3.1, Unit 4279 and retrofits | 956 | 1944 | Rate Constraint in lbs/MMBtu | FALSE | L | Annual | Allowances Withdrawn (1:1) | Thousand Tons | 0 | 0 | 0 | 0 | 0 | 0 | 0
NSR Baldwin 1,2 - NOX Rate Annual v3.1, Unit 4279 and retrofits | 956 | 1944 | Rate Constraint in lbs/MMBtu | FALSE | L | Annual | Allowances Withdrawn (n:1) | Thousand Tons | 0 | 0 | 0 | 0 | 0 | 0 | 0
NSR Baldwin 1,2 - NOX Rate Annual v3.1, Unit 4279 and retrofits | 956 | 1944 | Rate Constraint in lbs/MMBtu | FALSE | L | Annual | Net Emissions Allowance Position | Thousand Tons | 2.0168 | 1.9974 | 2.0649 | 2.0649 | 2.0649 | 2.0649 | 2.0649
NSR Baldwin 1,2 - NOX Rate Annual v3.1, Unit 4279 and retrofits | 956 | 1944 | Rate Constraint in lbs/MMBtu | FALSE | L | Annual | Fuel Consumed | TBtu | 43.8035 | 43.3139 | 44.8488 | 44.8488 | 44.8488 | 44.8488 | 44.8488
NSR Baldwin 1,2 - NOX Rate Annual v3.1, Unit 4279 and retrofits | 956 | 1944 | Rate Constraint in lbs/MMBtu | FALSE | L | Annual | Rate | lb/MMBtu | 0.092084 | 0.09223 | 0.092084 | 0.092084 | 0.092084 | 0.092084 | 0.092084
NSR Baldwin 1,2 - NOX Rate Annual v3.1, Unit 4279 and retrofits | 956 | 1944 | Rate Constraint in lbs/MMBtu | FALSE | L | Annual | Generation | TWh | 4.3297 | 4.2881 | 4.433 | 4.433 | 4.433 | 4.433 | 4.433
NSR Baldwin 1,2 - NOX Rate Annual v3.1, Unit 4279 and retrofits | 956 | 1944 | Rate Constraint in lbs/MMBtu | FALSE | L | Annual | Qualifying Generation | TWh | 4.3297 | 4.2881 | 4.433 | 4.433 | 4.433 | 4.433 | 4.433
NSR Baldwin 1,2 - NOX Rate Annual v3.1, Unit 4279 and retrofits | 956 | 1944 | Rate Constraint in lbs/MMBtu | FALSE | L | Annual | Rate | lb/MWh | 0.93161 | 0.93161 | 0.93161 | 0.93161 | 0.93161 | 0.93161 | 0.93161
NSR Baldwin 1,2 - NOX Rate Annual v3.1, Unit 4279 and retrofits | 956 | 1944 | Rate Constraint in lbs/MMBtu | FALSE | L | Annual | Constraint Shadow Price | US2011$/Ton | 0 | 0 | 0 | 0 | 0 | 0 | 0
NSR Baldwin 1-3 - SO2 Rate Annual v3.1, Unit 4239 and retrofits | 957 | 1861 | Rate Constraint in lbs/MMBtu | FALSE | L | Annual | Seasons Included | Seasons | Winter, Summer | Winter, Summer | Winter, Summer | Winter, Summer | Winter, Summer | Winter, Summer | Winter, Summer
NSR Baldwin 1-3 - SO2 Rate Annual v3.1, Unit 4239 and retrofits | 957 | 1861 | Rate Constraint in lbs/MMBtu | FALSE | L | Annual | Standard SO2 | lb/MMBtu | 0.1 | 0.1 | 0.1 | 0.1 | 0.1 | 0.1 | 0.1
NSR Baldwin 1-3 - SO2 Rate Annual v3.1, Unit 4239 and retrofits | 957 | 1861 | Rate Constraint in lbs/MMBtu | FALSE | L | Annual | Emissions at Affected Plants SO2 | Thousand Tons | 1.4343 | 1.4076 | 1.6114 | 1.5219 | 1.6114 | 1.4076 | 1.4076
NSR Baldwin 1-3 - SO2 Rate Annual v3.1, Unit 4239 and retrofits | 957 | 1861 | Rate Constraint in lbs/MMBtu | FALSE | L | Annual | Allowances Purchased SO2 | Thousand Tons | 0 | 0 | 0 | 0 | 0 | 0 | 0
NSR Baldwin 1-3 - SO2 Rate Annual v3.1, Unit 4239 and retrofits | 957 | 1861 | Rate Constraint in lbs/MMBtu | FALSE | L | Annual | Allowances Sold SO2 | Thousand Tons | 0 | 0 | 0 | 0 | 0 | 0 | 0
NSR Baldwin 1-3 - SO2 Rate Annual v3.1, Unit 4239 and retrofits | 957 | 1861 | Rate Constraint in lbs/MMBtu | FALSE | L | Annual | Allowances Banked | Thousand Tons | 0 | 0 | 0 | 0 | 0 | 0 | 0
NSR Baldwin 1-3 - SO2 Rate Annual v3.1, Unit 4239 and retrofits | 957 | 1861 | Rate Constraint in lbs/MMBtu | FALSE | L | Annual | Allowances Withdrawn (1:1) | Thousand Tons | 0 | 0 | 0 | 0 | 0 | 0 | 0
NSR Baldwin 1-3 - SO2 Rate Annual v3.1, Unit 4239 and retrofits | 957 | 1861 | Rate Constraint in lbs/MMBtu | FALSE | L | Annual | Allowances Withdrawn (n:1) | Thousand Tons | 0 | 0 | 0 | 0 | 0 | 0 | 0
NSR Baldwin 1-3 - SO2 Rate Annual v3.1, Unit 4239 and retrofits | 957 | 1861 | Rate Constraint in lbs/MMBtu | FALSE | L | Annual | Net Emissions Allowance Position | Thousand Tons | 1.4343 | 1.4076 | 1.6114 | 1.5219 | 1.6114 | 1.4076 | 1.4076
NSR Baldwin 1-3 - SO2 Rate Annual v3.1, Unit 4239 and retrofits | 957 | 1861 | Rate Constraint in lbs/MMBtu | FALSE | L | Annual | Fuel Consumed | TBtu | 38.309 | 37.5355 | 43.0396 | 40.6487 | 43.0396 | 37.5951 | 37.5951
NSR Baldwin 1-3 - SO2 Rate Annual v3.1, Unit 4239 and retrofits | 957 | 1861 | Rate Constraint in lbs/MMBtu | FALSE | L | Annual | Rate | lb/MMBtu | 0.074881 | 0.075 | 0.074881 | 0.074881 | 0.074881 | 0.074881 | 0.074881
NSR Baldwin 1-3 - SO2 Rate Annual v3.1, Unit 4239 and retrofits | 957 | 1861 | Rate Constraint in lbs/MMBtu | FALSE | L | Annual | Generation | TWh | 3.7421 | 3.6724 | 4.2042 | 3.9707 | 4.2042 | 3.6724 | 3.6724
NSR Baldwin 1-3 - SO2 Rate Annual v3.1, Unit 4239 and retrofits | 957 | 1861 | Rate Constraint in lbs/MMBtu | FALSE | L | Annual | Qualifying Generation | TWh | 3.7421 | 3.6724 | 4.2042 | 3.9707 | 4.2042 | 3.6724 | 3.6724
NSR Baldwin 1-3 - SO2 Rate Annual v3.1, Unit 4239 and retrofits | 957 | 1861 | Rate Constraint in lbs/MMBtu | FALSE | L | Annual | Rate | lb/MWh | 0.76657 | 0.76658 | 0.76657 | 0.76658 | 0.76657 | 0.76658 | 0.76658
NSR Baldwin 1-3 - SO2 Rate Annual v3.1, Unit 4239 and retrofits | 957 | 1861 | Rate Constraint in lbs/MMBtu | FALSE | L | Annual | Constraint Shadow Price | US2011$/Ton | 0 | 0 | 0 | 0 | 0 | 0 | 0
NSR Baldwin 1-3 - SO2 Rate Annual v3.1, Unit 4240 and retrofits | 958 | 1861 | Rate Constraint in lbs/MMBtu | FALSE | L | Annual | Seasons Included | Seasons | Winter, Summer | Winter, Summer | Winter, Summer | Winter, Summer | Winter, Summer | Winter, Summer | Winter, Summer
NSR Baldwin 1-3 - SO2 Rate Annual v3.1, Unit 4240 and retrofits | 958 | 1861 | Rate Constraint in lbs/MMBtu | FALSE | L | Annual | Standard SO2 | lb/MMBtu | 0.1 | 0.1 | 0.1 | 0.1 | 0.1 | 0.1 | 0.1
NSR Baldwin 1-3 - SO2 Rate Annual v3.1, Unit 4240 and retrofits | 958 | 1861 | Rate Constraint in lbs/MMBtu | FALSE | L | Annual | Emissions at Affected Plants SO2 | Thousand Tons | 1.5271 | 1.4124 | 1.6169 | 1.5519 | 1.6169 | 1.5084 | 1.4124
NSR Baldwin 1-3 - SO2 Rate Annual v3.1, Unit 4240 and retrofits | 958 | 1861 | Rate Constraint in lbs/MMBtu | FALSE | L | Annual | Allowances Purchased SO2 | Thousand Tons | 0 | 0 | 0 | 0 | 0 | 0 | 0
NSR Baldwin 1-3 - SO2 Rate Annual v3.1, Unit 4240 and retrofits | 958 | 1861 | Rate Constraint in lbs/MMBtu | FALSE | L | Annual | Allowances Sold SO2 | Thousand Tons | 0 | 0 | 0 | 0 | 0 | 0 | 0
NSR Baldwin 1-3 - SO2 Rate Annual v3.1, Unit 4240 and retrofits | 958 | 1861 | Rate Constraint in lbs/MMBtu | FALSE | L | Annual | Allowances Banked | Thousand Tons | 0 | 0 | 0 | 0 | 0 | 0 | 0
NSR Baldwin 1-3 - SO2 Rate Annual v3.1, Unit 4240 and retrofits | 958 | 1861 | Rate Constraint in lbs/MMBtu | FALSE | L | Annual | Allowances Withdrawn (1:1) | Thousand Tons | 0 | 0 | 0 | 0 | 0 | 0 | 0
NSR Baldwin 1-3 - SO2 Rate Annual v3.1, Unit 4240 and retrofits | 958 | 1861 | Rate Constraint in lbs/MMBtu | FALSE | L | Annual | Allowances Withdrawn (n:1) | Thousand Tons | 0 | 0 | 0 | 0 | 0 | 0 | 0
NSR Baldwin 1-3 - SO2 Rate Annual v3.1, Unit 4240 and retrofits | 958 | 1861 | Rate Constraint in lbs/MMBtu | FALSE | L | Annual | Net Emissions Allowance Position | Thousand Tons | 1.5271 | 1.4124 | 1.6169 | 1.5519 | 1.6169 | 1.5084 | 1.4124
NSR Baldwin 1-3 - SO2 Rate Annual v3.1, Unit 4240 and retrofits | 958 | 1861 | Rate Constraint in lbs/MMBtu | FALSE | L | Annual | Fuel Consumed | TBtu | 40.787 | 37.6632 | 43.186 | 41.4496 | 43.186 | 40.287 | 37.723
NSR Baldwin 1-3 - SO2 Rate Annual v3.1, Unit 4240 and retrofits | 958 | 1861 | Rate Constraint in lbs/MMBtu | FALSE | L | Annual | Rate | lb/MMBtu | 0.074881 | 0.075 | 0.074881 | 0.074881 | 0.074881 | 0.074881 | 0.074881
NSR Baldwin 1-3 - SO2 Rate Annual v3.1, Unit 4240 and retrofits | 958 | 1861 | Rate Constraint in lbs/MMBtu | FALSE | L | Annual | Generation | TWh | 4.0046 | 3.7037 | 4.2401 | 4.0696 | 4.2401 | 3.9555 | 3.7037
NSR Baldwin 1-3 - SO2 Rate Annual v3.1, Unit 4240 and retrofits | 958 | 1861 | Rate Constraint in lbs/MMBtu | FALSE | L | Annual | Qualifying Generation | TWh | 4.0046 | 3.7037 | 4.2401 | 4.0696 | 4.2401 | 3.9555 | 3.7037
NSR Baldwin 1-3 - SO2 Rate Annual v3.1, Unit 4240 and retrofits | 958 | 1861 | Rate Constraint in lbs/MMBtu | FALSE | L | Annual | Rate | lb/MWh | 0.76267 | 0.76267 | 0.76268 | 0.76268 | 0.76268 | 0.76267 | 0.76267
NSR Baldwin 1-3 - SO2 Rate Annual v3.1, Unit 4240 and retrofits | 958 | 1861 | Rate Constraint in lbs/MMBtu | FALSE | L | Annual | Constraint Shadow Price | US2011$/Ton | 0 | 0 | 0 | 0 | 0 | 0 | 0
NSR Baldwin 1-3 - SO2 Rate Annual v3.1, Unit 4279 and retrofits | 959 | 1861 | Rate Constraint in lbs/MMBtu | FALSE | L | Annual | Seasons Included | Seasons | Winter, Summer | Winter, Summer | Winter, Summer | Winter, Summer | Winter, Summer | Winter, Summer | Winter, Summer
NSR Baldwin 1-3 - SO2 Rate Annual v3.1, Unit 4279 and retrofits | 959 | 1861 | Rate Constraint in lbs/MMBtu | FALSE | L | Annual | Standard SO2 | lb/MMBtu | 0.1 | 0.1 | 0.1 | 0.1 | 0.1 | 0.1 | 0.1
NSR Baldwin 1-3 - SO2 Rate Annual v3.1, Unit 4279 and retrofits | 959 | 1861 | Rate Constraint in lbs/MMBtu | FALSE | L | Annual | Emissions at Affected Plants SO2 | Thousand Tons | 1.7494 | 1.7326 | 1.7911 | 1.7911 | 1.7911 | 1.7911 | 2.0963
NSR Baldwin 1-3 - SO2 Rate Annual v3.1, Unit 4279 and retrofits | 959 | 1861 | Rate Constraint in lbs/MMBtu | FALSE | L | Annual | Allowances Purchased SO2 | Thousand Tons | 0 | 0 | 0 | 0 | 0 | 0 | 0
NSR Baldwin 1-3 - SO2 Rate Annual v3.1, Unit 4279 and retrofits | 959 | 1861 | Rate Constraint in lbs/MMBtu | FALSE | L | Annual | Allowances Sold SO2 | Thousand Tons | 0 | 0 | 0 | 0 | 0 | 0 | 0
NSR Baldwin 1-3 - SO2 Rate Annual v3.1, Unit 4279 and retrofits | 959 | 1861 | Rate Constraint in lbs/MMBtu | FALSE | L | Annual | Allowances Banked | Thousand Tons | 0 | 0 | 0 | 0 | 0 | 0 | 0
NSR Baldwin 1-3 - SO2 Rate Annual v3.1, Unit 4279 and retrofits | 959 | 1861 | Rate Constraint in lbs/MMBtu | FALSE | L | Annual | Allowances Withdrawn (1:1) | Thousand Tons | 0 | 0 | 0 | 0 | 0 | 0 | 0
NSR Baldwin 1-3 - SO2 Rate Annual v3.1, Unit 4279 and retrofits | 959 | 1861 | Rate Constraint in lbs/MMBtu | FALSE | L | Annual | Allowances Withdrawn (n:1) | Thousand Tons | 0 | 0 | 0 | 0 | 0 | 0 | 0
NSR Baldwin 1-3 - SO2 Rate Annual v3.1, Unit 4279 and retrofits | 959 | 1861 | Rate Constraint in lbs/MMBtu | FALSE | L | Annual | Net Emissions Allowance Position | Thousand Tons | 1.7494 | 1.7326 | 1.7911 | 1.7911 | 1.7911 | 1.7911 | 2.0963
NSR Baldwin 1-3 - SO2 Rate Annual v3.1, Unit 4279 and retrofits | 959 | 1861 | Rate Constraint in lbs/MMBtu | FALSE | L | Annual | Fuel Consumed | TBtu | 43.8035 | 43.3139 | 44.8488 | 44.8488 | 44.8488 | 44.8488 | 44.8488
NSR Baldwin 1-3 - SO2 Rate Annual v3.1, Unit 4279 and retrofits | 959 | 1861 | Rate Constraint in lbs/MMBtu | FALSE | L | Annual | Rate | lb/MMBtu | 0.079873 | 0.08 | 0.079873 | 0.079873 | 0.079873 | 0.079873 | 0.093481
NSR Baldwin 1-3 - SO2 Rate Annual v3.1, Unit 4279 and retrofits | 959 | 1861 | Rate Constraint in lbs/MMBtu | FALSE | L | Annual | Generation | TWh | 4.3297 | 4.2881 | 4.433 | 4.433 | 4.433 | 4.433 | 4.433
NSR Baldwin 1-3 - SO2 Rate Annual v3.1, Unit 4279 and retrofits | 959 | 1861 | Rate Constraint in lbs/MMBtu | FALSE | L | Annual | Qualifying Generation | TWh | 4.3297 | 4.2881 | 4.433 | 4.433 | 4.433 | 4.433 | 4.433
NSR Baldwin 1-3 - SO2 Rate Annual v3.1, Unit 4279 and retrofits | 959 | 1861 | Rate Constraint in lbs/MMBtu | FALSE | L | Annual | Rate | lb/MWh | 0.80808 | 0.80808 | 0.80808 | 0.80808 | 0.80808 | 0.80808 | 0.94575
NSR Baldwin 1-3 - SO2 Rate Annual v3.1, Unit 4279 and retrofits | 959 | 1861 | Rate Constraint in lbs/MMBtu | FALSE | L | Annual | Constraint Shadow Price | US2011$/Ton | 0 | 0 | 0 | 0 | 0 | 0 | 0
NSR Big Bend 1-3 - NOX Rate Annual v5.14 | 960 | 6129 | Rate Constraint in lbs/MMBtu | FALSE | L | Annual | Seasons Included | Seasons | Winter, Summer | Winter, Summer | Winter, Summer | Winter, Summer | Winter, Summer | Winter, Summer | Winter, Summer
NSR Big Bend 1-3 - NOX Rate Annual v5.14 | 960 | 6129 | Rate Constraint in lbs/MMBtu | FALSE | L | Annual | Standard NOX | lb/MMBtu | 0.12 | 0.12 | 0.12 | 0.12 | 0.12 | 0.12 | 0.12
NSR Big Bend 1-3 - NOX Rate Annual v5.14 | 960 | 6129 | Rate Constraint in lbs/MMBtu | FALSE | L | Annual | Emissions at Affected Plants NOX | Thousand Tons | 2.7858 | 3.372 | 3.8603 | 3.5849 | 3.8603 | 3.372 | 3.372
NSR Big Bend 1-3 - NOX Rate Annual v5.14 | 960 | 6129 | Rate Constraint in lbs/MMBtu | FALSE | L | Annual | Allowances Purchased NOX | Thousand Tons | 0 | 0 | 0 | 0 | 0 | 0 | 0
NSR Big Bend 1-3 - NOX Rate Annual v5.14 | 960 | 6129 | Rate Constraint in lbs/MMBtu | FALSE | L | Annual | Allowances Sold NOX | Thousand Tons | 0 | 0 | 0 | 0 | 0 | 0 | 0
NSR Big Bend 1-3 - NOX Rate Annual v5.14 | 960 | 6129 | Rate Constraint in lbs/MMBtu | FALSE | L | Annual | Allowances Banked | Thousand Tons | 0 | 0 | 0 | 0 | 0 | 0 | 0
NSR Big Bend 1-3 - NOX Rate Annual v5.14 | 960 | 6129 | Rate Constraint in lbs/MMBtu | FALSE | L | Annual | Allowances Withdrawn (1:1) | Thousand Tons | 0 | 0 | 0 | 0 | 0 | 0 | 0
NSR Big Bend 1-3 - NOX Rate Annual v5.14 | 960 | 6129 | Rate Constraint in lbs/MMBtu | FALSE | L | Annual | Allowances Withdrawn (n:1) | Thousand Tons | 0 | 0 | 0 | 0 | 0 | 0 | 0
NSR Big Bend 1-3 - NOX Rate Annual v5.14 | 960 | 6129 | Rate Constraint in lbs/MMBtu | FALSE | L | Annual | Net Emissions Allowance Position | Thousand Tons | 2.7858 | 3.372 | 3.8603 | 3.5849 | 3.8603 | 3.372 | 3.372
NSR Big Bend 1-3 - NOX Rate Annual v5.14 | 960 | 6129 | Rate Constraint in lbs/MMBtu | FALSE | L | Annual | Fuel Consumed | TBtu | 63.6576 | 77.0532 | 88.2121 | 81.9186 | 88.2121 | 77.194 | 77.194
NSR Big Bend 1-3 - NOX Rate Annual v5.14 | 960 | 6129 | Rate Constraint in lbs/MMBtu | FALSE | L | Annual | Rate | lb/MMBtu | 0.087524 | 0.087524 | 0.087524 | 0.087524 | 0.087524 | 0.087364 | 0.087364
NSR Big Bend 1-3 - NOX Rate Annual v5.14 | 960 | 6129 | Rate Constraint in lbs/MMBtu | FALSE | L | Annual | Generation | TWh | 6.0567 | 7.3312 | 8.3929 | 7.7941 | 8.3929 | 7.3312 | 7.3312
NSR Big Bend 1-3 - NOX Rate Annual v5.14 | 960 | 6129 | Rate Constraint in lbs/MMBtu | FALSE | L | Annual | Qualifying Generation | TWh | 6.0567 | 7.3312 | 8.3929 | 7.7941 | 8.3929 | 7.3312 | 7.3312
NSR Big Bend 1-3 - NOX Rate Annual v5.14 | 960 | 6129 | Rate Constraint in lbs/MMBtu | FALSE | L | Annual | Rate | lb/MWh | 0.9199 | 0.9199 | 0.9199 | 0.9199 | 0.9199 | 0.9199 | 0.9199
NSR Big Bend 1-3 - NOX Rate Annual v5.14 | 960 | 6129 | Rate Constraint in lbs/MMBtu | FALSE | L | Annual | Constraint Shadow Price | US2011$/Ton | 0 | 0 | 0 | 0 | 0 | 0 | 0
NSR Big Cajun 2- NOx Cap Annual v5.13 | 961 | 5998 | Rate Constraint in MTons | FALSE | L | Annual | Seasons Included | Seasons | Winter, Summer | Winter, Summer | Winter, Summer | Winter, Summer | Winter, Summer | Winter, Summer | Winter, Summer
NSR Big Cajun 2- NOx Cap Annual v5.13 | 961 | 5998 | Rate Constraint in MTons | FALSE | L | Annual | Standard NOX | Thousand Tons | 8.95 | 8.95 | 8.95 | 8.95 | 8.95 | 8.95 | 8.95
NSR Big Cajun 2- NOx Cap Annual v5.13 | 961 | 5998 | Rate Constraint in MTons | FALSE | L | Annual | Emissions at Affected Plants NOX | Thousand Tons | 0 | 0 | 0 | 0 | 0 | 0 | 0
NSR Big Cajun 2- NOx Cap Annual v5.13 | 961 | 5998 | Rate Constraint in MTons | FALSE | L | Annual | Allowances Purchased NOX | Thousand Tons | 0 | 0 | 0 | 0 | 0 | 0 | 0
NSR Big Cajun 2- NOx Cap Annual v5.13 | 961 | 5998 | Rate Constraint in MTons | FALSE | L | Annual | Allowances Sold NOX | Thousand Tons | 0 | 0 | 0 | 0 | 0 | 0 | 0
NSR Big Cajun 2- NOx Cap Annual v5.13 | 961 | 5998 | Rate Constraint in MTons | FALSE | L | Annual | Allowances Banked | Thousand Tons | 0 | 0 | 0 | 0 | 0 | 0 | 0
NSR Big Cajun 2- NOx Cap Annual v5.13 | 961 | 5998 | Rate Constraint in MTons | FALSE | L | Annual | Allowances Withdrawn (1:1) | Thousand Tons | 0 | 0 | 0 | 0 | 0 | 0 | 0
NSR Big Cajun 2- NOx Cap Annual v5.13 | 961 | 5998 | Rate Constraint in MTons | FALSE | L | Annual | Allowances Withdrawn (n:1) | Thousand Tons | 0 | 0 | 0 | 0 | 0 | 0 | 0
NSR Big Cajun 2- NOx Cap Annual v5.13 | 961 | 5998 | Rate Constraint in MTons | FALSE | L | Annual | Net Emissions Allowance Position | Thousand Tons | 0 | 0 | 0 | 0 | 0 | 0 | 0
NSR Big Cajun 2- NOx Cap Annual v5.13 | 961 | 5998 | Rate Constraint in MTons | FALSE | L | Annual | Fuel Consumed | TBtu | 0 | 0 | 0 | 0 | 0 | 0 | 0
NSR Big Cajun 2- NOx Cap Annual v5.13 | 961 | 5998 | Rate Constraint in MTons | FALSE | L | Annual | Rate | lb/MMBtu | 0 | 0 | 0 | 0 | 0 | 0 | 0
NSR Big Cajun 2- NOx Cap Annual v5.13 | 961 | 5998 | Rate Constraint in MTons | FALSE | L | Annual | Generation | TWh | 0 | 0 | 0 | 0 | 0 | 0 | 0
NSR Big Cajun 2- NOx Cap Annual v5.13 | 961 | 5998 | Rate Constraint in MTons | FALSE | L | Annual | Qualifying Generation | TWh | 0 | 0 | 0 | 0 | 0 | 0 | 0
NSR Big Cajun 2- NOx Cap Annual v5.13 | 961 | 5998 | Rate Constraint in MTons | FALSE | L | Annual | Rate | lb/MWh | 0 | 0 | 0 | 0 | 0 | 0 | 0
NSR Big Cajun 2- NOx Cap Annual v5.13 | 961 | 5998 | Rate Constraint in MTons | FALSE | L | Annual | Constraint Shadow Price | US2011$/Ton | 0 | 0 | 0 | 0 | 0 | 0 | 0
NSR Big Cajun 2- SO2 Cap Annual v5.13 | 962 | 5999 | Rate Constraint in MTons | FALSE | L | Annual | Seasons Included | Seasons | Winter, Summer | Winter, Summer | Winter, Summer | Winter, Summer | Winter, Summer | Winter, Summer | Winter, Summer
NSR Big Cajun 2- SO2 Cap Annual v5.13 | 962 | 5999 | Rate Constraint in MTons | FALSE | L | Annual | Standard SO2 | Thousand Tons | 18.95 | 18.95 | 18.95 | 18.95 | 18.95 | 18.95 | 18.95
NSR Big Cajun 2- SO2 Cap Annual v5.13 | 962 | 5999 | Rate Constraint in MTons | FALSE | L | Annual | Emissions at Affected Plants SO2 | Thousand Tons | 0 | 0 | 0 | 0 | 0 | 0 | 0
NSR Big Cajun 2- SO2 Cap Annual v5.13 | 962 | 5999 | Rate Constraint in MTons | FALSE | L | Annual | Allowances Purchased SO2 | Thousand Tons | 0 | 0 | 0 | 0 | 0 | 0 | 0
NSR Big Cajun 2- SO2 Cap Annual v5.13 | 962 | 5999 | Rate Constraint in MTons | FALSE | L | Annual | Allowances Sold SO2 | Thousand Tons | 0 | 0 | 0 | 0 | 0 | 0 | 0
NSR Big Cajun 2- SO2 Cap Annual v5.13 | 962 | 5999 | Rate Constraint in MTons | FALSE | L | Annual | Allowances Banked | Thousand Tons | 0 | 0 | 0 | 0 | 0 | 0 | 0
NSR Big Cajun 2- SO2 Cap Annual v5.13 | 962 | 5999 | Rate Constraint in MTons | FALSE | L | Annual | Allowances Withdrawn (1:1) | Thousand Tons | 0 | 0 | 0 | 0 | 0 | 0 | 0
NSR Big Cajun 2- SO2 Cap Annual v5.13 | 962 | 5999 | Rate Constraint in MTons | FALSE | L | Annual | Allowances Withdrawn (n:1) | Thousand Tons | 0 | 0 | 0 | 0 | 0 | 0 | 0
NSR Big Cajun 2- SO2 Cap Annual v5.13 | 962 | 5999 | Rate Constraint in MTons | FALSE | L | Annual | Net Emissions Allowance Position | Thousand Tons | 0 | 0 | 0 | 0 | 0 | 0 | 0
NSR Big Cajun 2- SO2 Cap Annual v5.13 | 962 | 5999 | Rate Constraint in MTons | FALSE | L | Annual | Fuel Consumed | TBtu | 0 | 0 | 0 | 0 | 0 | 0 | 0
NSR Big Cajun 2- SO2 Cap Annual v5.13 | 962 | 5999 | Rate Constraint in MTons | FALSE | L | Annual | Rate | lb/MMBtu | 0 | 0 | 0 | 0 | 0 | 0 | 0
NSR Big Cajun 2- SO2 Cap Annual v5.13 | 962 | 5999 | Rate Constraint in MTons | FALSE | L | Annual | Generation | TWh | 0 | 0 | 0 | 0 | 0 | 0 | 0
NSR Big Cajun 2- SO2 Cap Annual v5.13 | 962 | 5999 | Rate Constraint in MTons | FALSE | L | Annual | Qualifying Generation | TWh | 0 | 0 | 0 | 0 | 0 | 0 | 0
NSR Big Cajun 2- SO2 Cap Annual v5.13 | 962 | 5999 | Rate Constraint in MTons | FALSE | L | Annual | Rate | lb/MWh | 0 | 0 | 0 | 0 | 0 | 0 | 0
NSR Big Cajun 2- SO2 Cap Annual v5.13 | 962 | 5999 | Rate Constraint in MTons | FALSE | L | Annual | Constraint Shadow Price | US2011$/Ton | 0 | 0 | 0 | 0 | 0 | 0 | 0
NSR Big Cajun 2- Unit 1 - Hg Rate Annual v5.13 | 963 | 5955 | Rate Constraint in lbs/MMBtu | FALSE | L | Annual | Seasons Included | Seasons | Winter, Summer | Winter, Summer | Winter, Summer | Winter, Summer | Winter, Summer | Winter, Summer | Winter, Summer
NSR Big Cajun 2- Unit 1 - Hg Rate Annual v5.13 | 963 | 5955 | Rate Constraint in lbs/MMBtu | FALSE | L | Annual | Standard MER | lb/MMBtu | 0.03 | 0.03 | 0.03 | 0.03 | 0.03 | 0.03 | 0.03
NSR Big Cajun 2- Unit 1 - Hg Rate Annual v5.13 | 963 | 5955 | Rate Constraint in lbs/MMBtu | FALSE | L | Annual | Emissions at Affected Plants MER | lbs | 0 | 0 | 0 | 0 | 0 | 0 | 0
NSR Big Cajun 2- Unit 1 - Hg Rate Annual v5.13 | 963 | 5955 | Rate Constraint in lbs/MMBtu | FALSE | L | Annual | Allowances Purchased MER | lbs | 0 | 0 | 0 | 0 | 0 | 0 | 0
NSR Big Cajun 2- Unit 1 - Hg Rate Annual v5.13 | 963 | 5955 | Rate Constraint in lbs/MMBtu | FALSE | L | Annual | Allowances Sold MER | lbs | 0 | 0 | 0 | 0 | 0 | 0 | 0
NSR Big Cajun 2- Unit 1 - Hg Rate Annual v5.13 | 963 | 5955 | Rate Constraint in lbs/MMBtu | FALSE | L | Annual | Allowances Banked | lbs | 0 | 0 | 0 | 0 | 0 | 0 | 0
NSR Big Cajun 2- Unit 1 - Hg Rate Annual v5.13 | 963 | 5955 | Rate Constraint in lbs/MMBtu | FALSE | L | Annual | Allowances Withdrawn (1:1) | lbs | 0 | 0 | 0 | 0 | 0 | 0 | 0
NSR Big Cajun 2- Unit 1 - Hg Rate Annual v5.13 | 963 | 5955 | Rate Constraint in lbs/MMBtu | FALSE | L | Annual | Allowances Withdrawn (n:1) | lbs | 0 | 0 | 0 | 0 | 0 | 0 | 0
NSR Big Cajun 2- Unit 1 - Hg Rate Annual v5.13 | 963 | 5955 | Rate Constraint in lbs/MMBtu | FALSE | L | Annual | Net Emissions Allowance Position | lbs | 0 | 0 | 0 | 0 | 0 | 0 | 0
NSR Big Cajun 2- Unit 1 - Hg Rate Annual v5.13 | 963 | 5955 | Rate Constraint in lbs/MMBtu | FALSE | L | Annual | Fuel Consumed | TBtu | 0 | 0 | 0 | 0 | 0 | 0 | 0
NSR Big Cajun 2- Unit 1 - Hg Rate Annual v5.13 | 963 | 5955 | Rate Constraint in lbs/MMBtu | FALSE | L | Annual | Rate | lb/MMBtu | 0 | 0 | 0 | 0 | 0 | 0 | 0
NSR Big Cajun 2- Unit 1 - Hg Rate Annual v5.13 | 963 | 5955 | Rate Constraint in lbs/MMBtu | FALSE | L | Annual | Generation | TWh | 0 | 0 | 0 | 0 | 0 | 0 | 0
NSR Big Cajun 2- Unit 1 - Hg Rate Annual v5.13 | 963 | 5955 | Rate Constraint in lbs/MMBtu | FALSE | L | Annual | Qualifying Generation | TWh | 0 | 0 | 0 | 0 | 0 | 0 | 0
NSR Big Cajun 2- Unit 1 - Hg Rate Annual v5.13 | 963 | 5955 | Rate Constraint in lbs/MMBtu | FALSE | L | Annual | Rate | lb/MWh | 0 | 0 | 0 | 0 | 0 | 0 | 0
NSR Big Cajun 2- Unit 1 - Hg Rate Annual v5.13 | 963 | 5955 | Rate Constraint in lbs/MMBtu | FALSE | L | Annual | Constraint Shadow Price | US2011$/Lb | 0 | 0 | 0 | 0 | 0 | 0 | 0
NSR Big Cajun 2- Unit 1 - NOx Rate Annual v5.13 | 964 | 5954 | Rate Constraint in lbs/MMBtu | FALSE | L | Annual | Seasons Included | Seasons | Winter, Summer | Winter, Summer | Winter, Summer | Winter, Summer | Winter, Summer | Winter, Summer | Winter, Summer
NSR Big Cajun 2- Unit 1 - NOx Rate Annual v5.13 | 964 | 5954 | Rate Constraint in lbs/MMBtu | FALSE | L | Annual | Standard NOX | lb/MMBtu | 0.15 | 0.15 | 0.15 | 0.15 | 0.15 | 0.15 | 0.15
NSR Big Cajun 2- Unit 1 - NOx Rate Annual v5.13 | 964 | 5954 | Rate Constraint in lbs/MMBtu | FALSE | L | Annual | Emissions at Affected Plants NOX | Thousand Tons | 0 | 0 | 0 | 0 | 0 | 0 | 0
NSR Big Cajun 2- Unit 1 - NOx Rate Annual v5.13 | 964 | 5954 | Rate Constraint in lbs/MMBtu | FALSE | L | Annual | Allowances Purchased NOX | Thousand Tons | 0 | 0 | 0 | 0 | 0 | 0 | 0
NSR Big Cajun 2- Unit 1 - NOx Rate Annual v5.13 | 964 | 5954 | Rate Constraint in lbs/MMBtu | FALSE | L | Annual | Allowances Sold NOX | Thousand Tons | 0 | 0 | 0 | 0 | 0 | 0 | 0
NSR Big Cajun 2- Unit 1 - NOx Rate Annual v5.13 | 964 | 5954 | Rate Constraint in lbs/MMBtu | FALSE | L | Annual | Allowances Banked | Thousand Tons | 0 | 0 | 0 | 0 | 0 | 0 | 0
NSR Big Cajun 2- Unit 1 - NOx Rate Annual v5.13 | 964 | 5954 | Rate Constraint in lbs/MMBtu | FALSE | L | Annual | Allowances Withdrawn (1:1) | Thousand Tons | 0 | 0 | 0 | 0 | 0 | 0 | 0
NSR Big Cajun 2- Unit 1 - NOx Rate Annual v5.13 | 964 | 5954 | Rate Constraint in lbs/MMBtu | FALSE | L | Annual | Allowances Withdrawn (n:1) | Thousand Tons | 0 | 0 | 0 | 0 | 0 | 0 | 0
NSR Big Cajun 2- Unit 1 - NOx Rate Annual v5.13 | 964 | 5954 | Rate Constraint in lbs/MMBtu | FALSE | L | Annual | Net Emissions Allowance Position | Thousand Tons | 0 | 0 | 0 | 0 | 0 | 0 | 0
NSR Big Cajun 2- Unit 1 - NOx Rate Annual v5.13 | 964 | 5954 | Rate Constraint in lbs/MMBtu | FALSE | L | Annual | Fuel Consumed | TBtu | 0 | 0 | 0 | 0 | 0 | 0 | 0
NSR Big Cajun 2- Unit 1 - NOx Rate Annual v5.13 | 964 | 5954 | Rate Constraint in lbs/MMBtu | FALSE | L | Annual | Rate | lb/MMBtu | 0 | 0 | 0 | 0 | 0 | 0 | 0
NSR Big Cajun 2- Unit 1 - NOx Rate Annual v5.13 | 964 | 5954 | Rate Constraint in lbs/MMBtu | FALSE | L | Annual | Generation | TWh | 0 | 0 | 0 | 0 | 0 | 0 | 0
NSR Big Cajun 2- Unit 1 - NOx Rate Annual v5.13 | 964 | 5954 | Rate Constraint in lbs/MMBtu | FALSE | L | Annual | Qualifying Generation | TWh | 0 | 0 | 0 | 0 | 0 | 0 | 0
NSR Big Cajun 2- Unit 1 - NOx Rate Annual v5.13 | 964 | 5954 | Rate Constraint in lbs/MMBtu | FALSE | L | Annual | Rate | lb/MWh | 0 | 0 | 0 | 0 | 0 | 0 | 0
NSR Big Cajun 2- Unit 1 - NOx Rate Annual v5.13 | 964 | 5954 | Rate Constraint in lbs/MMBtu | FALSE | L | Annual | Constraint Shadow Price | US2011$/Ton | 0 | 0 | 0 | 0 | 0 | 0 | 0
NSR Big Cajun 2- Unit 1 - SO2 Rate Annual v5.13 | 965 | 5953 | Rate Constraint in lbs/MMBtu | FALSE | L | Annual | Seasons Included | Seasons | Winter, Summer | Winter, Summer | Winter, Summer | Winter, Summer | Winter, Summer | Winter, Summer | Winter, Summer
NSR Big Cajun 2- Unit 1 - SO2 Rate Annual v5.13 | 965 | 5953 | Rate Constraint in lbs/MMBtu | FALSE | L | Annual | Standard SO2 | lb/MMBtu | 0.38 | 0.38 | 0.38 | 0.194 | 0.07 | 0.07 | 0.07
NSR Big Cajun 2- Unit 1 - SO2 Rate Annual v5.13 | 965 | 5953 | Rate Constraint in lbs/MMBtu | FALSE | L | Annual | Emissions at Affected Plants SO2 | Thousand Tons | 0 | 0 | 0 | 0 | 0 | 0 | 0
NSR Big Cajun 2- Unit 1 - SO2 Rate Annual v5.13 | 965 | 5953 | Rate Constraint in lbs/MMBtu | FALSE | L | Annual | Allowances Purchased SO2 | Thousand Tons | 0 | 0 | 0 | 0 | 0 | 0 | 0
NSR Big Cajun 2- Unit 1 - SO2 Rate Annual v5.13 | 965 | 5953 | Rate Constraint in lbs/MMBtu | FALSE | L | Annual | Allowances Sold SO2 | Thousand Tons | 0 | 0 | 0 | 0 | 0 | 0 | 0
NSR Big Cajun 2- Unit 1 - SO2 Rate Annual v5.13 | 965 | 5953 | Rate Constraint in lbs/MMBtu | FALSE | L | Annual | Allowances Banked | Thousand Tons | 0 | 0 | 0 | 0 | 0 | 0 | 0
NSR Big Cajun 2- Unit 1 - SO2 Rate Annual v5.13 | 965 | 5953 | Rate Constraint in lbs/MMBtu | FALSE | L | Annual | Allowances Withdrawn (1:1) | Thousand Tons | 0 | 0 | 0 | 0 | 0 | 0 | 0
NSR Big Cajun 2- Unit 1 - SO2 Rate Annual v5.13 | 965 | 5953 | Rate Constraint in lbs/MMBtu | FALSE | L | Annual | Allowances Withdrawn (n:1) | Thousand Tons | 0 | 0 | 0 | 0 | 0 | 0 | 0
NSR Big Cajun 2- Unit 1 - SO2 Rate Annual v5.13 | 965 | 5953 | Rate Constraint in lbs/MMBtu | FALSE | L | Annual | Net Emissions Allowance Position | Thousand Tons | 0 | 0 | 0 | 0 | 0 | 0 | 0
NSR Big Cajun 2- Unit 1 - SO2 Rate Annual v5.13 | 965 | 5953 | Rate Constraint in lbs/MMBtu | FALSE | L | Annual | Fuel Consumed | TBtu | 0 | 0 | 0 | 0 | 0 | 0 | 0
NSR Big Cajun 2- Unit 1 - SO2 Rate Annual v5.13 | 965 | 5953 | Rate Constraint in lbs/MMBtu | FALSE | L | Annual | Rate | lb/MMBtu | 0 | 0 | 0 | 0 | 0 | 0 | 0
NSR Big Cajun 2- Unit 1 - SO2 Rate Annual v5.13 | 965 | 5953 | Rate Constraint in lbs/MMBtu | FALSE | L | Annual | Generation | TWh | 0 | 0 | 0 | 0 | 0 | 0 | 0
NSR Big Cajun 2- Unit 1 - SO2 Rate Annual v5.13 | 965 | 5953 | Rate Constraint in lbs/MMBtu | FALSE | L | Annual | Qualifying Generation | TWh | 0 | 0 | 0 | 0 | 0 | 0 | 0
NSR Big Cajun 2- Unit 1 - SO2 Rate Annual v5.13 | 965 | 5953 | Rate Constraint in lbs/MMBtu | FALSE | L | Annual | Rate | lb/MWh | 0 | 0 | 0 | 0 | 0 | 0 | 0
NSR Big Cajun 2- Unit 1 - SO2 Rate Annual v5.13 | 965 | 5953 | Rate Constraint in lbs/MMBtu | FALSE | L | Annual | Constraint Shadow Price | US2011$/Ton | 0 | 0 | 0 | 0 | 50310.9355 | 18475.4258 | 38268.0142
NSR Big Cajun 2- Unit 3 - Hg Rate Annual v5.13 | 966 | 6029 | Rate Constraint in lbs/MMBtu | FALSE | L | Annual | Seasons Included | Seasons | Winter, Summer | Winter, Summer | Winter, Summer | Winter, Summer | Winter, Summer | Winter, Summer | Winter, Summer
NSR Big Cajun 2- Unit 3 - Hg Rate Annual v5.13 | 966 | 6029 | Rate Constraint in lbs/MMBtu | FALSE | L | Annual | Standard MER | lb/MMBtu | 0.03 | 0.03 | 0.03 | 0.03 | 0.03 | 0.03 | 0.03
NSR Big Cajun 2- Unit 3 - Hg Rate Annual v5.13 | 966 | 6029 | Rate Constraint in lbs/MMBtu | FALSE | L | Annual | Emissions at Affected Plants MER | lbs | 0 | 0 | 0 | 0 | 0 | 0 | 0
NSR Big Cajun 2- Unit 3 - Hg Rate Annual v5.13 | 966 | 6029 | Rate Constraint in lbs/MMBtu | FALSE | L | Annual | Allowances Purchased MER | lbs | 0 | 0 | 0 | 0 | 0 | 0 | 0
NSR Big Cajun 2- Unit 3 - Hg Rate Annual v5.13 | 966 | 6029 | Rate Constraint in lbs/MMBtu | FALSE | L | Annual | Allowances Sold MER | lbs | 0 | 0 | 0 | 0 | 0 | 0 | 0
NSR Big Cajun 2- Unit 3 - Hg Rate Annual v5.13 | 966 | 6029 | Rate Constraint in lbs/MMBtu | FALSE | L | Annual | Allowances Banked | lbs | 0 | 0 | 0 | 0 | 0 | 0 | 0
NSR Big Cajun 2- Unit 3 - Hg Rate Annual v5.13 | 966 | 6029 | Rate Constraint in lbs/MMBtu | FALSE | L | Annual | Allowances Withdrawn (1:1) | lbs | 0 | 0 | 0 | 0 | 0 | 0 | 0
NSR Big Cajun 2- Unit 3 - Hg Rate Annual v5.13 | 966 | 6029 | Rate Constraint in lbs/MMBtu | FALSE | L | Annual | Allowances Withdrawn (n:1) | lbs | 0 | 0 | 0 | 0 | 0 | 0 | 0
NSR Big Cajun 2- Unit 3 - Hg Rate Annual v5.13 | 966 | 6029 | Rate Constraint in lbs/MMBtu | FALSE | L | Annual | Net Emissions Allowance Position | lbs | 0 | 0 | 0 | 0 | 0 | 0 | 0
NSR Big Cajun 2- Unit 3 - Hg Rate Annual v5.13 | 966 | 6029 | Rate Constraint in lbs/MMBtu | FALSE | L | Annual | Fuel Consumed | TBtu | 0 | 0 | 0 | 0 | 0 | 0 | 0
NSR Big Cajun 2- Unit 3 - Hg Rate Annual v5.13 | 966 | 6029 | Rate Constraint in lbs/MMBtu | FALSE | L | Annual | Rate | lb/MMBtu | 0 | 0 | 0 | 0 | 0 | 0 | 0
NSR Big Cajun 2- Unit 3 - Hg Rate Annual v5.13 | 966 | 6029 | Rate Constraint in lbs/MMBtu | FALSE | L | Annual | Generation | TWh | 0 | 0 | 0 | 0 | 0 | 0 | 0
NSR Big Cajun 2- Unit 3 - Hg Rate Annual v5.13 | 966 | 6029 | Rate Constraint in lbs/MMBtu | FALSE | L | Annual | Qualifying Generation | TWh | 0 | 0 | 0 | 0 | 0 | 0 | 0
NSR Big Cajun 2- Unit 3 - Hg Rate Annual v5.13 | 966 | 6029 | Rate Constraint in lbs/MMBtu | FALSE | L | Annual | Rate | lb/MWh | 0 | 0 | 0 | 0 | 0 | 0 | 0
NSR Big Cajun 2- Unit 3 - Hg Rate Annual v5.13 | 966 | 6029 | Rate Constraint in lbs/MMBtu | FALSE | L | Annual | Constraint Shadow Price | US2011$/Lb | 0 | 0 | 0 | 0 | 0 | 0 | 0
NSR Big Cajun 2- Unit 3 - NOx Rate Annual v5.13 | 967 | 5996 | Rate Constraint in lbs/MMBtu | FALSE | L | Annual | Seasons Included | Seasons | Winter, Summer | Winter, Summer | Winter, Summer | Winter, Summer | Winter, Summer | Winter, Summer | Winter, Summer
NSR Big Cajun 2- Unit 3 - NOx Rate Annual v5.13 | 967 | 5996 | Rate Constraint in lbs/MMBtu | FALSE | L | Annual | Standard NOX | lb/MMBtu | 0.135 | 0.135 | 0.135 | 0.135 | 0.135 | 0.135 | 0.135
NSR Big Cajun 2- Unit 3 - NOx Rate Annual v5.13 | 967 | 5996 | Rate Constraint in lbs/MMBtu | FALSE | L | Annual | Emissions at Affected Plants NOX | Thousand Tons | 0 | 0 | 0 | 0 | 0 | 0 | 0
NSR Big Cajun 2- Unit 3 - NOx Rate Annual v5.13 | 967 | 5996 | Rate Constraint in lbs/MMBtu | FALSE | L | Annual | Allowances Purchased NOX | Thousand Tons | 0 | 0 | 0 | 0 | 0 | 0 | 0
NSR Big Cajun 2- Unit 3 - NOx Rate Annual v5.13 | 967 | 5996 | Rate Constraint in lbs/MMBtu | FALSE | L | Annual | Allowances Sold NOX | Thousand Tons | 0 | 0 | 0 | 0 | 0 | 0 | 0
NSR Big Cajun 2- Unit 3 - NOx Rate Annual v5.13 | 967 | 5996 | Rate Constraint in lbs/MMBtu | FALSE | L | Annual | Allowances Banked | Thousand Tons | 0 | 0 | 0 | 0 | 0 | 0 | 0
NSR Big Cajun 2- Unit 3 - NOx Rate Annual v5.13 | 967 | 5996 | Rate Constraint in lbs/MMBtu | FALSE | L | Annual | Allowances Withdrawn (1:1) | Thousand Tons | 0 | 0 | 0 | 0 | 0 | 0 | 0
NSR Big Cajun 2- Unit 3 - NOx Rate Annual v5.13 | 967 | 5996 | Rate Constraint in lbs/MMBtu | FALSE | L | Annual | Allowances Withdrawn (n:1) | Thousand Tons | 0 | 0 | 0 | 0 | 0 | 0 | 0
NSR Big Cajun 2- Unit 3 - NOx Rate Annual v5.13 | 967 | 5996 | Rate Constraint in lbs/MMBtu | FALSE | L | Annual | Net Emissions Allowance Position | Thousand Tons | 0 | 0 | 0 | 0 | 0 | 0 | 0
NSR Big Cajun 2- Unit 3 - NOx Rate Annual v5.13 | 967 | 5996 | Rate Constraint in lbs/MMBtu | FALSE | L | Annual | Fuel Consumed | TBtu | 0 | 0 | 0 | 0 | 0 | 0 | 0
NSR Big Cajun 2- Unit 3 - NOx Rate Annual v5.13 | 967 | 5996 | Rate Constraint in lbs/MMBtu | FALSE | L | Annual | Rate | lb/MMBtu | 0 | 0 | 0 | 0 | 0 | 0 | 0
NSR Big Cajun 2- Unit 3 - NOx Rate Annual v5.13 | 967 | 5996 | Rate Constraint in lbs/MMBtu | FALSE | L | Annual | Generation | TWh | 0 | 0 | 0 | 0 | 0 | 0 | 0
NSR Big Cajun 2- Unit 3 - NOx Rate Annual v5.13 | 967 | 5996 | Rate Constraint in lbs/MMBtu | FALSE | L | Annual | Qualifying Generation | TWh | 0 | 0 | 0 | 0 | 0 | 0 | 0
NSR Big Cajun 2- Unit 3 - NOx Rate Annual v5.13 | 967 | 5996 | Rate Constraint in lbs/MMBtu | FALSE | L | Annual | Rate | lb/MWh | 0 | 0 | 0 | 0 | 0 | 0 | 0
NSR Big Cajun 2- Unit 3 - NOx Rate Annual v5.13 | 967 | 5996 | Rate Constraint in lbs/MMBtu | FALSE | L | Annual | Constraint Shadow Price | US2011$/Ton | 0 | 0 | 0 | 0 | 0 | 0 | 0
NSR Boswell 1,2 - NOX Rate Annual v5.14 | 968 | 6132 | Rate Constraint in lbs/MMBtu | FALSE | L | Annual | Seasons Included | Seasons | Winter, Summer | Winter, Summer | Winter, Summer | Winter, Summer | Winter, Summer | Winter, Summer | Winter, Summer
NSR Boswell 1,2 - NOX Rate Annual v5.14 | 968 | 6132 | Rate Constraint in lbs/MMBtu | FALSE | L | Annual | Standard NOX | lb/MMBtu | 0.2 | 0.2 | 0.2 | 0.2 | 0.2 | 0.2 | 0.2
NSR Boswell 1,2 - NOX Rate Annual v5.14 | 968 | 6132 | Rate Constraint in lbs/MMBtu | FALSE | L | Annual | Emissions at Affected Plants NOX | Thousand Tons | 1.0591 | 1.0591 | 1.0528 | 1.0528 | 1.0528 | 1.0528 | 1.0528
NSR Boswell 1,2 - NOX Rate Annual v5.14 | 968 | 6132 | Rate Constraint in lbs/MMBtu | FALSE | L | Annual | Allowances Purchased NOX | Thousand Tons | 0 | 0 | 0 | 0 | 0 | 0 | 0
NSR Boswell 1,2 - NOX Rate Annual v5.14 | 968 | 6132 | Rate Constraint in lbs/MMBtu | FALSE | L | Annual | Allowances Sold NOX | Thousand Tons | 0 | 0 | 0 | 0 | 0 | 0 | 0
NSR Boswell 1,2 - NOX Rate Annual v5.14 | 968 | 6132 | Rate Constraint in lbs/MMBtu | FALSE | L | Annual | Allowances Banked | Thousand Tons | 0 | 0 | 0 | 0 | 0 | 0 | 0
NSR Boswell 1,2 - NOX Rate Annual v5.14 | 968 | 6132 | Rate Constraint in lbs/MMBtu | FALSE | L | Annual | Allowances Withdrawn (1:1) | Thousand Tons | 0 | 0 | 0 | 0 | 0 | 0 | 0
NSR Boswell 1,2 - NOX Rate Annual v5.14 | 968 | 6132 | Rate Constraint in lbs/MMBtu | FALSE | L | Annual | Allowances Withdrawn (n:1) | Thousand Tons | 0 | 0 | 0 | 0 | 0 | 0 | 0
NSR Boswell 1,2 - NOX Rate Annual v5.14 | 968 | 6132 | Rate Constraint in lbs/MMBtu | FALSE | L | Annual | Net Emissions Allowance Position | Thousand Tons | 1.0591 | 1.0591 | 1.0528 | 1.0528 | 1.0528 | 1.0528 | 1.0528
NSR Boswell 1,2 - NOX Rate Annual v5.14 | 968 | 6132 | Rate Constraint in lbs/MMBtu | FALSE | L | Annual | Fuel Consumed | TBtu | 10.591 | 10.591 | 10.5283 | 10.5283 | 10.5283 | 10.5283 | 10.5283
NSR Boswell 1,2 - NOX Rate Annual v5.14 | 968 | 6132 | Rate Constraint in lbs/MMBtu | FALSE | L | Annual | Rate | lb/MMBtu | 0.2 | 0.2 | 0.2 | 0.2 | 0.2 | 0.2 | 0.2
NSR Boswell 1,2 - NOX Rate Annual v5.14 | 968 | 6132 | Rate Constraint in lbs/MMBtu | FALSE | L | Annual | Generation | TWh | 0.97893 | 0.97893 | 0.97305 | 0.97305 | 0.97305 | 0.97305 | 0.97305
NSR Boswell 1,2 - NOX Rate Annual v5.14 | 968 | 6132 | Rate Constraint in lbs/MMBtu | FALSE | L | Annual | Qualifying Generation | TWh | 0.97893 | 0.97893 | 0.97305 | 0.97305 | 0.97305 | 0.97305 | 0.97305
NSR Boswell 1,2 - NOX Rate Annual v5.14 | 968 | 6132 | Rate Constraint in lbs/MMBtu | FALSE | L | Annual | Rate | lb/MWh | 2.1638 | 2.1638 | 2.164 | 2.164 | 2.164 | 2.164 | 2.164
NSR Boswell 1,2 - NOX Rate Annual v5.14 | 968 | 6132 | Rate Constraint in lbs/MMBtu | FALSE | L | Annual | Constraint Shadow Price | US2011$/Ton | 23915.6996 | 27617.743 | 0 | 611.6087 | 0 | 0 | 347.6762
NSR Boswell 1-3 - SO2 Rate Annual v5.14 | 969 | 6130 | Rate Constraint in lbs/MMBtu | FALSE | L | Annual | Seasons Included | Seasons | Winter, Summer | Winter, Summer | Winter, Summer | Winter, Summer | Winter, Summer | Winter, Summer | Winter, Summer
NSR Boswell 1-3 - SO2 Rate Annual v5.14 | 969 | 6130 | Rate Constraint in lbs/MMBtu | FALSE | L | Annual | Standard SO2 | lb/MMBtu | 0 | 0 | 0.03 | 0.03 | 0.03 | 0.03 | 0.03
NSR Boswell 1-3 - SO2 Rate Annual v5.14 | 969 | 6130 | Rate Constraint in lbs/MMBtu | FALSE | L | Annual | Emissions at Affected Plants SO2 | Thousand Tons | 0 | 0 | 0.58008 | 0.58008 | 0.58008 | 0.58008 | 0.58008
NSR Boswell 1-3 - SO2 Rate Annual v5.14 | 969 | 6130 | Rate Constraint in lbs/MMBtu | FALSE | L | Annual | Allowances Purchased SO2 | Thousand Tons | 0 | 0 | 0 | 0 | 0 | 0 | 0
NSR Boswell 1-3 - SO2 Rate Annual v5.14 | 969 | 6130 | Rate Constraint in lbs/MMBtu | FALSE | L | Annual | Allowances Sold SO2 | Thousand Tons | 0 | 0 | 0 | 0 | 0 | 0 | 0
NSR Boswell 1-3 - SO2 Rate Annual v5.14 | 969 | 6130 | Rate Constraint in lbs/MMBtu | FALSE | L | Annual | Allowances Banked | Thousand Tons | 0 | 0 | 0 | 0 | 0 | 0 | 0
NSR Boswell 1-3 - SO2 Rate Annual v5.14 | 969 | 6130 | Rate Constraint in lbs/MMBtu | FALSE | L | Annual | Allowances Withdrawn (1:1) | Thousand Tons | 0 | 0 | 0 | 0 | 0 | 0 | 0
NSR Boswell 1-3 - SO2 Rate Annual v5.14 | 969 | 6130 | Rate Constraint in lbs/MMBtu | FALSE | L | Annual | Allowances Withdrawn (n:1) | Thousand Tons | 0 | 0 | 0 | 0 | 0 | 0 | 0
NSR Boswell 1-3 - SO2 Rate Annual v5.14 | 969 | 6130 | Rate Constraint in lbs/MMBtu | FALSE | L | Annual | Net Emissions Allowance Position | Thousand Tons | 0 | 0 | 0.58008 | 0.58008 | 0.58008 | 0.58008 | 0.58008
NSR Boswell 1-3 - SO2 Rate Annual v5.14 | 969 | 6130 | Rate Constraint in lbs/MMBtu | FALSE | L | Annual | Fuel Consumed | TBtu | 0 | 0 | 38.6717 | 38.6717 | 38.6717 | 38.6717 | 38.6717
NSR Boswell 1-3 - SO2 Rate Annual v5.14 | 969 | 6130 | Rate Constraint in lbs/MMBtu | FALSE | L | Annual | Rate | lb/MMBtu | 0 | 0 | 0.03 | 0.03 | 0.03 | 0.03 | 0.03
NSR Boswell 1-3 - SO2 Rate Annual v5.14 | 969 | 6130 | Rate Constraint in lbs/MMBtu | FALSE | L | Annual | Generation | TWh | 0 | 0 | 3.6351 | 3.6351 | 3.6351 | 3.6351 | 3.6351
NSR Boswell 1-3 - SO2 Rate Annual v5.14 | 969 | 6130 | Rate Constraint in lbs/MMBtu | FALSE | L | Annual | Qualifying Generation | TWh | 0 | 0 | 3.6351 | 3.6351 | 3.6351 | 3.6351 | 3.6351
NSR Boswell 1-3 - SO2 Rate Annual v5.14 | 969 | 6130 | Rate Constraint in lbs/MMBtu | FALSE | L | Annual | Rate | lb/MWh | 0 | 0 | 0.31915 | 0.31915 | 0.31915 | 0.31915 | 0.31915
NSR Boswell 1-3 - SO2 Rate Annual v5.14 | 969 | 6130 | Rate Constraint in lbs/MMBtu | FALSE | L | Annual | Constraint Shadow Price | US2011$/Ton | 0 | 0 | 3566.2446 | 3995.5713 | 4902.0014 | 3611.1144 | 3243.6799
NSR Boswell 3 - NOX Rate Annual v5.14 | 970 | 6133 | Rate Constraint in lbs/MMBtu | FALSE | L | Annual | Seasons Included | Seasons | Winter, Summer | Winter, Summer | Winter, Summer | Winter, Summer | Winter, Summer | Winter, Summer | Winter, Summer
NSR Boswell 3 - NOX Rate Annual v5.14 | 970 | 6133 | Rate Constraint in lbs/MMBtu | FALSE | L | Annual | Standard NOX | lb/MMBtu | 0.06 | 0.06 | 0.06 | 0.06 | 0.06 | 0.06 | 0.06
NSR Boswell 3 - NOX Rate Annual v5.14 | 970 | 6133 | Rate Constraint in lbs/MMBtu | FALSE | L | Annual | Emissions at Affected Plants NOX | Thousand Tons | 0.77563 | 1.7864 | 1.8366 | 1.8366 | 1.8366 | 1.8366 | 1.8336
NSR Boswell 3 - NOX Rate Annual v5.14 | 970 | 6133 | Rate Constraint in lbs/MMBtu | FALSE | L | Annual | Allowances Purchased NOX | Thousand Tons | 0 | 0 | 0 | 0 | 0 | 0 | 0
NSR Boswell 3 - NOX Rate Annual v5.14 | 970 | 6133 | Rate Constraint in lbs/MMBtu | FALSE | L | Annual | Allowances Sold NOX | Thousand Tons | 0 | 0 | 0 | 0 | 0 | 0 | 0
NSR Boswell 3 - NOX Rate Annual v5.14 | 970 | 6133 | Rate Constraint in lbs/MMBtu | FALSE | L | Annual | Allowances Banked | Thousand Tons | 0 | 0 | 0 | 0 | 0 | 0 | 0
NSR Boswell 3 - NOX Rate Annual v5.14 | 970 | 6133 | Rate Constraint in lbs/MMBtu | FALSE | L | Annual | Allowances Withdrawn (1:1) | Thousand Tons | 0 | 0 | 0 | 0 | 0 | 0 | 0
NSR Boswell 3 - NOX Rate Annual v5.14 | 970 | 6133 | Rate Constraint in lbs/MMBtu | FALSE | L | Annual | Allowances Withdrawn (n:1) | Thousand Tons | 0 | 0 | 0 | 0 | 0 | 0 | 0
NSR Boswell 3 - NOX Rate Annual v5.14 | 970 | 6133 | Rate Constraint in lbs/MMBtu | FALSE | L | Annual | Net Emissions Allowance Position | Thousand Tons | 0.77563 | 1.7864 | 1.8366 | 1.8366 | 1.8366 | 1.8366 | 1.8336
NSR Boswell 3 - NOX Rate Annual v5.14 | 970 | 6133 | Rate Constraint in lbs/MMBtu | FALSE | L | Annual | Fuel Consumed | TBtu | 28.1434 | 59.5466 | 61.2195 | 61.2195 | 61.2195 | 61.2195 | 61.1191
NSR Boswell 3 - NOX Rate Annual v5.14 | 970 | 6133 | Rate Constraint in lbs/MMBtu | FALSE | L | Annual | Rate | lb/MMBtu | 0.05512 | 0.06 | 0.06 | 0.06 | 0.06 | 0.06 | 0.06
NSR Boswell 3 - NOX Rate Annual v5.14 | 970 | 6133 | Rate Constraint in lbs/MMBtu | FALSE | L | Annual | Generation | TWh | 2.6621 | 5.5216 | 5.6739 | 5.6739 | 5.6739 | 5.6739 | 5.6564
NSR Boswell 3 - NOX Rate Annual v5.14 | 970 | 6133 | Rate Constraint in lbs/MMBtu | FALSE | L | Annual | Qualifying Generation | TWh | 2.6621 | 5.5216 | 5.6739 | 5.6739 | 5.6739 | 5.6739 | 5.6564
NSR Boswell 3 - NOX Rate Annual v5.14 | 970 | 6133 | Rate Constraint in lbs/MMBtu | FALSE | L | Annual | Rate | lb/MWh | 0.58272 | 0.64706 | 0.64738 | 0.64738 | 0.64738 | 0.64738 | 0.64832
NSR Boswell 3 - NOX Rate Annual v5.14 | 970 | 6133 | Rate Constraint in lbs/MMBtu | FALSE | L | Annual | Constraint Shadow Price | US2011$/Ton | 0 | 1966.4963 | 10980.6599 | 6101.6934 | 18294.2834 | 6533.8607 | 4049.3434
NSR Boswell 4 - NOX Rate Annual v5.14 | 971 | 6134 | Rate Constraint in lbs/MMBtu | FALSE | L | Annual | Seasons Included | Seasons | Winter, Summer | Winter, Summer | Winter, Summer | Winter, Summer | Winter, Summer | Winter, Summer | Winter, Summer
NSR Boswell 4 - NOX Rate Annual v5.14 | 971 | 6134 | Rate Constraint in lbs/MMBtu | FALSE | L | Annual | Standard NOX | lb/MMBtu | 0.12 | 0.12 | 0.12 | 0.12 | 0.12 | 0.12 | 0.12
NSR Boswell 4 - NOX Rate Annual v5.14 | 971 | 6134 | Rate Constraint in lbs/MMBtu | FALSE | L | Annual | Emissions at Affected Plants NOX | Thousand Tons | 0 | 1.0108 | 1.061 | 1.061 | 1.061 | 1.061 | 1.0579
NSR Boswell 4 - NOX Rate Annual v5.14 | 971 | 6134 | Rate Constraint in lbs/MMBtu | FALSE | L | Annual | Allowances Purchased NOX | Thousand Tons | 0 | 0 | 0 | 0 | 0 | 0 | 0
NSR Boswell 4 - NOX Rate Annual v5.14 | 971 | 6134 | Rate Constraint in lbs/MMBtu | FALSE | L | Annual | Allowances Sold NOX | Thousand Tons | 0 | 0 | 0 | 0 | 0 | 0 | 0
NSR Boswell 4 - NOX Rate Annual v5.14 | 971 | 6134 | Rate Constraint in lbs/MMBtu | FALSE | L | Annual | Allowances Banked | Thousand Tons | 0 | 0 | 0 | 0 | 0 | 0 | 0
NSR Boswell 4 - NOX Rate Annual v5.14 | 971 | 6134 | Rate Constraint in lbs/MMBtu | FALSE | L | Annual | Allowances Withdrawn (1:1) | Thousand Tons | 0 | 0 | 0 | 0 | 0 | 0 | 0
NSR Boswell 4 - NOX Rate Annual v5.14 | 971 | 6134 | Rate Constraint in lbs/MMBtu | FALSE | L | Annual | Allowances Withdrawn (n:1) | Thousand Tons | 0 | 0 | 0 | 0 | 0 | 0 | 0
NSR Boswell 4 - NOX Rate Annual v5.14 | 971 | 6134 | Rate Constraint in lbs/MMBtu | FALSE | L | Annual | Net Emissions Allowance Position | Thousand Tons | 0 | 1.0108 | 1.061 | 1.061 | 1.061 | 1.061 | 1.0579
NSR Boswell 4 - NOX Rate Annual v5.14 | 971 | 6134 | Rate Constraint in lbs/MMBtu | FALSE | L | Annual | Fuel Consumed | TBtu | 0 | 31.4032 | 33.0761 | 33.0761 | 33.0761 | 33.0761 | 32.9757
NSR Boswell 4 - NOX Rate Annual v5.14 | 971 | 6134 | Rate Constraint in lbs/MMBtu | FALSE | L | Annual | Rate | lb/MMBtu | 0 | 0.064374 | 0.064153 | 0.064153 | 0.064153 | 0.064153 | 0.064165
NSR Boswell 4 - NOX Rate Annual v5.14 | 971 | 6134 | Rate Constraint in lbs/MMBtu | FALSE | L | Annual | Generation | TWh | 0 | 2.8595 | 3.0118 | 3.0118 | 3.0118 | 3.0118 | 2.9943
NSR Boswell 4 - NOX Rate Annual v5.14 | 971 | 6134 | Rate Constraint in lbs/MMBtu | FALSE | L | Annual | Qualifying Generation | TWh | 0 | 2.8595 | 3.0118 | 3.0118 | 3.0118 | 3.0118 | 2.9943
NSR Boswell 4 - NOX Rate Annual v5.14 | 971 | 6134 | Rate Constraint in lbs/MMBtu | FALSE | L | Annual | Rate | lb/MWh | 0 | 0.70695 | 0.70453 | 0.70453 | 0.70453 | 0.70453 | 0.70664
NSR Boswell 4 - NOX Rate Annual v5.14 | 971 | 6134 | Rate Constraint in lbs/MMBtu | FALSE | L | Annual | Constraint Shadow Price | US2011$/Ton | 0 | 0 | 0 | 0 | 0 | 0 | 0
NSR Boswell 4 - SO2 Rate Annual v5.14 | 972 | 6131 | Rate Constraint in lbs/MMBtu | FALSE | L | Annual | Seasons Included | Seasons | Winter, Summer | Winter, Summer | Winter, Summer | Winter, Summer | Winter, Summer | Winter, Summer | Winter, Summer
NSR Boswell 4 - SO2 Rate Annual v5.14 | 972 | 6131 | Rate Constraint in lbs/MMBtu | FALSE | L | Annual | Standard SO2 | lb/MMBtu | 0 | 0.03 | 0.03 | 0.03 | 0.03 | 0.03 | 0.03
NSR Boswell 4 - SO2 Rate Annual v5.14 | 972 | 6131 | Rate Constraint in lbs/MMBtu | FALSE | L | Annual | Emissions at Affected Plants SO2 | Thousand Tons | 0 | 0.47105 | 0.49614 | 0.49614 | 0.49614 | 0.49614 | 0.49464
NSR Boswell 4 - SO2 Rate Annual v5.14 | 972 | 6131 | Rate Constraint in lbs/MMBtu | FALSE | L | Annual | Allowances Purchased SO2 | Thousand Tons | 0 | 0 | 0 | 0 | 0 | 0 | 0
NSR Boswell 4 - SO2 Rate Annual v5.14 | 972 | 6131 | Rate Constraint in lbs/MMBtu | FALSE | L | Annual | Allowances Sold SO2 | Thousand Tons | 0 | 0 | 0 | 0 | 0 | 0 | 0
NSR Boswell 4 - SO2 Rate Annual v5.14 | 972 | 6131 | Rate Constraint in lbs/MMBtu | FALSE | L | Annual | Allowances Banked | Thousand Tons | 0 | 0 | 0 | 0 | 0 | 0 | 0
NSR Boswell 4 - SO2 Rate Annual v5.14 | 972 | 6131 | Rate Constraint in lbs/MMBtu | FALSE | L | Annual | Allowances Withdrawn (1:1) | Thousand Tons | 0 | 0 | 0 | 0 | 0 | 0 | 0
NSR Boswell 4 - SO2 Rate Annual v5.14 | 972 | 6131 | Rate Constraint in lbs/MMBtu | FALSE | L | Annual | Allowances Withdrawn (n:1) | Thousand Tons | 0 | 0 | 0 | 0 | 0 | 0 | 0
NSR Boswell 4 - SO2 Rate Annual v5.14 | 972 | 6131 | Rate Constraint in lbs/MMBtu | FALSE | L | Annual | Net Emissions Allowance Position | Thousand Tons | 0 | 0.47105 | 0.49614 | 0.49614 | 0.49614 | 0.49614 | 0.49464
NSR Boswell 4 - SO2 Rate Annual v5.14 | 972 | 6131 | Rate Constraint in lbs/MMBtu | FALSE | L | Annual | Fuel Consumed | TBtu | 0 | 31.4032 | 33.0761 | 33.0761 | 33.0761 | 33.0761 | 32.9757
NSR Boswell 4 - SO2 Rate Annual v5.14 | 972 | 6131 | Rate Constraint in lbs/MMBtu | FALSE | L | Annual | Rate | lb/MMBtu | 0 | 0.03 | 0.03 | 0.03 | 0.03 | 0.03 | 0.03
NSR Boswell 4 - SO2 Rate Annual v5.14 | 972 | 6131 | Rate Constraint in lbs/MMBtu | FALSE | L | Annual | Generation | TWh | 0 | 2.8595 | 3.0118 | 3.0118 | 3.0118 | 3.0118 | 2.9943
NSR Boswell 4 - SO2 Rate Annual v5.14 | 972 | 6131 | Rate Constraint in lbs/MMBtu | FALSE | L | Annual | Qualifying Generation | TWh | 0 | 2.8595 | 3.0118 | 3.0118 | 3.0118 | 3.0118 | 2.9943
NSR Boswell 4 - SO2 Rate Annual v5.14 | 972 | 6131 | Rate Constraint in lbs/MMBtu | FALSE | L | Annual | Rate | lb/MWh | 0 | 0.32946 | 0.32946 | 0.32946 | 0.32946 | 0.32946 | 0.33038
NSR Boswell 4 - SO2 Rate Annual v5.14 | 972 | 6131 | Rate Constraint in lbs/MMBtu | FALSE | L | Annual | Constraint Shadow Price | US2011$/Ton | 278325.5726 | 157453.2 | 239503.7694 | 180338.6045 | 388359.7134 | 171963.1457 | 191096.0914
NSR Brayton Point 1 & 2- SO2 Rate Annual v5.13 | 973 | 5968 | Rate Constraint in lbs/MMBtu | FALSE | L | Annual | Seasons Included | Seasons | Winter, Summer | Winter, Summer | Winter, Summer | Winter, Summer | Winter, Summer | Winter, Summer | Winter, Summer
NSR Brayton Point 1 & 2- SO2 Rate Annual v5.13 | 973 | 5968 | Rate Constraint in lbs/MMBtu | FALSE | L | Annual | Standard SO2 | lb/MMBtu | 0.15 | 0.15 | 0.15 | 0.15 | 0.15 | 0.15 | 0.15
NSR Brayton Point 1 & 2- SO2 Rate Annual v5.13 | 973 | 5968 | Rate Constraint in lbs/MMBtu | FALSE | L | Annual | Emissions at Affected Plants SO2 | Thousand Tons | 0.41076 | 0 | 0 | 0 | 0 | 0 | 0
NSR Brayton Point 1 & 2- SO2 Rate Annual v5.13 | 973 | 5968 | Rate Constraint in lbs/MMBtu | FALSE | L | Annual | Allowances Purchased SO2 | Thousand Tons | 0 | 0 | 0 | 0 | 0 | 0 | 0
NSR Brayton Point 1 & 2- SO2 Rate Annual v5.13 | 973 | 5968 | Rate Constraint in lbs/MMBtu | FALSE | L | Annual | Allowances Sold SO2 | Thousand Tons | 0 | 0 | 0 | 0 | 0 | 0 | 0
NSR Brayton Point 1 & 2- SO2 Rate Annual v5.13 | 973 | 5968 | Rate Constraint in lbs/MMBtu | FALSE | L | Annual | Allowances Banked | Thousand Tons | 0 | 0 | 0 | 0 | 0 | 0 | 0
NSR Brayton Point 1 & 2- SO2 Rate Annual v5.13 | 973 | 5968 | Rate Constraint in lbs/MMBtu | FALSE | L | Annual | Allowances Withdrawn (1:1) | Thousand Tons | 0 | 0 | 0 | 0 | 0 | 0 | 0
NSR Brayton Point 1 & 2- SO2 Rate Annual v5.13 | 973 | 5968 | Rate Constraint in lbs/MMBtu | FALSE | L | Annual | Allowances Withdrawn (n:1) | Thousand Tons | 0 | 0 | 0 | 0 | 0 | 0 | 0
NSR Brayton Point 1 & 2- SO2 Rate Annual v5.13 | 973 | 5968 | Rate Constraint in lbs/MMBtu | FALSE | L | Annual | Net Emissions Allowance Position | Thousand Tons | 0.41076 | 0 | 0 | 0 | 0 | 0 | 0
NSR Brayton Point 1 & 2- SO2 Rate Annual v5.13 | 973 | 5968 | Rate Constraint in lbs/MMBtu | FALSE | L | Annual | Fuel Consumed | TBtu | 5.4767 | 0 | 0 | 0 | 0 | 0 | 0
NSR Brayton Point 1 & 2- SO2 Rate Annual v5.13 | 973 | 5968 | Rate Constraint in lbs/MMBtu | FALSE | L | Annual | Rate | lb/MMBtu | 0.15 | 0 | 0 | 0 | 0 | 0 | 0
NSR Brayton Point 1 & 2- SO2 Rate Annual v5.13 | 973 | 5968 | Rate Constraint in lbs/MMBtu | FALSE | L | Annual | Generation | TWh | 0.56513 | 0 | 0 | 0 | 0 | 0 | 0
NSR Brayton Point 1 & 2- SO2 Rate Annual v5.13 | 973 | 5968 | Rate Constraint in lbs/MMBtu | FALSE | L | Annual | Qualifying Generation | TWh | 0.56513 | 0 | 0 | 0 | 0 | 0 | 0
NSR Brayton Point 1 & 2- SO2 Rate Annual v5.13 | 973 | 5968 | Rate Constraint in lbs/MMBtu | FALSE | L | Annual | Rate | lb/MWh | 1.4537 | 0 | 0 | 0 | 0 | 0 | 0
NSR Brayton Point 1 & 2- SO2 Rate Annual v5.13 | 973 | 5968 | Rate Constraint in lbs/MMBtu | FALSE | L | Annual | Constraint Shadow Price | US2011$/Ton | 8438.1222 | 0 | 5879.6878 | 2573.9286 | 5951.8911 | 521.9696 | 0
NSR Brayton Point 1- Hg Rate Annual v5.13 | 974 | 5972 | Rate Constraint in lbs/MMBtu | FALSE | L | Annual | Seasons Included | Seasons | Winter, Summer | Winter, Summer | Winter, Summer | Winter, Summer | Winter, Summer | Winter, Summer | Winter, Summer
NSR Brayton Point 1- Hg Rate Annual v5.13 | 974 | 5972 | Rate Constraint in lbs/MMBtu | FALSE | L | Annual | Standard MER | lb/MMBtu | 0.01 | 0.01 | 0.01 | 0.01 | 0.01 | 0.01 | 0.01
NSR Brayton Point 1- Hg Rate Annual v5.13 | 974 | 5972 | Rate Constraint in lbs/MMBtu | FALSE | L | Annual | Emissions at Affected Plants MER | lbs | 0 | 0 | 0 | 0 | 0 | 0 | 0
NSR Brayton Point 1- Hg Rate Annual v5.13 | 974 | 5972 | Rate Constraint in lbs/MMBtu | FALSE | L | Annual | Allowances Purchased MER | lbs | 0 | 0 | 0 | 0 | 0 | 0 | 0
NSR Brayton Point 1- Hg Rate Annual v5.13 | 974 | 5972 | Rate Constraint in lbs/MMBtu | FALSE | L | Annual | Allowances Sold MER | lbs | 0 | 0 | 0 | 0 | 0 | 0 | 0
NSR Brayton Point 1- Hg Rate Annual v5.13 | 974 | 5972 | Rate Constraint in lbs/MMBtu | FALSE | L | Annual | Allowances Banked | lbs | 0 | 0 | 0 | 0 | 0 | 0 | 0
NSR Brayton Point 1- Hg Rate Annual v5.13 | 974 | 5972 | Rate Constraint in lbs/MMBtu | FALSE | L | Annual | Allowances Withdrawn (1:1) | lbs | 0 | 0 | 0 | 0 | 0 | 0 | 0
NSR Brayton Point 1- Hg Rate Annual v5.13 | 974 | 5972 | Rate Constraint in lbs/MMBtu | FALSE | L | Annual | Allowances Withdrawn (n:1) | lbs | 0 | 0 | 0 | 0 | 0 | 0 | 0
NSR Brayton Point 1- Hg Rate Annual v5.13 | 974 | 5972 | Rate Constraint in lbs/MMBtu | FALSE | L | Annual | Net Emissions Allowance Position | lbs | 0 | 0 | 0 | 0 | 0 | 0 | 0
NSR Brayton Point 1- Hg Rate Annual v5.13 | 974 | 5972 | Rate Constraint in lbs/MMBtu | FALSE | L | Annual | Fuel Consumed | TBtu | 0 | 0 | 0 | 0 | 0 | 0 | 0
NSR Brayton Point 1- Hg Rate Annual v5.13 | 974 | 5972 | Rate Constraint in lbs/MMBtu | FALSE | L | Annual | Rate | lb/MMBtu | 0 | 0 | 0 | 0 | 0 | 0 | 0
NSR Brayton Point 1- Hg Rate Annual v5.13 | 974 | 5972 | Rate Constraint in lbs/MMBtu | FALSE | L | Annual | Generation | TWh | 0 | 0 | 0 | 0 | 0 | 0 | 0
NSR Brayton Point 1- Hg Rate Annual v5.13 | 974 | 5972 | Rate Constraint in lbs/MMBtu | FALSE | L | Annual | Qualifying Generation | TWh | 0 | 0 | 0 | 0 | 0 | 0 | 0
NSR Brayton Point 1- Hg Rate Annual v5.13 | 974 | 5972 | Rate Constraint in lbs/MMBtu | FALSE | L | Annual | Rate | lb/MWh | 0 | 0 | 0 | 0 | 0 | 0 | 0
NSR Brayton Point 1- Hg Rate Annual v5.13 | 974 | 5972 | Rate Constraint in lbs/MMBtu | FALSE | L | Annual | Constraint Shadow Price | US2011$/Lb | 0 | 0 | 0 | 0 | 0 | 0 | 0
NSR Brayton Point 1- NOx Rate Annual v5.13 | 975 | 5970 | Rate Constraint in lbs/MMBtu | FALSE | L | Annual | Seasons Included | Seasons | Winter, Summer | Winter, Summer | Winter, Summer | Winter, Summer | Winter, Summer | Winter, Summer | Winter, Summer
NSR Brayton Point 1- NOx Rate Annual v5.13 | 975 | 5970 | Rate Constraint in lbs/MMBtu | FALSE | L | Annual | Standard NOX | lb/MMBtu | 0.08 | 0.08 | 0.08 | 0.08 | 0.08 | 0.08 | 0.08
NSR Brayton Point 1- NOx Rate Annual v5.13 | 975 | 5970 | Rate Constraint in lbs/MMBtu | FALSE | L | Annual | Emissions at Affected Plants NOX | Thousand Tons | 0 | 0 | 0 | 0 | 0 | 0 | 0
NSR Brayton Point 1- NOx Rate Annual v5.13 | 975 | 5970 | Rate Constraint in lbs/MMBtu | FALSE | L | Annual | Allowances Purchased NOX | Thousand Tons | 0 | 0 | 0 | 0 | 0 | 0 | 0
NSR Brayton Point 1- NOx Rate Annual v5.13 | 975 | 5970 | Rate Constraint in lbs/MMBtu | FALSE | L | Annual | Allowances Sold NOX | Thousand Tons | 0 | 0 | 0 | 0 | 0 | 0 | 0
NSR Brayton Point 1- NOx Rate Annual v5.13 | 975 | 5970 | Rate Constraint in lbs/MMBtu | FALSE | L | Annual | Allowances Banked | Thousand Tons | 0 | 0 | 0 | 0 | 0 | 0 | 0
NSR Brayton Point 1- NOx Rate Annual v5.13 | 975 | 5970 | Rate Constraint in lbs/MMBtu | FALSE | L | Annual | Allowances Withdrawn (1:1) | Thousand Tons | 0 | 0 | 0 | 0 | 0 | 0 | 0
NSR Brayton Point 1- NOx Rate Annual v5.13 | 975 | 5970 | Rate Constraint in lbs/MMBtu | FALSE | L | Annual | Allowances Withdrawn (n:1) | Thousand Tons | 0 | 0 | 0 | 0 | 0 | 0 | 0
NSR Brayton Point 1- NOx Rate Annual v5.13 | 975 | 5970 | Rate Constraint in lbs/MMBtu | FALSE | L | Annual | Net Emissions Allowance Position | Thousand Tons | 0 | 0 | 0 | 0 | 0 | 0 | 0
NSR Brayton Point 1- NOx Rate Annual v5.13 | 975 | 5970 | Rate Constraint in lbs/MMBtu | FALSE | L | Annual | Fuel Consumed | TBtu | 0 | 0 | 0 | 0 | 0 | 0 | 0
NSR Brayton Point 1- NOx Rate Annual v5.13 | 975 | 5970 | Rate Constraint in lbs/MMBtu | FALSE | L | Annual | Rate | lb/MMBtu | 0 | 0 | 0 | 0 | 0 | 0 | 0
NSR Brayton Point 1- NOx Rate Annual v5.13 | 975 | 5970 | Rate Constraint in lbs/MMBtu | FALSE | L | Annual | Generation | TWh | 0 | 0 | 0 | 0 | 0 | 0 | 0
NSR Brayton Point 1- NOx Rate Annual v5.13 | 975 | 5970 | Rate Constraint in lbs/MMBtu | FALSE | L | Annual | Qualifying Generation | TWh | 0 | 0 | 0 | 0 | 0 | 0 | 0
NSR Brayton Point 1- NOx Rate Annual v5.13 | 975 | 5970 | Rate Constraint in lbs/MMBtu | FALSE | L | Annual | Rate | lb/MWh | 0 | 0 | 0 | 0 | 0 | 0 | 0
NSR Brayton Point 1- NOx Rate Annual v5.13 | 975 | 5970 | Rate Constraint in lbs/MMBtu | FALSE | L | Annual | Constraint Shadow Price | US2011$/Ton | 0 | 0 | 0 | 0 | 0 | 0 | 0
NSR Brayton Point 1-3 Nox Cap Annual v5.13 | 976 | 5977 | Rate Constraint in MTons | FALSE | L | Annual | Seasons Included | Seasons | Winter, Summer | Winter, Summer | Winter, Summer | Winter, Summer | Winter, Summer | Winter, Summer | Winter, Summer
NSR Brayton Point 1-3 Nox Cap Annual v5.13 | 976 | 5977 | Rate Constraint in MTons | FALSE | L | Annual | Standard NOX | Thousand Tons | 4.6 | 4.6 | 4.6 | 4.6 | 4.6 | 4.6 | 4.6
NSR Brayton Point 1-3 Nox Cap Annual v5.13 | 976 | 5977 | Rate Constraint in MTons | FALSE | L | Annual | Emissions at Affected Plants NOX | Thousand Tons | 1.7729 | 0 | 0 | 0 | 0 | 0 | 0
NSR Brayton Point 1-3 Nox Cap Annual v5.13 | 976 | 5977 | Rate Constraint in MTons | FALSE | L | Annual | Allowances Purchased NOX | Thousand Tons | 0 | 0 | 0 | 0 | 0 | 0 | 0
NSR Brayton Point 1-3 Nox Cap Annual v5.13 | 976 | 5977 | Rate Constraint in MTons | FALSE | L | Annual | Allowances Sold NOX | Thousand Tons | 0 | 0 | 0 | 0 | 0 | 0 | 0
NSR Brayton Point 1-3 Nox Cap Annual v5.13 | 976 | 5977 | Rate Constraint in MTons | FALSE | L | Annual | Allowances Banked | Thousand Tons | 0 | 0 | 0 | 0 | 0 | 0 | 0
NSR Brayton Point 1-3 Nox Cap Annual v5.13 | 976 | 5977 | Rate Constraint in MTons | FALSE | L | Annual | Allowances Withdrawn (1:1) | Thousand Tons | 0 | 0 | 0 | 0 | 0 | 0 | 0
NSR Brayton Point 1-3 Nox Cap Annual v5.13 | 976 | 5977 | Rate Constraint in MTons | FALSE | L | Annual | Allowances Withdrawn (n:1) | Thousand Tons | 0 | 0 | 0 | 0 | 0 | 0 | 0
NSR Brayton Point 1-3 Nox Cap Annual v5.13 | 976 | 5977 | Rate Constraint in MTons | FALSE | L | Annual | Net Emissions Allowance Position | Thousand Tons | 1.7729 | 0 | 0 | 0 | 0 | 0 | 0
NSR Brayton Point 1-3 Nox Cap Annual v5.13 | 976 | 5977 | Rate Constraint in MTons | FALSE | L | Annual | Fuel Consumed | TBtu | 32.4995 | 0 | 0 | 0 | 0 | 0 | 0
NSR Brayton Point 1-3 Nox Cap Annual v5.13 | 976 | 5977 | Rate Constraint in MTons | FALSE | L | Annual | Rate | lb/MMBtu | 0.1091 | 0 | 0 | 0 | 0 | 0 | 0
NSR Brayton Point 1-3 Nox Cap Annual v5.13 | 976 | 5977 | Rate Constraint in MTons | FALSE | L | Annual | Generation | TWh | 3.3651 | 0 | 0 | 0 | 0 | 0 | 0
NSR Brayton Point 1-3 Nox Cap Annual v5.13 | 976 | 5977 | Rate Constraint in MTons | FALSE | L | Annual | Qualifying Generation | TWh | 3.3651 | 0 | 0 | 0 | 0 | 0 | 0
NSR Brayton Point 1-3 Nox Cap Annual v5.13 | 976 | 5977 | Rate Constraint in MTons | FALSE | L | Annual | Rate | lb/MWh | 1.0537 | 0 | 0 | 0 | 0 | 0 | 0
NSR Brayton Point 1-3 Nox Cap Annual v5.13 | 976 | 5977 | Rate Constraint in MTons | FALSE | L | Annual | Constraint Shadow Price | US2011$/Ton | 0 | 0 | 0 | 0 | 0 | 0 | 0
NSR Brayton Point 1-3 SO2 Cap Annual v5.13 | 977 | 5969 | Rate Constraint in MTons | FALSE | L | Annual | Seasons Included | Seasons | Winter, Summer | Winter, Summer | Winter, Summer | Winter, Summer | Winter, Summer | Winter, Summer | Winter, Summer
NSR Brayton Point 1-3 SO2 Cap Annual v5.13 | 977 | 5969 | Rate Constraint in MTons | FALSE | L | Annual | Standard SO2 | Thousand Tons | 4.1 | 4.1 | 4.1 | 4.1 | 4.1 | 4.1 | 4.1
NSR Brayton Point 1-3 SO2 Cap Annual v5.13 | 977 | 5969 | Rate Constraint in MTons | FALSE | L | Annual | Emissions at Affected Plants SO2 | Thousand Tons | 1.4876 | 0 | 0 | 0 | 0 | 0 | 0
NSR Brayton Point 1-3 SO2 Cap Annual v5.13 | 977 | 5969 | Rate Constraint in MTons | FALSE | L | Annual | Allowances Purchased SO2 | Thousand Tons | 0 | 0 | 0 | 0 | 0 | 0 | 0
NSR Brayton Point 1-3 SO2 Cap Annual v5.13 | 977 | 5969 | Rate Constraint in MTons | FALSE | L | Annual | Allowances Sold SO2 | Thousand Tons | 0 | 0 | 0 | 0 | 0 | 0 | 0
NSR Brayton Point 1-3 SO2 Cap Annual v5.13 | 977 | 5969 | Rate Constraint in MTons | FALSE | L | Annual | Allowances Banked | Thousand Tons | 0 | 0 | 0 | 0 | 0 | 0 | 0
NSR Brayton Point 1-3 SO2 Cap Annual v5.13 | 977 | 5969 | Rate Constraint in MTons | FALSE | L | Annual | Allowances Withdrawn (1:1) | Thousand Tons | 0 | 0 | 0 | 0 | 0 | 0 | 0
NSR Brayton Point 1-3 SO2 Cap Annual v5.13 | 977 | 5969 | Rate Constraint in MTons | FALSE | L | Annual | Allowances Withdrawn (n:1) | Thousand Tons | 0 | 0 | 0 | 0 | 0 | 0 | 0
NSR Brayton Point 1-3 SO2 Cap Annual v5.13 | 977 | 5969 | Rate Constraint in MTons | FALSE | L | Annual | Net Emissions Allowance Position | Thousand Tons | 1.4876 | 0 | 0 | 0 | 0 | 0 | 0
NSR Brayton Point 1-3 SO2 Cap Annual v5.13 | 977 | 5969 | Rate Constraint in MTons | FALSE | L | Annual | Fuel Consumed | TBtu | 32.4995 | 0 | 0 | 0 | 0 | 0 | 0
NSR Brayton Point 1-3 SO2 Cap Annual v5.13 | 977 | 5969 | Rate Constraint in MTons | FALSE | L | Annual | Rate | lb/MMBtu | 0.091548 | 0 | 0 | 0 | 0 | 0 | 0
NSR Brayton Point 1-3 SO2 Cap Annual v5.13 | 977 | 5969 | Rate Constraint in MTons | FALSE | L | Annual | Generation | TWh | 3.3651 | 0 | 0 | 0 | 0 | 0 | 0
NSR Brayton Point 1-3 SO2 Cap Annual v5.13 | 977 | 5969 | Rate Constraint in MTons | FALSE | L | Annual | Qualifying Generation | TWh | 3.3651 | 0 | 0 | 0 | 0 | 0 | 0
NSR Brayton Point 1-3 SO2 Cap Annual v5.13 | 977 | 5969 | Rate Constraint in MTons | FALSE | L | Annual | Rate | lb/MWh | 0.88415 | 0 | 0 | 0 | 0 | 0 | 0
NSR Brayton Point 1-3 SO2 Cap Annual v5.13 | 977 | 5969 | Rate Constraint in MTons | FALSE | L | Annual | Constraint Shadow Price | US2011$/Ton | 0 | 0 | 0 | 0 | 0 | 0 | 0
NSR Brayton Point 2- Hg Rate Annual v5.13 | 978 | 5973 | Rate Constraint in lbs/MMBtu | FALSE | L | Annual | Seasons Included | Seasons | Winter, Summer | Winter, Summer | Winter, Summer | Winter, Summer | Winter, Summer | Winter, Summer | Winter, Summer
NSR Brayton Point 2- Hg Rate Annual v5.13 | 978 | 5973 | Rate Constraint in lbs/MMBtu | FALSE | L | Annual | Standard MER | lb/MMBtu | 0.01 | 0.01 | 0.01 | 0.01 | 0.01 | 0.01 | 0.01
NSR Brayton Point 2- Hg Rate Annual v5.13 | 978 | 5973 | Rate Constraint in lbs/MMBtu | FALSE | L | Annual | Emissions at Affected Plants MER | lbs | 3.1564 | 0 | 0 | 0 | 0 | 0 | 0
NSR Brayton Point 2- Hg Rate Annual v5.13 | 978 | 5973 | Rate Constraint in lbs/MMBtu | FALSE | L | Annual | Allowances Purchased MER | lbs | 0 | 0 | 0 | 0 | 0 | 0 | 0
NSR Brayton Point 2- Hg Rate Annual v5.13 | 978 | 5973 | Rate Constraint in lbs/MMBtu | FALSE | L | Annual | Allowances Sold MER | lbs | 0 | 0 | 0 | 0 | 0 | 0 | 0
NSR Brayton Point 2- Hg Rate Annual v5.13 | 978 | 5973 | Rate Constraint in lbs/MMBtu | FALSE | L | Annual | Allowances Banked | lbs | 0 | 0 | 0 | 0 | 0 | 0 | 0
NSR Brayton Point 2- Hg Rate Annual v5.13 | 978 | 5973 | Rate Constraint in lbs/MMBtu | FALSE | L | Annual | Allowances Withdrawn (1:1) | lbs | 0 | 0 | 0 | 0 | 0 | 0 | 0
NSR Brayton Point 2- Hg Rate Annual v5.13 | 978 | 5973 | Rate Constraint in lbs/MMBtu | FALSE | L | Annual | Allowances Withdrawn (n:1) | lbs | 0 | 0 | 0 | 0 | 0 | 0 | 0
NSR Brayton Point 2- Hg Rate Annual v5.13 | 978 | 5973 | Rate Constraint in lbs/MMBtu | FALSE | L | Annual | Net Emissions Allowance Position | lbs | 3.1564 | 0 | 0 | 0 | 0 | 0 | 0
NSR Brayton Point 2- Hg Rate Annual v5.13 | 978 | 5973 | Rate Constraint in lbs/MMBtu | FALSE | L | Annual | Fuel Consumed | TBtu | 5.4767 | 0 | 0 | 0 | 0 | 0 | 0
NSR Brayton Point 2- Hg Rate Annual v5.13 | 978 | 5973 | Rate Constraint in lbs/MMBtu | FALSE | L | Annual | Rate | lb/MMBtu | 5.7633e-07 | 0 | 0 | 0 | 0 | 0 | 0
NSR Brayton Point 2- Hg Rate Annual v5.13 | 978 | 5973 | Rate Constraint in lbs/MMBtu | FALSE | L | Annual | Generation | TWh | 0.56513 | 0 | 0 | 0 | 0 | 0 | 0
NSR Brayton Point 2- Hg Rate Annual v5.13 | 978 | 5973 | Rate Constraint in lbs/MMBtu | FALSE | L | Annual | Qualifying Generation | TWh | 0.56513 | 0 | 0 | 0 | 0 | 0 | 0
NSR Brayton Point 2- Hg Rate Annual v5.13 | 978 | 5973 | Rate Constraint in lbs/MMBtu | FALSE | L | Annual | Rate | lb/MWh | 5.5853e-06 | 0 | 0 | 0 | 0 | 0 | 0
NSR Brayton Point 2- Hg Rate Annual v5.13 | 978 | 5973 | Rate Constraint in lbs/MMBtu | FALSE | L | Annual | Constraint Shadow Price | US2011$/Lb | 0 | 0 | 0 | 0 | 0 | 0 | 0
NSR Brayton Point 2- NOx Rate Annual v5.13 | 979 | 5971 | Rate Constraint in lbs/MMBtu | FALSE | L | Annual | Seasons Included | Seasons | Winter, Summer | Winter, Summer | Winter, Summer | Winter, Summer | Winter, Summer | Winter, Summer | Winter, Summer
NSR Brayton Point 2- NOx Rate Annual v5.13 | 979 | 5971 | Rate Constraint in lbs/MMBtu | FALSE | L | Annual | Standard NOX | lb/MMBtu | 0.28 | 0.28 | 0.28 | 0.28 | 0.28 | 0.28 | 0.28
NSR Brayton Point 2- NOx Rate Annual v5.13 | 979 | 5971 | Rate Constraint in lbs/MMBtu | FALSE | L | Annual | Emissions at Affected Plants NOX | Thousand Tons | 0.69467 | 0 | 0 | 0 | 0 | 0 | 0
NSR Brayton Point 2- NOx Rate Annual v5.13 | 979 | 5971 | Rate Constraint in lbs/MMBtu | FALSE | L | Annual | Allowances Purchased NOX | Thousand Tons | 0 | 0 | 0 | 0 | 0 | 0 | 0
NSR Brayton Point 2- NOx Rate Annual v5.13 | 979 | 5971 | Rate Constraint in lbs/MMBtu | FALSE | L | Annual | Allowances Sold NOX | Thousand Tons | 0 | 0 | 0 | 0 | 0 | 0 | 0
NSR Brayton Point 2- NOx Rate Annual v5.13 | 979 | 5971 | Rate Constraint in lbs/MMBtu | FALSE | L | Annual | Allowances Banked | Thousand Tons | 0 | 0 | 0 | 0 | 0 | 0 | 0
NSR Brayton Point 2- NOx Rate Annual v5.13 | 979 | 5971 | Rate Constraint in lbs/MMBtu | FALSE | L | Annual | Allowances Withdrawn (1:1) | Thousand Tons | 0 | 0 | 0 | 0 | 0 | 0 | 0
NSR Brayton Point 2- NOx Rate Annual v5.13 | 979 | 5971 | Rate Constraint in lbs/MMBtu | FALSE | L | Annual | Allowances Withdrawn (n:1) | Thousand Tons | 0 | 0 | 0 | 0 | 0 | 0 | 0
NSR Brayton Point 2- NOx Rate Annual v5.13 | 979 | 5971 | Rate Constraint in lbs/MMBtu | FALSE | L | Annual | Net Emissions Allowance Position | Thousand Tons | 0.69467 | 0 | 0 | 0 | 0 | 0 | 0
NSR Brayton Point 2- NOx Rate Annual v5.13 | 979 | 5971 | Rate Constraint in lbs/MMBtu | FALSE | L | Annual | Fuel Consumed | TBtu | 5.4767 | 0 | 0 | 0 | 0 | 0 | 0
NSR Brayton Point 2- NOx Rate Annual v5.13 | 979 | 5971 | Rate Constraint in lbs/MMBtu | FALSE | L | Annual | Rate | lb/MMBtu | 0.25368 | 0 | 0 | 0 | 0 | 0 | 0
NSR Brayton Point 2- NOx Rate Annual v5.13 | 979 | 5971 | Rate Constraint in lbs/MMBtu | FALSE | L | Annual | Generation | TWh | 0.56513 | 0 | 0 | 0 | 0 | 0 | 0
NSR Brayton Point 2- NOx Rate Annual v5.13 | 979 | 5971 | Rate Constraint in lbs/MMBtu | FALSE | L | Annual | Qualifying Generation | TWh | 0.56513 | 0 | 0 | 0 | 0 | 0 | 0
NSR Brayton Point 2- NOx Rate Annual v5.13 | 979 | 5971 | Rate Constraint in lbs/MMBtu | FALSE | L | Annual | Rate | lb/MWh | 2.4585 | 0 | 0 | 0 | 0 | 0 | 0
NSR Brayton Point 2- NOx Rate Annual v5.13 | 979 | 5971 | Rate Constraint in lbs/MMBtu | FALSE | L | Annual | Constraint Shadow Price | US2011$/Ton | 0 | 0 | 0 | 0 | 0 | 0 | 0
NSR Brayton Point 3- Hg Rate Annual v5.13 | 980 | 5976 | Rate Constraint in lbs/MMBtu | FALSE | L | Annual | Seasons Included | Seasons | Winter, Summer | Winter, Summer | Winter, Summer | Winter, Summer | Winter, Summer | Winter, Summer | Winter, Summer
NSR Brayton Point 3- Hg Rate Annual v5.13 | 980 | 5976 | Rate Constraint in lbs/MMBtu | FALSE | L | Annual | Standard MER | lb/MMBtu | 0.01 | 0.01 | 0.01 | 0.01 | 0.01 | 0.01 | 0.01
NSR Brayton Point 3- Hg Rate Annual v5.13 | 980 | 5976 | Rate Constraint in lbs/MMBtu | FALSE | L | Annual | Emissions at Affected Plants MER | lbs | 21.764 | 0 | 0 | 0 | 0 | 0 | 0
NSR Brayton Point 3- Hg Rate Annual v5.13 | 980 | 5976 | Rate Constraint in lbs/MMBtu | FALSE | L | Annual | Allowances Purchased MER | lbs | 0 | 0 | 0 | 0 | 0 | 0 | 0
NSR Brayton Point 3- Hg Rate Annual v5.13 | 980 | 5976 | Rate Constraint in lbs/MMBtu | FALSE | L | Annual | Allowances Sold MER | lbs | 0 | 0 | 0 | 0 | 0 | 0 | 0
NSR Brayton Point 3- Hg Rate Annual v5.13 | 980 | 5976 | Rate Constraint in lbs/MMBtu | FALSE | L | Annual | Allowances Banked | lbs | 0 | 0 | 0 | 0 | 0 | 0 | 0
NSR Brayton Point 3- Hg Rate Annual v5.13 | 980 | 5976 | Rate Constraint in lbs/MMBtu | FALSE | L | Annual | Allowances Withdrawn (1:1) | lbs | 0 | 0 | 0 | 0 | 0 | 0 | 0
NSR Brayton Point 3- Hg Rate Annual v5.13 | 980 | 5976 | Rate Constraint in lbs/MMBtu | FALSE | L | Annual | Allowances Withdrawn (n:1) | lbs | 0 | 0 | 0 | 0 | 0 | 0 | 0
NSR Brayton Point 3- Hg Rate Annual v5.13 | 980 | 5976 | Rate Constraint in lbs/MMBtu | FALSE | L | Annual | Net Emissions Allowance Position | lbs | 21.764 | 0 | 0 | 0 | 0 | 0 | 0
NSR Brayton Point 3- Hg Rate Annual v5.13 | 980 | 5976 | Rate Constraint in lbs/MMBtu | FALSE | L | Annual | Fuel Consumed | TBtu | 27.0228 | 0 | 0 | 0 | 0 | 0 | 0
NSR Brayton Point 3- Hg Rate Annual v5.13 | 980 | 5976 | Rate Constraint in lbs/MMBtu | FALSE | L | Annual | Rate | lb/MMBtu | 8.0539e-07 | 0 | 0 | 0 | 0 | 0 | 0
NSR Brayton Point 3- Hg Rate Annual v5.13 | 980 | 5976 | Rate Constraint in lbs/MMBtu | FALSE | L | Annual | Generation | TWh | 2.8 | 0 | 0 | 0 | 0 | 0 | 0
NSR Brayton Point 3- Hg Rate Annual v5.13 | 980 | 5976 | Rate Constraint in lbs/MMBtu | FALSE | L | Annual | Qualifying Generation | TWh | 2.8 | 0 | 0 | 0 | 0 | 0 | 0
NSR Brayton Point 3- Hg Rate Annual v5.13 | 980 | 5976 | Rate Constraint in lbs/MMBtu | FALSE | L | Annual | Rate | lb/MWh | 7.7729e-06 | 0 | 0 | 0 | 0 | 0 | 0
NSR Brayton Point 3- Hg Rate Annual v5.13 | 980 | 5976 | Rate Constraint in lbs/MMBtu | FALSE | L | Annual | Constraint Shadow Price | US2011$/Lb | 0 | 0 | 0 | 0 | 0 | 0 | 0
NSR Brayton Point 3- NOx Rate Annual v5.13 | 981 | 5975 | Rate Constraint in lbs/MMBtu | FALSE | L | Annual | Seasons Included | Seasons | Winter, Summer | Winter, Summer | Winter, Summer | Winter, Summer | Winter, Summer | Winter, Summer | Winter, Summer
NSR Brayton Point 3- NOx Rate Annual v5.13 | 981 | 5975 | Rate Constraint in lbs/MMBtu | FALSE | L | Annual | Standard NOX | lb/MMBtu | 0.08 | 0.08 | 0.08 | 0.08 | 0.08 | 0.08 | 0.08
NSR Brayton Point 3- NOx Rate Annual v5.13 | 981 | 5975 | Rate Constraint in lbs/MMBtu | FALSE | L | Annual | Emissions at Affected Plants NOX | Thousand Tons | 1.0782 | 0 | 0 | 0 | 0 | 0 | 0
NSR Brayton Point 3- NOx Rate Annual v5.13 | 981 | 5975 | Rate Constraint in lbs/MMBtu | FALSE | L | Annual | Allowances Purchased NOX | Thousand Tons | 0 | 0 | 0 | 0 | 0 | 0 | 0
NSR Brayton Point 3- NOx Rate Annual v5.13 | 981 | 5975 | Rate Constraint in lbs/MMBtu | FALSE | L | Annual | Allowances Sold NOX | Thousand Tons | 0 | 0 | 0 | 0 | 0 | 0 | 0
NSR Brayton Point 3- NOx Rate Annual v5.13 | 981 | 5975 | Rate Constraint in lbs/MMBtu | FALSE | L | Annual | Allowances Banked | Thousand Tons | 0 | 0 | 0 | 0 | 0 | 0 | 0
NSR Brayton Point 3- NOx Rate Annual v5.13 | 981 | 5975 | Rate Constraint in lbs/MMBtu | FALSE | L | Annual | Allowances Withdrawn (1:1) | Thousand Tons | 0 | 0 | 0 | 0 | 0 | 0 | 0
NSR Brayton Point 3- NOx Rate Annual v5.13 | 981 | 5975 | Rate Constraint in lbs/MMBtu | FALSE | L | Annual | Allowances Withdrawn (n:1) | Thousand Tons | 0 | 0 | 0 | 0 | 0 | 0 | 0
NSR Brayton Point 3- NOx Rate Annual v5.13 | 981 | 5975 | Rate Constraint in lbs/MMBtu | FALSE | L | Annual | Net Emissions Allowance Position | Thousand Tons | 1.0782 | 0 | 0 | 0 | 0 | 0 | 0
NSR Brayton Point 3- NOx Rate Annual v5.13 | 981 | 5975 | Rate Constraint in lbs/MMBtu | FALSE | L | Annual | Fuel Consumed | TBtu | 27.0228 | 0 | 0 | 0 | 0 | 0 | 0
NSR Brayton Point 3- NOx Rate Annual v5.13 | 981 | 5975 | Rate Constraint in lbs/MMBtu | FALSE | L | Annual | Rate | lb/MMBtu | 0.079801 | 0 | 0 | 0 | 0 | 0 | 0
NSR Brayton Point 3- NOx Rate Annual v5.13 | 981 | 5975 | Rate Constraint in lbs/MMBtu | FALSE | L | Annual | Generation | TWh | 2.8 | 0 | 0 | 0 | 0 | 0 | 0
NSR Brayton Point 3- NOx Rate Annual v5.13 | 981 | 5975 | Rate Constraint in lbs/MMBtu | FALSE | L | Annual | Qualifying Generation | TWh | 2.8 | 0 | 0 | 0 | 0 | 0 | 0
NSR Brayton Point 3- NOx Rate Annual v5.13 | 981 | 5975 | Rate Constraint in lbs/MMBtu | FALSE | L | Annual | Rate | lb/MWh | 0.77016 | 0 | 0 | 0 | 0 | 0 | 0
NSR Brayton Point 3- NOx Rate Annual v5.13 | 981 | 5975 | Rate Constraint in lbs/MMBtu | FALSE | L | Annual | Constraint Shadow Price | US2011$/Ton | 0 | 0 | 0 | 0 | 0 | 0 | 0
NSR Brayton Point 3- SO2 Rate Annual v5.13 | 982 | 5974 | Rate Constraint in lbs/MMBtu | FALSE | L | Annual | Seasons Included | Seasons | Winter, Summer | Winter, Summer | Winter, Summer | Winter, Summer | Winter, Summer | Winter, Summer | Winter, Summer
NSR Brayton Point 3- SO2 Rate Annual v5.13 | 982 | 5974 | Rate Constraint in lbs/MMBtu | FALSE | L | Annual | Standard SO2 | lb/MMBtu | 0.08 | 0.08 | 0.08 | 0.08 | 0.08 | 0.08 | 0.08
NSR Brayton Point 3- SO2 Rate Annual v5.13 | 982 | 5974 | Rate Constraint in lbs/MMBtu | FALSE | L | Annual | Emissions at Affected Plants SO2 | Thousand Tons | 1.0769 | 0 | 0 | 0 | 0 | 0 | 0
NSR Brayton Point 3- SO2 Rate Annual v5.13 | 982 | 5974 | Rate Constraint in lbs/MMBtu | FALSE | L | Annual | Allowances Purchased SO2 | Thousand Tons | 0 | 0 | 0 | 0 | 0 | 0 | 0
NSR Brayton Point 3- SO2 Rate Annual v5.13 | 982 | 5974 | Rate Constraint in lbs/MMBtu | FALSE | L | Annual | Allowances Sold SO2 | Thousand Tons | 0 | 0 | 0 | 0 | 0 | 0 | 0
NSR Brayton Point 3- SO2 Rate Annual v5.13 | 982 | 5974 | Rate Constraint in lbs/MMBtu | FALSE | L | Annual | Allowances Banked | Thousand Tons | 0 | 0 | 0 | 0 | 0 | 0 | 0
NSR Brayton Point 3- SO2 Rate Annual v5.13 | 982 | 5974 | Rate Constraint in lbs/MMBtu | FALSE | L | Annual | Allowances Withdrawn (1:1) | Thousand Tons | 0 | 0 | 0 | 0 | 0 | 0 | 0
NSR Brayton Point 3- SO2 Rate Annual v5.13 | 982 | 5974 | Rate Constraint in lbs/MMBtu | FALSE | L | Annual | Allowances Withdrawn (n:1) | Thousand Tons | 0 | 0 | 0 | 0 | 0 | 0 | 0
NSR Brayton Point 3- SO2 Rate Annual v5.13 | 982 | 5974 | Rate Constraint in lbs/MMBtu | FALSE | L | Annual | Net Emissions Allowance Position | Thousand Tons | 1.0769 | 0 | 0 | 0 | 0 | 0 | 0
NSR Brayton Point 3- SO2 Rate Annual v5.13 | 982 | 5974 | Rate Constraint in lbs/MMBtu | FALSE | L | Annual | Fuel Consumed | TBtu | 27.0228 | 0 | 0 | 0 | 0 | 0 | 0
NSR Brayton Point 3- SO2 Rate Annual v5.13 | 982 | 5974 | Rate Constraint in lbs/MMBtu | FALSE | L | Annual | Rate | lb/MMBtu | 0.079701 | 0 | 0 | 0 | 0 | 0 | 0
NSR Brayton Point 3- SO2 Rate Annual v5.13 | 982 | 5974 | Rate Constraint in lbs/MMBtu | FALSE | L | Annual | Generation | TWh | 2.8 | 0 | 0 | 0 | 0 | 0 | 0
NSR Brayton Point 3- SO2 Rate Annual v5.13 | 982 | 5974 | Rate Constraint in lbs/MMBtu | FALSE | L | Annual | Qualifying Generation | TWh | 2.8 | 0 | 0 | 0 | 0 | 0 | 0
NSR Brayton Point 3- SO2 Rate Annual v5.13 | 982 | 5974 | Rate Constraint in lbs/MMBtu | FALSE | L | Annual | Rate | lb/MWh | 0.7692 | 0 | 0 | 0 | 0 | 0 | 0
NSR Brayton Point 3- SO2 Rate Annual v5.13 | 982 | 5974 | Rate Constraint in lbs/MMBtu | FALSE | L | Annual | Constraint Shadow Price | US2011$/Ton | 0 | 0 | 0 | 0 | 0 | 0 | 0
NSR Campbell 1 - SO2 Rate Annual v5.14 | 983 | 6141 | Rate Constraint in lbs/MMBtu | FALSE | L | Annual | Seasons Included | Seasons | Winter, Summer | Winter, Summer | Winter, Summer | Winter, Summer | Winter, Summer | Winter, Summer | Winter, Summer
NSR Campbell 1 - SO2 Rate Annual v5.14 | 983 | 6141 | Rate Constraint in lbs/MMBtu | FALSE | L | Annual | Standard SO2 | lb/MMBtu | 0.35 | 0.35 | 0.35 | 0.35 | 0.35 | 0.35 | 0.35
NSR Campbell 1 - SO2 Rate Annual v5.14 | 983 | 6141 | Rate Constraint in lbs/MMBtu | FALSE | L | Annual | Emissions at Affected Plants SO2 | Thousand Tons | 0 | 0 | 0 | 0 | 0 | 0 | 0
NSR Campbell 1 - SO2 Rate Annual v5.14 | 983 | 6141 | Rate Constraint in lbs/MMBtu | FALSE | L | Annual | Allowances Purchased SO2 | Thousand Tons | 0 | 0 | 0 | 0 | 0 | 0 | 0
NSR Campbell 1 - SO2 Rate Annual v5.14 | 983 | 6141 | Rate Constraint in lbs/MMBtu | FALSE | L | Annual | Allowances Sold SO2 | Thousand Tons | 0 | 0 | 0 | 0 | 0 | 0 | 0
NSR Campbell 1 - SO2 Rate Annual v5.14 | 983 | 6141 | Rate Constraint in lbs/MMBtu | FALSE | L | Annual | Allowances Banked | Thousand Tons | 0 | 0 | 0 | 0 | 0 | 0 | 0
NSR Campbell 1 - SO2 Rate Annual v5.14 | 983 | 6141 | Rate Constraint in lbs/MMBtu | FALSE | L | Annual | Allowances Withdrawn (1:1) | Thousand Tons | 0 | 0 | 0 | 0 | 0 | 0 | 0
NSR Campbell 1 - SO2 Rate Annual v5.14 | 983 | 6141 | Rate Constraint in lbs/MMBtu | FALSE | L | Annual | Allowances Withdrawn (n:1) | Thousand Tons | 0 | 0 | 0 | 0 | 0 | 0 | 0
NSR Campbell 1 - SO2 Rate Annual v5.14 | 983 | 6141 | Rate Constraint in lbs/MMBtu | FALSE | L | Annual | Net Emissions Allowance Position | Thousand Tons | 0 | 0 | 0 | 0 | 0 | 0 | 0
NSR Campbell 1 - SO2 Rate Annual v5.14 | 983 | 6141 | Rate Constraint in lbs/MMBtu | FALSE | L | Annual | Fuel Consumed | TBtu | 0 | 0 | 0 | 0 | 0 | 0 | 0
NSR Campbell 1 - SO2 Rate Annual v5.14 | 983 | 6141 | Rate Constraint in lbs/MMBtu | FALSE | L | Annual | Rate | lb/MMBtu | 0 | 0 | 0 | 0 | 0 | 0 | 0
NSR Campbell 1 - SO2 Rate Annual v5.14 | 983 | 6141 | Rate Constraint in lbs/MMBtu | FALSE | L | Annual | Generation | TWh | 0 | 0 | 0 | 0 | 0 | 0 | 0
NSR Campbell 1 - SO2 Rate Annual v5.14 | 983 | 6141 | Rate Constraint in lbs/MMBtu | FALSE | L | Annual | Qualifying Generation | TWh | 0 | 0 | 0 | 0 | 0 | 0 | 0
NSR Campbell 1 - SO2 Rate Annual v5.14 | 983 | 6141 | Rate Constraint in lbs/MMBtu | FALSE | L | Annual | Rate | lb/MWh | 0 | 0 | 0 | 0 | 0 | 0 | 0
NSR Campbell 1 - SO2 Rate Annual v5.14 | 983 | 6141 | Rate Constraint in lbs/MMBtu | FALSE | L | Annual | Constraint Shadow Price | US2011$/Ton | 160.141 | 0 | 0 | 0 | 0 | 0 | 0
NSR Campbell 3 - SO2 Rate Annual v5.14 | 984 | 6142 | Rate Constraint in lbs/MMBtu | FALSE | L | Annual | Seasons Included | Seasons | Winter, Summer | Winter, Summer | Winter, Summer | Winter, Summer | Winter, Summer | Winter, Summer | Winter, Summer
NSR Campbell 3 - SO2 Rate Annual v5.14 | 984 | 6142 | Rate Constraint in lbs/MMBtu | FALSE | L | Annual | Standard SO2 | lb/MMBtu | 0.085 | 0.07 | 0.07 | 0.07 | 0.07 | 0.07 | 0.07
NSR Campbell 3 - SO2 Rate Annual v5.14 | 984 | 6142 | Rate Constraint in lbs/MMBtu | FALSE | L | Annual | Emissions at Affected Plants SO2 | Thousand Tons | 0 | 0 | 0.0093083 | 0.009324 | 0.0092678 | 0.0091332 | 0.0091332
NSR Campbell 3 - SO2 Rate Annual v5.14 | 984 | 6142 | Rate Constraint in lbs/MMBtu | FALSE | L | Annual | Allowances Purchased SO2 | Thousand Tons | 0 | 0 | 0 | 0 | 0 | 0 | 0
NSR Campbell 3 - SO2 Rate Annual v5.14 | 984 | 6142 | Rate Constraint in lbs/MMBtu | FALSE | L | Annual | Allowances Sold SO2 | Thousand Tons | 0 | 0 | 0 | 0 | 0 | 0 | 0
NSR Campbell 3 - SO2 Rate Annual v5.14 | 984 | 6142 | Rate Constraint in lbs/MMBtu | FALSE | L | Annual | Allowances Banked | Thousand Tons | 0 | 0 | 0 | 0 | 0 | 0 | 0
NSR Campbell 3 - SO2 Rate Annual v5.14 | 984 | 6142 | Rate Constraint in lbs/MMBtu | FALSE | L | Annual | Allowances Withdrawn (1:1) | Thousand Tons | 0 | 0 | 0 | 0 | 0 | 0 | 0
NSR Campbell 3 - SO2 Rate Annual v5.14 | 984 | 6142 | Rate Constraint in lbs/MMBtu | FALSE | L | Annual | Allowances Withdrawn (n:1) | Thousand Tons | 0 | 0 | 0 | 0 | 0 | 0 | 0
NSR Campbell 3 - SO2 Rate Annual v5.14 | 984 | 6142 | Rate Constraint in lbs/MMBtu | FALSE | L | Annual | Net Emissions Allowance Position | Thousand Tons | 0 | 0 | 0.0093083 | 0.009324 | 0.0092678 | 0.0091332 | 0.0091332
NSR Campbell 3 - SO2 Rate Annual v5.14 | 984 | 6142 | Rate Constraint in lbs/MMBtu | FALSE | L | Annual | Fuel Consumed | TBtu | 0 | 0 | 0.26595 | 0.2664 | 0.26479 | 0.26095 | 0.26095
NSR Campbell 3 - SO2 Rate Annual v5.14 | 984 | 6142 | Rate Constraint in lbs/MMBtu | FALSE | L | Annual | Rate | lb/MMBtu | 0 | 0 | 0.07 | 0.07 | 0.07 | 0.07 | 0.07
NSR Campbell 3 - SO2 Rate Annual v5.14 | 984 | 6142 | Rate Constraint in lbs/MMBtu | FALSE | L | Annual | Generation | TWh | 0 | 0 | 0.026942 | 0.026987 | 0.026816 | 0.026427 | 0.026427
NSR Campbell 3 - SO2 Rate Annual v5.14 | 984 | 6142 | Rate Constraint in lbs/MMBtu | FALSE | L | Annual | Qualifying Generation | TWh | 0 | 0 | 0.026942 | 0.026987 | 0.026816 | 0.026427 | 0.026427
NSR Campbell 3 - SO2 Rate Annual v5.14 | 984 | 6142 | Rate Constraint in lbs/MMBtu | FALSE | L | Annual | Rate | lb/MWh | 0 | 0 | 0.691 | 0.691 | 0.6912 | 0.6912 | 0.6912
NSR Campbell 3 - SO2 Rate Annual v5.14 | 984 | 6142 | Rate Constraint in lbs/MMBtu | FALSE | L | Annual | Constraint Shadow Price | US2011$/Ton | 0 | 7073.1649 | 0 | 50904.2163 | 55946.797 | 0 | 60092.2788
NSR Chesterfield 4 - NOX Rate Annual v3.1, Unit 5825 and retrofits | 985 | 1936 | Rate Constraint in lbs/MMBtu | FALSE | L | Annual | Seasons Included | Seasons | Winter, Summer | Winter, Summer | Winter, Summer | Winter, Summer | Winter, Summer | Winter, Summer | Winter, Summer
NSR Chesterfield 4 - NOX Rate Annual v3.1, Unit 5825 and retrofits | 985 | 1936 | Rate Constraint in lbs/MMBtu | FALSE | L | Annual | Standard NOX | lb/MMBtu | 0.1 | 0.1 | 0.1 | 0.1 | 0.1 | 0.1 | 0.1
NSR Chesterfield 4 - NOX Rate Annual v3.1, Unit 5825 and retrofits | 985 | 1936 | Rate Constraint in lbs/MMBtu | FALSE | L | Annual | Emissions at Affected Plants NOX | Thousand Tons | 0 | 0.11641 | 0 | 0 | 0 | 0 | 0
NSR Chesterfield 4 - NOX Rate Annual v3.1, Unit 5825 and retrofits | 985 | 1936 | Rate Constraint in lbs/MMBtu | FALSE | L | Annual | Allowances Purchased NOX | Thousand Tons | 0 | 0 | 0 | 0 | 0 | 0 | 0
NSR Chesterfield 4 - NOX Rate Annual v3.1, Unit 5825 and retrofits | 985 | 1936 | Rate Constraint in lbs/MMBtu | FALSE | L | Annual | Allowances Sold NOX | Thousand Tons | 0 | 0 | 0 | 0 | 0 | 0 | 0
NSR Chesterfield 4 - NOX Rate Annual v3.1, Unit 5825 and retrofits | 985 | 1936 | Rate Constraint in lbs/MMBtu | FALSE | L | Annual | Allowances Banked | Thousand Tons | 0 | 0 | 0 | 0 | 0 | 0 | 0
NSR Chesterfield 4 - NOX Rate Annual v3.1, Unit 5825 and retrofits | 985 | 1936 | Rate Constraint in lbs/MMBtu | FALSE | L | Annual | Allowances Withdrawn (1:1) | Thousand Tons | 0 | 0 | 0 | 0 | 0 | 0 | 0
NSR Chesterfield 4 - NOX Rate Annual v3.1, Unit 5825 and retrofits | 985 | 1936 | Rate Constraint in lbs/MMBtu | FALSE | L | Annual | Allowances Withdrawn (n:1) | Thousand Tons | 0 | 0 | 0 | 0 | 0 | 0 | 0
NSR Chesterfield 4 - NOX Rate Annual v3.1, Unit 5825 and retrofits | 985 | 1936 | Rate Constraint in lbs/MMBtu | FALSE | L | Annual | Net Emissions Allowance Position | Thousand Tons | 0 | 0.11641 | 0 | 0 | 0 | 0 | 0
NSR Chesterfield 4 - NOX Rate Annual v3.1, Unit 5825 and retrofits | 985 | 1936 | Rate Constraint in lbs/MMBtu | FALSE | L | Annual | Fuel Consumed | TBtu | 0 | 3.1043 | 0 | 0 | 0 | 0 | 0
NSR Chesterfield 4 - NOX Rate Annual v3.1, Unit 5825 and retrofits | 985 | 1936 | Rate Constraint in lbs/MMBtu | FALSE | L | Annual | Rate | lb/MMBtu | 0 | 0.075 | 0 | 0 | 0 | 0 | 0
NSR Chesterfield 4 - NOX Rate Annual v3.1, Unit 5825 and retrofits | 985 | 1936 | Rate Constraint in lbs/MMBtu | FALSE | L | Annual | Generation | TWh | 0 | 0.29898 | 0 | 0 | 0 | 0 | 0
NSR Chesterfield 4 - NOX Rate Annual v3.1, Unit 5825 and retrofits | 985 | 1936 | Rate Constraint in lbs/MMBtu | FALSE | L | Annual | Qualifying Generation | TWh | 0 | 0.29898 | 0 | 0 | 0 | 0 | 0
NSR Chesterfield 4 - NOX Rate Annual v3.1, Unit 5825 and retrofits | 985 | 1936 | Rate Constraint in lbs/MMBtu | FALSE | L | Annual | Rate | lb/MWh | 0 | 0.77872 | 0 | 0 | 0 | 0 | 0
NSR Chesterfield 4 - NOX Rate Annual v3.1, Unit 5825 and retrofits | 985 | 1936 | Rate Constraint in lbs/MMBtu | FALSE | L | Annual | Constraint Shadow Price | US2011$/Ton | 0 | 0 | 0 | 0 | 0 | 0 | 0
NSR Chesterfield 5,6 - NOX Rate Annual v3.1, Unit 5826 and retrofits | 986 | 1935 | Rate Constraint in lbs/MMBtu | FALSE | L | Annual | Seasons Included | Seasons | Winter, Summer | Winter, Summer | Winter, Summer | Winter, Summer | Winter, Summer | Winter, Summer | Winter, Summer
NSR Chesterfield 5,6 - NOX Rate Annual v3.1, Unit 5826 and retrofits | 986 | 1935 | Rate Constraint in lbs/MMBtu | FALSE | L | Annual | Standard NOX | lb/MMBtu | 0.1 | 0.1 | 0.1 | 0.1 | 0.1 | 0.1 | 0.1
NSR Chesterfield 5,6 - NOX Rate Annual v3.1, Unit 5826 and retrofits | 986 | 1935 | Rate Constraint in lbs/MMBtu | FALSE | L | Annual | Emissions at Affected Plants NOX | Thousand Tons | 0.51663 | 0.57666 | 0 | 0 | 0 | 0 | 0
NSR Chesterfield 5,6 - NOX Rate Annual v3.1, Unit 5826 and retrofits | 986 | 1935 | Rate Constraint in lbs/MMBtu | FALSE | L | Annual | Allowances Purchased NOX | Thousand Tons | 0 | 0 | 0 | 0 | 0 | 0 | 0
NSR Chesterfield 5,6 - NOX Rate Annual v3.1, Unit 5826 and retrofits | 986 | 1935 | Rate Constraint in lbs/MMBtu | FALSE | L | Annual | Allowances Sold NOX | Thousand Tons | 0 | 0 | 0 | 0 | 0 | 0 | 0
NSR Chesterfield 5,6 - NOX Rate Annual v3.1, Unit 5826 and retrofits | 986 | 1935 | Rate Constraint in lbs/MMBtu | FALSE | L | Annual | Allowances Banked | Thousand Tons | 0 | 0 | 0 | 0 | 0 | 0 | 0
NSR Chesterfield 5,6 - NOX Rate Annual v3.1, Unit 5826 and retrofits | 986 | 1935 | Rate Constraint in lbs/MMBtu | FALSE | L | Annual | Allowances Withdrawn (1:1) | Thousand Tons | 0 | 0 | 0 | 0 | 0 | 0 | 0
NSR Chesterfield 5,6 - NOX Rate Annual v3.1, Unit 5826 and retrofits | 986 | 1935 | Rate Constraint in lbs/MMBtu | FALSE | L | Annual | Allowances Withdrawn (n:1) | Thousand Tons | 0 | 0 | 0 | 0 | 0 | 0 | 0
NSR Chesterfield 5,6 - NOX Rate Annual v3.1, Unit 5826 and retrofits | 986 | 1935 | Rate Constraint in lbs/MMBtu | FALSE | L | Annual | Net Emissions Allowance Position | Thousand Tons | 0.51663 | 0.57666 | 0 | 0 | 0 | 0 | 0
NSR Chesterfield 5,6 - NOX Rate Annual v3.1, Unit 5826 and retrofits | 986 | 1935 | Rate Constraint in lbs/MMBtu | FALSE | L | Annual | Fuel Consumed | TBtu | 13.7769 | 15.3777 | 0 | 0 | 0 | 0 | 0
NSR Chesterfield 5,6 - NOX Rate Annual v3.1, Unit 5826 and retrofits | 986 | 1935 | Rate Constraint in lbs/MMBtu | FALSE | L | Annual | Rate | lb/MMBtu | 0.075 | 0.075 | 0 | 0 | 0 | 0 | 0
NSR Chesterfield 5,6 - NOX Rate Annual v3.1, Unit 5826 and retrofits | 986 | 1935 | Rate Constraint in lbs/MMBtu | FALSE | L | Annual | Generation | TWh | 1.3695 | 1.5286 | 0 | 0 | 0 | 0 | 0
NSR Chesterfield 5,6 - NOX Rate Annual v3.1, Unit 5826 and retrofits | 986 | 1935 | Rate Constraint in lbs/MMBtu | FALSE | L | Annual | Qualifying Generation | TWh | 1.3695 | 1.5286 | 0 | 0 | 0 | 0 | 0
NSR Chesterfield 5,6 - NOX Rate Annual v3.1, Unit 5826 and retrofits | 986 | 1935 | Rate Constraint in lbs/MMBtu | FALSE | L | Annual | Rate | lb/MWh | 0.7545 | 0.7545 | 0 | 0 | 0 | 0 | 0
NSR Chesterfield 5,6 - NOX Rate Annual v3.1, Unit 5826 and retrofits | 986 | 1935 | Rate Constraint in lbs/MMBtu | FALSE | L | Annual | Constraint Shadow Price | US2011$/Ton | 0 | 0 | 0 | 0 | 0 | 0 | 0
NSR Chesterfield 5,6 - NOX Rate Annual v3.1, Unit 5827 and retrofits | 987 | 1935 | Rate Constraint in lbs/MMBtu | FALSE | L | Annual | Seasons Included | Seasons | Winter, Summer | Winter, Summer | Winter, Summer | Winter, Summer | Winter, Summer | Winter, Summer | Winter, Summer
NSR Chesterfield 5,6 - NOX Rate Annual v3.1, Unit 5827 and retrofits | 987 | 1935 | Rate Constraint in lbs/MMBtu | FALSE | L | Annual | Standard NOX | lb/MMBtu | 0.1 | 0.1 | 0.1 | 0.1 | 0.1 | 0.1 | 0.1
NSR Chesterfield 5,6 - NOX Rate Annual v3.1, Unit 5827 and retrofits | 987 | 1935 | Rate Constraint in lbs/MMBtu | FALSE | L | Annual | Emissions at Affected Plants NOX | Thousand Tons | 0.31499 | 0.70879 | 0 | 0 | 0 | 0 | 0
NSR Chesterfield 5,6 - NOX Rate Annual v3.1, Unit 5827 and retrofits | 987 | 1935 | Rate Constraint in lbs/MMBtu | FALSE | L | Annual | Allowances Purchased NOX | Thousand Tons | 0 | 0 | 0 | 0 | 0 | 0 | 0
NSR Chesterfield 5,6 - NOX Rate Annual v3.1, Unit 5827 and retrofits | 987 | 1935 | Rate Constraint in lbs/MMBtu | FALSE | L | Annual | Allowances Sold NOX | Thousand Tons | 0 | 0 | 0 | 0 | 0 | 0 | 0
NSR Chesterfield 5,6 - NOX Rate Annual v3.1, Unit 5827 and retrofits | 987 | 1935 | Rate Constraint in lbs/MMBtu | FALSE | L | Annual | Allowances Banked | Thousand Tons | 0 | 0 | 0 | 0 | 0 | 0 | 0
NSR Chesterfield 5,6 - NOX Rate Annual v3.1, Unit 5827 and retrofits | 987 | 1935 | Rate Constraint in lbs/MMBtu | FALSE | L | Annual | Allowances Withdrawn (1:1) | Thousand Tons | 0 | 0 | 0 | 0 | 0 | 0 | 0
NSR Chesterfield 5,6 - NOX Rate Annual v3.1, Unit 5827 and retrofits | 987 | 1935 | Rate Constraint in lbs/MMBtu | FALSE | L | Annual | Allowances Withdrawn (n:1) | Thousand Tons | 0 | 0 | 0 | 0 | 0 | 0 | 0
NSR Chesterfield 5,6 - NOX Rate Annual v3.1, Unit 5827 and retrofits | 987 | 1935 | Rate Constraint in lbs/MMBtu | FALSE | L | Annual | Net Emissions Allowance Position | Thousand Tons | 0.31499 | 0.70879 | 0 | 0 | 0 | 0 | 0
NSR Chesterfield 5,6 - NOX Rate Annual v3.1, Unit 5827 and retrofits | 987 | 1935 | Rate Constraint in lbs/MMBtu | FALSE | L | Annual | Fuel Consumed | TBtu | 12.0727 | 27.166 | 0 | 0 | 0 | 0 | 0
NSR Chesterfield 5,6 - NOX Rate Annual v3.1, Unit 5827 and retrofits | 987 | 1935 | Rate Constraint in lbs/MMBtu | FALSE | L | Annual | Rate | lb/MMBtu | 0.052182 | 0.052182 | 0 | 0 | 0 | 0 | 0
NSR Chesterfield 5,6 - NOX Rate Annual v3.1, Unit 5827 and retrofits | 987 | 1935 | Rate Constraint in lbs/MMBtu | FALSE | L | Annual | Generation | TWh | 1.1911 | 2.6802 | 0 | 0 | 0 | 0 | 0
NSR Chesterfield 5,6 - NOX Rate Annual v3.1, Unit 5827 and retrofits | 987 | 1935 | Rate Constraint in lbs/MMBtu | FALSE | L | Annual | Qualifying Generation | TWh | 1.1911 | 2.6802 | 0 | 0 | 0 | 0 | 0
NSR Chesterfield 5,6 - NOX Rate Annual v3.1, Unit 5827 and retrofits | 987 | 1935 | Rate Constraint in lbs/MMBtu | FALSE | L | Annual | Rate | lb/MWh | 0.52892 | 0.52892 | 0 | 0 | 0 | 0 | 0
NSR Chesterfield 5,6 - NOX Rate Annual v3.1, Unit 5827 and retrofits | 987 | 1935 | Rate Constraint in lbs/MMBtu | FALSE | L | Annual | Constraint Shadow Price | US2011$/Ton | 0 | 0 | 0 | 0 | 0 | 0 | 0
NSR ClinchRiver 1-3 - SO2 Cap Annual v3.1 | 988 | 2049 | Rate Constraint in MTons | FALSE | L | Annual | Seasons Included | Seasons | Winter, Summer | Winter, Summer | Winter, Summer | Winter, Summer | Winter, Summer | Winter, Summer | Winter, Summer
NSR ClinchRiver 1-3 - SO2 Cap Annual v3.1 | 988 | 2049 | Rate Constraint in MTons | FALSE | L | Annual | Standard SO2 | Thousand Tons | 16.3 | 16.3 | 16.3 | 16.3 | 16.3 | 16.3 | 16.3
NSR ClinchRiver 1-3 - SO2 Cap Annual v3.1 | 988 | 2049 | Rate Constraint in MTons | FALSE | L | Annual | Emissions at Affected Plants SO2 | Thousand Tons | 0 | 0 | 0 | 0 | 0 | 0 | 0
NSR ClinchRiver 1-3 - SO2 Cap Annual v3.1 | 988 | 2049 | Rate Constraint in MTons | FALSE | L | Annual | Allowances Purchased SO2 | Thousand Tons | 0 | 0 | 0 | 0 | 0 | 0 | 0
NSR ClinchRiver 1-3 - SO2 Cap Annual v3.1 | 988 | 2049 | Rate Constraint in MTons | FALSE | L | Annual | Allowances Sold SO2 | Thousand Tons | 0 | 0 | 0 | 0 | 0 | 0 | 0
NSR ClinchRiver 1-3 - SO2 Cap Annual v3.1 | 988 | 2049 | Rate Constraint in MTons | FALSE | L | Annual | Allowances Banked | Thousand Tons | 0 | 0 | 0 | 0 | 0 | 0 | 0
NSR ClinchRiver 1-3 - SO2 Cap Annual v3.1 | 988 | 2049 | Rate Constraint in MTons | FALSE | L | Annual | Allowances Withdrawn (1:1) | Thousand Tons | 0 | 0 | 0 | 0 | 0 | 0 | 0
NSR ClinchRiver 1-3 - SO2 Cap Annual v3.1 | 988 | 2049 | Rate Constraint in MTons | FALSE | L | Annual | Allowances Withdrawn (n:1) | Thousand Tons | 0 | 0 | 0 | 0 | 0 | 0 | 0
NSR ClinchRiver 1-3 - SO2 Cap Annual v3.1 | 988 | 2049 | Rate Constraint in MTons | FALSE | L | Annual | Net Emissions Allowance Position | Thousand Tons | 0 | 0 | 0 | 0 | 0 | 0 | 0
NSR ClinchRiver 1-3 - SO2 Cap Annual v3.1 | 988 | 2049 | Rate Constraint in MTons | FALSE | L | Annual | Fuel Consumed | TBtu | 5.5358 | 0 | 0 | 5.5358 | 0 | 0 | 0
NSR ClinchRiver 1-3 - SO2 Cap Annual v3.1 | 988 | 2049 | Rate Constraint in MTons | FALSE | L | Annual | Rate | lb/MMBtu | 0 | 0 | 0 | 0 | 0 | 0 | 0
NSR ClinchRiver 1-3 - SO2 Cap Annual v3.1 | 988 | 2049 | Rate Constraint in MTons | FALSE | L | Annual | Generation | TWh | 0.54257 | 0 | 0 | 0.54257 | 0 | 0 | 0
NSR ClinchRiver 1-3 - SO2 Cap Annual v3.1 | 988 | 2049 | Rate Constraint in MTons | FALSE | L | Annual | Qualifying Generation | TWh | 0.54257 | 0 | 0 | 0.54257 | 0 | 0 | 0
NSR ClinchRiver 1-3 - SO2 Cap Annual v3.1 | 988 | 2049 | Rate Constraint in MTons | FALSE | L | Annual | Rate | lb/MWh | 0 | 0 | 0 | 0 | 0 | 0 | 0
NSR ClinchRiver 1-3 - SO2 Cap Annual v3.1 | 988 | 2049 | Rate Constraint in MTons | FALSE | L | Annual | Constraint Shadow Price | US2011$/Ton | 0 | 0 | 0 | 0 | 0 | 0 | 0
NSR Columbia 1 & 2- NOx Cap Annual v5.13 | 989 | 5993 | Rate Constraint in MTons | FALSE | L | Annual | Seasons Included | Seasons | Winter, Summer | Winter, Summer | Winter, Summer | Winter, Summer | Winter, Summer | Winter, Summer | Winter, Summer
NSR Columbia 1 & 2- NOx Cap Annual v5.13 | 989 | 5993 | Rate Constraint in MTons | FALSE | L | Annual | Standard NOX | Thousand Tons | 5.55 | 5.55 | 4.3 | 4.3 | 4.3 | 4.3 | 4.3
NSR Columbia 1 & 2- NOx Cap Annual v5.13 | 989 | 5993 | Rate Constraint in MTons | FALSE | L | Annual | Emissions at Affected Plants NOX | Thousand Tons | 3.9214 | 3.7663 | 2.4272 | 2.3901 | 2.5307 | 2.2106 | 2.0418
NSR Columbia 1 & 2- NOx Cap Annual v5.13 | 989 | 5993 | Rate Constraint in MTons | FALSE | L | Annual | Allowances Purchased NOX | Thousand Tons | 0 | 0 | 0 | 0 | 0 | 0 | 0
NSR Columbia 1 & 2- NOx Cap Annual v5.13 | 989 | 5993 | Rate Constraint in MTons | FALSE | L | Annual | Allowances Sold NOX | Thousand Tons | 0 | 0 | 0 | 0 | 0 | 0 | 0
NSR Columbia 1 & 2- NOx Cap Annual v5.13 | 989 | 5993 | Rate Constraint in MTons | FALSE | L | Annual | Allowances Banked | Thousand Tons | 0 | 0 | 0 | 0 | 0 | 0 | 0
NSR Columbia 1 & 2- NOx Cap Annual v5.13 | 989 | 5993 | Rate Constraint in MTons | FALSE | L | Annual | Allowances Withdrawn (1:1) | Thousand Tons | 0 | 0 | 0 | 0 | 0 | 0 | 0
NSR Columbia 1 & 2- NOx Cap Annual v5.13 | 989 | 5993 | Rate Constraint in MTons | FALSE | L | Annual | Allowances Withdrawn (n:1) | Thousand Tons | 0 | 0 | 0 | 0 | 0 | 0 | 0
NSR Columbia 1 & 2- NOx Cap Annual v5.13 | 989 | 5993 | Rate Constraint in MTons | FALSE | L | Annual | Net Emissions Allowance Position | Thousand Tons | 3.9214 | 3.7663 | 2.4272 | 2.3901 | 2.5307 | 2.2106 | 2.0418
NSR Columbia 1 & 2- NOx Cap Annual v5.13 | 989 | 5993 | Rate Constraint in MTons | FALSE | L | Annual | Fuel Consumed | TBtu | 65.5226 | 62.931 | 40.5424 | 39.9369 | 42.2859 | 36.9368 | 34.1169
NSR Columbia 1 & 2- NOx Cap Annual v5.13 | 989 | 5993 | Rate Constraint in MTons | FALSE | L | Annual | Rate | lb/MMBtu | 0.1197 | 0.1197 | 0.11973 | 0.1197 | 0.1197 | 0.1197 | 0.1197
NSR Columbia 1 & 2- NOx Cap Annual v5.13 | 989 | 5993 | Rate Constraint in MTons | FALSE | L | Annual | Generation | TWh | 6.1268 | 5.8832 | 3.812 | 3.7538 | 3.9746 | 3.4718 | 3.2068
NSR Columbia 1 & 2- NOx Cap Annual v5.13 | 989 | 5993 | Rate Constraint in MTons | FALSE | L | Annual | Qualifying Generation | TWh | 6.1268 | 5.8832 | 3.812 | 3.7538 | 3.9746 | 3.4718 | 3.2068
NSR Columbia 1 & 2- NOx Cap Annual v5.13 | 989 | 5993 | Rate Constraint in MTons | FALSE | L | Annual | Rate | lb/MWh | 1.2801 | 1.2803 | 1.2734 | 1.2734 | 1.2734 | 1.2734 | 1.2734
NSR Columbia 1 & 2- NOx Cap Annual v5.13 | 989 | 5993 | Rate Constraint in MTons | FALSE | L | Annual | Constraint Shadow Price | US2011$/Ton | 0 | 0 | 0 | 0 | 0 | 0 | 0
NSR Columbia 1 & 2- SO2 Cap Annual v5.13 | 990 | 5991 | Rate Constraint in MTons | FALSE | L | Annual | Seasons Included | Seasons | Winter, Summer | Winter, Summer | Winter, Summer | Winter, Summer | Winter, Summer | Winter, Summer | Winter, Summer
NSR Columbia 1 & 2- SO2 Cap Annual v5.13 | 990 | 5991 | Rate Constraint in MTons | FALSE | L | Annual | Standard SO2 | Thousand Tons | 3.286 | 3.286 | 3.286 | 3.286 | 3.286 | 3.286 | 3.286
NSR Columbia 1 & 2- SO2 Cap Annual v5.13 | 990 | 5991 | Rate Constraint in MTons | FALSE | L | Annual | Emissions at Affected Plants SO2 | Thousand Tons | 2.4509 | 2.3539 | 1.517 | 1.4938 | 1.5817 | 1.3816 | 1.2761
NSR Columbia 1 & 2- SO2 Cap Annual v5.13 | 990 | 5991 | Rate Constraint in MTons | FALSE | L | Annual | Allowances Purchased SO2 | Thousand Tons | 0 | 0 | 0 | 0 | 0 | 0 | 0
NSR Columbia 1 & 2- SO2 Cap Annual v5.13 | 990 | 5991 | Rate Constraint in MTons | FALSE | L | Annual | Allowances Sold SO2 | Thousand Tons | 0 | 0 | 0 | 0 | 0 | 0 | 0
NSR Columbia 1 & 2- SO2 Cap Annual v5.13 | 990 | 5991 | Rate Constraint in MTons | FALSE | L | Annual | Allowances Banked | Thousand Tons | 0 | 0 | 0 | 0 | 0 | 0 | 0
NSR Columbia 1 & 2- SO2 Cap Annual v5.13 | 990 | 5991 | Rate Constraint in MTons | FALSE | L | Annual | Allowances Withdrawn (1:1) | Thousand Tons | 0 | 0 | 0 | 0 | 0 | 0 | 0
NSR Columbia 1 & 2- SO2 Cap Annual v5.13 | 990 | 5991 | Rate Constraint in MTons | FALSE | L | Annual | Allowances Withdrawn (n:1) | Thousand Tons | 0 | 0 | 0 | 0 | 0 | 0 | 0
NSR Columbia 1 & 2- SO2 Cap Annual v5.13 | 990 | 5991 | Rate Constraint in MTons | FALSE | L | Annual | Net Emissions Allowance Position | Thousand Tons | 2.4509 | 2.3539 | 1.517 | 1.4938 | 1.5817 | 1.3816 | 1.2761
NSR Columbia 1 & 2- SO2 Cap Annual v5.13 | 990 | 5991 | Rate Constraint in MTons | FALSE | L | Annual | Fuel Consumed | TBtu | 65.5226 | 62.931 | 40.5424 | 39.9369 | 42.2859 | 36.9368 | 34.1169
NSR Columbia 1 & 2- SO2 Cap Annual v5.13 | 990 | 5991 | Rate Constraint in MTons | FALSE | L | Annual | Rate | lb/MMBtu | 0.07481 | 0.07481 | 0.074834 | 0.07481 | 0.07481 | 0.07481 | 0.07481
NSR Columbia 1 & 2- SO2 Cap Annual v5.13 | 990 | 5991 | Rate Constraint in MTons | FALSE | L | Annual | Generation | TWh | 6.1268 | 5.8832 | 3.812 | 3.7538 | 3.9746 | 3.4718 | 3.2068
NSR Columbia 1 & 2- SO2 Cap Annual v5.13 | 990 | 5991 | Rate Constraint in MTons | FALSE | L | Annual | Qualifying Generation | TWh | 6.1268 | 5.8832 | 3.812 | 3.7538 | 3.9746 | 3.4718 | 3.2068
NSR Columbia 1 & 2- SO2 Cap Annual v5.13 | 990 | 5991 | Rate Constraint in MTons | FALSE | L | Annual | Rate | lb/MWh | 0.80005 | 0.80022 | 0.7959 | 0.7959 | 0.7959 | 0.7959 | 0.7959
NSR Columbia 1 & 2- SO2 Cap Annual v5.13 | 990 | 5991 | Rate Constraint in MTons | FALSE | L | Annual | Constraint Shadow Price | US2011$/Ton | 0 | 0 | 0 | 0 | 0 | 0 | 0
NSR Columbia 1 & 2- SO2 Rate Annual v5.13 | 991 | 5992 | Rate Constraint in lbs/MMBtu | FALSE | L | Annual | Seasons Included | Seasons | Winter, Summer | Winter, Summer | Winter, Summer | Winter, Summer | Winter, Summer | Winter, Summer | Winter, Summer
NSR Columbia 1 & 2- SO2 Rate Annual v5.13 | 991 | 5992 | Rate Constraint in lbs/MMBtu | FALSE | L | Annual | Standard SO2 | lb/MMBtu | 0.075 | 0.075 | 0.075 | 0.075 | 0.075 | 0.075 | 0.075
NSR Columbia 1 & 2- SO2 Rate Annual v5.13 | 991 | 5992 | Rate Constraint in lbs/MMBtu | FALSE | L | Annual | Emissions at Affected Plants SO2 | Thousand Tons | 2.4509 | 2.3539 | 1.517 | 1.4938 | 1.5817 | 1.3816 | 1.2761
NSR Columbia 1 & 2- SO2 Rate Annual v5.13 | 991 | 5992 | Rate Constraint in lbs/MMBtu | FALSE | L | Annual | Allowances Purchased SO2 | Thousand Tons | 0 | 0 | 0 | 0 | 0 | 0 | 0
NSR Columbia 1 & 2- SO2 Rate Annual v5.13 | 991 | 5992 | Rate Constraint in lbs/MMBtu | FALSE | L | Annual | Allowances Sold SO2 | Thousand Tons | 0 | 0 | 0 | 0 | 0 | 0 | 0
NSR Columbia 1 & 2- SO2 Rate Annual v5.13 | 991 | 5992 | Rate Constraint in lbs/MMBtu | FALSE | L | Annual | Allowances Banked | Thousand Tons | 0 | 0 | 0 | 0 | 0 | 0 | 0
NSR Columbia 1 & 2- SO2 Rate Annual v5.13 | 991 | 5992 | Rate Constraint in lbs/MMBtu | FALSE | L | Annual | Allowances Withdrawn (1:1) | Thousand Tons | 0 | 0 | 0 | 0 | 0 | 0 | 0
NSR Columbia 1 & 2- SO2 Rate Annual v5.13 | 991 | 5992 | Rate Constraint in lbs/MMBtu | FALSE | L | Annual | Allowances Withdrawn (n:1) | Thousand Tons | 0 | 0 | 0 | 0 | 0 | 0 | 0
NSR Columbia 1 & 2- SO2 Rate Annual v5.13 | 991 | 5992 | Rate Constraint in lbs/MMBtu | FALSE | L | Annual | Net Emissions Allowance Position | Thousand Tons | 2.4509 | 2.3539 | 1.517 | 1.4938 | 1.5817 | 1.3816 | 1.2761
NSR Columbia 1 & 2- SO2 Rate Annual v5.13 | 991 | 5992 | Rate Constraint in lbs/MMBtu | FALSE | L | Annual | Fuel Consumed | TBtu | 65.5226 | 62.931 | 40.5424 | 39.9369 | 42.2859 | 36.9368 | 34.1169
NSR Columbia 1 & 2- SO2 Rate Annual v5.13 | 991 | 5992 | Rate Constraint in lbs/MMBtu | FALSE | L | Annual | Rate | lb/MMBtu | 0.07481 | 0.07481 | 0.074834 | 0.07481 | 0.07481 | 0.07481 | 0.07481
NSR Columbia 1 & 2- SO2 Rate Annual v5.13 | 991 | 5992 | Rate Constraint in lbs/MMBtu | FALSE | L | Annual | Generation | TWh | 6.1268 | 5.8832 | 3.812 | 3.7538 | 3.9746 | 3.4718 | 3.2068
NSR Columbia 1 & 2- SO2 Rate Annual v5.13 | 991 | 5992 | Rate Constraint in lbs/MMBtu | FALSE | L | Annual | Qualifying Generation | TWh | 6.1268 | 5.8832 | 3.812 | 3.7538 | 3.9746 | 3.4718 | 3.2068
NSR Columbia 1 & 2- SO2 Rate Annual v5.13 | 991 | 5992 | Rate Constraint in lbs/MMBtu | FALSE | L | Annual | Rate | lb/MWh | 0.80005 | 0.80022 | 0.7959 | 0.7959 | 0.7959 | 0.7959 | 0.7959
NSR Columbia 1 & 2- SO2 Rate Annual v5.13 | 991 | 5992 | Rate Constraint in lbs/MMBtu | FALSE | L | Annual | Constraint Shadow Price | US2011$/Ton | 0 | 0 | 0 | 0 | 0 | 0 | 0
NSR Columbia 1- Hg Rate Annual v5.13 | 992 | 6002 | Rate Constraint in lbs/MMBtu | FALSE | L | Annual | Seasons Included | Seasons | Winter, Summer | Winter, Summer | Winter, Summer | Winter, Summer | Winter, Summer | Winter, Summer | Winter, Summer
NSR Columbia 1- Hg Rate Annual v5.13 | 992 | 6002 | Rate Constraint in lbs/MMBtu | FALSE | L | Annual | Standard MER | lb/MMBtu | 0.015 | 0.015 | 0.015 | 0.015 | 0.015 | 0.015 | 0.015
NSR Columbia 1- Hg Rate Annual v5.13 | 992 | 6002 | Rate Constraint in lbs/MMBtu | FALSE | L | Annual | Emissions at Affected Plants MER | lbs | 18.3657 | 16.9705 | 21.9389 | 21.4987 | 22.7632 | 19.8836 | 18.3657
NSR Columbia 1- Hg Rate Annual v5.13 | 992 | 6002 | Rate Constraint in lbs/MMBtu | FALSE | L | Annual | Allowances Purchased MER | lbs | 0 | 0 | 0 | 0 | 0 | 0 | 0
NSR Columbia 1- Hg Rate Annual v5.13 | 992 | 6002 | Rate Constraint in lbs/MMBtu | FALSE | L | Annual | Allowances Sold MER | lbs | 0 | 0 | 0 | 0 | 0 | 0 | 0
NSR Columbia 1- Hg Rate Annual v5.13 | 992 | 6002 | Rate Constraint in lbs/MMBtu | FALSE | L | Annual | Allowances Banked | lbs | 0 | 0 | 0 | 0 | 0 | 0 | 0
NSR Columbia 1- Hg Rate Annual v5.13 | 992 | 6002 | Rate Constraint in lbs/MMBtu | FALSE | L | Annual | Allowances Withdrawn (1:1) | lbs | 0 | 0 | 0 | 0 | 0 | 0 | 0
NSR Columbia 1- Hg Rate Annual v5.13 | 992 | 6002 | Rate Constraint in lbs/MMBtu | FALSE | L | Annual | Allowances Withdrawn (n:1) | lbs | 0 | 0 | 0 | 0 | 0 | 0 | 0
NSR Columbia 1- Hg Rate Annual v5.13 | 992 | 6002 | Rate Constraint in lbs/MMBtu | FALSE | L | Annual | Net Emissions Allowance Position | lbs | 18.3657 | 16.9705 | 21.9389 | 21.4987 | 22.7632 | 19.8836 | 18.3657
NSR Columbia 1- Hg Rate Annual v5.13 | 992 | 6002 | Rate Constraint in lbs/MMBtu | FALSE | L | Annual | Fuel Consumed | TBtu | 34.1169 | 31.5253 | 40.5424 | 39.9369 | 42.2859 | 36.9368 | 34.1169
NSR Columbia 1- Hg Rate Annual v5.13 | 992 | 6002 | Rate Constraint in lbs/MMBtu | FALSE | L | Annual | Rate | lb/MMBtu | 5.3832e-07 | 5.3832e-07 | 5.4114e-07 | 5.3832e-07 | 5.3832e-07 | 5.3832e-07 | 5.3832e-07
NSR Columbia 1- Hg Rate Annual v5.13 | 992 | 6002 | Rate Constraint in lbs/MMBtu | FALSE | L | Annual | Generation | TWh | 3.2068 | 2.9632 | 3.812 | 3.7538 | 3.9746 | 3.4718 | 3.2068
NSR Columbia 1- Hg Rate Annual v5.13 | 992 | 6002 | Rate Constraint in lbs/MMBtu | FALSE | L | Annual | Qualifying Generation | TWh | 3.2068 | 2.9632 | 3.812 | 3.7538 | 3.9746 | 3.4718 | 3.2068
NSR Columbia 1- Hg Rate Annual v5.13 | 992 | 6002 | Rate Constraint in lbs/MMBtu | FALSE | L | Annual | Rate | lb/MWh | 5.7271e-06 | 5.7271e-06 | 5.7553e-06 | 5.7271e-06 | 5.7271e-06 | 5.7271e-06 | 5.7271e-06
NSR Columbia 1- Hg Rate Annual v5.13 | 992 | 6002 | Rate Constraint in lbs/MMBtu | FALSE | L | Annual | Constraint Shadow Price | US2011$/Lb | 0 | 0 | 0 | 0 | 0 | 0 | 0
NSR Columbia 1- NOx Rate Annual v5.13 | 993 | 5994 | Rate Constraint in lbs/MMBtu | FALSE | L | Annual | Seasons Included | Seasons | Winter, Summer | Winter, Summer | Winter, Summer | Winter, Summer | Winter, Summer | Winter, Summer | Winter, Summer
NSR Columbia 1- NOx Rate Annual v5.13 | 993 | 5994 | Rate Constraint in lbs/MMBtu | FALSE | L | Annual | Standard NOX | lb/MMBtu | 0.15 | 0.15 | 0.15 | 0.15 | 0.15 | 0.15 | 0.15
NSR Columbia 1- NOx Rate Annual v5.13 | 993 | 5994 | Rate Constraint in lbs/MMBtu | FALSE | L | Annual | Emissions at Affected Plants NOX | Thousand Tons | 2.0418 | 1.8867 | 2.4272 | 2.3901 | 2.5307 | 2.2106 | 2.0418
NSR Columbia 1- NOx Rate Annual v5.13 | 993 | 5994 | Rate Constraint in lbs/MMBtu | FALSE | L | Annual | Allowances Purchased NOX | Thousand Tons | 0 | 0 | 0 | 0 | 0 | 0 | 0
NSR Columbia 1- NOx Rate Annual v5.13 | 993 | 5994 | Rate Constraint in lbs/MMBtu | FALSE | L | Annual | Allowances Sold NOX | Thousand Tons | 0 | 0 | 0 | 0 | 0 | 0 | 0
NSR Columbia 1- NOx Rate Annual v5.13 | 993 | 5994 | Rate Constraint in lbs/MMBtu | FALSE | L | Annual | Allowances Banked | Thousand Tons | 0 | 0 | 0 | 0 | 0 | 0 | 0
NSR Columbia 1- NOx Rate Annual v5.13 | 993 | 5994 | Rate Constraint in lbs/MMBtu | FALSE | L | Annual | Allowances Withdrawn (1:1) | Thousand Tons | 0 | 0 | 0 | 0 | 0 | 0 | 0
NSR Columbia 1- NOx Rate Annual v5.13 | 993 | 5994 | Rate Constraint in lbs/MMBtu | FALSE | L | Annual | Allowances Withdrawn (n:1) | Thousand Tons | 0 | 0 | 0 | 0 | 0 | 0 | 0
NSR Columbia 1- NOx Rate Annual v5.13 | 993 | 5994 | Rate Constraint in lbs/MMBtu | FALSE | L | Annual | Net Emissions Allowance Position | Thousand Tons | 2.0418 | 1.8867 | 2.4272 | 2.3901 | 2.5307 | 2.2106 | 2.0418
NSR Columbia 1- NOx Rate Annual v5.13 | 993 | 5994 | Rate Constraint in lbs/MMBtu | FALSE | L | Annual | Fuel Consumed | TBtu | 34.1169 | 31.5253 | 40.5424 | 39.9369 | 42.2859 | 36.9368 | 34.1169
NSR Columbia 1- NOx Rate Annual v5.13 | 993 | 5994 | Rate Constraint in lbs/MMBtu | FALSE | L | Annual | Rate | lb/MMBtu | 0.1197 | 0.1197 | 0.11973 | 0.1197 | 0.1197 | 0.1197 | 0.1197
NSR Columbia 1- NOx Rate Annual v5.13 | 993 | 5994 | Rate Constraint in lbs/MMBtu | FALSE | L | Annual | Generation | TWh | 3.2068 | 2.9632 | 3.812 | 3.7538 | 3.9746 | 3.4718 | 3.2068
NSR Columbia 1- NOx Rate Annual v5.13 | 993 | 5994 | Rate Constraint in lbs/MMBtu | FALSE | L | Annual | Qualifying Generation | TWh | 3.2068 | 2.9632 | 3.812 | 3.7538 | 3.9746 | 3.4718 | 3.2068
NSR Columbia 1- NOx Rate Annual v5.13 | 993 | 5994 | Rate Constraint in lbs/MMBtu | FALSE | L | Annual | Rate | lb/MWh | 1.2734 | 1.2734 | 1.2734 | 1.2734 | 1.2734 | 1.2734 | 1.2734
NSR Columbia 1- NOx Rate Annual v5.13 | 993 | 5994 | Rate Constraint in lbs/MMBtu | FALSE | L | Annual | Constraint Shadow Price | US2011$/Ton | 0 | 0 | 0 | 0 | 0 | 0 | 0
NSR Columbia 2- Hg Rate Annual v5.13 | 994 | 5995 | Rate Constraint in lbs/MMBtu | FALSE | L | Annual | Seasons Included | Seasons | Winter, Summer | Winter, Summer | Winter, Summer | Winter, Summer | Winter, Summer | Winter, Summer | Winter, Summer
NSR Columbia 2- Hg Rate Annual v5.13 | 994 | 5995 | Rate Constraint in lbs/MMBtu | FALSE | L | Annual | Standard MER | lb/MMBtu | 0.015 | 0.015 | 0.015 | 0.015 | 0.015 | 0.015 | 0.015
NSR Columbia 2- Hg Rate Annual v5.13 | 994 | 5995 | Rate Constraint in lbs/MMBtu | FALSE | L | Annual | Emissions at Affected Plants MER | lbs | 16.9062 | 16.9062 | 0 | 0 | 0 | 0 | 0
NSR Columbia 2- Hg Rate Annual v5.13 | 994 | 5995 | Rate Constraint in lbs/MMBtu | FALSE | L | Annual | Allowances Purchased MER | lbs | 0 | 0 | 0 | 0 | 0 | 0 | 0
NSR Columbia 2- Hg Rate Annual v5.13 | 994 | 5995 | Rate Constraint in lbs/MMBtu | FALSE | L | Annual | Allowances Sold MER | lbs | 0 | 0 | 0 | 0 | 0 | 0 | 0
NSR Columbia 2- Hg Rate Annual v5.13 | 994 | 5995 | Rate Constraint in lbs/MMBtu | FALSE | L | Annual | Allowances Banked | lbs | 0 | 0 | 0 | 0 | 0 | 0 | 0
NSR Columbia 2- Hg Rate Annual v5.13 | 994 | 5995 | Rate Constraint in lbs/MMBtu | FALSE | L | Annual | Allowances Withdrawn (1:1) | lbs | 0 | 0 | 0 | 0 | 0 | 0 | 0
NSR Columbia 2- Hg Rate Annual v5.13 | 994 | 5995 | Rate Constraint in lbs/MMBtu | FALSE | L | Annual | Allowances Withdrawn (n:1) | lbs | 0 | 0 | 0 | 0 | 0 | 0 | 0
NSR Columbia 2- Hg Rate Annual v5.13 | 994 | 5995 | Rate Constraint in lbs/MMBtu | FALSE | L | Annual | Net Emissions Allowance Position | lbs | 16.9062 | 16.9062 | 0 | 0 | 0 | 0 | 0
NSR Columbia 2- Hg Rate Annual v5.13 | 994 | 5995 | Rate Constraint in lbs/MMBtu | FALSE | L | Annual | Fuel Consumed | TBtu | 31.4057 | 31.4057 | 0 | 0 | 0 | 0 | 0
NSR Columbia 2- Hg Rate Annual v5.13 | 994 | 5995 | Rate Constraint in lbs/MMBtu | FALSE | L | Annual | Rate | lb/MMBtu | 5.3832e-07 | 5.3832e-07 | 0 | 0 | 0 | 0 | 0
NSR Columbia 2- Hg Rate Annual v5.13 | 994 | 5995 | Rate Constraint in lbs/MMBtu | FALSE | L | Annual | Generation | TWh | 2.92 | 2.92 | 0 | 0 | 0 | 0 | 0
NSR Columbia 2- Hg Rate Annual v5.13 | 994 | 5995 | Rate Constraint in lbs/MMBtu | FALSE | L | Annual | Qualifying Generation | TWh | 2.92 | 2.92 | 0 | 0 | 0 | 0 | 0
NSR Columbia 2- Hg Rate Annual v5.13 | 994 | 5995 | Rate Constraint in lbs/MMBtu | FALSE | L | Annual | Rate | lb/MWh | 5.7897e-06 | 5.7897e-06 | 0 | 0 | 0 | 0 | 0
NSR Columbia 2- Hg Rate Annual v5.13 | 994 | 5995 | Rate Constraint in lbs/MMBtu | FALSE | L | Annual | Constraint Shadow Price | US2011$/Lb | 0 | 0 | 0 | 0 | 0 | 0 | 0
NSR Columbia 2- NOx Rate Annual v5.13 | 995 | 5997 | Rate Constraint in lbs/MMBtu | FALSE | L | Annual | Seasons Included | Seasons | Winter, Summer | Winter, Summer | Winter, Summer | Winter, Summer | Winter, Summer | Winter, Summer | Winter, Summer
NSR Columbia 2- NOx Rate Annual v5.13 | 995 | 5997 | Rate Constraint in lbs/MMBtu | FALSE | L | Annual | Standard NOX | lb/MMBtu | 0.15 | 0.15 | 0.07 | 0.07 | 0.07 | 0.07 | 0.07
NSR Columbia 2- NOx Rate Annual v5.13 | 995 | 5997 | Rate Constraint in lbs/MMBtu | FALSE | L | Annual | Emissions at Affected Plants NOX | Thousand Tons | 1.8796 | 1.8796 | 0 | 0 | 0 | 0 | 0
NSR Columbia 2- NOx Rate Annual v5.13 | 995 | 5997 | Rate Constraint in lbs/MMBtu | FALSE | L | Annual | Allowances Purchased NOX | Thousand Tons | 0 | 0 | 0 | 0 | 0 | 0 | 0
NSR Columbia 2- NOx Rate Annual v5.13 | 995 | 5997 | Rate Constraint in lbs/MMBtu | FALSE | L | Annual | Allowances Sold NOX | Thousand Tons | 0 | 0 | 0 | 0 | 0 | 0 | 0
NSR Columbia 2- NOx Rate Annual v5.13 | 995 | 5997 | Rate Constraint in lbs/MMBtu | FALSE | L | Annual | Allowances Banked | Thousand Tons | 0 | 0 | 0 | 0 | 0 | 0 | 0
NSR Columbia 2- NOx Rate Annual v5.13 | 995 | 5997 | Rate Constraint in lbs/MMBtu | FALSE | L | Annual | Allowances Withdrawn (1:1) | Thousand Tons | 0 | 0 | 0 | 0 | 0 | 0 | 0
NSR Columbia 2- NOx Rate Annual v5.13 | 995 | 5997 | Rate Constraint in lbs/MMBtu | FALSE | L | Annual | Allowances Withdrawn (n:1) | Thousand Tons | 0 | 0 | 0 | 0 | 0 | 0 | 0
NSR Columbia 2- NOx Rate Annual v5.13 | 995 | 5997 | Rate Constraint in lbs/MMBtu | FALSE | L | Annual | Net Emissions Allowance Position | Thousand Tons | 1.8796 | 1.8796 | 0 | 0 | 0 | 0 | 0
NSR Columbia 2- NOx Rate Annual v5.13 | 995 | 5997 | Rate Constraint in lbs/MMBtu | FALSE | L | Annual | Fuel Consumed | TBtu | 31.4057 | 31.4057 | 0 | 0 | 0 | 0 | 0
NSR Columbia 2- NOx Rate Annual v5.13 | 995 | 5997 | Rate Constraint in lbs/MMBtu | FALSE | L | Annual | Rate | lb/MMBtu | 0.1197 | 0.1197 | 0 | 0 | 0 | 0 | 0
NSR Columbia 2- NOx Rate Annual v5.13 | 995 | 5997 | Rate Constraint in lbs/MMBtu | FALSE | L | Annual | Generation | TWh | 2.92 | 2.92 | 0 | 0 | 0 | 0 | 0
NSR Columbia 2- NOx Rate Annual v5.13 | 995 | 5997 | Rate Constraint in lbs/MMBtu | FALSE | L | Annual | Qualifying Generation | TWh | 2.92 | 2.92 | 0 | 0 | 0 | 0 | 0
NSR Columbia 2- NOx Rate Annual v5.13 | 995 | 5997 | Rate Constraint in lbs/MMBtu | FALSE | L | Annual | Rate | lb/MWh | 1.2874 | 1.2874 | 0 | 0 | 0 | 0 | 0
NSR Columbia 2- NOx Rate Annual v5.13 | 995 | 5997 | Rate Constraint in lbs/MMBtu | FALSE | L | Annual | Constraint Shadow Price | US2011$/Ton | 0 | 0 | 18852.3481 | 15817.8537 | 4910.6042 | 17644.8954 | 19141.2793
NSR Consumer Energy - NOx Cap Annual v5.14 | 996 | 6152 | Rate Constraint in MTons | FALSE | L | Annual | Seasons Included | Seasons | Winter, Summer | Winter, Summer | Winter, Summer | Winter, Summer | Winter, Summer | Winter, Summer | Winter, Summer
NSR Consumer Energy - NOx Cap Annual v5.14 | 996 | 6152 | Rate Constraint in MTons | FALSE | L | Annual | Standard NOX | Thousand Tons | 0.0081155 | 0.006912 | 0.006912 | 0.006912 | 0.006912 | 0.006912 | 0.006912
NSR Consumer Energy - NOx Cap Annual v5.14 | 996 | 6152 | Rate Constraint in MTons | FALSE | L | Annual | Emissions at Affected Plants NOX | Thousand Tons | 0.0081155 | 0.0058805 | 0.0069103 | 0.006912 | 0.0069049 | 0.00689 | 0.00689
NSR Consumer Energy - NOx Cap Annual v5.14 | 996 | 6152 | Rate Constraint in MTons | FALSE | L | Annual | Allowances Purchased NOX | Thousand Tons | 0 | 0 | 0 | 0 | 0 | 0 | 0
NSR Consumer Energy - NOx Cap Annual v5.14 | 996 | 6152 | Rate Constraint in MTons | FALSE | L | Annual | Allowances Sold NOX | Thousand Tons | 0 | 0 | 0 | 0 | 0 | 0 | 0
NSR Consumer Energy - NOx Cap Annual v5.14 | 996 | 6152 | Rate Constraint in MTons | FALSE | L | Annual | Allowances Banked | Thousand Tons | 0 | 0 | 0 | 0 | 0 | 0 | 0
NSR Consumer Energy - NOx Cap Annual v5.14 | 996 | 6152 | Rate Constraint in MTons | FALSE | L | Annual | Allowances Withdrawn (1:1) | Thousand Tons | 0 | 0 | 0 | 0 | 0 | 0 | 0
NSR Consumer Energy - NOx Cap Annual v5.14 | 996 | 6152 | Rate Constraint in MTons | FALSE | L | Annual | Allowances Withdrawn (n:1) | Thousand Tons | 0 | 0 | 0 | 0 | 0 | 0 | 0
NSR Consumer Energy - NOx Cap Annual v5.14 | 996 | 6152 | Rate Constraint in MTons | FALSE | L | Annual | Net Emissions Allowance Position | Thousand Tons | 0.0081155 | 0.0058805 | 0.0069103 | 0.006912 | 0.0069049 | 0.00689 | 0.00689
NSR Consumer Energy - NOx Cap Annual v5.14 | 996 | 6152 | Rate Constraint in MTons | FALSE | L | Annual | Fuel Consumed | TBtu | 0.37815 | 0.2725 | 0.30574 | 0.3058 | 0.3056 | 0.30512 | 0.30536
NSR Consumer Energy - NOx Cap Annual v5.14 | 996 | 6152 | Rate Constraint in MTons | FALSE | L | Annual | Rate | lb/MMBtu | 0.042923 | 0.04316 | 0.045203 | 0.045206 | 0.045189 | 0.045163 | 0.045127
NSR Consumer Energy - NOx Cap Annual v5.14 | 996 | 6152 | Rate Constraint in MTons | FALSE | L | Annual | Generation | TWh | 0.037322 | 0.027044 | 0.030891 | 0.030897 | 0.030866 | 0.03081 | 0.03081
NSR Consumer Energy - NOx Cap Annual v5.14 | 996 | 6152 | Rate Constraint in MTons | FALSE | L | Annual | Qualifying Generation | TWh | 0.037322 | 0.027044 | 0.030891 | 0.030897 | 0.030866 | 0.03081 | 0.03081
NSR Consumer Energy - NOx Cap Annual v5.14 | 996 | 6152 | Rate Constraint in MTons | FALSE | L | Annual | Rate | lb/MWh | 0.43489 | 0.43489 | 0.4474 | 0.44742 | 0.44741 | 0.44725 | 0.44725
NSR Consumer Energy - NOx Cap Annual v5.14 | 996 | 6152 | Rate Constraint in MTons | FALSE | L | Annual | Constraint Shadow Price | US2011$/Ton | 53984.3662 | 0 | 0 | 10612.9979 | 0 | 0 | 0
NSR Consumer Energy - SO2 Cap Annual v5.14 | 997 | 6153 | Rate Constraint in MTons | FALSE | L | Annual | Seasons Included | Seasons | Winter, Summer | Winter, Summer | Winter, Summer | Winter, Summer | Winter, Summer | Winter, Summer | Winter, Summer
NSR Consumer Energy - SO2 Cap Annual v5.14 | 997 | 6153 | Rate Constraint in MTons | FALSE | L | Annual | Standard SO2 | Thousand Tons | 0.02245 | 0.0109 | 0.0109 | 0.0109 | 0.0109 | 0.0109 | 0.0109
NSR Consumer Energy - SO2 Cap Annual v5.14 | 997 | 6153 | Rate Constraint in MTons | FALSE | L | Annual | Emissions at Affected Plants SO2 | Thousand Tons | 0.015043 | 0.0109 | 0.0109 | 0.0109 | 0.0109 | 0.0109 | 0.0109
NSR Consumer Energy - SO2 Cap Annual v5.14 | 997 | 6153 | Rate Constraint in MTons | FALSE | L | Annual | Allowances Purchased SO2 | Thousand Tons | 0 | 0 | 0 | 0 | 0 | 0 | 0
NSR Consumer Energy - SO2 Cap Annual v5.14 | 997 | 6153 | Rate Constraint in MTons | FALSE | L | Annual | Allowances Sold SO2 | Thousand Tons | 0 | 0 | 0 | 0 | 0 | 0 | 0
NSR Consumer Energy - SO2 Cap Annual v5.14 | 997 | 6153 | Rate Constraint in MTons | FALSE | L | Annual | Allowances Banked | Thousand Tons | 0 | 0 | 0 | 0 | 0 | 0 | 0
NSR Consumer Energy - SO2 Cap Annual v5.14 | 997 | 6153 | Rate Constraint in MTons | FALSE | L | Annual | Allowances Withdrawn (1:1) | Thousand Tons | 0 | 0 | 0 | 0 | 0 | 0 | 0
NSR Consumer Energy - SO2 Cap Annual v5.14 | 997 | 6153 | Rate Constraint in MTons | FALSE | L | Annual | Allowances Withdrawn (n:1) | Thousand Tons | 0 | 0 | 0 | 0 | 0 | 0 | 0
NSR Consumer Energy - SO2 Cap Annual v5.14 | 997 | 6153 | Rate Constraint in MTons | FALSE | L | Annual | Net Emissions Allowance Position | Thousand Tons | 0.015043 | 0.0109 | 0.0109 | 0.0109 | 0.0109 | 0.0109 | 0.0109
NSR Consumer Energy - SO2 Cap Annual v5.14 | 997 | 6153 | Rate Constraint in MTons | FALSE | L | Annual | Fuel Consumed | TBtu | 0.37815 | 0.2725 | 0.30574 | 0.3058 | 0.3056 | 0.30512 | 0.30536
NSR Consumer Energy - SO2 Cap Annual v5.14 | 997 | 6153 | Rate Constraint in MTons | FALSE | L | Annual | Rate | lb/MMBtu | 0.07956 | 0.08 | 0.071301 | 0.071288 | 0.071335 | 0.071448 | 0.071391
NSR Consumer Energy - SO2 Cap Annual v5.14 | 997 | 6153 | Rate Constraint in MTons | FALSE | L | Annual | Generation | TWh | 0.037322 | 0.027044 | 0.030891 | 0.030897 | 0.030866 | 0.03081 | 0.03081
NSR Consumer Energy - SO2 Cap Annual v5.14 | 997 | 6153 | Rate Constraint in MTons | FALSE | L | Annual | Qualifying Generation | TWh | 0.037322 | 0.027044 | 0.030891 | 0.030897 | 0.030866 | 0.03081 | 0.03081
NSR Consumer Energy - SO2 Cap Annual v5.14 | 997 | 6153 | Rate Constraint in MTons | FALSE | L | Annual | Rate | lb/MWh | 0.8061 | 0.8061 | 0.70571 | 0.70556 | 0.70628 | 0.70755 | 0.70755
NSR Consumer Energy - SO2 Cap Annual v5.14 | 997 | 6153 | Rate Constraint in MTons | FALSE | L | Annual | Constraint Shadow Price | US2011$/Ton | 0 | 28970.855 | 20348.3367 | 12064.0205 | 27782.3141 | 10267.1282 | 9432.2777
NSR Cooper 2 - NOX Rate Annual v3.1, Unit 3732 and retrofits | 998 | 1957 | Rate Constraint in lbs/MMBtu | FALSE | L | Annual | Seasons Included | Seasons | Winter, Summer | Winter, Summer | Winter, Summer | Winter, Summer | Winter, Summer | Winter, Summer | Winter, Summer
NSR Cooper 2 - NOX Rate Annual v3.1, Unit 3732 and retrofits | 998 | 1957 | Rate Constraint in lbs/MMBtu | FALSE | L | Annual | Standard NOX | lb/MMBtu | 0.08 | 0.08 | 0.08 | 0.08 | 0.08 | 0.08 | 0.08
NSR Cooper 2 - NOX Rate Annual v3.1, Unit 3732 and retrofits | 998 | 1957 | Rate Constraint in lbs/MMBtu | FALSE | L | Annual | Emissions at Affected Plants NOX | Thousand Tons | 0 | 0 | 0 | 0 | 0 | 0 | 0
NSR Cooper 2 - NOX Rate Annual v3.1, Unit 3732 and retrofits | 998 | 1957 | Rate Constraint in lbs/MMBtu | FALSE | L | Annual | Allowances Purchased NOX | Thousand Tons | 0 | 0 | 0 | 0 | 0 | 0 | 0
NSR Cooper 2 - NOX Rate Annual v3.1, Unit 3732 and retrofits | 998 | 1957 | Rate Constraint in lbs/MMBtu | FALSE | L | Annual | Allowances Sold NOX | Thousand Tons | 0 | 0 | 0 | 0 | 0 | 0 | 0
NSR Cooper 2 - NOX Rate Annual v3.1, Unit 3732 and retrofits | 998 | 1957 | Rate Constraint in lbs/MMBtu | FALSE | L | Annual | Allowances Banked | Thousand Tons | 0 | 0 | 0 | 0 | 0 | 0 | 0
NSR Cooper 2 - NOX Rate Annual v3.1, Unit 3732 and retrofits | 998 | 1957 | Rate Constraint in lbs/MMBtu | FALSE | L | Annual | Allowances Withdrawn (1:1) | Thousand Tons | 0 | 0 | 0 | 0 | 0 | 0 | 0
NSR Cooper 2 - NOX Rate Annual v3.1, Unit 3732 and retrofits | 998 | 1957 | Rate Constraint in lbs/MMBtu | FALSE | L | Annual | Allowances Withdrawn (n:1) | Thousand Tons | 0 | 0 | 0 | 0 | 0 | 0 | 0
NSR Cooper 2 - NOX Rate Annual v3.1, Unit 3732 and retrofits | 998 | 1957 | Rate Constraint in lbs/MMBtu | FALSE | L | Annual | Net Emissions Allowance Position | Thousand Tons | 0 | 0 | 0 | 0 | 0 | 0 | 0
NSR Cooper 2 - NOX Rate Annual v3.1, Unit 3732 and retrofits | 998 | 1957 | Rate Constraint in lbs/MMBtu | FALSE | L | Annual | Fuel Consumed | TBtu | 0 | 0 | 0 | 0 | 0 | 0 | 0
NSR Cooper 2 - NOX Rate Annual v3.1, Unit 3732 and retrofits | 998 | 1957 | Rate Constraint in lbs/MMBtu | FALSE | L | Annual | Rate | lb/MMBtu | 0 | 0 | 0 | 0 | 0 | 0 | 0
NSR Cooper 2 - NOX Rate Annual v3.1, Unit 3732 and retrofits | 998 | 1957 | Rate Constraint in lbs/MMBtu | FALSE | L | Annual | Generation | TWh | 0 | 0 | 0 | 0 | 0 | 0 | 0
NSR Cooper 2 - NOX Rate Annual v3.1, Unit 3732 and retrofits | 998 | 1957 | Rate Constraint in lbs/MMBtu | FALSE | L | Annual | Qualifying Generation | TWh | 0 | 0 | 0 | 0 | 0 | 0 | 0
NSR Cooper 2 - NOX Rate Annual v3.1, Unit 3732 and retrofits | 998 | 1957 | Rate Constraint in lbs/MMBtu | FALSE | L | Annual | Rate | lb/MWh | 0 | 0 | 0 | 0 | 0 | 0 | 0
NSR Cooper 2 - NOX Rate Annual v3.1, Unit 3732 and retrofits | 998 | 1957 | Rate Constraint in lbs/MMBtu | FALSE | L | Annual | Constraint Shadow Price | US2011$/Ton | 0 | 0 | 0 | 0 | 0 | 0 | 0
NSR Cooper 2 - SO2 Rate Annual v3.1, Unit 3732 and retrofits | 999 | 1958 | Rate Constraint in lbs/MMBtu | FALSE | L | Annual | Seasons Included | Seasons | Winter, Summer | Winter, Summer | Winter, Summer | Winter, Summer | Winter, Summer | Winter, Summer | Winter, Summer
NSR Cooper 2 - SO2 Rate Annual v3.1, Unit 3732 and retrofits | 999 | 1958 | Rate Constraint in lbs/MMBtu | FALSE | L | Annual | Standard SO2 | lb/MMBtu | 0.1 | 0.1 | 0.1 | 0.1 | 0.1 | 0.1 | 0.1
NSR Cooper 2 - SO2 Rate Annual v3.1, Unit 3732 and retrofits | 999 | 1958 | Rate Constraint in lbs/MMBtu | FALSE | L | Annual | Emissions at Affected Plants SO2 | Thousand Tons | 0 | 0 | 0 | 0 | 0 | 0 | 0
NSR Cooper 2 - SO2 Rate Annual v3.1, Unit 3732 and retrofits | 999 | 1958 | Rate Constraint in lbs/MMBtu | FALSE | L | Annual | Allowances Purchased SO2 | Thousand Tons | 0 | 0 | 0 | 0 | 0 | 0 | 0
NSR Cooper 2 - SO2 Rate Annual v3.1, Unit 3732 and retrofits | 999 | 1958 | Rate Constraint in lbs/MMBtu | FALSE | L | Annual | Allowances Sold SO2 | Thousand Tons | 0 | 0 | 0 | 0 | 0 | 0 | 0
NSR Cooper 2 - SO2 Rate Annual v3.1, Unit 3732 and retrofits | 999 | 1958 | Rate Constraint in lbs/MMBtu | FALSE | L | Annual | Allowances Banked | Thousand Tons | 0 | 0 | 0 | 0 | 0 | 0 | 0
NSR Cooper 2 - SO2 Rate Annual v3.1, Unit 3732 and retrofits | 999 | 1958 | Rate Constraint in lbs/MMBtu | FALSE | L | Annual | Allowances Withdrawn (1:1) | Thousand Tons | 0 | 0 | 0 | 0 | 0 | 0 | 0
NSR Cooper 2 - SO2 Rate Annual v3.1, Unit 3732 and retrofits | 999 | 1958 | Rate Constraint in lbs/MMBtu | FALSE | L | Annual | Allowances Withdrawn (n:1) | Thousand Tons | 0 | 0 | 0 | 0 | 0 | 0 | 0
NSR Cooper 2 - SO2 Rate Annual v3.1, Unit 3732 and retrofits | 999 | 1958 | Rate Constraint in lbs/MMBtu | FALSE | L | Annual | Net Emissions Allowance Position | Thousand Tons | 0 | 0 | 0 | 0 | 0 | 0 | 0
NSR Cooper 2 - SO2 Rate Annual v3.1, Unit 3732 and retrofits | 999 | 1958 | Rate Constraint in lbs/MMBtu | FALSE | L | Annual | Fuel Consumed | TBtu | 0 | 0 | 0 | 0 | 0 | 0 | 0
NSR Cooper 2 - SO2 Rate Annual v3.1, Unit 3732 and retrofits | 999 | 1958 | Rate Constraint in lbs/MMBtu | FALSE | L | Annual | Rate | lb/MMBtu | 0 | 0 | 0 | 0 | 0 | 0 | 0
NSR Cooper 2 - SO2 Rate Annual v3.1, Unit 3732 and retrofits | 999 | 1958 | Rate Constraint in lbs/MMBtu | FALSE | L | Annual | Generation | TWh | 0 | 0 | 0 | 0 | 0 | 0 | 0
NSR Cooper 2 - SO2 Rate Annual v3.1, Unit 3732 and retrofits | 999 | 1958 | Rate Constraint in lbs/MMBtu | FALSE | L | Annual | Qualifying Generation | TWh | 0 | 0 | 0 | 0 | 0 | 0 | 0
NSR Cooper 2 - SO2 Rate Annual v3.1, Unit 3732 and retrofits | 999 | 1958 | Rate Constraint in lbs/MMBtu | FALSE | L | Annual | Rate | lb/MWh | 0 | 0 | 0 | 0 | 0 | 0 | 0
NSR Cooper 2 - SO2 Rate Annual v3.1, Unit 3732 and retrofits | 999 | 1958 | Rate Constraint in lbs/MMBtu | FALSE | L | Annual | Constraint Shadow Price | US2011$/Ton | 0 | 0 | 0 | 0 | 0 | 7869.6384 | 0
NSR Cross 1,2 - NOX Rate Annual v3.1, Unit 5806 and retrofits | 1000 | 1949 | Rate Constraint in lbs/MMBtu | FALSE | L | Annual | Seasons Included | Seasons | Winter, Summer | Winter, Summer | Winter, Summer | Winter, Summer | Winter, Summer | Winter, Summer | Winter, Summer
NSR Cross 1,2 - NOX Rate Annual v3.1, Unit 5806 and retrofits | 1000 | 1949 | Rate Constraint in lbs/MMBtu | FALSE | L | Annual | Standard NOX | lb/MMBtu | 0.1 | 0.1 | 0.1 | 0.1 | 0.1 | 0.1 | 0.1
NSR Cross 1,2 - NOX Rate Annual v3.1, Unit 5806 and retrofits | 1000 | 1949 | Rate Constraint in lbs/MMBtu | FALSE | L | Annual | Emissions at Affected Plants NOX | Thousand Tons | 0.56001 | 1.1248 | 1.2753 | 1.2753 | 1.2753 | 0.56001 | 0.56001
NSR Cross 1,2 - NOX Rate Annual v3.1, Unit 5806 and retrofits | 1000 | 1949 | Rate Constraint in lbs/MMBtu | FALSE | L | Annual | Allowances Purchased NOX | Thousand Tons | 0 | 0 | 0 | 0 | 0 | 0 | 0
NSR Cross 1,2 - NOX Rate Annual v3.1, Unit 5806 and retrofits | 1000 | 1949 | Rate Constraint in lbs/MMBtu | FALSE | L | Annual | Allowances Sold NOX | Thousand Tons | 0 | 0 | 0 | 0 | 0 | 0 | 0
NSR Cross 1,2 - NOX Rate Annual v3.1, Unit 5806 and retrofits | 1000 | 1949 | Rate Constraint in lbs/MMBtu | FALSE | L | Annual | Allowances Banked | Thousand Tons | 0 | 0 | 0 | 0 | 0 | 0 | 0
NSR Cross 1,2 - NOX Rate Annual v3.1, Unit 5806 and retrofits | 1000 | 1949 | Rate Constraint in lbs/MMBtu | FALSE | L | Annual | Allowances Withdrawn (1:1) | Thousand Tons | 0 | 0 | 0 | 0 | 0 | 0 | 0
NSR Cross 1,2 - NOX Rate Annual v3.1, Unit 5806 and retrofits | 1000 | 1949 | Rate Constraint in lbs/MMBtu | FALSE | L | Annual | Allowances Withdrawn (n:1) | Thousand Tons | 0 | 0 | 0 | 0 | 0 | 0 | 0
NSR Cross 1,2 - NOX Rate Annual v3.1, Unit 5806 and retrofits | 1000 | 1949 | Rate Constraint in lbs/MMBtu | FALSE | L | Annual | Net Emissions Allowance Position | Thousand Tons | 0.56001 | 1.1248 | 1.2753 | 1.2753 | 1.2753 | 0.56001 | 0.56001
NSR Cross 1,2 - NOX Rate Annual v3.1, Unit 5806 and retrofits | 1000 | 1949 | Rate Constraint in lbs/MMBtu | FALSE | L | Annual | Fuel Consumed | TBtu | 13.4878 | 27.0917 | 30.7144 | 30.7144 | 30.7144 | 13.4878 | 13.4878
NSR Cross 1,2 - NOX Rate Annual v3.1, Unit 5806 and retrofits | 1000 | 1949 | Rate Constraint in lbs/MMBtu | FALSE | L | Annual | Rate | lb/MMBtu | 0.08304 | 0.08304 | 0.08304 | 0.08304 | 0.08304 | 0.08304 | 0.08304
NSR Cross 1,2 - NOX Rate Annual v3.1, Unit 5806 and retrofits | 1000 | 1949 | Rate Constraint in lbs/MMBtu | FALSE | L | Annual | Generation | TWh | 1.3187 | 2.6487 | 3.0029 | 3.0029 | 3.0029 | 1.3187 | 1.3187
NSR Cross 1,2 - NOX Rate Annual v3.1, Unit 5806 and retrofits | 1000 | 1949 | Rate Constraint in lbs/MMBtu | FALSE | L | Annual | Qualifying Generation | TWh | 1.3187 | 2.6487 | 3.0029 | 3.0029 | 3.0029 | 1.3187 | 1.3187
NSR Cross 1,2 - NOX Rate Annual v3.1, Unit 5806 and retrofits | 1000 | 1949 | Rate Constraint in lbs/MMBtu | FALSE | L | Annual | Rate | lb/MWh | 0.84936 | 0.84936 | 0.84936 | 0.84936 | 0.84936 | 0.84936 | 0.84936
NSR Cross 1,2 - NOX Rate Annual v3.1, Unit 5806 and retrofits | 1000 | 1949 | Rate Constraint in lbs/MMBtu | FALSE | L | Annual | Constraint Shadow Price | US2011$/Ton | 0 | 0 | 0 | 0 | 0 | 0 | 0
NSR Cross 1,2 - NOX Rate Annual v3.1, Unit 5807 and retrofits | 1001 | 1949 | Rate Constraint in lbs/MMBtu | FALSE | L | Annual | Seasons Included | Seasons | Winter, Summer | Winter, Summer | Winter, Summer | Winter, Summer | Winter, Summer | Winter, Summer | Winter, Summer
NSR Cross 1,2 - NOX Rate Annual v3.1, Unit 5807 and retrofits | 1001 | 1949 | Rate Constraint in lbs/MMBtu | FALSE | L | Annual | Standard NOX | lb/MMBtu | 0.1 | 0.1 | 0.1 | 0.1 | 0.1 | 0.1 | 0.1
NSR Cross 1,2 - NOX Rate Annual v3.1, Unit 5807 and retrofits | 1001 | 1949 | Rate Constraint in lbs/MMBtu | FALSE | L | Annual | Emissions at Affected Plants NOX | Thousand Tons | 0.53754 | 0.53754 | 0.40844 | 0.17936 | 0.40844 | 0.17936 | 0
NSR Cross 1,2 - NOX Rate Annual v3.1, Unit 5807 and retrofits | 1001 | 1949 | Rate Constraint in lbs/MMBtu | FALSE | L | Annual | Allowances Purchased NOX | Thousand Tons | 0 | 0 | 0 | 0 | 0 | 0 | 0
NSR Cross 1,2 - NOX Rate Annual v3.1, Unit 5807 and retrofits | 1001 | 1949 | Rate Constraint in lbs/MMBtu | FALSE | L | Annual | Allowances Sold NOX | Thousand Tons | 0 | 0 | 0 | 0 | 0 | 0 | 0
NSR Cross 1,2 - NOX Rate Annual v3.1, Unit 5807 and retrofits | 1001 | 1949 | Rate Constraint in lbs/MMBtu | FALSE | L | Annual | Allowances Banked | Thousand Tons | 0 | 0 | 0 | 0 | 0 | 0 | 0
NSR Cross 1,2 - NOX Rate Annual v3.1, Unit 5807 and retrofits | 1001 | 1949 | Rate Constraint in lbs/MMBtu | FALSE | L | Annual | Allowances Withdrawn (1:1) | Thousand Tons | 0 | 0 | 0 | 0 | 0 | 0 | 0
NSR Cross 1,2 - NOX Rate Annual v3.1, Unit 5807 and retrofits | 1001 | 1949 | Rate Constraint in lbs/MMBtu | FALSE | L | Annual | Allowances Withdrawn (n:1) | Thousand Tons | 0 | 0 | 0 | 0 | 0 | 0 | 0
NSR Cross 1,2 - NOX Rate Annual v3.1, Unit 5807 and retrofits | 1001 | 1949 | Rate Constraint in lbs/MMBtu | FALSE | L | Annual | Net Emissions Allowance Position | Thousand Tons | 0.53754 | 0.53754 | 0.40844 | 0.17936 | 0.40844 | 0.17936 | 0
NSR Cross 1,2 - NOX Rate Annual v3.1, Unit 5807 and retrofits | 1001 | 1949 | Rate Constraint in lbs/MMBtu | FALSE | L | Annual | Fuel Consumed | TBtu | 13.0528 | 13.0528 | 9.9178 | 4.3552 | 9.9178 | 4.3552 | 0
NSR Cross 1,2 - NOX Rate Annual v3.1, Unit 5807 and retrofits | 1001 | 1949 | Rate Constraint in lbs/MMBtu | FALSE | L | Annual | Rate | lb/MMBtu | 0.082364 | 0.082364 | 0.082364 | 0.082364 | 0.082364 | 0.082364 | 0
NSR Cross 1,2 - NOX Rate Annual v3.1, Unit 5807 and retrofits | 1001 | 1949 | Rate Constraint in lbs/MMBtu | FALSE | L | Annual | Generation | TWh | 1.2959 | 1.2959 | 0.98468 | 0.43241 | 0.98468 | 0.43241 | 0
NSR Cross 1,2 - NOX Rate Annual v3.1, Unit 5807 and retrofits | 1001 | 1949 | Rate Constraint in lbs/MMBtu | FALSE | L | Annual | Qualifying Generation | TWh | 1.2959 | 1.2959 | 0.98468 | 0.43241 | 0.98468 | 0.43241 | 0
NSR Cross 1,2 - NOX Rate Annual v3.1, Unit 5807 and retrofits | 1001 | 1949 | Rate Constraint in lbs/MMBtu | FALSE | L | Annual | Rate | lb/MWh | 0.82958 | 0.82958 | 0.82958 | 0.82958 | 0.82958 | 0.82958 | 0
NSR Cross 1,2 - NOX Rate Annual v3.1, Unit 5807 and retrofits | 1001 | 1949 | Rate Constraint in lbs/MMBtu | FALSE | L | Annual | Constraint Shadow Price | US2011$/Ton | 0 | 0 | 0 | 0 | 0 | 0 | 0
NSR Dairyland- NOx Cap Annual v5.13 | 1002 | 6001 | Rate Constraint in MTons | FALSE | L | Annual | Seasons Included | Seasons | Winter, Summer | Winter, Summer | Winter, Summer | Winter, Summer | Winter, Summer | Winter, Summer | Winter, Summer
NSR Dairyland- NOx Cap Annual v5.13 | 1002 | 6001 | Rate Constraint in MTons | FALSE | L | Annual | Standard NOX | Thousand Tons | 5.2825 | 3.748 | 3.364 | 3.236 | 3.236 | 3.236 | 3.236
NSR Dairyland- NOx Cap Annual v5.13 | 1002 | 6001 | Rate Constraint in MTons | FALSE | L | Annual | Emissions at Affected Plants NOX | Thousand Tons | 1.1175 | 2.2507 | 2.2469 | 2.2507 | 2.2507 | 2.2507 | 2.2507
NSR Dairyland- NOx Cap Annual v5.13 | 1002 | 6001 | Rate Constraint in MTons | FALSE | L | Annual | Allowances Purchased NOX | Thousand Tons | 0 | 0 | 0 | 0 | 0 | 0 | 0
NSR Dairyland- NOx Cap Annual v5.13 | 1002 | 6001 | Rate Constraint in MTons | FALSE | L | Annual | Allowances Sold NOX | Thousand Tons | 0 | 0 | 0 | 0 | 0 | 0 | 0
NSR Dairyland- NOx Cap Annual v5.13 | 1002 | 6001 | Rate Constraint in MTons | FALSE | L | Annual | Allowances Banked | Thousand Tons | 0 | 0 | 0 | 0 | 0 | 0 | 0
NSR Dairyland- NOx Cap Annual v5.13 | 1002 | 6001 | Rate Constraint in MTons | FALSE | L | Annual | Allowances Withdrawn (1:1) | Thousand Tons | 0 | 0 | 0 | 0 | 0 | 0 | 0
NSR Dairyland- NOx Cap Annual v5.13 | 1002 | 6001 | Rate Constraint in MTons | FALSE | L | Annual | Allowances Withdrawn (n:1) | Thousand Tons | 0 | 0 | 0 | 0 | 0 | 0 | 0
NSR Dairyland- NOx Cap Annual v5.13 | 1002 | 6001 | Rate Constraint in MTons | FALSE | L | Annual | Net Emissions Allowance Position | Thousand Tons | 1.1175 | 2.2507 | 2.2469 | 2.2507 | 2.2507 | 2.2507 | 2.2507
NSR Dairyland- NOx Cap Annual v5.13 | 1002 | 6001 | Rate Constraint in MTons | FALSE | L | Annual | Fuel Consumed | TBtu | 23.4678 | 51.7984 | 51.7101 | 51.7984 | 51.7984 | 51.7984 | 51.7984
NSR Dairyland- NOx Cap Annual v5.13 | 1002 | 6001 | Rate Constraint in MTons | FALSE | L | Annual | Rate | lb/MMBtu | 0.095238 | 0.086904 | 0.086904 | 0.086904 | 0.086904 | 0.086904 | 0.086904
NSR Dairyland- NOx Cap Annual v5.13 | 1002 | 6001 | Rate Constraint in MTons | FALSE | L | Annual | Generation | TWh | 2.3379 | 5.0887 | 5.08 | 5.0887 | 5.0887 | 5.0887 | 5.0887
NSR Dairyland- NOx Cap Annual v5.13 | 1002 | 6001 | Rate Constraint in MTons | FALSE | L | Annual | Qualifying Generation | TWh | 2.3379 | 5.0887 | 5.08 | 5.0887 | 5.0887 | 5.0887 | 5.0887
NSR Dairyland- NOx Cap Annual v5.13 | 1002 | 6001 | Rate Constraint in MTons | FALSE | L | Annual | Rate | lb/MWh | 0.95602 | 0.88461 | 0.88461 | 0.88461 | 0.88461 | 0.88461 | 0.88461
NSR Dairyland- NOx Cap Annual v5.13 | 1002 | 6001 | Rate Constraint in MTons | FALSE | L | Annual | Constraint Shadow Price | US2011$/Ton | 0 | 0 | 0 | 0 | 0 | 0 | 0
NSR Dairyland- SO2 Cap Annual v5.13 | 1003 | 6000 | Rate Constraint in MTons | FALSE | L | Annual | Seasons Included | Seasons | Winter, Summer | Winter, Summer | Winter, Summer | Winter, Summer | Winter, Summer | Winter, Summer | Winter, Summer
NSR Dairyland- SO2 Cap Annual v5.13 | 1003 | 6000 | Rate Constraint in MTons | FALSE | L | Annual | Standard SO2 | Thousand Tons | 6.065 | 6.057 | 4.9478 | 4.578 | 4.578 | 4.578 | 4.578
NSR Dairyland- SO2 Cap Annual v5.13 | 1003 | 6000 | Rate Constraint in MTons | FALSE | L | Annual | Emissions at Affected Plants SO2 | Thousand Tons | 1.0561 | 2.1893 | 2.1855 | 2.1893 | 2.1893 | 2.1893 | 2.1893
NSR Dairyland- SO2 Cap Annual v5.13 | 1003 | 6000 | Rate Constraint in MTons | FALSE | L | Annual | Allowances Purchased SO2 | Thousand Tons | 0 | 0 | 0 | 0 | 0 | 0 | 0
NSR Dairyland- SO2 Cap Annual v5.13 | 1003 | 6000 | Rate Constraint in MTons | FALSE | L | Annual | Allowances Sold SO2 | Thousand Tons | 0 | 0 | 0 | 0 | 0 | 0 | 0
NSR Dairyland- SO2 Cap Annual v5.13 | 1003 | 6000 | Rate Constraint in MTons | FALSE | L | Annual | Allowances Banked | Thousand Tons | 0 | 0 | 0 | 0 | 0 | 0 | 0
NSR Dairyland- SO2 Cap Annual v5.13 | 1003 | 6000 | Rate Constraint in MTons | FALSE | L | Annual | Allowances Withdrawn (1:1) | Thousand Tons | 0 | 0 | 0 | 0 | 0 | 0 | 0
NSR Dairyland- SO2 Cap Annual v5.13 | 1003 | 6000 | Rate Constraint in MTons | FALSE | L | Annual | Allowances Withdrawn (n:1) | Thousand Tons | 0 | 0 | 0 | 0 | 0 | 0 | 0
NSR Dairyland- SO2 Cap Annual v5.13 | 1003 | 6000 | Rate Constraint in MTons | FALSE | L | Annual | Net Emissions Allowance Position | Thousand Tons | 1.0561 | 2.1893 | 2.1855 | 2.1893 | 2.1893 | 2.1893 | 2.1893
NSR Dairyland- SO2 Cap Annual v5.13 | 1003 | 6000 | Rate Constraint in MTons | FALSE | L | Annual | Fuel Consumed | TBtu | 23.4678 | 51.7984 | 51.7101 | 51.7984 | 51.7984 | 51.7984 | 51.7984
NSR Dairyland- SO2 Cap Annual v5.13 | 1003 | 6000 | Rate Constraint in MTons | FALSE | L | Annual | Rate | lb/MMBtu | 0.09 | 0.084531 | 0.084531 | 0.084531 | 0.084531 | 0.084531 | 0.084531
NSR Dairyland- SO2 Cap Annual v5.13 | 1003 | 6000 | Rate Constraint in MTons | FALSE | L | Annual | Generation | TWh | 2.3379 | 5.0887 | 5.08 | 5.0887 | 5.0887 | 5.0887 | 5.0887
NSR Dairyland- SO2 Cap Annual v5.13 | 1003 | 6000 | Rate Constraint in MTons | FALSE | L | Annual | Qualifying Generation | TWh | 2.3379 | 5.0887 | 5.08 | 5.0887 | 5.0887 | 5.0887 | 5.0887
NSR Dairyland- SO2 Cap Annual v5.13 | 1003 | 6000 | Rate Constraint in MTons | FALSE | L | Annual | Rate | lb/MWh | 0.90344 | 0.86045 | 0.86045 | 0.86045 | 0.86045 | 0.86045 | 0.86045
NSR Dairyland- SO2 Cap Annual v5.13 | 1003 | 6000 | Rate Constraint in MTons | FALSE | L | Annual | Constraint Shadow Price | US2011$/Ton | 0 | 0 | 0 | 0 | 0 | 0 | 0
NSR Dominion Consent - NOX Cap Annual v3.1 | 1004 | 1840 | Rate Constraint in MTons | FALSE | L | Annual | Seasons Included | Seasons | Winter, Summer | Winter, Summer | Winter, Summer | Winter, Summer | Winter, Summer | Winter, Summer | Winter, Summer
NSR Dominion Consent - NOX Cap Annual v3.1 | 1004 | 1840 | Rate Constraint in MTons | FALSE | L | Annual | Standard NOX | Thousand Tons | 30.25 | 30.25 | 30.25 | 30.25 | 30.25 | 30.25 | 30.25
NSR Dominion Consent - NOX Cap Annual v3.1 | 1004 | 1840 | Rate Constraint in MTons | FALSE | L | Annual | Emissions at Affected Plants NOX | Thousand Tons | 4.0656 | 4.6025 | 9.3604 | 5.9305 | 8.8405 | 3.0155 | 3.0468
NSR Dominion Consent - NOX Cap Annual v3.1 | 1004 | 1840 | Rate Constraint in MTons | FALSE | L | Annual | Allowances Purchased NOX | Thousand Tons | 0 | 0 | 0 | 0 | 0 | 0 | 0
NSR Dominion Consent - NOX Cap Annual v3.1 | 1004 | 1840 | Rate Constraint in MTons | FALSE | L | Annual | Allowances Sold NOX | Thousand Tons | 0 | 0 | 0 | 0 | 0 | 0 | 0
NSR Dominion Consent - NOX Cap Annual v3.1 | 1004 | 1840 | Rate Constraint in MTons | FALSE | L | Annual | Allowances Banked | Thousand Tons | 0 | 0 | 0 | 0 | 0 | 0 | 0
NSR Dominion Consent - NOX Cap Annual v3.1 | 1004 | 1840 | Rate Constraint in MTons | FALSE | L | Annual | Allowances Withdrawn (1:1) | Thousand Tons | 0 | 0 | 0 | 0 | 0 | 0 | 0
NSR Dominion Consent - NOX Cap Annual v3.1 | 1004 | 1840 | Rate Constraint in MTons | FALSE | L | Annual | Allowances Withdrawn (n:1) | Thousand Tons | 0 | 0 | 0 | 0 | 0 | 0 | 0
NSR Dominion Consent - NOX Cap Annual v3.1 | 1004 | 1840 | Rate Constraint in MTons | FALSE | L | Annual | Net Emissions Allowance Position | Thousand Tons | 4.0656 | 4.6025 | 9.3604 | 5.9305 | 8.8405 | 3.0155 | 3.0468
NSR Dominion Consent - NOX Cap Annual v3.1 | 1004 | 1840 | Rate Constraint in MTons | FALSE | L | Annual | Fuel Consumed | TBtu | 120.8261 | 134.6237 | 133.1401 | 108.5981 | 129.5145 | 82.8005 | 88.4773
NSR Dominion Consent - NOX Cap Annual v3.1 | 1004 | 1840 | Rate Constraint in MTons | FALSE | L | Annual | Rate | lb/MMBtu | 0.067297 | 0.068375 | 0.14061 | 0.10922 | 0.13652 | 0.072838 | 0.068872
NSR Dominion Consent - NOX Cap Annual v3.1 | 1004 | 1840 | Rate Constraint in MTons | FALSE | L | Annual | Generation | TWh | 12.5038 | 13.6548 | 13.5731 | 11.1137 | 13.21 | 8.4651 | 9.2113
NSR Dominion Consent - NOX Cap Annual v3.1 | 1004 | 1840 | Rate Constraint in MTons | FALSE | L | Annual | Qualifying Generation | TWh | 12.5038 | 13.6548 | 13.5731 | 11.1137 | 13.21 | 8.4651 | 9.2113
NSR Dominion Consent - NOX Cap Annual v3.1 | 1004 | 1840 | Rate Constraint in MTons | FALSE | L | Annual | Rate | lb/MWh | 0.6503 | 0.67412 | 1.3793 | 1.0672 | 1.3384 | 0.71246 | 0.66154
NSR Dominion Consent - NOX Cap Annual v3.1 | 1004 | 1840 | Rate Constraint in MTons | FALSE | L | Annual | Constraint Shadow Price | US2011$/Ton | 0 | 0 | 0 | 0 | 0 | 0 | 0
NSR Dominion Consent - NOX Rate Annual v3.1 | 1005 | 1841 | Rate Constraint in lbs/MMBtu | FALSE | L | Annual | Seasons Included | Seasons | Winter, Summer | Winter, Summer | Winter, Summer | Winter, Summer | Winter, Summer | Winter, Summer | Winter, Summer
NSR Dominion Consent - NOX Rate Annual v3.1 | 1005 | 1841 | Rate Constraint in lbs/MMBtu | FALSE | L | Annual | Standard NOX | lb/MMBtu | 0.15 | 0.15 | 0.15 | 0.15 | 0.15 | 0.15 | 0.15
NSR Dominion Consent - NOX Rate Annual v3.1 | 1005 | 1841 | Rate Constraint in lbs/MMBtu | FALSE | L | Annual | Emissions at Affected Plants NOX | Thousand Tons | 4.0656 | 4.6025 | 9.3604 | 5.9305 | 8.8405 | 3.0155 | 3.0468
NSR Dominion Consent - NOX Rate Annual v3.1 | 1005 | 1841 | Rate Constraint in lbs/MMBtu | FALSE | L | Annual | Allowances Purchased NOX | Thousand Tons | 0 | 0 | 0 | 0 | 0 | 0 | 0
NSR Dominion Consent - NOX Rate Annual v3.1 | 1005 | 1841 | Rate Constraint in lbs/MMBtu | FALSE | L | Annual | Allowances Sold NOX | Thousand Tons | 0 | 0 | 0 | 0 | 0 | 0 | 0
NSR Dominion Consent - NOX Rate Annual v3.1 | 1005 | 1841 | Rate Constraint in lbs/MMBtu | FALSE | L | Annual | Allowances Banked | Thousand Tons | 0 | 0 | 0 | 0 | 0 | 0 | 0
NSR Dominion Consent - NOX Rate Annual v3.1 | 1005 | 1841 | Rate Constraint in lbs/MMBtu | FALSE | L | Annual | Allowances Withdrawn (1:1) | Thousand Tons | 0 | 0 | 0 | 0 | 0 | 0 | 0
NSR Dominion Consent - NOX Rate Annual v3.1 | 1005 | 1841 | Rate Constraint in lbs/MMBtu | FALSE | L | Annual | Allowances Withdrawn (n:1) | Thousand Tons | 0 | 0 | 0 | 0 | 0 | 0 | 0
NSR Dominion Consent - NOX Rate Annual v3.1 | 1005 | 1841 | Rate Constraint in lbs/MMBtu | FALSE | L | Annual | Net Emissions Allowance Position | Thousand Tons | 4.0656 | 4.6025 | 9.3604 | 5.9305 | 8.8405 | 3.0155 | 3.0468
NSR Dominion Consent - NOX Rate Annual v3.1 | 1005 | 1841 | Rate Constraint in lbs/MMBtu | FALSE | L | Annual | Fuel Consumed | TBtu | 120.8261 | 134.6237 | 133.1401 | 108.5981 | 129.5145 | 82.8005 | 88.4773
NSR Dominion Consent - NOX Rate Annual v3.1 | 1005 | 1841 | Rate Constraint in lbs/MMBtu | FALSE | L | Annual | Rate | lb/MMBtu | 0.067297 | 0.068375 | 0.14061 | 0.10922 | 0.13652 | 0.072838 | 0.068872
NSR Dominion Consent - NOX Rate Annual v3.1 | 1005 | 1841 | Rate Constraint in lbs/MMBtu | FALSE | L | Annual | Generation | TWh | 12.5038 | 13.6548 | 13.5731 | 11.1137 | 13.21 | 8.4651 | 9.2113
NSR Dominion Consent - NOX Rate Annual v3.1 | 1005 | 1841 | Rate Constraint in lbs/MMBtu | FALSE | L | Annual | Qualifying Generation | TWh | 12.5038 | 13.6548 | 13.5731 | 11.1137 | 13.21 | 8.4651 | 9.2113
NSR Dominion Consent - NOX Rate Annual v3.1 | 1005 | 1841 | Rate Constraint in lbs/MMBtu | FALSE | L | Annual | Rate | lb/MWh | 0.6503 | 0.67412 | 1.3793 | 1.0672 | 1.3384 | 0.71246 | 0.66154
NSR Dominion Consent - NOX Rate Annual v3.1 | 1005 | 1841 | Rate Constraint in lbs/MMBtu | FALSE | L | Annual | Constraint Shadow Price | US2011$/Ton | 0 | 0 | 0 | 0 | 0 | 0 | 0
NSR Edgewater 3-5- NOx Cap Annual v5.13 | 1006 | 5986 | Rate Constraint in MTons | FALSE | L | Annual | Seasons Included | Seasons | Winter, Summer | Winter, Summer | Winter, Summer | Winter, Summer | Winter, Summer | Winter, Summer | Winter, Summer
NSR Edgewater 3-5- NOx Cap Annual v5.13 | 1006 | 5986 | Rate Constraint in MTons | FALSE | L | Annual | Standard NOX | Thousand Tons | 2.5 | 2.5 | 1.1 | 1.1 | 1.1 | 1.1 | 1.1
NSR Edgewater 3-5- NOx Cap Annual v5.13 | 1006 | 5986 | Rate Constraint in MTons | FALSE | L | Annual | Emissions at Affected Plants NOX | Thousand Tons | 1.046 | 1.0177 | 1.0267 | 1.0267 | 1.0267 | 1.0267 | 1.0267
NSR Edgewater 3-5- NOx Cap Annual v5.13 | 1006 | 5986 | Rate Constraint in MTons | FALSE | L | Annual | Allowances Purchased NOX | Thousand Tons | 0 | 0 | 0 | 0 | 0 | 0 | 0
NSR Edgewater 3-5- NOx Cap Annual v5.13 | 1006 | 5986 | Rate Constraint in MTons | FALSE | L | Annual | Allowances Sold NOX | Thousand Tons | 0 | 0 | 0 | 0 | 0 | 0 | 0
NSR Edgewater 3-5- NOx Cap Annual v5.13 | 1006 | 5986 | Rate Constraint in MTons | FALSE | L | Annual | Allowances Banked | Thousand Tons | 0 | 0 | 0 | 0 | 0 | 0 | 0
NSR Edgewater 3-5- NOx Cap Annual v5.13 | 1006 | 5986 | Rate Constraint in MTons | FALSE | L | Annual | Allowances Withdrawn (1:1) | Thousand Tons | 0 | 0 | 0 | 0 | 0 | 0 | 0
NSR Edgewater 3-5- NOx Cap Annual v5.13 | 1006 | 5986 | Rate Constraint in MTons | FALSE | L | Annual | Allowances Withdrawn (n:1) | Thousand Tons | 0 | 0 | 0 | 0 | 0 | 0 | 0
NSR Edgewater 3-5- NOx Cap Annual v5.13 | 1006 | 5986 | Rate Constraint in MTons | FALSE | L | Annual | Net Emissions Allowance Position | Thousand Tons | 1.046 | 1.0177 | 1.0267 | 1.0267 | 1.0267 | 1.0267 | 1.0267
NSR Edgewater 3-5- NOx Cap Annual v5.13 | 1006 | 5986 | Rate Constraint in MTons | FALSE | L | Annual | Fuel Consumed | TBtu | 29.9929 | 29.1113 | 29.3333 | 29.3648 | 29.4396 | 29.4396 | 29.4396
NSR Edgewater 3-5- NOx Cap Annual v5.13 | 1006 | 5986 | Rate Constraint in MTons | FALSE | L | Annual | Rate | lb/MMBtu | 0.069747 | 0.069916 | 0.07 | 0.069925 | 0.069747 | 0.069747 | 0.069747
NSR Edgewater 3-5- NOx Cap Annual v5.13 | 1006 | 5986 | Rate Constraint in MTons | FALSE | L | Annual | Generation | TWh | 2.8647 | 2.7872 | 2.8119 | 2.8119 | 2.8119 | 2.8119 | 2.8119
NSR Edgewater 3-5- NOx Cap Annual v5.13 | 1006 | 5986 | Rate Constraint in MTons | FALSE | L | Annual | Qualifying Generation | TWh | 2.8647 | 2.7872 | 2.8119 | 2.8119 | 2.8119 | 2.8119 | 2.8119
NSR Edgewater 3-5- NOx Cap Annual v5.13 | 1006 | 5986 | Rate Constraint in MTons | FALSE | L | Annual | Rate | lb/MWh | 0.73023 | 0.73023 | 0.73023 | 0.73023 | 0.73023 | 0.73023 | 0.73023
NSR Edgewater 3-5- NOx Cap Annual v5.13 | 1006 | 5986 | Rate Constraint in MTons | FALSE | L | Annual | Constraint Shadow Price | US2011$/Ton | 0 | 0 | 0 | 0 | 0 | 0 | 0
NSR Edgewater 3-5- SO2 Cap Annual v5.13 | 1007 | 5984 | Rate Constraint in MTons | FALSE | L | Annual | Seasons Included | Seasons | Winter, Summer | Winter, Summer | Winter, Summer | Winter, Summer | Winter, Summer | Winter, Summer | Winter, Summer
NSR Edgewater 3-5- SO2 Cap Annual v5.13 | 1007 | 5984 | Rate Constraint in MTons | FALSE | L | Annual | Standard SO2 | Thousand Tons | 9.25 | 6 | 1.1 | 1.1 | 1.1 | 1.1 | 1.1
NSR Edgewater 3-5- SO2 Cap Annual v5.13 | 1007 | 5984 | Rate Constraint in MTons | FALSE | L | Annual | Emissions at Affected Plants SO2 | Thousand Tons | 1.1207 | 1.0904 | 1.1 | 1.1 | 1.1 | 1.1 | 1.1
NSR Edgewater 3-5- SO2 Cap Annual v5.13 | 1007 | 5984 | Rate Constraint in MTons | FALSE | L | Annual | Allowances Purchased SO2 | Thousand Tons | 0 | 0 | 0 | 0 | 0 | 0 | 0
NSR Edgewater 3-5- SO2 Cap Annual v5.13 | 1007 | 5984 | Rate Constraint in MTons | FALSE | L | Annual | Allowances Sold SO2 | Thousand Tons | 0 | 0 | 0 | 0 | 0 | 0 | 0
NSR Edgewater 3-5- SO2 Cap Annual v5.13 | 1007 | 5984 | Rate Constraint in MTons | FALSE | L | Annual | Allowances Banked | Thousand Tons | 0 | 0 | 0 | 0 | 0 | 0 | 0
NSR Edgewater 3-5- SO2 Cap Annual v5.13 | 1007 | 5984 | Rate Constraint in MTons | FALSE | L | Annual | Allowances Withdrawn (1:1) | Thousand Tons | 0 | 0 | 0 | 0 | 0 | 0 | 0
NSR Edgewater 3-5- SO2 Cap Annual v5.13 | 1007 | 5984 | Rate Constraint in MTons | FALSE | L | Annual | Allowances Withdrawn (n:1) | Thousand Tons | 0 | 0 | 0 | 0 | 0 | 0 | 0
NSR Edgewater 3-5- SO2 Cap Annual v5.13 | 1007 | 5984 | Rate Constraint in MTons | FALSE | L | Annual | Net Emissions Allowance Position | Thousand Tons | 1.1207 | 1.0904 | 1.1 | 1.1 | 1.1 | 1.1 | 1.1
NSR Edgewater 3-5- SO2 Cap Annual v5.13 | 1007 | 5984 | Rate Constraint in MTons | FALSE | L | Annual | Fuel Consumed | TBtu | 29.9929 | 29.1113 | 29.3333 | 29.3648 | 29.4396 | 29.4396 | 29.4396
NSR Edgewater 3-5- SO2 Cap Annual v5.13 | 1007 | 5984 | Rate Constraint in MTons | FALSE | L | Annual | Rate | lb/MMBtu | 0.074729 | 0.07491 | 0.075 | 0.07492 | 0.074729 | 0.074729 | 0.074729
NSR Edgewater 3-5- SO2 Cap Annual v5.13 | 1007 | 5984 | Rate Constraint in MTons | FALSE | L | Annual | Generation | TWh | 2.8647 | 2.7872 | 2.8119 | 2.8119 | 2.8119 | 2.8119 | 2.8119
NSR Edgewater 3-5- SO2 Cap Annual v5.13 | 1007 | 5984 | Rate Constraint in MTons | FALSE | L | Annual | Qualifying Generation | TWh | 2.8647 | 2.7872 | 2.8119 | 2.8119 | 2.8119 | 2.8119 | 2.8119
NSR Edgewater 3-5- SO2 Cap Annual v5.13 | 1007 | 5984 | Rate Constraint in MTons | FALSE | L | Annual | Rate | lb/MWh | 0.78239 | 0.78239 | 0.78239 | 0.78239 | 0.78239 | 0.78239 | 0.78239
NSR Edgewater 3-5- SO2 Cap Annual v5.13 | 1007 | 5984 | Rate Constraint in MTons | FALSE | L | Annual | Constraint Shadow Price | US2011$/Ton | 0 | 0 | 7796.8376 | 6749.5369 | 13002.5569 | 5049.0713 | 3626.9537
NSR Edgewater 4- Hg Rate Annual v5.13 | 1008 | 5987 | Rate Constraint in lbs/MMBtu | FALSE | L | Annual | Seasons Included | Seasons | Winter, Summer | Winter, Summer | Winter, Summer | Winter, Summer | Winter, Summer | Winter, Summer | Winter, Summer
NSR Edgewater 4- Hg Rate Annual v5.13 | 1008 | 5987 | Rate Constraint in lbs/MMBtu | FALSE | L | Annual | Standard MER | lb/MMBtu | 0.03 | 0.03 | 0.03 | 0.03 | 0.03 | 0.03 | 0.03
NSR Edgewater 4- Hg Rate Annual v5.13 | 1008 | 5987 | Rate Constraint in lbs/MMBtu | FALSE | L | Annual | Emissions at Affected Plants MER | lbs | 0 | 0 | 0 | 0 | 0 | 0 | 0
NSR Edgewater 4- Hg Rate Annual v5.13 | 1008 | 5987 | Rate Constraint in lbs/MMBtu | FALSE | L | Annual | Allowances Purchased MER | lbs | 0 | 0 | 0 | 0 | 0 | 0 | 0
NSR Edgewater 4- Hg Rate Annual v5.13 | 1008 | 5987 | Rate Constraint in lbs/MMBtu | FALSE | L | Annual | Allowances Sold MER | lbs | 0 | 0 | 0 | 0 | 0 | 0 | 0
NSR Edgewater 4- Hg Rate Annual v5.13 | 1008 | 5987 | Rate Constraint in lbs/MMBtu | FALSE | L | Annual | Allowances Banked | lbs | 0 | 0 | 0 | 0 | 0 | 0 | 0
NSR Edgewater 4- Hg Rate Annual v5.13 | 1008 | 5987 | Rate Constraint in lbs/MMBtu | FALSE | L | Annual | Allowances Withdrawn (1:1) | lbs | 0 | 0 | 0 | 0 | 0 | 0 | 0
NSR Edgewater 4- Hg Rate Annual v5.13 | 1008 | 5987 | Rate Constraint in lbs/MMBtu | FALSE | L | Annual | Allowances Withdrawn (n:1) | lbs | 0 | 0 | 0 | 0 | 0 | 0 | 0
NSR Edgewater 4- Hg Rate Annual v5.13 | 1008 | 5987 | Rate Constraint in lbs/MMBtu | FALSE | L | Annual | Net Emissions Allowance Position | lbs | 0 | 0 | 0 | 0 | 0 | 0 | 0
NSR Edgewater 4- Hg Rate Annual v5.13 | 1008 | 5987 | Rate Constraint in lbs/MMBtu | FALSE | L | Annual | Fuel Consumed | TBtu | 0 | 0 | 0 | 0 | 0 | 0 | 0
NSR Edgewater 4- Hg Rate Annual v5.13 | 1008 | 5987 | Rate Constraint in lbs/MMBtu | FALSE | L | Annual | Rate | lb/MMBtu | 0 | 0 | 0 | 0 | 0 | 0 | 0
NSR Edgewater 4- Hg Rate Annual v5.13 | 1008 | 5987 | Rate Constraint in lbs/MMBtu | FALSE | L | Annual | Generation | TWh | 0 | 0 | 0 | 0 | 0 | 0 | 0
NSR Edgewater 4- Hg Rate Annual v5.13 | 1008 | 5987 | Rate Constraint in lbs/MMBtu | FALSE | L | Annual | Qualifying Generation | TWh | 0 | 0 | 0 | 0 | 0 | 0 | 0
NSR Edgewater 4- Hg Rate Annual v5.13 | 1008 | 5987 | Rate Constraint in lbs/MMBtu | FALSE | L | Annual | Rate | lb/MWh | 0 | 0 | 0 | 0 | 0 | 0 | 0
NSR Edgewater 4- Hg Rate Annual v5.13 | 1008 | 5987 | Rate Constraint in lbs/MMBtu | FALSE | L | Annual | Constraint Shadow Price | US2011$/Lb | 0 | 0 | 0 | 0 | 0 | 0 | 0
NSR Edgewater 4- NOx Rate Annual v5.13 | 1009 | 5985 | Rate Constraint in lbs/MMBtu | FALSE | L | Annual | Seasons Included | Seasons | Winter, Summer | Winter, Summer | Winter, Summer | Winter, Summer | Winter, Summer | Winter, Summer | Winter, Summer
NSR Edgewater 4- NOx Rate Annual v5.13 | 1009 | 5985 | Rate Constraint in lbs/MMBtu | FALSE | L | Annual | Standard NOX | lb/MMBtu | 0.15 | 0.15 | 0.15 | 0.15 | 0.15 | 0.15 | 0.15
NSR Edgewater 4- NOx Rate Annual v5.13 | 1009 | 5985 | Rate Constraint in lbs/MMBtu | FALSE | L | Annual | Emissions at Affected Plants NOX | Thousand Tons | 0 | 0 | 0 | 0 | 0 | 0 | 0
NSR Edgewater 4- NOx Rate Annual v5.13 | 1009 | 5985 | Rate Constraint in lbs/MMBtu | FALSE | L | Annual | Allowances Purchased NOX | Thousand Tons | 0 | 0 | 0 | 0 | 0 | 0 | 0
NSR Edgewater 4- NOx Rate Annual v5.13 | 1009 | 5985 | Rate Constraint in lbs/MMBtu | FALSE | L | Annual | Allowances Sold NOX | Thousand Tons | 0 | 0 | 0 | 0 | 0 | 0 | 0
NSR Edgewater 4- NOx Rate Annual v5.13 | 1009 | 5985 | Rate Constraint in lbs/MMBtu | FALSE | L | Annual | Allowances Banked | Thousand Tons | 0 | 0 | 0 | 0 | 0 | 0 | 0
NSR Edgewater 4- NOx Rate Annual v5.13 | 1009 | 5985 | Rate Constraint in lbs/MMBtu | FALSE | L | Annual | Allowances Withdrawn (1:1) | Thousand Tons | 0 | 0 | 0 | 0 | 0 | 0 | 0
NSR Edgewater 4- NOx Rate Annual v5.13 | 1009 | 5985 | Rate Constraint in lbs/MMBtu | FALSE | L | Annual | Allowances Withdrawn (n:1) | Thousand Tons | 0 | 0 | 0 | 0 | 0 | 0 | 0
NSR Edgewater 4- NOx Rate Annual v5.13 | 1009 | 5985 | Rate Constraint in lbs/MMBtu | FALSE | L | Annual | Net Emissions Allowance Position | Thousand Tons | 0 | 0 | 0 | 0 | 0 | 0 | 0
NSR Edgewater 4- NOx Rate Annual v5.13 | 1009 | 5985 | Rate Constraint in lbs/MMBtu | FALSE | L | Annual | Fuel Consumed | TBtu | 0 | 0 | 0 | 0 | 0 | 0 | 0
NSR Edgewater 4- NOx Rate Annual v5.13 | 1009 | 5985 | Rate Constraint in lbs/MMBtu | FALSE | L | Annual | Rate | lb/MMBtu | 0 | 0 | 0 | 0 | 0 | 0 | 0
NSR Edgewater 4- NOx Rate Annual v5.13 | 1009 | 5985 | Rate Constraint in lbs/MMBtu | FALSE | L | Annual | Generation | TWh | 0 | 0 | 0 | 0 | 0 | 0 | 0
NSR Edgewater 4- NOx Rate Annual v5.13 | 1009 | 5985 | Rate Constraint in lbs/MMBtu | FALSE | L | Annual | Qualifying Generation | TWh | 0 | 0 | 0 | 0 | 0 | 0 | 0
NSR Edgewater 4- NOx Rate Annual v5.13 | 1009 | 5985 | Rate Constraint in lbs/MMBtu | FALSE | L | Annual | Rate | lb/MWh | 0 | 0 | 0 | 0 | 0 | 0 | 0
NSR Edgewater 4- NOx Rate Annual v5.13 | 1009 | 5985 | Rate Constraint in lbs/MMBtu | FALSE | L | Annual | Constraint Shadow Price | US2011$/Ton | 0 | 0 | 0 | 0 | 0 | 0 | 0
NSR Edgewater 4- SO2 Rate Annual v5.13 | 1010 | 5983 | Rate Constraint in lbs/MMBtu | FALSE | L | Annual | Seasons Included | Seasons | Winter, Summer | Winter, Summer | Winter, Summer | Winter, Summer | Winter, Summer | Winter, Summer | Winter, Summer
NSR Edgewater 4- SO2 Rate Annual v5.13 | 1010 | 5983 | Rate Constraint in lbs/MMBtu | FALSE | L | Annual | Standard SO2 | lb/MMBtu | 0.7 | 0.7 | 0.7 | 0.7 | 0.7 | 0.7 | 0.7
NSR Edgewater 4- SO2 Rate Annual v5.13 | 1010 | 5983 | Rate Constraint in lbs/MMBtu | FALSE | L | Annual | Emissions at Affected Plants SO2 | Thousand Tons | 0 | 0 | 0 | 0 | 0 | 0 | 0
NSR Edgewater 4- SO2 Rate Annual v5.13 | 1010 | 5983 | Rate Constraint in lbs/MMBtu | FALSE | L | Annual | Allowances Purchased SO2 | Thousand Tons | 0 | 0 | 0 | 0 | 0 | 0 | 0
NSR Edgewater 4- SO2 Rate Annual v5.13 | 1010 | 5983 | Rate Constraint in lbs/MMBtu | FALSE | L | Annual | Allowances Sold SO2 | Thousand Tons | 0 | 0 | 0 | 0 | 0 | 0 | 0
NSR Edgewater 4- SO2 Rate Annual v5.13 | 1010 | 5983 | Rate Constraint in lbs/MMBtu | FALSE | L | Annual | Allowances Banked | Thousand Tons | 0 | 0 | 0 | 0 | 0 | 0 | 0
NSR Edgewater 4- SO2 Rate Annual v5.13 | 1010 | 5983 | Rate Constraint in lbs/MMBtu | FALSE | L | Annual | Allowances Withdrawn (1:1) | Thousand Tons | 0 | 0 | 0 | 0 | 0 | 0 | 0
NSR Edgewater 4- SO2 Rate Annual v5.13 | 1010 | 5983 | Rate Constraint in lbs/MMBtu | FALSE | L | Annual | Allowances Withdrawn (n:1) | Thousand Tons | 0 | 0 | 0 | 0 | 0 | 0 | 0
NSR Edgewater 4- SO2 Rate Annual v5.13 | 1010 | 5983 | Rate Constraint in lbs/MMBtu | FALSE | L | Annual | Net Emissions Allowance Position | Thousand Tons | 0 | 0 | 0 | 0 | 0 | 0 | 0
NSR Edgewater 4- SO2 Rate Annual v5.13 | 1010 | 5983 | Rate Constraint in lbs/MMBtu | FALSE | L | Annual | Fuel Consumed | TBtu | 0 | 0 | 0 | 0 | 0 | 0 | 0
NSR Edgewater 4- SO2 Rate Annual v5.13 | 1010 | 5983 | Rate Constraint in lbs/MMBtu | FALSE | L | Annual | Rate | lb/MMBtu | 0 | 0 | 0 | 0 | 0 | 0 | 0
NSR Edgewater 4- SO2 Rate Annual v5.13 | 1010 | 5983 | Rate Constraint in lbs/MMBtu | FALSE | L | Annual | Generation | TWh | 0 | 0 | 0 | 0 | 0 | 0 | 0
NSR Edgewater 4- SO2 Rate Annual v5.13 | 1010 | 5983 | Rate Constraint in lbs/MMBtu | FALSE | L | Annual | Qualifying Generation | TWh | 0 | 0 | 0 | 0 | 0 | 0 | 0
NSR Edgewater 4- SO2 Rate Annual v5.13 | 1010 | 5983 | Rate Constraint in lbs/MMBtu | FALSE | L | Annual | Rate | lb/MWh | 0 | 0 | 0 | 0 | 0 | 0 | 0
NSR Edgewater 4- SO2 Rate Annual v5.13 | 1010 | 5983 | Rate Constraint in lbs/MMBtu | FALSE | L | Annual | Constraint Shadow Price | US2011$/Ton | 0 | 0 | 0 | 0 | 0 | 0 | 0
NSR Edgewater 5- Hg Rate Annual v5.13 | 1011 | 5990 | Rate Constraint in lbs/MMBtu | FALSE | L | Annual | Seasons Included | Seasons |  | Winter, Summer | Winter, Summer | Winter, Summer | Winter, Summer | Winter, Summer | Winter, Summer
NSR Edgewater 5- Hg Rate Annual v5.13 | 1011 | 5990 | Rate Constraint in lbs/MMBtu | FALSE | L | Annual | Standard MER | lb/MMBtu | 0.015 | 0.015 | 0.015 | 0.015 | 0.015 | 0.015 | 0.015
NSR Edgewater 5- Hg Rate Annual v5.13 | 1011 | 5990 | Rate Constraint in lbs/MMBtu | FALSE | L | Annual | Emissions at Affected Plants MER | lbs | 0 | 16.0172 | 16.456 | 16.1918 | 15.5633 | 15.5633 | 15.5633
NSR Edgewater 5- Hg Rate Annual v5.13 | 1011 | 5990 | Rate Constraint in lbs/MMBtu | FALSE | L | Annual | Allowances Purchased MER | lbs | 0 | 0 | 0 | 0 | 0 | 0 | 0
NSR Edgewater 5- Hg Rate Annual v5.13 | 1011 | 5990 | Rate Constraint in lbs/MMBtu | FALSE | L | Annual | Allowances Sold MER | lbs | 0 | 0 | 0 | 0 | 0 | 0 | 0
NSR Edgewater 5- Hg Rate Annual v5.13 | 1011 | 5990 | Rate Constraint in lbs/MMBtu | FALSE | L | Annual | Allowances Banked | lbs | 0 | 0 | 0 | 0 | 0 | 0 | 0
NSR Edgewater 5- Hg Rate Annual v5.13 | 1011 | 5990 | Rate Constraint in lbs/MMBtu | FALSE | L | Annual | Allowances Withdrawn (1:1) | lbs | 0 | 0 | 0 | 0 | 0 | 0 | 0
NSR Edgewater 5- Hg Rate Annual v5.13 | 1011 | 5990 | Rate Constraint in lbs/MMBtu | FALSE | L | Annual | Allowances Withdrawn (n:1) | lbs | 0 | 0 | 0 | 0 | 0 | 0 | 0
NSR Edgewater 5- Hg Rate Annual v5.13 | 1011 | 5990 | Rate Constraint in lbs/MMBtu | FALSE | L | Annual | Net Emissions Allowance Position | lbs | 0 | 16.0172 | 16.456 | 16.1918 | 15.5633 | 15.5633 | 15.5633
NSR Edgewater 5- Hg Rate Annual v5.13 | 1011 | 5990 | Rate Constraint in lbs/MMBtu | FALSE | L | Annual | Fuel Consumed | TBtu | 0 | 29.1113 | 29.3333 | 29.3648 | 29.4396 | 29.4396 | 29.4396
NSR Edgewater 5- Hg Rate Annual v5.13 | 1011 | 5990 | Rate Constraint in lbs/MMBtu | FALSE | L | Annual | Rate | lb/MMBtu | 0 | 5.502e-07 | 5.61e-07 | 5.514e-07 | 5.2865e-07 | 5.2865e-07 | 5.2865e-07
NSR Edgewater 5- Hg Rate Annual v5.13 | 1011 | 5990 | Rate Constraint in lbs/MMBtu | FALSE | L | Annual | Generation | TWh | 0 | 2.7872 | 2.8119 | 2.8119 | 2.8119 | 2.8119 | 2.8119
NSR Edgewater 5- Hg Rate Annual v5.13 | 1011 | 5990 | Rate Constraint in lbs/MMBtu | FALSE | L | Annual | Qualifying Generation | TWh | 0 | 2.7872 | 2.8119 | 2.8119 | 2.8119 | 2.8119 | 2.8119
NSR Edgewater 5- Hg Rate Annual v5.13 | 1011 | 5990 | Rate Constraint in lbs/MMBtu | FALSE | L | Annual | Rate | lb/MWh | 0 | 5.7466e-06 | 5.8523e-06 | 5.7584e-06 | 5.5348e-06 | 5.5348e-06 | 5.5348e-06
NSR Edgewater 5- Hg Rate Annual v5.13 | 1011 | 5990 | Rate Constraint in lbs/MMBtu | FALSE | L | Annual | Constraint Shadow Price | US2011$/Lb | 0 | 0 | 0 | 0 | 0 | 0 | 0
NSR Edgewater 5- NOx Rate Annual v5.13 | 1012 | 5989 | Rate Constraint in lbs/MMBtu | FALSE | L | Annual | Seasons Included | Seasons | Winter, Summer | Winter, Summer | Winter, Summer | Winter, Summer | Winter, Summer | Winter, Summer | Winter, Summer
NSR Edgewater 5- NOx Rate Annual v5.13 | 1012 | 5989 | Rate Constraint in lbs/MMBtu | FALSE | L | Annual | Standard NOX | lb/MMBtu | 0.07 | 0.07 | 0.07 | 0.07 | 0.07 | 0.07 | 0.07
NSR Edgewater 5- NOx Rate Annual v5.13 | 1012 | 5989 | Rate Constraint in lbs/MMBtu | FALSE | L | Annual | Emissions at Affected Plants NOX | Thousand Tons | 1.046 | 1.0177 | 1.0267 | 1.0267 | 1.0267 | 1.0267 | 1.0267
NSR Edgewater 5- NOx Rate Annual v5.13 | 1012 | 5989 | Rate Constraint in lbs/MMBtu | FALSE | L | Annual | Allowances Purchased NOX | Thousand Tons | 0 | 0 | 0 | 0 | 0 | 0 | 0
NSR Edgewater 5- NOx Rate Annual v5.13 | 1012 | 5989 | Rate Constraint in lbs/MMBtu | FALSE | L | Annual | Allowances Sold NOX | Thousand Tons | 0 | 0 | 0 | 0 | 0 | 0 | 0
NSR Edgewater 5- NOx Rate Annual v5.13 | 1012 | 5989 | Rate Constraint in lbs/MMBtu | FALSE | L | Annual | Allowances Banked | Thousand Tons | 0 | 0 | 0 | 0 | 0 | 0 | 0
NSR Edgewater 5- NOx Rate Annual v5.13 | 1012 | 5989 | Rate Constraint in lbs/MMBtu | FALSE | L | Annual | Allowances Withdrawn (1:1) | Thousand Tons | 0 | 0 | 0 | 0 | 0 | 0 | 0
NSR Edgewater 5- NOx Rate Annual v5.13 | 1012 | 5989 | Rate Constraint in lbs/MMBtu | FALSE | L | Annual | Allowances Withdrawn (n:1) | Thousand Tons | 0 | 0 | 0 | 0 | 0 | 0 | 0
NSR Edgewater 5- NOx Rate Annual v5.13 | 1012 | 5989 | Rate Constraint in lbs/MMBtu | FALSE | L | Annual | Net Emissions Allowance Position | Thousand Tons | 1.046 | 1.0177 | 1.0267 | 1.0267 | 1.0267 | 1.0267 | 1.0267
NSR Edgewater 5- NOx Rate Annual v5.13 | 1012 | 5989 | Rate Constraint in lbs/MMBtu | FALSE | L | Annual | Fuel Consumed | TBtu | 29.9929 | 29.1113 | 29.3333 | 29.3648 | 29.4396 | 29.4396 | 29.4396
NSR Edgewater 5- NOx Rate Annual v5.13 | 1012 | 5989 | Rate Constraint in lbs/MMBtu | FALSE | L | Annual | Rate | lb/MMBtu | 0.069747 | 0.069916 | 0.07 | 0.069925 | 0.069747 | 0.069747 | 0.069747
NSR Edgewater 5- NOx Rate Annual v5.13 | 1012 | 5989 | Rate Constraint in lbs/MMBtu | FALSE | L | Annual | Generation | TWh | 2.8647 | 2.7872 | 2.8119 | 2.8119 | 2.8119 | 2.8119 | 2.8119
NSR Edgewater 5- NOx Rate Annual v5.13 | 1012 | 5989 | Rate Constraint in lbs/MMBtu | FALSE | L | Annual | Qualifying Generation | TWh | 2.8647 | 2.7872 | 2.8119 | 2.8119 | 2.8119 | 2.8119 | 2.8119
NSR Edgewater 5- NOx Rate Annual v5.13 | 1012 | 5989 | Rate Constraint in lbs/MMBtu | FALSE | L | Annual | Rate | lb/MWh | 0.73023 | 0.73023 | 0.73023 | 0.73023 | 0.73023 | 0.73023 | 0.73023
NSR Edgewater 5- NOx Rate Annual v5.13 | 1012 | 5989 | Rate Constraint in lbs/MMBtu | FALSE | L | Annual | Constraint Shadow Price | US2011$/Ton | 0 | 0 | 0 | 0 | 0 | 0 | 0
NSR Edgewater 5- SO2 Rate Annual v5.13 | 1013 | 5988 | Rate Constraint in lbs/MMBtu | FALSE | L | Annual | Seasons Included | Seasons |  | Winter, Summer | Winter, Summer | Winter, Summer | Winter, Summer | Winter, Summer | Winter, Summer
NSR Edgewater 5- SO2 Rate Annual v5.13 | 1013 | 5988 | Rate Constraint in lbs/MMBtu | FALSE | L | Annual | Standard SO2 | lb/MMBtu | 0.075 | 0.075 | 0.075 | 0.075 | 0.075 | 0.075 | 0.075
NSR Edgewater 5- SO2 Rate Annual v5.13 | 1013 | 5988 | Rate Constraint in lbs/MMBtu | FALSE | L | Annual | Emissions at Affected Plants SO2 | Thousand Tons | 0 | 1.0904 | 1.1 | 1.1 | 1.1 | 1.1 | 1.1
NSR Edgewater 5- SO2 Rate Annual v5.13 | 1013 | 5988 | Rate Constraint in lbs/MMBtu | FALSE | L | Annual | Allowances Purchased SO2 | Thousand Tons | 0 | 0 | 0 | 0 | 0 | 0 | 0
NSR Edgewater 5- SO2 Rate Annual v5.13 | 1013 | 5988 | Rate Constraint in lbs/MMBtu | FALSE | L | Annual | Allowances Sold SO2 | Thousand Tons | 0 | 0 | 0 | 0 | 0 | 0 | 0
NSR Edgewater 5- SO2 Rate Annual v5.13 | 1013 | 5988 | Rate Constraint in lbs/MMBtu | FALSE | L | Annual | Allowances Banked | Thousand Tons | 0 | 0 | 0 | 0 | 0 | 0 | 0
NSR Edgewater 5- SO2 Rate Annual v5.13 | 1013 | 5988 | Rate Constraint in lbs/MMBtu | FALSE | L | Annual | Allowances Withdrawn (1:1) | Thousand Tons | 0 | 0 | 0 | 0 | 0 | 0 | 0
NSR Edgewater 5- SO2 Rate Annual v5.13 | 1013 | 5988 | Rate Constraint in lbs/MMBtu | FALSE | L | Annual | Allowances Withdrawn (n:1) | Thousand Tons | 0 | 0 | 0 | 0 | 0 | 0 | 0
NSR Edgewater 5- SO2 Rate Annual v5.13 | 1013 | 5988 | Rate Constraint in lbs/MMBtu | FALSE | L | Annual | Net Emissions Allowance Position | Thousand Tons | 0 | 1.0904 | 1.1 | 1.1 | 1.1 | 1.1 | 1.1
NSR Edgewater 5- SO2 Rate Annual v5.13 | 1013 | 5988 | Rate Constraint in lbs/MMBtu | FALSE | L | Annual | Fuel Consumed | TBtu | 0 | 29.1113 | 29.3333 | 29.3648 | 29.4396 | 29.4396 | 29.4396
NSR Edgewater 5- SO2 Rate Annual v5.13 | 1013 | 5988 | Rate Constraint in lbs/MMBtu | FALSE | L | Annual | Rate | lb/MMBtu | 0 | 0.07491 | 0.075 | 0.07492 | 0.074729 | 0.074729 | 0.074729
NSR Edgewater 5- SO2 Rate Annual v5.13 | 1013 | 5988 | Rate Constraint in lbs/MMBtu | FALSE | L | Annual | Generation | TWh | 0 | 2.7872 | 2.8119 | 2.8119 | 2.8119 | 2.8119 | 2.8119
NSR Edgewater 5- SO2 Rate Annual v5.13 | 1013 | 5988 | Rate Constraint in lbs/MMBtu | FALSE | L | Annual | Qualifying Generation | TWh | 0 | 2.7872 | 2.8119 | 2.8119 | 2.8119 | 2.8119 | 2.8119
NSR Edgewater 5- SO2 Rate Annual v5.13 | 1013 | 5988 | Rate Constraint in lbs/MMBtu | FALSE | L | Annual | Rate | lb/MWh | 0 | 0.78239 | 0.78239 | 0.78239 | 0.78239 | 0.78239 | 0.78239
NSR Edgewater 5- SO2 Rate Annual v5.13 | 1013 | 5988 | Rate Constraint in lbs/MMBtu | FALSE | L | Annual | Constraint Shadow Price | US2011$/Ton | 0 | 0 | 0 | 0 | 0 | 0 | 0
NSR EKPC Consent - NOX Cap Annual v3.1 | 1014 | 1842 | Rate Constraint in MTons | FALSE | L | Annual | Seasons Included | Seasons | Winter, Summer | Winter, Summer | Winter, Summer | Winter, Summer | Winter, Summer | Winter, Summer | Winter, Summer
NSR EKPC Consent - NOX Cap Annual v3.1 | 1014 | 1842 | Rate Constraint in MTons | FALSE | L | Annual | Standard NOX | Thousand Tons | 8 | 8 | 8 | 8 | 8 | 8 | 8
NSR EKPC Consent - NOX Cap Annual v3.1 | 1014 | 1842 | Rate Constraint in MTons | FALSE | L | Annual | Emissions at Affected Plants NOX | Thousand Tons | 3.5336 | 3.3812 | 3.8186 | 3.8288 | 3.7475 | 3.4865 | 3.4865
NSR EKPC Consent - NOX Cap Annual v3.1 | 1014 | 1842 | Rate Constraint in MTons | FALSE | L | Annual | Allowances Purchased NOX | Thousand Tons | 0 | 0 | 0 | 0 | 0 | 0 | 0
NSR EKPC Consent - NOX Cap Annual v3.1 | 1014 | 1842 | Rate Constraint in MTons | FALSE | L | Annual | Allowances Sold NOX | Thousand Tons | 0 | 0 | 0 | 0 | 0 | 0 | 0
NSR EKPC Consent - NOX Cap Annual v3.1 | 1014 | 1842 | Rate Constraint in MTons | FALSE | L | Annual | Allowances Banked | Thousand Tons | 0 | 0 | 0 | 0 | 0 | 0 | 0
NSR EKPC Consent - NOX Cap Annual v3.1 | 1014 | 1842 | Rate Constraint in MTons | FALSE | L | Annual | Allowances Withdrawn (1:1) | Thousand Tons | 0 | 0 | 0 | 0 | 0 | 0 | 0
NSR EKPC Consent - NOX Cap Annual v3.1 | 1014 | 1842 | Rate Constraint in MTons | FALSE | L | Annual | Allowances Withdrawn (n:1) | Thousand Tons | 0 | 0 | 0 | 0 | 0 | 0 | 0
NSR EKPC Consent - NOX Cap Annual v3.1 | 1014 | 1842 | Rate Constraint in MTons | FALSE | L | Annual | Net Emissions Allowance Position | Thousand Tons | 3.5336 | 3.3812 | 3.8186 | 3.8288 | 3.7475 | 3.4865 | 3.4865
NSR EKPC Consent - NOX Cap Annual v3.1 | 1014 | 1842 | Rate Constraint in MTons | FALSE | L | Annual | Fuel Consumed | TBtu | 92.387 | 88.461 | 99.478 | 99.7261 | 97.7463 | 91.5317 | 91.5317
NSR EKPC Consent - NOX Cap Annual v3.1 | 1014 | 1842 | Rate Constraint in MTons | FALSE | L | Annual | Rate | lb/MMBtu | 0.076495 | 0.076444 | 0.076773 | 0.076787 | 0.076677 | 0.076182 | 0.076182
NSR EKPC Consent - NOX Cap Annual v3.1 | 1014 | 1842 | Rate Constraint in MTons | FALSE | L | Annual | Generation | TWh | 8.9104 | 8.5287 | 9.6011 | 9.6254 | 9.4316 | 8.8101 | 8.8101
NSR EKPC Consent - NOX Cap Annual v3.1 | 1014 | 1842 | Rate Constraint in MTons | FALSE | L | Annual | Qualifying Generation | TWh | 8.9104 | 8.5287 | 9.6011 | 9.6254 | 9.4316 | 8.8101 | 8.8101
NSR EKPC Consent - NOX Cap Annual v3.1 | 1014 | 1842 | Rate Constraint in MTons | FALSE | L | Annual | Rate | lb/MWh | 0.79314 | 0.79289 | 0.79546 | 0.79557 | 0.79466 | 0.79149 | 0.79149
NSR EKPC Consent - NOX Cap Annual v3.1 | 1014 | 1842 | Rate Constraint in MTons | FALSE | L | Annual | Constraint Shadow Price | US2011$/Ton | 0 | 0 | 0 | 0 | 0 | 0 | 0
NSR EKPC Consent - SO2 Cap Annual v3.1 | 1015 | 1843 | Rate Constraint in MTons | FALSE | L | Annual | Seasons Included | Seasons | Winter, Summer | Winter, Summer | Winter, Summer | Winter, Summer | Winter, Summer | Winter, Summer | Winter, Summer
NSR EKPC Consent - SO2 Cap Annual v3.1 | 1015 | 1843 | Rate Constraint in MTons | FALSE | L | Annual | Standard SO2 | Thousand Tons | 28 | 28 | 28 | 28 | 28 | 28 | 28
NSR EKPC Consent - SO2 Cap Annual v3.1 | 1015 | 1843 | Rate Constraint in MTons | FALSE | L | Annual | Emissions at Affected Plants SO2 | Thousand Tons | 6.8617 | 6.5837 | 7.2421 | 7.2545 | 7.0959 | 6.6646 | 6.6646
NSR EKPC Consent - SO2 Cap Annual v3.1 | 1015 | 1843 | Rate Constraint in MTons | FALSE | L | Annual | Allowances Purchased SO2 | Thousand Tons | 0 | 0 | 0 | 0 | 0 | 0 | 0
NSR EKPC Consent - SO2 Cap Annual v3.1 | 1015 | 1843 | Rate Constraint in MTons | FALSE | L | Annual | Allowances Sold SO2 | Thousand Tons | 0 | 0 | 0 | 0 | 0 | 0 | 0
NSR EKPC Consent - SO2 Cap Annual v3.1 | 1015 | 1843 | Rate Constraint in MTons | FALSE | L | Annual | Allowances Banked | Thousand Tons | 0 | 0 | 0 | 0 | 0 | 0 | 0
NSR EKPC Consent - SO2 Cap Annual v3.1 | 1015 | 1843 | Rate Constraint in MTons | FALSE | L | Annual | Allowances Withdrawn (1:1) | Thousand Tons | 0 | 0 | 0 | 0 | 0 | 0 | 0
NSR EKPC Consent - SO2 Cap Annual v3.1 | 1015 | 1843 | Rate Constraint in MTons | FALSE | L | Annual | Allowances Withdrawn (n:1) | Thousand Tons | 0 | 0 | 0 | 0 | 0 | 0 | 0
NSR EKPC Consent - SO2 Cap Annual v3.1 | 1015 | 1843 | Rate Constraint in MTons | FALSE | L | Annual | Net Emissions Allowance Position | Thousand Tons | 6.8617 | 6.5837 | 7.2421 | 7.2545 | 7.0959 | 6.6646 | 6.6646
NSR EKPC Consent - SO2 Cap Annual v3.1 | 1015 | 1843 | Rate Constraint in MTons | FALSE | L | Annual | Fuel Consumed | TBtu | 92.387 | 88.461 | 99.478 | 99.7261 | 97.7463 | 91.5317 | 91.5317
NSR EKPC Consent - SO2 Cap Annual v3.1 | 1015 | 1843 | Rate Constraint in MTons | FALSE | L | Annual | Rate | lb/MMBtu | 0.14854 | 0.14885 | 0.1456 | 0.14549 | 0.14519 | 0.14562 | 0.14562
NSR EKPC Consent - SO2 Cap Annual v3.1 | 1015 | 1843 | Rate Constraint in MTons | FALSE | L | Annual | Generation | TWh | 8.9104 | 8.5287 | 9.6011 | 9.6254 | 9.4316 | 8.8101 | 8.8101
NSR EKPC Consent - SO2 Cap Annual v3.1 | 1015 | 1843 | Rate Constraint in MTons | FALSE | L | Annual | Qualifying Generation | TWh | 8.9104 | 8.5287 | 9.6011 | 9.6254 | 9.4316 | 8.8101 | 8.8101
NSR EKPC Consent - SO2 Cap Annual v3.1 | 1015 | 1843 | Rate Constraint in MTons | FALSE | L | Annual | Rate | lb/MWh | 1.5401 | 1.5439 | 1.5086 | 1.5074 | 1.5047 | 1.5129 | 1.5129
NSR EKPC Consent - SO2 Cap Annual v3.1 | 1015 | 1843 | Rate Constraint in MTons | FALSE | L | Annual | Constraint Shadow Price | US2011$/Ton | 0 | 0 | 0 | 0 | 0 | 0 | 0
NSR FB Culley 3 - NOX Rate Annual v3.1, Unit 5749 and retrofits | 1016 | 1946 | Rate Constraint in lbs/MMBtu | FALSE | L | Annual | Seasons Included | Seasons | Winter, Summer | Winter, Summer | Winter, Summer | Winter, Summer | Winter, Summer | Winter, Summer | Winter, Summer
NSR FB Culley 3 - NOX Rate Annual v3.1, Unit 5749 and retrofits | 1016 | 1946 | Rate Constraint in lbs/MMBtu | FALSE | L | Annual | Standard NOX | lb/MMBtu | 0.1 | 0.1 | 0.1 | 0.1 | 0.1 | 0.1 | 0.1
NSR FB Culley 3 - NOX Rate Annual v3.1, Unit 5749 and retrofits | 1016 | 1946 | Rate Constraint in lbs/MMBtu | FALSE | L | Annual | Emissions at Affected Plants NOX | Thousand Tons | 1.0566 | 1.0566 | 1.0548 | 1.0566 | 1.0566 | 1.0566 | 1.0566
NSR FB Culley 3 - NOX Rate Annual v3.1, Unit 5749 and retrofits | 1016 | 1946 | Rate Constraint in lbs/MMBtu | FALSE | L | Annual | Allowances Purchased NOX | Thousand Tons | 0 | 0 | 0 | 0 | 0 | 0 | 0
NSR FB Culley 3 - NOX Rate Annual v3.1, Unit 5749 and retrofits | 1016 | 1946 | Rate Constraint in lbs/MMBtu | FALSE | L | Annual | Allowances Sold NOX | Thousand Tons | 0 | 0 | 0 | 0 | 0 | 0 | 0
NSR FB Culley 3 - NOX Rate Annual v3.1, Unit 5749 and retrofits | 1016 | 1946 | Rate Constraint in lbs/MMBtu | FALSE | L | Annual | Allowances Banked | Thousand Tons | 0 | 0 | 0 | 0 | 0 | 0 | 0
NSR FB Culley 3 - NOX Rate Annual v3.1, Unit 5749 and retrofits | 1016 | 1946 | Rate Constraint in lbs/MMBtu | FALSE | L | Annual | Allowances Withdrawn (1:1) | Thousand Tons | 0 | 0 | 0 | 0 | 0 | 0 | 0
NSR FB Culley 3 - NOX Rate Annual v3.1, Unit 5749 and retrofits | 1016 | 1946 | Rate Constraint in lbs/MMBtu | FALSE | L | Annual | Allowances Withdrawn (n:1) | Thousand Tons | 0 | 0 | 0 | 0 | 0 | 0 | 0
NSR FB Culley 3 - NOX Rate Annual v3.1, Unit 5749 and retrofits | 1016 | 1946 | Rate Constraint in lbs/MMBtu | FALSE | L | Annual | Net Emissions Allowance Position | Thousand Tons | 1.0566 | 1.0566 | 1.0548 | 1.0566 | 1.0566 | 1.0566 | 1.0566
NSR FB Culley 3 - NOX Rate Annual v3.1, Unit 5749 and retrofits | 1016 | 1946 | Rate Constraint in lbs/MMBtu | FALSE | L | Annual | Fuel Consumed | TBtu | 21.3637 | 21.3637 | 21.3265 | 21.3637 | 21.3637 | 21.3637 | 21.3637
NSR FB Culley 3 - NOX Rate Annual v3.1, Unit 5749 and retrofits | 1016 | 1946 | Rate Constraint in lbs/MMBtu | FALSE | L | Annual | Rate | lb/MMBtu | 0.098919 | 0.098919 | 0.098919 | 0.098919 | 0.098919 | 0.098919 | 0.098919
NSR FB Culley 3 - NOX Rate Annual v3.1, Unit 5749 and retrofits | 1016 | 1946 | Rate Constraint in lbs/MMBtu | FALSE | L | Annual | Generation | TWh | 1.9537 | 1.9537 | 1.9503 | 1.9537 | 1.9537 | 1.9537 | 1.9537
NSR FB Culley 3 - NOX Rate Annual v3.1, Unit 5749 and retrofits | 1016 | 1946 | Rate Constraint in lbs/MMBtu | FALSE | L | Annual | Qualifying Generation | TWh | 1.9537 | 1.9537 | 1.9503 | 1.9537 | 1.9537 | 1.9537 | 1.9537
NSR FB Culley 3 - NOX Rate Annual v3.1, Unit 5749 and retrofits | 1016 | 1946 | Rate Constraint in lbs/MMBtu | FALSE | L | Annual | Rate | lb/MWh | 1.0817 | 1.0817 | 1.0817 | 1.0817 | 1.0817 | 1.0817 | 1.0817
NSR FB Culley 3 - NOX Rate Annual v3.1, Unit 5749 and retrofits | 1016 | 1946 | Rate Constraint in lbs/MMBtu | FALSE | L | Annual | Constraint Shadow Price | US2011$/Ton | 0 | 0 | 0 | 0 | 0 | 0 | 0
NSR Genoa 1 - Hg Rate Annual v5.13 | 1017 | 5967 | Rate Constraint in lbs/MMBtu | FALSE | L | Annual | Seasons Included | Seasons | Winter, Summer | Winter, Summer | Winter, Summer | Winter, Summer | Winter, Summer | Winter, Summer | Winter, Summer
NSR Genoa 1 - Hg Rate Annual v5.13 | 1017 | 5967 | Rate Constraint in lbs/MMBtu | FALSE | L | Annual | Standard MER | lb/MMBtu | 0.015 | 0.015 | 0.015 | 0.015 | 0.015 | 0.015 | 0.015
NSR Genoa 1 - Hg Rate Annual v5.13 | 1017 | 5967 | Rate Constraint in lbs/MMBtu | FALSE | L | Annual | Emissions at Affected Plants MER | lbs | 12.5385 | 12.5385 | 12.5172 | 12.5385 | 12.5385 | 12.5385 | 13.8322
NSR Genoa 1 - Hg Rate Annual v5.13 | 1017 | 5967 | Rate Constraint in lbs/MMBtu | FALSE | L | Annual | Allowances Purchased MER | lbs | 0 | 0 | 0 | 0 | 0 | 0 | 0
NSR Genoa 1 - Hg Rate Annual v5.13 | 1017 | 5967 | Rate Constraint in lbs/MMBtu | FALSE | L | Annual | Allowances Sold MER | lbs | 0 | 0 | 0 | 0 | 0 | 0 | 0
NSR Genoa 1 - Hg Rate Annual v5.13 | 1017 | 5967 | Rate Constraint in lbs/MMBtu | FALSE | L | Annual | Allowances Banked | lbs | 0 | 0 | 0 | 0 | 0 | 0 | 0
NSR Genoa 1 - Hg Rate Annual v5.13 | 1017 | 5967 | Rate Constraint in lbs/MMBtu | FALSE | L | Annual | Allowances Withdrawn (1:1) | lbs | 0 | 0 | 0 | 0 | 0 | 0 | 0
NSR Genoa 1 - Hg Rate Annual v5.13 | 1017 | 5967 | Rate Constraint in lbs/MMBtu | FALSE | L | Annual | Allowances Withdrawn (n:1) | lbs | 0 | 0 | 0 | 0 | 0 | 0 | 0
NSR Genoa 1 - Hg Rate Annual v5.13 | 1017 | 5967 | Rate Constraint in lbs/MMBtu | FALSE | L | Annual | Net Emissions Allowance Position | lbs | 12.5385 | 12.5385 | 12.5172 | 12.5385 | 12.5385 | 12.5385 | 13.8322
NSR Genoa 1 - Hg Rate Annual v5.13 | 1017 | 5967 | Rate Constraint in lbs/MMBtu | FALSE | L | Annual | Fuel Consumed | TBtu | 23.4678 | 23.4678 | 23.4279 | 23.4678 | 23.4678 | 23.4678 | 23.4678
NSR Genoa 1 - Hg Rate Annual v5.13 | 1017 | 5967 | Rate Constraint in lbs/MMBtu | FALSE | L | Annual | Rate | lb/MMBtu | 5.3429e-07 | 5.3429e-07 | 5.3429e-07 | 5.3429e-07 | 5.3429e-07 | 5.3429e-07 | 5.8941e-07
NSR Genoa 1 - Hg Rate Annual v5.13 | 1017 | 5967 | Rate Constraint in lbs/MMBtu | FALSE | L | Annual | Generation | TWh | 2.3379 | 2.3379 | 2.3339 | 2.3379 | 2.3379 | 2.3379 | 2.3379
NSR Genoa 1 - Hg Rate Annual v5.13 | 1017 | 5967 | Rate Constraint in lbs/MMBtu | FALSE | L | Annual | Qualifying Generation | TWh | 2.3379 | 2.3379 | 2.3339 | 2.3379 | 2.3379 | 2.3379 | 2.3379
NSR Genoa 1 - Hg Rate Annual v5.13 | 1017 | 5967 | Rate Constraint in lbs/MMBtu | FALSE | L | Annual | Rate | lb/MWh | 5.3633e-06 | 5.3633e-06 | 5.3633e-06 | 5.3633e-06 | 5.3633e-06 | 5.3633e-06 | 5.9166e-06
NSR Genoa 1 - Hg Rate Annual v5.13 | 1017 | 5967 | Rate Constraint in lbs/MMBtu | FALSE | L | Annual | Constraint Shadow Price | US2011$/Lb | 0 | 0 | 0 | 0 | 0 | 0 | 0
NSR Genoa 1 - NOx Cap Annual v5.13 | 1018 | 5966 | Rate Constraint in MTons | FALSE | L | Annual | Seasons Included | Seasons | Winter, Summer | Winter, Summer | Winter, Summer | Winter, Summer | Winter, Summer | Winter, Summer | Winter, Summer
NSR Genoa 1 - NOx Cap Annual v5.13 | 1018 | 5966 | Rate Constraint in MTons | FALSE | L | Annual | Standard NOX | Thousand Tons | 1.14 | 1.14 | 1.14 | 1.14 | 1.14 | 1.14 | 1.14
NSR Genoa 1 - NOx Cap Annual v5.13 | 1018 | 5966 | Rate Constraint in MTons | FALSE | L | Annual | Emissions at Affected Plants NOX | Thousand Tons | 1.1175 | 1.1175 | 1.1156 | 1.1175 | 1.1175 | 1.1175 | 1.1175
NSR Genoa 1 - NOx Cap Annual v5.13 | 1018 | 5966 | Rate Constraint in MTons | FALSE | L | Annual | Allowances Purchased NOX | Thousand Tons | 0 | 0 | 0 | 0 | 0 | 0 | 0
NSR Genoa 1 - NOx Cap Annual v5.13 | 1018 | 5966 | Rate Constraint in MTons | FALSE | L | Annual | Allowances Sold NOX | Thousand Tons | 0 | 0 | 0 | 0 | 0 | 0 | 0
NSR Genoa 1 - NOx Cap Annual v5.13 | 1018 | 5966 | Rate Constraint in MTons | FALSE | L | Annual | Allowances Banked | Thousand Tons | 0 | 0 | 0 | 0 | 0 | 0 | 0
NSR Genoa 1 - NOx Cap Annual v5.13 | 1018 | 5966 | Rate Constraint in MTons | FALSE | L | Annual | Allowances Withdrawn (1:1) | Thousand Tons | 0 | 0 | 0 | 0 | 0 | 0 | 0
NSR Genoa 1 - NOx Cap Annual v5.13 | 1018 | 5966 | Rate Constraint in MTons | FALSE | L | Annual | Allowances Withdrawn (n:1) | Thousand Tons | 0 | 0 | 0 | 0 | 0 | 0 | 0
NSR Genoa 1 - NOx Cap Annual v5.13 | 1018 | 5966 | Rate Constraint in MTons | FALSE | L | Annual | Net Emissions Allowance Position | Thousand Tons | 1.1175 | 1.1175 | 1.1156 | 1.1175 | 1.1175 | 1.1175 | 1.1175
NSR Genoa 1 - NOx Cap Annual v5.13 | 1018 | 5966 | Rate Constraint in MTons | FALSE | L | Annual | Fuel Consumed | TBtu | 23.4678 | 23.4678 | 23.4279 | 23.4678 | 23.4678 | 23.4678 | 23.4678
NSR Genoa 1 - NOx Cap Annual v5.13 | 1018 | 5966 | Rate Constraint in MTons | FALSE | L | Annual | Rate | lb/MMBtu | 0.095238 | 0.095238 | 0.095238 | 0.095238 | 0.095238 | 0.095238 | 0.095238
NSR Genoa 1 - NOx Cap Annual v5.13 | 1018 | 5966 | Rate Constraint in MTons | FALSE | L | Annual | Generation | TWh | 2.3379 | 2.3379 | 2.3339 | 2.3379 | 2.3379 | 2.3379 | 2.3379
NSR Genoa 1 - NOx Cap Annual v5.13 | 1018 | 5966 | Rate Constraint in MTons | FALSE | L | Annual | Qualifying Generation | TWh | 2.3379 | 2.3379 | 2.3339 | 2.3379 | 2.3379 | 2.3379 | 2.3379
NSR Genoa 1 - NOx Cap Annual v5.13 | 1018 | 5966 | Rate Constraint in MTons | FALSE | L | Annual | Rate | lb/MWh | 0.95602 | 0.95602 | 0.95602 | 0.95602 | 0.95602 | 0.95602 | 0.95602
NSR Genoa 1 - NOx Cap Annual v5.13 | 1018 | 5966 | Rate Constraint in MTons | FALSE | L | Annual | Constraint Shadow Price | US2011$/Ton | 0 | 0 | 0 | 0 | 0 | 0 | 0
NSR Genoa 1 - NOx Rate Annual v5.13 | 1019 | 5965 | Rate Constraint in lbs/MMBtu | FALSE | L | Annual | Seasons Included | Seasons | Winter, Summer | Winter, Summer | Winter, Summer | Winter, Summer | Winter, Summer | Winter, Summer | Winter, Summer
NSR Genoa 1 - NOx Rate Annual v5.13 | 1019 | 5965 | Rate Constraint in lbs/MMBtu | FALSE | L | Annual | Standard NOX | lb/MMBtu | 0.14 | 0.14 | 0.14 | 0.14 | 0.14 | 0.14 | 0.14
NSR Genoa 1 - NOx Rate Annual v5.13 | 1019 | 5965 | Rate Constraint in lbs/MMBtu | FALSE | L | Annual | Emissions at Affected Plants NOX | Thousand Tons | 1.1175 | 1.1175 | 1.1156 | 1.1175 | 1.1175 | 1.1175 | 1.1175
NSR Genoa 1 - NOx Rate Annual v5.13 | 1019 | 5965 | Rate Constraint in lbs/MMBtu | FALSE | L | Annual | Allowances Purchased NOX | Thousand Tons | 0 | 0 | 0 | 0 | 0 | 0 | 0
NSR Genoa 1 - NOx Rate Annual v5.13 | 1019 | 5965 | Rate Constraint in lbs/MMBtu | FALSE | L | Annual | Allowances Sold NOX | Thousand Tons | 0 | 0 | 0 | 0 | 0 | 0 | 0
NSR Genoa 1 - NOx Rate Annual v5.13 | 1019 | 5965 | Rate Constraint in lbs/MMBtu | FALSE | L | Annual | Allowances Banked | Thousand Tons | 0 | 0 | 0 | 0 | 0 | 0 | 0
NSR Genoa 1 - NOx Rate Annual v5.13 | 1019 | 5965 | Rate Constraint in lbs/MMBtu | FALSE | L | Annual | Allowances Withdrawn (1:1) | Thousand Tons | 0 | 0 | 0 | 0 | 0 | 0 | 0
NSR Genoa 1 - NOx Rate Annual v5.13 | 1019 | 5965 | Rate Constraint in lbs/MMBtu | FALSE | L | Annual | Allowances Withdrawn (n:1) | Thousand Tons | 0 | 0 | 0 | 0 | 0 | 0 | 0
NSR Genoa 1 - NOx Rate Annual v5.13 | 1019 | 5965 | Rate Constraint in lbs/MMBtu | FALSE | L | Annual | Net Emissions Allowance Position | Thousand Tons | 1.1175 | 1.1175 | 1.1156 | 1.1175 | 1.1175 | 1.1175 | 1.1175
NSR Genoa 1 - NOx Rate Annual v5.13 | 1019 | 5965 | Rate Constraint in lbs/MMBtu | FALSE | L | Annual | Fuel Consumed | TBtu | 23.4678 | 23.4678 | 23.4279 | 23.4678 | 23.4678 | 23.4678 | 23.4678
NSR Genoa 1 - NOx Rate Annual v5.13 | 1019 | 5965 | Rate Constraint in lbs/MMBtu | FALSE | L | Annual | Rate | lb/MMBtu | 0.095238 | 0.095238 | 0.095238 | 0.095238 | 0.095238 | 0.095238 | 0.095238
NSR Genoa 1 - NOx Rate Annual v5.13 | 1019 | 5965 | Rate Constraint in lbs/MMBtu | FALSE | L | Annual | Generation | TWh | 2.3379 | 2.3379 | 2.3339 | 2.3379 | 2.3379 | 2.3379 | 2.3379
NSR Genoa 1 - NOx Rate Annual v5.13 | 1019 | 5965 | Rate Constraint in lbs/MMBtu | FALSE | L | Annual | Qualifying Generation | TWh | 2.3379 | 2.3379 | 2.3339 | 2.3379 | 2.3379 | 2.3379 | 2.3379
NSR Genoa 1 - NOx Rate Annual v5.13 | 1019 | 5965 | Rate Constraint in lbs/MMBtu | FALSE | L | Annual | Rate | lb/MWh | 0.95602 | 0.95602 | 0.95602 | 0.95602 | 0.95602 | 0.95602 | 0.95602
NSR Genoa 1 - NOx Rate Annual v5.13 | 1019 | 5965 | Rate Constraint in lbs/MMBtu | FALSE | L | Annual | Constraint Shadow Price | US2011$/Ton | 0 | 0 | 0 | 0 | 0 | 0 | 0
NSR Genoa 1 - SO2 Rate Annual v5.13 | 1020 | 5964 | Rate Constraint in lbs/MMBtu | FALSE | L | Annual | Seasons Included | Seasons | Winter, Summer | Winter, Summer | Winter, Summer | Winter, Summer | Winter, Summer | Winter, Summer | Winter, Summer
NSR Genoa 1 - SO2 Rate Annual v5.13 | 1020 | 5964 | Rate Constraint in lbs/MMBtu | FALSE | L | Annual | Standard SO2 | lb/MMBtu | 0.09 | 0.09 | 0.09 | 0.09 | 0.09 | 0.09 | 0.09
NSR Genoa 1 - SO2 Rate Annual v5.13 | 1020 | 5964 | Rate Constraint in lbs/MMBtu | FALSE | L | Annual | Emissions at Affected Plants SO2 | Thousand Tons | 1.0561 | 1.0561 | 1.0543 | 1.0561 | 1.0561 | 1.0561 | 1.0561
NSR Genoa 1 - SO2 Rate Annual v5.13 | 1020 | 5964 | Rate Constraint in lbs/MMBtu | FALSE | L | Annual | Allowances Purchased SO2 | Thousand Tons | 0 | 0 | 0 | 0 | 0 | 0 | 0
NSR Genoa 1 - SO2 Rate Annual v5.13 | 1020 | 5964 | Rate Constraint in lbs/MMBtu | FALSE | L | Annual | Allowances Sold SO2 | Thousand Tons | 0 | 0 | 0 | 0 | 0 | 0 | 0
NSR Genoa 1 - SO2 Rate Annual v5.13 | 1020 | 5964 | Rate Constraint in lbs/MMBtu | FALSE | L | Annual | Allowances Banked | Thousand Tons | 0 | 0 | 0 | 0 | 0 | 0 | 0
NSR Genoa 1 - SO2 Rate Annual v5.13 | 1020 | 5964 | Rate Constraint in lbs/MMBtu | FALSE | L | Annual | Allowances Withdrawn (1:1) | Thousand Tons | 0 | 0 | 0 | 0 | 0 | 0 | 0
NSR Genoa 1 - SO2 Rate Annual v5.13 | 1020 | 5964 | Rate Constraint in lbs/MMBtu | FALSE | L | Annual | Allowances Withdrawn (n:1) | Thousand Tons | 0 | 0 | 0 | 0 | 0 | 0 | 0
NSR Genoa 1 - SO2 Rate Annual v5.13 | 1020 | 5964 | Rate Constraint in lbs/MMBtu | FALSE | L | Annual | Net Emissions Allowance Position | Thousand Tons | 1.0561 | 1.0561 | 1.0543 | 1.0561 | 1.0561 | 1.0561 | 1.0561
NSR Genoa 1 - SO2 Rate Annual v5.13 | 1020 | 5964 | Rate Constraint in lbs/MMBtu | FALSE | L | Annual | Fuel Consumed | TBtu | 23.4678 | 23.4678 | 23.4279 | 23.4678 | 23.4678 | 23.4678 | 23.4678
NSR Genoa 1 - SO2 Rate Annual v5.13 | 1020 | 5964 | Rate Constraint in lbs/MMBtu | FALSE | L | Annual | Rate | lb/MMBtu | 0.09 | 0.09 | 0.09 | 0.09 | 0.09 | 0.09 | 0.09
NSR Genoa 1 - SO2 Rate Annual v5.13 | 1020 | 5964 | Rate Constraint in lbs/MMBtu | FALSE | L | Annual | Generation | TWh | 2.3379 | 2.3379 | 2.3339 | 2.3379 | 2.3379 | 2.3379 | 2.3379
NSR Genoa 1 - SO2 Rate Annual v5.13 | 1020 | 5964 | Rate Constraint in lbs/MMBtu | FALSE | L | Annual | Qualifying Generation | TWh | 2.3379 | 2.3379 | 2.3339 | 2.3379 | 2.3379 | 2.3379 | 2.3379
NSR Genoa 1 - SO2 Rate Annual v5.13 | 1020 | 5964 | Rate Constraint in lbs/MMBtu | FALSE | L | Annual | Rate | lb/MWh | 0.90344 | 0.90344 | 0.90344 | 0.90344 | 0.90344 | 0.90344 | 0.90344
NSR Genoa 1 - SO2 Rate Annual v5.13 | 1020 | 5964 | Rate Constraint in lbs/MMBtu | FALSE | L | Annual | Constraint Shadow Price | US2011$/Ton | 240.3166 | 82.0512 | 9780.8391 | 7251.9688 | 14784.2482 | 6930.3695 | 4743.5803
NSR Hennepin 1,2 - SO2 Rate Annual v3.1, Unit 4315 and retrofits | 1021 | 1869 | Rate Constraint in lbs/MMBtu | FALSE | L | Annual | Seasons Included | Seasons | Winter, Summer | Winter, Summer | Winter, Summer | Winter, Summer | Winter, Summer | Winter, Summer | Winter, Summer
NSR Hennepin 1,2 - SO2 Rate Annual v3.1, Unit 4315 and retrofits | 1021 | 1869 | Rate Constraint in lbs/MMBtu | FALSE | L | Annual | Standard SO2 | lb/MMBtu | 1.2 | 1.2 | 1.2 | 1.2 | 1.2 | 1.2 | 1.2
NSR Hennepin 1,2 - SO2 Rate Annual v3.1, Unit 4315 and retrofits | 1021 | 1869 | Rate Constraint in lbs/MMBtu | FALSE | L | Annual | Emissions at Affected Plants SO2 | Thousand Tons | 0 | 0 | 0 | 0 | 0 | 0 | 0
NSR Hennepin 1,2 - SO2 Rate Annual v3.1, Unit 4315 and retrofits | 1021 | 1869 | Rate Constraint in lbs/MMBtu | FALSE | L | Annual | Allowances Purchased SO2 | Thousand Tons | 0 | 0 | 0 | 0 | 0 | 0 | 0
NSR Hennepin 1,2 - SO2 Rate Annual v3.1, Unit 4315 and retrofits | 1021 | 1869 | Rate Constraint in lbs/MMBtu | FALSE | L | Annual | Allowances Sold SO2 | Thousand Tons | 0 | 0 | 0 | 0 | 0 | 0 | 0
NSR Hennepin 1,2 - SO2 Rate Annual v3.1, Unit 4315 and retrofits | 1021 | 1869 | Rate Constraint in lbs/MMBtu | FALSE | L | Annual | Allowances Banked | Thousand Tons | 0 | 0 | 0 | 0 | 0 | 0 | 0
NSR Hennepin 1,2 - SO2 Rate Annual v3.1, Unit 4315 and retrofits | 1021 | 1869 | Rate Constraint in lbs/MMBtu | FALSE | L | Annual | Allowances Withdrawn (1:1) | Thousand Tons | 0 | 0 | 0 | 0 | 0 | 0 | 0
NSR Hennepin 1,2 - SO2 Rate Annual v3.1, Unit 4315 and retrofits | 1021 | 1869 | Rate Constraint in lbs/MMBtu | FALSE | L | Annual | Allowances Withdrawn (n:1) | Thousand Tons | 0 | 0 | 0 | 0 | 0 | 0 | 0
NSR Hennepin 1,2 - SO2 Rate Annual v3.1, Unit 4315 and retrofits | 1021 | 1869 | Rate Constraint in lbs/MMBtu | FALSE | L | Annual | Net Emissions Allowance Position | Thousand Tons | 0 | 0 | 0 | 0 | 0 | 0 | 0
NSR Hennepin 1,2 - SO2 Rate Annual v3.1, Unit 4315 and retrofits | 1021 | 1869 | Rate Constraint in lbs/MMBtu | FALSE | L | Annual | Fuel Consumed | TBtu | 0 | 0 | 0 | 0 | 0 | 0 | 0
NSR Hennepin 1,2 - SO2 Rate Annual v3.1, Unit 4315 and retrofits | 1021 | 1869 | Rate Constraint in lbs/MMBtu | FALSE | L | Annual | Rate | lb/MMBtu | 0 | 0 | 0 | 0 | 0 | 0 | 0
NSR Hennepin 1,2 - SO2 Rate Annual v3.1, Unit 4315 and retrofits | 1021 | 1869 | Rate Constraint in lbs/MMBtu | FALSE | L | Annual | Generation | TWh | 0 | 0 | 0 | 0 | 0 | 0 | 0
NSR Hennepin 1,2 - SO2 Rate Annual v3.1, Unit 4315 and retrofits | 1021 | 1869 | Rate Constraint in lbs/MMBtu | FALSE | L | Annual | Qualifying Generation | TWh | 0 | 0 | 0 | 0 | 0 | 0 | 0
NSR Hennepin 1,2 - SO2 Rate Annual v3.1, Unit 4315 and retrofits | 1021 | 1869 | Rate Constraint in lbs/MMBtu | FALSE | L | Annual | Rate | lb/MWh | 0 | 0 | 0 | 0 | 0 | 0 | 0
NSR Hennepin 1,2 - SO2 Rate Annual v3.1, Unit 4315 and retrofits | 1021 | 1869 | Rate Constraint in lbs/MMBtu | FALSE | L | Annual | Constraint Shadow Price | US2011$/Ton | 0 | 0 | 0 | 0 | 0 | 0 | 0
NSR Hennepin 1,2 - SO2 Rate Annual v3.1, Unit 4316 and retrofits | 1022 | 1869 | Rate Constraint in lbs/MMBtu | FALSE | L | Annual | Seasons Included | Seasons | Winter, Summer | Winter, Summer | Winter, Summer | Winter, Summer | Winter, Summer | Winter, Summer | Winter, Summer
NSR Hennepin 1,2 - SO2 Rate Annual v3.1, Unit 4316 and retrofits | 1022 | 1869 | Rate Constraint in lbs/MMBtu | FALSE | L | Annual | Standard SO2 | lb/MMBtu | 1.2 | 1.2 | 1.2 | 1.2 | 1.2 | 1.2 | 1.2
NSR Hennepin 1,2 - SO2 Rate Annual v3.1, Unit 4316 and retrofits | 1022 | 1869 | Rate Constraint in lbs/MMBtu | FALSE | L | Annual | Emissions at Affected Plants SO2 | Thousand Tons | 1.0511 | 0.94975 | 1.0492 | 0.93998 | 1.3026 | 0.93998 | 1.1378
NSR Hennepin 1,2 - SO2 Rate Annual v3.1, Unit 4316 and retrofits | 1022 | 1869 | Rate Constraint in lbs/MMBtu | FALSE | L | Annual | Allowances Purchased SO2 | Thousand Tons | 0 | 0 | 0 | 0 | 0 | 0 | 0
NSR Hennepin 1,2 - SO2 Rate Annual v3.1, Unit 4316 and retrofits | 1022 | 1869 | Rate Constraint in lbs/MMBtu | FALSE | L | Annual | Allowances Sold SO2 | Thousand Tons | 0 | 0 | 0 | 0 | 0 | 0 | 0
NSR Hennepin 1,2 - SO2 Rate Annual v3.1, Unit 4316 and retrofits | 1022 | 1869 | Rate Constraint in lbs/MMBtu | FALSE | L | Annual | Allowances Banked | Thousand Tons | 0 | 0 | 0 | 0 | 0 | 0 | 0
NSR Hennepin 1,2 - SO2 Rate Annual v3.1, Unit 4316 and retrofits | 1022 | 1869 | Rate Constraint in lbs/MMBtu | FALSE | L | Annual | Allowances Withdrawn (1:1) | Thousand Tons | 0 | 0 | 0 | 0 | 0 | 0 | 0
NSR Hennepin 1,2 - SO2 Rate Annual v3.1, Unit 4316 and retrofits | 1022 | 1869 | Rate Constraint in lbs/MMBtu | FALSE | L | Annual | Allowances Withdrawn (n:1) | Thousand Tons | 0 | 0 | 0 | 0 | 0 | 0 | 0
NSR Hennepin 1,2 - SO2 Rate Annual v3.1, Unit 4316 and retrofits | 1022 | 1869 | Rate Constraint in lbs/MMBtu | FALSE | L | Annual | Net Emissions Allowance Position | Thousand Tons | 1.0511 | 0.94975 | 1.0492 | 0.93998 | 1.3026 | 0.93998 | 1.1378
NSR Hennepin 1,2 - SO2 Rate Annual v3.1, Unit 4316 and retrofits | 1022 | 1869 | Rate Constraint in lbs/MMBtu | FALSE | L | Annual | Fuel Consumed | TBtu | 13.2324 | 10.9167 | 13.2085 | 11.8337 | 16.3984 | 11.8337 | 14.324
NSR Hennepin 1,2 - SO2 Rate Annual v3.1, Unit 4316 and retrofits | 1022 | 1869 | Rate Constraint in lbs/MMBtu | FALSE | L | Annual | Rate | lb/MMBtu | 0.15886 | 0.174 | 0.15886 | 0.15886 | 0.15886 | 0.15886 | 0.15886
NSR Hennepin 1,2 - SO2 Rate Annual v3.1, Unit 4316 and retrofits | 1022 | 1869 | Rate Constraint in lbs/MMBtu | FALSE | L | Annual | Generation | TWh | 1.251 | 1.0379 | 1.2487 | 1.1187 | 1.5502 | 1.1187 | 1.3541
NSR Hennepin 1,2 - SO2 Rate Annual v3.1, Unit 4316 and retrofits | 1022 | 1869 | Rate Constraint in lbs/MMBtu | FALSE | L | Annual | Qualifying Generation | TWh | 1.251 | 1.0379 | 1.2487 | 1.1187 | 1.5502 | 1.1187 | 1.3541
NSR Hennepin 1,2 - SO2 Rate Annual v3.1, Unit 4316 and retrofits | 1022 | 1869 | Rate Constraint in lbs/MMBtu | FALSE | L | Annual | Rate | lb/MWh | 1.6804 | 1.8301 | 1.6804 | 1.6804 | 1.6804 | 1.6804 | 1.6804
NSR Hennepin 1,2 - SO2 Rate Annual v3.1, Unit 4316 and retrofits | 1022 | 1869 | Rate Constraint in lbs/MMBtu | FALSE | L | Annual | Constraint Shadow Price | US2011$/Ton | 0 | 0 | 0 | 0 | 0 | 0 | 0
NSR HL Spurlock 1 - NOX Rate Annual v3.1, Unit 5797 and retrofits | 1023 | 1955 | Rate Constraint in lbs/MMBtu | FALSE | L | Annual | Seasons Included | Seasons | Winter, Summer | Winter, Summer | Winter, Summer | Winter, Summer | Winter, Summer | Winter, Summer | Winter, Summer
NSR HL Spurlock 1 - NOX Rate Annual v3.1, Unit 5797 and retrofits | 1023 | 1955 | Rate Constraint in lbs/MMBtu | FALSE | L | Annual | Standard NOX | lb/MMBtu | 0.1 | 0.1 | 0.1 | 0.1 | 0.1 | 0.1 | 0.1
NSR HL Spurlock 1 - NOX Rate Annual v3.1, Unit 5797 and retrofits | 1023 | 1955 | Rate Constraint in lbs/MMBtu | FALSE | L | Annual | Emissions at Affected Plants NOX | Thousand Tons | 1.0141 | 0.97619 | 1.0141 | 1.0141 | 1.0141 | 1.0141 | 1.0141
NSR HL Spurlock 1 - NOX Rate Annual v3.1, Unit 5797 and retrofits | 1023 | 1955 | Rate Constraint in lbs/MMBtu | FALSE | L | Annual | Allowances Purchased NOX | Thousand Tons | 0 | 0 | 0 | 0 | 0 | 0 | 0
NSR HL Spurlock 1 - NOX Rate Annual v3.1, Unit 5797 and retrofits | 1023 | 1955 | Rate Constraint in lbs/MMBtu | FALSE | L | Annual | Allowances Sold NOX | Thousand Tons | 0 | 0 | 0 | 0 | 0 | 0 | 0
NSR HL Spurlock 1 - NOX Rate Annual v3.1, Unit 5797 and retrofits | 1023 | 1955 | Rate Constraint in lbs/MMBtu | FALSE | L | Annual | Allowances Banked | Thousand Tons | 0 | 0 | 0 | 0 | 0 | 0 | 0
NSR HL Spurlock 1 - NOX Rate Annual v3.1, Unit 5797 and retrofits | 1023 | 1955 | Rate Constraint in lbs/MMBtu | FALSE | L | Annual | Allowances Withdrawn (1:1) | Thousand Tons | 0 | 0 | 0 | 0 | 0 | 0 | 0
NSR HL Spurlock 1 - NOX Rate Annual v3.1, Unit 5797 and retrofits | 1023 | 1955 | Rate Constraint in lbs/MMBtu | FALSE | L | Annual | Allowances Withdrawn (n:1) | Thousand Tons | 0 | 0 | 0 | 0 | 0 | 0 | 0
NSR HL Spurlock 1 - NOX Rate Annual v3.1, Unit 5797 and retrofits | 1023 | 1955 | Rate Constraint in lbs/MMBtu | FALSE | L | Annual | Net Emissions Allowance Position | Thousand Tons | 1.0141 | 0.97619 | 1.0141 | 1.0141 | 1.0141 | 1.0141 | 1.0141
NSR HL Spurlock 1 - NOX Rate Annual v3.1, Unit 5797 and retrofits | 1023 | 1955 | Rate Constraint in lbs/MMBtu | FALSE | L | Annual | Fuel Consumed | TBtu | 22.7895 | 21.9369 | 22.7895 | 22.7895 | 22.7895 | 22.8376 | 22.8376
NSR HL Spurlock 1 - NOX Rate Annual v3.1, Unit 5797 and retrofits | 1023 | 1955 | Rate Constraint in lbs/MMBtu | FALSE | L | Annual | Rate | lb/MMBtu | 0.089 | 0.089 | 0.089 | 0.089 | 0.089 | 0.088813 | 0.088813
NSR HL Spurlock 1 - NOX Rate Annual v3.1, Unit 5797 and retrofits | 1023 | 1955 | Rate Constraint in lbs/MMBtu | FALSE | L | Annual | Generation | TWh | 2.2184 | 2.1354 | 2.2184 | 2.2184 | 2.2184 | 2.2184 | 2.2184
NSR HL Spurlock 1 - NOX Rate Annual v3.1, Unit 5797 and retrofits | 1023 | 1955 | Rate Constraint in lbs/MMBtu | FALSE | L | Annual | Qualifying Generation | TWh | 2.2184 | 2.1354 | 2.2184 | 2.2184 | 2.2184 | 2.2184 | 2.2184
NSR HL Spurlock 1 - NOX Rate Annual v3.1, Unit 5797 and retrofits | 1023 | 1955 | Rate Constraint in lbs/MMBtu | FALSE | L | Annual | Rate | lb/MWh | 0.9143 | 0.9143 | 0.9143 | 0.9143 | 0.9143 | 0.9143 | 0.9143
NSR HL Spurlock 1 - NOX Rate Annual v3.1, Unit 5797 and retrofits | 1023 | 1955 | Rate Constraint in lbs/MMBtu | FALSE | L | Annual | Constraint Shadow Price | US2011$/Ton | 0 | 0 | 0 | 0 | 0 | 0 | 0
NSR HL Spurlock 2 - NOX Rate Annual v3.1, Unit 5798 and retrofits | 1024 | 1956 | Rate Constraint in lbs/MMBtu | FALSE | L | Annual | Seasons Included | Seasons | Winter, Summer | Winter, Summer | Winter, Summer | Winter, Summer | Winter, Summer | Winter, Summer | Winter, Summer
NSR HL Spurlock 2 - NOX Rate Annual v3.1, Unit 5798 and retrofits | 1024 | 1956 | Rate Constraint in lbs/MMBtu | FALSE | L | Annual | Standard NOX | lb/MMBtu | 0.1 | 0.1 | 0.1 | 0.1 | 0.1 | 0.1 | 0.1
NSR HL Spurlock 2 - NOX Rate Annual v3.1, Unit 5798 and retrofits | 1024 | 1956 | Rate Constraint in lbs/MMBtu | FALSE | L | Annual | Emissions at Affected Plants NOX | Thousand Tons | 1.1923 | 1.1155 | 1.4407 | 1.4508 | 1.3695 | 1.1086 | 1.1086
NSR HL Spurlock 2 - NOX Rate Annual v3.1, Unit 5798 and retrofits | 1024 | 1956 | Rate Constraint in lbs/MMBtu | FALSE | L | Annual | Allowances Purchased NOX | Thousand Tons | 0 | 0 | 0 | 0 | 0 | 0 | 0
NSR HL Spurlock 2 - NOX Rate Annual v3.1, Unit 5798 and retrofits | 1024 | 1956 | Rate Constraint in lbs/MMBtu | FALSE | L | Annual | Allowances Sold NOX | Thousand Tons | 0 | 0 | 0 | 0 | 0 | 0 | 0
NSR HL Spurlock 2 - NOX Rate Annual v3.1, Unit 5798 and retrofits | 1024 | 1956 | Rate Constraint in lbs/MMBtu | FALSE | L | Annual | Allowances Banked | Thousand Tons | 0 | 0 | 0 | 0 | 0 | 0 | 0
NSR HL Spurlock 2 - NOX Rate Annual v3.1, Unit 5798 and retrofits | 1024 | 1956 | Rate Constraint in lbs/MMBtu | FALSE | L | Annual | Allowances Withdrawn (1:1) | Thousand Tons | 0 | 0 | 0 | 0 | 0 | 0 | 0
NSR HL Spurlock 2 - NOX Rate Annual v3.1, Unit 5798 and retrofits | 1024 | 1956 | Rate Constraint in lbs/MMBtu | FALSE | L | Annual | Allowances Withdrawn (n:1) | Thousand Tons | 0 | 0 | 0 | 0 | 0 | 0 | 0
NSR HL Spurlock 2 - NOX Rate Annual v3.1, Unit 5798 and retrofits | 1024 | 1956 | Rate Constraint in lbs/MMBtu | FALSE | L | Annual | Net Emissions Allowance Position | Thousand Tons | 1.1923 | 1.1155 | 1.4407 | 1.4508 | 1.3695 | 1.1086 | 1.1086
NSR HL Spurlock 2 - NOX Rate Annual v3.1, Unit 5798 and retrofits | 1024 | 1956 | Rate Constraint in lbs/MMBtu | FALSE | L | Annual | Fuel Consumed | TBtu | 29.0098 | 27.1432 | 35.0536 | 35.3017 | 33.3219 | 26.9736 | 26.9736
NSR HL Spurlock 2 - NOX Rate Annual v3.1, Unit 5798 and retrofits | 1024 | 1956 | Rate Constraint in lbs/MMBtu | FALSE | L | Annual | Rate | lb/MMBtu | 0.082197 | 0.082197 | 0.082197 | 0.082197 | 0.082197 | 0.082197 | 0.082197
NSR HL Spurlock 2 - NOX Rate Annual v3.1, Unit 5798 and retrofits | 1024 | 1956 | Rate Constraint in lbs/MMBtu | FALSE | L | Annual | Generation | TWh | 2.8398 | 2.6571 | 3.4314 | 3.4557 | 3.2619 | 2.6405 | 2.6405
NSR HL Spurlock 2 - NOX Rate Annual v3.1, Unit 5798 and retrofits | 1024 | 1956 | Rate Constraint in lbs/MMBtu | FALSE | L | Annual | Qualifying Generation | TWh | 2.8398 | 2.6571 | 3.4314 | 3.4557 | 3.2619 | 2.6405 | 2.6405
NSR HL Spurlock 2 - NOX Rate Annual v3.1, Unit 5798 and retrofits | 1024 | 1956 | Rate Constraint in lbs/MMBtu | FALSE | L | Annual | Rate | lb/MWh | 0.83968 | 0.83968 | 0.83968 | 0.83968 | 0.83968 | 0.83968 | 0.83968
NSR HL Spurlock 2 - NOX Rate Annual v3.1, Unit 5798 and retrofits | 1024 | 1956 | Rate Constraint in lbs/MMBtu | FALSE | L | Annual | Constraint Shadow Price | US2011$/Ton | 0 | 0 | 0 | 0 | 0 | 0 | 0
NSR HL Spurlock 2 - SO2 Rate Annual v3.1, Unit 5798 and retrofits | 1025 | 1959 | Rate Constraint in lbs/MMBtu | FALSE | L | Annual | Seasons Included | Seasons | Winter, Summer | Winter, Summer | Winter, Summer | Winter, Summer | Winter, Summer | Winter, Summer | Winter, Summer
NSR HL Spurlock 2 - SO2 Rate Annual v3.1, Unit 5798 and retrofits | 1025 | 1959 | Rate Constraint in lbs/MMBtu | FALSE | L | Annual | Standard SO2 | lb/MMBtu | 0.1 | 0.1 | 0.1 | 0.1 | 0.1 | 0.1 | 0.1
NSR HL Spurlock 2 - SO2 Rate Annual v3.1, Unit 5798 and retrofits | 1025 | 1959 | Rate Constraint in lbs/MMBtu | FALSE | L | Annual | Emissions at Affected Plants SO2 | Thousand Tons | 1.4505 | 1.3572 | 1.7527 | 1.7651 | 1.6661 | 1.3487 | 1.3487
NSR HL Spurlock 2 - SO2 Rate Annual v3.1, Unit 5798 and retrofits | 1025 | 1959 | Rate Constraint in lbs/MMBtu | FALSE | L | Annual | Allowances Purchased SO2 | Thousand Tons | 0 | 0 | 0 | 0 | 0 | 0 | 0
NSR HL Spurlock 2 - SO2 Rate Annual v3.1, Unit 5798 and retrofits | 1025 | 1959 | Rate Constraint in lbs/MMBtu | FALSE | L | Annual | Allowances Sold SO2 | Thousand Tons | 0 | 0 | 0 | 0 | 0 | 0 | 0
NSR HL Spurlock 2 - SO2 Rate Annual v3.1, Unit 5798 and retrofits | 1025 | 1959 | Rate Constraint in lbs/MMBtu | FALSE | L | Annual | Allowances Banked | Thousand Tons | 0 | 0 | 0 | 0 | 0 | 0 | 0
NSR HL Spurlock 2 - SO2 Rate Annual v3.1, Unit 5798 and retrofits | 1025 | 1959 | Rate Constraint in lbs/MMBtu | FALSE | L | Annual | Allowances Withdrawn (1:1) | Thousand Tons | 0 | 0 | 0 | 0 | 0 | 0 | 0
NSR HL Spurlock 2 - SO2 Rate Annual v3.1, Unit 5798 and retrofits | 1025 | 1959 | Rate Constraint in lbs/MMBtu | FALSE | L | Annual | Allowances Withdrawn (n:1) | Thousand Tons | 0 | 0 | 0 | 0 | 0 | 0 | 0
NSR HL Spurlock 2 - SO2 Rate Annual v3.1, Unit 5798 and retrofits | 1025 | 1959 | Rate Constraint in lbs/MMBtu | FALSE | L | Annual | Net Emissions Allowance Position | Thousand Tons | 1.4505 | 1.3572 | 1.7527 | 1.7651 | 1.6661 | 1.3487 | 1.3487
NSR HL Spurlock 2 - SO2 Rate Annual v3.1, Unit 5798 and retrofits | 1025 | 1959 | Rate Constraint in lbs/MMBtu | FALSE | L | Annual | Fuel Consumed | TBtu | 29.0098 | 27.1432 | 35.0536 | 35.3017 | 33.3219 | 26.9736 | 26.9736
NSR HL Spurlock 2 - SO2 Rate Annual v3.1, Unit 5798 and retrofits | 1025 | 1959 | Rate Constraint in lbs/MMBtu | FALSE | L | Annual | Rate | lb/MMBtu | 0.1 | 0.1 | 0.1 | 0.1 | 0.1 | 0.1 | 0.1
NSR HL Spurlock 2 - SO2 Rate Annual v3.1, Unit 5798 and retrofits | 1025 | 1959 | Rate Constraint in lbs/MMBtu | FALSE | L | Annual | Generation | TWh | 2.8398 | 2.6571 | 3.4314 | 3.4557 | 3.2619 | 2.6405 | 2.6405
NSR HL Spurlock 2 - SO2 Rate Annual v3.1, Unit 5798 and retrofits | 1025 | 1959 | Rate Constraint in lbs/MMBtu | FALSE | L | Annual | Qualifying Generation | TWh | 2.8398 | 2.6571 | 3.4314 | 3.4557 | 3.2619 | 2.6405 | 2.6405
NSR HL Spurlock 2 - SO2 Rate Annual v3.1, Unit 5798 and retrofits | 1025 | 1959 | Rate Constraint in lbs/MMBtu | FALSE | L | Annual | Rate | lb/MWh | 1.0215 | 1.0215 | 1.0215 | 1.0215 | 1.0215 | 1.0215 | 1.0215
NSR HL Spurlock 2 - SO2 Rate Annual v3.1, Unit 5798 and retrofits | 1025 | 1959 | Rate Constraint in lbs/MMBtu | FALSE | L | Annual | Constraint Shadow Price | US2011$/Ton | 21838.9092 | 22860.8936 | 23451.2175 | 25323.1343 | 28214.4889 | 33914.9191 | 35878.4505
NSR Hoosier - NOX Cap Annual v4.10 Final | 1026 | 2415 | Rate Constraint in MTons | FALSE | L | Annual | Seasons Included | Seasons | Winter, Summer | Winter, Summer | Winter, Summer | Winter, Summer | Winter, Summer | Winter, Summer | Winter, Summer
NSR Hoosier - NOX Cap Annual v4.10 Final | 1026 | 2415 | Rate Constraint in MTons | FALSE | L | Annual | Standard NOX | Thousand Tons | 4.8 | 4.8 | 4.8 | 4.8 | 4.8 | 4.8 | 4.8
NSR Hoosier - NOX Cap Annual v4.10 Final | 1026 | 2415 | Rate Constraint in MTons | FALSE | L | Annual | Emissions at Affected Plants NOX | Thousand Tons | 1.6106 | 1.6106 | 1.9461 | 1.6106 | 1.9495 | 1.6383 | 1.6106
NSR Hoosier - NOX Cap Annual v4.10 Final | 1026 | 2415 | Rate Constraint in MTons | FALSE | L | Annual | Allowances Purchased NOX | Thousand Tons | 0 | 0 | 0 | 0 | 0 | 0 | 0
NSR Hoosier - NOX Cap Annual v4.10 Final | 1026 | 2415 | Rate Constraint in MTons | FALSE | L | Annual | Allowances Sold NOX | Thousand Tons | 0 | 0 | 0 | 0 | 0 | 0 | 0
NSR Hoosier - NOX Cap Annual v4.10 Final | 1026 | 2415 | Rate Constraint in MTons | FALSE | L | Annual | Allowances Banked | Thousand Tons | 0 | 0 | 0 | 0 | 0 | 0 | 0
NSR Hoosier - NOX Cap Annual v4.10 Final | 1026 | 2415 | Rate Constraint in MTons | FALSE | L | Annual | Allowances Withdrawn (1:1) | Thousand Tons | 0 | 0 | 0 | 0 | 0 | 0 | 0
NSR Hoosier - NOX Cap Annual v4.10 Final | 1026 | 2415 | Rate Constraint in MTons | FALSE | L | Annual | Allowances Withdrawn (n:1) | Thousand Tons | 0 | 0 | 0 | 0 | 0 | 0 | 0
NSR Hoosier - NOX Cap Annual v4.10 Final | 1026 | 2415 | Rate Constraint in MTons | FALSE | L | Annual | Net Emissions Allowance Position | Thousand Tons | 1.6106 | 1.6106 | 1.9461 | 1.6106 | 1.9495 | 1.6383 | 1.6106
NSR Hoosier - NOX Cap Annual v4.10 Final | 1026 | 2415 | Rate Constraint in MTons | FALSE | L | Annual | Fuel Consumed | TBtu | 54.0923 | 54.0923 | 65.3601 | 54.0923 | 65.4751 | 55.0219 | 54.0923
NSR Hoosier - NOX Cap Annual v4.10 Final | 1026 | 2415 | Rate Constraint in MTons | FALSE | L | Annual | Rate | lb/MMBtu | 0.059549 | 0.059549 | 0.059549 | 0.059549 | 0.059549 | 0.059549 | 0.059549
NSR Hoosier - NOX Cap Annual v4.10 Final | 1026 | 2415 | Rate Constraint in MTons | FALSE | L | Annual | Generation | TWh | 5.2033 | 5.2033 | 6.2871 | 5.2033 | 6.2982 | 5.2927 | 5.2033
NSR Hoosier - NOX Cap Annual v4.10 Final | 1026 | 2415 | Rate Constraint in MTons | FALSE | L | Annual | Qualifying Generation | TWh | 5.2033 | 5.2033 | 6.2871 | 5.2033 | 6.2982 | 5.2927 | 5.2033
NSR Hoosier - NOX Cap Annual v4.10 Final | 1026 | 2415 | Rate Constraint in MTons | FALSE | L | Annual | Rate | lb/MWh | 0.61906 | 0.61906 | 0.61906 | 0.61906 | 0.61906 | 0.61906 | 0.61906
NSR Hoosier - NOX Cap Annual v4.10 Final | 1026 | 2415 | Rate Constraint in MTons | FALSE | L | Annual | Constraint Shadow Price | US2011$/Ton | 0 | 0 | 0 | 0 | 0 | 0 | 0
NSR Hoosier Ratts - SO2 Cap Annual v4.10 Final | 1027 | 2416 | Rate Constraint in MTons | FALSE | L | Annual | Seasons Included | Seasons | Winter, Summer | Winter, Summer | Winter, Summer | Winter, Summer | Winter, Summer | Winter, Summer | Winter, Summer
NSR Hoosier Ratts - SO2 Cap Annual v4.10 Final | 1027 | 2416 | Rate Constraint in MTons | FALSE | L | Annual | Standard SO2 | Thousand Tons | 6.75 | 6.75 | 6.75 | 6.75 | 6.75 | 6.75 | 6.75
NSR Hoosier Ratts - SO2 Cap Annual v4.10 Final | 1027 | 2416 | Rate Constraint in MTons | FALSE | L | Annual | Emissions at Affected Plants SO2 | Thousand Tons | 0 | 0 | 0 | 0 | 0 | 0 | 0
NSR Hoosier Ratts - SO2 Cap Annual v4.10 Final | 1027 | 2416 | Rate Constraint in MTons | FALSE | L | Annual | Allowances Purchased SO2 | Thousand Tons | 0 | 0 | 0 | 0 | 0 | 0 | 0
NSR Hoosier Ratts - SO2 Cap Annual v4.10 Final | 1027 | 2416 | Rate Constraint in MTons | FALSE | L | Annual | Allowances Sold SO2 | Thousand Tons | 0 | 0 | 0 | 0 | 0 | 0 | 0
NSR Hoosier Ratts - SO2 Cap Annual v4.10 Final | 1027 | 2416 | Rate Constraint in MTons | FALSE | L | Annual | Allowances Banked | Thousand Tons | 0 | 0 | 0 | 0 | 0 | 0 | 0
NSR Hoosier Ratts - SO2 Cap Annual v4.10 Final | 1027 | 2416 | Rate Constraint in MTons | FALSE | L | Annual | Allowances Withdrawn (1:1) | Thousand Tons | 0 | 0 | 0 | 0 | 0 | 0 | 0
NSR Hoosier Ratts - SO2 Cap Annual v4.10 Final | 1027 | 2416 | Rate Constraint in MTons | FALSE | L | Annual | Allowances Withdrawn (n:1) | Thousand Tons | 0 | 0 | 0 | 0 | 0 | 0 | 0
NSR Hoosier Ratts - SO2 Cap Annual v4.10 Final | 1027 | 2416 | Rate Constraint in MTons | FALSE | L | Annual | Net Emissions Allowance Position | Thousand Tons | 0 | 0 | 0 | 0 | 0 | 0 | 0
NSR Hoosier Ratts - SO2 Cap Annual v4.10 Final | 1027 | 2416 | Rate Constraint in MTons | FALSE | L | Annual | Fuel Consumed | TBtu | 0 | 0 | 0 | 0 | 0 | 0 | 0
NSR Hoosier Ratts - SO2 Cap Annual v4.10 Final | 1027 | 2416 | Rate Constraint in MTons | FALSE | L | Annual | Rate | lb/MMBtu | 0 | 0 | 0 | 0 | 0 | 0 | 0
NSR Hoosier Ratts - SO2 Cap Annual v4.10 Final | 1027 | 2416 | Rate Constraint in MTons | FALSE | L | Annual | Generation | TWh | 0 | 0 | 0 | 0 | 0 | 0 | 0
NSR Hoosier Ratts - SO2 Cap Annual v4.10 Final | 1027 | 2416 | Rate Constraint in MTons | FALSE | L | Annual | Qualifying Generation | TWh | 0 | 0 | 0 | 0 | 0 | 0 | 0
NSR Hoosier Ratts - SO2 Cap Annual v4.10 Final | 1027 | 2416 | Rate Constraint in MTons | FALSE | L | Annual | Rate | lb/MWh | 0 | 0 | 0 | 0 | 0 | 0 | 0
NSR Hoosier Ratts - SO2 Cap Annual v4.10 Final | 1027 | 2416 | Rate Constraint in MTons | FALSE | L | Annual | Constraint Shadow Price | US2011$/Ton | 0 | 0 | 0 | 0 | 0 | 0 | 0
NSR Hoosier System - SO2 Cap Annual v4.10 Final | 1028 | 2417 | Rate Constraint in MTons | FALSE | L | Annual | Seasons Included | Seasons | Winter, Summer | Winter, Summer | Winter, Summer | Winter, Summer | Winter, Summer | Winter, Summer | Winter, Summer
NSR Hoosier System - SO2 Cap Annual v4.10 Final | 1028 | 2417 | Rate Constraint in MTons | FALSE | L | Annual | Standard SO2 | Thousand Tons | 18.75 | 18.75 | 18.75 | 18.75 | 18.75 | 18.75 | 18.75
NSR Hoosier System - SO2 Cap Annual v4.10 Final | 1028 | 2417 | Rate Constraint in MTons | FALSE | L | Annual | Emissions at Affected Plants SO2 | Thousand Tons | 2.7563 | 3.0183 | 3.6471 | 3.0183 | 3.6535 | 3.0702 | 2.9362
NSR Hoosier System - SO2 Cap Annual v4.10 Final | 1028 | 2417 | Rate Constraint in MTons | FALSE | L | Annual | Allowances Purchased SO2 | Thousand Tons | 0 | 0 | 0 | 0 | 0 | 0 | 0
NSR Hoosier System - SO2 Cap Annual v4.10 Final | 1028 | 2417 | Rate Constraint in MTons | FALSE | L | Annual | Allowances Sold SO2 | Thousand Tons | 0 | 0 | 0 | 0 | 0 | 0 | 0
NSR Hoosier System - SO2 Cap Annual v4.10 Final | 1028 | 2417 | Rate Constraint in MTons | FALSE | L | Annual | Allowances Banked | Thousand Tons | 0 | 0 | 0 | 0 | 0 | 0 | 0
NSR Hoosier System - SO2 Cap Annual v4.10 Final | 1028 | 2417 | Rate Constraint in MTons | FALSE | L | Annual | Allowances Withdrawn (1:1) | Thousand Tons | 0 | 0 | 0 | 0 | 0 | 0 | 0
NSR Hoosier System - SO2 Cap Annual v4.10 Final | 1028 | 2417 | Rate Constraint in MTons | FALSE | L | Annual | Allowances Withdrawn (n:1) | Thousand Tons | 0 | 0 | 0 | 0 | 0 | 0 | 0
NSR Hoosier System - SO2 Cap Annual v4.10 Final | 1028 | 2417 | Rate Constraint in MTons | FALSE | L | Annual | Net Emissions Allowance Position | Thousand Tons | 2.7563 | 3.0183 | 3.6471 | 3.0183 | 3.6535 | 3.0702 | 2.9362
NSR Hoosier System - SO2 Cap Annual v4.10 Final | 1028 | 2417 | Rate Constraint in MTons | FALSE | L | Annual | Fuel Consumed | TBtu | 54.0923 | 54.0923 | 65.3601 | 54.0923 | 65.4751 | 55.0219 | 54.0923
NSR Hoosier System - SO2 Cap Annual v4.10 Final | 1028 | 2417 | Rate Constraint in MTons | FALSE | L | Annual | Rate | lb/MMBtu | 0.10191 | 0.1116 | 0.1116 | 0.1116 | 0.1116 | 0.1116 | 0.10856
NSR Hoosier System - SO2 Cap Annual v4.10 Final | 1028 | 2417 | Rate Constraint in MTons | FALSE | L | Annual | Generation | TWh | 5.2033 | 5.2033 | 6.2871 | 5.2033 | 6.2982 | 5.2927 | 5.2033
NSR Hoosier System - SO2 Cap Annual v4.10 Final | 1028 | 2417 | Rate Constraint in MTons | FALSE | L | Annual | Qualifying Generation | TWh | 5.2033 | 5.2033 | 6.2871 | 5.2033 | 6.2982 | 5.2927 | 5.2033
NSR Hoosier System - SO2 Cap Annual v4.10 Final | 1028 | 2417 | Rate Constraint in MTons | FALSE | L | Annual | Rate | lb/MWh | 1.0595 | 1.1602 | 1.1602 | 1.1602 | 1.1602 | 1.1602 | 1.1286
NSR Hoosier System - SO2 Cap Annual v4.10 Final | 1028 | 2417 | Rate Constraint in MTons | FALSE | L | Annual | Constraint Shadow Price | US2011$/Ton | 0 | 0 | 0 | 0 | 0 | 0 | 0
NSR Hudson 2 - MER Removal v5.14 | 1029 | 6127 | MACT Fuel Choice Floor in lbs/MMBtu | FALSE | L | Annual | Seasons Included | Seasons | Winter, Summer | Winter, Summer | Winter, Summer | Winter, Summer | Winter, Summer | Winter, Summer | Winter, Summer
NSR Hudson 2 - MER Removal v5.14 | 1029 | 6127 | MACT Fuel Choice Floor in lbs/MMBtu | FALSE | L | Annual | Emission Floor | lbs/MMBtu | 0 | 0 | 0 | 0 | 0 | 0 | 0
NSR Hudson 2 - MER Removal v5.14 | 1029 | 6127 | MACT Fuel Choice Floor in lbs/MMBtu | FALSE | L | Annual | Emissions at Affected Plants MER | lbs | 4.9111 | 9.002 | 0 | 0 | 0 | 0 | 0
NSR Hudson 2 - MER Removal v5.14 | 1029 | 6127 | MACT Fuel Choice Floor in lbs/MMBtu | FALSE | L | Annual | Allowances Purchased MER | lbs | 0 | 0 | 0 | 0 | 0 | 0 | 0
NSR Hudson 2 - MER Removal v5.14 | 1029 | 6127 | MACT Fuel Choice Floor in lbs/MMBtu | FALSE | L | Annual | Allowances Sold MER | lbs | 0 | 0 | 0 | 0 | 0 | 0 | 0
NSR Hudson 2 - MER Removal v5.14 | 1029 | 6127 | MACT Fuel Choice Floor in lbs/MMBtu | FALSE | L | Annual | Allowances Banked | lbs | 0 | 0 | 0 | 0 | 0 | 0 | 0
NSR Hudson 2 - MER Removal v5.14 | 1029 | 6127 | MACT Fuel Choice Floor in lbs/MMBtu | FALSE | L | Annual | Allowances Withdrawn (1:1) | lbs | 0 | 0 | 0 | 0 | 0 | 0 | 0
NSR Hudson 2 - MER Removal v5.14 | 1029 | 6127 | MACT Fuel Choice Floor in lbs/MMBtu | FALSE | L | Annual | Allowances Withdrawn (n:1) | lbs | 0 | 0 | 0 | 0 | 0 | 0 | 0
NSR Hudson 2 - MER Removal v5.14 | 1029 | 6127 | MACT Fuel Choice Floor in lbs/MMBtu | FALSE | L | Annual | Net Emissions Allowance Position | lbs | 4.9111 | 9.002 | 0 | 0 | 0 | 0 | 0
NSR Hudson 2 - MER Removal v5.14 | 1029 | 6127 | MACT Fuel Choice Floor in lbs/MMBtu | FALSE | L | Annual | Fuel Consumed | TBtu | 6.3297 | 11.6023 | 0 | 0 | 0 | 0 | 0
NSR Hudson 2 - MER Removal v5.14 | 1029 | 6127 | MACT Fuel Choice Floor in lbs/MMBtu | FALSE | L | Annual | Rate | lb/MMBtu | 7.7588e-07 | 7.7588e-07 | 0 | 0 | 0 | 0 | 0
NSR Hudson 2 - MER Removal v5.14 | 1029 | 6127 | MACT Fuel Choice Floor in lbs/MMBtu | FALSE | L | Annual | Generation | TWh | 0.61102 | 1.12 | 0 | 0 | 0 | 0 | 0
NSR Hudson 2 - MER Removal v5.14 | 1029 | 6127 | MACT Fuel Choice Floor in lbs/MMBtu | FALSE | L | Annual | Qualifying Generation | TWh | 0.61102 | 1.12 | 0 | 0 | 0 | 0 | 0
NSR Hudson 2 - MER Removal v5.14 | 1029 | 6127 | MACT Fuel Choice Floor in lbs/MMBtu | FALSE | L | Annual | Constraint Shadow Price | US2011$/Lb | 0 | 0 | 0 | 0 | 0 | 0 | 0
NSR IL Power - NOX Cap Annual v3.1 | 1030 | 1844 | Rate Constraint in MTons | FALSE | L | Annual | Seasons Included | Seasons | Winter, Summer | Winter, Summer | Winter, Summer | Winter, Summer | Winter, Summer | Winter, Summer | Winter, Summer
NSR IL Power - NOX Cap Annual v3.1 | 1030 | 1844 | Rate Constraint in MTons | FALSE | L | Annual | Standard NOX | Thousand Tons | 13.8 | 13.8 | 13.8 | 13.8 | 13.8 | 13.8 | 13.8
NSR IL Power - NOX Cap Annual v3.1 | 1030 | 1844 | Rate Constraint in MTons | FALSE | L | Annual | Emissions at Affected Plants NOX | Thousand Tons | 7.5516 | 7.035 | 6.7186 | 6.3934 | 7.0709 | 6.1951 | 6.2699
NSR IL Power - NOX Cap Annual v3.1 | 1030 | 1844 | Rate Constraint in MTons | FALSE | L | Annual | Allowances Purchased NOX | Thousand Tons | 0 | 0 | 0 | 0 | 0 | 0 | 0
NSR IL Power - NOX Cap Annual v3.1 | 1030 | 1844 | Rate Constraint in MTons | FALSE | L | Annual | Allowances Sold NOX | Thousand Tons | 0 | 0 | 0 | 0 | 0 | 0 | 0
NSR IL Power - NOX Cap Annual v3.1 | 1030 | 1844 | Rate Constraint in MTons | FALSE | L | Annual | Allowances Banked | Thousand Tons | 0 | 0 | 0 | 0 | 0 | 0 | 0
NSR IL Power - NOX Cap Annual v3.1 | 1030 | 1844 | Rate Constraint in MTons | FALSE | L | Annual | Allowances Withdrawn (1:1) | Thousand Tons | 0 | 0 | 0 | 0 | 0 | 0 | 0
NSR IL Power - NOX Cap Annual v3.1 | 1030 | 1844 | Rate Constraint in MTons | FALSE | L | Annual | Allowances Withdrawn (n:1) | Thousand Tons | 0 | 0 | 0 | 0 | 0 | 0 | 0
NSR IL Power - NOX Cap Annual v3.1 | 1030 | 1844 | Rate Constraint in MTons | FALSE | L | Annual | Net Emissions Allowance Position | Thousand Tons | 7.5516 | 7.035 | 6.7186 | 6.3934 | 7.0709 | 6.1951 | 6.2699
NSR IL Power - NOX Cap Annual v3.1 | 1030 | 1844 | Rate Constraint in MTons | FALSE | L | Annual | Fuel Consumed | TBtu | 190.6538 | 178.0715 | 181.592 | 172.6748 | 189.7507 | 166.0817 | 166.0079
NSR IL Power - NOX Cap Annual v3.1 | 1030 | 1844 | Rate Constraint in MTons | FALSE | L | Annual | Rate | lb/MMBtu | 0.079218 | 0.079013 | 0.073997 | 0.074051 | 0.074528 | 0.074604 | 0.075537
NSR IL Power - NOX Cap Annual v3.1 | 1030 | 1844 | Rate Constraint in MTons | FALSE | L | Annual | Generation | TWh | 18.2633 | 17.1203 | 17.3866 | 16.5481 | 18.1105 | 15.9314 | 15.915
NSR IL Power - NOX Cap Annual v3.1 | 1030 | 1844 | Rate Constraint in MTons | FALSE | L | Annual | Qualifying Generation | TWh | 18.2633 | 17.1203 | 17.3866 | 16.5481 | 18.1105 | 15.9314 | 15.915
NSR IL Power - NOX Cap Annual v3.1 | 1030 | 1844 | Rate Constraint in MTons | FALSE | L | Annual | Rate | lb/MWh | 0.82697 | 0.82183 | 0.77285 | 0.7727 | 0.78086 | 0.77773 | 0.78792
NSR IL Power - NOX Cap Annual v3.1 | 1030 | 1844 | Rate Constraint in MTons | FALSE | L | Annual | Constraint Shadow Price | US2011$/Ton | 0 | 0 | 0 | 0 | 0 | 0 | 0
NSR IL Power - SO2 Cap Annual v3.1 | 1031 | 1845 | Rate Constraint in MTons | FALSE | L | Annual | Seasons Included | Seasons | Winter, Summer | Winter, Summer | Winter, Summer | Winter, Summer | Winter, Summer | Winter, Summer | Winter, Summer
NSR IL Power - SO2 Cap Annual v3.1 | 1031 | 1845 | Rate Constraint in MTons | FALSE | L | Annual | Standard SO2 | Thousand Tons | 29 | 29 | 29 | 29 | 29 | 29 | 29
NSR IL Power - SO2 Cap Annual v3.1 | 1031 | 1845 | Rate Constraint in MTons | FALSE | L | Annual | Emissions at Affected Plants SO2 | Thousand Tons | 15.6612 | 14.2225 | 7.4948 | 7.1034 | 7.9123 | 6.8747 | 7.5633
NSR IL Power - SO2 Cap Annual v3.1 | 1031 | 1845 | Rate Constraint in MTons | FALSE | L | Annual | Allowances Purchased SO2 | Thousand Tons | 0 | 0 | 0 | 0 | 0 | 0 | 0
NSR IL Power - SO2 Cap Annual v3.1 | 1031 | 1845 | Rate Constraint in MTons | FALSE | L | Annual | Allowances Sold SO2 | Thousand Tons | 0 | 0 | 0 | 0 | 0 | 0 | 0
NSR IL Power - SO2 Cap Annual v3.1 | 1031 | 1845 | Rate Constraint in MTons | FALSE | L | Annual | Allowances Banked | Thousand Tons | 0 | 0 | 0 | 0 | 0 | 0 | 0
NSR IL Power - SO2 Cap Annual v3.1 | 1031 | 1845 | Rate Constraint in MTons | FALSE | L | Annual | Allowances Withdrawn (1:1) | Thousand Tons | 0 | 0 | 0 | 0 | 0 | 0 | 0
NSR IL Power - SO2 Cap Annual v3.1 | 1031 | 1845 | Rate Constraint in MTons | FALSE | L | Annual | Allowances Withdrawn (n:1) | Thousand Tons | 0 | 0 | 0 | 0 | 0 | 0 | 0
NSR IL Power - SO2 Cap Annual v3.1 | 1031 | 1845 | Rate Constraint in MTons | FALSE | L | Annual | Net Emissions Allowance Position | Thousand Tons | 15.6612 | 14.2225 | 7.4948 | 7.1034 | 7.9123 | 6.8747 | 7.5633
NSR IL Power - SO2 Cap Annual v3.1 | 1031 | 1845 | Rate Constraint in MTons | FALSE | L | Annual | Fuel Consumed | TBtu | 190.6538 | 178.0715 | 181.592 | 172.6748 | 189.7507 | 166.0817 | 166.0079
NSR IL Power - SO2 Cap Annual v3.1 | 1031 | 1845 | Rate Constraint in MTons | FALSE | L | Annual | Rate | lb/MMBtu | 0.16429 | 0.15974 | 0.082545 | 0.082275 | 0.083396 | 0.082786 | 0.091119
NSR IL Power - SO2 Cap Annual v3.1 | 1031 | 1845 | Rate Constraint in MTons | FALSE | L | Annual | Generation | TWh | 18.2633 | 17.1203 | 17.3866 | 16.5481 | 18.1105 | 15.9314 | 15.915
NSR IL Power - SO2 Cap Annual v3.1 | 1031 | 1845 | Rate Constraint in MTons | FALSE | L | Annual | Qualifying Generation | TWh | 18.2633 | 17.1203 | 17.3866 | 16.5481 | 18.1105 | 15.9314 | 15.915
NSR IL Power - SO2 Cap Annual v3.1 | 1031 | 1845 | Rate Constraint in MTons | FALSE | L | Annual | Rate | lb/MWh | 1.7151 | 1.6615 | 0.86213 | 0.85852 | 0.87378 | 0.86303 | 0.95046
NSR IL Power - SO2 Cap Annual v3.1 | 1031 | 1845 | Rate Constraint in MTons | FALSE | L | Annual | Constraint Shadow Price | US2011$/Ton | 0 | 0 | 0 | 0 | 0 | 0 | 0
NSR J P Madgett 1 - Hg Rate Annual v5.13 | 1032 | 5963 | Rate Constraint in lbs/MMBtu | FALSE | L | Annual | Seasons Included | Seasons | Winter, Summer | Winter, Summer | Winter, Summer | Winter, Summer | Winter, Summer | Winter, Summer | Winter, Summer
NSR J P Madgett 1 - Hg Rate Annual v5.13 | 1032 | 5963 | Rate Constraint in lbs/MMBtu | FALSE | L | Annual | Standard MER | lb/MMBtu | 0.015 | 0.015 | 0.015 | 0.015 | 0.015 | 0.015 | 0.015
NSR J P Madgett 1 - Hg Rate Annual v5.13 | 1032 | 5963 | Rate Constraint in lbs/MMBtu | FALSE | L | Annual | Emissions at Affected Plants MER | lbs | 0 | 15.8934 | 15.8664 | 15.8934 | 15.8934 | 18.2449 | 18.2449
NSR J P Madgett 1 - Hg Rate Annual v5.13 | 1032 | 5963 | Rate Constraint in lbs/MMBtu | FALSE | L | Annual | Allowances Purchased MER | lbs | 0 | 0 | 0 | 0 | 0 | 0 | 0
NSR J P Madgett 1 - Hg Rate Annual v5.13 | 1032 | 5963 | Rate Constraint in lbs/MMBtu | FALSE | L | Annual | Allowances Sold MER | lbs | 0 | 0 | 0 | 0 | 0 | 0 | 0
NSR J P Madgett 1 - Hg Rate Annual v5.13 | 1032 | 5963 | Rate Constraint in lbs/MMBtu | FALSE | L | Annual | Allowances Banked | lbs | 0 | 0 | 0 | 0 | 0 | 0 | 0
NSR J P Madgett 1 - Hg Rate Annual v5.13 | 1032 | 5963 | Rate Constraint in lbs/MMBtu | FALSE | L | Annual | Allowances Withdrawn (1:1) | lbs | 0 | 0 | 0 | 0 | 0 | 0 | 0
NSR J P Madgett 1 - Hg Rate Annual v5.13 | 1032 | 5963 | Rate Constraint in lbs/MMBtu | FALSE | L | Annual | Allowances Withdrawn (n:1) | lbs | 0 | 0 | 0 | 0 | 0 | 0 | 0
NSR J P Madgett 1 - Hg Rate Annual v5.13 | 1032 | 5963 | Rate Constraint in lbs/MMBtu | FALSE | L | Annual | Net Emissions Allowance Position | lbs | 0 | 15.8934 | 15.8664 | 15.8934 | 15.8934 | 18.2449 | 18.2449
NSR J P Madgett 1 - Hg Rate Annual v5.13 | 1032 | 5963 | Rate Constraint in lbs/MMBtu | FALSE | L | Annual | Fuel Consumed | TBtu | 0 | 28.3306 | 28.2823 | 28.3306 | 28.3306 | 28.3306 | 28.3306
NSR J P Madgett 1 - Hg Rate Annual v5.13 | 1032 | 5963 | Rate Constraint in lbs/MMBtu | FALSE | L | Annual | Rate | lb/MMBtu | 0 | 5.61e-07 | 5.61e-07 | 5.61e-07 | 5.61e-07 | 6.44e-07 | 6.44e-07
NSR J P Madgett 1 - Hg Rate Annual v5.13 | 1032 | 5963 | Rate Constraint in lbs/MMBtu | FALSE | L | Annual | Generation | TWh | 0 | 2.7508 | 2.7461 | 2.7508 | 2.7508 | 2.7508 | 2.7508
NSR J P Madgett 1 - Hg Rate Annual v5.13 | 1032 | 5963 | Rate Constraint in lbs/MMBtu | FALSE | L | Annual | Qualifying Generation | TWh | 0 | 2.7508 | 2.7461 | 2.7508 | 2.7508 | 2.7508 | 2.7508
NSR J P Madgett 1 - Hg Rate Annual v5.13 | 1032 | 5963 | Rate Constraint in lbs/MMBtu | FALSE | L | Annual | Rate | lb/MWh | 0 | 5.7777e-06 | 5.7777e-06 | 5.7777e-06 | 5.7777e-06 | 6.6326e-06 | 6.6326e-06
NSR J P Madgett 1 - Hg Rate Annual v5.13 | 1032 | 5963 | Rate Constraint in lbs/MMBtu | FALSE | L | Annual | Constraint Shadow Price | US2011$/Lb | 0 | 0 | 0 | 0 | 0 | 0 | 0
NSR J P Madgett 1 - NOx Rate Annual v5.13 | 1033 | 5962 | Rate Constraint in lbs/MMBtu | FALSE | L | Annual | Seasons Included | Seasons | Winter, Summer | Winter, Summer | Winter, Summer | Winter, Summer | Winter, Summer | Winter, Summer | Winter, Summer
NSR J P Madgett 1 - NOx Rate Annual v5.13 | 1033 | 5962 | Rate Constraint in lbs/MMBtu | FALSE | L | Annual | Standard NOX | lb/MMBtu | 0.08 | 0.08 | 0.08 | 0.08 | 0.08 | 0.08 | 0.08
NSR J P Madgett 1 - NOx Rate Annual v5.13 | 1033 | 5962 | Rate Constraint in lbs/MMBtu | FALSE | L | Annual | Emissions at Affected Plants NOX | Thousand Tons | 0 | 1.1332 | 1.1313 | 1.1332 | 1.1332 | 1.1332 | 1.1332
NSR J P Madgett 1 - NOx Rate Annual v5.13 | 1033 | 5962 | Rate Constraint in lbs/MMBtu | FALSE | L | Annual | Allowances Purchased NOX | Thousand Tons | 0 | 0 | 0 | 0 | 0 | 0 | 0
NSR J P Madgett 1 - NOx Rate Annual v5.13 | 1033 | 5962 | Rate Constraint in lbs/MMBtu | FALSE | L | Annual | Allowances Sold NOX | Thousand Tons | 0 | 0 | 0 | 0 | 0 | 0 | 0
NSR J P Madgett 1 - NOx Rate Annual v5.13 | 1033 | 5962 | Rate Constraint in lbs/MMBtu | FALSE | L | Annual | Allowances Banked | Thousand Tons | 0 | 0 | 0 | 0 | 0 | 0 | 0
NSR J P Madgett 1 - NOx Rate Annual v5.13 | 1033 | 5962 | Rate Constraint in lbs/MMBtu | FALSE | L | Annual | Allowances Withdrawn (1:1) | Thousand Tons | 0 | 0 | 0 | 0 | 0 | 0 | 0
NSR J P Madgett 1 - NOx Rate Annual v5.13 | 1033 | 5962 | Rate Constraint in lbs/MMBtu | FALSE | L | Annual | Allowances Withdrawn (n:1) | Thousand Tons | 0 | 0 | 0 | 0 | 0 | 0 | 0
NSR J P Madgett 1 - NOx Rate Annual v5.13 | 1033 | 5962 | Rate Constraint in lbs/MMBtu | FALSE | L | Annual | Net Emissions Allowance Position | Thousand Tons | 0 | 1.1332 | 1.1313 | 1.1332 | 1.1332 | 1.1332 | 1.1332
NSR J P Madgett 1 - NOx Rate Annual v5.13 | 1033 | 5962 | Rate Constraint in lbs/MMBtu | FALSE | L | Annual | Fuel Consumed | TBtu | 0 | 28.3306 | 28.2823 | 28.3306 | 28.3306 | 28.3306 | 28.3306
NSR J P Madgett 1 - NOx Rate Annual v5.13 | 1033 | 5962 | Rate Constraint in lbs/MMBtu | FALSE | L | Annual | Rate | lb/MMBtu | 0 | 0.08 | 0.08 | 0.08 | 0.08 | 0.08 | 0.08
NSR J P Madgett 1 - NOx Rate Annual v5.13 | 1033 | 5962 | Rate Constraint in lbs/MMBtu | FALSE | L | Annual | Generation | TWh | 0 | 2.7508 | 2.7461 | 2.7508 | 2.7508 | 2.7508 | 2.7508
NSR J P Madgett 1 - NOx Rate Annual v5.13 | 1033 | 5962 | Rate Constraint in lbs/MMBtu | FALSE | L | Annual | Qualifying Generation | TWh | 0 | 2.7508 | 2.7461 | 2.7508 | 2.7508 | 2.7508 | 2.7508
NSR J P Madgett 1 - NOx Rate Annual v5.13 | 1033 | 5962 | Rate Constraint in lbs/MMBtu | FALSE | L | Annual | Rate | lb/MWh | 0 | 0.82392 | 0.82392 | 0.82392 | 0.82392 | 0.82392 | 0.82392
NSR J P Madgett 1 - NOx Rate Annual v5.13 | 1033 | 5962 | Rate Constraint in lbs/MMBtu | FALSE | L | Annual | Constraint Shadow Price | US2011$/Ton | 90766.8916 | 0 | 0 | 0 | 0 | 0 | 0
NSR J P Madgett 1 - SO2 Rate Annual v5.13 | 1034 | 5961 | Rate Constraint in lbs/MMBtu | FALSE | L | Annual | Seasons Included | Seasons | Winter, Summer | Winter, Summer | Winter, Summer | Winter, Summer | Winter, Summer | Winter, Summer | Winter, Summer
NSR J P Madgett 1 - SO2 Rate Annual v5.13 | 1034 | 5961 | Rate Constraint in lbs/MMBtu | FALSE | L | Annual | Standard SO2 | lb/MMBtu | 0.09 | 0.09 | 0.09 | 0.09 | 0.09 | 0.09 | 0.09
NSR J P Madgett 1 - SO2 Rate Annual v5.13 | 1034 | 5961 | Rate Constraint in lbs/MMBtu | FALSE | L | Annual | Emissions at Affected Plants SO2 | Thousand Tons | 0 | 1.1332 | 1.1313 | 1.1332 | 1.1332 | 1.1332 | 1.1332
NSR J P Madgett 1 - SO2 Rate Annual v5.13 | 1034 | 5961 | Rate Constraint in lbs/MMBtu | FALSE | L | Annual | Allowances Purchased SO2 | Thousand Tons | 0 | 0 | 0 | 0 | 0 | 0 | 0
NSR J P Madgett 1 - SO2 Rate Annual v5.13 | 1034 | 5961 | Rate Constraint in lbs/MMBtu | FALSE | L | Annual | Allowances Sold SO2 | Thousand Tons | 0 | 0 | 0 | 0 | 0 | 0 | 0
NSR J P Madgett 1 - SO2 Rate Annual v5.13 | 1034 | 5961 | Rate Constraint in lbs/MMBtu | FALSE | L | Annual | Allowances Banked | Thousand Tons | 0 | 0 | 0 | 0 | 0 | 0 | 0
NSR J P Madgett 1 - SO2 Rate Annual v5.13 | 1034 | 5961 | Rate Constraint in lbs/MMBtu | FALSE | L | Annual | Allowances Withdrawn (1:1) | Thousand Tons | 0 | 0 | 0 | 0 | 0 | 0 | 0
NSR J P Madgett 1 - SO2 Rate Annual v5.13 | 1034 | 5961 | Rate Constraint in lbs/MMBtu | FALSE | L | Annual | Allowances Withdrawn (n:1) | Thousand Tons | 0 | 0 | 0 | 0 | 0 | 0 | 0
NSR J P Madgett 1 - SO2 Rate Annual v5.13 | 1034 | 5961 | Rate Constraint in lbs/MMBtu | FALSE | L | Annual | Net Emissions Allowance Position | Thousand Tons | 0 | 1.1332 | 1.1313 | 1.1332 | 1.1332 | 1.1332 | 1.1332
NSR J P Madgett 1 - SO2 Rate Annual v5.13 | 1034 | 5961 | Rate Constraint in lbs/MMBtu | FALSE | L | Annual | Fuel Consumed | TBtu | 0 | 28.3306 | 28.2823 | 28.3306 | 28.3306 | 28.3306 | 28.3306
NSR J P Madgett 1 - SO2 Rate Annual v5.13 | 1034 | 5961 | Rate Constraint in lbs/MMBtu | FALSE | L | Annual | Rate | lb/MMBtu | 0 | 0.08 | 0.08 | 0.08 | 0.08 | 0.08 | 0.08
NSR J P Madgett 1 - SO2 Rate Annual v5.13 | 1034 | 5961 | Rate Constraint in lbs/MMBtu | FALSE | L | Annual | Generation | TWh | 0 | 2.7508 | 2.7461 | 2.7508 | 2.7508 | 2.7508 | 2.7508
NSR J P Madgett 1 - SO2 Rate Annual v5.13 | 1034 | 5961 | Rate Constraint in lbs/MMBtu | FALSE | L | Annual | Qualifying Generation | TWh | 0 | 2.7508 | 2.7461 | 2.7508 | 2.7508 | 2.7508 | 2.7508
NSR J P Madgett 1 - SO2 Rate Annual v5.13 | 1034 | 5961 | Rate Constraint in lbs/MMBtu | FALSE | L | Annual | Rate | lb/MWh | 0 | 0.82392 | 0.82392 | 0.82392 | 0.82392 | 0.82392 | 0.82392
NSR J P Madgett 1 - SO2 Rate Annual v5.13 | 1034 | 5961 | Rate Constraint in lbs/MMBtu | FALSE | L | Annual | Constraint Shadow Price | US2011$/Ton | 0 | 0 | 0 | 0 | 0 | 0 | 0
NSR James Miller 3,4 - NOX Rate Annual v3.1, Unit 5781 and retrofits | 1035 | 1871 | Rate Constraint in lbs/MMBtu | FALSE | L | Annual | Seasons Included | Seasons | Winter, Summer | Winter, Summer | Winter, Summer | Winter, Summer | Winter, Summer | Winter, Summer | Winter, Summer
NSR James Miller 3,4 - NOX Rate Annual v3.1, Unit 5781 and retrofits | 1035 | 1871 | Rate Constraint in lbs/MMBtu | FALSE | L | Annual | Standard NOX | lb/MMBtu | 0.1 | 0.1 | 0.1 | 0.1 | 0.1 | 0.1 | 0.1
NSR James Miller 3,4 - NOX Rate Annual v3.1, Unit 5781 and retrofits | 1035 | 1871 | Rate Constraint in lbs/MMBtu | FALSE | L | Annual | Emissions at Affected Plants NOX | Thousand Tons | 2.0128 | 2.1794 | 2.4315 | 2.3181 | 2.495 | 1.9671 | 1.9671
NSR James Miller 3,4 - NOX Rate Annual v3.1, Unit 5781 and retrofits | 1035 | 1871 | Rate Constraint in lbs/MMBtu | FALSE | L | Annual | Allowances Purchased NOX | Thousand Tons | 0 | 0 | 0 | 0 | 0 | 0 | 0
NSR James Miller 3,4 - NOX Rate Annual v3.1, Unit 5781 and retrofits | 1035 | 1871 | Rate Constraint in lbs/MMBtu | FALSE | L | Annual | Allowances Sold NOX | Thousand Tons | 0 | 0 | 0 | 0 | 0 | 0 | 0
NSR James Miller 3,4 - NOX Rate Annual v3.1, Unit 5781 and retrofits | 1035 | 1871 | Rate Constraint in lbs/MMBtu | FALSE | L | Annual | Allowances Banked | Thousand Tons | 0 | 0 | 0 | 0 | 0 | 0 | 0
NSR James Miller 3,4 - NOX Rate Annual v3.1, Unit 5781 and retrofits | 1035 | 1871 | Rate Constraint in lbs/MMBtu | FALSE | L | Annual | Allowances Withdrawn (1:1) | Thousand Tons | 0 | 0 | 0 | 0 | 0 | 0 | 0
NSR James Miller 3,4 - NOX Rate Annual v3.1, Unit 5781 and retrofits | 1035 | 1871 | Rate Constraint in lbs/MMBtu | FALSE | L | Annual | Allowances Withdrawn (n:1) | Thousand Tons | 0 | 0 | 0 | 0 | 0 | 0 | 0
NSR James Miller 3,4 - NOX Rate Annual v3.1, Unit 5781 and retrofits | 1035 | 1871 | Rate Constraint in lbs/MMBtu | FALSE | L | Annual | Net Emissions Allowance Position | Thousand Tons | 2.0128 | 2.1794 | 2.4315 | 2.3181 | 2.495 | 1.9671 | 1.9671
NSR James Miller 3,4 - NOX Rate Annual v3.1, Unit 5781 and retrofits | 1035 | 1871 | Rate Constraint in lbs/MMBtu | FALSE | L | Annual | Fuel Consumed | TBtu | 40.2551 | 43.6333 | 48.6806 | 46.4119 | 49.9522 | 39.3832 | 39.3832
NSR James Miller 3,4 - NOX Rate Annual v3.1, Unit 5781 and retrofits | 1035 | 1871 | Rate Constraint in lbs/MMBtu | FALSE | L | Annual | Rate | lb/MMBtu | 0.1 | 0.099894 | 0.099894 | 0.099894 | 0.099894 | 0.099894 | 0.099894
NSR James Miller 3,4 - NOX Rate Annual v3.1, Unit 5781 and retrofits | 1035 | 1871 | Rate Constraint in lbs/MMBtu | FALSE | L | Annual | Generation | TWh | 3.9302 | 4.2555 | 4.7477 | 4.5265 | 4.8718 | 3.841 | 3.841
NSR James Miller 3,4 - NOX Rate Annual v3.1, Unit 5781 and retrofits | 1035 | 1871 | Rate Constraint in lbs/MMBtu | FALSE | L | Annual | Qualifying Generation | TWh | 3.9302 | 4.2555 | 4.7477 | 4.5265 | 4.8718 | 3.841 | 3.841
NSR James Miller 3,4 - NOX Rate Annual v3.1, Unit 5781 and retrofits | 1035 | 1871 | Rate Constraint in lbs/MMBtu | FALSE | L | Annual | Rate | lb/MWh | 1.0243 | 1.0243 | 1.0243 | 1.0243 | 1.0243 | 1.0243 | 1.0243
NSR James Miller 3,4 - NOX Rate Annual v3.1, Unit 5781 and retrofits | 1035 | 1871 | Rate Constraint in lbs/MMBtu | FALSE | L | Annual | Constraint Shadow Price | US2011$/Ton | 0 | 0 | 0 | 0 | 0 | 0 | 0
NSR James Miller 3,4 - NOX Rate Annual v3.1, Unit 5782 and retrofits | 1036 | 1871 | Rate Constraint in lbs/MMBtu | FALSE | L | Annual | Seasons Included | Seasons | Winter, Summer | Winter, Summer | Winter, Summer | Winter, Summer | Winter, Summer | Winter, Summer | Winter, Summer
NSR James Miller 3,4 - NOX Rate Annual v3.1, Unit 5782 and retrofits | 1036 | 1871 | Rate Constraint in lbs/MMBtu | FALSE | L | Annual | Standard NOX | lb/MMBtu | 0.1 | 0.1 | 0.1 | 0.1 | 0.1 | 0.1 | 0.1
NSR James Miller 3,4 - NOX Rate Annual v3.1, Unit 5782 and retrofits | 1036 | 1871 | Rate Constraint in lbs/MMBtu | FALSE | L | Annual | Emissions at Affected Plants NOX | Thousand Tons | 1.5342 | 1.6612 | 1.9017 | 1.9017 | 1.9017 | 1.4994 | 1.4994
NSR James Miller 3,4 - NOX Rate Annual v3.1, Unit 5782 and retrofits | 1036 | 1871 | Rate Constraint in lbs/MMBtu | FALSE | L | Annual | Allowances Purchased NOX | Thousand Tons | 0 | 0 | 0 | 0 | 0 | 0 | 0
NSR James Miller 3,4 - NOX Rate Annual v3.1, Unit 5782 and retrofits | 1036 | 1871 | Rate Constraint in lbs/MMBtu | FALSE | L | Annual | Allowances Sold NOX | Thousand Tons | 0 | 0 | 0 | 0 | 0 | 0 | 0
NSR James Miller 3,4 - NOX Rate Annual v3.1, Unit 5782 and retrofits | 1036 | 1871 | Rate Constraint in lbs/MMBtu | FALSE | L | Annual | Allowances Banked | Thousand Tons | 0 | 0 | 0 | 0 | 0 | 0 | 0
NSR James Miller 3,4 - NOX Rate Annual v3.1, Unit 5782 and retrofits | 1036 | 1871 | Rate Constraint in lbs/MMBtu | FALSE | L | Annual | Allowances Withdrawn (1:1) | Thousand Tons | 0 | 0 | 0 | 0 | 0 | 0 | 0
NSR James Miller 3,4 - NOX Rate Annual v3.1, Unit 5782 and retrofits | 1036 | 1871 | Rate Constraint in lbs/MMBtu | FALSE | L | Annual | Allowances Withdrawn (n:1) | Thousand Tons | 0 | 0 | 0 | 0 | 0 | 0 | 0
NSR James Miller 3,4 - NOX Rate Annual v3.1, Unit 5782 and retrofits | 1036 | 1871 | Rate Constraint in lbs/MMBtu | FALSE | L | Annual | Net Emissions Allowance Position | Thousand Tons | 1.5342 | 1.6612 | 1.9017 | 1.9017 | 1.9017 | 1.4994 | 1.4994
NSR James Miller 3,4 - NOX Rate Annual v3.1, Unit 5782 and retrofits | 1036 | 1871 | Rate Constraint in lbs/MMBtu | FALSE | L | Annual | Fuel Consumed | TBtu | 39.9403 | 43.2921 | 49.5616 | 49.5616 | 49.5616 | 39.0752 | 39.0752
NSR James Miller 3,4 - NOX Rate Annual v3.1, Unit 5782 and retrofits | 1036 | 1871 | Rate Constraint in lbs/MMBtu | FALSE | L | Annual | Rate | lb/MMBtu | 0.076823 | 0.076742 | 0.076742 | 0.076742 | 0.076742 | 0.076742 | 0.076742
NSR James Miller 3,4 - NOX Rate Annual v3.1, Unit 5782 and retrofits | 1036 | 1871 | Rate Constraint in lbs/MMBtu | FALSE | L | Annual | Generation | TWh | 3.9302 | 4.2555 | 4.8718 | 4.8718 | 4.8718 | 3.841 | 3.841
NSR James Miller 3,4 - NOX Rate Annual v3.1, Unit 5782 and retrofits | 1036 | 1871 | Rate Constraint in lbs/MMBtu | FALSE | L | Annual | Qualifying Generation | TWh | 3.9302 | 4.2555 | 4.8718 | 4.8718 | 4.8718 | 3.841 | 3.841
NSR James Miller 3,4 - NOX Rate Annual v3.1, Unit 5782 and retrofits | 1036 | 1871 | Rate Constraint in lbs/MMBtu | FALSE | L | Annual | Rate | lb/MWh | 0.78071 | 0.78071 | 0.78071 | 0.78071 | 0.78071 | 0.78071 | 0.78071
NSR James Miller 3,4 - NOX Rate Annual v3.1, Unit 5782 and retrofits | 1036 | 1871 | Rate Constraint in lbs/MMBtu | FALSE | L | Annual | Constraint Shadow Price | US2011$/Ton | 0 | 0 | 0 | 0 | 0 | 0 | 0
NSR Karn 1,2 - SO2 Rate Annual v5.14 | 1037 | 6143 | Rate Constraint in lbs/MMBtu | FALSE | L | Annual | Seasons Included | Seasons | Winter, Summer | Winter, Summer | Winter, Summer | Winter, Summer | Winter, Summer | Winter, Summer | Winter, Summer
NSR Karn 1,2 - SO2 Rate Annual v5.14 | 1037 | 6143 | Rate Constraint in lbs/MMBtu | FALSE | L | Annual | Standard SO2 | lb/MMBtu | 0.09 | 0.09 | 0.09 | 0.09 | 0.09 | 0.09 | 0.09
NSR Karn 1,2 - SO2 Rate Annual v5.14 | 1037 | 6143 | Rate Constraint in lbs/MMBtu | FALSE | L | Annual | Emissions at Affected Plants SO2 | Thousand Tons | 0.015043 | 0.0109 | 0.0015917 | 0.001576 | 0.0016322 | 0.0017668 | 0.0017668
NSR Karn 1,2 - SO2 Rate Annual v5.14 | 1037 | 6143 | Rate Constraint in lbs/MMBtu | FALSE | L | Annual | Allowances Purchased SO2 | Thousand Tons | 0 | 0 | 0 | 0 | 0 | 0 | 0
NSR Karn 1,2 - SO2 Rate Annual v5.14 | 1037 | 6143 | Rate Constraint in lbs/MMBtu | FALSE | L | Annual | Allowances Sold SO2 | Thousand Tons | 0 | 0 | 0 | 0 | 0 | 0 | 0
NSR Karn 1,2 - SO2 Rate Annual v5.14 | 1037 | 6143 | Rate Constraint in lbs/MMBtu | FALSE | L | Annual | Allowances Banked | Thousand Tons | 0 | 0 | 0 | 0 | 0 | 0 | 0
NSR Karn 1,2 - SO2 Rate Annual v5.14 | 1037 | 6143 | Rate Constraint in lbs/MMBtu | FALSE | L | Annual | Allowances Withdrawn (1:1) | Thousand Tons | 0 | 0 | 0 | 0 | 0 | 0 | 0
NSR Karn 1,2 - SO2 Rate Annual v5.14 | 1037 | 6143 | Rate Constraint in lbs/MMBtu | FALSE | L | Annual | Allowances Withdrawn (n:1) | Thousand Tons | 0 | 0 | 0 | 0 | 0 | 0 | 0
NSR Karn 1,2 - SO2 Rate Annual v5.14 | 1037 | 6143 | Rate Constraint in lbs/MMBtu | FALSE | L | Annual | Net Emissions Allowance Position | Thousand Tons | 0.015043 | 0.0109 | 0.0015917 | 0.001576 | 0.0016322 | 0.0017668 | 0.0017668
NSR Karn 1,2 - SO2 Rate Annual v5.14 | 1037 | 6143 | Rate Constraint in lbs/MMBtu | FALSE | L | Annual | Fuel Consumed | TBtu | 0.37815 | 0.2725 | 0.039791 | 0.039401 | 0.040805 | 0.044171 | 0.044415
NSR Karn 1,2 - SO2 Rate Annual v5.14 | 1037 | 6143 | Rate Constraint in lbs/MMBtu | FALSE | L | Annual | Rate | lb/MMBtu | 0.07956 | 0.08 | 0.08 | 0.08 | 0.08 | 0.08 | 0.07956
NSR Karn 1,2 - SO2 Rate Annual v5.14 | 1037 | 6143 | Rate Constraint in lbs/MMBtu | FALSE | L | Annual | Generation | TWh | 0.037322 | 0.027044 | 0.0039491 | 0.0039103 | 0.0040497 | 0.0043837 | 0.0043837
NSR Karn 1,2 - SO2 Rate Annual v5.14 | 1037 | 6143 | Rate Constraint in lbs/MMBtu | FALSE | L | Annual | Qualifying Generation | TWh | 0.037322 | 0.027044 | 0.0039491 | 0.0039103 | 0.0040497 | 0.0043837 | 0.0043837
NSR Karn 1,2 - SO2 Rate Annual v5.14 | 1037 | 6143 | Rate Constraint in lbs/MMBtu | FALSE | L | Annual | Rate | lb/MWh | 0.8061 | 0.8061 | 0.8061 | 0.8061 | 0.8061 | 0.8061 | 0.8061
NSR Karn 1,2 - SO2 Rate Annual v5.14 | 1037 | 6143 | Rate Constraint in lbs/MMBtu | FALSE | L | Annual | Constraint Shadow Price | US2011$/Ton | 0 | 0 | 0 | 0 | 0 | 0 | 0
NSR Kincaid 1 & 2- Hg Rate Annual v5.13 | 1038 | 5982 | Rate Constraint in lbs/MMBtu | FALSE | L | Annual | Seasons Included | Seasons | Winter, Summer | Winter, Summer | Winter, Summer | Winter, Summer | Winter, Summer | Winter, Summer | Winter, Summer
NSR Kincaid 1 & 2- Hg Rate Annual v5.13 | 1038 | 5982 | Rate Constraint in lbs/MMBtu | FALSE | L | Annual | Standard MER | lb/MMBtu | 0.015 | 0.015 | 0.015 | 0.015 | 0.015 | 0.015 | 0.015
NSR Kincaid 1 & 2- Hg Rate Annual v5.13 | 1038 | 5982 | Rate Constraint in lbs/MMBtu | FALSE | L | Annual | Emissions at Affected Plants MER | lbs | 39.0948 | 40.6577 | 44.9212 | 42.2703 | 44.7565 | 35.6647 | 35.4391
NSR Kincaid 1 & 2- Hg Rate Annual v5.13 | 1038 | 5982 | Rate Constraint in lbs/MMBtu | FALSE | L | Annual | Allowances Purchased MER | lbs | 0 | 0 | 0 | 0 | 0 | 0 | 0
NSR Kincaid 1 & 2- Hg Rate Annual v5.13 | 1038 | 5982 | Rate Constraint in lbs/MMBtu | FALSE | L | Annual | Allowances Sold MER | lbs | 0 | 0 | 0 | 0 | 0 | 0 | 0
NSR Kincaid 1 & 2- Hg Rate Annual v5.13 | 1038 | 5982 | Rate Constraint in lbs/MMBtu | FALSE | L | Annual | Allowances Banked | lbs | 0 | 0 | 0 | 0 | 0 | 0 | 0
NSR Kincaid 1 & 2- Hg Rate Annual v5.13 | 1038 | 5982 | Rate Constraint in lbs/MMBtu | FALSE | L | Annual | Allowances Withdrawn (1:1) | lbs | 0 | 0 | 0 | 0 | 0 | 0 | 0
NSR Kincaid 1 & 2- Hg Rate Annual v5.13 | 1038 | 5982 | Rate Constraint in lbs/MMBtu | FALSE | L | Annual | Allowances Withdrawn (n:1) | lbs | 0 | 0 | 0 | 0 | 0 | 0 | 0
NSR Kincaid 1 & 2- Hg Rate Annual v5.13 | 1038 | 5982 | Rate Constraint in lbs/MMBtu | FALSE | L | Annual | Net Emissions Allowance Position | lbs | 39.0948 | 40.6577 | 44.9212 | 42.2703 | 44.7565 | 35.6647 | 35.4391
NSR Kincaid 1 & 2- Hg Rate Annual v5.13 | 1038 | 5982 | Rate Constraint in lbs/MMBtu | FALSE | L | Annual | Fuel Consumed | TBtu | 76.1283 | 76.0973 | 84.077 | 82.3118 | 87.1532 | 69.449 | 69.0097
NSR Kincaid 1 & 2- Hg Rate Annual v5.13 | 1038 | 5982 | Rate Constraint in lbs/MMBtu | FALSE | L | Annual | Rate | lb/MMBtu | 5.1354e-07 | 5.3429e-07 | 5.3429e-07 | 5.1354e-07 | 5.1354e-07 | 5.1354e-07 | 5.1354e-07
NSR Kincaid 1 & 2- Hg Rate Annual v5.13 | 1038 | 5982 | Rate Constraint in lbs/MMBtu | FALSE | L | Annual | Generation | TWh | 7.257 | 7.257 | 8.0198 | 7.8465 | 8.308 | 6.6262 | 6.5839
NSR Kincaid 1 & 2- Hg Rate Annual v5.13 | 1038 | 5982 | Rate Constraint in lbs/MMBtu | FALSE | L | Annual | Qualifying Generation | TWh | 7.257 | 7.257 | 8.0198 | 7.8465 | 8.308 | 6.6262 | 6.5839
NSR Kincaid 1 & 2- Hg Rate Annual v5.13 | 1038 | 5982 | Rate Constraint in lbs/MMBtu | FALSE | L | Annual | Rate | lb/MWh | 5.3872e-06 | 5.6025e-06 | 5.6013e-06 | 5.3872e-06 | 5.3872e-06 | 5.3824e-06 | 5.3827e-06
NSR Kincaid 1 & 2- Hg Rate Annual v5.13 | 1038 | 5982 | Rate Constraint in lbs/MMBtu | FALSE | L | Annual | Constraint Shadow Price | US2011$/Lb | 0 | 0 | 0 | 0 | 0 | 0 | 0
NSR Kincaid 1 & 2- NOx Cap Annual v5.13 | 1039 | 5981 | Rate Constraint in MTons | FALSE | L | Annual | Seasons Included | Seasons | Winter, Summer | Winter, Summer | Winter, Summer | Winter, Summer | Winter, Summer | Winter, Summer | Winter, Summer
NSR Kincaid 1 & 2- NOx Cap Annual v5.13 | 1039 | 5981 | Rate Constraint in MTons | FALSE | L | Annual | Standard NOX | Thousand Tons | 3.5 | 3.5 | 3.5 | 3.5 | 3.5 | 3.5 | 3.5
NSR Kincaid 1 & 2- NOx Cap Annual v5.13 | 1039 | 5981 | Rate Constraint in MTons | FALSE | L | Annual | Emissions at Affected Plants NOX | Thousand Tons | 2.2453 | 2.2453 | 2.482 | 2.4277 | 2.5705 | 2.0525 | 2.0393
NSR Kincaid 1 & 2- NOx Cap Annual v5.13 | 1039 | 5981 | Rate Constraint in MTons | FALSE | L | Annual | Allowances Purchased NOX | Thousand Tons | 0 | 0 | 0 | 0 | 0 | 0 | 0
NSR Kincaid 1 & 2- NOx Cap Annual v5.13 | 1039 | 5981 | Rate Constraint in MTons | FALSE | L | Annual | Allowances Sold NOX | Thousand Tons | 0 | 0 | 0 | 0 | 0 | 0 | 0
NSR Kincaid 1 & 2- NOx Cap Annual v5.13 | 1039 | 5981 | Rate Constraint in MTons | FALSE | L | Annual | Allowances Banked | Thousand Tons | 0 | 0 | 0 | 0 | 0 | 0 | 0
NSR Kincaid 1 & 2- NOx Cap Annual v5.13 | 1039 | 5981 | Rate Constraint in MTons | FALSE | L | Annual | Allowances Withdrawn (1:1) | Thousand Tons | 0 | 0 | 0 | 0 | 0 | 0 | 0
NSR Kincaid 1 & 2- NOx Cap Annual v5.13 | 1039 | 5981 | Rate Constraint in MTons | FALSE | L | Annual | Allowances Withdrawn (n:1) | Thousand Tons | 0 | 0 | 0 | 0 | 0 | 0 | 0
NSR Kincaid 1 & 2- NOx Cap Annual v5.13 | 1039 | 5981 | Rate Constraint in MTons | FALSE | L | Annual | Net Emissions Allowance Position | Thousand Tons | 2.2453 | 2.2453 | 2.482 | 2.4277 | 2.5705 | 2.0525 | 2.0393
NSR Kincaid 1 & 2- NOx Cap Annual v5.13 | 1039 | 5981 | Rate Constraint in MTons | FALSE | L | Annual | Fuel Consumed | TBtu | 76.1283 | 76.0973 | 84.077 | 82.3118 | 87.1532 | 69.449 | 69.0097
NSR Kincaid 1 & 2- NOx Cap Annual v5.13 | 1039 | 5981 | Rate Constraint in MTons | FALSE | L | Annual | Rate | lb/MMBtu | 0.058989 | 0.059013 | 0.059042 | 0.058989 | 0.058989 | 0.059108 | 0.059101
NSR Kincaid 1 & 2- NOx Cap Annual v5.13 | 1039 | 5981 | Rate Constraint in MTons | FALSE | L | Annual | Generation | TWh | 7.257 | 7.257 | 8.0198 | 7.8465 | 8.308 | 6.6262 | 6.5839
NSR Kincaid 1 & 2- NOx Cap Annual v5.13 | 1039 | 5981 | Rate Constraint in MTons | FALSE | L | Annual | Qualifying Generation | TWh | 7.257 | 7.257 | 8.0198 | 7.8465 | 8.308 | 6.6262 | 6.5839
NSR Kincaid 1 & 2- NOx Cap Annual v5.13 | 1039 | 5981 | Rate Constraint in MTons | FALSE | L | Annual | Rate | lb/MWh | 0.61881 | 0.61881 | 0.61898 | 0.61881 | 0.61881 | 0.61951 | 0.61947
NSR Kincaid 1 & 2- NOx Cap Annual v5.13 | 1039 | 5981 | Rate Constraint in MTons | FALSE | L | Annual | Constraint Shadow Price | US2011$/Ton | 0 | 0 | 0 | 0 | 0 | 0 | 0
NSR Kincaid 1 & 2- NOx Rate Annual v5.13 | 1040 | 5980 | Rate Constraint in lbs/MMBtu | FALSE | L | Annual | Seasons Included | Seasons | Winter, Summer | Winter, Summer | Winter, Summer | Winter, Summer | Winter, Summer | Winter, Summer | Winter, Summer
NSR Kincaid 1 & 2- NOx Rate Annual v5.13 | 1040 | 5980 | Rate Constraint in lbs/MMBtu | FALSE | L | Annual | Standard NOX | lb/MMBtu | 0.08 | 0.08 | 0.08 | 0.08 | 0.08 | 0.08 | 0.08
NSR Kincaid 1 & 2- NOx Rate Annual v5.13 | 1040 | 5980 | Rate Constraint in lbs/MMBtu | FALSE | L | Annual | Emissions at Affected Plants NOX | Thousand Tons | 2.2453 | 2.2453 | 2.482 | 2.4277 | 2.5705 | 2.0525 | 2.0393
NSR Kincaid 1 & 2- NOx Rate Annual v5.13 | 1040 | 5980 | Rate Constraint in lbs/MMBtu | FALSE | L | Annual | Allowances Purchased NOX | Thousand Tons | 0 | 0 | 0 | 0 | 0 | 0 | 0
NSR Kincaid 1 & 2- NOx Rate Annual v5.13 | 1040 | 5980 | Rate Constraint in lbs/MMBtu | FALSE | L | Annual | Allowances Sold NOX | Thousand Tons | 0 | 0 | 0 | 0 | 0 | 0 | 0
NSR Kincaid 1 & 2- NOx Rate Annual v5.13 | 1040 | 5980 | Rate Constraint in lbs/MMBtu | FALSE | L | Annual | Allowances Banked | Thousand Tons | 0 | 0 | 0 | 0 | 0 | 0 | 0
NSR Kincaid 1 & 2- NOx Rate Annual v5.13 | 1040 | 5980 | Rate Constraint in lbs/MMBtu | FALSE | L | Annual | Allowances Withdrawn (1:1) | Thousand Tons | 0 | 0 | 0 | 0 | 0 | 0 | 0
NSR Kincaid 1 & 2- NOx Rate Annual v5.13 | 1040 | 5980 | Rate Constraint in lbs/MMBtu | FALSE | L | Annual | Allowances Withdrawn (n:1) | Thousand Tons | 0 | 0 | 0 | 0 | 0 | 0 | 0
NSR Kincaid 1 & 2- NOx Rate Annual v5.13 | 1040 | 5980 | Rate Constraint in lbs/MMBtu | FALSE | L | Annual | Net Emissions Allowance Position | Thousand Tons | 2.2453 | 2.2453 | 2.482 | 2.4277 | 2.5705 | 2.0525 | 2.0393
NSR Kincaid 1 & 2- NOx Rate Annual v5.13 | 1040 | 5980 | Rate Constraint in lbs/MMBtu | FALSE | L | Annual | Fuel Consumed | TBtu | 76.1283 | 76.0973 | 84.077 | 82.3118 | 87.1532 | 69.449 | 69.0097
NSR Kincaid 1 & 2- NOx Rate Annual v5.13 | 1040 | 5980 | Rate Constraint in lbs/MMBtu | FALSE | L | Annual | Rate | lb/MMBtu | 0.058989 | 0.059013 | 0.059042 | 0.058989 | 0.058989 | 0.059108 | 0.059101
NSR Kincaid 1 & 2- NOx Rate Annual v5.13 | 1040 | 5980 | Rate Constraint in lbs/MMBtu | FALSE | L | Annual | Generation | TWh | 7.257 | 7.257 | 8.0198 | 7.8465 | 8.308 | 6.6262 | 6.5839
NSR Kincaid 1 & 2- NOx Rate Annual v5.13 | 1040 | 5980 | Rate Constraint in lbs/MMBtu | FALSE | L | Annual | Qualifying Generation | TWh | 7.257 | 7.257 | 8.0198 | 7.8465 | 8.308 | 6.6262 | 6.5839
NSR Kincaid 1 & 2- NOx Rate Annual v5.13 | 1040 | 5980 | Rate Constraint in lbs/MMBtu | FALSE | L | Annual | Rate | lb/MWh | 0.61881 | 0.61881 | 0.61898 | 0.61881 | 0.61881 | 0.61951 | 0.61947
NSR Kincaid 1 & 2- NOx Rate Annual v5.13 | 1040 | 5980 | Rate Constraint in lbs/MMBtu | FALSE | L | Annual | Constraint Shadow Price | US2011$/Ton | 0 | 0 | 0 | 0 | 0 | 0 | 0
NSR Kincaid 1 & 2- SO2 Cap Annual v5.13 | 1041 | 5979 | Rate Constraint in MTons | FALSE | L | Annual | Seasons Included | Seasons | Winter, Summer | Winter, Summer | Winter, Summer | Winter, Summer | Winter, Summer | Winter, Summer | Winter, Summer
NSR Kincaid 1 & 2- SO2 Cap Annual v5.13 | 1041 | 5979 | Rate Constraint in MTons | FALSE | L | Annual | Standard SO2 | Thousand Tons | 4.4 | 4.4 | 4.4 | 4.4 | 4.4 | 4.4 | 4.4
NSR Kincaid 1 & 2- SO2 Cap Annual v5.13 | 1041 | 5979 | Rate Constraint in MTons | FALSE | L | Annual | Emissions at Affected Plants SO2 | Thousand Tons | 2.8989 | 2.8989 | 3.2029 | 3.1344 | 3.3188 | 2.6446 | 2.6279
NSR Kincaid 1 & 2- SO2 Cap Annual v5.13 | 1041 | 5979 | Rate Constraint in MTons | FALSE | L | Annual | Allowances Purchased SO2 | Thousand Tons | 0 | 0 | 0 | 0 | 0 | 0 | 0
NSR Kincaid 1 & 2- SO2 Cap Annual v5.13 | 1041 | 5979 | Rate Constraint in MTons | FALSE | L | Annual | Allowances Sold SO2 | Thousand Tons | 0 | 0 | 0 | 0 | 0 | 0 | 0
NSR Kincaid 1 & 2- SO2 Cap Annual v5.13 | 1041 | 5979 | Rate Constraint in MTons | FALSE | L | Annual | Allowances Banked | Thousand Tons | 0 | 0 | 0 | 0 | 0 | 0 | 0
NSR Kincaid 1 & 2- SO2 Cap Annual v5.13 | 1041 | 5979 | Rate Constraint in MTons | FALSE | L | Annual | Allowances Withdrawn (1:1) | Thousand Tons | 0 | 0 | 0 | 0 | 0 | 0 | 0
NSR Kincaid 1 & 2- SO2 Cap Annual v5.13 | 1041 | 5979 | Rate Constraint in MTons | FALSE | L | Annual | Allowances Withdrawn (n:1) | Thousand Tons | 0 | 0 | 0 | 0 | 0 | 0 | 0
NSR Kincaid 1 & 2- SO2 Cap Annual v5.13 | 1041 | 5979 | Rate Constraint in MTons | FALSE | L | Annual | Net Emissions Allowance Position | Thousand Tons | 2.8989 | 2.8989 | 3.2029 | 3.1344 | 3.3188 | 2.6446 | 2.6279
NSR Kincaid 1 & 2- SO2 Cap Annual v5.13 | 1041 | 5979 | Rate Constraint in MTons | FALSE | L | Annual | Fuel Consumed | TBtu | 76.1283 | 76.0973 | 84.077 | 82.3118 | 87.1532 | 69.449 | 69.0097
NSR Kincaid 1 & 2- SO2 Cap Annual v5.13 | 1041 | 5979 | Rate Constraint in MTons | FALSE | L | Annual | Rate | lb/MMBtu | 0.076159 | 0.07619 | 0.07619 | 0.076159 | 0.076159 | 0.076159 | 0.076159
NSR Kincaid 1 & 2- SO2 Cap Annual v5.13 | 1041 | 5979 | Rate Constraint in MTons | FALSE | L | Annual | Generation | TWh | 7.257 | 7.257 | 8.0198 | 7.8465 | 8.308 | 6.6262 | 6.5839
NSR Kincaid 1 & 2- SO2 Cap Annual v5.13 | 1041 | 5979 | Rate Constraint in MTons | FALSE | L | Annual | Qualifying Generation | TWh | 7.257 | 7.257 | 8.0198 | 7.8465 | 8.308 | 6.6262 | 6.5839
NSR Kincaid 1 & 2- SO2 Cap Annual v5.13 | 1041 | 5979 | Rate Constraint in MTons | FALSE | L | Annual | Rate | lb/MWh | 0.79893 | 0.79893 | 0.79876 | 0.79893 | 0.79893 | 0.79822 | 0.79827
NSR Kincaid 1 & 2- SO2 Cap Annual v5.13 | 1041 | 5979 | Rate Constraint in MTons | FALSE | L | Annual | Constraint Shadow Price | US2011$/Ton | 0 | 0 | 0 | 0 | 0 | 0 | 0
NSR Kincaid 1 & 2- SO2 Rate Annual v5.13 | 1042 | 5978 | Rate Constraint in lbs/MMBtu | FALSE | L | Annual | Seasons Included | Seasons | Winter, Summer | Winter, Summer | Winter, Summer | Winter, Summer | Winter, Summer | Winter, Summer | Winter, Summer
NSR Kincaid 1 & 2- SO2 Rate Annual v5.13 | 1042 | 5978 | Rate Constraint in lbs/MMBtu | FALSE | L | Annual | Standard SO2 | lb/MMBtu | 0.1 | 0.1 | 0.1 | 0.1 | 0.1 | 0.1 | 0.1
NSR Kincaid 1 & 2- SO2 Rate Annual v5.13 | 1042 | 5978 | Rate Constraint in lbs/MMBtu | FALSE | L | Annual | Emissions at Affected Plants SO2 | Thousand Tons | 2.8989 | 2.8989 | 3.2029 | 3.1344 | 3.3188 | 2.6446 | 2.6279
NSR Kincaid 1 & 2- SO2 Rate Annual v5.13 | 1042 | 5978 | Rate Constraint in lbs/MMBtu | FALSE | L | Annual | Allowances Purchased SO2 | Thousand Tons | 0 | 0 | 0 | 0 | 0 | 0 | 0
NSR Kincaid 1 & 2- SO2 Rate Annual v5.13 | 1042 | 5978 | Rate Constraint in lbs/MMBtu | FALSE | L | Annual | Allowances Sold SO2 | Thousand Tons | 0 | 0 | 0 | 0 | 0 | 0 | 0
NSR Kincaid 1 & 2- SO2 Rate Annual v5.13 | 1042 | 5978 | Rate Constraint in lbs/MMBtu | FALSE | L | Annual | Allowances Banked | Thousand Tons | 0 | 0 | 0 | 0 | 0 | 0 | 0
NSR Kincaid 1 & 2- SO2 Rate Annual v5.13 | 1042 | 5978 | Rate Constraint in lbs/MMBtu | FALSE | L | Annual | Allowances Withdrawn (1:1) | Thousand Tons | 0 | 0 | 0 | 0 | 0 | 0 | 0
NSR Kincaid 1 & 2- SO2 Rate Annual v5.13 | 1042 | 5978 | Rate Constraint in lbs/MMBtu | FALSE | L | Annual | Allowances Withdrawn (n:1) | Thousand Tons | 0 | 0 | 0 | 0 | 0 | 0 | 0
NSR Kincaid 1 & 2- SO2 Rate Annual v5.13 | 1042 | 5978 | Rate Constraint in lbs/MMBtu | FALSE | L | Annual | Net Emissions Allowance Position | Thousand Tons | 2.8989 | 2.8989 | 3.2029 | 3.1344 | 3.3188 | 2.6446 | 2.6279
NSR Kincaid 1 & 2- SO2 Rate Annual v5.13 | 1042 | 5978 | Rate Constraint in lbs/MMBtu | FALSE | L | Annual | Fuel Consumed | TBtu | 76.1283 | 76.0973 | 84.077 | 82.3118 | 87.1532 | 69.449 | 69.0097
NSR Kincaid 1 & 2- SO2 Rate Annual v5.13 | 1042 | 5978 | Rate Constraint in lbs/MMBtu | FALSE | L | Annual | Rate | lb/MMBtu | 0.076159 | 0.07619 | 0.07619 | 0.076159 | 0.076159 | 0.076159 | 0.076159
NSR Kincaid 1 & 2- SO2 Rate Annual v5.13 | 1042 | 5978 | Rate Constraint in lbs/MMBtu | FALSE | L | Annual | Generation | TWh | 7.257 | 7.257 | 8.0198 | 7.8465 | 8.308 | 6.6262 | 6.5839
NSR Kincaid 1 & 2- SO2 Rate Annual v5.13 | 1042 | 5978 | Rate Constraint in lbs/MMBtu | FALSE | L | Annual | Qualifying Generation | TWh | 7.257 | 7.257 | 8.0198 | 7.8465 | 8.308 | 6.6262 | 6.5839
NSR Kincaid 1 & 2- SO2 Rate Annual v5.13 | 1042 | 5978 | Rate Constraint in lbs/MMBtu | FALSE | L | Annual | Rate | lb/MWh | 0.79893 | 0.79893 | 0.79876 | 0.79893 | 0.79893 | 0.79822 | 0.79827
NSR Kincaid 1 & 2- SO2 Rate Annual v5.13 | 1042 | 5978 | Rate Constraint in lbs/MMBtu | FALSE | L | Annual | Constraint Shadow Price | US2011$/Ton | 0 | 0 | 0 | 0 | 0 | 0 | 0
NSR KU Brown Unit 3 - SO2 Cap Annual v3.1 | 1043 | 2113 | Rate Constraint in MTons | FALSE | L | Annual | Seasons Included | Seasons | Winter, Summer | Winter, Summer | Winter, Summer | Winter, Summer | Winter, Summer | Winter, Summer | Winter, Summer
NSR KU Brown Unit 3 - SO2 Cap Annual v3.1 | 1043 | 2113 | Rate Constraint in MTons | FALSE | L | Annual | Standard SO2 | Thousand Tons | 2.3 | 2.3 | 2.3 | 2.3 | 2.3 | 2.3 | 2.3
NSR KU Brown Unit 3 - SO2 Cap Annual v3.1 | 1043 | 2113 | Rate Constraint in MTons | FALSE | L | Annual | Emissions at Affected Plants SO2 | Thousand Tons | 0.42272 | 0.89671 | 0 | 0 | 0 | 0 | 0
NSR KU Brown Unit 3 - SO2 Cap Annual v3.1 | 1043 | 2113 | Rate Constraint in MTons | FALSE | L | Annual | Allowances Purchased SO2 | Thousand Tons | 0 | 0 | 0 | 0 | 0 | 0 | 0
NSR KU Brown Unit 3 - SO2 Cap Annual v3.1 | 1043 | 2113 | Rate Constraint in MTons | FALSE | L | Annual | Allowances Sold SO2 | Thousand Tons | 0 | 0 | 0 | 0 | 0 | 0 | 0
NSR KU Brown Unit 3 - SO2 Cap Annual v3.1 | 1043 | 2113 | Rate Constraint in MTons | FALSE | L | Annual | Allowances Banked | Thousand Tons | 0 | 0 | 0 | 0 | 0 | 0 | 0
NSR KU Brown Unit 3 - SO2 Cap Annual v3.1 | 1043 | 2113 | Rate Constraint in MTons | FALSE | L | Annual | Allowances Withdrawn (1:1) | Thousand Tons | 0 | 0 | 0 | 0 | 0 | 0 | 0
NSR KU Brown Unit 3 - SO2 Cap Annual v3.1 | 1043 | 2113 | Rate Constraint in MTons | FALSE | L | Annual | Allowances Withdrawn (n:1) | Thousand Tons | 0 | 0 | 0 | 0 | 0 | 0 | 0
NSR KU Brown Unit 3 - SO2 Cap Annual v3.1 | 1043 | 2113 | Rate Constraint in MTons | FALSE | L | Annual | Net Emissions Allowance Position | Thousand Tons | 0.42272 | 0.89671 | 0 | 0 | 0 | 0 | 0
NSR KU Brown Unit 3 - SO2 Cap Annual v3.1 | 1043 | 2113 | Rate Constraint in MTons | FALSE | L | Annual | Fuel Consumed | TBtu | 10.1522 | 17.9341 | 0 | 0 | 0 | 0 | 0
NSR KU Brown Unit 3 - SO2 Cap Annual v3.1 | 1043 | 2113 | Rate Constraint in MTons | FALSE | L | Annual | Rate | lb/MMBtu | 0.083276 | 0.1 | 0 | 0 | 0 | 0 | 0
NSR KU Brown Unit 3 - SO2 Cap Annual v3.1 | 1043 | 2113 | Rate Constraint in MTons | FALSE | L | Annual | Generation | TWh | 0.9499 | 1.6803 | 0 | 0 | 0 | 0 | 0
NSR KU Brown Unit 3 - SO2 Cap Annual v3.1 | 1043 | 2113 | Rate Constraint in MTons | FALSE | L | Annual | Qualifying Generation | TWh | 0.9499 | 1.6803 | 0 | 0 | 0 | 0 | 0
NSR KU Brown Unit 3 - SO2 Cap Annual v3.1 | 1043 | 2113 | Rate Constraint in MTons | FALSE | L | Annual | Rate | lb/MWh | 0.89003 | 1.0673 | 0 | 0 | 0 | 0 | 0
NSR KU Brown Unit 3 - SO2 Cap Annual v3.1 | 1043 | 2113 | Rate Constraint in MTons | FALSE | L | Annual | Constraint Shadow Price | US2011$/Ton | 0 | 0 | 0 | 0 | 0 | 0 | 0
NSR KU Brown Unit 3 - SO2 Rate Annual v3.1 | 1044 | 2114 | Rate Constraint in lbs/MMBtu | FALSE | L | Annual | Seasons Included | Seasons | Winter, Summer | Winter, Summer | Winter, Summer | Winter, Summer | Winter, Summer | Winter, Summer | Winter, Summer
NSR KU Brown Unit 3 - SO2 Rate Annual v3.1 | 1044 | 2114 | Rate Constraint in lbs/MMBtu | FALSE | L | Annual | Standard SO2 | lb/MMBtu | 0.1 | 0.1 | 0.1 | 0.1 | 0.1 | 0.1 | 0.1
NSR KU Brown Unit 3 - SO2 Rate Annual v3.1 | 1044 | 2114 | Rate Constraint in lbs/MMBtu | FALSE | L | Annual | Emissions at Affected Plants SO2 | Thousand Tons | 0.42272 | 0.89671 | 0 | 0 | 0 | 0 | 0
NSR KU Brown Unit 3 - SO2 Rate Annual v3.1 | 1044 | 2114 | Rate Constraint in lbs/MMBtu | FALSE | L | Annual | Allowances Purchased SO2 | Thousand Tons | 0 | 0 | 0 | 0 | 0 | 0 | 0
NSR KU Brown Unit 3 - SO2 Rate Annual v3.1 | 1044 | 2114 | Rate Constraint in lbs/MMBtu | FALSE | L | Annual | Allowances Sold SO2 | Thousand Tons | 0 | 0 | 0 | 0 | 0 | 0 | 0
NSR KU Brown Unit 3 - SO2 Rate Annual v3.1 | 1044 | 2114 | Rate Constraint in lbs/MMBtu | FALSE | L | Annual | Allowances Banked | Thousand Tons | 0 | 0 | 0 | 0 | 0 | 0 | 0
NSR KU Brown Unit 3 - SO2 Rate Annual v3.1 | 1044 | 2114 | Rate Constraint in lbs/MMBtu | FALSE | L | Annual | Allowances Withdrawn (1:1) | Thousand Tons | 0 | 0 | 0 | 0 | 0 | 0 | 0
NSR KU Brown Unit 3 - SO2 Rate Annual v3.1 | 1044 | 2114 | Rate Constraint in lbs/MMBtu | FALSE | L | Annual | Allowances Withdrawn (n:1) | Thousand Tons | 0 | 0 | 0 | 0 | 0 | 0 | 0
NSR KU Brown Unit 3 - SO2 Rate Annual v3.1 | 1044 | 2114 | Rate Constraint in lbs/MMBtu | FALSE | L | Annual | Net Emissions Allowance Position | Thousand Tons | 0.42272 | 0.89671 | 0 | 0 | 0 | 0 | 0
NSR KU Brown Unit 3 - SO2 Rate Annual v3.1 | 1044 | 2114 | Rate Constraint in lbs/MMBtu | FALSE | L | Annual | Fuel Consumed | TBtu | 10.1522 | 17.9341 | 0 | 0 | 0 | 0 | 0
NSR KU Brown Unit 3 - SO2 Rate Annual v3.1 | 1044 | 2114 | Rate Constraint in lbs/MMBtu | FALSE | L | Annual | Rate | lb/MMBtu | 0.083276 | 0.1 | 0 | 0 | 0 | 0 | 0
NSR KU Brown Unit 3 - SO2 Rate Annual v3.1 | 1044 | 2114 | Rate Constraint in lbs/MMBtu | FALSE | L | Annual | Generation | TWh | 0.9499 | 1.6803 | 0 | 0 | 0 | 0 | 0
NSR KU Brown Unit 3 - SO2 Rate Annual v3.1 | 1044 | 2114 | Rate Constraint in lbs/MMBtu | FALSE | L | Annual | Qualifying Generation | TWh | 0.9499 | 1.6803 | 0 | 0 | 0 | 0 | 0
NSR KU Brown Unit 3 - SO2 Rate Annual v3.1 | 1044 | 2114 | Rate Constraint in lbs/MMBtu | FALSE | L | Annual | Rate | lb/MWh | 0.89003 | 1.0673 | 0 | 0 | 0 | 0 | 0
NSR KU Brown Unit 3 - SO2 Rate Annual v3.1 | 1044 | 2114 | Rate Constraint in lbs/MMBtu | FALSE | L | Annual | Constraint Shadow Price | US2011$/Ton | 0 | 0 | 0 | 0 | 0 | 0 | 0
NSR Laskin 1,2 - NOX Rate Annual v5.14 | 1045 | 6138 | Rate Constraint in lbs/MMBtu | FALSE | L | Annual | Seasons Included | Seasons | Winter, Summer | Winter, Summer | Winter, Summer | Winter, Summer | Winter, Summer | Winter, Summer | Winter, Summer
NSR Laskin 1,2 - NOX Rate Annual v5.14 | 1045 | 6138 | Rate Constraint in lbs/MMBtu | FALSE | L | Annual | Standard NOX | lb/MMBtu | 0.19 | 0.19 | 0.19 | 0.19 | 0.19 | 0.19 | 0.19
NSR Laskin 1,2 - NOX Rate Annual v5.14 | 1045 | 6138 | Rate Constraint in lbs/MMBtu | FALSE | L | Annual | Emissions at Affected Plants NOX | Thousand Tons | 0 | 0 | 0 | 0 | 0 | 0 | 0
NSR Laskin 1,2 - NOX Rate Annual v5.14 | 1045 | 6138 | Rate Constraint in lbs/MMBtu | FALSE | L | Annual | Allowances Purchased NOX | Thousand Tons | 0 | 0 | 0 | 0 | 0 | 0 | 0
NSR Laskin 1,2 - NOX Rate Annual v5.14 | 1045 | 6138 | Rate Constraint in lbs/MMBtu | FALSE | L | Annual | Allowances Sold NOX | Thousand Tons | 0 | 0 | 0 | 0 | 0 | 0 | 0
NSR Laskin 1,2 - NOX Rate Annual v5.14 | 1045 | 6138 | Rate Constraint in lbs/MMBtu | FALSE | L | Annual | Allowances Banked | Thousand Tons | 0 | 0 | 0 | 0 | 0 | 0 | 0
NSR Laskin 1,2 - NOX Rate Annual v5.14 | 1045 | 6138 | Rate Constraint in lbs/MMBtu | FALSE | L | Annual | Allowances Withdrawn (1:1) | Thousand Tons | 0 | 0 | 0 | 0 | 0 | 0 | 0
NSR Laskin 1,2 - NOX Rate Annual v5.14 | 1045 | 6138 | Rate Constraint in lbs/MMBtu | FALSE | L | Annual | Allowances Withdrawn (n:1) | Thousand Tons | 0 | 0 | 0 | 0 | 0 | 0 | 0
NSR Laskin 1,2 - NOX Rate Annual v5.14 | 1045 | 6138 | Rate Constraint in lbs/MMBtu | FALSE | L | Annual | Net Emissions Allowance Position | Thousand Tons | 0 | 0 | 0 | 0 | 0 | 0 | 0
NSR Laskin 1,2 - NOX Rate Annual v5.14 | 1045 | 6138 | Rate Constraint in lbs/MMBtu | FALSE | L | Annual | Fuel Consumed | TBtu | 0 | 0 | 0 | 0 | 0 | 0 | 0
NSR Laskin 1,2 - NOX Rate Annual v5.14 | 1045 | 6138 | Rate Constraint in lbs/MMBtu | FALSE | L | Annual | Rate | lb/MMBtu | 0 | 0 | 0 | 0 | 0 | 0 | 0
NSR Laskin 1,2 - NOX Rate Annual v5.14 | 1045 | 6138 | Rate Constraint in lbs/MMBtu | FALSE | L | Annual | Generation | TWh | 0 | 0 | 0 | 0 | 0 | 0 | 0
NSR Laskin 1,2 - NOX Rate Annual v5.14 | 1045 | 6138 | Rate Constraint in lbs/MMBtu | FALSE | L | Annual | Qualifying Generation | TWh | 0 | 0 | 0 | 0 | 0 | 0 | 0
NSR Laskin 1,2 - NOX Rate Annual v5.14 | 1045 | 6138 | Rate Constraint in lbs/MMBtu | FALSE | L | Annual | Rate | lb/MWh | 0 | 0 | 0 | 0 | 0 | 0 | 0
NSR Laskin 1,2 - NOX Rate Annual v5.14 | 1045 | 6138 | Rate Constraint in lbs/MMBtu | FALSE | L | Annual | Constraint Shadow Price | US2011$/Ton | 0 | 0 | 0 | 0 | 0 | 0 | 0
NSR Laskin 1,2 - SO2 Rate Annual v5.14 | 1046 | 6137 | Rate Constraint in lbs/MMBtu | FALSE | L | Annual | Seasons Included | Seasons | Winter, Summer | Winter, Summer | Winter, Summer | Winter, Summer | Winter, Summer | Winter, Summer | Winter, Summer
NSR Laskin 1,2 - SO2 Rate Annual v5.14 | 1046 | 6137 | Rate Constraint in lbs/MMBtu | FALSE | L | Annual | Standard SO2 | lb/MMBtu | 0.2 | 0.2 | 0.2 | 0.2 | 0.2 | 0.2 | 0.2
NSR Laskin 1,2 - SO2 Rate Annual v5.14 | 1046 | 6137 | Rate Constraint in lbs/MMBtu | FALSE | L | Annual | Emissions at Affected Plants SO2 | Thousand Tons | 0 | 0 | 0 | 0 | 0 | 0 | 0
NSR Laskin 1,2 - SO2 Rate Annual v5.14 | 1046 | 6137 | Rate Constraint in lbs/MMBtu | FALSE | L | Annual | Allowances Purchased SO2 | Thousand Tons | 0 | 0 | 0 | 0 | 0 | 0 | 0
NSR Laskin 1,2 - SO2 Rate Annual v5.14 | 1046 | 6137 | Rate Constraint in lbs/MMBtu | FALSE | L | Annual | Allowances Sold SO2 | Thousand Tons | 0 | 0 | 0 | 0 | 0 | 0 | 0
NSR Laskin 1,2 - SO2 Rate Annual v5.14 | 1046 | 6137 | Rate Constraint in lbs/MMBtu | FALSE | L | Annual | Allowances Banked | Thousand Tons | 0 | 0 | 0 | 0 | 0 | 0 | 0
NSR Laskin 1,2 - SO2 Rate Annual v5.14 | 1046 | 6137 | Rate Constraint in lbs/MMBtu | FALSE | L | Annual | Allowances Withdrawn (1:1) | Thousand Tons | 0 | 0 | 0 | 0 | 0 | 0 | 0
NSR Laskin 1,2 - SO2 Rate Annual v5.14 | 1046 | 6137 | Rate Constraint in lbs/MMBtu | FALSE | L | Annual | Allowances Withdrawn (n:1) | Thousand Tons | 0 | 0 | 0 | 0 | 0 | 0 | 0
NSR Laskin 1,2 - SO2 Rate Annual v5.14 | 1046 | 6137 | Rate Constraint in lbs/MMBtu | FALSE | L | Annual | Net Emissions Allowance Position | Thousand Tons | 0 | 0 | 0 | 0 | 0 | 0 | 0
NSR Laskin 1,2 - SO2 Rate Annual v5.14 | 1046 | 6137 | Rate Constraint in lbs/MMBtu | FALSE | L | Annual | Fuel Consumed | TBtu | 0 | 0 | 0 | 0 | 0 | 0 | 0
NSR Laskin 1,2 - SO2 Rate Annual v5.14 | 1046 | 6137 | Rate Constraint in lbs/MMBtu | FALSE | L | Annual | Rate | lb/MMBtu | 0 | 0 | 0 | 0 | 0 | 0 | 0
NSR Laskin 1,2 - SO2 Rate Annual v5.14 | 1046 | 6137 | Rate Constraint in lbs/MMBtu | FALSE | L | Annual | Generation | TWh | 0 | 0 | 0 | 0 | 0 | 0 | 0
NSR Laskin 1,2 - SO2 Rate Annual v5.14 | 1046 | 6137 | Rate Constraint in lbs/MMBtu | FALSE | L | Annual | Qualifying Generation | TWh | 0 | 0 | 0 | 0 | 0 | 0 | 0
NSR Laskin 1,2 - SO2 Rate Annual v5.14 | 1046 | 6137 | Rate Constraint in lbs/MMBtu | FALSE | L | Annual | Rate | lb/MWh | 0 | 0 | 0 | 0 | 0 | 0 | 0
NSR Laskin 1,2 - SO2 Rate Annual v5.14 | 1046 | 6137 | Rate Constraint in lbs/MMBtu | FALSE | L | Annual | Constraint Shadow Price | US2011$/Ton | 0 | 1678.666 | 0 | 0 | 5977.4596 | 0 | 0
NSR Level Baldwin 3 - NOX Rate Annual v3.1, Unit 4279 and retrofits | 1047 | 1862 | Rate Constraint in lbs/MMBtu | FALSE | L | Annual | Seasons Included | Seasons | Winter, Summer | Winter, Summer | Winter, Summer | Winter, Summer | Winter, Summer | Winter, Summer | Winter, Summer
NSR Level Baldwin 3 - NOX Rate Annual v3.1, Unit 4279 and retrofits | 1047 | 1862 | Rate Constraint in lbs/MMBtu | FALSE | L | Annual | Standard NOX | lb/MMBtu | 0.1 | 0.1 | 0.1 | 0.1 | 0.1 | 0.1 | 0.1
NSR Level Baldwin 3 - NOX Rate Annual v3.1, Unit 4279 and retrofits | 1047 | 1862 | Rate Constraint in lbs/MMBtu | FALSE | L | Annual | Emissions at Affected Plants NOX | Thousand Tons | 2.0168 | 1.9974 | 2.0649 | 2.0649 | 2.0649 | 2.0649 | 2.0649
NSR Level Baldwin 3 - NOX Rate Annual v3.1, Unit 4279 and retrofits | 1047 | 1862 | Rate Constraint in lbs/MMBtu | FALSE | L | Annual | Allowances Purchased NOX | Thousand Tons | 0 | 0 | 0 | 0 | 0 | 0 | 0
NSR Level Baldwin 3 - NOX Rate Annual v3.1, Unit 4279 and retrofits | 1047 | 1862 | Rate Constraint in lbs/MMBtu | FALSE | L | Annual | Allowances Sold NOX | Thousand Tons | 0 | 0 | 0 | 0 | 0 | 0 | 0
NSR Level Baldwin 3 - NOX Rate Annual v3.1, Unit 4279 and retrofits | 1047 | 1862 | Rate Constraint in lbs/MMBtu | FALSE | L | Annual | Allowances Banked | Thousand Tons | 0 | 0 | 0 | 0 | 0 | 0 | 0
NSR Level Baldwin 3 - NOX Rate Annual v3.1, Unit 4279 and retrofits | 1047 | 1862 | Rate Constraint in lbs/MMBtu | FALSE | L | Annual | Allowances Withdrawn (1:1) | Thousand Tons | 0 | 0 | 0 | 0 | 0 | 0 | 0
NSR Level Baldwin 3 - NOX Rate Annual v3.1, Unit 4279 and retrofits | 1047 | 1862 | Rate Constraint in lbs/MMBtu | FALSE | L | Annual | Allowances Withdrawn (n:1) | Thousand Tons | 0 | 0 | 0 | 0 | 0 | 0 | 0
NSR Level Baldwin 3 - NOX Rate Annual v3.1, Unit 4279 and retrofits | 1047 | 1862 | Rate Constraint in lbs/MMBtu | FALSE | L | Annual | Net Emissions Allowance Position | Thousand Tons | 2.0168 | 1.9974 | 2.0649 | 2.0649 | 2.0649 | 2.0649 | 2.0649
NSR Level Baldwin 3 - NOX Rate Annual v3.1, Unit 4279 and retrofits | 1047 | 1862 | Rate Constraint in lbs/MMBtu | FALSE | L | Annual | Fuel Consumed | TBtu | 43.8035 | 43.3139 | 44.8488 | 44.8488 | 44.8488 | 44.8488 | 44.8488
NSR Level Baldwin 3 - NOX Rate Annual v3.1, Unit 4279 and retrofits | 1047 | 1862 | Rate Constraint in lbs/MMBtu | FALSE | L | Annual | Rate | lb/MMBtu | 0.092084 | 0.09223 | 0.092084 | 0.092084 | 0.092084 | 0.092084 | 0.092084
NSR Level Baldwin 3 - NOX Rate Annual v3.1, Unit 4279 and retrofits | 1047 | 1862 | Rate Constraint in lbs/MMBtu | FALSE | L | Annual | Generation | TWh | 4.3297 | 4.2881 | 4.433 | 4.433 | 4.433 | 4.433 | 4.433
NSR Level Baldwin 3 - NOX Rate Annual v3.1, Unit 4279 and retrofits | 1047 | 1862 | Rate Constraint in lbs/MMBtu | FALSE | L | Annual | Qualifying Generation | TWh | 4.3297 | 4.2881 | 4.433 | 4.433 | 4.433 | 4.433 | 4.433
NSR Level Baldwin 3 - NOX Rate Annual v3.1, Unit 4279 and retrofits | 1047 | 1862 | Rate Constraint in lbs/MMBtu | FALSE | L | Annual | Rate | lb/MWh | 0.93161 | 0.93161 | 0.93161 | 0.93161 | 0.93161 | 0.93161 | 0.93161
NSR Level Baldwin 3 - NOX Rate Annual v3.1, Unit 4279 and retrofits | 1047 | 1862 | Rate Constraint in lbs/MMBtu | FALSE | L | Annual | Constraint Shadow Price | US2011$/Ton | 0 | 0 | 0 | 0 | 0 | 0 | 0
NSR Level Havana 9 - SO2 Rate Annual v3.1, Unit 4238 and retrofits | 1048 | 1868 | Rate Constraint in lbs/MMBtu | FALSE | L | Annual | Seasons Included | Seasons | Winter, Summer | Winter, Summer | Winter, Summer | Winter, Summer | Winter, Summer | Winter, Summer | Winter, Summer
NSR Level Havana 9 - SO2 Rate Annual v3.1, Unit 4238 and retrofits | 1048 | 1868 | Rate Constraint in lbs/MMBtu | FALSE | L | Annual | Standard SO2 | lb/MMBtu | 0.1 | 0.1 | 0.1 | 0.1 | 0.1 | 0.1 | 0.1
NSR Level Havana 9 - SO2 Rate Annual v3.1, Unit 4238 and retrofits | 1048 | 1868 | Rate Constraint in lbs/MMBtu | FALSE | L | Annual | Emissions at Affected Plants SO2 | Thousand Tons | 0.85784 | 0.76728 | 0.92874 | 0.83818 | 1.0632 | 0.76728 | 0.76728
NSR Level Havana 9 - SO2 Rate Annual v3.1, Unit 4238 and retrofits | 1048 | 1868 | Rate Constraint in lbs/MMBtu | FALSE | L | Annual | Allowances Purchased SO2 | Thousand Tons | 0 | 0 | 0 | 0 | 0 | 0 | 0
NSR Level Havana 9 - SO2 Rate Annual v3.1, Unit 4238 and retrofits | 1048 | 1868 | Rate Constraint in lbs/MMBtu | FALSE | L | Annual | Allowances Sold SO2 | Thousand Tons | 0 | 0 | 0 | 0 | 0 | 0 | 0
NSR Level Havana 9 - SO2 Rate Annual v3.1, Unit 4238 and retrofits | 1048 | 1868 | Rate Constraint in lbs/MMBtu | FALSE | L | Annual | Allowances Banked | Thousand Tons | 0 | 0 | 0 | 0 | 0 | 0 | 0
NSR Level Havana 9 - SO2 Rate Annual v3.1, Unit 4238 and retrofits | 1048 | 1868 | Rate Constraint in lbs/MMBtu | FALSE | L | Annual | Allowances Withdrawn (1:1) | Thousand Tons | 0 | 0 | 0 | 0 | 0 | 0 | 0
NSR Level Havana 9 - SO2 Rate Annual v3.1, Unit 4238 and retrofits | 1048 | 1868 | Rate Constraint in lbs/MMBtu | FALSE | L | Annual | Allowances Withdrawn (n:1) | Thousand Tons | 0 | 0 | 0 | 0 | 0 | 0 | 0
NSR Level Havana 9 - SO2 Rate Annual v3.1, Unit 4238 and retrofits | 1048 | 1868 | Rate Constraint in lbs/MMBtu | FALSE | L | Annual | Net Emissions Allowance Position | Thousand Tons | 0.85784 | 0.76728 | 0.92874 | 0.83818 | 1.0632 | 0.76728 | 0.76728
NSR Level Havana 9 - SO2 Rate Annual v3.1, Unit 4238 and retrofits | 1048 | 1868 | Rate Constraint in lbs/MMBtu | FALSE | L | Annual | Fuel Consumed | TBtu | 28.7575 | 25.5761 | 31.0471 | 28.0985 | 35.6432 | 25.7217 | 25.7217
NSR Level Havana 9 - SO2 Rate Annual v3.1, Unit 4238 and retrofits | 1048 | 1868 | Rate Constraint in lbs/MMBtu | FALSE | L | Annual | Rate | lb/MMBtu | 0.05966 | 0.06 | 0.059828 | 0.05966 | 0.05966 | 0.05966 | 0.05966
NSR Level Havana 9 - SO2 Rate Annual v3.1, Unit 4238 and retrofits | 1048 | 1868 | Rate Constraint in lbs/MMBtu | FALSE | L | Annual | Generation | TWh | 2.4717 | 2.2107 | 2.676 | 2.415 | 3.0635 | 2.2107 | 2.2107
NSR Level Havana 9 - SO2 Rate Annual v3.1, Unit 4238 and retrofits | 1048 | 1868 | Rate Constraint in lbs/MMBtu | FALSE | L | Annual | Qualifying Generation | TWh | 2.4717 | 2.2107 | 2.676 | 2.415 | 3.0635 | 2.2107 | 2.2107
NSR Level Havana 9 - SO2 Rate Annual v3.1, Unit 4238 and retrofits | 1048 | 1868 | Rate Constraint in lbs/MMBtu | FALSE | L | Annual | Rate | lb/MWh | 0.69414 | 0.69414 | 0.69414 | 0.69414 | 0.69414 | 0.69414 | 0.69414
NSR Level Havana 9 - SO2 Rate Annual v3.1, Unit 4238 and retrofits | 1048 | 1868 | Rate Constraint in lbs/MMBtu | FALSE | L | Annual | Constraint Shadow Price | US2011$/Ton | 0 | 0 | 0 | 0 | 0 | 0 | 0
NSR Level Hudson 2 - NOX Rate Annual v3.1, Unit 4241 and retrofits | 1049 | 1945 | Rate Constraint in lbs/MMBtu | FALSE | L | Annual | Seasons Included | Seasons | Winter, Summer | Winter, Summer | Winter, Summer | Winter, Summer | Winter, Summer | Winter, Summer | Winter, Summer
NSR Level Hudson 2 - NOX Rate Annual v3.1, Unit 4241 and retrofits | 1049 | 1945 | Rate Constraint in lbs/MMBtu | FALSE | L | Annual | Standard NOX | lb/MMBtu | 0.1 | 0.1 | 0.1 | 0.1 | 0.1 | 0.1 | 0.1
NSR Level Hudson 2 - NOX Rate Annual v3.1, Unit 4241 and retrofits | 1049 | 1945 | Rate Constraint in lbs/MMBtu | FALSE | L | Annual | Emissions at Affected Plants NOX | Thousand Tons | 0.23981 | 0.43957 | 0 | 0 | 0 | 0 | 0
NSR Level Hudson 2 - NOX Rate Annual v3.1, Unit 4241 and retrofits | 1049 | 1945 | Rate Constraint in lbs/MMBtu | FALSE | L | Annual | Allowances Purchased NOX | Thousand Tons | 0 | 0 | 0 | 0 | 0 | 0 | 0
NSR Level Hudson 2 - NOX Rate Annual v3.1, Unit 4241 and retrofits | 1049 | 1945 | Rate Constraint in lbs/MMBtu | FALSE | L | Annual | Allowances Sold NOX | Thousand Tons | 0 | 0 | 0 | 0 | 0 | 0 | 0
NSR Level Hudson 2 - NOX Rate Annual v3.1, Unit 4241 and retrofits | 1049 | 1945 | Rate Constraint in lbs/MMBtu | FALSE | L | Annual | Allowances Banked | Thousand Tons | 0 | 0 | 0 | 0 | 0 | 0 | 0
NSR Level Hudson 2 - NOX Rate Annual v3.1, Unit 4241 and retrofits | 1049 | 1945 | Rate Constraint in lbs/MMBtu | FALSE | L | Annual | Allowances Withdrawn (1:1) | Thousand Tons | 0 | 0 | 0 | 0 | 0 | 0 | 0
NSR Level Hudson 2 - NOX Rate Annual v3.1, Unit 4241 and retrofits | 1049 | 1945 | Rate Constraint in lbs/MMBtu | FALSE | L | Annual | Allowances Withdrawn (n:1) | Thousand Tons | 0 | 0 | 0 | 0 | 0 | 0 | 0
NSR Level Hudson 2 - NOX Rate Annual v3.1, Unit 4241 and retrofits | 1049 | 1945 | Rate Constraint in lbs/MMBtu | FALSE | L | Annual | Net Emissions Allowance Position | Thousand Tons | 0.23981 | 0.43957 | 0 | 0 | 0 | 0 | 0
NSR Level Hudson 2 - NOX Rate Annual v3.1, Unit 4241 and retrofits | 1049 | 1945 | Rate Constraint in lbs/MMBtu | FALSE | L | Annual | Fuel Consumed | TBtu | 6.3297 | 11.6023 | 0 | 0 | 0 | 0 | 0
NSR Level Hudson 2 - NOX Rate Annual v3.1, Unit 4241 and retrofits | 1049 | 1945 | Rate Constraint in lbs/MMBtu | FALSE | L | Annual | Rate | lb/MMBtu | 0.075773 | 0.075773 | 0 | 0 | 0 | 0 | 0
NSR Level Hudson 2 - NOX Rate Annual v3.1, Unit 4241 and retrofits | 1049 | 1945 | Rate Constraint in lbs/MMBtu | FALSE | L | Annual | Generation | TWh | 0.61102 | 1.12 | 0 | 0 | 0 | 0 | 0
NSR Level Hudson 2 - NOX Rate Annual v3.1, Unit 4241 and retrofits | 1049 | 1945 | Rate Constraint in lbs/MMBtu | FALSE | L | Annual | Qualifying Generation | TWh | 0.61102 | 1.12 | 0 | 0 | 0 | 0 | 0
NSR Level Hudson 2 - NOX Rate Annual v3.1, Unit 4241 and retrofits | 1049 | 1945 | Rate Constraint in lbs/MMBtu | FALSE | L | Annual | Rate | lb/MWh | 0.78494 | 0.78494 | 0 | 0 | 0 | 0 | 0
NSR Level Hudson 2 - NOX Rate Annual v3.1, Unit 4241 and retrofits | 1049 | 1945 | Rate Constraint in lbs/MMBtu | FALSE | L | Annual | Constraint Shadow Price | US2011$/Ton | 0 | 0 | 0 | 0 | 0 | 0 | 0
NSR Level Hudson 2 - SO2 Rate Annual v3.1, Unit 4241 and retrofits | 1050 | 1870 | Rate Constraint in lbs/MMBtu | FALSE | L | Annual | Seasons Included | Seasons | Winter, Summer | Winter, Summer | Winter, Summer | Winter, Summer | Winter, Summer | Winter, Summer | Winter, Summer
NSR Level Hudson 2 - SO2 Rate Annual v3.1, Unit 4241 and retrofits | 1050 | 1870 | Rate Constraint in lbs/MMBtu | FALSE | L | Annual | Standard SO2 | lb/MMBtu | 0.15 | 0.15 | 0.15 | 0.15 | 0.15 | 0.15 | 0.15
NSR Level Hudson 2 - SO2 Rate Annual v3.1, Unit 4241 and retrofits | 1050 | 1870 | Rate Constraint in lbs/MMBtu | FALSE | L | Annual | Emissions at Affected Plants SO2 | Thousand Tons | 0.45724 | 0.83811 | 0 | 0 | 0 | 0 | 0
NSR Level Hudson 2 - SO2 Rate Annual v3.1, Unit 4241 and retrofits | 1050 | 1870 | Rate Constraint in lbs/MMBtu | FALSE | L | Annual | Allowances Purchased SO2 | Thousand Tons | 0 | 0 | 0 | 0 | 0 | 0 | 0
NSR Level Hudson 2 - SO2 Rate Annual v3.1, Unit 4241 and retrofits | 1050 | 1870 | Rate Constraint in lbs/MMBtu | FALSE | L | Annual | Allowances Sold SO2 | Thousand Tons | 0 | 0 | 0 | 0 | 0 | 0 | 0
NSR Level Hudson 2 - SO2 Rate Annual v3.1, Unit 4241 and retrofits | 1050 | 1870 | Rate Constraint in lbs/MMBtu | FALSE | L | Annual | Allowances Banked | Thousand Tons | 0 | 0 | 0 | 0 | 0 | 0 | 0
NSR Level Hudson 2 - SO2 Rate Annual v3.1, Unit 4241 and retrofits | 1050 | 1870 | Rate Constraint in lbs/MMBtu | FALSE | L | Annual | Allowances Withdrawn (1:1) | Thousand Tons | 0 | 0 | 0 | 0 | 0 | 0 | 0
NSR Level Hudson 2 - SO2 Rate Annual v3.1, Unit 4241 and retrofits | 1050 | 1870 | Rate Constraint in lbs/MMBtu | FALSE | L | Annual | Allowances Withdrawn (n:1) | Thousand Tons | 0 | 0 | 0 | 0 | 0 | 0 | 0
NSR Level Hudson 2 - SO2 Rate Annual v3.1, Unit 4241 and retrofits | 1050 | 1870 | Rate Constraint in lbs/MMBtu | FALSE | L | Annual | Net Emissions Allowance Position | Thousand Tons | 0.45724 | 0.83811 | 0 | 0 | 0 | 0 | 0
NSR Level Hudson 2 - SO2 Rate Annual v3.1, Unit 4241 and retrofits | 1050 | 1870 | Rate Constraint in lbs/MMBtu | FALSE | L | Annual | Fuel Consumed | TBtu | 6.3297 | 11.6023 | 0 | 0 | 0 | 0 | 0
NSR Level Hudson 2 - SO2 Rate Annual v3.1, Unit 4241 and retrofits | 1050 | 1870 | Rate Constraint in lbs/MMBtu | FALSE | L | Annual | Rate | lb/MMBtu | 0.14447 | 0.14447 | 0 | 0 | 0 | 0 | 0
NSR Level Hudson 2 - SO2 Rate Annual v3.1, Unit 4241 and retrofits | 1050 | 1870 | Rate Constraint in lbs/MMBtu | FALSE | L | Annual | Generation | TWh | 0.61102 | 1.12 | 0 | 0 | 0 | 0 | 0
NSR Level Hudson 2 - SO2 Rate Annual v3.1, Unit 4241 and retrofits | 1050 | 1870 | Rate Constraint in lbs/MMBtu | FALSE | L | Annual | Qualifying Generation | TWh | 0.61102 | 1.12 | 0 | 0 | 0 | 0 | 0
NSR Level Hudson 2 - SO2 Rate Annual v3.1, Unit 4241 and retrofits | 1050 | 1870 | Rate Constraint in lbs/MMBtu | FALSE | L | Annual | Rate | lb/MWh | 1.4966 | 1.4966 | 0 | 0 | 0 | 0 | 0
NSR Level Hudson 2 - SO2 Rate Annual v3.1, Unit 4241 and retrofits | 1050 | 1870 | Rate Constraint in lbs/MMBtu | FALSE | L | Annual | Constraint Shadow Price | US2011$/Ton | 0 | 0 | 0 | 0 | 0 | 0 | 0
NSR Level Mercer 1 - SO2 Rate Annual v3.1, Unit 4242 and retrofits | 1051 | 1932 | Rate Constraint in lbs/MMBtu | FALSE | L | Annual | Seasons Included | Seasons | Winter, Summer | Winter, Summer | Winter, Summer | Winter, Summer | Winter, Summer | Winter, Summer | Winter, Summer
NSR Level Mercer 1 - SO2 Rate Annual v3.1, Unit 4242 and retrofits | 1051 | 1932 | Rate Constraint in lbs/MMBtu | FALSE | L | Annual | Standard SO2 | lb/MMBtu | 0.15 | 0.15 | 0.15 | 0.15 | 0.15 | 0.15 | 0.15
NSR Level Mercer 1 - SO2 Rate Annual v3.1, Unit 4242 and retrofits | 1051 | 1932 | Rate Constraint in lbs/MMBtu | FALSE | L | Annual | Emissions at Affected Plants SO2 | Thousand Tons | 0 | 0 | 0 | 0 | 0 | 0 | 0
NSR Level Mercer 1 - SO2 Rate Annual v3.1, Unit 4242 and retrofits | 1051 | 1932 | Rate Constraint in lbs/MMBtu | FALSE | L | Annual | Allowances Purchased SO2 | Thousand Tons | 0 | 0 | 0 | 0 | 0 | 0 | 0
NSR Level Mercer 1 - SO2 Rate Annual v3.1, Unit 4242 and retrofits | 1051 | 1932 | Rate Constraint in lbs/MMBtu | FALSE | L | Annual | Allowances Sold SO2 | Thousand Tons | 0 | 0 | 0 | 0 | 0 | 0 | 0
NSR Level Mercer 1 - SO2 Rate Annual v3.1, Unit 4242 and retrofits | 1051 | 1932 | Rate Constraint in lbs/MMBtu | FALSE | L | Annual | Allowances Banked | Thousand Tons | 0 | 0 | 0 | 0 | 0 | 0 | 0
NSR Level Mercer 1 - SO2 Rate Annual v3.1, Unit 4242 and retrofits | 1051 | 1932 | Rate Constraint in lbs/MMBtu | FALSE | L | Annual | Allowances Withdrawn (1:1) | Thousand Tons | 0 | 0 | 0 | 0 | 0 | 0 | 0
NSR Level Mercer 1 - SO2 Rate Annual v3.1, Unit 4242 and retrofits | 1051 | 1932 | Rate Constraint in lbs/MMBtu | FALSE | L | Annual | Allowances Withdrawn (n:1) | Thousand Tons | 0 | 0 | 0 | 0 | 0 | 0 | 0
NSR Level Mercer 1 - SO2 Rate Annual v3.1, Unit 4242 and retrofits | 1051 | 1932 | Rate Constraint in lbs/MMBtu | FALSE | L | Annual | Net Emissions Allowance Position | Thousand Tons | 0 | 0 | 0 | 0 | 0 | 0 | 0
NSR Level Mercer 1 - SO2 Rate Annual v3.1, Unit 4242 and retrofits | 1051 | 1932 | Rate Constraint in lbs/MMBtu | FALSE | L | Annual | Fuel Consumed | TBtu | 0 | 0 | 0 | 0 | 0 | 0 | 0
NSR Level Mercer 1 - SO2 Rate Annual v3.1, Unit 4242 and retrofits | 1051 | 1932 | Rate Constraint in lbs/MMBtu | FALSE | L | Annual | Rate | lb/MMBtu | 0 | 0 | 0 | 0 | 0 | 0 | 0
NSR Level Mercer 1 - SO2 Rate Annual v3.1, Unit 4242 and retrofits | 1051 | 1932 | Rate Constraint in lbs/MMBtu | FALSE | L | Annual | Generation | TWh | 0 | 0 | 0 | 0 | 0 | 0 | 0
NSR Level Mercer 1 - SO2 Rate Annual v3.1, Unit 4242 and retrofits | 1051 | 1932 | Rate Constraint in lbs/MMBtu | FALSE | L | Annual | Qualifying Generation | TWh | 0 | 0 | 0 | 0 | 0 | 0 | 0
NSR Level Mercer 1 - SO2 Rate Annual v3.1, Unit 4242 and retrofits | 1051 | 1932 | Rate Constraint in lbs/MMBtu | FALSE | L | Annual | Rate | lb/MWh | 0 | 0 | 0 | 0 | 0 | 0 | 0
NSR Level Mercer 1 - SO2 Rate Annual v3.1, Unit 4242 and retrofits | 1051 | 1932 | Rate Constraint in lbs/MMBtu | FALSE | L | Annual | Constraint Shadow Price | US2011$/Ton | 0 | 0 | 0 | 0 | 0 | 0 | 0
NSR Level Mercer 1,2 - NOX Rate Annual v3.1, Unit 4242 and retrofits | 1052 | 1934 | Rate Constraint in lbs/MMBtu | FALSE | L | Annual | Seasons Included | Seasons | Winter, Summer | Winter, Summer | Winter, Summer | Winter, Summer | Winter, Summer | Winter, Summer | Winter, Summer
NSR Level Mercer 1,2 - NOX Rate Annual v3.1, Unit 4242 and retrofits | 1052 | 1934 | Rate Constraint in lbs/MMBtu | FALSE | L | Annual | Standard NOX | lb/MMBtu | 0.1 | 0.1 | 0.1 | 0.1 | 0.1 | 0.1 | 0.1
NSR Level Mercer 1,2 - NOX Rate Annual v3.1, Unit 4242 and retrofits | 1052 | 1934 | Rate Constraint in lbs/MMBtu | FALSE | L | Annual | Emissions at Affected Plants NOX | Thousand Tons | 0 | 0 | 0 | 0 | 0 | 0 | 0
NSR Level Mercer 1,2 - NOX Rate Annual v3.1, Unit 4242 and retrofits | 1052 | 1934 | Rate Constraint in lbs/MMBtu | FALSE | L | Annual | Allowances Purchased NOX | Thousand Tons | 0 | 0 | 0 | 0 | 0 | 0 | 0
NSR Level Mercer 1,2 - NOX Rate Annual v3.1, Unit 4242 and retrofits | 1052 | 1934 | Rate Constraint in lbs/MMBtu | FALSE | L | Annual | Allowances Sold NOX | Thousand Tons | 0 | 0 | 0 | 0 | 0 | 0 | 0
NSR Level Mercer 1,2 - NOX Rate Annual v3.1, Unit 4242 and retrofits | 1052 | 1934 | Rate Constraint in lbs/MMBtu | FALSE | L | Annual | Allowances Banked | Thousand Tons | 0 | 0 | 0 | 0 | 0 | 0 | 0
NSR Level Mercer 1,2 - NOX Rate Annual v3.1, Unit 4242 and retrofits | 1052 | 1934 | Rate Constraint in lbs/MMBtu | FALSE | L | Annual | Allowances Withdrawn (1:1) | Thousand Tons | 0 | 0 | 0 | 0 | 0 | 0 | 0
NSR Level Mercer 1,2 - NOX Rate Annual v3.1, Unit 4242 and retrofits | 1052 | 1934 | Rate Constraint in lbs/MMBtu | FALSE | L | Annual | Allowances Withdrawn (n:1) | Thousand Tons | 0 | 0 | 0 | 0 | 0 | 0 | 0
NSR Level Mercer 1,2 - NOX Rate Annual v3.1, Unit 4242 and retrofits | 1052 | 1934 | Rate Constraint in lbs/MMBtu | FALSE | L | Annual | Net Emissions Allowance Position | Thousand Tons | 0 | 0 | 0 | 0 | 0 | 0 | 0
NSR Level Mercer 1,2 - NOX Rate Annual v3.1, Unit 4242 and retrofits | 1052 | 1934 | Rate Constraint in lbs/MMBtu | FALSE | L | Annual | Fuel Consumed | TBtu | 0 | 0 | 0 | 0 | 0 | 0 | 0
NSR Level Mercer 1,2 - NOX Rate Annual v3.1, Unit 4242 and retrofits | 1052 | 1934 | Rate Constraint in lbs/MMBtu | FALSE | L | Annual | Rate | lb/MMBtu | 0 | 0 | 0 | 0 | 0 | 0 | 0
NSR Level Mercer 1,2 - NOX Rate Annual v3.1, Unit 4242 and retrofits | 1052 | 1934 | Rate Constraint in lbs/MMBtu | FALSE | L | Annual | Generation | TWh | 0 | 0 | 0 | 0 | 0 | 0 | 0
NSR Level Mercer 1,2 - NOX Rate Annual v3.1, Unit 4242 and retrofits | 1052 | 1934 | Rate Constraint in lbs/MMBtu | FALSE | L | Annual | Qualifying Generation | TWh | 0 | 0 | 0 | 0 | 0 | 0 | 0
NSR Level Mercer 1,2 - NOX Rate Annual v3.1, Unit 4242 and retrofits | 1052 | 1934 | Rate Constraint in lbs/MMBtu | FALSE | L | Annual | Rate | lb/MWh | 0 | 0 | 0 | 0 | 0 | 0 | 0
NSR Level Mercer 1,2 - NOX Rate Annual v3.1, Unit 4242 and retrofits | 1052 | 1934 | Rate Constraint in lbs/MMBtu | FALSE | L | Annual | Constraint Shadow Price | US2011$/Ton | 0 | 0 | 0 | 0 | 0 | 0 | 0
NSR Level Mercer 1,2 - NOX Rate Annual v3.1, Unit 4243 and retrofits | 1053 | 1934 | Rate Constraint in lbs/MMBtu | FALSE | L | Annual | Seasons Included | Seasons | Winter, Summer | Winter, Summer | Winter, Summer | Winter, Summer | Winter, Summer | Winter, Summer | Winter, Summer
NSR Level Mercer 1,2 - NOX Rate Annual v3.1, Unit 4243 and retrofits | 1053 | 1934 | Rate Constraint in lbs/MMBtu | FALSE | L | Annual | Standard NOX | lb/MMBtu | 0.1 | 0.1 | 0.1 | 0.1 | 0.1 | 0.1 | 0.1
NSR Level Mercer 1,2 - NOX Rate Annual v3.1, Unit 4243 and retrofits | 1053 | 1934 | Rate Constraint in lbs/MMBtu | FALSE | L | Annual | Emissions at Affected Plants NOX | Thousand Tons | 0 | 0 | 0 | 0 | 0 | 0 | 0
NSR Level Mercer 1,2 - NOX Rate Annual v3.1, Unit 4243 and retrofits | 1053 | 1934 | Rate Constraint in lbs/MMBtu | FALSE | L | Annual | Allowances Purchased NOX | Thousand Tons | 0 | 0 | 0 | 0 | 0 | 0 | 0
NSR Level Mercer 1,2 - NOX Rate Annual v3.1, Unit 4243 and retrofits | 1053 | 1934 | Rate Constraint in lbs/MMBtu | FALSE | L | Annual | Allowances Sold NOX | Thousand Tons | 0 | 0 | 0 | 0 | 0 | 0 | 0
NSR Level Mercer 1,2 - NOX Rate Annual v3.1, Unit 4243 and retrofits | 1053 | 1934 | Rate Constraint in lbs/MMBtu | FALSE | L | Annual | Allowances Banked | Thousand Tons | 0 | 0 | 0 | 0 | 0 | 0 | 0
NSR Level Mercer 1,2 - NOX Rate Annual v3.1, Unit 4243 and retrofits | 1053 | 1934 | Rate Constraint in lbs/MMBtu | FALSE | L | Annual | Allowances Withdrawn (1:1) | Thousand Tons | 0 | 0 | 0 | 0 | 0 | 0 | 0
NSR Level Mercer 1,2 - NOX Rate Annual v3.1, Unit 4243 and retrofits | 1053 | 1934 | Rate Constraint in lbs/MMBtu | FALSE | L | Annual | Allowances Withdrawn (n:1) | Thousand Tons | 0 | 0 | 0 | 0 | 0 | 0 | 0
NSR Level Mercer 1,2 - NOX Rate Annual v3.1, Unit 4243 and retrofits | 1053 | 1934 | Rate Constraint in lbs/MMBtu | FALSE | L | Annual | Net Emissions Allowance Position | Thousand Tons | 0 | 0 | 0 | 0 | 0 | 0 | 0
NSR Level Mercer 1,2 - NOX Rate Annual v3.1, Unit 4243 and retrofits | 1053 | 1934 | Rate Constraint in lbs/MMBtu | FALSE | L | Annual | Fuel Consumed | TBtu | 0 | 0 | 0 | 0 | 0 | 0 | 0
NSR Level Mercer 1,2 - NOX Rate Annual v3.1, Unit 4243 and retrofits | 1053 | 1934 | Rate Constraint in lbs/MMBtu | FALSE | L | Annual | Rate | lb/MMBtu | 0 | 0 | 0 | 0 | 0 | 0 | 0
NSR Level Mercer 1,2 - NOX Rate Annual v3.1, Unit 4243 and retrofits | 1053 | 1934 | Rate Constraint in lbs/MMBtu | FALSE | L | Annual | Generation | TWh | 0 | 0 | 0 | 0 | 0 | 0 | 0
NSR Level Mercer 1,2 - NOX Rate Annual v3.1, Unit 4243 and retrofits | 1053 | 1934 | Rate Constraint in lbs/MMBtu | FALSE | L | Annual | Qualifying Generation | TWh | 0 | 0 | 0 | 0 | 0 | 0 | 0
NSR Level Mercer 1,2 - NOX Rate Annual v3.1, Unit 4243 and retrofits | 1053 | 1934 | Rate Constraint in lbs/MMBtu | FALSE | L | Annual | Rate | lb/MWh | 0 | 0 | 0 | 0 | 0 | 0 | 0
NSR Level Mercer 1,2 - NOX Rate Annual v3.1, Unit 4243 and retrofits | 1053 | 1934 | Rate Constraint in lbs/MMBtu | FALSE | L | Annual | Constraint Shadow Price | US2011$/Ton | 0 | 0 | 0 | 0 | 0 | 0 | 0
NSR Level Mercer 2 - SO2 Rate Annual v3.1, Unit 4243 and retrofits | 1054 | 1933 | Rate Constraint in lbs/MMBtu | FALSE | L | Annual | Seasons Included | Seasons | Winter, Summer | Winter, Summer | Winter, Summer | Winter, Summer | Winter, Summer | Winter, Summer | Winter, Summer
NSR Level Mercer 2 - SO2 Rate Annual v3.1, Unit 4243 and retrofits | 1054 | 1933 | Rate Constraint in lbs/MMBtu | FALSE | L | Annual | Standard SO2 | lb/MMBtu | 0.15 | 0.15 | 0.15 | 0.15 | 0.15 | 0.15 | 0.15
NSR Level Mercer 2 - SO2 Rate Annual v3.1, Unit 4243 and retrofits | 1054 | 1933 | Rate Constraint in lbs/MMBtu | FALSE | L | Annual | Emissions at Affected Plants SO2 | Thousand Tons | 0 | 0 | 0 | 0 | 0 | 0 | 0
NSR Level Mercer 2 - SO2 Rate Annual v3.1, Unit 4243 and retrofits | 1054 | 1933 | Rate Constraint in lbs/MMBtu | FALSE | L | Annual | Allowances Purchased SO2 | Thousand Tons | 0 | 0 | 0 | 0 | 0 | 0 | 0
NSR Level Mercer 2 - SO2 Rate Annual v3.1, Unit 4243 and retrofits | 1054 | 1933 | Rate Constraint in lbs/MMBtu | FALSE | L | Annual | Allowances Sold SO2 | Thousand Tons | 0 | 0 | 0 | 0 | 0 | 0 | 0
NSR Level Mercer 2 - SO2 Rate Annual v3.1, Unit 4243 and retrofits | 1054 | 1933 | Rate Constraint in lbs/MMBtu | FALSE | L | Annual | Allowances Banked | Thousand Tons | 0 | 0 | 0 | 0 | 0 | 0 | 0
NSR Level Mercer 2 - SO2 Rate Annual v3.1, Unit 4243 and retrofits | 1054 | 1933 | Rate Constraint in lbs/MMBtu | FALSE | L | Annual | Allowances Withdrawn (1:1) | Thousand Tons | 0 | 0 | 0 | 0 | 0 | 0 | 0
NSR Level Mercer 2 - SO2 Rate Annual v3.1, Unit 4243 and retrofits | 1054 | 1933 | Rate Constraint in lbs/MMBtu | FALSE | L | Annual | Allowances Withdrawn (n:1) | Thousand Tons | 0 | 0 | 0 | 0 | 0 | 0 | 0
NSR Level Mercer 2 - SO2 Rate Annual v3.1, Unit 4243 and retrofits | 1054 | 1933 | Rate Constraint in lbs/MMBtu | FALSE | L | Annual | Net Emissions Allowance Position | Thousand Tons | 0 | 0 | 0 | 0 | 0 | 0 | 0
NSR Level Mercer 2 - SO2 Rate Annual v3.1, Unit 4243 and retrofits | 1054 | 1933 | Rate Constraint in lbs/MMBtu | FALSE | L | Annual | Fuel Consumed | TBtu | 0 | 0 | 0 | 0 | 0 | 0 | 0
NSR Level Mercer 2 - SO2 Rate Annual v3.1, Unit 4243 and retrofits | 1054 | 1933 | Rate Constraint in lbs/MMBtu | FALSE | L | Annual | Rate | lb/MMBtu | 0 | 0 | 0 | 0 | 0 | 0 | 0
NSR Level Mercer 2 - SO2 Rate Annual v3.1, Unit 4243 and retrofits | 1054 | 1933 | Rate Constraint in lbs/MMBtu | FALSE | L | Annual | Generation | TWh | 0 | 0 | 0 | 0 | 0 | 0 | 0
NSR Level Mercer 2 - SO2 Rate Annual v3.1, Unit 4243 and retrofits | 1054 | 1933 | Rate Constraint in lbs/MMBtu | FALSE | L | Annual | Qualifying Generation | TWh | 0 | 0 | 0 | 0 | 0 | 0 | 0
NSR Level Mercer 2 - SO2 Rate Annual v3.1, Unit 4243 and retrofits | 1054 | 1933 | Rate Constraint in lbs/MMBtu | FALSE | L | Annual | Rate | lb/MWh | 0 | 0 | 0 | 0 | 0 | 0 | 0
NSR Level Mercer 2 - SO2 Rate Annual v3.1, Unit 4243 and retrofits | 1054 | 1933 | Rate Constraint in lbs/MMBtu | FALSE | L | Annual | Constraint Shadow Price | US2011$/Ton | 0 | 0 | 0 | 0 | 0 | 0 | 0
NSR Mercer1, 2 - MER Removal v5.14 | 1055 | 6128 | MACT Fuel Choice Floor in lbs/MMBtu | FALSE | L | Annual | Seasons Included | Seasons | Winter, Summer | Winter, Summer | Winter, Summer | Winter, Summer | Winter, Summer | Winter, Summer | Winter, Summer
NSR Mercer1, 2 - MER Removal v5.14 | 1055 | 6128 | MACT Fuel Choice Floor in lbs/MMBtu | FALSE | L | Annual | Emission Floor | lbs/MMBtu | 0 | 0 | 0 | 0 | 0 | 0 | 0
NSR Mercer1, 2 - MER Removal v5.14 | 1055 | 6128 | MACT Fuel Choice Floor in lbs/MMBtu | FALSE | L | Annual | Emissions at Affected Plants MER | lbs | 0 | 0 | 0 | 0 | 0 | 0 | 0
NSR Mercer1, 2 - MER Removal v5.14 | 1055 | 6128 | MACT Fuel Choice Floor in lbs/MMBtu | FALSE | L | Annual | Allowances Purchased MER | lbs | 0 | 0 | 0 | 0 | 0 | 0 | 0
NSR Mercer1, 2 - MER Removal v5.14 | 1055 | 6128 | MACT Fuel Choice Floor in lbs/MMBtu | FALSE | L | Annual | Allowances Sold MER | lbs | 0 | 0 | 0 | 0 | 0 | 0 | 0
NSR Mercer1, 2 - MER Removal v5.14 | 1055 | 6128 | MACT Fuel Choice Floor in lbs/MMBtu | FALSE | L | Annual | Allowances Banked | lbs | 0 | 0 | 0 | 0 | 0 | 0 | 0
NSR Mercer1, 2 - MER Removal v5.14 | 1055 | 6128 | MACT Fuel Choice Floor in lbs/MMBtu | FALSE | L | Annual | Allowances Withdrawn (1:1) | lbs | 0 | 0 | 0 | 0 | 0 | 0 | 0
NSR Mercer1, 2 - MER Removal v5.14 | 1055 | 6128 | MACT Fuel Choice Floor in lbs/MMBtu | FALSE | L | Annual | Allowances Withdrawn (n:1) | lbs | 0 | 0 | 0 | 0 | 0 | 0 | 0
NSR Mercer1, 2 - MER Removal v5.14 | 1055 | 6128 | MACT Fuel Choice Floor in lbs/MMBtu | FALSE | L | Annual | Net Emissions Allowance Position | lbs | 0 | 0 | 0 | 0 | 0 | 0 | 0
NSR Mercer1, 2 - MER Removal v5.14 | 1055 | 6128 | MACT Fuel Choice Floor in lbs/MMBtu | FALSE | L | Annual | Fuel Consumed | TBtu | 0 | 0 | 0 | 0 | 0 | 0 | 0
NSR Mercer1, 2 - MER Removal v5.14 | 1055 | 6128 | MACT Fuel Choice Floor in lbs/MMBtu | FALSE | L | Annual | Rate | lb/MMBtu | 0 | 0 | 0 | 0 | 0 | 0 | 0
NSR Mercer1, 2 - MER Removal v5.14 | 1055 | 6128 | MACT Fuel Choice Floor in lbs/MMBtu | FALSE | L | Annual | Generation | TWh | 0 | 0 | 0 | 0 | 0 | 0 | 0
NSR Mercer1, 2 - MER Removal v5.14 | 1055 | 6128 | MACT Fuel Choice Floor in lbs/MMBtu | FALSE | L | Annual | Qualifying Generation | TWh | 0 | 0 | 0 | 0 | 0 | 0 | 0
NSR Mercer1, 2 - MER Removal v5.14 | 1055 | 6128 | MACT Fuel Choice Floor in lbs/MMBtu | FALSE | L | Annual | Constraint Shadow Price | US2011$/Lb | 0 | 0 | 0 | 0 | 0 | 0 | 0
NSR Michigan City 12 - NOX Rate Annual v4.11, Unit 4296 and retrofits | 1056 | 2303 | Rate Constraint in lbs/MMBtu | FALSE | L | Annual | Seasons Included | Seasons | Winter, Summer | Winter, Summer | Winter, Summer | Winter, Summer | Winter, Summer | Winter, Summer | Winter, Summer
NSR Michigan City 12 - NOX Rate Annual v4.11, Unit 4296 and retrofits | 1056 | 2303 | Rate Constraint in lbs/MMBtu | FALSE | L | Annual | Standard NOX | lb/MMBtu | 0.1 | 0.1 | 0.1 | 0.1 | 0.1 | 0.1 | 0.1
NSR Michigan City 12 - NOX Rate Annual v4.11, Unit 4296 and retrofits | 1056 | 2303 | Rate Constraint in lbs/MMBtu | FALSE | L | Annual | Emissions at Affected Plants NOX | Thousand Tons | 1.463 | 1.3513 | 1.5818 | 1.5818 | 1.6749 | 1.463 | 1.463
NSR Michigan City 12 - NOX Rate Annual v4.11, Unit 4296 and retrofits | 1056 | 2303 | Rate Constraint in lbs/MMBtu | FALSE | L | Annual | Allowances Purchased NOX | Thousand Tons | 0 | 0 | 0 | 0 | 0 | 0 | 0
NSR Michigan City 12 - NOX Rate Annual v4.11, Unit 4296 and retrofits | 1056 | 2303 | Rate Constraint in lbs/MMBtu | FALSE | L | Annual | Allowances Sold NOX | Thousand Tons | 0 | 0 | 0 | 0 | 0 | 0 | 0
NSR Michigan City 12 - NOX Rate Annual v4.11, Unit 4296 and retrofits | 1056 | 2303 | Rate Constraint in lbs/MMBtu | FALSE | L | Annual | Allowances Banked | Thousand Tons | 0 | 0 | 0 | 0 | 0 | 0 | 0
NSR Michigan City 12 - NOX Rate Annual v4.11, Unit 4296 and retrofits | 1056 | 2303 | Rate Constraint in lbs/MMBtu | FALSE | L | Annual | Allowances Withdrawn (1:1) | Thousand Tons | 0 | 0 | 0 | 0 | 0 | 0 | 0
NSR Michigan City 12 - NOX Rate Annual v4.11, Unit 4296 and retrofits | 1056 | 2303 | Rate Constraint in lbs/MMBtu | FALSE | L | Annual | Allowances Withdrawn (n:1) | Thousand Tons | 0 | 0 | 0 | 0 | 0 | 0 | 0
NSR Michigan City 12 - NOX Rate Annual v4.11, Unit 4296 and retrofits | 1056 | 2303 | Rate Constraint in lbs/MMBtu | FALSE | L | Annual | Net Emissions Allowance Position | Thousand Tons | 1.463 | 1.3513 | 1.5818 | 1.5818 | 1.6749 | 1.463 | 1.463
NSR Michigan City 12 - NOX Rate Annual v4.11, Unit 4296 and retrofits | 1056 | 2303 | Rate Constraint in lbs/MMBtu | FALSE | L | Annual | Fuel Consumed | TBtu | 29.7113 | 27.4074 | 32.1246 | 32.1246 | 34.0141 | 29.7113 | 29.7113
NSR Michigan City 12 - NOX Rate Annual v4.11, Unit 4296 and retrofits | 1056 | 2303 | Rate Constraint in lbs/MMBtu | FALSE | L | Annual | Rate | lb/MMBtu | 0.098482 | 0.09861 | 0.098482 | 0.098482 | 0.098482 | 0.098482 | 0.098482
NSR Michigan City 12 - NOX Rate Annual v4.11, Unit 4296 and retrofits | 1056 | 2303 | Rate Constraint in lbs/MMBtu | FALSE | L | Annual | Generation | TWh | 2.8912 | 2.6705 | 3.126 | 3.126 | 3.3099 | 2.8912 | 2.8912
NSR Michigan City 12 - NOX Rate Annual v4.11, Unit 4296 and retrofits | 1056 | 2303 | Rate Constraint in lbs/MMBtu | FALSE | L | Annual | Qualifying Generation | TWh | 2.8912 | 2.6705 | 3.126 | 3.126 | 3.3099 | 2.8912 | 2.8912
NSR Michigan City 12 - NOX Rate Annual v4.11, Unit 4296 and retrofits | 1056 | 2303 | Rate Constraint in lbs/MMBtu | FALSE | L | Annual | Rate | lb/MWh | 1.012 | 1.012 | 1.012 | 1.012 | 1.012 | 1.012 | 1.012
NSR Michigan City 12 - NOX Rate Annual v4.11, Unit 4296 and retrofits | 1056 | 2303 | Rate Constraint in lbs/MMBtu | FALSE | L | Annual | Constraint Shadow Price | US2011$/Ton | 0 | 0 | 0 | 0 | 0 | 0 | 0
NSR Michigan City 12 - SO2 Rate Annual v4.11, Unit 4296 and retrofits | 1057 | 2297 | Rate Constraint in lbs/MMBtu | FALSE | L | Annual | Seasons Included | Seasons |  |  | Winter, Summer | Winter, Summer | Winter, Summer | Winter, Summer | Winter, Summer
NSR Michigan City 12 - SO2 Rate Annual v4.11, Unit 4296 and retrofits | 1057 | 2297 | Rate Constraint in lbs/MMBtu | FALSE | L | Annual | Standard SO2 | lb/MMBtu | 0 | 0 | 0.1 | 0.1 | 0.1 | 0.1 | 0.1
NSR Michigan City 12 - SO2 Rate Annual v4.11, Unit 4296 and retrofits | 1057 | 2297 | Rate Constraint in lbs/MMBtu | FALSE | L | Annual | Emissions at Affected Plants SO2 | Thousand Tons | 0 | 0 | 1.3104 | 1.3104 | 1.3875 | 1.212 | 1.212
NSR Michigan City 12 - SO2 Rate Annual v4.11, Unit 4296 and retrofits | 1057 | 2297 | Rate Constraint in lbs/MMBtu | FALSE | L | Annual | Allowances Purchased SO2 | Thousand Tons | 0 | 0 | 0 | 0 | 0 | 0 | 0
NSR Michigan City 12 - SO2 Rate Annual v4.11, Unit 4296 and retrofits | 1057 | 2297 | Rate Constraint in lbs/MMBtu | FALSE | L | Annual | Allowances Sold SO2 | Thousand Tons | 0 | 0 | 0 | 0 | 0 | 0 | 0
NSR Michigan City 12 - SO2 Rate Annual v4.11, Unit 4296 and retrofits | 1057 | 2297 | Rate Constraint in lbs/MMBtu | FALSE | L | Annual | Allowances Banked | Thousand Tons | 0 | 0 | 0 | 0 | 0 | 0 | 0
NSR Michigan City 12 - SO2 Rate Annual v4.11, Unit 4296 and retrofits | 1057 | 2297 | Rate Constraint in lbs/MMBtu | FALSE | L | Annual | Allowances Withdrawn (1:1) | Thousand Tons | 0 | 0 | 0 | 0 | 0 | 0 | 0
NSR Michigan City 12 - SO2 Rate Annual v4.11, Unit 4296 and retrofits | 1057 | 2297 | Rate Constraint in lbs/MMBtu | FALSE | L | Annual | Allowances Withdrawn (n:1) | Thousand Tons | 0 | 0 | 0 | 0 | 0 | 0 | 0
NSR Michigan City 12 - SO2 Rate Annual v4.11, Unit 4296 and retrofits | 1057 | 2297 | Rate Constraint in lbs/MMBtu | FALSE | L | Annual | Net Emissions Allowance Position | Thousand Tons | 0 | 0 | 1.3104 | 1.3104 | 1.3875 | 1.212 | 1.212
NSR Michigan City 12 - SO2 Rate Annual v4.11, Unit 4296 and retrofits | 1057 | 2297 | Rate Constraint in lbs/MMBtu | FALSE | L | Annual | Fuel Consumed | TBtu | 0 | 0 | 32.1246 | 32.1246 | 34.0141 | 29.7113 | 29.7113
NSR Michigan City 12 - SO2 Rate Annual v4.11, Unit 4296 and retrofits | 1057 | 2297 | Rate Constraint in lbs/MMBtu | FALSE | L | Annual | Rate | lb/MMBtu | 0 | 0 | 0.081585 | 0.081585 | 0.081585 | 0.081585 | 0.081585
NSR Michigan City 12 - SO2 Rate Annual v4.11, Unit 4296 and retrofits | 1057 | 2297 | Rate Constraint in lbs/MMBtu | FALSE | L | Annual | Generation | TWh | 0 | 0 | 3.126 | 3.126 | 3.3099 | 2.8912 | 2.8912
NSR Michigan City 12 - SO2 Rate Annual v4.11, Unit 4296 and retrofits | 1057 | 2297 | Rate Constraint in lbs/MMBtu | FALSE | L | Annual | Qualifying Generation | TWh | 0 | 0 | 3.126 | 3.126 | 3.3099 | 2.8912 | 2.8912
NSR Michigan City 12 - SO2 Rate Annual v4.11, Unit 4296 and retrofits | 1057 | 2297 | Rate Constraint in lbs/MMBtu | FALSE | L | Annual | Rate | lb/MWh | 0 | 0 | 0.83841 | 0.83841 | 0.83841 | 0.83841 | 0.83841
NSR Michigan City 12 - SO2 Rate Annual v4.11, Unit 4296 and retrofits | 1057 | 2297 | Rate Constraint in lbs/MMBtu | FALSE | L | Annual | Constraint Shadow Price | US2011$/Ton | 0 | 0 | 0 | 0 | 0 | 0 | 0
NSR Milton Young 1,2 - NOX Rate Annual v3.1, Unit 5858 and retrofits | 1058 | 1873 | Rate Constraint in lbs/MMBtu | FALSE | L | Annual | Seasons Included | Seasons | Winter, Summer | Winter, Summer | Winter, Summer | Winter, Summer | Winter, Summer | Winter, Summer | Winter, Summer
NSR Milton Young 1,2 - NOX Rate Annual v3.1, Unit 5858 and retrofits | 1058 | 1873 | Rate Constraint in lbs/MMBtu | FALSE | L | Annual | Standard NOX | lb/MMBtu | 0.36 | 0.36 | 0.36 | 0.36 | 0.36 | 0.36 | 0.36
NSR Milton Young 1,2 - NOX Rate Annual v3.1, Unit 5858 and retrofits | 1058 | 1873 | Rate Constraint in lbs/MMBtu | FALSE | L | Annual | Emissions at Affected Plants NOX | Thousand Tons | 3.4159 | 2.1501 | 5.3979 | 5.6658 | 5.9944 | 5.9125 | 5.9944
NSR Milton Young 1,2 - NOX Rate Annual v3.1, Unit 5858 and retrofits | 1058 | 1873 | Rate Constraint in lbs/MMBtu | FALSE | L | Annual | Allowances Purchased NOX | Thousand Tons | 0 | 0 | 0 | 0 | 0 | 0 | 0
NSR Milton Young 1,2 - NOX Rate Annual v3.1, Unit 5858 and retrofits | 1058 | 1873 | Rate Constraint in lbs/MMBtu | FALSE | L | Annual | Allowances Sold NOX | Thousand Tons | 0 | 0 | 0 | 0 | 0 | 0 | 0
NSR Milton Young 1,2 - NOX Rate Annual v3.1, Unit 5858 and retrofits | 1058 | 1873 | Rate Constraint in lbs/MMBtu | FALSE | L | Annual | Allowances Banked | Thousand Tons | 0 | 0 | 0 | 0 | 0 | 0 | 0
NSR Milton Young 1,2 - NOX Rate Annual v3.1, Unit 5858 and retrofits | 1058 | 1873 | Rate Constraint in lbs/MMBtu | FALSE | L | Annual | Allowances Withdrawn (1:1) | Thousand Tons | 0 | 0 | 0 | 0 | 0 | 0 | 0
NSR Milton Young 1,2 - NOX Rate Annual v3.1, Unit 5858 and retrofits | 1058 | 1873 | Rate Constraint in lbs/MMBtu | FALSE | L | Annual | Allowances Withdrawn (n:1) | Thousand Tons | 0 | 0 | 0 | 0 | 0 | 0 | 0
NSR Milton Young 1,2 - NOX Rate Annual v3.1, Unit 5858 and retrofits | 1058 | 1873 | Rate Constraint in lbs/MMBtu | FALSE | L | Annual | Net Emissions Allowance Position | Thousand Tons | 3.4159 | 2.1501 | 5.3979 | 5.6658 | 5.9944 | 5.9125 | 5.9944
NSR Milton Young 1,2 - NOX Rate Annual v3.1, Unit 5858 and retrofits | 1058 | 1873 | Rate Constraint in lbs/MMBtu | FALSE | L | Annual | Fuel Consumed | TBtu | 21.2233 | 13.359 | 33.5378 | 35.2028 | 37.2443 | 36.7354 | 37.2443
NSR Milton Young 1,2 - NOX Rate Annual v3.1, Unit 5858 and retrofits | 1058 | 1873 | Rate Constraint in lbs/MMBtu | FALSE | L | Annual | Rate | lb/MMBtu | 0.3219 | 0.3219 | 0.3219 | 0.3219 | 0.3219 | 0.3219 | 0.3219
NSR Milton Young 1,2 - NOX Rate Annual v3.1, Unit 5858 and retrofits | 1058 | 1873 | Rate Constraint in lbs/MMBtu | FALSE | L | Annual | Generation | TWh | 1.9136 | 1.2045 | 3.0239 | 3.174 | 3.3581 | 3.3122 | 3.3581
NSR Milton Young 1,2 - NOX Rate Annual v3.1, Unit 5858 and retrofits | 1058 | 1873 | Rate Constraint in lbs/MMBtu | FALSE | L | Annual | Qualifying Generation | TWh | 1.9136 | 1.2045 | 3.0239 | 3.174 | 3.3581 | 3.3122 | 3.3581
NSR Milton Young 1,2 - NOX Rate Annual v3.1, Unit 5858 and retrofits | 1058 | 1873 | Rate Constraint in lbs/MMBtu | FALSE | L | Annual | Rate | lb/MWh | 3.5702 | 3.5702 | 3.5702 | 3.5702 | 3.5702 | 3.5702 | 3.5702
NSR Milton Young 1,2 - NOX Rate Annual v3.1, Unit 5858 and retrofits | 1058 | 1873 | Rate Constraint in lbs/MMBtu | FALSE | L | Annual | Constraint Shadow Price | US2011$/Ton | 0 | 0 | 0 | 0 | 0 | 0 | 0
NSR Milton Young 1,2 - NOX Rate Annual v3.1, Unit 5859 and retrofits | 1059 | 1873 | Rate Constraint in lbs/MMBtu | FALSE | L | Annual | Seasons Included | Seasons | Winter, Summer | Winter, Summer | Winter, Summer | Winter, Summer | Winter, Summer | Winter, Summer | Winter, Summer
NSR Milton Young 1,2 - NOX Rate Annual v3.1, Unit 5859 and retrofits | 1059 | 1873 | Rate Constraint in lbs/MMBtu | FALSE | L | Annual | Standard NOX | lb/MMBtu | 0.36 | 0.36 | 0.36 | 0.36 | 0.36 | 0.36 | 0.36
NSR Milton Young 1,2 - NOX Rate Annual v3.1, Unit 5859 and retrofits | 1059 | 1873 | Rate Constraint in lbs/MMBtu | FALSE | L | Annual | Emissions at Affected Plants NOX | Thousand Tons | 2.1393 | 0.48537 | 3.2931 | 3.471 | 3.7542 | 3.5484 | 3.7542
NSR Milton Young 1,2 - NOX Rate Annual v3.1, Unit 5859 and retrofits | 1059 | 1873 | Rate Constraint in lbs/MMBtu | FALSE | L | Annual | Allowances Purchased NOX | Thousand Tons | 0 | 0 | 0 | 0 | 0 | 0 | 0
NSR Milton Young 1,2 - NOX Rate Annual v3.1, Unit 5859 and retrofits | 1059 | 1873 | Rate Constraint in lbs/MMBtu | FALSE | L | Annual | Allowances Sold NOX | Thousand Tons | 0 | 0 | 0 | 0 | 0 | 0 | 0
NSR Milton Young 1,2 - NOX Rate Annual v3.1, Unit 5859 and retrofits | 1059 | 1873 | Rate Constraint in lbs/MMBtu | FALSE | L | Annual | Allowances Banked | Thousand Tons | 0 | 0 | 0 | 0 | 0 | 0 | 0
NSR Milton Young 1,2 - NOX Rate Annual v3.1, Unit 5859 and retrofits | 1059 | 1873 | Rate Constraint in lbs/MMBtu | FALSE | L | Annual | Allowances Withdrawn (1:1) | Thousand Tons | 0 | 0 | 0 | 0 | 0 | 0 | 0
NSR Milton Young 1,2 - NOX Rate Annual v3.1, Unit 5859 and retrofits | 1059 | 1873 | Rate Constraint in lbs/MMBtu | FALSE | L | Annual | Allowances Withdrawn (n:1) | Thousand Tons | 0 | 0 | 0 | 0 | 0 | 0 | 0
NSR Milton Young 1,2 - NOX Rate Annual v3.1, Unit 5859 and retrofits | 1059 | 1873 | Rate Constraint in lbs/MMBtu | FALSE | L | Annual | Net Emissions Allowance Position | Thousand Tons | 2.1393 | 0.48537 | 3.2931 | 3.471 | 3.7542 | 3.5484 | 3.7542
NSR Milton Young 1,2 - NOX Rate Annual v3.1, Unit 5859 and retrofits | 1059 | 1873 | Rate Constraint in lbs/MMBtu | FALSE | L | Annual | Fuel Consumed | TBtu | 11.8849 | 2.6965 | 18.295 | 19.2835 | 20.8565 | 19.7132 | 20.8565
NSR Milton Young 1,2 - NOX Rate Annual v3.1, Unit 5859 and retrofits | 1059 | 1873 | Rate Constraint in lbs/MMBtu | FALSE | L | Annual | Rate | lb/MMBtu | 0.36 | 0.36 | 0.36 | 0.36 | 0.36 | 0.36 | 0.36
NSR Milton Young 1,2 - NOX Rate Annual v3.1, Unit 5859 and retrofits | 1059 | 1873 | Rate Constraint in lbs/MMBtu | FALSE | L | Annual | Generation | TWh | 1.0702 | 0.24281 | 1.6474 | 1.7365 | 1.8781 | 1.7752 | 1.8781
NSR Milton Young 1,2 - NOX Rate Annual v3.1, Unit 5859 and retrofits | 1059 | 1873 | Rate Constraint in lbs/MMBtu | FALSE | L | Annual | Qualifying Generation | TWh | 1.0702 | 0.24281 | 1.6474 | 1.7365 | 1.8781 | 1.7752 | 1.8781
NSR Milton Young 1,2 - NOX Rate Annual v3.1, Unit 5859 and retrofits | 1059 | 1873 | Rate Constraint in lbs/MMBtu | FALSE | L | Annual | Rate | lb/MWh | 3.9978 | 3.9978 | 3.9978 | 3.9978 | 3.9978 | 3.9978 | 3.9978
NSR Milton Young 1,2 - NOX Rate Annual v3.1, Unit 5859 and retrofits | 1059 | 1873 | Rate Constraint in lbs/MMBtu | FALSE | L | Annual | Constraint Shadow Price | US2011$/Ton | 0 | 0 | 0 | 0 | 0 | 0 | 0
NSR Minnkota Power - SO2 Cap Annual v3.1 | 1060 | 1846 | Rate Constraint in MTons | FALSE | L | Annual | Seasons Included | Seasons | Winter, Summer | Winter, Summer | Winter, Summer | Winter, Summer | Winter, Summer | Winter, Summer | Winter, Summer
NSR Minnkota Power - SO2 Cap Annual v3.1 | 1060 | 1846 | Rate Constraint in MTons | FALSE | L | Annual | Standard SO2 | Thousand Tons | 8.5 | 8.5 | 8.5 | 8.5 | 8.5 | 8.5 | 8.5
NSR Minnkota Power - SO2 Cap Annual v3.1 | 1060 | 1846 | Rate Constraint in MTons | FALSE | L | Annual | Emissions at Affected Plants SO2 | Thousand Tons | 1.8789 | 0.91115 | 2.9415 | 3.0921 | 3.2972 | 3.2035 | 3.2972
NSR Minnkota Power - SO2 Cap Annual v3.1 | 1060 | 1846 | Rate Constraint in MTons | FALSE | L | Annual | Allowances Purchased SO2 | Thousand Tons | 0 | 0 | 0 | 0 | 0 | 0 | 0
NSR Minnkota Power - SO2 Cap Annual v3.1 | 1060 | 1846 | Rate Constraint in MTons | FALSE | L | Annual | Allowances Sold SO2 | Thousand Tons | 0 | 0 | 0 | 0 | 0 | 0 | 0
NSR Minnkota Power - SO2 Cap Annual v3.1 | 1060 | 1846 | Rate Constraint in MTons | FALSE | L | Annual | Allowances Banked | Thousand Tons | 0 | 0 | 0 | 0 | 0 | 0 | 0
NSR Minnkota Power - SO2 Cap Annual v3.1 | 1060 | 1846 | Rate Constraint in MTons | FALSE | L | Annual | Allowances Withdrawn (1:1) | Thousand Tons | 0 | 0 | 0 | 0 | 0 | 0 | 0
NSR Minnkota Power - SO2 Cap Annual v3.1 | 1060 | 1846 | Rate Constraint in MTons | FALSE | L | Annual | Allowances Withdrawn (n:1) | Thousand Tons | 0 | 0 | 0 | 0 | 0 | 0 | 0
NSR Minnkota Power - SO2 Cap Annual v3.1 | 1060 | 1846 | Rate Constraint in MTons | FALSE | L | Annual | Net Emissions Allowance Position | Thousand Tons | 1.8789 | 0.91115 | 2.9415 | 3.0921 | 3.2972 | 3.2035 | 3.2972
NSR Minnkota Power - SO2 Cap Annual v3.1 | 1060 | 1846 | Rate Constraint in MTons | FALSE | L | Annual | Fuel Consumed | TBtu | 33.1082 | 16.0555 | 51.8328 | 54.4863 | 58.1008 | 56.4487 | 58.1008
NSR Minnkota Power - SO2 Cap Annual v3.1 | 1060 | 1846 | Rate Constraint in MTons | FALSE | L | Annual | Rate | lb/MMBtu | 0.1135 | 0.1135 | 0.1135 | 0.1135 | 0.1135 | 0.1135 | 0.1135
NSR Minnkota Power - SO2 Cap Annual v3.1 | 1060 | 1846 | Rate Constraint in MTons | FALSE | L | Annual | Generation | TWh | 2.9838 | 1.4473 | 4.6713 | 4.9104 | 5.2362 | 5.0873 | 5.2362
NSR Minnkota Power - SO2 Cap Annual v3.1 | 1060 | 1846 | Rate Constraint in MTons | FALSE | L | Annual | Qualifying Generation | TWh | 2.9838 | 1.4473 | 4.6713 | 4.9104 | 5.2362 | 5.0873 | 5.2362
NSR Minnkota Power - SO2 Cap Annual v3.1 | 1060 | 1846 | Rate Constraint in MTons | FALSE | L | Annual | Rate | lb/MWh | 1.2594 | 1.2591 | 1.2594 | 1.2594 | 1.2594 | 1.2594 | 1.2594
NSR Minnkota Power - SO2 Cap Annual v3.1 | 1060 | 1846 | Rate Constraint in MTons | FALSE | L | Annual | Constraint Shadow Price | US2011$/Ton | 0 | 0 | 0 | 0 | 0 | 0 | 0
NSR Mirant Settlement - NOX Cap Annual v3.1 | 1061 | 1847 | Rate Constraint in MTons | FALSE | L | Annual | Seasons Included | Seasons | Winter, Summer | Winter, Summer | Winter, Summer | Winter, Summer | Winter, Summer | Winter, Summer | Winter, Summer
NSR Mirant Settlement - NOX Cap Annual v3.1 | 1061 | 1847 | Rate Constraint in MTons | FALSE | L | Annual | Standard NOX | Thousand Tons | 16 | 16 | 16 | 16 | 16 | 16 | 16
NSR Mirant Settlement - NOX Cap Annual v3.1 | 1061 | 1847 | Rate Constraint in MTons | FALSE | L | Annual | Emissions at Affected Plants NOX | Thousand Tons | 7.3795 | 2.4681 | 1.7316 | 1.4034 | 1.5998 | 0.55181 | 0.55181
NSR Mirant Settlement - NOX Cap Annual v3.1 | 1061 | 1847 | Rate Constraint in MTons | FALSE | L | Annual | Allowances Purchased NOX | Thousand Tons | 0 | 0 | 0 | 0 | 0 | 0 | 0
NSR Mirant Settlement - NOX Cap Annual v3.1 | 1061 | 1847 | Rate Constraint in MTons | FALSE | L | Annual | Allowances Sold NOX | Thousand Tons | 0 | 0 | 0 | 0 | 0 | 0 | 0
NSR Mirant Settlement - NOX Cap Annual v3.1 | 1061 | 1847 | Rate Constraint in MTons | FALSE | L | Annual | Allowances Banked | Thousand Tons | 0 | 0 | 0 | 0 | 0 | 0 | 0
NSR Mirant Settlement - NOX Cap Annual v3.1 | 1061 | 1847 | Rate Constraint in MTons | FALSE | L | Annual | Allowances Withdrawn (1:1) | Thousand Tons | 0 | 0 | 0 | 0 | 0 | 0 | 0
NSR Mirant Settlement - NOX Cap Annual v3.1 | 1061 | 1847 | Rate Constraint in MTons | FALSE | L | Annual | Allowances Withdrawn (n:1) | Thousand Tons | 0 | 0 | 0 | 0 | 0 | 0 | 0
NSR Mirant Settlement - NOX Cap Annual v3.1 | 1061 | 1847 | Rate Constraint in MTons | FALSE | L | Annual | Net Emissions Allowance Position | Thousand Tons | 7.3795 | 2.4681 | 1.7316 | 1.4034 | 1.5998 | 0.55181 | 0.55181
NSR Mirant Settlement - NOX Cap Annual v3.1 | 1061 | 1847 | Rate Constraint in MTons | FALSE | L | Annual | Fuel Consumed | TBtu | 117.3192 | 71.7124 | 79.9671 | 64.9457 | 74.0974 | 26.9181 | 26.9181
NSR Mirant Settlement - NOX Cap Annual v3.1 | 1061 | 1847 | Rate Constraint in MTons | FALSE | L | Annual | Rate | lb/MMBtu | 0.1258 | 0.068834 | 0.043307 | 0.043219 | 0.04318 | 0.040999 | 0.040999
NSR Mirant Settlement - NOX Cap Annual v3.1 | 1061 | 1847 | Rate Constraint in MTons | FALSE | L | Annual | Generation | TWh | 11.8915 | 7.4571 | 8.4473 | 6.8615 | 7.8272 | 2.8435 | 2.8435
NSR Mirant Settlement - NOX Cap Annual v3.1 | 1061 | 1847 | Rate Constraint in MTons | FALSE | L | Annual | Qualifying Generation | TWh | 11.8915 | 7.4571 | 8.4473 | 6.8615 | 7.8272 | 2.8435 | 2.8435
NSR Mirant Settlement - NOX Cap Annual v3.1 | 1061 | 1847 | Rate Constraint in MTons | FALSE | L | Annual | Rate | lb/MWh | 1.2411 | 0.66195 | 0.40997 | 0.40908 | 0.40877 | 0.38812 | 0.38812
NSR Mirant Settlement - NOX Cap Annual v3.1 | 1061 | 1847 | Rate Constraint in MTons | FALSE | L | Annual | Constraint Shadow Price | US2011$/Ton | 0 | 0 | 0 | 0 | 0 | 0 | 0
NSR Mirant Settlement - NOX Cap Summer v3.1 | 1062 | 1848 | Rate Constraint in MTons | FALSE | L | Annual | Seasons Included | Seasons | Summer | Summer | Summer | Summer | Summer | Summer | Summer
NSR Mirant Settlement - NOX Cap Summer v3.1 | 1062 | 1848 | Rate Constraint in MTons | FALSE | L | Annual | Standard NOX | Thousand Tons | 5.2 | 5.2 | 5.2 | 5.2 | 5.2 | 5.2 | 5.2
NSR Mirant Settlement - NOX Cap Summer v3.1 | 1062 | 1848 | Rate Constraint in MTons | FALSE | L | Annual | Emissions at Affected Plants NOX | Thousand Tons | 3.0704 | 1.6983 | 0.66734 | 0.55181 | 0.66792 | 0.55181 | 0.55181
NSR Mirant Settlement - NOX Cap Summer v3.1 | 1062 | 1848 | Rate Constraint in MTons | FALSE | L | Annual | Allowances Purchased NOX | Thousand Tons | 0 | 0 | 0 | 0 | 0 | 0 | 0
NSR Mirant Settlement - NOX Cap Summer v3.1 | 1062 | 1848 | Rate Constraint in MTons | FALSE | L | Annual | Allowances Sold NOX | Thousand Tons | 0 | 0 | 0 | 0 | 0 | 0 | 0
NSR Mirant Settlement - NOX Cap Summer v3.1 | 1062 | 1848 | Rate Constraint in MTons | FALSE | L | Annual | Allowances Banked | Thousand Tons | 0 | 0 | 0 | 0 | 0 | 0 | 0
NSR Mirant Settlement - NOX Cap Summer v3.1 | 1062 | 1848 | Rate Constraint in MTons | FALSE | L | Annual | Allowances Withdrawn (1:1) | Thousand Tons | 0 | 0 | 0 | 0 | 0 | 0 | 0
NSR Mirant Settlement - NOX Cap Summer v3.1 | 1062 | 1848 | Rate Constraint in MTons | FALSE | L | Annual | Allowances Withdrawn (n:1) | Thousand Tons | 0 | 0 | 0 | 0 | 0 | 0 | 0
NSR Mirant Settlement - NOX Cap Summer v3.1 | 1062 | 1848 | Rate Constraint in MTons | FALSE | L | Annual | Net Emissions Allowance Position | Thousand Tons | 3.0704 | 1.6983 | 0.66734 | 0.55181 | 0.66792 | 0.55181 | 0.55181
NSR Mirant Settlement - NOX Cap Summer v3.1 | 1062 | 1848 | Rate Constraint in MTons | FALSE | L | Annual | Fuel Consumed | TBtu | 51.7263 | 37.494 | 32.6631 | 26.99 | 32.6781 | 26.9181 | 26.9181
NSR Mirant Settlement - NOX Cap Summer v3.1 | 1062 | 1848 | Rate Constraint in MTons | FALSE | L | Annual | Rate | lb/MMBtu | 0.11872 | 0.09059 | 0.040862 | 0.04089 | 0.040879 | 0.040999 | 0.040999
NSR Mirant Settlement - NOX Cap Summer v3.1 | 1062 | 1848 | Rate Constraint in MTons | FALSE | L | Annual | Generation | TWh | 5.2208 | 3.8341 | 3.4388 | 2.8435 | 3.4418 | 2.8435 | 2.8435
NSR Mirant Settlement - NOX Cap Summer v3.1 | 1062 | 1848 | Rate Constraint in MTons | FALSE | L | Annual | Qualifying Generation | TWh | 5.2208 | 3.8341 | 3.4388 | 2.8435 | 3.4418 | 2.8435 | 2.8435
NSR Mirant Settlement - NOX Cap Summer v3.1 | 1062 | 1848 | Rate Constraint in MTons | FALSE | L | Annual | Rate | lb/MWh | 1.1762 | 0.88589 | 0.38812 | 0.38812 | 0.38812 | 0.38812 | 0.38812
NSR Mirant Settlement - NOX Cap Summer v3.1 | 1062 | 1848 | Rate Constraint in MTons | FALSE | L | Annual | Constraint Shadow Price | US2011$/Ton | 0 | 0 | 0 | 0 | 0 | 0 | 0
NSR Mirant Settlement - NOX Rate Summer v3.1 | 1063 | 1849 | Rate Constraint in lbs/MMBtu | FALSE | L | Annual | Seasons Included | Seasons | Summer | Summer | Summer | Summer | Summer | Summer | Summer
NSR Mirant Settlement - NOX Rate Summer v3.1 | 1063 | 1849 | Rate Constraint in lbs/MMBtu | FALSE | L | Annual | Standard NOX | lb/MMBtu | 0.15 | 0.15 | 0.15 | 0.15 | 0.15 | 0.15 | 0.15
NSR Mirant Settlement - NOX Rate Summer v3.1 | 1063 | 1849 | Rate Constraint in lbs/MMBtu | FALSE | L | Annual | Emissions at Affected Plants NOX | Thousand Tons | 3.0704 | 1.6983 | 0.66734 | 0.55181 | 0.66792 | 0.55181 | 0.55181
NSR Mirant Settlement - NOX Rate Summer v3.1 | 1063 | 1849 | Rate Constraint in lbs/MMBtu | FALSE | L | Annual | Allowances Purchased NOX | Thousand Tons | 0 | 0 | 0 | 0 | 0 | 0 | 0
NSR Mirant Settlement - NOX Rate Summer v3.1 | 1063 | 1849 | Rate Constraint in lbs/MMBtu | FALSE | L | Annual | Allowances Sold NOX | Thousand Tons | 0 | 0 | 0 | 0 | 0 | 0 | 0
NSR Mirant Settlement - NOX Rate Summer v3.1 | 1063 | 1849 | Rate Constraint in lbs/MMBtu | FALSE | L | Annual | Allowances Banked | Thousand Tons | 0 | 0 | 0 | 0 | 0 | 0 | 0
NSR Mirant Settlement - NOX Rate Summer v3.1 | 1063 | 1849 | Rate Constraint in lbs/MMBtu | FALSE | L | Annual | Allowances Withdrawn (1:1) | Thousand Tons | 0 | 0 | 0 | 0 | 0 | 0 | 0
NSR Mirant Settlement - NOX Rate Summer v3.1 | 1063 | 1849 | Rate Constraint in lbs/MMBtu | FALSE | L | Annual | Allowances Withdrawn (n:1) | Thousand Tons | 0 | 0 | 0 | 0 | 0 | 0 | 0
NSR Mirant Settlement - NOX Rate Summer v3.1 | 1063 | 1849 | Rate Constraint in lbs/MMBtu | FALSE | L | Annual | Net Emissions Allowance Position | Thousand Tons | 3.0704 | 1.6983 | 0.66734 | 0.55181 | 0.66792 | 0.55181 | 0.55181
NSR Mirant Settlement - NOX Rate Summer v3.1 | 1063 | 1849 | Rate Constraint in lbs/MMBtu | FALSE | L | Annual | Fuel Consumed | TBtu | 51.7263 | 37.494 | 32.6631 | 26.99 | 32.6781 | 26.9181 | 26.9181
NSR Mirant Settlement - NOX Rate Summer v3.1 | 1063 | 1849 | Rate Constraint in lbs/MMBtu | FALSE | L | Annual | Rate | lb/MMBtu | 0.11872 | 0.09059 | 0.040862 | 0.04089 | 0.040879 | 0.040999 | 0.040999
NSR Mirant Settlement - NOX Rate Summer v3.1 | 1063 | 1849 | Rate Constraint in lbs/MMBtu | FALSE | L | Annual | Generation | TWh | 5.2208 | 3.8341 | 3.4388 | 2.8435 | 3.4418 | 2.8435 | 2.8435
NSR Mirant Settlement - NOX Rate Summer v3.1 | 1063 | 1849 | Rate Constraint in lbs/MMBtu | FALSE | L | Annual | Qualifying Generation | TWh | 5.2208 | 3.8341 | 3.4388 | 2.8435 | 3.4418 | 2.8435 | 2.8435
NSR Mirant Settlement - NOX Rate Summer v3.1 | 1063 | 1849 | Rate Constraint in lbs/MMBtu | FALSE | L | Annual | Rate | lb/MWh | 1.1762 | 0.88589 | 0.38812 | 0.38812 | 0.38812 | 0.38812 | 0.38812
NSR Mirant Settlement - NOX Rate Summer v3.1 | 1063 | 1849 | Rate Constraint in lbs/MMBtu | FALSE | L | Annual | Constraint Shadow Price | US2011$/Ton | 0 | 0 | 0 | 0 | 0 | 0 | 0
NSR Morgantown G P 1,2 - NOX Rate Annual v3.1, Unit 5718 and retrofits | 1064 | 1954 | Rate Constraint in lbs/MMBtu | FALSE | L | Annual | Seasons Included | Seasons | Winter, Summer | Winter, Summer | Winter, Summer | Winter, Summer | Winter, Summer | Winter, Summer | Winter, Summer
NSR Morgantown G P 1,2 - NOX Rate Annual v3.1, Unit 5718 and retrofits | 1064 | 1954 | Rate Constraint in lbs/MMBtu | FALSE | L | Annual | Standard NOX | lb/MMBtu | 0.1 | 0.1 | 0.1 | 0.1 | 0.1 | 0.1 | 0.1
NSR Morgantown G P 1,2 - NOX Rate Annual v3.1, Unit 5718 and retrofits | 1064 | 1954 | Rate Constraint in lbs/MMBtu | FALSE | L | Annual | Emissions at Affected Plants NOX | Thousand Tons | 0.64503 | 0.64503 | 0.84536 | 0.72442 | 0.78077 | 0.26777 | 0.26777
NSR Morgantown G P 1,2 - NOX Rate Annual v3.1, Unit 5718 and retrofits | 1064 | 1954 | Rate Constraint in lbs/MMBtu | FALSE | L | Annual | Allowances Purchased NOX | Thousand Tons | 0 | 0 | 0 | 0 | 0 | 0 | 0
NSR Morgantown G P 1,2 - NOX Rate Annual v3.1, Unit 5718 and retrofits | 1064 | 1954 | Rate Constraint in lbs/MMBtu | FALSE | L | Annual | Allowances Sold NOX | Thousand Tons | 0 | 0 | 0 | 0 | 0 | 0 | 0
NSR Morgantown G P 1,2 - NOX Rate Annual v3.1, Unit 5718 and retrofits | 1064 | 1954 | Rate Constraint in lbs/MMBtu | FALSE | L | Annual | Allowances Banked | Thousand Tons | 0 | 0 | 0 | 0 | 0 | 0 | 0
NSR Morgantown G P 1,2 - NOX Rate Annual v3.1, Unit 5718 and retrofits | 1064 | 1954 | Rate Constraint in lbs/MMBtu | FALSE | L | Annual | Allowances Withdrawn (1:1) | Thousand Tons | 0 | 0 | 0 | 0 | 0 | 0 | 0
NSR Morgantown G P 1,2 - NOX Rate Annual v3.1, Unit 5718 and retrofits | 1064 | 1954 | Rate Constraint in lbs/MMBtu | FALSE | L | Annual | Allowances Withdrawn (n:1) | Thousand Tons | 0 | 0 | 0 | 0 | 0 | 0 | 0
NSR Morgantown G P 1,2 - NOX Rate Annual v3.1, Unit 5718 and retrofits | 1064 | 1954 | Rate Constraint in lbs/MMBtu | FALSE | L | Annual | Net Emissions Allowance Position | Thousand Tons | 0.64503 | 0.64503 | 0.84536 | 0.72442 | 0.78077 | 0.26777 | 0.26777
NSR Morgantown G P 1,2 - NOX Rate Annual v3.1, Unit 5718 and retrofits | 1064 | 1954 | Rate Constraint in lbs/MMBtu | FALSE | L | Annual | Fuel Consumed | TBtu | 30.7477 | 30.7477 | 40.1663 | 34.3729 | 37.218 | 13.5206 | 13.5206
NSR Morgantown G P 1,2 - NOX Rate Annual v3.1, Unit 5718 and retrofits | 1064 | 1954 | Rate Constraint in lbs/MMBtu | FALSE | L | Annual | Rate | lb/MMBtu | 0.041956 | 0.041956 | 0.042093 | 0.042151 | 0.041956 | 0.039609 | 0.039609
NSR Morgantown G P 1,2 - NOX Rate Annual v3.1, Unit 5718 and retrofits | 1064 | 1954 | Rate Constraint in lbs/MMBtu | FALSE | L | Annual | Generation | TWh | 3.2569 | 3.2569 | 4.2546 | 3.6409 | 3.9423 | 1.4322 | 1.4322
NSR Morgantown G P 1,2 - NOX Rate Annual v3.1, Unit 5718 and retrofits | 1064 | 1954 | Rate Constraint in lbs/MMBtu | FALSE | L | Annual | Qualifying Generation | TWh | 3.2569 | 3.2569 | 4.2546 | 3.6409 | 3.9423 | 1.4322 | 1.4322
NSR Morgantown G P 1,2 - NOX Rate Annual v3.1, Unit 5718 and retrofits | 1064 | 1954 | Rate Constraint in lbs/MMBtu | FALSE | L | Annual | Rate | lb/MWh | 0.3961 | 0.3961 | 0.39739 | 0.39793 | 0.3961 | 0.37393 | 0.37393
NSR Morgantown G P 1,2 - NOX Rate Annual v3.1, Unit 5718 and retrofits | 1064 | 1954 | Rate Constraint in lbs/MMBtu | FALSE | L | Annual | Constraint Shadow Price | US2011$/Ton | 0 | 0 | 0 | 0 | 0 | 0 | 0
NSR Morgantown G P 1,2 - NOX Rate Annual v3.1, Unit 5719 and retrofits | 1065 | 1954 | Rate Constraint in lbs/MMBtu | FALSE | L | Annual | Seasons Included | Seasons | Winter, Summer | Winter, Summer | Winter, Summer | Winter, Summer | Winter, Summer | Winter, Summer | Winter, Summer
NSR Morgantown G P 1,2 - NOX Rate Annual v3.1, Unit 5719 and retrofits | 1065 | 1954 | Rate Constraint in lbs/MMBtu | FALSE | L | Annual | Standard NOX | lb/MMBtu | 0.1 | 0.1 | 0.1 | 0.1 | 0.1 | 0.1 | 0.1
NSR Morgantown G P 1,2 - NOX Rate Annual v3.1, Unit 5719 and retrofits | 1065 | 1954 | Rate Constraint in lbs/MMBtu | FALSE | L | Annual | Emissions at Affected Plants NOX | Thousand Tons | 0.67661 | 0.67661 | 0.8862 | 0.67902 | 0.81899 | 0.28404 | 0.28404
NSR Morgantown G P 1,2 - NOX Rate Annual v3.1, Unit 5719 and retrofits | 1065 | 1954 | Rate Constraint in lbs/MMBtu | FALSE | L | Annual | Allowances Purchased NOX | Thousand Tons | 0 | 0 | 0 | 0 | 0 | 0 | 0
NSR Morgantown G P 1,2 - NOX Rate Annual v3.1, Unit 5719 and retrofits | 1065 | 1954 | Rate Constraint in lbs/MMBtu | FALSE | L | Annual | Allowances Sold NOX | Thousand Tons | 0 | 0 | 0 | 0 | 0 | 0 | 0
NSR Morgantown G P 1,2 - NOX Rate Annual v3.1, Unit 5719 and retrofits | 1065 | 1954 | Rate Constraint in lbs/MMBtu | FALSE | L | Annual | Allowances Banked | Thousand Tons | 0 | 0 | 0 | 0 | 0 | 0 | 0
NSR Morgantown G P 1,2 - NOX Rate Annual v3.1, Unit 5719 and retrofits | 1065 | 1954 | Rate Constraint in lbs/MMBtu | FALSE | L | Annual | Allowances Withdrawn (1:1) | Thousand Tons | 0 | 0 | 0 | 0 | 0 | 0 | 0
NSR Morgantown G P 1,2 - NOX Rate Annual v3.1, Unit 5719 and retrofits | 1065 | 1954 | Rate Constraint in lbs/MMBtu | FALSE | L | Annual | Allowances Withdrawn (n:1) | Thousand Tons | 0 | 0 | 0 | 0 | 0 | 0 | 0
NSR Morgantown G P 1,2 - NOX Rate Annual v3.1, Unit 5719 and retrofits | 1065 | 1954 | Rate Constraint in lbs/MMBtu | FALSE | L | Annual | Net Emissions Allowance Position | Thousand Tons | 0.67661 | 0.67661 | 0.8862 | 0.67902 | 0.81899 | 0.28404 | 0.28404
NSR Morgantown G P 1,2 - NOX Rate Annual v3.1, Unit 5719 and retrofits | 1065 | 1954 | Rate Constraint in lbs/MMBtu | FALSE | L | Annual | Fuel Consumed | TBtu | 30.4679 | 30.4679 | 39.8008 | 30.5729 | 36.8794 | 13.3976 | 13.3976
NSR Morgantown G P 1,2 - NOX Rate Annual v3.1, Unit 5719 and retrofits | 1065 | 1954 | Rate Constraint in lbs/MMBtu | FALSE | L | Annual | Rate | lb/MMBtu | 0.044414 | 0.044414 | 0.044532 | 0.04442 | 0.044414 | 0.042402 | 0.042402
NSR Morgantown G P 1,2 - NOX Rate Annual v3.1, Unit 5719 and retrofits | 1065 | 1954 | Rate Constraint in lbs/MMBtu | FALSE | L | Annual | Generation | TWh | 3.2096 | 3.2096 | 4.1927 | 3.2206 | 3.885 | 1.4113 | 1.4113
NSR Morgantown G P 1,2 - NOX Rate Annual v3.1, Unit 5719 and retrofits | 1065 | 1954 | Rate Constraint in lbs/MMBtu | FALSE | L | Annual | Qualifying Generation | TWh | 3.2096 | 3.2096 | 4.1927 | 3.2206 | 3.885 | 1.4113 | 1.4113
NSR Morgantown G P 1,2 - NOX Rate Annual v3.1, Unit 5719 and retrofits | 1065 | 1954 | Rate Constraint in lbs/MMBtu | FALSE | L | Annual | Rate | lb/MWh | 0.42162 | 0.42162 | 0.42273 | 0.42167 | 0.42162 | 0.40252 | 0.40252
NSR Morgantown G P 1,2 - NOX Rate Annual v3.1, Unit 5719 and retrofits | 1065 | 1954 | Rate Constraint in lbs/MMBtu | FALSE | L | Annual | Constraint Shadow Price | US2011$/Ton | 0 | 0 | 0 | 0 | 0 | 0 | 0
NSR Mt Storm 1-3 - NOX Rate Annual v3.1, Unit 5828 and retrofits | 1066 | 1948 | Rate Constraint in lbs/MMBtu | FALSE | L | Annual | Seasons Included | Seasons | Winter, Summer | Winter, Summer | Winter, Summer | Winter, Summer | Winter, Summer | Winter, Summer | Winter, Summer
NSR Mt Storm 1-3 - NOX Rate Annual v3.1, Unit 5828 and retrofits | 1066 | 1948 | Rate Constraint in lbs/MMBtu | FALSE | L | Annual | Standard NOX | lb/MMBtu | 0.11 | 0.11 | 0.11 | 0.11 | 0.11 | 0.11 | 0.11
NSR Mt Storm 1-3 - NOX Rate Annual v3.1, Unit 5828 and retrofits | 1066 | 1948 | Rate Constraint in lbs/MMBtu | FALSE | L | Annual | Emissions at Affected Plants NOX | Thousand Tons | 1.537 | 1.537 | 1.5343 | 1.537 | 1.537 | 1.4516 | 1.4516
NSR Mt Storm 1-3 - NOX Rate Annual v3.1, Unit 5828 and retrofits | 1066 | 1948 | Rate Constraint in lbs/MMBtu | FALSE | L | Annual | Allowances Purchased NOX | Thousand Tons | 0 | 0 | 0 | 0 | 0 | 0 | 0
NSR Mt Storm 1-3 - NOX Rate Annual v3.1, Unit 5828 and retrofits | 1066 | 1948 | Rate Constraint in lbs/MMBtu | FALSE | L | Annual | Allowances Sold NOX | Thousand Tons | 0 | 0 | 0 | 0 | 0 | 0 | 0
NSR Mt Storm 1-3 - NOX Rate Annual v3.1, Unit 5828 and retrofits | 1066 | 1948 | Rate Constraint in lbs/MMBtu | FALSE | L | Annual | Allowances Banked | Thousand Tons | 0 | 0 | 0 | 0 | 0 | 0 | 0
NSR Mt Storm 1-3 - NOX Rate Annual v3.1, Unit 5828 and retrofits | 1066 | 1948 | Rate Constraint in lbs/MMBtu | FALSE | L | Annual | Allowances Withdrawn (1:1) | Thousand Tons | 0 | 0 | 0 | 0 | 0 | 0 | 0
NSR Mt Storm 1-3 - NOX Rate Annual v3.1, Unit 5828 and retrofits | 1066 | 1948 | Rate Constraint in lbs/MMBtu | FALSE | L | Annual | Allowances Withdrawn (n:1) | Thousand Tons | 0 | 0 | 0 | 0 | 0 | 0 | 0
NSR Mt Storm 1-3 - NOX Rate Annual v3.1, Unit 5828 and retrofits | 1066 | 1948 | Rate Constraint in lbs/MMBtu | FALSE | L | Annual | Net Emissions Allowance Position | Thousand Tons | 1.537 | 1.537 | 1.5343 | 1.537 | 1.537 | 1.4516 | 1.4516
NSR Mt Storm 1-3 - NOX Rate Annual v3.1, Unit 5828 and retrofits | 1066 | 1948 | Rate Constraint in lbs/MMBtu | FALSE | L | Annual | Fuel Consumed | TBtu | 40.0405 | 40.0405 | 39.9702 | 40.0405 | 40.0405 | 37.8817 | 37.8817
NSR Mt Storm 1-3 - NOX Rate Annual v3.1, Unit 5828 and retrofits | 1066 | 1948 | Rate Constraint in lbs/MMBtu | FALSE | L | Annual | Rate | lb/MMBtu | 0.076773 | 0.076773 | 0.076773 | 0.076773 | 0.076773 | 0.07664 | 0.07664
NSR Mt Storm 1-3 - NOX Rate Annual v3.1, Unit 5828 and retrofits | 1066 | 1948 | Rate Constraint in lbs/MMBtu | FALSE | L | Annual | Generation | TWh | 3.9746 | 3.9746 | 3.9677 | 3.9746 | 3.9746 | 3.7538 | 3.7538
NSR Mt Storm 1-3 - NOX Rate Annual v3.1, Unit 5828 and retrofits | 1066 | 1948 | Rate Constraint in lbs/MMBtu | FALSE | L | Annual | Qualifying Generation | TWh | 3.9746 | 3.9746 | 3.9677 | 3.9746 | 3.9746 | 3.7538 | 3.7538
NSR Mt Storm 1-3 - NOX Rate Annual v3.1, Unit 5828 and retrofits | 1066 | 1948 | Rate Constraint in lbs/MMBtu | FALSE | L | Annual | Rate | lb/MWh | 0.77341 | 0.77341 | 0.77341 | 0.77341 | 0.77341 | 0.77341 | 0.77341
NSR Mt Storm 1-3 - NOX Rate Annual v3.1, Unit 5828 and retrofits | 1066 | 1948 | Rate Constraint in lbs/MMBtu | FALSE | L | Annual | Constraint Shadow Price | US2011$/Ton | 0 | 0 | 0 | 0 | 0 | 0 | 0
NSR Mt Storm 1-3 - NOX Rate Annual v3.1, Unit 5829 and retrofits | 1067 | 1948 | Rate Constraint in lbs/MMBtu | FALSE | L | Annual | Seasons Included | Seasons | Winter, Summer | Winter, Summer | Winter, Summer | Winter, Summer | Winter, Summer | Winter, Summer | Winter, Summer
NSR Mt Storm 1-3 - NOX Rate Annual v3.1, Unit 5829 and retrofits | 1067 | 1948 | Rate Constraint in lbs/MMBtu | FALSE | L | Annual | Standard NOX | lb/MMBtu | 0.11 | 0.11 | 0.11 | 0.11 | 0.11 | 0.11 | 0.11
NSR Mt Storm 1-3 - NOX Rate Annual v3.1, Unit 5829 and retrofits | 1067 | 1948 | Rate Constraint in lbs/MMBtu | FALSE | L | Annual | Emissions at Affected Plants NOX | Thousand Tons | 1.6137 | 1.6137 | 1.6109 | 1.6137 | 1.6137 | 1.5241 | 1.5241
NSR Mt Storm 1-3 - NOX Rate Annual v3.1, Unit 5829 and retrofits | 1067 | 1948 | Rate Constraint in lbs/MMBtu | FALSE | L | Annual | Allowances Purchased NOX | Thousand Tons | 0 | 0 | 0 | 0 | 0 | 0 | 0
NSR Mt Storm 1-3 - NOX Rate Annual v3.1, Unit 5829 and retrofits | 1067 | 1948 | Rate Constraint in lbs/MMBtu | FALSE | L | Annual | Allowances Sold NOX | Thousand Tons | 0 | 0 | 0 | 0 | 0 | 0 | 0
NSR Mt Storm 1-3 - NOX Rate Annual v3.1, Unit 5829 and retrofits | 1067 | 1948 | Rate Constraint in lbs/MMBtu | FALSE | L | Annual | Allowances Banked | Thousand Tons | 0 | 0 | 0 | 0 | 0 | 0 | 0
NSR Mt Storm 1-3 - NOX Rate Annual v3.1, Unit 5829 and retrofits | 1067 | 1948 | Rate Constraint in lbs/MMBtu | FALSE | L | Annual | Allowances Withdrawn (1:1) | Thousand Tons | 0 | 0 | 0 | 0 | 0 | 0 | 0
NSR Mt Storm 1-3 - NOX Rate Annual v3.1, Unit 5829 and retrofits | 1067 | 1948 | Rate Constraint in lbs/MMBtu | FALSE | L | Annual | Allowances Withdrawn (n:1) | Thousand Tons | 0 | 0 | 0 | 0 | 0 | 0 | 0
NSR Mt Storm 1-3 - NOX Rate Annual v3.1, Unit 5829 and retrofits | 1067 | 1948 | Rate Constraint in lbs/MMBtu | FALSE | L | Annual | Net Emissions Allowance Position | Thousand Tons | 1.6137 | 1.6137 | 1.6109 | 1.6137 | 1.6137 | 1.5241 | 1.5241
NSR Mt Storm 1-3 - NOX Rate Annual v3.1, Unit 5829 and retrofits | 1067 | 1948 | Rate Constraint in lbs/MMBtu | FALSE | L | Annual | Fuel Consumed | TBtu | 39.9615 | 39.9615 | 39.8913 | 39.9615 | 39.9615 | 37.7537 | 37.8069
NSR Mt Storm 1-3 - NOX Rate Annual v3.1, Unit 5829 and retrofits | 1067 | 1948 | Rate Constraint in lbs/MMBtu | FALSE | L | Annual | Rate | lb/MMBtu | 0.080763 | 0.080763 | 0.080763 | 0.080763 | 0.080763 | 0.080737 | 0.080623
NSR Mt Storm 1-3 - NOX Rate Annual v3.1, Unit 5829 and retrofits | 1067 | 1948 | Rate Constraint in lbs/MMBtu | FALSE | L | Annual | Generation | TWh | 3.9818 | 3.9818 | 3.9748 | 3.9818 | 3.9818 | 3.7606 | 3.7606
NSR Mt Storm 1-3 - NOX Rate Annual v3.1, Unit 5829 and retrofits | 1067 | 1948 | Rate Constraint in lbs/MMBtu | FALSE | L | Annual | Qualifying Generation | TWh | 3.9818 | 3.9818 | 3.9748 | 3.9818 | 3.9818 | 3.7606 | 3.7606
NSR Mt Storm 1-3 - NOX Rate Annual v3.1, Unit 5829 and retrofits | 1067 | 1948 | Rate Constraint in lbs/MMBtu | FALSE | L | Annual | Rate | lb/MWh | 0.81054 | 0.81054 | 0.81054 | 0.81054 | 0.81054 | 0.81054 | 0.81054
NSR Mt Storm 1-3 - NOX Rate Annual v3.1, Unit 5829 and retrofits | 1067 | 1948 | Rate Constraint in lbs/MMBtu | FALSE | L | Annual | Constraint Shadow Price | US2011$/Ton | 0 | 0 | 0 | 0 | 0 | 0 | 0
NSR Mt Storm 1-3 - NOX Rate Annual v3.1, Unit 5830 and retrofits | 1068 | 1948 | Rate Constraint in lbs/MMBtu | FALSE | L | Annual | Seasons Included | Seasons | Winter, Summer | Winter, Summer | Winter, Summer | Winter, Summer | Winter, Summer | Winter, Summer | Winter, Summer
NSR Mt Storm 1-3 - NOX Rate Annual v3.1, Unit 5830 and retrofits | 1068 | 1948 | Rate Constraint in lbs/MMBtu | FALSE | L | Annual | Standard NOX | lb/MMBtu | 0.11 | 0.11 | 0.11 | 0.11 | 0.11 | 0.11 | 0.11
NSR Mt Storm 1-3 - NOX Rate Annual v3.1, Unit 5830 and retrofits | 1068 | 1948 | Rate Constraint in lbs/MMBtu | FALSE | L | Annual | Emissions at Affected Plants NOX | Thousand Tons | 0 | 0 | 0 | 0 | 0 | 0 | 0
NSR Mt Storm 1-3 - NOX Rate Annual v3.1, Unit 5830 and retrofits | 1068 | 1948 | Rate Constraint in lbs/MMBtu | FALSE | L | Annual | Allowances Purchased NOX | Thousand Tons | 0 | 0 | 0 | 0 | 0 | 0 | 0
NSR Mt Storm 1-3 - NOX Rate Annual v3.1, Unit 5830 and retrofits | 1068 | 1948 | Rate Constraint in lbs/MMBtu | FALSE | L | Annual | Allowances Sold NOX | Thousand Tons | 0 | 0 | 0 | 0 | 0 | 0 | 0
NSR Mt Storm 1-3 - NOX Rate Annual v3.1, Unit 5830 and retrofits | 1068 | 1948 | Rate Constraint in lbs/MMBtu | FALSE | L | Annual | Allowances Banked | Thousand Tons | 0 | 0 | 0 | 0 | 0 | 0 | 0
NSR Mt Storm 1-3 - NOX Rate Annual v3.1, Unit 5830 and retrofits | 1068 | 1948 | Rate Constraint in lbs/MMBtu | FALSE | L | Annual | Allowances Withdrawn (1:1) | Thousand Tons | 0 | 0 | 0 | 0 | 0 | 0 | 0
NSR Mt Storm 1-3 - NOX Rate Annual v3.1, Unit 5830 and retrofits | 1068 | 1948 | Rate Constraint in lbs/MMBtu | FALSE | L | Annual | Allowances Withdrawn (n:1) | Thousand Tons | 0 | 0 | 0 | 0 | 0 | 0 | 0
NSR Mt Storm 1-3 - NOX Rate Annual v3.1, Unit 5830 and retrofits | 1068 | 1948 | Rate Constraint in lbs/MMBtu | FALSE | L | Annual | Net Emissions Allowance Position | Thousand Tons | 0 | 0 | 0 | 0 | 0 | 0 | 0
NSR Mt Storm 1-3 - NOX Rate Annual v3.1, Unit 5830 and retrofits | 1068 | 1948 | Rate Constraint in lbs/MMBtu | FALSE | L | Annual | Fuel Consumed | TBtu | 0 | 0 | 0 | 0 | 0 | 0 | 0
NSR Mt Storm 1-3 - NOX Rate Annual v3.1, Unit 5830 and retrofits | 1068 | 1948 | Rate Constraint in lbs/MMBtu | FALSE | L | Annual | Rate | lb/MMBtu | 0 | 0 | 0 | 0 | 0 | 0 | 0
NSR Mt Storm 1-3 - NOX Rate Annual v3.1, Unit 5830 and retrofits | 1068 | 1948 | Rate Constraint in lbs/MMBtu | FALSE | L | Annual | Generation | TWh | 0 | 0 | 0 | 0 | 0 | 0 | 0
NSR Mt Storm 1-3 - NOX Rate Annual v3.1, Unit 5830 and retrofits | 1068 | 1948 | Rate Constraint in lbs/MMBtu | FALSE | L | Annual | Qualifying Generation | TWh | 0 | 0 | 0 | 0 | 0 | 0 | 0
NSR Mt Storm 1-3 - NOX Rate Annual v3.1, Unit 5830 and retrofits | 1068 | 1948 | Rate Constraint in lbs/MMBtu | FALSE | L | Annual | Rate | lb/MWh | 0 | 0 | 0 | 0 | 0 | 0 | 0
NSR Mt Storm 1-3 - NOX Rate Annual v3.1, Unit 5830 and retrofits | 1068 | 1948 | Rate Constraint in lbs/MMBtu | FALSE | L | Annual | Constraint Shadow Price | US2011$/Ton | 0 | 0 | 0 | 0 | 0 | 0 | 0
NSR NIPSCO System - SO2 Cap Annual v4.11 | 1069 | 2301 | Rate Constraint in MTons | FALSE | L | Annual | Seasons Included | Seasons | Winter, Summer | Winter, Summer | Winter, Summer | Winter, Summer | Winter, Summer | Winter, Summer | Winter, Summer
NSR NIPSCO System - SO2 Cap Annual v4.11 | 1069 | 2301 | Rate Constraint in MTons | FALSE | L | Annual | Standard SO2 | Thousand Tons | 25.3 | 25.3 | 11.6 | 11.6 | 11.6 | 11.6 | 11.6
NSR NIPSCO System - SO2 Cap Annual v4.11 | 1069 | 2301 | Rate Constraint in MTons | FALSE | L | Annual | Emissions at Affected Plants SO2 | Thousand Tons | 2.6348 | 2.7775 | 4.7033 | 3.3647 | 5.0907 | 4.103 | 3.4452
NSR NIPSCO System - SO2 Cap Annual v4.11 | 1069 | 2301 | Rate Constraint in MTons | FALSE | L | Annual | Allowances Purchased SO2 | Thousand Tons | 0 | 0 | 0 | 0 | 0 | 0 | 0
NSR NIPSCO System - SO2 Cap Annual v4.11 | 1069 | 2301 | Rate Constraint in MTons | FALSE | L | Annual | Allowances Sold SO2 | Thousand Tons | 0 | 0 | 0 | 0 | 0 | 0 | 0
NSR NIPSCO System - SO2 Cap Annual v4.11 | 1069 | 2301 | Rate Constraint in MTons | FALSE | L | Annual | Allowances Banked | Thousand Tons | 0 | 0 | 0 | 0 | 0 | 0 | 0
NSR NIPSCO System - SO2 Cap Annual v4.11 | 1069 | 2301 | Rate Constraint in MTons | FALSE | L | Annual | Allowances Withdrawn (1:1) | Thousand Tons | 0 | 0 | 0 | 0 | 0 | 0 | 0
NSR NIPSCO System - SO2 Cap Annual v4.11 | 1069 | 2301 | Rate Constraint in MTons | FALSE | L | Annual | Allowances Withdrawn (n:1) | Thousand Tons | 0 | 0 | 0 | 0 | 0 | 0 | 0
NSR NIPSCO System - SO2 Cap Annual v4.11 | 1069 | 2301 | Rate Constraint in MTons | FALSE | L | Annual | Net Emissions Allowance Position | Thousand Tons | 2.6348 | 2.7775 | 4.7033 | 3.3647 | 5.0907 | 4.103 | 3.4452
NSR NIPSCO System - SO2 Cap Annual v4.11 | 1069 | 2301 | Rate Constraint in MTons | FALSE | L | Annual | Fuel Consumed | TBtu | 67.8379 | 63.2597 | 95.4394 | 74.6336 | 102.6682 | 85.6894 | 76.4788
NSR NIPSCO System - SO2 Cap Annual v4.11 | 1069 | 2301 | Rate Constraint in MTons | FALSE | L | Annual | Rate | lb/MMBtu | 0.077681 | 0.087811 | 0.09856 | 0.090165 | 0.099168 | 0.095764 | 0.090094
NSR NIPSCO System - SO2 Cap Annual v4.11 | 1069 | 2301 | Rate Constraint in MTons | FALSE | L | Annual | Generation | TWh | 6.3308 | 5.8482 | 8.7491 | 6.9269 | 9.3893 | 7.8855 | 7.0776
NSR NIPSCO System - SO2 Cap Annual v4.11 | 1069 | 2301 | Rate Constraint in MTons | FALSE | L | Annual | Qualifying Generation | TWh | 6.3308 | 5.8482 | 8.7491 | 6.9269 | 9.3893 | 7.8855 | 7.0776
NSR NIPSCO System - SO2 Cap Annual v4.11 | 1069 | 2301 | Rate Constraint in MTons | FALSE | L | Annual | Rate | lb/MWh | 0.83238 | 0.94985 | 1.0751 | 0.97148 | 1.0844 | 1.0406 | 0.97354
NSR NIPSCO System - SO2 Cap Annual v4.11 | 1069 | 2301 | Rate Constraint in MTons | FALSE | L | Annual | Constraint Shadow Price | US2011$/Ton | 0 | 0 | 0 | 0 | 0 | 0 | 0
NSR NIPSCO System - NOx Cap Annual 4.11 | 1070 | 2300 | Rate Constraint in MTons | FALSE | L | Annual | Seasons Included | Seasons | Winter, Summer | Winter, Summer | Winter, Summer | Winter, Summer | Winter, Summer | Winter, Summer | Winter, Summer
NSR NIPSCO System - NOx Cap Annual 4.11 | 1070 | 2300 | Rate Constraint in MTons | FALSE | L | Annual | Standard NOX | Thousand Tons | 11.704 | 11.704 | 11.704 | 11.704 | 11.704 | 11.704 | 11.704
NSR NIPSCO System - NOx Cap Annual 4.11 | 1070 | 2300 | Rate Constraint in MTons | FALSE | L | Annual | Emissions at Affected Plants NOX | Thousand Tons | 3.7776 | 3.8798 | 6.3843 | 4.5859 | 6.9625 | 5.5982 | 4.7385
NSR NIPSCO System - NOx Cap Annual 4.11 | 1070 | 2300 | Rate Constraint in MTons | FALSE | L | Annual | Allowances Purchased NOX | Thousand Tons | 0 | 0 | 0 | 0 | 0 | 0 | 0
NSR NIPSCO System - NOx Cap Annual 4.11 | 1070 | 2300 | Rate Constraint in MTons | FALSE | L | Annual | Allowances Sold NOX | Thousand Tons | 0 | 0 | 0 | 0 | 0 | 0 | 0
NSR NIPSCO System - NOx Cap Annual 4.11 | 1070 | 2300 | Rate Constraint in MTons | FALSE | L | Annual | Allowances Banked | Thousand Tons | 0 | 0 | 0 | 0 | 0 | 0 | 0
NSR NIPSCO System - NOx Cap Annual 4.11 | 1070 | 2300 | Rate Constraint in MTons | FALSE | L | Annual | Allowances Withdrawn (1:1) | Thousand Tons | 0 | 0 | 0 | 0 | 0 | 0 | 0
NSR NIPSCO System - NOx Cap Annual 4.11 | 1070 | 2300 | Rate Constraint in MTons | FALSE | L | Annual | Allowances Withdrawn (n:1) | Thousand Tons | 0 | 0 | 0 | 0 | 0 | 0 | 0
NSR NIPSCO System - NOx Cap Annual 4.11 | 1070 | 2300 | Rate Constraint in MTons | FALSE | L | Annual | Net Emissions Allowance Position | Thousand Tons | 3.7776 | 3.8798 | 6.3843 | 4.5859 | 6.9625 | 5.5982 | 4.7385
NSR NIPSCO System - NOx Cap Annual 4.11 | 1070 | 2300 | Rate Constraint in MTons | FALSE | L | Annual | Fuel Consumed | TBtu | 67.8379 | 63.2597 | 95.4394 | 74.6336 | 102.6682 | 85.6894 | 76.4788
NSR NIPSCO System - NOx Cap Annual 4.11 | 1070 | 2300 | Rate Constraint in MTons | FALSE | L | Annual | Rate | lb/MMBtu | 0.11137 | 0.12266 | 0.13379 | 0.12289 | 0.13563 | 0.13066 | 0.12392
NSR NIPSCO System - NOx Cap Annual 4.11 | 1070 | 2300 | Rate Constraint in MTons | FALSE | L | Annual | Generation | TWh | 6.3308 | 5.8482 | 8.7491 | 6.9269 | 9.3893 | 7.8855 | 7.0776
NSR NIPSCO System - NOx Cap Annual 4.11 | 1070 | 2300 | Rate Constraint in MTons | FALSE | L | Annual | Qualifying Generation | TWh | 6.3308 | 5.8482 | 8.7491 | 6.9269 | 9.3893 | 7.8855 | 7.0776
NSR NIPSCO System - NOx Cap Annual 4.11 | 1070 | 2300 | Rate Constraint in MTons | FALSE | L | Annual | Rate | lb/MWh | 1.1934 | 1.3268 | 1.4594 | 1.3241 | 1.4831 | 1.4199 | 1.339
NSR NIPSCO System - NOx Cap Annual 4.11 | 1070 | 2300 | Rate Constraint in MTons | FALSE | L | Annual | Constraint Shadow Price | US2011$/Ton | 0 | 0 | 0 | 0 | 0 | 0 | 0
NSR NV Power Consent - NOX Cap Annual v3.1 | 1071 | 1852 | Rate Constraint in MTons | FALSE | L | Annual | Seasons Included | Seasons | Winter, Summer | Winter, Summer | Winter, Summer | Winter, Summer | Winter, Summer | Winter, Summer | Winter, Summer
NSR NV Power Consent - NOX Cap Annual v3.1 | 1071 | 1852 | Rate Constraint in MTons | FALSE | L | Annual | Standard NOX | Thousand Tons | 0.36 | 0.36 | 0.36 | 0.36 | 0.36 | 0.36 | 0.36
NSR NV Power Consent - NOX Cap Annual v3.1 | 1071 | 1852 | Rate Constraint in MTons | FALSE | L | Annual | Emissions at Affected Plants NOX | Thousand Tons | 0.0024788 | 0.0029948 | 0.0029948 | 0.015223 | 0.015223 | 0 | 0
NSR NV Power Consent - NOX Cap Annual v3.1 | 1071 | 1852 | Rate Constraint in MTons | FALSE | L | Annual | Allowances Purchased NOX | Thousand Tons | 0 | 0 | 0 | 0 | 0 | 0 | 0
NSR NV Power Consent - NOX Cap Annual v3.1 | 1071 | 1852 | Rate Constraint in MTons | FALSE | L | Annual | Allowances Sold NOX | Thousand Tons | 0 | 0 | 0 | 0 | 0 | 0 | 0
NSR NV Power Consent - NOX Cap Annual v3.1 | 1071 | 1852 | Rate Constraint in MTons | FALSE | L | Annual | Allowances Banked | Thousand Tons | 0 | 0 | 0 | 0 | 0 | 0 | 0
NSR NV Power Consent - NOX Cap Annual v3.1 | 1071 | 1852 | Rate Constraint in MTons | FALSE | L | Annual | Allowances Withdrawn (1:1) | Thousand Tons | 0 | 0 | 0 | 0 | 0 | 0 | 0
NSR NV Power Consent - NOX Cap Annual v3.1 | 1071 | 1852 | Rate Constraint in MTons | FALSE | L | Annual | Allowances Withdrawn (n:1) | Thousand Tons | 0 | 0 | 0 | 0 | 0 | 0 | 0
NSR NV Power Consent - NOX Cap Annual v3.1 | 1071 | 1852 | Rate Constraint in MTons | FALSE | L | Annual | Net Emissions Allowance Position | Thousand Tons | 0.0024788 | 0.0029948 | 0.0029948 | 0.015223 | 0.015223 | 0 | 0
NSR NV Power Consent - NOX Cap Annual v3.1 | 1071 | 1852 | Rate Constraint in MTons | FALSE | L | Annual | Fuel Consumed | TBtu | 0.071731 | 0.086662 | 0.086662 | 0.44053 | 0.44053 | 0 | 0
NSR NV Power Consent - NOX Cap Annual v3.1 | 1071 | 1852 | Rate Constraint in MTons | FALSE | L | Annual | Rate | lb/MMBtu | 0.069114 | 0.069114 | 0.069114 | 0.069114 | 0.069114 | 0 | 0
NSR NV Power Consent - NOX Cap Annual v3.1 | 1071 | 1852 | Rate Constraint in MTons | FALSE | L | Annual | Generation | TWh | 0.0078964 | 0.0095401 | 0.0095401 | 0.048496 | 0.048496 | 0 | 0
NSR NV Power Consent - NOX Cap Annual v3.1 | 1071 | 1852 | Rate Constraint in MTons | FALSE | L | Annual | Qualifying Generation | TWh | 0.0078964 | 0.0095401 | 0.0095401 | 0.048496 | 0.048496 | 0 | 0
NSR NV Power Consent - NOX Cap Annual v3.1 | 1071 | 1852 | Rate Constraint in MTons | FALSE | L | Annual | Rate | lb/MWh | 0.62783 | 0.62783 | 0.62783 | 0.62783 | 0.62783 | 0 | 0
NSR NV Power Consent - NOX Cap Annual v3.1 | 1071 | 1852 | Rate Constraint in MTons | FALSE | L | Annual | Constraint Shadow Price | US2011$/Ton | 0 | 0 | 0 | 0 | 0 | 0 | 0
NSR Oak Creek 5-8 - NOX Rate Annual v3.1, Unit 5833 and retrofits | 1072 | 1874 | Rate Constraint in lbs/MMBtu | FALSE | L | Annual | Seasons Included | Seasons | Winter, Summer | Winter, Summer | Winter, Summer | Winter, Summer | Winter, Summer | Winter, Summer | Winter, Summer
NSR Oak Creek 5-8 - NOX Rate Annual v3.1, Unit 5833 and retrofits | 1072 | 1874 | Rate Constraint in lbs/MMBtu | FALSE | L | Annual | Standard NOX | lb/MMBtu | 0.1 | 0.1 | 0.1 | 0.1 | 0.1 | 0.1 | 0.1
NSR Oak Creek 5-8 - NOX Rate Annual v3.1, Unit 5833 and retrofits | 1072 | 1874 | Rate Constraint in lbs/MMBtu | FALSE | L | Annual | Emissions at Affected Plants NOX | Thousand Tons | 0.66457 | 0.61392 | 0.76081 | 0.76081 | 0.76081 | 0.76081 | 0.71862
NSR Oak Creek 5-8 - NOX Rate Annual v3.1, Unit 5833 and retrofits | 1072 | 1874 | Rate Constraint in lbs/MMBtu | FALSE | L | Annual | Allowances Purchased NOX | Thousand Tons | 0 | 0 | 0 | 0 | 0 | 0 | 0
NSR Oak Creek 5-8 - NOX Rate Annual v3.1, Unit 5833 and retrofits | 1072 | 1874 | Rate Constraint in lbs/MMBtu | FALSE | L | Annual | Allowances Sold NOX | Thousand Tons | 0 | 0 | 0 | 0 | 0 | 0 | 0
NSR Oak Creek 5-8 - NOX Rate Annual v3.1, Unit 5833 and retrofits | 1072 | 1874 | Rate Constraint in lbs/MMBtu | FALSE | L | Annual | Allowances Banked | Thousand Tons | 0 | 0 | 0 | 0 | 0 | 0 | 0
NSR Oak Creek 5-8 - NOX Rate Annual v3.1, Unit 5833 and retrofits | 1072 | 1874 | Rate Constraint in lbs/MMBtu | FALSE | L | Annual | Allowances Withdrawn (1:1) | Thousand Tons | 0 | 0 | 0 | 0 | 0 | 0 | 0
NSR Oak Creek 5-8 - NOX Rate Annual v3.1, Unit 5833 and retrofits | 1072 | 1874 | Rate Constraint in lbs/MMBtu | FALSE | L | Annual | Allowances Withdrawn (n:1) | Thousand Tons | 0 | 0 | 0 | 0 | 0 | 0 | 0
NSR Oak Creek 5-8 - NOX Rate Annual v3.1, Unit 5833 and retrofits | 1072 | 1874 | Rate Constraint in lbs/MMBtu | FALSE | L | Annual | Net Emissions Allowance Position | Thousand Tons | 0.66457 | 0.61392 | 0.76081 | 0.76081 | 0.76081 | 0.76081 | 0.71862
NSR Oak Creek 5-8 - NOX Rate Annual v3.1, Unit 5833 and retrofits | 1072 | 1874 | Rate Constraint in lbs/MMBtu | FALSE | L | Annual | Fuel Consumed | TBtu | 19.0358 | 17.5407 | 21.7374 | 21.7374 | 21.7374 | 21.7374 | 20.5321
NSR Oak Creek 5-8 - NOX Rate Annual v3.1, Unit 5833 and retrofits | 1072 | 1874 | Rate Constraint in lbs/MMBtu | FALSE | L | Annual | Rate | lb/MMBtu | 0.069823 | 0.07 | 0.07 | 0.07 | 0.07 | 0.07 | 0.07
NSR Oak Creek 5-8 - NOX Rate Annual v3.1, Unit 5833 and retrofits | 1072 | 1874 | Rate Constraint in lbs/MMBtu | FALSE | L | Annual | Generation | TWh | 1.856 | 1.7145 | 2.1248 | 2.1248 | 2.1248 | 2.1248 | 2.0069
NSR Oak Creek 5-8 - NOX Rate Annual v3.1, Unit 5833 and retrofits | 1072 | 1874 | Rate Constraint in lbs/MMBtu | FALSE | L | Annual | Qualifying Generation | TWh | 1.856 | 1.7145 | 2.1248 | 2.1248 | 2.1248 | 2.1248 | 2.0069
NSR Oak Creek 5-8 - NOX Rate Annual v3.1, Unit 5833 and retrofits | 1072 | 1874 | Rate Constraint in lbs/MMBtu | FALSE | L | Annual | Rate | lb/MWh | 0.71614 | 0.71614 | 0.71614 | 0.71614 | 0.71614 | 0.71614 | 0.71614
NSR Oak Creek 5-8 - NOX Rate Annual v3.1, Unit 5833 and retrofits | 1072 | 1874 | Rate Constraint in lbs/MMBtu | FALSE | L | Annual | Constraint Shadow Price | US2011$/Ton | 0 | 0 | 0 | 0 | 0 | 0 | 0
NSR Oak Creek 5-8 - NOX Rate Annual v3.1, Unit 5834 and retrofits | 1073 | 1874 | Rate Constraint in lbs/MMBtu | FALSE | L | Annual | Seasons Included | Seasons | Winter, Summer | Winter, Summer | Winter, Summer | Winter, Summer | Winter, Summer | Winter, Summer | Winter, Summer
NSR Oak Creek 5-8 - NOX Rate Annual v3.1, Unit 5834 and retrofits | 1073 | 1874 | Rate Constraint in lbs/MMBtu | FALSE | L | Annual | Standard NOX | lb/MMBtu | 0.1 | 0.1 | 0.1 | 0.1 | 0.1 | 0.1 | 0.1
NSR Oak Creek 5-8 - NOX Rate Annual v3.1, Unit 5834 and retrofits | 1073 | 1874 | Rate Constraint in lbs/MMBtu | FALSE | L | Annual | Emissions at Affected Plants NOX | Thousand Tons | 0.65961 | 0.65961 | 0.81707 | 0.81707 | 0.81707 | 0.772 | 0.772
NSR Oak Creek 5-8 - NOX Rate Annual v3.1, Unit 5834 and retrofits | 1073 | 1874 | Rate Constraint in lbs/MMBtu | FALSE | L | Annual | Allowances Purchased NOX | Thousand Tons | 0 | 0 | 0 | 0 | 0 | 0 | 0
NSR Oak Creek 5-8 - NOX Rate Annual v3.1, Unit 5834 and retrofits | 1073 | 1874 | Rate Constraint in lbs/MMBtu | FALSE | L | Annual | Allowances Sold NOX | Thousand Tons | 0 | 0 | 0 | 0 | 0 | 0 | 0
NSR Oak Creek 5-8 - NOX Rate Annual v3.1, Unit 5834 and retrofits | 1073 | 1874 | Rate Constraint in lbs/MMBtu | FALSE | L | Annual | Allowances Banked | Thousand Tons | 0 | 0 | 0 | 0 | 0 | 0 | 0
NSR Oak Creek 5-8 - NOX Rate Annual v3.1, Unit 5834 and retrofits | 1073 | 1874 | Rate Constraint in lbs/MMBtu | FALSE | L | Annual | Allowances Withdrawn (1:1) | Thousand Tons | 0 | 0 | 0 | 0 | 0 | 0 | 0
NSR Oak Creek 5-8 - NOX Rate Annual v3.1, Unit 5834 and retrofits | 1073 | 1874 | Rate Constraint in lbs/MMBtu | FALSE | L | Annual | Allowances Withdrawn (n:1) | Thousand Tons | 0 | 0 | 0 | 0 | 0 | 0 | 0
NSR Oak Creek 5-8 - NOX Rate Annual v3.1, Unit 5834 and retrofits | 1073 | 1874 | Rate Constraint in lbs/MMBtu | FALSE | L | Annual | Net Emissions Allowance Position | Thousand Tons | 0.65961 | 0.65961 | 0.81707 | 0.81707 | 0.81707 | 0.772 | 0.772
NSR Oak Creek 5-8 - NOX Rate Annual v3.1, Unit 5834 and retrofits | 1073 | 1874 | Rate Constraint in lbs/MMBtu | FALSE | L | Annual | Fuel Consumed | TBtu | 18.8939 | 18.8461 | 23.3449 | 23.3449 | 23.3449 | 22.0573 | 22.0573
NSR Oak Creek 5-8 - NOX Rate Annual v3.1, Unit 5834 and retrofits | 1073 | 1874 | Rate Constraint in lbs/MMBtu | FALSE | L | Annual | Rate | lb/MMBtu | 0.069823 | 0.07 | 0.07 | 0.07 | 0.07 | 0.07 | 0.07
NSR Oak Creek 5-8 - NOX Rate Annual v3.1, Unit 5834 and retrofits | 1073 | 1874 | Rate Constraint in lbs/MMBtu | FALSE | L | Annual | Generation | TWh | 1.8364 | 1.8364 | 2.2747 | 2.2747 | 2.2747 | 2.1493 | 2.1493
NSR Oak Creek 5-8 - NOX Rate Annual v3.1, Unit 5834 and retrofits | 1073 | 1874 | Rate Constraint in lbs/MMBtu | FALSE | L | Annual | Qualifying Generation | TWh | 1.8364 | 1.8364 | 2.2747 | 2.2747 | 2.2747 | 2.1493 | 2.1493
NSR Oak Creek 5-8 - NOX Rate Annual v3.1, Unit 5834 and retrofits | 1073 | 1874 | Rate Constraint in lbs/MMBtu | FALSE | L | Annual | Rate | lb/MWh | 0.71838 | 0.71838 | 0.71838 | 0.71838 | 0.71838 | 0.71838 | 0.71838
NSR Oak Creek 5-8 - NOX Rate Annual v3.1, Unit 5834 and retrofits | 1073 | 1874 | Rate Constraint in lbs/MMBtu | FALSE | L | Annual | Constraint Shadow Price | US2011$/Ton | 0 | 0 | 0 | 0 | 0 | 0 | 0
NSR Oak Creek 5-8 - NOX Rate Annual v3.1, Unit 5835 and retrofits | 1074 | 1874 | Rate Constraint in lbs/MMBtu | FALSE | L | Annual | Seasons Included | Seasons | Winter, Summer | Winter, Summer | Winter, Summer | Winter, Summer | Winter, Summer | Winter, Summer | Winter, Summer
NSR Oak Creek 5-8 - NOX Rate Annual v3.1, Unit 5835 and retrofits | 1074 | 1874 | Rate Constraint in lbs/MMBtu | FALSE | L | Annual | Standard NOX | lb/MMBtu | 0.1 | 0.1 | 0.1 | 0.1 | 0.1 | 0.1 | 0.1
NSR Oak Creek 5-8 - NOX Rate Annual v3.1, Unit 5835 and retrofits | 1074 | 1874 | Rate Constraint in lbs/MMBtu | FALSE | L | Annual | Emissions at Affected Plants NOX | Thousand Tons | 0.62074 | 0.62074 | 0.65718 | 0.65718 | 0.65718 | 0.65718 | 0.65718
NSR Oak Creek 5-8 - NOX Rate Annual v3.1, Unit 5835 and retrofits | 1074 | 1874 | Rate Constraint in lbs/MMBtu | FALSE | L | Annual | Allowances Purchased NOX | Thousand Tons | 0 | 0 | 0 | 0 | 0 | 0 | 0
NSR Oak Creek 5-8 - NOX Rate Annual v3.1, Unit 5835 and retrofits | 1074 | 1874 | Rate Constraint in lbs/MMBtu | FALSE | L | Annual | Allowances Sold NOX | Thousand Tons | 0 | 0 | 0 | 0 | 0 | 0 | 0
NSR Oak Creek 5-8 - NOX Rate Annual v3.1, Unit 5835 and retrofits | 1074 | 1874 | Rate Constraint in lbs/MMBtu | FALSE | L | Annual | Allowances Banked | Thousand Tons | 0 | 0 | 0 | 0 | 0 | 0 | 0
NSR Oak Creek 5-8 - NOX Rate Annual v3.1, Unit 5835 and retrofits | 1074 | 1874 | Rate Constraint in lbs/MMBtu | FALSE | L | Annual | Allowances Withdrawn (1:1) | Thousand Tons | 0 | 0 | 0 | 0 | 0 | 0 | 0
NSR Oak Creek 5-8 - NOX Rate Annual v3.1, Unit 5835 and retrofits | 1074 | 1874 | Rate Constraint in lbs/MMBtu | FALSE | L | Annual | Allowances Withdrawn (n:1) | Thousand Tons | 0 | 0 | 0 | 0 | 0 | 0 | 0
NSR Oak Creek 5-8 - NOX Rate Annual v3.1, Unit 5835 and retrofits | 1074 | 1874 | Rate Constraint in lbs/MMBtu | FALSE | L | Annual | Net Emissions Allowance Position | Thousand Tons | 0.62074 | 0.62074 | 0.65718 | 0.65718 | 0.65718 | 0.65718 | 0.65718
NSR Oak Creek 5-8 - NOX Rate Annual v3.1, Unit 5835 and retrofits | 1074 | 1874 | Rate Constraint in lbs/MMBtu | FALSE | L | Annual | Fuel Consumed | TBtu | 17.7805 | 17.7355 | 18.7766 | 18.7766 | 18.7766 | 18.7766 | 18.7766
NSR Oak Creek 5-8 - NOX Rate Annual v3.1, Unit 5835 and retrofits | 1074 | 1874 | Rate Constraint in lbs/MMBtu | FALSE | L | Annual | Rate | lb/MMBtu | 0.069823 | 0.07 | 0.07 | 0.07 | 0.07 | 0.07 | 0.07
NSR Oak Creek 5-8 - NOX Rate Annual v3.1, Unit 5835 and retrofits | 1074 | 1874 | Rate Constraint in lbs/MMBtu | FALSE | L | Annual | Generation | TWh | 1.7681 | 1.7681 | 1.8719 | 1.8719 | 1.8719 | 1.8719 | 1.8719
NSR Oak Creek 5-8 - NOX Rate Annual v3.1, Unit 5835 and retrofits | 1074 | 1874 | Rate Constraint in lbs/MMBtu | FALSE | L | Annual | Qualifying Generation | TWh | 1.7681 | 1.7681 | 1.8719 | 1.8719 | 1.8719 | 1.8719 | 1.8719
NSR Oak Creek 5-8 - NOX Rate Annual v3.1, Unit 5835 and retrofits | 1074 | 1874 | Rate Constraint in lbs/MMBtu | FALSE | L | Annual | Rate | lb/MWh | 0.70217 | 0.70217 | 0.70217 | 0.70217 | 0.70217 | 0.70217 | 0.70217
NSR Oak Creek 5-8 - NOX Rate Annual v3.1, Unit 5835 and retrofits | 1074 | 1874 | Rate Constraint in lbs/MMBtu | FALSE | L | Annual | Constraint Shadow Price | US2011$/Ton | 0 | 0 | 0 | 0 | 0 | 0 | 0
NSR Oak Creek 5-8 - NOX Rate Annual v3.1, Unit 5836 and retrofits | 1075 | 1874 | Rate Constraint in lbs/MMBtu | FALSE | L | Annual | Seasons Included | Seasons | Winter, Summer | Winter, Summer | Winter, Summer | Winter, Summer | Winter, Summer | Winter, Summer | Winter, Summer
NSR Oak Creek 5-8 - NOX Rate Annual v3.1, Unit 5836 and retrofits | 1075 | 1874 | Rate Constraint in lbs/MMBtu | FALSE | L | Annual | Standard NOX | lb/MMBtu | 0.1 | 0.1 | 0.1 | 0.1 | 0.1 | 0.1 | 0.1
NSR Oak Creek 5-8 - NOX Rate Annual v3.1, Unit 5836 and retrofits | 1075 | 1874 | Rate Constraint in lbs/MMBtu | FALSE | L | Annual | Emissions at Affected Plants NOX | Thousand Tons | 0.61435 | 0.58225 | 0.65041 | 0.65041 | 0.65041 | 0.65041 | 0.65041
NSR Oak Creek 5-8 - NOX Rate Annual v3.1, Unit 5836 and retrofits | 1075 | 1874 | Rate Constraint in lbs/MMBtu | FALSE | L | Annual | Allowances Purchased NOX | Thousand Tons | 0 | 0 | 0 | 0 | 0 | 0 | 0
NSR Oak Creek 5-8 - NOX Rate Annual v3.1, Unit 5836 and retrofits | 1075 | 1874 | Rate Constraint in lbs/MMBtu | FALSE | L | Annual | Allowances Sold NOX | Thousand Tons | 0 | 0 | 0 | 0 | 0 | 0 | 0
NSR Oak Creek 5-8 - NOX Rate Annual v3.1, Unit 5836 and retrofits | 1075 | 1874 | Rate Constraint in lbs/MMBtu | FALSE | L | Annual | Allowances Banked | Thousand Tons | 0 | 0 | 0 | 0 | 0 | 0 | 0
NSR Oak Creek 5-8 - NOX Rate Annual v3.1, Unit 5836 and retrofits | 1075 | 1874 | Rate Constraint in lbs/MMBtu | FALSE | L | Annual | Allowances Withdrawn (1:1) | Thousand Tons | 0 | 0 | 0 | 0 | 0 | 0 | 0
NSR Oak Creek 5-8 - NOX Rate Annual v3.1, Unit 5836 and retrofits | 1075 | 1874 | Rate Constraint in lbs/MMBtu | FALSE | L | Annual | Allowances Withdrawn (n:1) | Thousand Tons | 0 | 0 | 0 | 0 | 0 | 0 | 0
NSR Oak Creek 5-8 - NOX Rate Annual v3.1, Unit 5836 and retrofits | 1075 | 1874 | Rate Constraint in lbs/MMBtu | FALSE | L | Annual | Net Emissions Allowance Position | Thousand Tons | 0.61435 | 0.58225 | 0.65041 | 0.65041 | 0.65041 | 0.65041 | 0.65041
NSR Oak Creek 5-8 - NOX Rate Annual v3.1, Unit 5836 and retrofits | 1075 | 1874 | Rate Constraint in lbs/MMBtu | FALSE | L | Annual | Fuel Consumed | TBtu | 17.5974 | 16.6356 | 18.5832 | 18.5832 | 18.5832 | 18.5832 | 18.5832
NSR Oak Creek 5-8 - NOX Rate Annual v3.1, Unit 5836 and retrofits | 1075 | 1874 | Rate Constraint in lbs/MMBtu | FALSE | L | Annual | Rate | lb/MMBtu | 0.069823 | 0.07 | 0.07 | 0.07 | 0.07 | 0.07 | 0.07
NSR Oak Creek 5-8 - NOX Rate Annual v3.1, Unit 5836 and retrofits | 1075 | 1874 | Rate Constraint in lbs/MMBtu | FALSE | L | Annual | Generation | TWh | 1.7476 | 1.6563 | 1.8502 | 1.8502 | 1.8502 | 1.8502 | 1.8502
NSR Oak Creek 5-8 - NOX Rate Annual v3.1, Unit 5836 and retrofits | 1075 | 1874 | Rate Constraint in lbs/MMBtu | FALSE | L | Annual | Qualifying Generation | TWh | 1.7476 | 1.6563 | 1.8502 | 1.8502 | 1.8502 | 1.8502 | 1.8502
NSR Oak Creek 5-8 - NOX Rate Annual v3.1, Unit 5836 and retrofits | 1075 | 1874 | Rate Constraint in lbs/MMBtu | FALSE | L | Annual | Rate | lb/MWh | 0.70309 | 0.70309 | 0.70309 | 0.70309 | 0.70309 | 0.70309 | 0.70309
NSR Oak Creek 5-8 - NOX Rate Annual v3.1, Unit 5836 and retrofits | 1075 | 1874 | Rate Constraint in lbs/MMBtu | FALSE | L | Annual | Constraint Shadow Price | US2011$/Ton | 0 | 0 | 0 | 0 | 0 | 0 | 0
NSR OH Edison - NOX Cap Annual v3.1 | 1076 | 1853 | Rate Constraint in MTons | FALSE | L | Annual | Seasons Included | Seasons | Winter, Summer | Winter, Summer | Winter, Summer | Winter, Summer | Winter, Summer | Winter, Summer | Winter, Summer
NSR OH Edison - NOX Cap Annual v3.1 | 1076 | 1853 | Rate Constraint in MTons | FALSE | L | Annual | Standard NOX | Thousand Tons | 11.86 | 11.86 | 11.86 | 11.86 | 11.86 | 11.86 | 11.86
NSR OH Edison - NOX Cap Annual v3.1 | 1076 | 1853 | Rate Constraint in MTons | FALSE | L | Annual | Emissions at Affected Plants NOX | Thousand Tons | 11.0187 | 11.2055 | 11.86 | 11.7475 | 11.86 | 10.2914 | 8.3886
NSR OH Edison - NOX Cap Annual v3.1 | 1076 | 1853 | Rate Constraint in MTons | FALSE | L | Annual | Allowances Purchased NOX | Thousand Tons | 0 | 0 | 0 | 0 | 0 | 0 | 0
NSR OH Edison - NOX Cap Annual v3.1 | 1076 | 1853 | Rate Constraint in MTons | FALSE | L | Annual | Allowances Sold NOX | Thousand Tons | 0 | 0 | 0 | 0 | 0 | 0 | 0
NSR OH Edison - NOX Cap Annual v3.1 | 1076 | 1853 | Rate Constraint in MTons | FALSE | L | Annual | Allowances Banked | Thousand Tons | 0 | 0 | 0 | 0 | 0 | 0 | 0
NSR OH Edison - NOX Cap Annual v3.1 | 1076 | 1853 | Rate Constraint in MTons | FALSE | L | Annual | Allowances Withdrawn (1:1) | Thousand Tons | 0 | 0 | 0 | 0 | 0 | 0 | 0
NSR OH Edison - NOX Cap Annual v3.1 | 1076 | 1853 | Rate Constraint in MTons | FALSE | L | Annual | Allowances Withdrawn (n:1) | Thousand Tons | 0 | 0 | 0 | 0 | 0 | 0 | 0
NSR OH Edison - NOX Cap Annual v3.1 | 1076 | 1853 | Rate Constraint in MTons | FALSE | L | Annual | Net Emissions Allowance Position | Thousand Tons | 11.0187 | 11.2055 | 11.86 | 11.7475 | 11.86 | 10.2914 | 8.3886
NSR OH Edison - NOX Cap Annual v3.1 | 1076 | 1853 | Rate Constraint in MTons | FALSE | L | Annual | Fuel Consumed | TBtu | 161.7444 | 165.1868 | 170.8415 | 169.9524 | 171.0596 | 153.2588 | 131.9966
NSR OH Edison - NOX Cap Annual v3.1 | 1076 | 1853 | Rate Constraint in MTons | FALSE | L | Annual | Rate | lb/MMBtu | 0.13625 | 0.13567 | 0.13884 | 0.13824 | 0.13867 | 0.1343 | 0.1271
NSR OH Edison - NOX Cap Annual v3.1 | 1076 | 1853 | Rate Constraint in MTons | FALSE | L | Annual | Generation | TWh | 15.4377 | 15.7868 | 16.3225 | 16.2325 | 16.3225 | 14.6301 | 12.6085
NSR OH Edison - NOX Cap Annual v3.1 | 1076 | 1853 | Rate Constraint in MTons | FALSE | L | Annual | Qualifying Generation | TWh | 15.4377 | 15.7868 | 16.3225 | 16.2325 | 16.3225 | 14.6301 | 12.6085
NSR OH Edison - NOX Cap Annual v3.1 | 1076 | 1853 | Rate Constraint in MTons | FALSE | L | Annual | Rate | lb/MWh | 1.4275 | 1.4196 | 1.4532 | 1.4474 | 1.4532 | 1.4069 | 1.3306
NSR OH Edison - NOX Cap Annual v3.1 | 1076 | 1853 | Rate Constraint in MTons | FALSE | L | Annual | Constraint Shadow Price | US2011$/Ton | 0 | 0 | 957.128 | 0 | 1742.9712 | 0 | 0
NSR OH Edison - SO2 Cap Annual v3.1 | 1077 | 1854 | Rate Constraint in MTons | FALSE | L | Annual | Seasons Included | Seasons | Winter, Summer | Winter, Summer | Winter, Summer | Winter, Summer | Winter, Summer | Winter, Summer | Winter, Summer
NSR OH Edison - SO2 Cap Annual v3.1 | 1077 | 1854 | Rate Constraint in MTons | FALSE | L | Annual | Standard SO2 | Thousand Tons | 29.9 | 29.9 | 29.9 | 29.9 | 29.9 | 29.9 | 29.9
NSR OH Edison - SO2 Cap Annual v3.1 | 1077 | 1854 | Rate Constraint in MTons | FALSE | L | Annual | Emissions at Affected Plants SO2 | Thousand Tons | 6.7066 | 8.6471 | 7.0913 | 6.5472 | 6.5756 | 6.0022 | 7.6752
NSR OH Edison - SO2 Cap Annual v3.1 | 1077 | 1854 | Rate Constraint in MTons | FALSE | L | Annual | Allowances Purchased SO2 | Thousand Tons | 0 | 0 | 0 | 0 | 0 | 0 | 0
NSR OH Edison - SO2 Cap Annual v3.1 | 1077 | 1854 | Rate Constraint in MTons | FALSE | L | Annual | Allowances Sold SO2 | Thousand Tons | 0 | 0 | 0 | 0 | 0 | 0 | 0
NSR OH Edison - SO2 Cap Annual v3.1 | 1077 | 1854 | Rate Constraint in MTons | FALSE | L | Annual | Allowances Banked | Thousand Tons | 0 | 0 | 0 | 0 | 0 | 0 | 0
NSR OH Edison - SO2 Cap Annual v3.1 | 1077 | 1854 | Rate Constraint in MTons | FALSE | L | Annual | Allowances Withdrawn (1:1) | Thousand Tons | 0 | 0 | 0 | 0 | 0 | 0 | 0
NSR OH Edison - SO2 Cap Annual v3.1 | 1077 | 1854 | Rate Constraint in MTons | FALSE | L | Annual | Allowances Withdrawn (n:1) | Thousand Tons | 0 | 0 | 0 | 0 | 0 | 0 | 0
NSR OH Edison - SO2 Cap Annual v3.1 | 1077 | 1854 | Rate Constraint in MTons | FALSE | L | Annual | Net Emissions Allowance Position | Thousand Tons | 6.7066 | 8.6471 | 7.0913 | 6.5472 | 6.5756 | 6.0022 | 7.6752
NSR OH Edison - SO2 Cap Annual v3.1 | 1077 | 1854 | Rate Constraint in MTons | FALSE | L | Annual | Fuel Consumed | TBtu | 161.7444 | 165.1868 | 170.8415 | 169.9524 | 171.0596 | 153.2588 | 131.9966
NSR OH Edison - SO2 Cap Annual v3.1 | 1077 | 1854 | Rate Constraint in MTons | FALSE | L | Annual | Rate | lb/MMBtu | 0.082929 | 0.10469 | 0.083017 | 0.077047 | 0.07688 | 0.078327 | 0.11629
NSR OH Edison - SO2 Cap Annual v3.1 | 1077 | 1854 | Rate Constraint in MTons | FALSE | L | Annual | Generation | TWh | 15.4377 | 15.7868 | 16.3225 | 16.2325 | 16.3225 | 14.6301 | 12.6085
NSR OH Edison - SO2 Cap Annual v3.1 | 1077 | 1854 | Rate Constraint in MTons | FALSE | L | Annual | Qualifying Generation | TWh | 15.4377 | 15.7868 | 16.3225 | 16.2325 | 16.3225 | 14.6301 | 12.6085
NSR OH Edison - SO2 Cap Annual v3.1 | 1077 | 1854 | Rate Constraint in MTons | FALSE | L | Annual | Rate | lb/MWh | 0.86887 | 1.0955 | 0.86891 | 0.80667 | 0.80571 | 0.82053 | 1.2175
NSR OH Edison - SO2 Cap Annual v3.1 | 1077 | 1854 | Rate Constraint in MTons | FALSE | L | Annual | Constraint Shadow Price | US2011$/Ton | 0 | 0 | 0 | 0 | 0 | 0 | 0
NSR Pleasant Prairie 1,2 - NOX Rate Annual v3.1, Unit 5831 and retrofits | 1078 | 1947 | Rate Constraint in lbs/MMBtu | FALSE | L | Annual | Seasons Included | Seasons | Winter, Summer | Winter, Summer | Winter, Summer | Winter, Summer | Winter, Summer | Winter, Summer | Winter, Summer
NSR Pleasant Prairie 1,2 - NOX Rate Annual v3.1, Unit 5831 and retrofits | 1078 | 1947 | Rate Constraint in lbs/MMBtu | FALSE | L | Annual | Standard NOX | lb/MMBtu | 0.1 | 0.1 | 0.1 | 0.1 | 0.1 | 0.1 | 0.1
NSR Pleasant Prairie 1,2 - NOX Rate Annual v3.1, Unit 5831 and retrofits | 1078 | 1947 | Rate Constraint in lbs/MMBtu | FALSE | L | Annual | Emissions at Affected Plants NOX | Thousand Tons | 1.4599 | 1.3527 | 1.5486 | 1.5486 | 1.5486 | 1.5003 | 1.4625
NSR Pleasant Prairie 1,2 - NOX Rate Annual v3.1, Unit 5831 and retrofits | 1078 | 1947 | Rate Constraint in lbs/MMBtu | FALSE | L | Annual | Allowances Purchased NOX | Thousand Tons | 0 | 0 | 0 | 0 | 0 | 0 | 0
NSR Pleasant Prairie 1,2 - NOX Rate Annual v3.1, Unit 5831 and retrofits | 1078 | 1947 | Rate Constraint in lbs/MMBtu | FALSE | L | Annual | Allowances Sold NOX | Thousand Tons | 0 | 0 | 0 | 0 | 0 | 0 | 0
NSR Pleasant Prairie 1,2 - NOX Rate Annual v3.1, Unit 5831 and retrofits | 1078 | 1947 | Rate Constraint in lbs/MMBtu | FALSE | L | Annual | Allowances Banked | Thousand Tons | 0 | 0 | 0 | 0 | 0 | 0 | 0
NSR Pleasant Prairie 1,2 - NOX Rate Annual v3.1, Unit 5831 and retrofits | 1078 | 1947 | Rate Constraint in lbs/MMBtu | FALSE | L | Annual | Allowances Withdrawn (1:1) | Thousand Tons | 0 | 0 | 0 | 0 | 0 | 0 | 0
NSR Pleasant Prairie 1,2 - NOX Rate Annual v3.1, Unit 5831 and retrofits | 1078 | 1947 | Rate Constraint in lbs/MMBtu | FALSE | L | Annual | Allowances Withdrawn (n:1) | Thousand Tons | 0 | 0 | 0 | 0 | 0 | 0 | 0
NSR Pleasant Prairie 1,2 - NOX Rate Annual v3.1, Unit 5831 and retrofits | 1078 | 1947 | Rate Constraint in lbs/MMBtu | FALSE | L | Annual | Net Emissions Allowance Position | Thousand Tons | 1.4599 | 1.3527 | 1.5486 | 1.5486 | 1.5486 | 1.5003 | 1.4625
NSR Pleasant Prairie 1,2 - NOX Rate Annual v3.1, Unit 5831 and retrofits | 1078 | 1947 | Rate Constraint in lbs/MMBtu | FALSE | L | Annual | Fuel Consumed | TBtu | 44.2189 | 40.8733 | 46.7926 | 46.7926 | 46.7926 | 45.3336 | 44.1932
NSR Pleasant Prairie 1,2 - NOX Rate Annual v3.1, Unit 5831 and retrofits | 1078 | 1947 | Rate Constraint in lbs/MMBtu | FALSE | L | Annual | Rate | lb/MMBtu | 0.066031 | 0.066189 | 0.066189 | 0.066189 | 0.066189 | 0.066189 | 0.066189
NSR Pleasant Prairie 1,2 - NOX Rate Annual v3.1, Unit 5831 and retrofits | 1078 | 1947 | Rate Constraint in lbs/MMBtu | FALSE | L | Annual | Generation | TWh | 4.0123 | 3.7176 | 4.256 | 4.256 | 4.256 | 4.1233 | 4.0196
NSR Pleasant Prairie 1,2 - NOX Rate Annual v3.1, Unit 5831 and retrofits | 1078 | 1947 | Rate Constraint in lbs/MMBtu | FALSE | L | Annual | Qualifying Generation | TWh | 4.0123 | 3.7176 | 4.256 | 4.256 | 4.256 | 4.1233 | 4.0196
NSR Pleasant Prairie 1,2 - NOX Rate Annual v3.1, Unit 5831 and retrofits | 1078 | 1947 | Rate Constraint in lbs/MMBtu | FALSE | L | Annual | Rate | lb/MWh | 0.72771 | 0.72771 | 0.72771 | 0.72771 | 0.72771 | 0.72771 | 0.72771
NSR Pleasant Prairie 1,2 - NOX Rate Annual v3.1, Unit 5831 and retrofits | 1078 | 1947 | Rate Constraint in lbs/MMBtu | FALSE | L | Annual | Constraint Shadow Price | US2011$/Ton | 0 | 0 | 0 | 0 | 0 | 0 | 0
NSR Pleasant Prairie 1,2 - NOX Rate Annual v3.1, Unit 5832 and retrofits | 1079 | 1947 | Rate Constraint in lbs/MMBtu | FALSE | L | Annual | Seasons Included | Seasons | Winter, Summer | Winter, Summer | Winter, Summer | Winter, Summer | Winter, Summer | Winter, Summer | Winter, Summer
NSR Pleasant Prairie 1,2 - NOX Rate Annual v3.1, Unit 5832 and retrofits | 1079 | 1947 | Rate Constraint in lbs/MMBtu | FALSE | L | Annual | Standard NOX | lb/MMBtu | 0.1 | 0.1 | 0.1 | 0.1 | 0.1 | 0.1 | 0.1
NSR Pleasant Prairie 1,2 - NOX Rate Annual v3.1, Unit 5832 and retrofits | 1079 | 1947 | Rate Constraint in lbs/MMBtu | FALSE | L | Annual | Emissions at Affected Plants NOX | Thousand Tons | 1.3444 | 1.3634 | 1.5608 | 1.5608 | 1.5608 | 1.4741 | 1.4056
NSR Pleasant Prairie 1,2 - NOX Rate Annual v3.1, Unit 5832 and retrofits | 1079 | 1947 | Rate Constraint in lbs/MMBtu | FALSE | L | Annual | Allowances Purchased NOX | Thousand Tons | 0 | 0 | 0 | 0 | 0 | 0 | 0
NSR Pleasant Prairie 1,2 - NOX Rate Annual v3.1, Unit 5832 and retrofits | 1079 | 1947 | Rate Constraint in lbs/MMBtu | FALSE | L | Annual | Allowances Sold NOX | Thousand Tons | 0 | 0 | 0 | 0 | 0 | 0 | 0
NSR Pleasant Prairie 1,2 - NOX Rate Annual v3.1, Unit 5832 and retrofits | 1079 | 1947 | Rate Constraint in lbs/MMBtu | FALSE | L | Annual | Allowances Banked | Thousand Tons | 0 | 0 | 0 | 0 | 0 | 0 | 0
NSR Pleasant Prairie 1,2 - NOX Rate Annual v3.1, Unit 5832 and retrofits | 1079 | 1947 | Rate Constraint in lbs/MMBtu | FALSE | L | Annual | Allowances Withdrawn (1:1) | Thousand Tons | 0 | 0 | 0 | 0 | 0 | 0 | 0
NSR Pleasant Prairie 1,2 - NOX Rate Annual v3.1, Unit 5832 and retrofits | 1079 | 1947 | Rate Constraint in lbs/MMBtu | FALSE | L | Annual | Allowances Withdrawn (n:1) | Thousand Tons | 0 | 0 | 0 | 0 | 0 | 0 | 0
NSR Pleasant Prairie 1,2 - NOX Rate Annual v3.1, Unit 5832 and retrofits | 1079 | 1947 | Rate Constraint in lbs/MMBtu | FALSE | L | Annual | Net Emissions Allowance Position | Thousand Tons | 1.3444 | 1.3634 | 1.5608 | 1.5608 | 1.5608 | 1.4741 | 1.4056
NSR Pleasant Prairie 1,2 - NOX Rate Annual v3.1, Unit 5832 and retrofits | 1079 | 1947 | Rate Constraint in lbs/MMBtu | FALSE | L | Annual | Fuel Consumed | TBtu | 40.5619 | 41.0371 | 46.9801 | 46.9801 | 46.9801 | 44.3703 | 42.3067
NSR Pleasant Prairie 1,2 - NOX Rate Annual v3.1, Unit 5832 and retrofits | 1079 | 1947 | Rate Constraint in lbs/MMBtu | FALSE | L | Annual | Rate | lb/MMBtu | 0.066288 | 0.066447 | 0.066447 | 0.066447 | 0.066447 | 0.066447 | 0.066447
NSR Pleasant Prairie 1,2 - NOX Rate Annual v3.1, Unit 5832 and retrofits | 1079 | 1947 | Rate Constraint in lbs/MMBtu | FALSE | L | Annual | Generation | TWh | 3.6658 | 3.7176 | 4.256 | 4.256 | 4.256 | 4.0196 | 3.8326
NSR Pleasant Prairie 1,2 - NOX Rate Annual v3.1, Unit 5832 and retrofits | 1079 | 1947 | Rate Constraint in lbs/MMBtu | FALSE | L | Annual | Qualifying Generation | TWh | 3.6658 | 3.7176 | 4.256 | 4.256 | 4.256 | 4.0196 | 3.8326
NSR Pleasant Prairie 1,2 - NOX Rate Annual v3.1, Unit 5832 and retrofits | 1079 | 1947 | Rate Constraint in lbs/MMBtu | FALSE | L | Annual | Rate | lb/MWh | 0.73348 | 0.73348 | 0.73348 | 0.73348 | 0.73348 | 0.73348 | 0.73348
NSR Pleasant Prairie 1,2 - NOX Rate Annual v3.1, Unit 5832 and retrofits | 1079 | 1947 | Rate Constraint in lbs/MMBtu | FALSE | L | Annual | Constraint Shadow Price | US2011$/Ton | 0 | 0 | 0 | 0 | 0 | 0 | 0
NSR PSEG Consent - NOX Cap Annual v3.1 | 1080 | 1855 | Rate Constraint in MTons | FALSE | L | Annual | Seasons Included | Seasons | Winter, Summer | Winter, Summer | Winter, Summer | Winter, Summer | Winter, Summer | Winter, Summer | Winter, Summer
NSR PSEG Consent - NOX Cap Annual v3.1 | 1080 | 1855 | Rate Constraint in MTons | FALSE | L | Annual | Standard NOX | Thousand Tons | 3.49 | 3.49 | 3.49 | 3.49 | 3.49 | 3.49 | 3.49
NSR PSEG Consent - NOX Cap Annual v3.1 | 1080 | 1855 | Rate Constraint in MTons | FALSE | L | Annual | Emissions at Affected Plants NOX | Thousand Tons | 0.23981 | 0.43957 | 0 | 0 | 0 | 0 | 0
NSR PSEG Consent - NOX Cap Annual v3.1 | 1080 | 1855 | Rate Constraint in MTons | FALSE | L | Annual | Allowances Purchased NOX | Thousand Tons | 0 | 0 | 0 | 0 | 0 | 0 | 0
NSR PSEG Consent - NOX Cap Annual v3.1 | 1080 | 1855 | Rate Constraint in MTons | FALSE | L | Annual | Allowances Sold NOX | Thousand Tons | 0 | 0 | 0 | 0 | 0 | 0 | 0
NSR PSEG Consent - NOX Cap Annual v3.1 | 1080 | 1855 | Rate Constraint in MTons | FALSE | L | Annual | Allowances Banked | Thousand Tons | 0 | 0 | 0 | 0 | 0 | 0 | 0
NSR PSEG Consent - NOX Cap Annual v3.1 | 1080 | 1855 | Rate Constraint in MTons | FALSE | L | Annual | Allowances Withdrawn (1:1) | Thousand Tons | 0 | 0 | 0 | 0 | 0 | 0 | 0
NSR PSEG Consent - NOX Cap Annual v3.1 | 1080 | 1855 | Rate Constraint in MTons | FALSE | L | Annual | Allowances Withdrawn (n:1) | Thousand Tons | 0 | 0 | 0 | 0 | 0 | 0 | 0
NSR PSEG Consent - NOX Cap Annual v3.1 | 1080 | 1855 | Rate Constraint in MTons | FALSE | L | Annual | Net Emissions Allowance Position | Thousand Tons | 0.23981 | 0.43957 | 0 | 0 | 0 | 0 | 0
NSR PSEG Consent - NOX Cap Annual v3.1 | 1080 | 1855 | Rate Constraint in MTons | FALSE | L | Annual | Fuel Consumed | TBtu | 6.3297 | 11.6023 | 0 | 0 | 0 | 0 | 0
NSR PSEG Consent - NOX Cap Annual v3.1 | 1080 | 1855 | Rate Constraint in MTons | FALSE | L | Annual | Rate | lb/MMBtu | 0.075773 | 0.075773 | 0 | 0 | 0 | 0 | 0
NSR PSEG Consent - NOX Cap Annual v3.1 | 1080 | 1855 | Rate Constraint in MTons | FALSE | L | Annual | Generation | TWh | 0.61102 | 1.12 | 0 | 0 | 0 | 0 | 0
NSR PSEG Consent - NOX Cap Annual v3.1 | 1080 | 1855 | Rate Constraint in MTons | FALSE | L | Annual | Qualifying Generation | TWh | 0.61102 | 1.12 | 0 | 0 | 0 | 0 | 0
NSR PSEG Consent - NOX Cap Annual v3.1 | 1080 | 1855 | Rate Constraint in MTons | FALSE | L | Annual | Rate | lb/MWh | 0.78494 | 0.78494 | 0 | 0 | 0 | 0 | 0
NSR PSEG Consent - NOX Cap Annual v3.1 | 1080 | 1855 | Rate Constraint in MTons | FALSE | L | Annual | Constraint Shadow Price | US2011$/Ton | 0 | 0 | 0 | 0 | 0 | 0 | 0
NSR PSEG Consent - SO2 Cap Annual v3.1 | 1081 | 1856 | Rate Constraint in MTons | FALSE | L | Annual | Seasons Included | Seasons | Winter, Summer | Winter, Summer | Winter, Summer | Winter, Summer | Winter, Summer | Winter, Summer | Winter, Summer
NSR PSEG Consent - SO2 Cap Annual v3.1 | 1081 | 1856 | Rate Constraint in MTons | FALSE | L | Annual | Standard SO2 | Thousand Tons | 5.27 | 5.27 | 5.27 | 5.27 | 5.27 | 5.27 | 5.27
NSR PSEG Consent - SO2 Cap Annual v3.1 | 1081 | 1856 | Rate Constraint in MTons | FALSE | L | Annual | Emissions at Affected Plants SO2 | Thousand Tons | 0.45724 | 0.83811 | 0 | 0 | 0 | 0 | 0
NSR PSEG Consent - SO2 Cap Annual v3.1 | 1081 | 1856 | Rate Constraint in MTons | FALSE | L | Annual | Allowances Purchased SO2 | Thousand Tons | 0 | 0 | 0 | 0 | 0 | 0 | 0
NSR PSEG Consent - SO2 Cap Annual v3.1 | 1081 | 1856 | Rate Constraint in MTons | FALSE | L | Annual | Allowances Sold SO2 | Thousand Tons | 0 | 0 | 0 | 0 | 0 | 0 | 0
NSR PSEG Consent - SO2 Cap Annual v3.1 | 1081 | 1856 | Rate Constraint in MTons | FALSE | L | Annual | Allowances Banked | Thousand Tons | 0 | 0 | 0 | 0 | 0 | 0 | 0
NSR PSEG Consent - SO2 Cap Annual v3.1 | 1081 | 1856 | Rate Constraint in MTons | FALSE | L | Annual | Allowances Withdrawn (1:1) | Thousand Tons | 0 | 0 | 0 | 0 | 0 | 0 | 0
NSR PSEG Consent - SO2 Cap Annual v3.1 | 1081 | 1856 | Rate Constraint in MTons | FALSE | L | Annual | Allowances Withdrawn (n:1) | Thousand Tons | 0 | 0 | 0 | 0 | 0 | 0 | 0
NSR PSEG Consent - SO2 Cap Annual v3.1 | 1081 | 1856 | Rate Constraint in MTons | FALSE | L | Annual | Net Emissions Allowance Position | Thousand Tons | 0.45724 | 0.83811 | 0 | 0 | 0 | 0 | 0
NSR PSEG Consent - SO2 Cap Annual v3.1 | 1081 | 1856 | Rate Constraint in MTons | FALSE | L | Annual | Fuel Consumed | TBtu | 6.3297 | 11.6023 | 0 | 0 | 0 | 0 | 0
NSR PSEG Consent - SO2 Cap Annual v3.1 | 1081 | 1856 | Rate Constraint in MTons | FALSE | L | Annual | Rate | lb/MMBtu | 0.14447 | 0.14447 | 0 | 0 | 0 | 0 | 0
NSR PSEG Consent - SO2 Cap Annual v3.1 | 1081 | 1856 | Rate Constraint in MTons | FALSE | L | Annual | Generation | TWh | 0.61102 | 1.12 | 0 | 0 | 0 | 0 | 0
NSR PSEG Consent - SO2 Cap Annual v3.1 | 1081 | 1856 | Rate Constraint in MTons | FALSE | L | Annual | Qualifying Generation | TWh | 0.61102 | 1.12 | 0 | 0 | 0 | 0 | 0
NSR PSEG Consent - SO2 Cap Annual v3.1 | 1081 | 1856 | Rate Constraint in MTons | FALSE | L | Annual | Rate | lb/MWh | 1.4966 | 1.4966 | 0 | 0 | 0 | 0 | 0
NSR PSEG Consent - SO2 Cap Annual v3.1 | 1081 | 1856 | Rate Constraint in MTons | FALSE | L | Annual | Constraint Shadow Price | US2011$/Ton | 0 | 0 | 0 | 0 | 0 | 0 | 0
NSR Rapids 7,8 - NOX Rate Annual v5.14 | 1082 | 6140 | Rate Constraint in lbs/MMBtu | FALSE | L | Annual | Seasons Included | Seasons | Winter, Summer | Winter, Summer | Winter, Summer | Winter, Summer | Winter, Summer | Winter, Summer | Winter, Summer
NSR Rapids 7,8 - NOX Rate Annual v5.14 | 1082 | 6140 | Rate Constraint in lbs/MMBtu | FALSE | L | Annual | Standard NOX | lb/MMBtu | 0.37 | 0.37 | 0.37 | 0.37 | 0.37 | 0.37 | 0.37
NSR Rapids 7,8 - NOX Rate Annual v5.14 | 1082 | 6140 | Rate Constraint in lbs/MMBtu | FALSE | L | Annual | Emissions at Affected Plants NOX | Thousand Tons | 0 | 0 | 0 | 0 | 0 | 0 | 0
NSR Rapids 7,8 - NOX Rate Annual v5.14 | 1082 | 6140 | Rate Constraint in lbs/MMBtu | FALSE | L | Annual | Allowances Purchased NOX | Thousand Tons | 0 | 0 | 0 | 0 | 0 | 0 | 0
NSR Rapids 7,8 - NOX Rate Annual v5.14 | 1082 | 6140 | Rate Constraint in lbs/MMBtu | FALSE | L | Annual | Allowances Sold NOX | Thousand Tons | 0 | 0 | 0 | 0 | 0 | 0 | 0
NSR Rapids 7,8 - NOX Rate Annual v5.14 | 1082 | 6140 | Rate Constraint in lbs/MMBtu | FALSE | L | Annual | Allowances Banked | Thousand Tons | 0 | 0 | 0 | 0 | 0 | 0 | 0
NSR Rapids 7,8 - NOX Rate Annual v5.14 | 1082 | 6140 | Rate Constraint in lbs/MMBtu | FALSE | L | Annual | Allowances Withdrawn (1:1) | Thousand Tons | 0 | 0 | 0 | 0 | 0 | 0 | 0
NSR Rapids 7,8 - NOX Rate Annual v5.14 | 1082 | 6140 | Rate Constraint in lbs/MMBtu | FALSE | L | Annual | Allowances Withdrawn (n:1) | Thousand Tons | 0 | 0 | 0 | 0 | 0 | 0 | 0
NSR Rapids 7,8 - NOX Rate Annual v5.14 | 1082 | 6140 | Rate Constraint in lbs/MMBtu | FALSE | L | Annual | Net Emissions Allowance Position | Thousand Tons | 0 | 0 | 0 | 0 | 0 | 0 | 0
NSR Rapids 7,8 - NOX Rate Annual v5.14 | 1082 | 6140 | Rate Constraint in lbs/MMBtu | FALSE | L | Annual | Fuel Consumed | TBtu | 0 | 0 | 0 | 0 | 0 | 0 | 0
NSR Rapids 7,8 - NOX Rate Annual v5.14 | 1082 | 6140 | Rate Constraint in lbs/MMBtu | FALSE | L | Annual | Rate | lb/MMBtu | 0 | 0 | 0 | 0 | 0 | 0 | 0
NSR Rapids 7,8 - NOX Rate Annual v5.14 | 1082 | 6140 | Rate Constraint in lbs/MMBtu | FALSE | L | Annual | Generation | TWh | 0 | 0 | 0 | 0 | 0 | 0 | 0
NSR Rapids 7,8 - NOX Rate Annual v5.14 | 1082 | 6140 | Rate Constraint in lbs/MMBtu | FALSE | L | Annual | Qualifying Generation | TWh | 0 | 0 | 0 | 0 | 0 | 0 | 0
NSR Rapids 7,8 - NOX Rate Annual v5.14 | 1082 | 6140 | Rate Constraint in lbs/MMBtu | FALSE | L | Annual | Rate | lb/MWh | 0 | 0 | 0 | 0 | 0 | 0 | 0
NSR Rapids 7,8 - NOX Rate Annual v5.14 | 1082 | 6140 | Rate Constraint in lbs/MMBtu | FALSE | L | Annual | Constraint Shadow Price | US2011$/Ton | 51550.6656 | 39490.9168 | 40196.1218 | 51897.0317 | 66576.7377 | 0 | 0
NSR Rapids 7,8 - SO2 Rate Annual v5.14 | 1083 | 6139 | Rate Constraint in lbs/MMBtu | FALSE | L | Annual | Seasons Included | Seasons | Winter, Summer | Winter, Summer | Winter, Summer | Winter, Summer | Winter, Summer | Winter, Summer | Winter, Summer
NSR Rapids 7,8 - SO2 Rate Annual v5.14 | 1083 | 6139 | Rate Constraint in lbs/MMBtu | FALSE | L | Annual | Standard SO2 | lb/MMBtu | 0.15 | 0.15 | 0.15 | 0.15 | 0.15 | 0.15 | 0.15
NSR Rapids 7,8 - SO2 Rate Annual v5.14 | 1083 | 6139 | Rate Constraint in lbs/MMBtu | FALSE | L | Annual | Emissions at Affected Plants SO2 | Thousand Tons | 0 | 0 | 0 | 0 | 0 | 0 | 0
NSR Rapids 7,8 - SO2 Rate Annual v5.14 | 1083 | 6139 | Rate Constraint in lbs/MMBtu | FALSE | L | Annual | Allowances Purchased SO2 | Thousand Tons | 0 | 0 | 0 | 0 | 0 | 0 | 0
NSR Rapids 7,8 - SO2 Rate Annual v5.14 | 1083 | 6139 | Rate Constraint in lbs/MMBtu | FALSE | L | Annual | Allowances Sold SO2 | Thousand Tons | 0 | 0 | 0 | 0 | 0 | 0 | 0
NSR Rapids 7,8 - SO2 Rate Annual v5.14 | 1083 | 6139 | Rate Constraint in lbs/MMBtu | FALSE | L | Annual | Allowances Banked | Thousand Tons | 0 | 0 | 0 | 0 | 0 | 0 | 0
NSR Rapids 7,8 - SO2 Rate Annual v5.14 | 1083 | 6139 | Rate Constraint in lbs/MMBtu | FALSE | L | Annual | Allowances Withdrawn (1:1) | Thousand Tons | 0 | 0 | 0 | 0 | 0 | 0 | 0
NSR Rapids 7,8 - SO2 Rate Annual v5.14 | 1083 | 6139 | Rate Constraint in lbs/MMBtu | FALSE | L | Annual | Allowances Withdrawn (n:1) | Thousand Tons | 0 | 0 | 0 | 0 | 0 | 0 | 0
NSR Rapids 7,8 - SO2 Rate Annual v5.14 | 1083 | 6139 | Rate Constraint in lbs/MMBtu | FALSE | L | Annual | Net Emissions Allowance Position | Thousand Tons | 0 | 0 | 0 | 0 | 0 | 0 | 0
NSR Rapids 7,8 - SO2 Rate Annual v5.14 | 1083 | 6139 | Rate Constraint in lbs/MMBtu | FALSE | L | Annual | Fuel Consumed | TBtu | 0 | 0 | 0 | 0 | 0 | 0 | 0
NSR Rapids 7,8 - SO2 Rate Annual v5.14 | 1083 | 6139 | Rate Constraint in lbs/MMBtu | FALSE | L | Annual | Rate | lb/MMBtu | 0 | 0 | 0 | 0 | 0 | 0 | 0
NSR Rapids 7,8 - SO2 Rate Annual v5.14 | 1083 | 6139 | Rate Constraint in lbs/MMBtu | FALSE | L | Annual | Generation | TWh | 0 | 0 | 0 | 0 | 0 | 0 | 0
NSR Rapids 7,8 - SO2 Rate Annual v5.14 | 1083 | 6139 | Rate Constraint in lbs/MMBtu | FALSE | L | Annual | Qualifying Generation | TWh | 0 | 0 | 0 | 0 | 0 | 0 | 0
NSR Rapids 7,8 - SO2 Rate Annual v5.14 | 1083 | 6139 | Rate Constraint in lbs/MMBtu | FALSE | L | Annual | Rate | lb/MWh | 0 | 0 | 0 | 0 | 0 | 0 | 0
NSR Rapids 7,8 - SO2 Rate Annual v5.14 | 1083 | 6139 | Rate Constraint in lbs/MMBtu | FALSE | L | Annual | Constraint Shadow Price | US2011$/Ton | 0 | 0 | 0 | 0 | 0 | 0 | 0
NSR Rockport 1 & 2 - SO2 Cap Annual v5.13 | 1084 | 5898 | Rate Constraint in MTons | FALSE | L | Annual | Seasons Included | Seasons | Winter, Summer | Winter, Summer | Winter, Summer | Winter, Summer | Winter, Summer | Winter, Summer | Winter, Summer
NSR Rockport 1 & 2 - SO2 Cap Annual v5.13 | 1084 | 5898 | Rate Constraint in MTons | FALSE | L | Annual | Standard SO2 | Thousand Tons | 28 | 26 | 23 | 20.4 | 11.3333 | 10 | 10
NSR Rockport 1 & 2 - SO2 Cap Annual v5.13 | 1084 | 5898 | Rate Constraint in MTons | FALSE | L | Annual | Emissions at Affected Plants SO2 | Thousand Tons | 18.229 | 19.0908 | 19.0908 | 19.0908 | 11.3333 | 10 | 10
NSR Rockport 1 & 2 - SO2 Cap Annual v5.13 | 1084 | 5898 | Rate Constraint in MTons | FALSE | L | Annual | Allowances Purchased SO2 | Thousand Tons | 0 | 0 | 0 | 0 | 0 | 0 | 0
NSR Rockport 1 & 2 - SO2 Cap Annual v5.13 | 1084 | 5898 | Rate Constraint in MTons | FALSE | L | Annual | Allowances Sold SO2 | Thousand Tons | 0 | 0 | 0 | 0 | 0 | 0 | 0
NSR Rockport 1 & 2 - SO2 Cap Annual v5.13 | 1084 | 5898 | Rate Constraint in MTons | FALSE | L | Annual | Allowances Banked | Thousand Tons | 0 | 0 | 0 | 0 | 0 | 0 | 0
NSR Rockport 1 & 2 - SO2 Cap Annual v5.13 | 1084 | 5898 | Rate Constraint in MTons | FALSE | L | Annual | Allowances Withdrawn (1:1) | Thousand Tons | 0 | 0 | 0 | 0 | 0 | 0 | 0
NSR Rockport 1 & 2 - SO2 Cap Annual v5.13 | 1084 | 5898 | Rate Constraint in MTons | FALSE | L | Annual | Allowances Withdrawn (n:1) | Thousand Tons | 0 | 0 | 0 | 0 | 0 | 0 | 0
NSR Rockport 1 & 2 - SO2 Cap Annual v5.13 | 1084 | 5898 | Rate Constraint in MTons | FALSE | L | Annual | Net Emissions Allowance Position | Thousand Tons | 18.229 | 19.0908 | 19.0908 | 19.0908 | 11.3333 | 10 | 10
NSR Rockport 1 & 2 - SO2 Cap Annual v5.13 | 1084 | 5898 | Rate Constraint in MTons | FALSE | L | Annual | Fuel Consumed | TBtu | 171.0645 | 171.0645 | 171.0645 | 171.0645 | 171.2502 | 123.5814 | 123.5814
NSR Rockport 1 & 2 - SO2 Cap Annual v5.13 | 1084 | 5898 | Rate Constraint in MTons | FALSE | L | Annual | Rate | lb/MMBtu | 0.21312 | 0.2232 | 0.2232 | 0.2232 | 0.13236 | 0.16184 | 0.16184
NSR Rockport 1 & 2 - SO2 Cap Annual v5.13 | 1084 | 5898 | Rate Constraint in MTons | FALSE | L | Annual | Generation | TWh | 18.0732 | 18.0732 | 18.0732 | 18.0732 | 17.9706 | 12.9684 | 12.9684
NSR Rockport 1 & 2 - SO2 Cap Annual v5.13 | 1084 | 5898 | Rate Constraint in MTons | FALSE | L | Annual | Qualifying Generation | TWh | 18.0732 | 18.0732 | 18.0732 | 18.0732 | 17.9706 | 12.9684 | 12.9684
NSR Rockport 1 & 2 - SO2 Cap Annual v5.13 | 1084 | 5898 | Rate Constraint in MTons | FALSE | L | Annual | Rate | lb/MWh | 2.0172 | 2.1126 | 2.1126 | 2.1126 | 1.2613 | 1.5422 | 1.5422
NSR Rockport 1 & 2 - SO2 Cap Annual v5.13 | 1084 | 5898 | Rate Constraint in MTons | FALSE | L | Annual | Constraint Shadow Price | US2011$/Ton | 0 | 0 | 0 | 0 | 11574.0976 | 12326.8528 | 11959.5724
NSR Santee Cooper - NOX Cap Annual v3.1 | 1085 | 1857 | Rate Constraint in MTons | FALSE | L | Annual | Seasons Included | Seasons | Winter, Summer | Winter, Summer | Winter, Summer | Winter, Summer | Winter, Summer | Winter, Summer | Winter, Summer
NSR Santee Cooper - NOX Cap Annual v3.1 | 1085 | 1857 | Rate Constraint in MTons | FALSE | L | Annual | Standard NOX | Thousand Tons | 20 | 20 | 20 | 20 | 20 | 20 | 20
NSR Santee Cooper - NOX Cap Annual v3.1 | 1085 | 1857 | Rate Constraint in MTons | FALSE | L | Annual | Emissions at Affected Plants NOX | Thousand Tons | 4.0232 | 5.6594 | 5.2292 | 4.6085 | 5.4069 | 3.2727 | 3.0933
NSR Santee Cooper - NOX Cap Annual v3.1 | 1085 | 1857 | Rate Constraint in MTons | FALSE | L | Annual | Allowances Purchased NOX | Thousand Tons | 0 | 0 | 0 | 0 | 0 | 0 | 0
NSR Santee Cooper - NOX Cap Annual v3.1 | 1085 | 1857 | Rate Constraint in MTons | FALSE | L | Annual | Allowances Sold NOX | Thousand Tons | 0 | 0 | 0 | 0 | 0 | 0 | 0
NSR Santee Cooper - NOX Cap Annual v3.1 | 1085 | 1857 | Rate Constraint in MTons | FALSE | L | Annual | Allowances Banked | Thousand Tons | 0 | 0 | 0 | 0 | 0 | 0 | 0
NSR Santee Cooper - NOX Cap Annual v3.1 | 1085 | 1857 | Rate Constraint in MTons | FALSE | L | Annual | Allowances Withdrawn (1:1) | Thousand Tons | 0 | 0 | 0 | 0 | 0 | 0 | 0
NSR Santee Cooper - NOX Cap Annual v3.1 | 1085 | 1857 | Rate Constraint in MTons | FALSE | L | Annual | Allowances Withdrawn (n:1) | Thousand Tons | 0 | 0 | 0 | 0 | 0 | 0 | 0
NSR Santee Cooper - NOX Cap Annual v3.1 | 1085 | 1857 | Rate Constraint in MTons | FALSE | L | Annual | Net Emissions Allowance Position | Thousand Tons | 4.0232 | 5.6594 | 5.2292 | 4.6085 | 5.4069 | 3.2727 | 3.0933
NSR Santee Cooper - NOX Cap Annual v3.1 | 1085 | 1857 | Rate Constraint in MTons | FALSE | L | Annual | Fuel Consumed | TBtu | 107.023 | 145.7274 | 139.4052 | 123.0407 | 145.0639 | 92.3263 | 87.9711
NSR Santee Cooper - NOX Cap Annual v3.1 | 1085 | 1857 | Rate Constraint in MTons | FALSE | L | Annual | Rate | lb/MMBtu | 0.075184 | 0.077671 | 0.075022 | 0.074911 | 0.074545 | 0.070893 | 0.070326
NSR Santee Cooper - NOX Cap Annual v3.1 | 1085 | 1857 | Rate Constraint in MTons | FALSE | L | Annual | Generation | TWh | 10.771 | 14.5939 | 14.0223 | 12.374 | 14.6065 | 9.3696 | 8.9372
NSR Santee Cooper - NOX Cap Annual v3.1 | 1085 | 1857 | Rate Constraint in MTons | FALSE | L | Annual | Qualifying Generation | TWh | 10.771 | 14.5939 | 14.0223 | 12.374 | 14.6065 | 9.3696 | 8.9372
NSR Santee Cooper - NOX Cap Annual v3.1 | 1085 | 1857 | Rate Constraint in MTons | FALSE | L | Annual | Rate | lb/MWh | 0.74705 | 0.77558 | 0.74585 | 0.74487 | 0.74034 | 0.69857 | 0.69223
NSR Santee Cooper - NOX Cap Annual v3.1 | 1085 | 1857 | Rate Constraint in MTons | FALSE | L | Annual | Constraint Shadow Price | US2011$/Ton | 0 | 0 | 0 | 0 | 0 | 0 | 0
NSR Santee Cooper - NOX Rate Annual v3.1 | 1086 | 1858 | Rate Constraint in lbs/MMBtu | FALSE | L | Annual | Seasons Included | Seasons | Winter, Summer | Winter, Summer | Winter, Summer | Winter, Summer | Winter, Summer | Winter, Summer | Winter, Summer
NSR Santee Cooper - NOX Rate Annual v3.1 | 1086 | 1858 | Rate Constraint in lbs/MMBtu | FALSE | L | Annual | Standard NOX | lb/MMBtu | 0.15 | 0.15 | 0.15 | 0.15 | 0.15 | 0.15 | 0.15
NSR Santee Cooper - NOX Rate Annual v3.1 | 1086 | 1858 | Rate Constraint in lbs/MMBtu | FALSE | L | Annual | Emissions at Affected Plants NOX | Thousand Tons | 4.0232 | 5.6594 | 5.2292 | 4.6085 | 5.4069 | 3.2727 | 3.0933
NSR Santee Cooper - NOX Rate Annual v3.1 | 1086 | 1858 | Rate Constraint in lbs/MMBtu | FALSE | L | Annual | Allowances Purchased NOX | Thousand Tons | 0 | 0 | 0 | 0 | 0 | 0 | 0
NSR Santee Cooper - NOX Rate Annual v3.1 | 1086 | 1858 | Rate Constraint in lbs/MMBtu | FALSE | L | Annual | Allowances Sold NOX | Thousand Tons | 0 | 0 | 0 | 0 | 0 | 0 | 0
NSR Santee Cooper - NOX Rate Annual v3.1 | 1086 | 1858 | Rate Constraint in lbs/MMBtu | FALSE | L | Annual | Allowances Banked | Thousand Tons | 0 | 0 | 0 | 0 | 0 | 0 | 0
NSR Santee Cooper - NOX Rate Annual v3.1 | 1086 | 1858 | Rate Constraint in lbs/MMBtu | FALSE | L | Annual | Allowances Withdrawn (1:1) | Thousand Tons | 0 | 0 | 0 | 0 | 0 | 0 | 0
NSR Santee Cooper - NOX Rate Annual v3.1 | 1086 | 1858 | Rate Constraint in lbs/MMBtu | FALSE | L | Annual | Allowances Withdrawn (n:1) | Thousand Tons | 0 | 0 | 0 | 0 | 0 | 0 | 0
NSR Santee Cooper - NOX Rate Annual v3.1 | 1086 | 1858 | Rate Constraint in lbs/MMBtu | FALSE | L | Annual | Net Emissions Allowance Position | Thousand Tons | 4.0232 | 5.6594 | 5.2292 | 4.6085 | 5.4069 | 3.2727 | 3.0933
NSR Santee Cooper - NOX Rate Annual v3.1 | 1086 | 1858 | Rate Constraint in lbs/MMBtu | FALSE | L | Annual | Fuel Consumed | TBtu | 107.023 | 145.7274 | 139.4052 | 123.0407 | 145.0639 | 92.3263 | 87.9711
NSR Santee Cooper - NOX Rate Annual v3.1 | 1086 | 1858 | Rate Constraint in lbs/MMBtu | FALSE | L | Annual | Rate | lb/MMBtu | 0.075184 | 0.077671 | 0.075022 | 0.074911 | 0.074545 | 0.070893 | 0.070326
NSR Santee Cooper - NOX Rate Annual v3.1 | 1086 | 1858 | Rate Constraint in lbs/MMBtu | FALSE | L | Annual | Generation | TWh | 10.771 | 14.5939 | 14.0223 | 12.374 | 14.6065 | 9.3696 | 8.9372
NSR Santee Cooper - NOX Rate Annual v3.1 | 1086 | 1858 | Rate Constraint in lbs/MMBtu | FALSE | L | Annual | Qualifying Generation | TWh | 10.771 | 14.5939 | 14.0223 | 12.374 | 14.6065 | 9.3696 | 8.9372
NSR Santee Cooper - NOX Rate Annual v3.1 | 1086 | 1858 | Rate Constraint in lbs/MMBtu | FALSE | L | Annual | Rate | lb/MWh | 0.74705 | 0.77558 | 0.74585 | 0.74487 | 0.74034 | 0.69857 | 0.69223
NSR Santee Cooper - NOX Rate Annual v3.1 | 1086 | 1858 | Rate Constraint in lbs/MMBtu | FALSE | L | Annual | Constraint Shadow Price | US2011$/Ton | 0 | 0 | 0 | 0 | 0 | 0 | 0
NSR Santee Cooper - SO2 Cap Annual v3.1 | 1087 | 1859 | Rate Constraint in MTons | FALSE | L | Annual | Seasons Included | Seasons | Winter, Summer | Winter, Summer | Winter, Summer | Winter, Summer | Winter, Summer | Winter, Summer | Winter, Summer
NSR Santee Cooper - SO2 Cap Annual v3.1 | 1087 | 1859 | Rate Constraint in MTons | FALSE | L | Annual | Standard SO2 | Thousand Tons | 65 | 65 | 65 | 65 | 65 | 65 | 65
NSR Santee Cooper - SO2 Cap Annual v3.1 | 1087 | 1859 | Rate Constraint in MTons | FALSE | L | Annual | Emissions at Affected Plants SO2 | Thousand Tons | 7.8021 | 13.2843 | 13.5099 | 11.5812 | 13.8838 | 7.9848 | 7.4387
NSR Santee Cooper - SO2 Cap Annual v3.1 | 1087 | 1859 | Rate Constraint in MTons | FALSE | L | Annual | Allowances Purchased SO2 | Thousand Tons | 0 | 0 | 0 | 0 | 0 | 0 | 0
NSR Santee Cooper - SO2 Cap Annual v3.1 | 1087 | 1859 | Rate Constraint in MTons | FALSE | L | Annual | Allowances Sold SO2 | Thousand Tons | 0 | 0 | 0 | 0 | 0 | 0 | 0
NSR Santee Cooper - SO2 Cap Annual v3.1 | 1087 | 1859 | Rate Constraint in MTons | FALSE | L | Annual | Allowances Banked | Thousand Tons | 0 | 0 | 0 | 0 | 0 | 0 | 0
NSR Santee Cooper - SO2 Cap Annual v3.1 | 1087 | 1859 | Rate Constraint in MTons | FALSE | L | Annual | Allowances Withdrawn (1:1) | Thousand Tons | 0 | 0 | 0 | 0 | 0 | 0 | 0
NSR Santee Cooper - SO2 Cap Annual v3.1 | 1087 | 1859 | Rate Constraint in MTons | FALSE | L | Annual | Allowances Withdrawn (n:1) | Thousand Tons | 0 | 0 | 0 | 0 | 0 | 0 | 0
NSR Santee Cooper - SO2 Cap Annual v3.1 | 1087 | 1859 | Rate Constraint in MTons | FALSE | L | Annual | Net Emissions Allowance Position | Thousand Tons | 7.8021 | 13.2843 | 13.5099 | 11.5812 | 13.8838 | 7.9848 | 7.4387
NSR Santee Cooper - SO2 Cap Annual v3.1 | 1087 | 1859 | Rate Constraint in MTons | FALSE | L | Annual | Fuel Consumed | TBtu | 107.023 | 145.7274 | 139.4052 | 123.0407 | 145.0639 | 92.3263 | 87.9711
NSR Santee Cooper - SO2 Cap Annual v3.1 | 1087 | 1859 | Rate Constraint in MTons | FALSE | L | Annual | Rate | lb/MMBtu | 0.1458 | 0.18232 | 0.19382 | 0.18825 | 0.19142 | 0.17297 | 0.16912
NSR Santee Cooper - SO2 Cap Annual v3.1 | 1087 | 1859 | Rate Constraint in MTons | FALSE | L | Annual | Generation | TWh | 10.771 | 14.5939 | 14.0223 | 12.374 | 14.6065 | 9.3696 | 8.9372
NSR Santee Cooper - SO2 Cap Annual v3.1 | 1087 | 1859 | Rate Constraint in MTons | FALSE | L | Annual | Qualifying Generation | TWh | 10.771 | 14.5939 | 14.0223 | 12.374 | 14.6065 | 9.3696 | 8.9372
NSR Santee Cooper - SO2 Cap Annual v3.1 | 1087 | 1859 | Rate Constraint in MTons | FALSE | L | Annual | Rate | lb/MWh | 1.4487 | 1.8205 | 1.9269 | 1.8719 | 1.901 | 1.7044 | 1.6647
NSR Santee Cooper - SO2 Cap Annual v3.1 | 1087 | 1859 | Rate Constraint in MTons | FALSE | L | Annual | Constraint Shadow Price | US2011$/Ton | 0 | 0 | 0 | 0 | 0 | 0 | 0
NSR Santee Cooper - SO2 Rate Annual v3.1 | 1088 | 1860 | Rate Constraint in lbs/MMBtu | FALSE | L | Annual | Seasons Included | Seasons | Winter, Summer | Winter, Summer | Winter, Summer | Winter, Summer | Winter, Summer | Winter, Summer | Winter, Summer
NSR Santee Cooper - SO2 Rate Annual v3.1 | 1088 | 1860 | Rate Constraint in lbs/MMBtu | FALSE | L | Annual | Standard SO2 | lb/MMBtu | 0.5 | 0.5 | 0.5 | 0.5 | 0.5 | 0.5 | 0.5
NSR Santee Cooper - SO2 Rate Annual v3.1 | 1088 | 1860 | Rate Constraint in lbs/MMBtu | FALSE | L | Annual | Emissions at Affected Plants SO2 | Thousand Tons | 7.8021 | 13.2843 | 13.5099 | 11.5812 | 13.8838 | 7.9848 | 7.4387
NSR Santee Cooper - SO2 Rate Annual v3.1 | 1088 | 1860 | Rate Constraint in lbs/MMBtu | FALSE | L | Annual | Allowances Purchased SO2 | Thousand Tons | 0 | 0 | 0 | 0 | 0 | 0 | 0
NSR Santee Cooper - SO2 Rate Annual v3.1 | 1088 | 1860 | Rate Constraint in lbs/MMBtu | FALSE | L | Annual | Allowances Sold SO2 | Thousand Tons | 0 | 0 | 0 | 0 | 0 | 0 | 0
NSR Santee Cooper - SO2 Rate Annual v3.1 | 1088 | 1860 | Rate Constraint in lbs/MMBtu | FALSE | L | Annual | Allowances Banked | Thousand Tons | 0 | 0 | 0 | 0 | 0 | 0 | 0
NSR Santee Cooper - SO2 Rate Annual v3.1 | 1088 | 1860 | Rate Constraint in lbs/MMBtu | FALSE | L | Annual | Allowances Withdrawn (1:1) | Thousand Tons | 0 | 0 | 0 | 0 | 0 | 0 | 0
NSR Santee Cooper - SO2 Rate Annual v3.1 | 1088 | 1860 | Rate Constraint in lbs/MMBtu | FALSE | L | Annual | Allowances Withdrawn (n:1) | Thousand Tons | 0 | 0 | 0 | 0 | 0 | 0 | 0
NSR Santee Cooper - SO2 Rate Annual v3.1 | 1088 | 1860 | Rate Constraint in lbs/MMBtu | FALSE | L | Annual | Net Emissions Allowance Position | Thousand Tons | 7.8021 | 13.2843 | 13.5099 | 11.5812 | 13.8838 | 7.9848 | 7.4387
NSR Santee Cooper - SO2 Rate Annual v3.1 | 1088 | 1860 | Rate Constraint in lbs/MMBtu | FALSE | L | Annual | Fuel Consumed | TBtu | 107.023 | 145.7274 | 139.4052 | 123.0407 | 145.0639 | 92.3263 | 87.9711
NSR Santee Cooper - SO2 Rate Annual v3.1 | 1088 | 1860 | Rate Constraint in lbs/MMBtu | FALSE | L | Annual | Rate | lb/MMBtu | 0.1458 | 0.18232 | 0.19382 | 0.18825 | 0.19142 | 0.17297 | 0.16912
NSR Santee Cooper - SO2 Rate Annual v3.1 | 1088 | 1860 | Rate Constraint in lbs/MMBtu | FALSE | L | Annual | Generation | TWh | 10.771 | 14.5939 | 14.0223 | 12.374 | 14.6065 | 9.3696 | 8.9372
NSR Santee Cooper - SO2 Rate Annual v3.1 | 1088 | 1860 | Rate Constraint in lbs/MMBtu | FALSE | L | Annual | Qualifying Generation | TWh | 10.771 | 14.5939 | 14.0223 | 12.374 | 14.6065 | 9.3696 | 8.9372
NSR Santee Cooper - SO2 Rate Annual v3.1 | 1088 | 1860 | Rate Constraint in lbs/MMBtu | FALSE | L | Annual | Rate | lb/MWh | 1.4487 | 1.8205 | 1.9269 | 1.8719 | 1.901 | 1.7044 | 1.6647
NSR Santee Cooper - SO2 Rate Annual v3.1 | 1088 | 1860 | Rate Constraint in lbs/MMBtu | FALSE | L | Annual | Constraint Shadow Price | US2011$/Ton | 0 | 0 | 0 | 0 | 0 | 0 | 0
NSR Schahfer 14 - NOX Rate Annual v4.11, Unit 4193 and retrofits | 1089 | 2304 | Rate Constraint in lbs/MMBtu | FALSE | L | Annual | Seasons Included | Seasons | Winter, Summer | Winter, Summer | Winter, Summer | Winter, Summer | Winter, Summer | Winter, Summer | Winter, Summer
NSR Schahfer 14 - NOX Rate Annual v4.11, Unit 4193 and retrofits | 1089 | 2304 | Rate Constraint in lbs/MMBtu | FALSE | L | Annual | Standard NOX | lb/MMBtu | 0.1 | 0.1 | 0.1 | 0.1 | 0.1 | 0.1 | 0.1
NSR Schahfer 14 - NOX Rate Annual v4.11, Unit 4193 and retrofits | 1089 | 2304 | Rate Constraint in lbs/MMBtu | FALSE | L | Annual | Emissions at Affected Plants NOX | Thousand Tons | 1.0223 | 0.52023 | 1.197 | 1.0558 | 1.197 | 1.197 | 1.197
NSR Schahfer 14 - NOX Rate Annual v4.11, Unit 4193 and retrofits | 1089 | 2304 | Rate Constraint in lbs/MMBtu | FALSE | L | Annual | Allowances Purchased NOX | Thousand Tons | 0 | 0 | 0 | 0 | 0 | 0 | 0
NSR Schahfer 14 - NOX Rate Annual v4.11, Unit 4193 and retrofits | 1089 | 2304 | Rate Constraint in lbs/MMBtu | FALSE | L | Annual | Allowances Sold NOX | Thousand Tons | 0 | 0 | 0 | 0 | 0 | 0 | 0
NSR Schahfer 14 - NOX Rate Annual v4.11, Unit 4193 and retrofits | 1089 | 2304 | Rate Constraint in lbs/MMBtu | FALSE | L | Annual | Allowances Banked | Thousand Tons | 0 | 0 | 0 | 0 | 0 | 0 | 0
NSR Schahfer 14 - NOX Rate Annual v4.11, Unit 4193 and retrofits | 1089 | 2304 | Rate Constraint in lbs/MMBtu | FALSE | L | Annual | Allowances Withdrawn (1:1) | Thousand Tons | 0 | 0 | 0 | 0 | 0 | 0 | 0
NSR Schahfer 14 - NOX Rate Annual v4.11, Unit 4193 and retrofits | 1089 | 2304 | Rate Constraint in lbs/MMBtu | FALSE | L | Annual | Allowances Withdrawn (n:1) | Thousand Tons | 0 | 0 | 0 | 0 | 0 | 0 | 0
NSR Schahfer 14 - NOX Rate Annual v4.11, Unit 4193 and retrofits | 1089 | 2304 | Rate Constraint in lbs/MMBtu | FALSE | L | Annual | Net Emissions Allowance Position | Thousand Tons | 1.0223 | 0.52023 | 1.197 | 1.0558 | 1.197 | 1.197 | 1.197
NSR Schahfer 14 - NOX Rate Annual v4.11, Unit 4193 and retrofits | 1089 | 2304 | Rate Constraint in lbs/MMBtu | FALSE | L | Annual | Fuel Consumed | TBtu | 20.6788 | 10.523 | 24.2118 | 21.356 | 24.2118 | 24.2118 | 24.2118
NSR Schahfer 14 - NOX Rate Annual v4.11, Unit 4193 and retrofits | 1089 | 2304 | Rate Constraint in lbs/MMBtu | FALSE | L | Annual | Rate | lb/MMBtu | 0.098873 | 0.098873 | 0.098873 | 0.098873 | 0.098873 | 0.098873 | 0.098873
NSR Schahfer 14 - NOX Rate Annual v4.11, Unit 4193 and retrofits | 1089 | 2304 | Rate Constraint in lbs/MMBtu | FALSE | L | Annual | Generation | TWh | 1.9058 | 0.96984 | 2.2315 | 1.9683 | 2.2315 | 2.2315 | 2.2315
NSR Schahfer 14 - NOX Rate Annual v4.11, Unit 4193 and retrofits | 1089 | 2304 | Rate Constraint in lbs/MMBtu | FALSE | L | Annual | Qualifying Generation | TWh | 1.9058 | 0.96984 | 2.2315 | 1.9683 | 2.2315 | 2.2315 | 2.2315
NSR Schahfer 14 - NOX Rate Annual v4.11, Unit 4193 and retrofits | 1089 | 2304 | Rate Constraint in lbs/MMBtu | FALSE | L | Annual | Rate | lb/MWh | 1.0728 | 1.0728 | 1.0728 | 1.0728 | 1.0728 | 1.0728 | 1.0728
NSR Schahfer 14 - NOX Rate Annual v4.11, Unit 4193 and retrofits | 1089 | 2304 | Rate Constraint in lbs/MMBtu | FALSE | L | Annual | Constraint Shadow Price | US2011$/Ton | 0 | 0 | 0 | 0 | 0 | 0 | 0
NSR Schahfer 14 - SO2 Rate Annual v4.11, Unit 4193 and retrofits | 1090 | 2298 | Rate Constraint in lbs/MMBtu | FALSE | L | Annual | Seasons Included | Seasons | Winter, Summer | Winter, Summer | Winter, Summer | Winter, Summer | Winter, Summer | Winter, Summer | Winter, Summer
NSR Schahfer 14 - SO2 Rate Annual v4.11, Unit 4193 and retrofits | 1090 | 2298 | Rate Constraint in lbs/MMBtu | FALSE | L | Annual | Standard SO2 | lb/MMBtu | 0.08 | 0.08 | 0.08 | 0.08 | 0.08 | 0.08 | 0.08
NSR Schahfer 14 - SO2 Rate Annual v4.11, Unit 4193 and retrofits | 1090 | 2298 | Rate Constraint in lbs/MMBtu | FALSE | L | Annual | Emissions at Affected Plants SO2 | Thousand Tons | 0.61337 | 0.31214 | 0.71817 | 0.63346 | 0.71817 | 0.71817 | 0.71817
NSR Schahfer 14 - SO2 Rate Annual v4.11, Unit 4193 and retrofits | 1090 | 2298 | Rate Constraint in lbs/MMBtu | FALSE | L | Annual | Allowances Purchased SO2 | Thousand Tons | 0 | 0 | 0 | 0 | 0 | 0 | 0
NSR Schahfer 14 - SO2 Rate Annual v4.11, Unit 4193 and retrofits | 1090 | 2298 | Rate Constraint in lbs/MMBtu | FALSE | L | Annual | Allowances Sold SO2 | Thousand Tons | 0 | 0 | 0 | 0 | 0 | 0 | 0
NSR Schahfer 14 - SO2 Rate Annual v4.11, Unit 4193 and retrofits | 1090 | 2298 | Rate Constraint in lbs/MMBtu | FALSE | L | Annual | Allowances Banked | Thousand Tons | 0 | 0 | 0 | 0 | 0 | 0 | 0
NSR Schahfer 14 - SO2 Rate Annual v4.11, Unit 4193 and retrofits | 1090 | 2298 | Rate Constraint in lbs/MMBtu | FALSE | L | Annual | Allowances Withdrawn (1:1) | Thousand Tons | 0 | 0 | 0 | 0 | 0 | 0 | 0
NSR Schahfer 14 - SO2 Rate Annual v4.11, Unit 4193 and retrofits | 1090 | 2298 | Rate Constraint in lbs/MMBtu | FALSE | L | Annual | Allowances Withdrawn (n:1) | Thousand Tons | 0 | 0 | 0 | 0 | 0 | 0 | 0
NSR Schahfer 14 - SO2 Rate Annual v4.11, Unit 4193 and retrofits | 1090 | 2298 | Rate Constraint in lbs/MMBtu | FALSE | L | Annual | Net Emissions Allowance Position | Thousand Tons | 0.61337 | 0.31214 | 0.71817 | 0.63346 | 0.71817 | 0.71817 | 0.71817
NSR Schahfer 14 - SO2 Rate Annual v4.11, Unit 4193 and retrofits | 1090 | 2298 | Rate Constraint in lbs/MMBtu | FALSE | L | Annual | Fuel Consumed | TBtu | 20.6788 | 10.523 | 24.2118 | 21.356 | 24.2118 | 24.2118 | 24.2118
NSR Schahfer 14 - SO2 Rate Annual v4.11, Unit 4193 and retrofits | 1090 | 2298 | Rate Constraint in lbs/MMBtu | FALSE | L | Annual | Rate | lb/MMBtu | 0.059324 | 0.059324 | 0.059324 | 0.059324 | 0.059324 | 0.059324 | 0.059324
NSR Schahfer 14 - SO2 Rate Annual v4.11, Unit 4193 and retrofits | 1090 | 2298 | Rate Constraint in lbs/MMBtu | FALSE | L | Annual | Generation | TWh | 1.9058 | 0.96984 | 2.2315 | 1.9683 | 2.2315 | 2.2315 | 2.2315
NSR Schahfer 14 - SO2 Rate Annual v4.11, Unit 4193 and retrofits | 1090 | 2298 | Rate Constraint in lbs/MMBtu | FALSE | L | Annual | Qualifying Generation | TWh | 1.9058 | 0.96984 | 2.2315 | 1.9683 | 2.2315 | 2.2315 | 2.2315
NSR Schahfer 14 - SO2 Rate Annual v4.11, Unit 4193 and retrofits | 1090 | 2298 | Rate Constraint in lbs/MMBtu | FALSE | L | Annual | Rate | lb/MWh | 0.64368 | 0.64368 | 0.64368 | 0.64368 | 0.64368 | 0.64368 | 0.64368
NSR Schahfer 14 - SO2 Rate Annual v4.11, Unit 4193 and retrofits | 1090 | 2298 | Rate Constraint in lbs/MMBtu | FALSE | L | Annual | Constraint Shadow Price | US2011$/Ton | 0 | 0 | 0 | 0 | 0 | 0 | 0
NSR Schahfer 15 - NOX Rate Annual v4.11, Unit 5860 and retrofits | 1091 | 2305 | Rate Constraint in lbs/MMBtu | FALSE | L | Annual | Seasons Included | Seasons | Winter, Summer | Winter, Summer | Winter, Summer | Winter, Summer | Winter, Summer | Winter, Summer | Winter, Summer
NSR Schahfer 15 - NOX Rate Annual v4.11, Unit 5860 and retrofits | 1091 | 2305 | Rate Constraint in lbs/MMBtu | FALSE | L | Annual | Standard NOX | lb/MMBtu | 0.08 | 0.08 | 0.08 | 0.08 | 0.08 | 0.08 | 0.08
NSR Schahfer 15 - NOX Rate Annual v4.11, Unit 5860 and retrofits | 1091 | 2305 | Rate Constraint in lbs/MMBtu | FALSE | L | Annual | Emissions at Affected Plants NOX | Thousand Tons | 0 | 0 | 0 | 0 | 0 | 0 | 0
NSR Schahfer 15 - NOX Rate Annual v4.11, Unit 5860 and retrofits | 1091 | 2305 | Rate Constraint in lbs/MMBtu | FALSE | L | Annual | Allowances Purchased NOX | Thousand Tons | 0 | 0 | 0 | 0 | 0 | 0 | 0
NSR Schahfer 15 - NOX Rate Annual v4.11, Unit 5860 and retrofits | 1091 | 2305 | Rate Constraint in lbs/MMBtu | FALSE | L | Annual | Allowances Sold NOX | Thousand Tons | 0 | 0 | 0 | 0 | 0 | 0 | 0
NSR Schahfer 15 - NOX Rate Annual v4.11, Unit 5860 and retrofits | 1091 | 2305 | Rate Constraint in lbs/MMBtu | FALSE | L | Annual | Allowances Banked | Thousand Tons | 0 | 0 | 0 | 0 | 0 | 0 | 0
NSR Schahfer 15 - NOX Rate Annual v4.11, Unit 5860 and retrofits | 1091 | 2305 | Rate Constraint in lbs/MMBtu | FALSE | L | Annual | Allowances Withdrawn (1:1) | Thousand Tons | 0 | 0 | 0 | 0 | 0 | 0 | 0
NSR Schahfer 15 - NOX Rate Annual v4.11, Unit 5860 and retrofits | 1091 | 2305 | Rate Constraint in lbs/MMBtu | FALSE | L | Annual | Allowances Withdrawn (n:1) | Thousand Tons | 0 | 0 | 0 | 0 | 0 | 0 | 0
NSR Schahfer 15 - NOX Rate Annual v4.11, Unit 5860 and retrofits | 1091 | 2305 | Rate Constraint in lbs/MMBtu | FALSE | L | Annual | Net Emissions Allowance Position | Thousand Tons | 0 | 0 | 0 | 0 | 0 | 0 | 0
NSR Schahfer 15 - NOX Rate Annual v4.11, Unit 5860 and retrofits | 1091 | 2305 | Rate Constraint in lbs/MMBtu | FALSE | L | Annual | Fuel Consumed | TBtu | 0 | 0 | 0 | 0 | 0 | 0 | 0
NSR Schahfer 15 - NOX Rate Annual v4.11, Unit 5860 and retrofits | 1091 | 2305 | Rate Constraint in lbs/MMBtu | FALSE | L | Annual | Rate | lb/MMBtu | 0 | 0 | 0 | 0 | 0 | 0 | 0
NSR Schahfer 15 - NOX Rate Annual v4.11, Unit 5860 and retrofits | 1091 | 2305 | Rate Constraint in lbs/MMBtu | FALSE | L | Annual | Generation | TWh | 0 | 0 | 0 | 0 | 0 | 0 | 0
NSR Schahfer 15 - NOX Rate Annual v4.11, Unit 5860 and retrofits | 1091 | 2305 | Rate Constraint in lbs/MMBtu | FALSE | L | Annual | Qualifying Generation | TWh | 0 | 0 | 0 | 0 | 0 | 0 | 0
NSR Schahfer 15 - NOX Rate Annual v4.11, Unit 5860 and retrofits | 1091 | 2305 | Rate Constraint in lbs/MMBtu | FALSE | L | Annual | Rate | lb/MWh | 0 | 0 | 0 | 0 | 0 | 0 | 0
NSR Schahfer 15 - NOX Rate Annual v4.11, Unit 5860 and retrofits | 1091 | 2305 | Rate Constraint in lbs/MMBtu | FALSE | L | Annual | Constraint Shadow Price | US2011$/Ton | 10904.2121 | 9940.5024 | 2740.1007 | 7673.1275 | 1089.8179 | 10744.4069 | 12353.9807
NSR Schahfer 15 - SO2 Rate Annual v4.11, Unit 5860 and retrofits | 1092 | 2299 | Rate Constraint in lbs/MMBtu | FALSE | L | Annual | Seasons Included | Seasons | Winter, Summer | Winter, Summer | Winter, Summer | Winter, Summer | Winter, Summer | Winter, Summer | Winter, Summer
NSR Schahfer 15 - SO2 Rate Annual v4.11, Unit 5860 and retrofits | 1092 | 2299 | Rate Constraint in lbs/MMBtu | FALSE | L | Annual | Standard SO2 | lb/MMBtu | 0.08 | 0.08 | 0.08 | 0.08 | 0.08 | 0.08 | 0.08
NSR Schahfer 15 - SO2 Rate Annual v4.11, Unit 5860 and retrofits | 1092 | 2299 | Rate Constraint in lbs/MMBtu | FALSE | L | Annual | Emissions at Affected Plants SO2 | Thousand Tons | 0 | 0 | 0 | 0 | 0 | 0 | 0
NSR Schahfer 15 - SO2 Rate Annual v4.11, Unit 5860 and retrofits | 1092 | 2299 | Rate Constraint in lbs/MMBtu | FALSE | L | Annual | Allowances Purchased SO2 | Thousand Tons | 0 | 0 | 0 | 0 | 0 | 0 | 0
NSR Schahfer 15 - SO2 Rate Annual v4.11, Unit 5860 and retrofits | 1092 | 2299 | Rate Constraint in lbs/MMBtu | FALSE | L | Annual | Allowances Sold SO2 | Thousand Tons | 0 | 0 | 0 | 0 | 0 | 0 | 0
NSR Schahfer 15 - SO2 Rate Annual v4.11, Unit 5860 and retrofits | 1092 | 2299 | Rate Constraint in lbs/MMBtu | FALSE | L | Annual | Allowances Banked | Thousand Tons | 0 | 0 | 0 | 0 | 0 | 0 | 0
NSR Schahfer 15 - SO2 Rate Annual v4.11, Unit 5860 and retrofits | 1092 | 2299 | Rate Constraint in lbs/MMBtu | FALSE | L | Annual | Allowances Withdrawn (1:1) | Thousand Tons | 0 | 0 | 0 | 0 | 0 | 0 | 0
NSR Schahfer 15 - SO2 Rate Annual v4.11, Unit 5860 and retrofits | 1092 | 2299 | Rate Constraint in lbs/MMBtu | FALSE | L | Annual | Allowances Withdrawn (n:1) | Thousand Tons | 0 | 0 | 0 | 0 | 0 | 0 | 0
NSR Schahfer 15 - SO2 Rate Annual v4.11, Unit 5860 and retrofits | 1092 | 2299 | Rate Constraint in lbs/MMBtu | FALSE | L | Annual | Net Emissions Allowance Position | Thousand Tons | 0 | 0 | 0 | 0 | 0 | 0 | 0
NSR Schahfer 15 - SO2 Rate Annual v4.11, Unit 5860 and retrofits | 1092 | 2299 | Rate Constraint in lbs/MMBtu | FALSE | L | Annual | Fuel Consumed | TBtu | 0 | 0 | 0 | 0 | 0 | 0 | 0
NSR Schahfer 15 - SO2 Rate Annual v4.11, Unit 5860 and retrofits | 1092 | 2299 | Rate Constraint in lbs/MMBtu | FALSE | L | Annual | Rate | lb/MMBtu | 0 | 0 | 0 | 0 | 0 | 0 | 0
NSR Schahfer 15 - SO2 Rate Annual v4.11, Unit 5860 and retrofits | 1092 | 2299 | Rate Constraint in lbs/MMBtu | FALSE | L | Annual | Generation | TWh | 0 | 0 | 0 | 0 | 0 | 0 | 0
NSR Schahfer 15 - SO2 Rate Annual v4.11, Unit 5860 and retrofits | 1092 | 2299 | Rate Constraint in lbs/MMBtu | FALSE | L | Annual | Qualifying Generation | TWh | 0 | 0 | 0 | 0 | 0 | 0 | 0
NSR Schahfer 15 - SO2 Rate Annual v4.11, Unit 5860 and retrofits | 1092 | 2299 | Rate Constraint in lbs/MMBtu | FALSE | L | Annual | Rate | lb/MWh | 0 | 0 | 0 | 0 | 0 | 0 | 0
NSR Schahfer 15 - SO2 Rate Annual v4.11, Unit 5860 and retrofits | 1092 | 2299 | Rate Constraint in lbs/MMBtu | FALSE | L | Annual | Constraint Shadow Price | US2011$/Ton | 0 | 0 | 0 | 0 | 0 | 0 | 0
NSR Schahfer 17 & 18 - NOX Rate Annual v4.11, Unit 5662 and retrofits | 1093 | 2306 | Rate Constraint in lbs/MMBtu | FALSE | L | Annual | Seasons Included | Seasons | Winter, Summer | Winter, Summer | Winter, Summer | Winter, Summer | Winter, Summer | Winter, Summer | Winter, Summer
NSR Schahfer 17 & 18 - NOX Rate Annual v4.11, Unit 5662 and retrofits | 1093 | 2306 | Rate Constraint in lbs/MMBtu | FALSE | L | Annual | Standard NOX | lb/MMBtu | 0.2 | 0.2 | 0.2 | 0.2 | 0.2 | 0.2 | 0.2
NSR Schahfer 17 & 18 - NOX Rate Annual v4.11, Unit 5662 and retrofits | 1093 | 2306 | Rate Constraint in lbs/MMBtu | FALSE | L | Annual | Emissions at Affected Plants NOX | Thousand Tons | 0 | 0.70343 | 1.8009 | 0.8909 | 2.0433 | 0.8909 | 0.8909
NSR Schahfer 17 & 18 - NOX Rate Annual v4.11, Unit 5662 and retrofits | 1093 | 2306 | Rate Constraint in lbs/MMBtu | FALSE | L | Annual | Allowances Purchased NOX | Thousand Tons | 0 | 0 | 0 | 0 | 0 | 0 | 0
NSR Schahfer 17 & 18 - NOX Rate Annual v4.11, Unit 5662 and retrofits | 1093 | 2306 | Rate Constraint in lbs/MMBtu | FALSE | L | Annual | Allowances Sold NOX | Thousand Tons | 0 | 0 | 0 | 0 | 0 | 0 | 0
NSR Schahfer 17 & 18 - NOX Rate Annual v4.11, Unit 5662 and retrofits | 1093 | 2306 | Rate Constraint in lbs/MMBtu | FALSE | L | Annual | Allowances Banked | Thousand Tons | 0 | 0 | 0 | 0 | 0 | 0 | 0
NSR Schahfer 17 & 18 - NOX Rate Annual v4.11, Unit 5662 and retrofits | 1093 | 2306 | Rate Constraint in lbs/MMBtu | FALSE | L | Annual | Allowances Withdrawn (1:1) | Thousand Tons | 0 | 0 | 0 | 0 | 0 | 0 | 0
NSR Schahfer 17 & 18 - NOX Rate Annual v4.11, Unit 5662 and retrofits | 1093 | 2306 | Rate Constraint in lbs/MMBtu | FALSE | L | Annual | Allowances Withdrawn (n:1) | Thousand Tons | 0 | 0 | 0 | 0 | 0 | 0 | 0
NSR Schahfer 17 & 18 - NOX Rate Annual v4.11, Unit 5662 and retrofits | 1093 | 2306 | Rate Constraint in lbs/MMBtu | FALSE | L | Annual | Net Emissions Allowance Position | Thousand Tons | 0 | 0.70343 | 1.8009 | 0.8909 | 2.0433 | 0.8909 | 0.8909
NSR Schahfer 17 & 18 - NOX Rate Annual v4.11, Unit 5662 and retrofits | 1093 | 2306 | Rate Constraint in lbs/MMBtu | FALSE | L | Annual | Fuel Consumed | TBtu | 0 | 7.6903 | 19.689 | 9.7569 | 22.3775 | 9.7399 | 9.7569
NSR Schahfer 17 & 18 - NOX Rate Annual v4.11, Unit 5662 and retrofits | 1093 | 2306 | Rate Constraint in lbs/MMBtu | FALSE | L | Annual | Rate | lb/MMBtu | 0 | 0.18294 | 0.18294 | 0.18262 | 0.18262 | 0.18294 | 0.18262
NSR Schahfer 17 & 18 - NOX Rate Annual v4.11, Unit 5662 and retrofits | 1093 | 2306 | Rate Constraint in lbs/MMBtu | FALSE | L | Annual | Generation | TWh | 0 | 0.66235 | 1.6958 | 0.83888 | 1.924 | 0.83888 | 0.83888
NSR Schahfer 17 & 18 - NOX Rate Annual v4.11, Unit 5662 and retrofits | 1093 | 2306 | Rate Constraint in lbs/MMBtu | FALSE | L | Annual | Qualifying Generation | TWh | 0 | 0.66235 | 1.6958 | 0.83888 | 1.924 | 0.83888 | 0.83888
NSR Schahfer 17 & 18 - NOX Rate Annual v4.11, Unit 5662 and retrofits | 1093 | 2306 | Rate Constraint in lbs/MMBtu | FALSE | L | Annual | Rate | lb/MWh | 0 | 2.124 | 2.124 | 2.124 | 2.124 | 2.124 | 2.124
NSR Schahfer 17 & 18 - NOX Rate Annual v4.11, Unit 5662 and retrofits | 1093 | 2306 | Rate Constraint in lbs/MMBtu | FALSE | L | Annual | Constraint Shadow Price | US2011$/Ton | 0 | 0 | 0 | 0 | 0 | 0 | 0
NSR Schahfer 17 & 18 - NOX Rate Annual v4.11, Unit 5663 and retrofits | 1094 | 2306 | Rate Constraint in lbs/MMBtu | FALSE | L | Annual | Seasons Included | Seasons | Winter, Summer | Winter, Summer | Winter, Summer | Winter, Summer | Winter, Summer | Winter, Summer | Winter, Summer
NSR Schahfer 17 & 18 - NOX Rate Annual v4.11, Unit 5663 and retrofits | 1094 | 2306 | Rate Constraint in lbs/MMBtu | FALSE | L | Annual | Standard NOX | lb/MMBtu | 0.2 | 0.2 | 0.2 | 0.2 | 0.2 | 0.2 | 0.2
NSR Schahfer 17 & 18 - NOX Rate Annual v4.11, Unit 5663 and retrofits | 1094 | 2306 | Rate Constraint in lbs/MMBtu | FALSE | L | Annual | Emissions at Affected Plants NOX | Thousand Tons | 0.69236 | 0.70484 | 1.8045 | 1.0574 | 2.0474 | 2.0474 | 1.1876
NSR Schahfer 17 & 18 - NOX Rate Annual v4.11, Unit 5663 and retrofits | 1094 | 2306 | Rate Constraint in lbs/MMBtu | FALSE | L | Annual | Allowances Purchased NOX | Thousand Tons | 0 | 0 | 0 | 0 | 0 | 0 | 0
NSR Schahfer 17 & 18 - NOX Rate Annual v4.11, Unit 5663 and retrofits | 1094 | 2306 | Rate Constraint in lbs/MMBtu | FALSE | L | Annual | Allowances Sold NOX | Thousand Tons | 0 | 0 | 0 | 0 | 0 | 0 | 0
NSR Schahfer 17 & 18 - NOX Rate Annual v4.11, Unit 5663 and retrofits | 1094 | 2306 | Rate Constraint in lbs/MMBtu | FALSE | L | Annual | Allowances Banked | Thousand Tons | 0 | 0 | 0 | 0 | 0 | 0 | 0
NSR Schahfer 17 & 18 - NOX Rate Annual v4.11, Unit 5663 and retrofits | 1094 | 2306 | Rate Constraint in lbs/MMBtu | FALSE | L | Annual | Allowances Withdrawn (1:1) | Thousand Tons | 0 | 0 | 0 | 0 | 0 | 0 | 0
NSR Schahfer 17 & 18 - NOX Rate Annual v4.11, Unit 5663 and retrofits | 1094 | 2306 | Rate Constraint in lbs/MMBtu | FALSE | L | Annual | Allowances Withdrawn (n:1) | Thousand Tons | 0 | 0 | 0 | 0 | 0 | 0 | 0
NSR Schahfer 17 & 18 - NOX Rate Annual v4.11, Unit 5663 and retrofits | 1094 | 2306 | Rate Constraint in lbs/MMBtu | FALSE | L | Annual | Net Emissions Allowance Position | Thousand Tons | 0.69236 | 0.70484 | 1.8045 | 1.0574 | 2.0474 | 2.0474 | 1.1876
NSR Schahfer 17 & 18 - NOX Rate Annual v4.11, Unit 5663 and retrofits | 1094 | 2306 | Rate Constraint in lbs/MMBtu | FALSE | L | Annual | Fuel Consumed | TBtu | 7.4487 | 7.5829 | 19.414 | 11.3961 | 22.0649 | 22.0264 | 12.7988
NSR Schahfer 17 & 18 - NOX Rate Annual v4.11, Unit 5663 and retrofits | 1094 | 2306 | Rate Constraint in lbs/MMBtu | FALSE | L | Annual | Rate | lb/MMBtu | 0.1859 | 0.1859 | 0.1859 | 0.18558 | 0.18558 | 0.1859 | 0.18558
NSR Schahfer 17 & 18 - NOX Rate Annual v4.11, Unit 5663 and retrofits | 1094 | 2306 | Rate Constraint in lbs/MMBtu | FALSE | L | Annual | Generation | TWh | 0.65064 | 0.66236 | 1.6958 | 0.99371 | 1.924 | 1.924 | 1.116
NSR Schahfer 17 & 18 - NOX Rate Annual v4.11, Unit 5663 and retrofits | 1094 | 2306 | Rate Constraint in lbs/MMBtu | FALSE | L | Annual | Qualifying Generation | TWh | 0.65064 | 0.66236 | 1.6958 | 0.99371 | 1.924 | 1.924 | 1.116
NSR Schahfer 17 & 18 - NOX Rate Annual v4.11, Unit 5663 and retrofits | 1094 | 2306 | Rate Constraint in lbs/MMBtu | FALSE | L | Annual | Rate | lb/MWh | 2.1282 | 2.1282 | 2.1282 | 2.1282 | 2.1282 | 2.1282 | 2.1282
NSR Schahfer 17 & 18 - NOX Rate Annual v4.11, Unit 5663 and retrofits | 1094 | 2306 | Rate Constraint in lbs/MMBtu | FALSE | L | Annual | Constraint Shadow Price | US2011$/Ton | 0 | 0 | 0 | 0 | 0 | 0 | 0
NSR Shawnee 1& 4 - SO2 Rate Annual v4.11 | 1095 | 2437 | Rate Constraint in lbs/MMBtu | FALSE | L | Annual | Seasons Included | Seasons |  | Winter, Summer | Winter, Summer | Winter, Summer | Winter, Summer | Winter, Summer | Winter, Summer
NSR Shawnee 1& 4 - SO2 Rate Annual v4.11 | 1095 | 2437 | Rate Constraint in lbs/MMBtu | FALSE | L | Annual | Standard SO2 | lb/MMBtu | 1.2 | 1.2 | 1.2 | 1.2 | 1.2 | 1.2 | 1.2
NSR Shawnee 1& 4 - SO2 Rate Annual v4.11 | 1095 | 2437 | Rate Constraint in lbs/MMBtu | FALSE | L | Annual | Emissions at Affected Plants SO2 | Thousand Tons | 0 | 2.4653 | 2.3967 | 2.4653 | 2.4576 | 2.4653 | 2.4653
NSR Shawnee 1& 4 - SO2 Rate Annual v4.11 | 1095 | 2437 | Rate Constraint in lbs/MMBtu | FALSE | L | Annual | Allowances Purchased SO2 | Thousand Tons | 0 | 0 | 0 | 0 | 0 | 0 | 0
NSR Shawnee 1& 4 - SO2 Rate Annual v4.11 | 1095 | 2437 | Rate Constraint in lbs/MMBtu | FALSE | L | Annual | Allowances Sold SO2 | Thousand Tons | 0 | 0 | 0 | 0 | 0 | 0 | 0
NSR Shawnee 1& 4 - SO2 Rate Annual v4.11 | 1095 | 2437 | Rate Constraint in lbs/MMBtu | FALSE | L | Annual | Allowances Banked | Thousand Tons | 0 | 0 | 0 | 0 | 0 | 0 | 0
NSR Shawnee 1& 4 - SO2 Rate Annual v4.11 | 1095 | 2437 | Rate Constraint in lbs/MMBtu | FALSE | L | Annual | Allowances Withdrawn (1:1) | Thousand Tons | 0 | 0 | 0 | 0 | 0 | 0 | 0
NSR Shawnee 1& 4 - SO2 Rate Annual v4.11 | 1095 | 2437 | Rate Constraint in lbs/MMBtu | FALSE | L | Annual | Allowances Withdrawn (n:1) | Thousand Tons | 0 | 0 | 0 | 0 | 0 | 0 | 0
NSR Shawnee 1& 4 - SO2 Rate Annual v4.11 | 1095 | 2437 | Rate Constraint in lbs/MMBtu | FALSE | L | Annual | Net Emissions Allowance Position | Thousand Tons | 0 | 2.4653 | 2.3967 | 2.4653 | 2.4576 | 2.4653 | 2.4653
NSR Shawnee 1& 4 - SO2 Rate Annual v4.11 | 1095 | 2437 | Rate Constraint in lbs/MMBtu | FALSE | L | Annual | Fuel Consumed | TBtu | 0 | 21.5126 | 21.4762 | 21.5126 | 21.5126 | 21.5126 | 21.5126
NSR Shawnee 1& 4 - SO2 Rate Annual v4.11 | 1095 | 2437 | Rate Constraint in lbs/MMBtu | FALSE | L | Annual | Rate | lb/MMBtu | 0 | 0.2292 | 0.2232 | 0.2292 | 0.22848 | 0.2292 | 0.2292
NSR Shawnee 1& 4 - SO2 Rate Annual v4.11 | 1095 | 2437 | Rate Constraint in lbs/MMBtu | FALSE | L | Annual | Generation | TWh | 0 | 1.9384 | 1.9352 | 1.9384 | 1.9384 | 1.9384 | 1.9384
NSR Shawnee 1& 4 - SO2 Rate Annual v4.11 | 1095 | 2437 | Rate Constraint in lbs/MMBtu | FALSE | L | Annual | Qualifying Generation | TWh | 0 | 1.9384 | 1.9352 | 1.9384 | 1.9384 | 1.9384 | 1.9384
NSR Shawnee 1& 4 - SO2 Rate Annual v4.11 | 1095 | 2437 | Rate Constraint in lbs/MMBtu | FALSE | L | Annual | Rate | lb/MWh | 0 | 2.5437 | 2.4771 | 2.5437 | 2.5357 | 2.5437 | 2.5437
NSR Shawnee 1& 4 - SO2 Rate Annual v4.11 | 1095 | 2437 | Rate Constraint in lbs/MMBtu | FALSE | L | Annual | Constraint Shadow Price | US2011$/Ton | 0 | 0 | 0 | 0 | 0 | 0 | 0
NSR Shawnee 5-10 - SO2 Rate Annual v4.11 | 1096 | 2436 | Rate Constraint in lbs/MMBtu | FALSE | L | Annual | Seasons Included | Seasons | Winter, Summer | Winter, Summer | Winter, Summer | Winter, Summer | Winter, Summer | Winter, Summer | Winter, Summer
NSR Shawnee 5-10 - SO2 Rate Annual v4.11 | 1096 | 2436 | Rate Constraint in lbs/MMBtu | FALSE | L | Annual | Standard SO2 | lb/MMBtu | 1.2 | 1.2 | 1.2 | 1.2 | 1.2 | 1.2 | 1.2
NSR Shawnee 5-10 - SO2 Rate Annual v4.11 | 1096 | 2436 | Rate Constraint in lbs/MMBtu | FALSE | L | Annual | Emissions at Affected Plants SO2 | Thousand Tons | 0 | 0 | 0 | 0 | 0 | 0 | 0
NSR Shawnee 5-10 - SO2 Rate Annual v4.11 | 1096 | 2436 | Rate Constraint in lbs/MMBtu | FALSE | L | Annual | Allowances Purchased SO2 | Thousand Tons | 0 | 0 | 0 | 0 | 0 | 0 | 0
NSR Shawnee 5-10 - SO2 Rate Annual v4.11 | 1096 | 2436 | Rate Constraint in lbs/MMBtu | FALSE | L | Annual | Allowances Sold SO2 | Thousand Tons | 0 | 0 | 0 | 0 | 0 | 0 | 0
NSR Shawnee 5-10 - SO2 Rate Annual v4.11 | 1096 | 2436 | Rate Constraint in lbs/MMBtu | FALSE | L | Annual | Allowances Banked | Thousand Tons | 0 | 0 | 0 | 0 | 0 | 0 | 0
NSR Shawnee 5-10 - SO2 Rate Annual v4.11 | 1096 | 2436 | Rate Constraint in lbs/MMBtu | FALSE | L | Annual | Allowances Withdrawn (1:1) | Thousand Tons | 0 | 0 | 0 | 0 | 0 | 0 | 0
NSR Shawnee 5-10 - SO2 Rate Annual v4.11 | 1096 | 2436 | Rate Constraint in lbs/MMBtu | FALSE | L | Annual | Allowances Withdrawn (n:1) | Thousand Tons | 0 | 0 | 0 | 0 | 0 | 0 | 0
NSR Shawnee 5-10 - SO2 Rate Annual v4.11 | 1096 | 2436 | Rate Constraint in lbs/MMBtu | FALSE | L | Annual | Net Emissions Allowance Position | Thousand Tons | 0 | 0 | 0 | 0 | 0 | 0 | 0
NSR Shawnee 5-10 - SO2 Rate Annual v4.11 | 1096 | 2436 | Rate Constraint in lbs/MMBtu | FALSE | L | Annual | Fuel Consumed | TBtu | 0 | 0 | 0 | 0 | 0 | 0 | 0
NSR Shawnee 5-10 - SO2 Rate Annual v4.11 | 1096 | 2436 | Rate Constraint in lbs/MMBtu | FALSE | L | Annual | Rate | lb/MMBtu | 0 | 0 | 0 | 0 | 0 | 0 | 0
NSR Shawnee 5-10 - SO2 Rate Annual v4.11 | 1096 | 2436 | Rate Constraint in lbs/MMBtu | FALSE | L | Annual | Generation | TWh | 0 | 0 | 0 | 0 | 0 | 0 | 0
NSR Shawnee 5-10 - SO2 Rate Annual v4.11 | 1096 | 2436 | Rate Constraint in lbs/MMBtu | FALSE | L | Annual | Qualifying Generation | TWh | 0 | 0 | 0 | 0 | 0 | 0 | 0
NSR Shawnee 5-10 - SO2 Rate Annual v4.11 | 1096 | 2436 | Rate Constraint in lbs/MMBtu | FALSE | L | Annual | Rate | lb/MWh | 0 | 0 | 0 | 0 | 0 | 0 | 0
NSR Shawnee 5-10 - SO2 Rate Annual v4.11 | 1096 | 2436 | Rate Constraint in lbs/MMBtu | FALSE | L | Annual | Constraint Shadow Price | US2011$/Ton | 0 | 0 | 0 | 0 | 0 | 0 | 0
NSR Stuart Gen Station 1-4 - NOx Annual Rate v3.1, Unit 5759 and retrofits | 1097 | 2175 | Rate Constraint in lbs/MMBtu | FALSE | L | Annual | Seasons Included | Seasons | Winter, Summer | Winter, Summer | Winter, Summer | Winter, Summer | Winter, Summer | Winter, Summer | Winter, Summer
NSR Stuart Gen Station 1-4 - NOx Annual Rate v3.1, Unit 5759 and retrofits | 1097 | 2175 | Rate Constraint in lbs/MMBtu | FALSE | L | Annual | Standard NOX | lb/MMBtu | 0.1 | 0.1 | 0.1 | 0.1 | 0.1 | 0.1 | 0.1
NSR Stuart Gen Station 1-4 - NOx Annual Rate v3.1, Unit 5759 and retrofits | 1097 | 2175 | Rate Constraint in lbs/MMBtu | FALSE | L | Annual | Emissions at Affected Plants NOX | Thousand Tons | 1.9277 | 2.0411 | 2.0411 | 2.0411 | 2.0411 | 1.9277 | 1.9277
NSR Stuart Gen Station 1-4 - NOx Annual Rate v3.1, Unit 5759 and retrofits | 1097 | 2175 | Rate Constraint in lbs/MMBtu | FALSE | L | Annual | Allowances Purchased NOX | Thousand Tons | 0 | 0 | 0 | 0 | 0 | 0 | 0
NSR Stuart Gen Station 1-4 - NOx Annual Rate v3.1, Unit 5759 and retrofits | 1097 | 2175 | Rate Constraint in lbs/MMBtu | FALSE | L | Annual | Allowances Sold NOX | Thousand Tons | 0 | 0 | 0 | 0 | 0 | 0 | 0
NSR Stuart Gen Station 1-4 - NOx Annual Rate v3.1, Unit 5759 and retrofits | 1097 | 2175 | Rate Constraint in lbs/MMBtu | FALSE | L | Annual | Allowances Banked | Thousand Tons | 0 | 0 | 0 | 0 | 0 | 0 | 0
NSR Stuart Gen Station 1-4 - NOx Annual Rate v3.1, Unit 5759 and retrofits | 1097 | 2175 | Rate Constraint in lbs/MMBtu | FALSE | L | Annual | Allowances Withdrawn (1:1) | Thousand Tons | 0 | 0 | 0 | 0 | 0 | 0 | 0
NSR Stuart Gen Station 1-4 - NOx Annual Rate v3.1, Unit 5759 and retrofits | 1097 | 2175 | Rate Constraint in lbs/MMBtu | FALSE | L | Annual | Allowances Withdrawn (n:1) | Thousand Tons | 0 | 0 | 0 | 0 | 0 | 0 | 0
NSR Stuart Gen Station 1-4 - NOx Annual Rate v3.1, Unit 5759 and retrofits | 1097 | 2175 | Rate Constraint in lbs/MMBtu | FALSE | L | Annual | Net Emissions Allowance Position | Thousand Tons | 1.9277 | 2.0411 | 2.0411 | 2.0411 | 2.0411 | 1.9277 | 1.9277
NSR Stuart Gen Station 1-4 - NOx Annual Rate v3.1, Unit 5759 and retrofits | 1097 | 2175 | Rate Constraint in lbs/MMBtu | FALSE | L | Annual | Fuel Consumed | TBtu | 38.6008 | 40.8211 | 40.8712 | 40.8712 | 40.8712 | 38.6008 | 38.6008
NSR Stuart Gen Station 1-4 - NOx Annual Rate v3.1, Unit 5759 and retrofits | 1097 | 2175 | Rate Constraint in lbs/MMBtu | FALSE | L | Annual | Rate | lb/MMBtu | 0.099877 | 0.1 | 0.099877 | 0.099877 | 0.099877 | 0.099877 | 0.099877
NSR Stuart Gen Station 1-4 - NOx Annual Rate v3.1, Unit 5759 and retrofits | 1097 | 2175 | Rate Constraint in lbs/MMBtu | FALSE | L | Annual | Generation | TWh | 3.9097 | 4.1397 | 4.1397 | 4.1397 | 4.1397 | 3.9097 | 3.9097
NSR Stuart Gen Station 1-4 - NOx Annual Rate v3.1, Unit 5759 and retrofits | 1097 | 2175 | Rate Constraint in lbs/MMBtu | FALSE | L | Annual | Qualifying Generation | TWh | 3.9097 | 4.1397 | 4.1397 | 4.1397 | 4.1397 | 3.9097 | 3.9097
NSR Stuart Gen Station 1-4 - NOx Annual Rate v3.1, Unit 5759 and retrofits | 1097 | 2175 | Rate Constraint in lbs/MMBtu | FALSE | L | Annual | Rate | lb/MWh | 0.9861 | 0.9861 | 0.9861 | 0.9861 | 0.9861 | 0.9861 | 0.9861
NSR Stuart Gen Station 1-4 - NOx Annual Rate v3.1, Unit 5759 and retrofits | 1097 | 2175 | Rate Constraint in lbs/MMBtu | FALSE | L | Annual | Constraint Shadow Price | US2011$/Ton | 0 | 0 | 0 | 0 | 0 | 0 | 0
NSR Stuart Gen Station 1-4 - NOx Annual Rate v3.1, Unit 5760 and retrofits | 1098 | 2175 | Rate Constraint in lbs/MMBtu | FALSE | L | Annual | Seasons Included | Seasons | Winter, Summer | Winter, Summer | Winter, Summer | Winter, Summer | Winter, Summer | Winter, Summer | Winter, Summer
NSR Stuart Gen Station 1-4 - NOx Annual Rate v3.1, Unit 5760 and retrofits | 1098 | 2175 | Rate Constraint in lbs/MMBtu | FALSE | L | Annual | Standard NOX | lb/MMBtu | 0.1 | 0.1 | 0.1 | 0.1 | 0.1 | 0.1 | 0.1
NSR Stuart Gen Station 1-4 - NOx Annual Rate v3.1, Unit 5760 and retrofits | 1098 | 2175 | Rate Constraint in lbs/MMBtu | FALSE | L | Annual | Emissions at Affected Plants NOX | Thousand Tons | 1.921 | 2.034 | 2.034 | 2.034 | 2.034 | 1.921 | 1.921
NSR Stuart Gen Station 1-4 - NOx Annual Rate v3.1, Unit 5760 and retrofits | 1098 | 2175 | Rate Constraint in lbs/MMBtu | FALSE | L | Annual | Allowances Purchased NOX | Thousand Tons | 0 | 0 | 0 | 0 | 0 | 0 | 0
NSR Stuart Gen Station 1-4 - NOx Annual Rate v3.1, Unit 5760 and retrofits | 1098 | 2175 | Rate Constraint in lbs/MMBtu | FALSE | L | Annual | Allowances Sold NOX | Thousand Tons | 0 | 0 | 0 | 0 | 0 | 0 | 0
NSR Stuart Gen Station 1-4 - NOx Annual Rate v3.1, Unit 5760 and retrofits | 1098 | 2175 | Rate Constraint in lbs/MMBtu | FALSE | L | Annual | Allowances Banked | Thousand Tons | 0 | 0 | 0 | 0 | 0 | 0 | 0
NSR Stuart Gen Station 1-4 - NOx Annual Rate v3.1, Unit 5760 and retrofits | 1098 | 2175 | Rate Constraint in lbs/MMBtu | FALSE | L | Annual | Allowances Withdrawn (1:1) | Thousand Tons | 0 | 0 | 0 | 0 | 0 | 0 | 0
NSR Stuart Gen Station 1-4 - NOx Annual Rate v3.1, Unit 5760 and retrofits | 1098 | 2175 | Rate Constraint in lbs/MMBtu | FALSE | L | Annual | Allowances Withdrawn (n:1) | Thousand Tons | 0 | 0 | 0 | 0 | 0 | 0 | 0
NSR Stuart Gen Station 1-4 - NOx Annual Rate v3.1, Unit 5760 and retrofits | 1098 | 2175 | Rate Constraint in lbs/MMBtu | FALSE | L | Annual | Net Emissions Allowance Position | Thousand Tons | 1.921 | 2.034 | 2.034 | 2.034 | 2.034 | 1.921 | 1.921
NSR Stuart Gen Station 1-4 - NOx Annual Rate v3.1, Unit 5760 and retrofits | 1098 | 2175 | Rate Constraint in lbs/MMBtu | FALSE | L | Annual | Fuel Consumed | TBtu | 38.4677 | 40.6804 | 40.7303 | 40.7303 | 40.7303 | 38.4677 | 38.4677
NSR Stuart Gen Station 1-4 - NOx Annual Rate v3.1, Unit 5760 and retrofits | 1098 | 2175 | Rate Constraint in lbs/MMBtu | FALSE | L | Annual | Rate | lb/MMBtu | 0.099877 | 0.1 | 0.099877 | 0.099877 | 0.099877 | 0.099877 | 0.099877
NSR Stuart Gen Station 1-4 - NOx Annual Rate v3.1, Unit 5760 and retrofits | 1098 | 2175 | Rate Constraint in lbs/MMBtu | FALSE | L | Annual | Generation | TWh | 3.9097 | 4.1397 | 4.1397 | 4.1397 | 4.1397 | 3.9097 | 3.9097
NSR Stuart Gen Station 1-4 - NOx Annual Rate v3.1, Unit 5760 and retrofits | 1098 | 2175 | Rate Constraint in lbs/MMBtu | FALSE | L | Annual | Qualifying Generation | TWh | 3.9097 | 4.1397 | 4.1397 | 4.1397 | 4.1397 | 3.9097 | 3.9097
NSR Stuart Gen Station 1-4 - NOx Annual Rate v3.1, Unit 5760 and retrofits | 1098 | 2175 | Rate Constraint in lbs/MMBtu | FALSE | L | Annual | Rate | lb/MWh | 0.9827 | 0.9827 | 0.9827 | 0.9827 | 0.9827 | 0.9827 | 0.9827
NSR Stuart Gen Station 1-4 - NOx Annual Rate v3.1, Unit 5760 and retrofits | 1098 | 2175 | Rate Constraint in lbs/MMBtu | FALSE | L | Annual | Constraint Shadow Price | US2011$/Ton | 0 | 0 | 0 | 0 | 0 | 0 | 0
NSR Stuart Gen Station 1-4 - NOx Annual Rate v3.1, Unit 5761 and retrofits | 1099 | 2175 | Rate Constraint in lbs/MMBtu | FALSE | L | Annual | Seasons Included | Seasons | Winter, Summer | Winter, Summer | Winter, Summer | Winter, Summer | Winter, Summer | Winter, Summer | Winter, Summer
NSR Stuart Gen Station 1-4 - NOx Annual Rate v3.1, Unit 5761 and retrofits | 1099 | 2175 | Rate Constraint in lbs/MMBtu | FALSE | L | Annual | Standard NOX | lb/MMBtu | 0.1 | 0.1 | 0.1 | 0.1 | 0.1 | 0.1 | 0.1
NSR Stuart Gen Station 1-4 - NOx Annual Rate v3.1, Unit 5761 and retrofits | 1099 | 2175 | Rate Constraint in lbs/MMBtu | FALSE | L | Annual | Emissions at Affected Plants NOX | Thousand Tons | 1.9245 | 2.0377 | 2.0377 | 2.0377 | 2.0377 | 1.9245 | 1.9245
NSR Stuart Gen Station 1-4 - NOx Annual Rate v3.1, Unit 5761 and retrofits | 1099 | 2175 | Rate Constraint in lbs/MMBtu | FALSE | L | Annual | Allowances Purchased NOX | Thousand Tons | 0 | 0 | 0 | 0 | 0 | 0 | 0
NSR Stuart Gen Station 1-4 - NOx Annual Rate v3.1, Unit 5761 and retrofits | 1099 | 2175 | Rate Constraint in lbs/MMBtu | FALSE | L | Annual | Allowances Sold NOX | Thousand Tons | 0 | 0 | 0 | 0 | 0 | 0 | 0
NSR Stuart Gen Station 1-4 - NOx Annual Rate v3.1, Unit 5761 and retrofits | 1099 | 2175 | Rate Constraint in lbs/MMBtu | FALSE | L | Annual | Allowances Banked | Thousand Tons | 0 | 0 | 0 | 0 | 0 | 0 | 0
NSR Stuart Gen Station 1-4 - NOx Annual Rate v3.1, Unit 5761 and retrofits | 1099 | 2175 | Rate Constraint in lbs/MMBtu | FALSE | L | Annual | Allowances Withdrawn (1:1) | Thousand Tons | 0 | 0 | 0 | 0 | 0 | 0 | 0
NSR Stuart Gen Station 1-4 - NOx Annual Rate v3.1, Unit 5761 and retrofits | 1099 | 2175 | Rate Constraint in lbs/MMBtu | FALSE | L | Annual | Allowances Withdrawn (n:1) | Thousand Tons | 0 | 0 | 0 | 0 | 0 | 0 | 0
NSR Stuart Gen Station 1-4 - NOx Annual Rate v3.1, Unit 5761 and retrofits | 1099 | 2175 | Rate Constraint in lbs/MMBtu | FALSE | L | Annual | Net Emissions Allowance Position | Thousand Tons | 1.9245 | 2.0377 | 2.0377 | 2.0377 | 2.0377 | 1.9245 | 1.9245
NSR Stuart Gen Station 1-4 - NOx Annual Rate v3.1, Unit 5761 and retrofits | 1099 | 2175 | Rate Constraint in lbs/MMBtu | FALSE | L | Annual | Fuel Consumed | TBtu | 38.5382 | 40.7549 | 40.8049 | 40.8049 | 40.8049 | 38.5382 | 38.5382
NSR Stuart Gen Station 1-4 - NOx Annual Rate v3.1, Unit 5761 and retrofits | 1099 | 2175 | Rate Constraint in lbs/MMBtu | FALSE | L | Annual | Rate | lb/MMBtu | 0.099877 | 0.1 | 0.099877 | 0.099877 | 0.099877 | 0.099877 | 0.099877
NSR Stuart Gen Station 1-4 - NOx Annual Rate v3.1, Unit 5761 and retrofits | 1099 | 2175 | Rate Constraint in lbs/MMBtu | FALSE | L | Annual | Generation | TWh | 3.9097 | 4.1397 | 4.1397 | 4.1397 | 4.1397 | 3.9097 | 3.9097
NSR Stuart Gen Station 1-4 - NOx Annual Rate v3.1, Unit 5761 and retrofits | 1099 | 2175 | Rate Constraint in lbs/MMBtu | FALSE | L | Annual | Qualifying Generation | TWh | 3.9097 | 4.1397 | 4.1397 | 4.1397 | 4.1397 | 3.9097 | 3.9097
NSR Stuart Gen Station 1-4 - NOx Annual Rate v3.1, Unit 5761 and retrofits | 1099 | 2175 | Rate Constraint in lbs/MMBtu | FALSE | L | Annual | Rate | lb/MWh | 0.9845 | 0.9845 | 0.9845 | 0.9845 | 0.9845 | 0.9845 | 0.9845
NSR Stuart Gen Station 1-4 - NOx Annual Rate v3.1, Unit 5761 and retrofits | 1099 | 2175 | Rate Constraint in lbs/MMBtu | FALSE | L | Annual | Constraint Shadow Price | US2011$/Ton | 0 | 0 | 0 | 0 | 0 | 0 | 0
NSR Stuart Gen Station 1-4 - NOx Annual Rate v3.1, Unit 5762 and retrofits | 1100 | 2175 | Rate Constraint in lbs/MMBtu | FALSE | L | Annual | Seasons Included | Seasons | Winter, Summer | Winter, Summer | Winter, Summer | Winter, Summer | Winter, Summer | Winter, Summer | Winter, Summer
NSR Stuart Gen Station 1-4 - NOx Annual Rate v3.1, Unit 5762 and retrofits | 1100 | 2175 | Rate Constraint in lbs/MMBtu | FALSE | L | Annual | Standard NOX | lb/MMBtu | 0.1 | 0.1 | 0.1 | 0.1 | 0.1 | 0.1 | 0.1
NSR Stuart Gen Station 1-4 - NOx Annual Rate v3.1, Unit 5762 and retrofits | 1100 | 2175 | Rate Constraint in lbs/MMBtu | FALSE | L | Annual | Emissions at Affected Plants NOX | Thousand Tons | 1.9255 | 2.0388 | 2.0388 | 2.0388 | 2.0388 | 1.9255 | 1.9255
NSR Stuart Gen Station 1-4 - NOx Annual Rate v3.1, Unit 5762 and retrofits | 1100 | 2175 | Rate Constraint in lbs/MMBtu | FALSE | L | Annual | Allowances Purchased NOX | Thousand Tons | 0 | 0 | 0 | 0 | 0 | 0 | 0
NSR Stuart Gen Station 1-4 - NOx Annual Rate v3.1, Unit 5762 and retrofits | 1100 | 2175 | Rate Constraint in lbs/MMBtu | FALSE | L | Annual | Allowances Sold NOX | Thousand Tons | 0 | 0 | 0 | 0 | 0 | 0 | 0
NSR Stuart Gen Station 1-4 - NOx Annual Rate v3.1, Unit 5762 and retrofits | 1100 | 2175 | Rate Constraint in lbs/MMBtu | FALSE | L | Annual | Allowances Banked | Thousand Tons | 0 | 0 | 0 | 0 | 0 | 0 | 0
NSR Stuart Gen Station 1-4 - NOx Annual Rate v3.1, Unit 5762 and retrofits | 1100 | 2175 | Rate Constraint in lbs/MMBtu | FALSE | L | Annual | Allowances Withdrawn (1:1) | Thousand Tons | 0 | 0 | 0 | 0 | 0 | 0 | 0
NSR Stuart Gen Station 1-4 - NOx Annual Rate v3.1, Unit 5762 and retrofits | 1100 | 2175 | Rate Constraint in lbs/MMBtu | FALSE | L | Annual | Allowances Withdrawn (n:1) | Thousand Tons | 0 | 0 | 0 | 0 | 0 | 0 | 0
NSR Stuart Gen Station 1-4 - NOx Annual Rate v3.1, Unit 5762 and retrofits | 1100 | 2175 | Rate Constraint in lbs/MMBtu | FALSE | L | Annual | Net Emissions Allowance Position | Thousand Tons | 1.9255 | 2.0388 | 2.0388 | 2.0388 | 2.0388 | 1.9255 | 1.9255
NSR Stuart Gen Station 1-4 - NOx Annual Rate v3.1, Unit 5762 and retrofits | 1100 | 2175 | Rate Constraint in lbs/MMBtu | FALSE | L | Annual | Fuel Consumed | TBtu | 38.5578 | 40.7756 | 40.8256 | 40.8256 | 40.8256 | 38.5578 | 38.5578
NSR Stuart Gen Station 1-4 - NOx Annual Rate v3.1, Unit 5762 and retrofits | 1100 | 2175 | Rate Constraint in lbs/MMBtu | FALSE | L | Annual | Rate | lb/MMBtu | 0.099877 | 0.1 | 0.099877 | 0.099877 | 0.099877 | 0.099877 | 0.099877
NSR Stuart Gen Station 1-4 - NOx Annual Rate v3.1, Unit 5762 and retrofits | 1100 | 2175 | Rate Constraint in lbs/MMBtu | FALSE | L | Annual | Generation | TWh | 3.9097 | 4.1397 | 4.1397 | 4.1397 | 4.1397 | 3.9097 | 3.9097
NSR Stuart Gen Station 1-4 - NOx Annual Rate v3.1, Unit 5762 and retrofits | 1100 | 2175 | Rate Constraint in lbs/MMBtu | FALSE | L | Annual | Qualifying Generation | TWh | 3.9097 | 4.1397 | 4.1397 | 4.1397 | 4.1397 | 3.9097 | 3.9097
NSR Stuart Gen Station 1-4 - NOx Annual Rate v3.1, Unit 5762 and retrofits | 1100 | 2175 | Rate Constraint in lbs/MMBtu | FALSE | L | Annual | Rate | lb/MWh | 0.985 | 0.985 | 0.985 | 0.985 | 0.985 | 0.985 | 0.985
NSR Stuart Gen Station 1-4 - NOx Annual Rate v3.1, Unit 5762 and retrofits | 1100 | 2175 | Rate Constraint in lbs/MMBtu | FALSE | L | Annual | Constraint Shadow Price | US2011$/Ton | 0 | 0 | 0 | 0 | 0 | 0 | 0
NSR Stuart Gen Station 1-4 - SO2 Annual Rate v4.12 | 1101 | 2418 | Rate Constraint in lbs/MMBtu | FALSE | L | Annual | Seasons Included | Seasons | Winter, Summer | Winter, Summer | Winter, Summer | Winter, Summer | Winter, Summer | Winter, Summer | Winter, Summer
NSR Stuart Gen Station 1-4 - SO2 Annual Rate v4.12 | 1101 | 2418 | Rate Constraint in lbs/MMBtu | FALSE | L | Annual | Standard SO2 | lb/MMBtu | 0.1 | 0.1 | 0.1 | 0.1 | 0.1 | 0.1 | 0.1
NSR Stuart Gen Station 1-4 - SO2 Annual Rate v4.12 | 1101 | 2418 | Rate Constraint in lbs/MMBtu | FALSE | L | Annual | Emissions at Affected Plants SO2 | Thousand Tons | 5.8636 | 8.1516 | 8.1616 | 8.1616 | 8.1616 | 7.7082 | 7.7082
NSR Stuart Gen Station 1-4 - SO2 Annual Rate v4.12 | 1101 | 2418 | Rate Constraint in lbs/MMBtu | FALSE | L | Annual | Allowances Purchased SO2 | Thousand Tons | 0 | 0 | 0 | 0 | 0 | 0 | 0
NSR Stuart Gen Station 1-4 - SO2 Annual Rate v4.12 | 1101 | 2418 | Rate Constraint in lbs/MMBtu | FALSE | L | Annual | Allowances Sold SO2 | Thousand Tons | 0 | 0 | 0 | 0 | 0 | 0 | 0
NSR Stuart Gen Station 1-4 - SO2 Annual Rate v4.12 | 1101 | 2418 | Rate Constraint in lbs/MMBtu | FALSE | L | Annual | Allowances Banked | Thousand Tons | 0 | 0 | 0 | 0 | 0 | 0 | 0
NSR Stuart Gen Station 1-4 - SO2 Annual Rate v4.12 | 1101 | 2418 | Rate Constraint in lbs/MMBtu | FALSE | L | Annual | Allowances Withdrawn (1:1) | Thousand Tons | 0 | 0 | 0 | 0 | 0 | 0 | 0
NSR Stuart Gen Station 1-4 - SO2 Annual Rate v4.12 | 1101 | 2418 | Rate Constraint in lbs/MMBtu | FALSE | L | Annual | Allowances Withdrawn (n:1) | Thousand Tons | 0 | 0 | 0 | 0 | 0 | 0 | 0
NSR Stuart Gen Station 1-4 - SO2 Annual Rate v4.12 | 1101 | 2418 | Rate Constraint in lbs/MMBtu | FALSE | L | Annual | Net Emissions Allowance Position | Thousand Tons | 5.8636 | 8.1516 | 8.1616 | 8.1616 | 8.1616 | 7.7082 | 7.7082
NSR Stuart Gen Station 1-4 - SO2 Annual Rate v4.12 | 1101 | 2418 | Rate Constraint in lbs/MMBtu | FALSE | L | Annual | Fuel Consumed | TBtu | 154.1645 | 163.0319 | 163.2321 | 163.2321 | 163.2321 | 154.1645 | 154.1645
NSR Stuart Gen Station 1-4 - SO2 Annual Rate v4.12 | 1101 | 2418 | Rate Constraint in lbs/MMBtu | FALSE | L | Annual | Rate | lb/MMBtu | 0.076069 | 0.1 | 0.1 | 0.1 | 0.1 | 0.1 | 0.1
NSR Stuart Gen Station 1-4 - SO2 Annual Rate v4.12 | 1101 | 2418 | Rate Constraint in lbs/MMBtu | FALSE | L | Annual | Generation | TWh | 15.6388 | 16.5586 | 16.5586 | 16.5586 | 16.5586 | 15.6388 | 15.6388
NSR Stuart Gen Station 1-4 - SO2 Annual Rate v4.12 | 1101 | 2418 | Rate Constraint in lbs/MMBtu | FALSE | L | Annual | Qualifying Generation | TWh | 15.6388 | 16.5586 | 16.5586 | 16.5586 | 16.5586 | 15.6388 | 15.6388
NSR Stuart Gen Station 1-4 - SO2 Annual Rate v4.12 | 1101 | 2418 | Rate Constraint in lbs/MMBtu | FALSE | L | Annual | Rate | lb/MWh | 0.74988 | 0.98457 | 0.98578 | 0.98578 | 0.98578 | 0.98578 | 0.98578
NSR Stuart Gen Station 1-4 - SO2 Annual Rate v4.12 | 1101 | 2418 | Rate Constraint in lbs/MMBtu | FALSE | L | Annual | Constraint Shadow Price | US2011$/Ton | 0 | 2751.1892 | 4265.3524 | 4365.2892 | 5210.851 | 5758.1956 | 4903.1713
NSR Taconite 1,2 - NOX Rate Annual v5.14 | 1102 | 6136 | Rate Constraint in lbs/MMBtu | FALSE | L | Annual | Seasons Included | Seasons | Winter, Summer | Winter, Summer | Winter, Summer | Winter, Summer | Winter, Summer | Winter, Summer | Winter, Summer
NSR Taconite 1,2 - NOX Rate Annual v5.14 | 1102 | 6136 | Rate Constraint in lbs/MMBtu | FALSE | L | Annual | Standard NOX | lb/MMBtu | 0.16 | 0.16 | 0.16 | 0.16 | 0.16 | 0.16 | 0.16
NSR Taconite 1,2 - NOX Rate Annual v5.14 | 1102 | 6136 | Rate Constraint in lbs/MMBtu | FALSE | L | Annual | Emissions at Affected Plants NOX | Thousand Tons | 0 | 0 | 0 | 0 | 0 | 0 | 0
NSR Taconite 1,2 - NOX Rate Annual v5.14 | 1102 | 6136 | Rate Constraint in lbs/MMBtu | FALSE | L | Annual | Allowances Purchased NOX | Thousand Tons | 0 | 0 | 0 | 0 | 0 | 0 | 0
NSR Taconite 1,2 - NOX Rate Annual v5.14 | 1102 | 6136 | Rate Constraint in lbs/MMBtu | FALSE | L | Annual | Allowances Sold NOX | Thousand Tons | 0 | 0 | 0 | 0 | 0 | 0 | 0
NSR Taconite 1,2 - NOX Rate Annual v5.14 | 1102 | 6136 | Rate Constraint in lbs/MMBtu | FALSE | L | Annual | Allowances Banked | Thousand Tons | 0 | 0 | 0 | 0 | 0 | 0 | 0
NSR Taconite 1,2 - NOX Rate Annual v5.14 | 1102 | 6136 | Rate Constraint in lbs/MMBtu | FALSE | L | Annual | Allowances Withdrawn (1:1) | Thousand Tons | 0 | 0 | 0 | 0 | 0 | 0 | 0
NSR Taconite 1,2 - NOX Rate Annual v5.14 | 1102 | 6136 | Rate Constraint in lbs/MMBtu | FALSE | L | Annual | Allowances Withdrawn (n:1) | Thousand Tons | 0 | 0 | 0 | 0 | 0 | 0 | 0
NSR Taconite 1,2 - NOX Rate Annual v5.14 | 1102 | 6136 | Rate Constraint in lbs/MMBtu | FALSE | L | Annual | Net Emissions Allowance Position | Thousand Tons | 0 | 0 | 0 | 0 | 0 | 0 | 0
NSR Taconite 1,2 - NOX Rate Annual v5.14 | 1102 | 6136 | Rate Constraint in lbs/MMBtu | FALSE | L | Annual | Fuel Consumed | TBtu | 0 | 0 | 0 | 0 | 0 | 0 | 0
NSR Taconite 1,2 - NOX Rate Annual v5.14 | 1102 | 6136 | Rate Constraint in lbs/MMBtu | FALSE | L | Annual | Rate | lb/MMBtu | 0 | 0 | 0 | 0 | 0 | 0 | 0
NSR Taconite 1,2 - NOX Rate Annual v5.14 | 1102 | 6136 | Rate Constraint in lbs/MMBtu | FALSE | L | Annual | Generation | TWh | 0 | 0 | 0 | 0 | 0 | 0 | 0
NSR Taconite 1,2 - NOX Rate Annual v5.14 | 1102 | 6136 | Rate Constraint in lbs/MMBtu | FALSE | L | Annual | Qualifying Generation | TWh | 0 | 0 | 0 | 0 | 0 | 0 | 0
NSR Taconite 1,2 - NOX Rate Annual v5.14 | 1102 | 6136 | Rate Constraint in lbs/MMBtu | FALSE | L | Annual | Rate | lb/MWh | 0 | 0 | 0 | 0 | 0 | 0 | 0
NSR Taconite 1,2 - NOX Rate Annual v5.14 | 1102 | 6136 | Rate Constraint in lbs/MMBtu | FALSE | L | Annual | Constraint Shadow Price | US2011$/Ton | 0 | 0 | 0 | 0 | 0 | 0 | 0
NSR Taconite 1,2 - SO2 Rate Annual v5.14 | 1103 | 6135 | Rate Constraint in lbs/MMBtu | FALSE | L | Annual | Seasons Included | Seasons | Winter, Summer | Winter, Summer | Winter, Summer | Winter, Summer | Winter, Summer | Winter, Summer | Winter, Summer
NSR Taconite 1,2 - SO2 Rate Annual v5.14 | 1103 | 6135 | Rate Constraint in lbs/MMBtu | FALSE | L | Annual | Standard SO2 | lb/MMBtu | 0.03 | 0.03 | 0.03 | 0.03 | 0.03 | 0.03 | 0.03
NSR Taconite 1,2 - SO2 Rate Annual v5.14 | 1103 | 6135 | Rate Constraint in lbs/MMBtu | FALSE | L | Annual | Emissions at Affected Plants SO2 | Thousand Tons | 0 | 0 | 0 | 0 | 0 | 0 | 0
NSR Taconite 1,2 - SO2 Rate Annual v5.14 | 1103 | 6135 | Rate Constraint in lbs/MMBtu | FALSE | L | Annual | Allowances Purchased SO2 | Thousand Tons | 0 | 0 | 0 | 0 | 0 | 0 | 0
NSR Taconite 1,2 - SO2 Rate Annual v5.14 | 1103 | 6135 | Rate Constraint in lbs/MMBtu | FALSE | L | Annual | Allowances Sold SO2 | Thousand Tons | 0 | 0 | 0 | 0 | 0 | 0 | 0
NSR Taconite 1,2 - SO2 Rate Annual v5.14 | 1103 | 6135 | Rate Constraint in lbs/MMBtu | FALSE | L | Annual | Allowances Banked | Thousand Tons | 0 | 0 | 0 | 0 | 0 | 0 | 0
NSR Taconite 1,2 - SO2 Rate Annual v5.14 | 1103 | 6135 | Rate Constraint in lbs/MMBtu | FALSE | L | Annual | Allowances Withdrawn (1:1) | Thousand Tons | 0 | 0 | 0 | 0 | 0 | 0 | 0
NSR Taconite 1,2 - SO2 Rate Annual v5.14 | 1103 | 6135 | Rate Constraint in lbs/MMBtu | FALSE | L | Annual | Allowances Withdrawn (n:1) | Thousand Tons | 0 | 0 | 0 | 0 | 0 | 0 | 0
NSR Taconite 1,2 - SO2 Rate Annual v5.14 | 1103 | 6135 | Rate Constraint in lbs/MMBtu | FALSE | L | Annual | Net Emissions Allowance Position | Thousand Tons | 0 | 0 | 0 | 0 | 0 | 0 | 0
NSR Taconite 1,2 - SO2 Rate Annual v5.14 | 1103 | 6135 | Rate Constraint in lbs/MMBtu | FALSE | L | Annual | Fuel Consumed | TBtu | 0 | 0 | 0 | 0 | 0 | 0 | 0
NSR Taconite 1,2 - SO2 Rate Annual v5.14 | 1103 | 6135 | Rate Constraint in lbs/MMBtu | FALSE | L | Annual | Rate | lb/MMBtu | 0 | 0 | 0 | 0 | 0 | 0 | 0
NSR Taconite 1,2 - SO2 Rate Annual v5.14 | 1103 | 6135 | Rate Constraint in lbs/MMBtu | FALSE | L | Annual | Generation | TWh | 0 | 0 | 0 | 0 | 0 | 0 | 0
NSR Taconite 1,2 - SO2 Rate Annual v5.14 | 1103 | 6135 | Rate Constraint in lbs/MMBtu | FALSE | L | Annual | Qualifying Generation | TWh | 0 | 0 | 0 | 0 | 0 | 0 | 0
NSR Taconite 1,2 - SO2 Rate Annual v5.14 | 1103 | 6135 | Rate Constraint in lbs/MMBtu | FALSE | L | Annual | Rate | lb/MWh | 0 | 0 | 0 | 0 | 0 | 0 | 0
NSR Taconite 1,2 - SO2 Rate Annual v5.14 | 1103 | 6135 | Rate Constraint in lbs/MMBtu | FALSE | L | Annual | Constraint Shadow Price | US2011$/Ton | 237050.5262 | 238873.3974 | 198932.7274 | 192987.484 | 223298.8941 | 152826.068 | 213106.5042
NSR Tucson Electric - SO2 Cap Annual v4.0 | 1104 | 2171 | Rate Constraint in MTons | FALSE | L | Annual | Seasons Included | Seasons | Winter, Summer | Winter, Summer | Winter, Summer | Winter, Summer | Winter, Summer | Winter, Summer | Winter, Summer
NSR Tucson Electric - SO2 Cap Annual v4.0 | 1104 | 2171 | Rate Constraint in MTons | FALSE | L | Annual | Standard SO2 | Thousand Tons | 10.66 | 10.66 | 10.66 | 10.66 | 10.66 | 10.66 | 10.66
NSR Tucson Electric - SO2 Cap Annual v4.0 | 1104 | 2171 | Rate Constraint in MTons | FALSE | L | Annual | Emissions at Affected Plants SO2 | Thousand Tons | 10.66 | 10.66 | 10.66 | 10.66 | 10.66 | 10.66 | 10.6501
NSR Tucson Electric - SO2 Cap Annual v4.0 | 1104 | 2171 | Rate Constraint in MTons | FALSE | L | Annual | Allowances Purchased SO2 | Thousand Tons | 0 | 0 | 0 | 0 | 0 | 0 | 0
NSR Tucson Electric - SO2 Cap Annual v4.0 | 1104 | 2171 | Rate Constraint in MTons | FALSE | L | Annual | Allowances Sold SO2 | Thousand Tons | 0 | 0 | 0 | 0 | 0 | 0 | 0
NSR Tucson Electric - SO2 Cap Annual v4.0 | 1104 | 2171 | Rate Constraint in MTons | FALSE | L | Annual | Allowances Banked | Thousand Tons | 0 | 0 | 0 | 0 | 0 | 0 | 0
NSR Tucson Electric - SO2 Cap Annual v4.0 | 1104 | 2171 | Rate Constraint in MTons | FALSE | L | Annual | Allowances Withdrawn (1:1) | Thousand Tons | 0 | 0 | 0 | 0 | 0 | 0 | 0
NSR Tucson Electric - SO2 Cap Annual v4.0 | 1104 | 2171 | Rate Constraint in MTons | FALSE | L | Annual | Allowances Withdrawn (n:1) | Thousand Tons | 0 | 0 | 0 | 0 | 0 | 0 | 0
NSR Tucson Electric - SO2 Cap Annual v4.0 | 1104 | 2171 | Rate Constraint in MTons | FALSE | L | Annual | Net Emissions Allowance Position | Thousand Tons | 10.66 | 10.66 | 10.66 | 10.66 | 10.66 | 10.66 | 10.6501
NSR Tucson Electric - SO2 Cap Annual v4.0 | 1104 | 2171 | Rate Constraint in MTons | FALSE | L | Annual | Fuel Consumed | TBtu | 120.2123 | 120.2466 | 120.2466 | 120.2466 | 120.2466 | 120.2673 | 120.2691
NSR Tucson Electric - SO2 Cap Annual v4.0 | 1104 | 2171 | Rate Constraint in MTons | FALSE | L | Annual | Rate | lb/MMBtu | 0.17735 | 0.1773 | 0.1773 | 0.1773 | 0.1773 | 0.17727 | 0.17711
NSR Tucson Electric - SO2 Cap Annual v4.0 | 1104 | 2171 | Rate Constraint in MTons | FALSE | L | Annual | Generation | TWh | 11.7072 | 11.7109 | 11.7109 | 11.7109 | 11.7109 | 11.7109 | 11.7109
NSR Tucson Electric - SO2 Cap Annual v4.0 | 1104 | 2171 | Rate Constraint in MTons | FALSE | L | Annual | Qualifying Generation | TWh | 11.7072 | 11.7109 | 11.7109 | 11.7109 | 11.7109 | 11.7109 | 11.7109
NSR Tucson Electric - SO2 Cap Annual v4.0 | 1104 | 2171 | Rate Constraint in MTons | FALSE | L | Annual | Rate | lb/MWh | 1.8211 | 1.8205 | 1.8205 | 1.8205 | 1.8205 | 1.8205 | 1.8188
NSR Tucson Electric - SO2 Cap Annual v4.0 | 1104 | 2171 | Rate Constraint in MTons | FALSE | L | Annual | Constraint Shadow Price | US2011$/Ton | 5298.816 | 6335.8048 | 6619.8292 | 7298.369 | 6782.5917 | 2040.6142 | 0
NSR Tucson Electric NOx Cap Annual - v4.0 | 1105 | 2170 | Rate Constraint in MTons | FALSE | L | Annual | Seasons Included | Seasons | Winter, Summer | Winter, Summer | Winter, Summer | Winter, Summer | Winter, Summer | Winter, Summer | Winter, Summer
NSR Tucson Electric NOx Cap Annual - v4.0 | 1105 | 2170 | Rate Constraint in MTons | FALSE | L | Annual | Standard NOX | Thousand Tons | 8.94 | 8.94 | 8.94 | 8.94 | 8.94 | 8.94 | 8.94
NSR Tucson Electric NOx Cap Annual - v4.0 | 1105 | 2170 | Rate Constraint in MTons | FALSE | L | Annual | Emissions at Affected Plants NOX | Thousand Tons | 7.4704 | 7.4719 | 7.4719 | 7.4719 | 7.4719 | 7.4719 | 7.4719
NSR Tucson Electric NOx Cap Annual - v4.0 | 1105 | 2170 | Rate Constraint in MTons | FALSE | L | Annual | Allowances Purchased NOX | Thousand Tons | 0 | 0 | 0 | 0 | 0 | 0 | 0
NSR Tucson Electric NOx Cap Annual - v4.0 | 1105 | 2170 | Rate Constraint in MTons | FALSE | L | Annual | Allowances Sold NOX | Thousand Tons | 0 | 0 | 0 | 0 | 0 | 0 | 0
NSR Tucson Electric NOx Cap Annual - v4.0 | 1105 | 2170 | Rate Constraint in MTons | FALSE | L | Annual | Allowances Banked | Thousand Tons | 0 | 0 | 0 | 0 | 0 | 0 | 0
NSR Tucson Electric NOx Cap Annual - v4.0 | 1105 | 2170 | Rate Constraint in MTons | FALSE | L | Annual | Allowances Withdrawn (1:1) | Thousand Tons | 0 | 0 | 0 | 0 | 0 | 0 | 0
NSR Tucson Electric NOx Cap Annual - v4.0 | 1105 | 2170 | Rate Constraint in MTons | FALSE | L | Annual | Allowances Withdrawn (n:1) | Thousand Tons | 0 | 0 | 0 | 0 | 0 | 0 | 0
NSR Tucson Electric NOx Cap Annual - v4.0 | 1105 | 2170 | Rate Constraint in MTons | FALSE | L | Annual | Net Emissions Allowance Position | Thousand Tons | 7.4704 | 7.4719 | 7.4719 | 7.4719 | 7.4719 | 7.4719 | 7.4719
NSR Tucson Electric NOx Cap Annual - v4.0 | 1105 | 2170 | Rate Constraint in MTons | FALSE | L | Annual | Fuel Consumed | TBtu | 120.2123 | 120.2466 | 120.2466 | 120.2466 | 120.2466 | 120.2673 | 120.2691
NSR Tucson Electric NOx Cap Annual - v4.0 | 1105 | 2170 | Rate Constraint in MTons | FALSE | L | Annual | Rate | lb/MMBtu | 0.12429 | 0.12428 | 0.12428 | 0.12428 | 0.12428 | 0.12426 | 0.12425
NSR Tucson Electric NOx Cap Annual - v4.0 | 1105 | 2170 | Rate Constraint in MTons | FALSE | L | Annual | Generation | TWh | 11.7072 | 11.7109 | 11.7109 | 11.7109 | 11.7109 | 11.7109 | 11.7109
NSR Tucson Electric NOx Cap Annual - v4.0 | 1105 | 2170 | Rate Constraint in MTons | FALSE | L | Annual | Qualifying Generation | TWh | 11.7072 | 11.7109 | 11.7109 | 11.7109 | 11.7109 | 11.7109 | 11.7109
NSR Tucson Electric NOx Cap Annual - v4.0 | 1105 | 2170 | Rate Constraint in MTons | FALSE | L | Annual | Rate | lb/MWh | 1.2762 | 1.2761 | 1.2761 | 1.2761 | 1.2761 | 1.2761 | 1.2761
NSR Tucson Electric NOx Cap Annual - v4.0 | 1105 | 2170 | Rate Constraint in MTons | FALSE | L | Annual | Constraint Shadow Price | US2011$/Ton | 0 | 0 | 0 | 0 | 0 | 0 | 0
NSR TVA System - NOX Cap Annual v4.11 | 1106 | 2308 | Rate Constraint in MTons | FALSE | L | Annual | Seasons Included | Seasons | Winter, Summer | Winter, Summer | Winter, Summer | Winter, Summer | Winter, Summer | Winter, Summer | Winter, Summer
NSR TVA System - NOX Cap Annual v4.11 | 1106 | 2308 | Rate Constraint in MTons | FALSE | L | Annual | Standard NOX | Thousand Tons | 70.667 | 52 | 52 | 52 | 52 | 52 | 52
NSR TVA System - NOX Cap Annual v4.11 | 1106 | 2308 | Rate Constraint in MTons | FALSE | L | Annual | Emissions at Affected Plants NOX | Thousand Tons | 26.2337 | 20.3737 | 20.3506 | 20.3737 | 20.3737 | 20.3736 | 20.3736
NSR TVA System - NOX Cap Annual v4.11 | 1106 | 2308 | Rate Constraint in MTons | FALSE | L | Annual | Allowances Purchased NOX | Thousand Tons | 0 | 0 | 0 | 0 | 0 | 0 | 0
NSR TVA System - NOX Cap Annual v4.11 | 1106 | 2308 | Rate Constraint in MTons | FALSE | L | Annual | Allowances Sold NOX | Thousand Tons | 0 | 0 | 0 | 0 | 0 | 0 | 0
NSR TVA System - NOX Cap Annual v4.11 | 1106 | 2308 | Rate Constraint in MTons | FALSE | L | Annual | Allowances Banked | Thousand Tons | 0 | 0 | 0 | 0 | 0 | 0 | 0
NSR TVA System - NOX Cap Annual v4.11 | 1106 | 2308 | Rate Constraint in MTons | FALSE | L | Annual | Allowances Withdrawn (1:1) | Thousand Tons | 0 | 0 | 0 | 0 | 0 | 0 | 0
NSR TVA System - NOX Cap Annual v4.11 | 1106 | 2308 | Rate Constraint in MTons | FALSE | L | Annual | Allowances Withdrawn (n:1) | Thousand Tons | 0 | 0 | 0 | 0 | 0 | 0 | 0
NSR TVA System - NOX Cap Annual v4.11 | 1106 | 2308 | Rate Constraint in MTons | FALSE | L | Annual | Net Emissions Allowance Position | Thousand Tons | 26.2337 | 20.3737 | 20.3506 | 20.3737 | 20.3737 | 20.3736 | 20.3736
NSR TVA System - NOX Cap Annual v4.11 | 1106 | 2308 | Rate Constraint in MTons | FALSE | L | Annual | Fuel Consumed | TBtu | 557.373 | 503.6588 | 503.2954 | 504.0725 | 504.0725 | 504.2703 | 504.2703
NSR TVA System - NOX Cap Annual v4.11 | 1106 | 2308 | Rate Constraint in MTons | FALSE | L | Annual | Rate | lb/MMBtu | 0.094134 | 0.080903 | 0.08087 | 0.080836 | 0.080836 | 0.080804 | 0.080804
NSR TVA System - NOX Cap Annual v4.11 | 1106 | 2308 | Rate Constraint in MTons | FALSE | L | Annual | Generation | TWh | 55.9206 | 50.4326 | 50.3765 | 50.4326 | 50.4326 | 50.4326 | 50.4326
NSR TVA System - NOX Cap Annual v4.11 | 1106 | 2308 | Rate Constraint in MTons | FALSE | L | Annual | Qualifying Generation | TWh | 55.9206 | 50.4326 | 50.3765 | 50.4326 | 50.4326 | 50.4326 | 50.4326
NSR TVA System - NOX Cap Annual v4.11 | 1106 | 2308 | Rate Constraint in MTons | FALSE | L | Annual | Rate | lb/MWh | 0.93825 | 0.80796 | 0.80794 | 0.80796 | 0.80796 | 0.80795 | 0.80795
NSR TVA System - NOX Cap Annual v4.11 | 1106 | 2308 | Rate Constraint in MTons | FALSE | L | Annual | Constraint Shadow Price | US2011$/Ton | 0 | 0 | 0 | 0 | 0 | 0 | 0
NSR TVA System - SO2 Cap Annual v4.11 | 1107 | 2307 | Rate Constraint in MTons | FALSE | L | Annual | Seasons Included | Seasons | Winter, Summer | Winter, Summer | Winter, Summer | Winter, Summer | Winter, Summer | Winter, Summer | Winter, Summer
NSR TVA System - SO2 Cap Annual v4.11 | 1107 | 2307 | Rate Constraint in MTons | FALSE | L | Annual | Standard SO2 | Thousand Tons | 175.626 | 121.699 | 100 | 100 | 100 | 100 | 100
NSR TVA System - SO2 Cap Annual v4.11 | 1107 | 2307 | Rate Constraint in MTons | FALSE | L | Annual | Emissions at Affected Plants SO2 | Thousand Tons | 59.7995 | 47.9512 | 47.8948 | 46.8037 | 47.4397 | 45.8877 | 47.333
NSR TVA System - SO2 Cap Annual v4.11 | 1107 | 2307 | Rate Constraint in MTons | FALSE | L | Annual | Allowances Purchased SO2 | Thousand Tons | 0 | 0 | 0 | 0 | 0 | 0 | 0
NSR TVA System - SO2 Cap Annual v4.11 | 1107 | 2307 | Rate Constraint in MTons | FALSE | L | Annual | Allowances Sold SO2 | Thousand Tons | 0 | 0 | 0 | 0 | 0 | 0 | 0
NSR TVA System - SO2 Cap Annual v4.11 | 1107 | 2307 | Rate Constraint in MTons | FALSE | L | Annual | Allowances Banked | Thousand Tons | 0 | 0 | 0 | 0 | 0 | 0 | 0
NSR TVA System - SO2 Cap Annual v4.11 | 1107 | 2307 | Rate Constraint in MTons | FALSE | L | Annual | Allowances Withdrawn (1:1) | Thousand Tons | 0 | 0 | 0 | 0 | 0 | 0 | 0
NSR TVA System - SO2 Cap Annual v4.11 | 1107 | 2307 | Rate Constraint in MTons | FALSE | L | Annual | Allowances Withdrawn (n:1) | Thousand Tons | 0 | 0 | 0 | 0 | 0 | 0 | 0
NSR TVA System - SO2 Cap Annual v4.11 | 1107 | 2307 | Rate Constraint in MTons | FALSE | L | Annual | Net Emissions Allowance Position | Thousand Tons | 59.7995 | 47.9512 | 47.8948 | 46.8037 | 47.4397 | 45.8877 | 47.333
NSR TVA System - SO2 Cap Annual v4.11 | 1107 | 2307 | Rate Constraint in MTons | FALSE | L | Annual | Fuel Consumed | TBtu | 557.373 | 503.6588 | 503.2954 | 504.0725 | 504.0725 | 504.2703 | 504.2703
NSR TVA System - SO2 Cap Annual v4.11 | 1107 | 2307 | Rate Constraint in MTons | FALSE | L | Annual | Rate | lb/MMBtu | 0.21458 | 0.19041 | 0.19032 | 0.1857 | 0.18823 | 0.182 | 0.18773
NSR TVA System - SO2 Cap Annual v4.11 | 1107 | 2307 | Rate Constraint in MTons | FALSE | L | Annual | Generation | TWh | 55.9206 | 50.4326 | 50.3765 | 50.4326 | 50.4326 | 50.4326 | 50.4326
NSR TVA System - SO2 Cap Annual v4.11 | 1107 | 2307 | Rate Constraint in MTons | FALSE | L | Annual | Qualifying Generation | TWh | 55.9206 | 50.4326 | 50.3765 | 50.4326 | 50.4326 | 50.4326 | 50.4326
NSR TVA System - SO2 Cap Annual v4.11 | 1107 | 2307 | Rate Constraint in MTons | FALSE | L | Annual | Rate | lb/MWh | 2.1387 | 1.9016 | 1.9015 | 1.8561 | 1.8813 | 1.8198 | 1.8771
NSR TVA System - SO2 Cap Annual v4.11 | 1107 | 2307 | Rate Constraint in MTons | FALSE | L | Annual | Constraint Shadow Price | US2011$/Ton | 0 | 0 | 0 | 0 | 0 | 0 | 0
NSR W H Sammis 1-4 - NOX Rate Annual v3.1, Unit 5874 and retrofits | 1108 | 1942 | Rate Constraint in lbs/MMBtu | FALSE | L | Annual | Seasons Included | Seasons | Winter, Summer | Winter, Summer | Winter, Summer | Winter, Summer | Winter, Summer | Winter, Summer | Winter, Summer
NSR W H Sammis 1-4 - NOX Rate Annual v3.1, Unit 5874 and retrofits | 1108 | 1942 | Rate Constraint in lbs/MMBtu | FALSE | L | Annual | Standard NOX | lb/MMBtu | 0.25 | 0.25 | 0.25 | 0.25 | 0.25 | 0.25 | 0.25
NSR W H Sammis 1-4 - NOX Rate Annual v3.1, Unit 5874 and retrofits | 1108 | 1942 | Rate Constraint in lbs/MMBtu | FALSE | L | Annual | Emissions at Affected Plants NOX | Thousand Tons | 1.494 | 1.494 | 1.581 | 1.581 | 1.581 | 1.381 | 1.1409
NSR W H Sammis 1-4 - NOX Rate Annual v3.1, Unit 5874 and retrofits | 1108 | 1942 | Rate Constraint in lbs/MMBtu | FALSE | L | Annual | Allowances Purchased NOX | Thousand Tons | 0 | 0 | 0 | 0 | 0 | 0 | 0
NSR W H Sammis 1-4 - NOX Rate Annual v3.1, Unit 5874 and retrofits | 1108 | 1942 | Rate Constraint in lbs/MMBtu | FALSE | L | Annual | Allowances Sold NOX | Thousand Tons | 0 | 0 | 0 | 0 | 0 | 0 | 0
NSR W H Sammis 1-4 - NOX Rate Annual v3.1, Unit 5874 and retrofits | 1108 | 1942 | Rate Constraint in lbs/MMBtu | FALSE | L | Annual | Allowances Banked | Thousand Tons | 0 | 0 | 0 | 0 | 0 | 0 | 0
NSR W H Sammis 1-4 - NOX Rate Annual v3.1, Unit 5874 and retrofits | 1108 | 1942 | Rate Constraint in lbs/MMBtu | FALSE | L | Annual | Allowances Withdrawn (1:1) | Thousand Tons | 0 | 0 | 0 | 0 | 0 | 0 | 0
NSR W H Sammis 1-4 - NOX Rate Annual v3.1, Unit 5874 and retrofits | 1108 | 1942 | Rate Constraint in lbs/MMBtu | FALSE | L | Annual | Allowances Withdrawn (n:1) | Thousand Tons | 0 | 0 | 0 | 0 | 0 | 0 | 0
NSR W H Sammis 1-4 - NOX Rate Annual v3.1, Unit 5874 and retrofits | 1108 | 1942 | Rate Constraint in lbs/MMBtu | FALSE | L | Annual | Net Emissions Allowance Position | Thousand Tons | 1.494 | 1.494 | 1.581 | 1.581 | 1.581 | 1.381 | 1.1409
NSR W H Sammis 1-4 - NOX Rate Annual v3.1, Unit 5874 and retrofits | 1108 | 1942 | Rate Constraint in lbs/MMBtu | FALSE | L | Annual | Fuel Consumed | TBtu | 13.4043 | 13.3872 | 14.1669 | 14.1669 | 14.1849 | 12.3905 | 10.2365
NSR W H Sammis 1-4 - NOX Rate Annual v3.1, Unit 5874 and retrofits | 1108 | 1942 | Rate Constraint in lbs/MMBtu | FALSE | L | Annual | Rate | lb/MMBtu | 0.22292 | 0.2232 | 0.2232 | 0.2232 | 0.22292 | 0.22292 | 0.22292
NSR W H Sammis 1-4 - NOX Rate Annual v3.1, Unit 5874 and retrofits | 1108 | 1942 | Rate Constraint in lbs/MMBtu | FALSE | L | Annual | Generation | TWh | 1.2663 | 1.2663 | 1.3401 | 1.3401 | 1.3401 | 1.1705 | 0.96705
NSR W H Sammis 1-4 - NOX Rate Annual v3.1, Unit 5874 and retrofits | 1108 | 1942 | Rate Constraint in lbs/MMBtu | FALSE | L | Annual | Qualifying Generation | TWh | 1.2663 | 1.2663 | 1.3401 | 1.3401 | 1.3401 | 1.1705 | 0.96705
NSR W H Sammis 1-4 - NOX Rate Annual v3.1, Unit 5874 and retrofits | 1108 | 1942 | Rate Constraint in lbs/MMBtu | FALSE | L | Annual | Rate | lb/MWh | 2.3596 | 2.3596 | 2.3596 | 2.3596 | 2.3596 | 2.3596 | 2.3596
NSR W H Sammis 1-4 - NOX Rate Annual v3.1, Unit 5874 and retrofits | 1108 | 1942 | Rate Constraint in lbs/MMBtu | FALSE | L | Annual | Constraint Shadow Price | US2011$/Ton | 0 | 0 | 0 | 0 | 0 | 0 | 0
NSR W H Sammis 1-4 - NOX Rate Annual v3.1, Unit 5875 and retrofits | 1109 | 1942 | Rate Constraint in lbs/MMBtu | FALSE | L | Annual | Seasons Included | Seasons | Winter, Summer | Winter, Summer | Winter, Summer | Winter, Summer | Winter, Summer | Winter, Summer | Winter, Summer
NSR W H Sammis 1-4 - NOX Rate Annual v3.1, Unit 5875 and retrofits | 1109 | 1942 | Rate Constraint in lbs/MMBtu | FALSE | L | Annual | Standard NOX | lb/MMBtu | 0.25 | 0.25 | 0.25 | 0.25 | 0.25 | 0.25 | 0.25
NSR W H Sammis 1-4 - NOX Rate Annual v3.1, Unit 5875 and retrofits | 1109 | 1942 | Rate Constraint in lbs/MMBtu | FALSE | L | Annual | Emissions at Affected Plants NOX | Thousand Tons | 1.4936 | 1.4936 | 1.5805 | 1.5805 | 1.5805 | 1.3806 | 1.1406
NSR W H Sammis 1-4 - NOX Rate Annual v3.1, Unit 5875 and retrofits | 1109 | 1942 | Rate Constraint in lbs/MMBtu | FALSE | L | Annual | Allowances Purchased NOX | Thousand Tons | 0 | 0 | 0 | 0 | 0 | 0 | 0
NSR W H Sammis 1-4 - NOX Rate Annual v3.1, Unit 5875 and retrofits | 1109 | 1942 | Rate Constraint in lbs/MMBtu | FALSE | L | Annual | Allowances Sold NOX | Thousand Tons | 0 | 0 | 0 | 0 | 0 | 0 | 0
NSR W H Sammis 1-4 - NOX Rate Annual v3.1, Unit 5875 and retrofits | 1109 | 1942 | Rate Constraint in lbs/MMBtu | FALSE | L | Annual | Allowances Banked | Thousand Tons | 0 | 0 | 0 | 0 | 0 | 0 | 0
NSR W H Sammis 1-4 - NOX Rate Annual v3.1, Unit 5875 and retrofits | 1109 | 1942 | Rate Constraint in lbs/MMBtu | FALSE | L | Annual | Allowances Withdrawn (1:1) | Thousand Tons | 0 | 0 | 0 | 0 | 0 | 0 | 0
NSR W H Sammis 1-4 - NOX Rate Annual v3.1, Unit 5875 and retrofits | 1109 | 1942 | Rate Constraint in lbs/MMBtu | FALSE | L | Annual | Allowances Withdrawn (n:1) | Thousand Tons | 0 | 0 | 0 | 0 | 0 | 0 | 0
NSR W H Sammis 1-4 - NOX Rate Annual v3.1, Unit 5875 and retrofits | 1109 | 1942 | Rate Constraint in lbs/MMBtu | FALSE | L | Annual | Net Emissions Allowance Position | Thousand Tons | 1.4936 | 1.4936 | 1.5805 | 1.5805 | 1.5805 | 1.3806 | 1.1406
NSR W H Sammis 1-4 - NOX Rate Annual v3.1, Unit 5875 and retrofits | 1109 | 1942 | Rate Constraint in lbs/MMBtu | FALSE | L | Annual | Fuel Consumed | TBtu | 13.4605 | 13.4434 | 14.2263 | 14.2263 | 14.2445 | 12.4426 | 10.2794
NSR W H Sammis 1-4 - NOX Rate Annual v3.1, Unit 5875 and retrofits | 1109 | 1942 | Rate Constraint in lbs/MMBtu | FALSE | L | Annual | Rate | lb/MMBtu | 0.22192 | 0.2222 | 0.2222 | 0.2222 | 0.22192 | 0.22192 | 0.22192
NSR W H Sammis 1-4 - NOX Rate Annual v3.1, Unit 5875 and retrofits | 1109 | 1942 | Rate Constraint in lbs/MMBtu | FALSE | L | Annual | Generation | TWh | 1.2663 | 1.2663 | 1.3401 | 1.3401 | 1.3401 | 1.1705 | 0.96705
NSR W H Sammis 1-4 - NOX Rate Annual v3.1, Unit 5875 and retrofits | 1109 | 1942 | Rate Constraint in lbs/MMBtu | FALSE | L | Annual | Qualifying Generation | TWh | 1.2663 | 1.2663 | 1.3401 | 1.3401 | 1.3401 | 1.1705 | 0.96705
NSR W H Sammis 1-4 - NOX Rate Annual v3.1, Unit 5875 and retrofits | 1109 | 1942 | Rate Constraint in lbs/MMBtu | FALSE | L | Annual | Rate | lb/MWh | 2.3589 | 2.3589 | 2.3589 | 2.3589 | 2.3589 | 2.3589 | 2.3589
NSR W H Sammis 1-4 - NOX Rate Annual v3.1, Unit 5875 and retrofits | 1109 | 1942 | Rate Constraint in lbs/MMBtu | FALSE | L | Annual | Constraint Shadow Price | US2011$/Ton | 0 | 0 | 0 | 0 | 0 | 0 | 0
NSR W H Sammis 1-4 - NOX Rate Annual v3.1, Unit 5876 and retrofits | 1110 | 1942 | Rate Constraint in lbs/MMBtu | FALSE | L | Annual | Seasons Included | Seasons | Winter, Summer | Winter, Summer | Winter, Summer | Winter, Summer | Winter, Summer | Winter, Summer | Winter, Summer
NSR W H Sammis 1-4 - NOX Rate Annual v3.1, Unit 5876 and retrofits | 1110 | 1942 | Rate Constraint in lbs/MMBtu | FALSE | L | Annual | Standard NOX | lb/MMBtu | 0.25 | 0.25 | 0.25 | 0.25 | 0.25 | 0.25 | 0.25
NSR W H Sammis 1-4 - NOX Rate Annual v3.1, Unit 5876 and retrofits | 1110 | 1942 | Rate Constraint in lbs/MMBtu | FALSE | L | Annual | Emissions at Affected Plants NOX | Thousand Tons | 1.4984 | 1.4984 | 1.5857 | 1.5857 | 1.5857 | 1.3851 | 1.1443
NSR W H Sammis 1-4 - NOX Rate Annual v3.1, Unit 5876 and retrofits | 1110 | 1942 | Rate Constraint in lbs/MMBtu | FALSE | L | Annual | Allowances Purchased NOX | Thousand Tons | 0 | 0 | 0 | 0 | 0 | 0 | 0
NSR W H Sammis 1-4 - NOX Rate Annual v3.1, Unit 5876 and retrofits | 1110 | 1942 | Rate Constraint in lbs/MMBtu | FALSE | L | Annual | Allowances Sold NOX | Thousand Tons | 0 | 0 | 0 | 0 | 0 | 0 | 0
NSR W H Sammis 1-4 - NOX Rate Annual v3.1, Unit 5876 and retrofits | 1110 | 1942 | Rate Constraint in lbs/MMBtu | FALSE | L | Annual | Allowances Banked | Thousand Tons | 0 | 0 | 0 | 0 | 0 | 0 | 0
NSR W H Sammis 1-4 - NOX Rate Annual v3.1, Unit 5876 and retrofits | 1110 | 1942 | Rate Constraint in lbs/MMBtu | FALSE | L | Annual | Allowances Withdrawn (1:1) | Thousand Tons | 0 | 0 | 0 | 0 | 0 | 0 | 0
NSR W H Sammis 1-4 - NOX Rate Annual v3.1, Unit 5876 and retrofits | 1110 | 1942 | Rate Constraint in lbs/MMBtu | FALSE | L | Annual | Allowances Withdrawn (n:1) | Thousand Tons | 0 | 0 | 0 | 0 | 0 | 0 | 0
NSR W H Sammis 1-4 - NOX Rate Annual v3.1, Unit 5876 and retrofits | 1110 | 1942 | Rate Constraint in lbs/MMBtu | FALSE | L | Annual | Net Emissions Allowance Position | Thousand Tons | 1.4984 | 1.4984 | 1.5857 | 1.5857 | 1.5857 | 1.3851 | 1.1443
NSR W H Sammis 1-4 - NOX Rate Annual v3.1, Unit 5876 and retrofits | 1110 | 1942 | Rate Constraint in lbs/MMBtu | FALSE | L | Annual | Fuel Consumed | TBtu | 13.4743 | 13.4571 | 14.2409 | 14.2409 | 14.2591 | 12.4553 | 10.2899
NSR W H Sammis 1-4 - NOX Rate Annual v3.1, Unit 5876 and retrofits | 1110 | 1942 | Rate Constraint in lbs/MMBtu | FALSE | L | Annual | Rate | lb/MMBtu | 0.22242 | 0.2227 | 0.2227 | 0.2227 | 0.22242 | 0.22242 | 0.22242
NSR W H Sammis 1-4 - NOX Rate Annual v3.1, Unit 5876 and retrofits | 1110 | 1942 | Rate Constraint in lbs/MMBtu | FALSE | L | Annual | Generation | TWh | 1.2663 | 1.2663 | 1.3401 | 1.3401 | 1.3401 | 1.1705 | 0.96705
NSR W H Sammis 1-4 - NOX Rate Annual v3.1, Unit 5876 and retrofits | 1110 | 1942 | Rate Constraint in lbs/MMBtu | FALSE | L | Annual | Qualifying Generation | TWh | 1.2663 | 1.2663 | 1.3401 | 1.3401 | 1.3401 | 1.1705 | 0.96705
NSR W H Sammis 1-4 - NOX Rate Annual v3.1, Unit 5876 and retrofits | 1110 | 1942 | Rate Constraint in lbs/MMBtu | FALSE | L | Annual | Rate | lb/MWh | 2.3666 | 2.3666 | 2.3666 | 2.3666 | 2.3666 | 2.3666 | 2.3666
NSR W H Sammis 1-4 - NOX Rate Annual v3.1, Unit 5876 and retrofits | 1110 | 1942 | Rate Constraint in lbs/MMBtu | FALSE | L | Annual | Constraint Shadow Price | US2011$/Ton | 0 | 0 | 0 | 0 | 0 | 0 | 0
NSR W H Sammis 1-4 - NOX Rate Annual v3.1, Unit 5877 and retrofits | 1111 | 1942 | Rate Constraint in lbs/MMBtu | FALSE | L | Annual | Seasons Included | Seasons | Winter, Summer | Winter, Summer | Winter, Summer | Winter, Summer | Winter, Summer | Winter, Summer | Winter, Summer
NSR W H Sammis 1-4 - NOX Rate Annual v3.1, Unit 5877 and retrofits | 1111 | 1942 | Rate Constraint in lbs/MMBtu | FALSE | L | Annual | Standard NOX | lb/MMBtu | 0.25 | 0.25 | 0.25 | 0.25 | 0.25 | 0.25 | 0.25
NSR W H Sammis 1-4 - NOX Rate Annual v3.1, Unit 5877 and retrofits | 1111 | 1942 | Rate Constraint in lbs/MMBtu | FALSE | L | Annual | Emissions at Affected Plants NOX | Thousand Tons | 1.4813 | 1.5676 | 1.5676 | 1.5676 | 1.5676 | 1.3693 | 1.2657
NSR W H Sammis 1-4 - NOX Rate Annual v3.1, Unit 5877 and retrofits | 1111 | 1942 | Rate Constraint in lbs/MMBtu | FALSE | L | Annual | Allowances Purchased NOX | Thousand Tons | 0 | 0 | 0 | 0 | 0 | 0 | 0
NSR W H Sammis 1-4 - NOX Rate Annual v3.1, Unit 5877 and retrofits | 1111 | 1942 | Rate Constraint in lbs/MMBtu | FALSE | L | Annual | Allowances Sold NOX | Thousand Tons | 0 | 0 | 0 | 0 | 0 | 0 | 0
NSR W H Sammis 1-4 - NOX Rate Annual v3.1, Unit 5877 and retrofits | 1111 | 1942 | Rate Constraint in lbs/MMBtu | FALSE | L | Annual | Allowances Banked | Thousand Tons | 0 | 0 | 0 | 0 | 0 | 0 | 0
NSR W H Sammis 1-4 - NOX Rate Annual v3.1, Unit 5877 and retrofits | 1111 | 1942 | Rate Constraint in lbs/MMBtu | FALSE | L | Annual | Allowances Withdrawn (1:1) | Thousand Tons | 0 | 0 | 0 | 0 | 0 | 0 | 0
NSR W H Sammis 1-4 - NOX Rate Annual v3.1, Unit 5877 and retrofits | 1111 | 1942 | Rate Constraint in lbs/MMBtu | FALSE | L | Annual | Allowances Withdrawn (n:1) | Thousand Tons | 0 | 0 | 0 | 0 | 0 | 0 | 0
NSR W H Sammis 1-4 - NOX Rate Annual v3.1, Unit 5877 and retrofits | 1111 | 1942 | Rate Constraint in lbs/MMBtu | FALSE | L | Annual | Net Emissions Allowance Position | Thousand Tons | 1.4813 | 1.5676 | 1.5676 | 1.5676 | 1.5676 | 1.3693 | 1.2657
NSR W H Sammis 1-4 - NOX Rate Annual v3.1, Unit 5877 and retrofits | 1111 | 1942 | Rate Constraint in lbs/MMBtu | FALSE | L | Annual | Fuel Consumed | TBtu | 13.2667 | 14.0215 | 14.0215 | 14.0215 | 14.0394 | 12.2634 | 11.3358
NSR W H Sammis 1-4 - NOX Rate Annual v3.1, Unit 5877 and retrofits | 1111 | 1942 | Rate Constraint in lbs/MMBtu | FALSE | L | Annual | Rate | lb/MMBtu | 0.22331 | 0.2236 | 0.2236 | 0.2236 | 0.22331 | 0.22331 | 0.22331
NSR W H Sammis 1-4 - NOX Rate Annual v3.1, Unit 5877 and retrofits | 1111 | 1942 | Rate Constraint in lbs/MMBtu | FALSE | L | Annual | Generation | TWh | 1.2663 | 1.3401 | 1.3401 | 1.3401 | 1.3401 | 1.1705 | 1.082
NSR W H Sammis 1-4 - NOX Rate Annual v3.1, Unit 5877 and retrofits | 1111 | 1942 | Rate Constraint in lbs/MMBtu | FALSE | L | Annual | Qualifying Generation | TWh | 1.2663 | 1.3401 | 1.3401 | 1.3401 | 1.3401 | 1.1705 | 1.082
NSR W H Sammis 1-4 - NOX Rate Annual v3.1, Unit 5877 and retrofits | 1111 | 1942 | Rate Constraint in lbs/MMBtu | FALSE | L | Annual | Rate | lb/MWh | 2.3396 | 2.3396 | 2.3396 | 2.3396 | 2.3396 | 2.3396 | 2.3396
NSR W H Sammis 1-4 - NOX Rate Annual v3.1, Unit 5877 and retrofits | 1111 | 1942 | Rate Constraint in lbs/MMBtu | FALSE | L | Annual | Constraint Shadow Price | US2011$/Ton | 0 | 0 | 0 | 0 | 0 | 0 | 0
NSR W H Sammis 1-5 - SO2 Rate Annual v3.1, Unit 5874 and retrofits | 1112 | 1877 | Rate Constraint in lbs/MMBtu | FALSE | L | Annual | Seasons Included | Seasons | Winter, Summer | Winter, Summer | Winter, Summer | Winter, Summer | Winter, Summer | Winter, Summer | Winter, Summer
NSR W H Sammis 1-5 - SO2 Rate Annual v3.1, Unit 5874 and retrofits | 1112 | 1877 | Rate Constraint in lbs/MMBtu | FALSE | L | Annual | Standard SO2 | lb/MMBtu | 1.1 | 1.1 | 1.1 | 1.1 | 1.1 | 1.1 | 1.1
NSR W H Sammis 1-5 - SO2 Rate Annual v3.1, Unit 5874 and retrofits | 1112 | 1877 | Rate Constraint in lbs/MMBtu | FALSE | L | Annual | Emissions at Affected Plants SO2 | Thousand Tons | 0.45684 | 0.55092 | 0.42501 | 0.42501 | 0.42501 | 0.38557 | 0.61588
NSR W H Sammis 1-5 - SO2 Rate Annual v3.1, Unit 5874 and retrofits | 1112 | 1877 | Rate Constraint in lbs/MMBtu | FALSE | L | Annual | Allowances Purchased SO2 | Thousand Tons | 0 | 0 | 0 | 0 | 0 | 0 | 0
NSR W H Sammis 1-5 - SO2 Rate Annual v3.1, Unit 5874 and retrofits | 1112 | 1877 | Rate Constraint in lbs/MMBtu | FALSE | L | Annual | Allowances Sold SO2 | Thousand Tons | 0 | 0 | 0 | 0 | 0 | 0 | 0
NSR W H Sammis 1-5 - SO2 Rate Annual v3.1, Unit 5874 and retrofits | 1112 | 1877 | Rate Constraint in lbs/MMBtu | FALSE | L | Annual | Allowances Banked | Thousand Tons | 0 | 0 | 0 | 0 | 0 | 0 | 0
NSR W H Sammis 1-5 - SO2 Rate Annual v3.1, Unit 5874 and retrofits | 1112 | 1877 | Rate Constraint in lbs/MMBtu | FALSE | L | Annual | Allowances Withdrawn (1:1) | Thousand Tons | 0 | 0 | 0 | 0 | 0 | 0 | 0
NSR W H Sammis 1-5 - SO2 Rate Annual v3.1, Unit 5874 and retrofits | 1112 | 1877 | Rate Constraint in lbs/MMBtu | FALSE | L | Annual | Allowances Withdrawn (n:1) | Thousand Tons | 0 | 0 | 0 | 0 | 0 | 0 | 0
NSR W H Sammis 1-5 - SO2 Rate Annual v3.1, Unit 5874 and retrofits | 1112 | 1877 | Rate Constraint in lbs/MMBtu | FALSE | L | Annual | Net Emissions Allowance Position | Thousand Tons | 0.45684 | 0.55092 | 0.42501 | 0.42501 | 0.42501 | 0.38557 | 0.61588
NSR W H Sammis 1-5 - SO2 Rate Annual v3.1, Unit 5874 and retrofits | 1112 | 1877 | Rate Constraint in lbs/MMBtu | FALSE | L | Annual | Fuel Consumed | TBtu | 13.4043 | 13.3872 | 14.1669 | 14.1669 | 14.1849 | 12.3905 | 10.2365
NSR W H Sammis 1-5 - SO2 Rate Annual v3.1, Unit 5874 and retrofits | 1112 | 1877 | Rate Constraint in lbs/MMBtu | FALSE | L | Annual | Rate | lb/MMBtu | 0.068163 | 0.082306 | 0.06 | 0.06 | 0.059924 | 0.062235 | 0.12033
NSR W H Sammis 1-5 - SO2 Rate Annual v3.1, Unit 5874 and retrofits | 1112 | 1877 | Rate Constraint in lbs/MMBtu | FALSE | L | Annual | Generation | TWh | 1.2663 | 1.2663 | 1.3401 | 1.3401 | 1.3401 | 1.1705 | 0.96705
NSR W H Sammis 1-5 - SO2 Rate Annual v3.1, Unit 5874 and retrofits | 1112 | 1877 | Rate Constraint in lbs/MMBtu | FALSE | L | Annual | Qualifying Generation | TWh | 1.2663 | 1.2663 | 1.3401 | 1.3401 | 1.3401 | 1.1705 | 0.96705
NSR W H Sammis 1-5 - SO2 Rate Annual v3.1, Unit 5874 and retrofits | 1112 | 1877 | Rate Constraint in lbs/MMBtu | FALSE | L | Annual | Rate | lb/MWh | 0.72152 | 0.87012 | 0.63431 | 0.63431 | 0.63431 | 0.65878 | 1.2737
NSR W H Sammis 1-5 - SO2 Rate Annual v3.1, Unit 5874 and retrofits | 1112 | 1877 | Rate Constraint in lbs/MMBtu | FALSE | L | Annual | Constraint Shadow Price | US2011$/Ton | 0 | 0 | 0 | 0 | 0 | 0 | 0
NSR W H Sammis 1-5 - SO2 Rate Annual v3.1, Unit 5875 and retrofits | 1113 | 1877 | Rate Constraint in lbs/MMBtu | FALSE | L | Annual | Seasons Included | Seasons | Winter, Summer | Winter, Summer | Winter, Summer | Winter, Summer | Winter, Summer | Winter, Summer | Winter, Summer
NSR W H Sammis 1-5 - SO2 Rate Annual v3.1, Unit 5875 and retrofits | 1113 | 1877 | Rate Constraint in lbs/MMBtu | FALSE | L | Annual | Standard SO2 | lb/MMBtu | 1.1 | 1.1 | 1.1 | 1.1 | 1.1 | 1.1 | 1.1
NSR W H Sammis 1-5 - SO2 Rate Annual v3.1, Unit 5875 and retrofits | 1113 | 1877 | Rate Constraint in lbs/MMBtu | FALSE | L | Annual | Emissions at Affected Plants SO2 | Thousand Tons | 0.4033 | 0.74612 | 0.48224 | 0.42679 | 0.42679 | 0.3728 | 0.54509
NSR W H Sammis 1-5 - SO2 Rate Annual v3.1, Unit 5875 and retrofits | 1113 | 1877 | Rate Constraint in lbs/MMBtu | FALSE | L | Annual | Allowances Purchased SO2 | Thousand Tons | 0 | 0 | 0 | 0 | 0 | 0 | 0
NSR W H Sammis 1-5 - SO2 Rate Annual v3.1, Unit 5875 and retrofits | 1113 | 1877 | Rate Constraint in lbs/MMBtu | FALSE | L | Annual | Allowances Sold SO2 | Thousand Tons | 0 | 0 | 0 | 0 | 0 | 0 | 0
NSR W H Sammis 1-5 - SO2 Rate Annual v3.1, Unit 5875 and retrofits | 1113 | 1877 | Rate Constraint in lbs/MMBtu | FALSE | L | Annual | Allowances Banked | Thousand Tons | 0 | 0 | 0 | 0 | 0 | 0 | 0
NSR W H Sammis 1-5 - SO2 Rate Annual v3.1, Unit 5875 and retrofits | 1113 | 1877 | Rate Constraint in lbs/MMBtu | FALSE | L | Annual | Allowances Withdrawn (1:1) | Thousand Tons | 0 | 0 | 0 | 0 | 0 | 0 | 0
NSR W H Sammis 1-5 - SO2 Rate Annual v3.1, Unit 5875 and retrofits | 1113 | 1877 | Rate Constraint in lbs/MMBtu | FALSE | L | Annual | Allowances Withdrawn (n:1) | Thousand Tons | 0 | 0 | 0 | 0 | 0 | 0 | 0
NSR W H Sammis 1-5 - SO2 Rate Annual v3.1, Unit 5875 and retrofits | 1113 | 1877 | Rate Constraint in lbs/MMBtu | FALSE | L | Annual | Net Emissions Allowance Position | Thousand Tons | 0.4033 | 0.74612 | 0.48224 | 0.42679 | 0.42679 | 0.3728 | 0.54509
NSR W H Sammis 1-5 - SO2 Rate Annual v3.1, Unit 5875 and retrofits | 1113 | 1877 | Rate Constraint in lbs/MMBtu | FALSE | L | Annual | Fuel Consumed | TBtu | 13.4605 | 13.4434 | 14.2263 | 14.2263 | 14.2445 | 12.4426 | 10.2794
NSR W H Sammis 1-5 - SO2 Rate Annual v3.1, Unit 5875 and retrofits | 1113 | 1877 | Rate Constraint in lbs/MMBtu | FALSE | L | Annual | Rate | lb/MMBtu | 0.059924 | 0.111 | 0.067796 | 0.06 | 0.059924 | 0.059924 | 0.10605
NSR W H Sammis 1-5 - SO2 Rate Annual v3.1, Unit 5875 and retrofits | 1113 | 1877 | Rate Constraint in lbs/MMBtu | FALSE | L | Annual | Generation | TWh | 1.2663 | 1.2663 | 1.3401 | 1.3401 | 1.3401 | 1.1705 | 0.96705
NSR W H Sammis 1-5 - SO2 Rate Annual v3.1, Unit 5875 and retrofits | 1113 | 1877 | Rate Constraint in lbs/MMBtu | FALSE | L | Annual | Qualifying Generation | TWh | 1.2663 | 1.2663 | 1.3401 | 1.3401 | 1.3401 | 1.1705 | 0.96705
NSR W H Sammis 1-5 - SO2 Rate Annual v3.1, Unit 5875 and retrofits | 1113 | 1877 | Rate Constraint in lbs/MMBtu | FALSE | L | Annual | Rate | lb/MWh | 0.63697 | 1.1784 | 0.71973 | 0.63697 | 0.63697 | 0.63697 | 1.1273
NSR W H Sammis 1-5 - SO2 Rate Annual v3.1, Unit 5875 and retrofits | 1113 | 1877 | Rate Constraint in lbs/MMBtu | FALSE | L | Annual | Constraint Shadow Price | US2011$/Ton | 0 | 0 | 0 | 0 | 0 | 0 | 0
NSR W H Sammis 1-5 - SO2 Rate Annual v3.1, Unit 5876 and retrofits | 1114 | 1877 | Rate Constraint in lbs/MMBtu | FALSE | L | Annual | Seasons Included | Seasons | Winter, Summer | Winter, Summer | Winter, Summer | Winter, Summer | Winter, Summer | Winter, Summer | Winter, Summer
NSR W H Sammis 1-5 - SO2 Rate Annual v3.1, Unit 5876 and retrofits | 1114 | 1877 | Rate Constraint in lbs/MMBtu | FALSE | L | Annual | Standard SO2 | lb/MMBtu | 1.1 | 1.1 | 1.1 | 1.1 | 1.1 | 1.1 | 1.1
NSR W H Sammis 1-5 - SO2 Rate Annual v3.1, Unit 5876 and retrofits | 1114 | 1877 | Rate Constraint in lbs/MMBtu | FALSE | L | Annual | Emissions at Affected Plants SO2 | Thousand Tons | 0.42286 | 0.5538 | 0.48274 | 0.42723 | 0.42723 | 0.38941 | 0.6191
NSR W H Sammis 1-5 - SO2 Rate Annual v3.1, Unit 5876 and retrofits | 1114 | 1877 | Rate Constraint in lbs/MMBtu | FALSE | L | Annual | Allowances Purchased SO2 | Thousand Tons | 0 | 0 | 0 | 0 | 0 | 0 | 0
NSR W H Sammis 1-5 - SO2 Rate Annual v3.1, Unit 5876 and retrofits | 1114 | 1877 | Rate Constraint in lbs/MMBtu | FALSE | L | Annual | Allowances Sold SO2 | Thousand Tons | 0 | 0 | 0 | 0 | 0 | 0 | 0
NSR W H Sammis 1-5 - SO2 Rate Annual v3.1, Unit 5876 and retrofits | 1114 | 1877 | Rate Constraint in lbs/MMBtu | FALSE | L | Annual | Allowances Banked | Thousand Tons | 0 | 0 | 0 | 0 | 0 | 0 | 0
NSR W H Sammis 1-5 - SO2 Rate Annual v3.1, Unit 5876 and retrofits | 1114 | 1877 | Rate Constraint in lbs/MMBtu | FALSE | L | Annual | Allowances Withdrawn (1:1) | Thousand Tons | 0 | 0 | 0 | 0 | 0 | 0 | 0
NSR W H Sammis 1-5 - SO2 Rate Annual v3.1, Unit 5876 and retrofits | 1114 | 1877 | Rate Constraint in lbs/MMBtu | FALSE | L | Annual | Allowances Withdrawn (n:1) | Thousand Tons | 0 | 0 | 0 | 0 | 0 | 0 | 0
NSR W H Sammis 1-5 - SO2 Rate Annual v3.1, Unit 5876 and retrofits | 1114 | 1877 | Rate Constraint in lbs/MMBtu | FALSE | L | Annual | Net Emissions Allowance Position | Thousand Tons | 0.42286 | 0.5538 | 0.48274 | 0.42723 | 0.42723 | 0.38941 | 0.6191
NSR W H Sammis 1-5 - SO2 Rate Annual v3.1, Unit 5876 and retrofits | 1114 | 1877 | Rate Constraint in lbs/MMBtu | FALSE | L | Annual | Fuel Consumed | TBtu | 13.4743 | 13.4571 | 14.2409 | 14.2409 | 14.2591 | 12.4553 | 10.2899
NSR W H Sammis 1-5 - SO2 Rate Annual v3.1, Unit 5876 and retrofits | 1114 | 1877 | Rate Constraint in lbs/MMBtu | FALSE | L | Annual | Rate | lb/MMBtu | 0.062765 | 0.082306 | 0.067796 | 0.06 | 0.059924 | 0.062529 | 0.12033
NSR W H Sammis 1-5 - SO2 Rate Annual v3.1, Unit 5876 and retrofits | 1114 | 1877 | Rate Constraint in lbs/MMBtu | FALSE | L | Annual | Generation | TWh | 1.2663 | 1.2663 | 1.3401 | 1.3401 | 1.3401 | 1.1705 | 0.96705
NSR W H Sammis 1-5 - SO2 Rate Annual v3.1, Unit 5876 and retrofits | 1114 | 1877 | Rate Constraint in lbs/MMBtu | FALSE | L | Annual | Qualifying Generation | TWh | 1.2663 | 1.2663 | 1.3401 | 1.3401 | 1.3401 | 1.1705 | 0.96705
NSR W H Sammis 1-5 - SO2 Rate Annual v3.1, Unit 5876 and retrofits | 1114 | 1877 | Rate Constraint in lbs/MMBtu | FALSE | L | Annual | Rate | lb/MWh | 0.66785 | 0.87467 | 0.72047 | 0.63762 | 0.63762 | 0.66534 | 1.2804
NSR W H Sammis 1-5 - SO2 Rate Annual v3.1, Unit 5876 and retrofits | 1114 | 1877 | Rate Constraint in lbs/MMBtu | FALSE | L | Annual | Constraint Shadow Price | US2011$/Ton | 0 | 0 | 0 | 0 | 0 | 0 | 0
NSR W H Sammis 1-5 - SO2 Rate Annual v3.1, Unit 5877 and retrofits | 1115 | 1877 | Rate Constraint in lbs/MMBtu | FALSE | L | Annual | Seasons Included | Seasons | Winter, Summer | Winter, Summer | Winter, Summer | Winter, Summer | Winter, Summer | Winter, Summer | Winter, Summer
NSR W H Sammis 1-5 - SO2 Rate Annual v3.1, Unit 5877 and retrofits | 1115 | 1877 | Rate Constraint in lbs/MMBtu | FALSE | L | Annual | Standard SO2 | lb/MMBtu | 1.1 | 1.1 | 1.1 | 1.1 | 1.1 | 1.1 | 1.1
NSR W H Sammis 1-5 - SO2 Rate Annual v3.1, Unit 5877 and retrofits | 1115 | 1877 | Rate Constraint in lbs/MMBtu | FALSE | L | Annual | Emissions at Affected Plants SO2 | Thousand Tons | 0.45215 | 0.6638 | 0.46274 | 0.42064 | 0.42064 | 0.36743 | 0.60988
NSR W H Sammis 1-5 - SO2 Rate Annual v3.1, Unit 5877 and retrofits | 1115 | 1877 | Rate Constraint in lbs/MMBtu | FALSE | L | Annual | Allowances Purchased SO2 | Thousand Tons | 0 | 0 | 0 | 0 | 0 | 0 | 0
NSR W H Sammis 1-5 - SO2 Rate Annual v3.1, Unit 5877 and retrofits | 1115 | 1877 | Rate Constraint in lbs/MMBtu | FALSE | L | Annual | Allowances Sold SO2 | Thousand Tons | 0 | 0 | 0 | 0 | 0 | 0 | 0
NSR W H Sammis 1-5 - SO2 Rate Annual v3.1, Unit 5877 and retrofits | 1115 | 1877 | Rate Constraint in lbs/MMBtu | FALSE | L | Annual | Allowances Banked | Thousand Tons | 0 | 0 | 0 | 0 | 0 | 0 | 0
NSR W H Sammis 1-5 - SO2 Rate Annual v3.1, Unit 5877 and retrofits | 1115 | 1877 | Rate Constraint in lbs/MMBtu | FALSE | L | Annual | Allowances Withdrawn (1:1) | Thousand Tons | 0 | 0 | 0 | 0 | 0 | 0 | 0
NSR W H Sammis 1-5 - SO2 Rate Annual v3.1, Unit 5877 and retrofits | 1115 | 1877 | Rate Constraint in lbs/MMBtu | FALSE | L | Annual | Allowances Withdrawn (n:1) | Thousand Tons | 0 | 0 | 0 | 0 | 0 | 0 | 0
NSR W H Sammis 1-5 - SO2 Rate Annual v3.1, Unit 5877 and retrofits | 1115 | 1877 | Rate Constraint in lbs/MMBtu | FALSE | L | Annual | Net Emissions Allowance Position | Thousand Tons | 0.45215 | 0.6638 | 0.46274 | 0.42064 | 0.42064 | 0.36743 | 0.60988
NSR W H Sammis 1-5 - SO2 Rate Annual v3.1, Unit 5877 and retrofits | 1115 | 1877 | Rate Constraint in lbs/MMBtu | FALSE | L | Annual | Fuel Consumed | TBtu | 13.2667 | 14.0215 | 14.0215 | 14.0215 | 14.0394 | 12.2634 | 11.3358
NSR W H Sammis 1-5 - SO2 Rate Annual v3.1, Unit 5877 and retrofits | 1115 | 1877 | Rate Constraint in lbs/MMBtu | FALSE | L | Annual | Rate | lb/MMBtu | 0.068163 | 0.094683 | 0.066004 | 0.06 | 0.059924 | 0.059924 | 0.1076
NSR W H Sammis 1-5 - SO2 Rate Annual v3.1, Unit 5877 and retrofits | 1115 | 1877 | Rate Constraint in lbs/MMBtu | FALSE | L | Annual | Generation | TWh | 1.2663 | 1.3401 | 1.3401 | 1.3401 | 1.3401 | 1.1705 | 1.082
NSR W H Sammis 1-5 - SO2 Rate Annual v3.1, Unit 5877 and retrofits | 1115 | 1877 | Rate Constraint in lbs/MMBtu | FALSE | L | Annual | Qualifying Generation | TWh | 1.2663 | 1.3401 | 1.3401 | 1.3401 | 1.3401 | 1.1705 | 1.082
NSR W H Sammis 1-5 - SO2 Rate Annual v3.1, Unit 5877 and retrofits | 1115 | 1877 | Rate Constraint in lbs/MMBtu | FALSE | L | Annual | Rate | lb/MWh | 0.71412 | 0.9907 | 0.69062 | 0.6278 | 0.6278 | 0.6278 | 1.1273
NSR W H Sammis 1-5 - SO2 Rate Annual v3.1, Unit 5877 and retrofits | 1115 | 1877 | Rate Constraint in lbs/MMBtu | FALSE | L | Annual | Constraint Shadow Price | US2011$/Ton | 0 | 0 | 0 | 0 | 0 | 0 | 0
NSR W H Sammis 1-5 - SO2 Rate Annual v3.1, Unit 5878 and retrofits | 1116 | 1877 | Rate Constraint in lbs/MMBtu | FALSE | L | Annual | Seasons Included | Seasons | Winter, Summer | Winter, Summer | Winter, Summer | Winter, Summer | Winter, Summer | Winter, Summer | Winter, Summer
NSR W H Sammis 1-5 - SO2 Rate Annual v3.1, Unit 5878 and retrofits | 1116 | 1877 | Rate Constraint in lbs/MMBtu | FALSE | L | Annual | Standard SO2 | lb/MMBtu | 1.1 | 1.1 | 1.1 | 1.1 | 1.1 | 1.1 | 1.1
NSR W H Sammis 1-5 - SO2 Rate Annual v3.1, Unit 5878 and retrofits | 1116 | 1877 | Rate Constraint in lbs/MMBtu | FALSE | L | Annual | Emissions at Affected Plants SO2 | Thousand Tons | 0.67209 | 0.89443 | 0.75253 | 0.67109 | 0.6995 | 0.54288 | 0.54501
NSR W H Sammis 1-5 - SO2 Rate Annual v3.1, Unit 5878 and retrofits | 1116 | 1877 | Rate Constraint in lbs/MMBtu | FALSE | L | Annual | Allowances Purchased SO2 | Thousand Tons | 0 | 0 | 0 | 0 | 0 | 0 | 0
NSR W H Sammis 1-5 - SO2 Rate Annual v3.1, Unit 5878 and retrofits | 1116 | 1877 | Rate Constraint in lbs/MMBtu | FALSE | L | Annual | Allowances Sold SO2 | Thousand Tons | 0 | 0 | 0 | 0 | 0 | 0 | 0
NSR W H Sammis 1-5 - SO2 Rate Annual v3.1, Unit 5878 and retrofits | 1116 | 1877 | Rate Constraint in lbs/MMBtu | FALSE | L | Annual | Allowances Banked | Thousand Tons | 0 | 0 | 0 | 0 | 0 | 0 | 0
NSR W H Sammis 1-5 - SO2 Rate Annual v3.1, Unit 5878 and retrofits | 1116 | 1877 | Rate Constraint in lbs/MMBtu | FALSE | L | Annual | Allowances Withdrawn (1:1) | Thousand Tons | 0 | 0 | 0 | 0 | 0 | 0 | 0
NSR W H Sammis 1-5 - SO2 Rate Annual v3.1, Unit 5878 and retrofits | 1116 | 1877 | Rate Constraint in lbs/MMBtu | FALSE | L | Annual | Allowances Withdrawn (n:1) | Thousand Tons | 0 | 0 | 0 | 0 | 0 | 0 | 0
NSR W H Sammis 1-5 - SO2 Rate Annual v3.1, Unit 5878 and retrofits | 1116 | 1877 | Rate Constraint in lbs/MMBtu | FALSE | L | Annual | Net Emissions Allowance Position | Thousand Tons | 0.67209 | 0.89443 | 0.75253 | 0.67109 | 0.6995 | 0.54288 | 0.54501
NSR W H Sammis 1-5 - SO2 Rate Annual v3.1, Unit 5878 and retrofits | 1116 | 1877 | Rate Constraint in lbs/MMBtu | FALSE | L | Annual | Fuel Consumed | TBtu | 19.6943 | 20.0084 | 23.3167 | 22.3698 | 23.3464 | 17.7828 | 10.3793
NSR W H Sammis 1-5 - SO2 Rate Annual v3.1, Unit 5878 and retrofits | 1116 | 1877 | Rate Constraint in lbs/MMBtu | FALSE | L | Annual | Rate | lb/MMBtu | 0.068253 | 0.089405 | 0.064548 | 0.06 | 0.059924 | 0.061057 | 0.10502
NSR W H Sammis 1-5 - SO2 Rate Annual v3.1, Unit 5878 and retrofits | 1116 | 1877 | Rate Constraint in lbs/MMBtu | FALSE | L | Annual | Generation | TWh | 1.8664 | 1.8985 | 2.2129 | 2.1229 | 2.2129 | 1.6852 | 0.98281
NSR W H Sammis 1-5 - SO2 Rate Annual v3.1, Unit 5878 and retrofits | 1116 | 1877 | Rate Constraint in lbs/MMBtu | FALSE | L | Annual | Qualifying Generation | TWh | 1.8664 | 1.8985 | 2.2129 | 2.1229 | 2.2129 | 1.6852 | 0.98281
NSR W H Sammis 1-5 - SO2 Rate Annual v3.1, Unit 5878 and retrofits | 1116 | 1877 | Rate Constraint in lbs/MMBtu | FALSE | L | Annual | Rate | lb/MWh | 0.72019 | 0.94224 | 0.68014 | 0.63224 | 0.63221 | 0.64429 | 1.1091
NSR W H Sammis 1-5 - SO2 Rate Annual v3.1, Unit 5878 and retrofits | 1116 | 1877 | Rate Constraint in lbs/MMBtu | FALSE | L | Annual | Constraint Shadow Price | US2011$/Ton | 0 | 0 | 0 | 0 | 0 | 0 | 0
NSR W H Sammis 5 - NOX Rate Annual v3.1, Unit 5878 and retrofits | 1117 | 1878 | Rate Constraint in lbs/MMBtu | FALSE | L | Annual | Seasons Included | Seasons | Winter, Summer | Winter, Summer | Winter, Summer | Winter, Summer | Winter, Summer | Winter, Summer | Winter, Summer
NSR W H Sammis 5 - NOX Rate Annual v3.1, Unit 5878 and retrofits | 1117 | 1878 | Rate Constraint in lbs/MMBtu | FALSE | L | Annual | Standard NOX | lb/MMBtu | 0.29 | 0.29 | 0.29 | 0.29 | 0.29 | 0.29 | 0.29
NSR W H Sammis 5 - NOX Rate Annual v3.1, Unit 5878 and retrofits | 1117 | 1878 | Rate Constraint in lbs/MMBtu | FALSE | L | Annual | Emissions at Affected Plants NOX | Thousand Tons | 1.739 | 1.7443 | 2.1375 | 2.025 | 2.1375 | 1.5573 | 0.72045
NSR W H Sammis 5 - NOX Rate Annual v3.1, Unit 5878 and retrofits | 1117 | 1878 | Rate Constraint in lbs/MMBtu | FALSE | L | Annual | Allowances Purchased NOX | Thousand Tons | 0 | 0 | 0 | 0 | 0 | 0 | 0
NSR W H Sammis 5 - NOX Rate Annual v3.1, Unit 5878 and retrofits | 1117 | 1878 | Rate Constraint in lbs/MMBtu | FALSE | L | Annual | Allowances Sold NOX | Thousand Tons | 0 | 0 | 0 | 0 | 0 | 0 | 0
NSR W H Sammis 5 - NOX Rate Annual v3.1, Unit 5878 and retrofits | 1117 | 1878 | Rate Constraint in lbs/MMBtu | FALSE | L | Annual | Allowances Banked | Thousand Tons | 0 | 0 | 0 | 0 | 0 | 0 | 0
NSR W H Sammis 5 - NOX Rate Annual v3.1, Unit 5878 and retrofits | 1117 | 1878 | Rate Constraint in lbs/MMBtu | FALSE | L | Annual | Allowances Withdrawn (1:1) | Thousand Tons | 0 | 0 | 0 | 0 | 0 | 0 | 0
NSR W H Sammis 5 - NOX Rate Annual v3.1, Unit 5878 and retrofits | 1117 | 1878 | Rate Constraint in lbs/MMBtu | FALSE | L | Annual | Allowances Withdrawn (n:1) | Thousand Tons | 0 | 0 | 0 | 0 | 0 | 0 | 0
NSR W H Sammis 5 - NOX Rate Annual v3.1, Unit 5878 and retrofits | 1117 | 1878 | Rate Constraint in lbs/MMBtu | FALSE | L | Annual | Net Emissions Allowance Position | Thousand Tons | 1.739 | 1.7443 | 2.1375 | 2.025 | 2.1375 | 1.5573 | 0.72045
NSR W H Sammis 5 - NOX Rate Annual v3.1, Unit 5878 and retrofits | 1117 | 1878 | Rate Constraint in lbs/MMBtu | FALSE | L | Annual | Fuel Consumed | TBtu | 19.6943 | 20.0084 | 23.3167 | 22.3698 | 23.3464 | 17.7828 | 10.3793
NSR W H Sammis 5 - NOX Rate Annual v3.1, Unit 5878 and retrofits | 1117 | 1878 | Rate Constraint in lbs/MMBtu | FALSE | L | Annual | Rate | lb/MMBtu | 0.1766 | 0.17436 | 0.18335 | 0.18105 | 0.18311 | 0.17514 | 0.13882
NSR W H Sammis 5 - NOX Rate Annual v3.1, Unit 5878 and retrofits | 1117 | 1878 | Rate Constraint in lbs/MMBtu | FALSE | L | Annual | Generation | TWh | 1.8664 | 1.8985 | 2.2129 | 2.1229 | 2.2129 | 1.6852 | 0.98281
NSR W H Sammis 5 - NOX Rate Annual v3.1, Unit 5878 and retrofits | 1117 | 1878 | Rate Constraint in lbs/MMBtu | FALSE | L | Annual | Qualifying Generation | TWh | 1.8664 | 1.8985 | 2.2129 | 2.1229 | 2.2129 | 1.6852 | 0.98281
NSR W H Sammis 5 - NOX Rate Annual v3.1, Unit 5878 and retrofits | 1117 | 1878 | Rate Constraint in lbs/MMBtu | FALSE | L | Annual | Rate | lb/MWh | 1.8634 | 1.8376 | 1.9319 | 1.9078 | 1.9319 | 1.8482 | 1.4661
NSR W H Sammis 5 - NOX Rate Annual v3.1, Unit 5878 and retrofits | 1117 | 1878 | Rate Constraint in lbs/MMBtu | FALSE | L | Annual | Constraint Shadow Price | US2011$/Ton | 0 | 0 | 0 | 0 | 0 | 0 | 0
NSR W H Sammis 6 - SO2 Rate Annual v3.1, Unit 5847 and retrofits | 1118 | 1879 | Rate Constraint in lbs/MMBtu | FALSE | L | Annual | Seasons Included | Seasons | Winter, Summer | Winter, Summer | Winter, Summer | Winter, Summer | Winter, Summer | Winter, Summer | Winter, Summer
NSR W H Sammis 6 - SO2 Rate Annual v3.1, Unit 5847 and retrofits | 1118 | 1879 | Rate Constraint in lbs/MMBtu | FALSE | L | Annual | Standard SO2 | lb/MMBtu | 0.13 | 0.13 | 0.13 | 0.13 | 0.13 | 0.13 | 0.13
NSR W H Sammis 6 - SO2 Rate Annual v3.1, Unit 5847 and retrofits | 1118 | 1879 | Rate Constraint in lbs/MMBtu | FALSE | L | Annual | Emissions at Affected Plants SO2 | Thousand Tons | 2.9448 | 2.9411 | 2.9411 | 2.8077 | 2.8077 | 2.6515 | 2.5723
NSR W H Sammis 6 - SO2 Rate Annual v3.1, Unit 5847 and retrofits | 1118 | 1879 | Rate Constraint in lbs/MMBtu | FALSE | L | Annual | Allowances Purchased SO2 | Thousand Tons | 0 | 0 | 0 | 0 | 0 | 0 | 0
NSR W H Sammis 6 - SO2 Rate Annual v3.1, Unit 5847 and retrofits | 1118 | 1879 | Rate Constraint in lbs/MMBtu | FALSE | L | Annual | Allowances Sold SO2 | Thousand Tons | 0 | 0 | 0 | 0 | 0 | 0 | 0
NSR W H Sammis 6 - SO2 Rate Annual v3.1, Unit 5847 and retrofits | 1118 | 1879 | Rate Constraint in lbs/MMBtu | FALSE | L | Annual | Allowances Banked | Thousand Tons | 0 | 0 | 0 | 0 | 0 | 0 | 0
NSR W H Sammis 6 - SO2 Rate Annual v3.1, Unit 5847 and retrofits | 1118 | 1879 | Rate Constraint in lbs/MMBtu | FALSE | L | Annual | Allowances Withdrawn (1:1) | Thousand Tons | 0 | 0 | 0 | 0 | 0 | 0 | 0
NSR W H Sammis 6 - SO2 Rate Annual v3.1, Unit 5847 and retrofits | 1118 | 1879 | Rate Constraint in lbs/MMBtu | FALSE | L | Annual | Allowances Withdrawn (n:1) | Thousand Tons | 0 | 0 | 0 | 0 | 0 | 0 | 0
NSR W H Sammis 6 - SO2 Rate Annual v3.1, Unit 5847 and retrofits | 1118 | 1879 | Rate Constraint in lbs/MMBtu | FALSE | L | Annual | Net Emissions Allowance Position | Thousand Tons | 2.9448 | 2.9411 | 2.9411 | 2.8077 | 2.8077 | 2.6515 | 2.5723
NSR W H Sammis 6 - SO2 Rate Annual v3.1, Unit 5847 and retrofits | 1118 | 1879 | Rate Constraint in lbs/MMBtu | FALSE | L | Annual | Fuel Consumed | TBtu | 45.3047 | 45.247 | 45.247 | 45.3047 | 45.3047 | 42.7846 | 39.5737
NSR W H Sammis 6 - SO2 Rate Annual v3.1, Unit 5847 and retrofits | 1118 | 1879 | Rate Constraint in lbs/MMBtu | FALSE | L | Annual | Rate | lb/MMBtu | 0.13 | 0.13 | 0.13 | 0.12395 | 0.12395 | 0.12395 | 0.13
NSR W H Sammis 6 - SO2 Rate Annual v3.1, Unit 5847 and retrofits | 1118 | 1879 | Rate Constraint in lbs/MMBtu | FALSE | L | Annual | Generation | TWh | 4.3747 | 4.3747 | 4.3747 | 4.3747 | 4.3747 | 4.1313 | 3.8213
NSR W H Sammis 6 - SO2 Rate Annual v3.1, Unit 5847 and retrofits | 1118 | 1879 | Rate Constraint in lbs/MMBtu | FALSE | L | Annual | Qualifying Generation | TWh | 4.3747 | 4.3747 | 4.3747 | 4.3747 | 4.3747 | 4.1313 | 3.8213
NSR W H Sammis 6 - SO2 Rate Annual v3.1, Unit 5847 and retrofits | 1118 | 1879 | Rate Constraint in lbs/MMBtu | FALSE | L | Annual | Rate | lb/MWh | 1.3463 | 1.3446 | 1.3446 | 1.2836 | 1.2836 | 1.2836 | 1.3463
NSR W H Sammis 6 - SO2 Rate Annual v3.1, Unit 5847 and retrofits | 1118 | 1879 | Rate Constraint in lbs/MMBtu | FALSE | L | Annual | Constraint Shadow Price | US2011$/Ton | 0 | 0 | 0 | 0 | 0 | 0 | 178.5681
NSR W H Sammis 6,7 - NOX Rate Annual v3.1, Unit 5847 and retrofits | 1119 | 1880 | Rate Constraint in lbs/MMBtu | FALSE | L | Annual | Seasons Included | Seasons | Winter, Summer | Winter, Summer | Winter, Summer | Winter, Summer | Winter, Summer | Winter, Summer | Winter, Summer
NSR W H Sammis 6,7 - NOX Rate Annual v3.1, Unit 5847 and retrofits | 1119 | 1880 | Rate Constraint in lbs/MMBtu | FALSE | L | Annual | Standard NOX | lb/MMBtu | 0.1 | 0.1 | 0.1 | 0.1 | 0.1 | 0.1 | 0.1
NSR W H Sammis 6,7 - NOX Rate Annual v3.1, Unit 5847 and retrofits | 1119 | 1880 | Rate Constraint in lbs/MMBtu | FALSE | L | Annual | Emissions at Affected Plants NOX | Thousand Tons | 1.6968 | 1.6968 | 1.6968 | 1.6968 | 1.6968 | 1.6024 | 1.4821
NSR W H Sammis 6,7 - NOX Rate Annual v3.1, Unit 5847 and retrofits | 1119 | 1880 | Rate Constraint in lbs/MMBtu | FALSE | L | Annual | Allowances Purchased NOX | Thousand Tons | 0 | 0 | 0 | 0 | 0 | 0 | 0
NSR W H Sammis 6,7 - NOX Rate Annual v3.1, Unit 5847 and retrofits | 1119 | 1880 | Rate Constraint in lbs/MMBtu | FALSE | L | Annual | Allowances Sold NOX | Thousand Tons | 0 | 0 | 0 | 0 | 0 | 0 | 0
NSR W H Sammis 6,7 - NOX Rate Annual v3.1, Unit 5847 and retrofits | 1119 | 1880 | Rate Constraint in lbs/MMBtu | FALSE | L | Annual | Allowances Banked | Thousand Tons | 0 | 0 | 0 | 0 | 0 | 0 | 0
NSR W H Sammis 6,7 - NOX Rate Annual v3.1, Unit 5847 and retrofits | 1119 | 1880 | Rate Constraint in lbs/MMBtu | FALSE | L | Annual | Allowances Withdrawn (1:1) | Thousand Tons | 0 | 0 | 0 | 0 | 0 | 0 | 0
NSR W H Sammis 6,7 - NOX Rate Annual v3.1, Unit 5847 and retrofits | 1119 | 1880 | Rate Constraint in lbs/MMBtu | FALSE | L | Annual | Allowances Withdrawn (n:1) | Thousand Tons | 0 | 0 | 0 | 0 | 0 | 0 | 0
NSR W H Sammis 6,7 - NOX Rate Annual v3.1, Unit 5847 and retrofits | 1119 | 1880 | Rate Constraint in lbs/MMBtu | FALSE | L | Annual | Net Emissions Allowance Position | Thousand Tons | 1.6968 | 1.6968 | 1.6968 | 1.6968 | 1.6968 | 1.6024 | 1.4821
NSR W H Sammis 6,7 - NOX Rate Annual v3.1, Unit 5847 and retrofits | 1119 | 1880 | Rate Constraint in lbs/MMBtu | FALSE | L | Annual | Fuel Consumed | TBtu | 45.3047 | 45.247 | 45.247 | 45.3047 | 45.3047 | 42.7846 | 39.5737
NSR W H Sammis 6,7 - NOX Rate Annual v3.1, Unit 5847 and retrofits | 1119 | 1880 | Rate Constraint in lbs/MMBtu | FALSE | L | Annual | Rate | lb/MMBtu | 0.074904 | 0.075 | 0.075 | 0.074904 | 0.074904 | 0.074904 | 0.074904
NSR W H Sammis 6,7 - NOX Rate Annual v3.1, Unit 5847 and retrofits | 1119 | 1880 | Rate Constraint in lbs/MMBtu | FALSE | L | Annual | Generation | TWh | 4.3747 | 4.3747 | 4.3747 | 4.3747 | 4.3747 | 4.1313 | 3.8213
NSR W H Sammis 6,7 - NOX Rate Annual v3.1, Unit 5847 and retrofits | 1119 | 1880 | Rate Constraint in lbs/MMBtu | FALSE | L | Annual | Qualifying Generation | TWh | 4.3747 | 4.3747 | 4.3747 | 4.3747 | 4.3747 | 4.1313 | 3.8213
NSR W H Sammis 6,7 - NOX Rate Annual v3.1, Unit 5847 and retrofits | 1119 | 1880 | Rate Constraint in lbs/MMBtu | FALSE | L | Annual | Rate | lb/MWh | 0.77572 | 0.77572 | 0.77572 | 0.77572 | 0.77572 | 0.77572 | 0.77572
NSR W H Sammis 6,7 - NOX Rate Annual v3.1, Unit 5847 and retrofits | 1119 | 1880 | Rate Constraint in lbs/MMBtu | FALSE | L | Annual | Constraint Shadow Price | US2011$/Ton | 0 | 0 | 0 | 0 | 0 | 0 | 0
NSR W H Sammis 6,7 - NOX Rate Annual v3.1, Unit 5848 and retrofits | 1120 | 1880 | Rate Constraint in lbs/MMBtu | FALSE | L | Annual | Seasons Included | Seasons | Winter, Summer | Winter, Summer | Winter, Summer | Winter, Summer | Winter, Summer | Winter, Summer | Winter, Summer
NSR W H Sammis 6,7 - NOX Rate Annual v3.1, Unit 5848 and retrofits | 1120 | 1880 | Rate Constraint in lbs/MMBtu | FALSE | L | Annual | Standard NOX | lb/MMBtu | 0.1 | 0.1 | 0.1 | 0.1 | 0.1 | 0.1 | 0.1
NSR W H Sammis 6,7 - NOX Rate Annual v3.1, Unit 5848 and retrofits | 1120 | 1880 | Rate Constraint in lbs/MMBtu | FALSE | L | Annual | Emissions at Affected Plants NOX | Thousand Tons | 1.6157 | 1.7108 | 1.7108 | 1.7108 | 1.7108 | 1.6157 | 1.4944
NSR W H Sammis 6,7 - NOX Rate Annual v3.1, Unit 5848 and retrofits | 1120 | 1880 | Rate Constraint in lbs/MMBtu | FALSE | L | Annual | Allowances Purchased NOX | Thousand Tons | 0 | 0 | 0 | 0 | 0 | 0 | 0
NSR W H Sammis 6,7 - NOX Rate Annual v3.1, Unit 5848 and retrofits | 1120 | 1880 | Rate Constraint in lbs/MMBtu | FALSE | L | Annual | Allowances Sold NOX | Thousand Tons | 0 | 0 | 0 | 0 | 0 | 0 | 0
NSR W H Sammis 6,7 - NOX Rate Annual v3.1, Unit 5848 and retrofits | 1120 | 1880 | Rate Constraint in lbs/MMBtu | FALSE | L | Annual | Allowances Banked | Thousand Tons | 0 | 0 | 0 | 0 | 0 | 0 | 0
NSR W H Sammis 6,7 - NOX Rate Annual v3.1, Unit 5848 and retrofits | 1120 | 1880 | Rate Constraint in lbs/MMBtu | FALSE | L | Annual | Allowances Withdrawn (1:1) | Thousand Tons | 0 | 0 | 0 | 0 | 0 | 0 | 0
NSR W H Sammis 6,7 - NOX Rate Annual v3.1, Unit 5848 and retrofits | 1120 | 1880 | Rate Constraint in lbs/MMBtu | FALSE | L | Annual | Allowances Withdrawn (n:1) | Thousand Tons | 0 | 0 | 0 | 0 | 0 | 0 | 0
NSR W H Sammis 6,7 - NOX Rate Annual v3.1, Unit 5848 and retrofits | 1120 | 1880 | Rate Constraint in lbs/MMBtu | FALSE | L | Annual | Net Emissions Allowance Position | Thousand Tons | 1.6157 | 1.7108 | 1.7108 | 1.7108 | 1.7108 | 1.6157 | 1.4944
NSR W H Sammis 6,7 - NOX Rate Annual v3.1, Unit 5848 and retrofits | 1120 | 1880 | Rate Constraint in lbs/MMBtu | FALSE | L | Annual | Fuel Consumed | TBtu | 43.1396 | 45.6223 | 45.6223 | 45.6223 | 45.6806 | 43.1396 | 39.902
NSR W H Sammis 6,7 - NOX Rate Annual v3.1, Unit 5848 and retrofits | 1120 | 1880 | Rate Constraint in lbs/MMBtu | FALSE | L | Annual | Rate | lb/MMBtu | 0.074904 | 0.075 | 0.075 | 0.075 | 0.074904 | 0.074904 | 0.074904
NSR W H Sammis 6,7 - NOX Rate Annual v3.1, Unit 5848 and retrofits | 1120 | 1880 | Rate Constraint in lbs/MMBtu | FALSE | L | Annual | Generation | TWh | 4.1313 | 4.3747 | 4.3747 | 4.3747 | 4.3747 | 4.1313 | 3.8213
NSR W H Sammis 6,7 - NOX Rate Annual v3.1, Unit 5848 and retrofits | 1120 | 1880 | Rate Constraint in lbs/MMBtu | FALSE | L | Annual | Qualifying Generation | TWh | 4.1313 | 4.3747 | 4.3747 | 4.3747 | 4.3747 | 4.1313 | 3.8213
NSR W H Sammis 6,7 - NOX Rate Annual v3.1, Unit 5848 and retrofits | 1120 | 1880 | Rate Constraint in lbs/MMBtu | FALSE | L | Annual | Rate | lb/MWh | 0.78216 | 0.78216 | 0.78216 | 0.78216 | 0.78216 | 0.78216 | 0.78216
NSR W H Sammis 6,7 - NOX Rate Annual v3.1, Unit 5848 and retrofits | 1120 | 1880 | Rate Constraint in lbs/MMBtu | FALSE | L | Annual | Constraint Shadow Price | US2011$/Ton | 0 | 0 | 0 | 0 | 0 | 0 | 0
NSR W H Sammis 7 - SO2 Rate Annual v3.1, Unit 5848 and retrofits | 1121 | 1881 | Rate Constraint in lbs/MMBtu | FALSE | L | Annual | Seasons Included | Seasons | Winter, Summer | Winter, Summer | Winter, Summer | Winter, Summer | Winter, Summer | Winter, Summer | Winter, Summer
NSR W H Sammis 7 - SO2 Rate Annual v3.1, Unit 5848 and retrofits | 1121 | 1881 | Rate Constraint in lbs/MMBtu | FALSE | L | Annual | Standard SO2 | lb/MMBtu | 0.13 | 0.13 | 0.13 | 0.13 | 0.13 | 0.13 | 0.13
NSR W H Sammis 7 - SO2 Rate Annual v3.1, Unit 5848 and retrofits | 1121 | 1881 | Rate Constraint in lbs/MMBtu | FALSE | L | Annual | Emissions at Affected Plants SO2 | Thousand Tons | 1.3546 | 2.2969 | 1.545 | 1.3687 | 1.3687 | 1.2925 | 2.1679
NSR W H Sammis 7 - SO2 Rate Annual v3.1, Unit 5848 and retrofits | 1121 | 1881 | Rate Constraint in lbs/MMBtu | FALSE | L | Annual | Allowances Purchased SO2 | Thousand Tons | 0 | 0 | 0 | 0 | 0 | 0 | 0
NSR W H Sammis 7 - SO2 Rate Annual v3.1, Unit 5848 and retrofits | 1121 | 1881 | Rate Constraint in lbs/MMBtu | FALSE | L | Annual | Allowances Sold SO2 | Thousand Tons | 0 | 0 | 0 | 0 | 0 | 0 | 0
NSR W H Sammis 7 - SO2 Rate Annual v3.1, Unit 5848 and retrofits | 1121 | 1881 | Rate Constraint in lbs/MMBtu | FALSE | L | Annual | Allowances Banked | Thousand Tons | 0 | 0 | 0 | 0 | 0 | 0 | 0
NSR W H Sammis 7 - SO2 Rate Annual v3.1, Unit 5848 and retrofits | 1121 | 1881 | Rate Constraint in lbs/MMBtu | FALSE | L | Annual | Allowances Withdrawn (1:1) | Thousand Tons | 0 | 0 | 0 | 0 | 0 | 0 | 0
NSR W H Sammis 7 - SO2 Rate Annual v3.1, Unit 5848 and retrofits | 1121 | 1881 | Rate Constraint in lbs/MMBtu | FALSE | L | Annual | Allowances Withdrawn (n:1) | Thousand Tons | 0 | 0 | 0 | 0 | 0 | 0 | 0
NSR W H Sammis 7 - SO2 Rate Annual v3.1, Unit 5848 and retrofits | 1121 | 1881 | Rate Constraint in lbs/MMBtu | FALSE | L | Annual | Net Emissions Allowance Position | Thousand Tons | 1.3546 | 2.2969 | 1.545 | 1.3687 | 1.3687 | 1.2925 | 2.1679
NSR W H Sammis 7 - SO2 Rate Annual v3.1, Unit 5848 and retrofits | 1121 | 1881 | Rate Constraint in lbs/MMBtu | FALSE | L | Annual | Fuel Consumed | TBtu | 43.1396 | 45.6223 | 45.6223 | 45.6223 | 45.6806 | 43.1396 | 39.902
NSR W H Sammis 7 - SO2 Rate Annual v3.1, Unit 5848 and retrofits | 1121 | 1881 | Rate Constraint in lbs/MMBtu | FALSE | L | Annual | Rate | lb/MMBtu | 0.062801 | 0.10069 | 0.067732 | 0.06 | 0.059924 | 0.059924 | 0.10866
NSR W H Sammis 7 - SO2 Rate Annual v3.1, Unit 5848 and retrofits | 1121 | 1881 | Rate Constraint in lbs/MMBtu | FALSE | L | Annual | Generation | TWh | 4.1313 | 4.3747 | 4.3747 | 4.3747 | 4.3747 | 4.1313 | 3.8213
NSR W H Sammis 7 - SO2 Rate Annual v3.1, Unit 5848 and retrofits | 1121 | 1881 | Rate Constraint in lbs/MMBtu | FALSE | L | Annual | Qualifying Generation | TWh | 4.1313 | 4.3747 | 4.3747 | 4.3747 | 4.3747 | 4.1313 | 3.8213
NSR W H Sammis 7 - SO2 Rate Annual v3.1, Unit 5848 and retrofits | 1121 | 1881 | Rate Constraint in lbs/MMBtu | FALSE | L | Annual | Rate | lb/MWh | 0.65577 | 1.0501 | 0.70636 | 0.62573 | 0.62573 | 0.62573 | 1.1347
NSR W H Sammis 7 - SO2 Rate Annual v3.1, Unit 5848 and retrofits | 1121 | 1881 | Rate Constraint in lbs/MMBtu | FALSE | L | Annual | Constraint Shadow Price | US2011$/Ton | 0 | 0 | 0 | 0 | 0 | 0 | 0
NSR WEPCO Settlement - NOX Cap Annual v3.1 | 1122 | 1883 | Rate Constraint in MTons | FALSE | L | Annual | Seasons Included | Seasons | Winter, Summer | Winter, Summer | Winter, Summer | Winter, Summer | Winter, Summer | Winter, Summer | Winter, Summer
NSR WEPCO Settlement - NOX Cap Annual v3.1 | 1122 | 1883 | Rate Constraint in MTons | FALSE | L | Annual | Standard NOX | Thousand Tons | 17.4 | 17.4 | 17.4 | 17.4 | 17.4 | 17.4 | 17.4
NSR WEPCO Settlement - NOX Cap Annual v3.1 | 1122 | 1883 | Rate Constraint in MTons | FALSE | L | Annual | Emissions at Affected Plants NOX | Thousand Tons | 12.2132 | 12.0422 | 5.9949 | 5.9949 | 5.9949 | 5.8148 | 5.6663
NSR WEPCO Settlement - NOX Cap Annual v3.1 | 1122 | 1883 | Rate Constraint in MTons | FALSE | L | Annual | Allowances Purchased NOX | Thousand Tons | 0 | 0 | 0 | 0 | 0 | 0 | 0
NSR WEPCO Settlement - NOX Cap Annual v3.1 | 1122 | 1883 | Rate Constraint in MTons | FALSE | L | Annual | Allowances Sold NOX | Thousand Tons | 0 | 0 | 0 | 0 | 0 | 0 | 0
NSR WEPCO Settlement - NOX Cap Annual v3.1 | 1122 | 1883 | Rate Constraint in MTons | FALSE | L | Annual | Allowances Banked | Thousand Tons | 0 | 0 | 0 | 0 | 0 | 0 | 0
NSR WEPCO Settlement - NOX Cap Annual v3.1 | 1122 | 1883 | Rate Constraint in MTons | FALSE | L | Annual | Allowances Withdrawn (1:1) | Thousand Tons | 0 | 0 | 0 | 0 | 0 | 0 | 0
NSR WEPCO Settlement - NOX Cap Annual v3.1 | 1122 | 1883 | Rate Constraint in MTons | FALSE | L | Annual | Allowances Withdrawn (n:1) | Thousand Tons | 0 | 0 | 0 | 0 | 0 | 0 | 0
NSR WEPCO Settlement - NOX Cap Annual v3.1 | 1122 | 1883 | Rate Constraint in MTons | FALSE | L | Annual | Net Emissions Allowance Position | Thousand Tons | 12.2132 | 12.0422 | 5.9949 | 5.9949 | 5.9949 | 5.8148 | 5.6663
NSR WEPCO Settlement - NOX Cap Annual v3.1 | 1122 | 1883 | Rate Constraint in MTons | FALSE | L | Annual | Fuel Consumed | TBtu | 195.8417 | 190.2077 | 176.2147 | 176.2147 | 176.2147 | 170.8584 | 166.4491
NSR WEPCO Settlement - NOX Cap Annual v3.1 | 1122 | 1883 | Rate Constraint in MTons | FALSE | L | Annual | Rate | lb/MMBtu | 0.12473 | 0.12662 | 0.068041 | 0.068041 | 0.068041 | 0.068066 | 0.068085
NSR WEPCO Settlement - NOX Cap Annual v3.1 | 1122 | 1883 | Rate Constraint in MTons | FALSE | L | Annual | Generation | TWh | 18.058 | 17.5823 | 16.6335 | 16.6335 | 16.6335 | 16.1389 | 15.7304
NSR WEPCO Settlement - NOX Cap Annual v3.1 | 1122 | 1883 | Rate Constraint in MTons | FALSE | L | Annual | Qualifying Generation | TWh | 18.058 | 17.5823 | 16.6335 | 16.6335 | 16.6335 | 16.1389 | 15.7304
NSR WEPCO Settlement - NOX Cap Annual v3.1 | 1122 | 1883 | Rate Constraint in MTons | FALSE | L | Annual | Rate | lb/MWh | 1.3527 | 1.3698 | 0.72082 | 0.72082 | 0.72082 | 0.7206 | 0.72043
NSR WEPCO Settlement - NOX Cap Annual v3.1 | 1122 | 1883 | Rate Constraint in MTons | FALSE | L | Annual | Constraint Shadow Price | US2011$/Ton | 0 | 0 | 0 | 0 | 0 | 0 | 0
NSR WEPCO Settlement - NOX Rate Annual v3.1 | 1123 | 1884 | Rate Constraint in lbs/MMBtu | FALSE | L | Annual | Seasons Included | Seasons | Winter, Summer | Winter, Summer | Winter, Summer | Winter, Summer | Winter, Summer | Winter, Summer | Winter, Summer
NSR WEPCO Settlement - NOX Rate Annual v3.1 | 1123 | 1884 | Rate Constraint in lbs/MMBtu | FALSE | L | Annual | Standard NOX | lb/MMBtu | 0.17 | 0.17 | 0.17 | 0.17 | 0.17 | 0.17 | 0.17
NSR WEPCO Settlement - NOX Rate Annual v3.1 | 1123 | 1884 | Rate Constraint in lbs/MMBtu | FALSE | L | Annual | Emissions at Affected Plants NOX | Thousand Tons | 12.2132 | 12.0422 | 5.9949 | 5.9949 | 5.9949 | 5.8148 | 5.6663
NSR WEPCO Settlement - NOX Rate Annual v3.1 | 1123 | 1884 | Rate Constraint in lbs/MMBtu | FALSE | L | Annual | Allowances Purchased NOX | Thousand Tons | 0 | 0 | 0 | 0 | 0 | 0 | 0
NSR WEPCO Settlement - NOX Rate Annual v3.1 | 1123 | 1884 | Rate Constraint in lbs/MMBtu | FALSE | L | Annual | Allowances Sold NOX | Thousand Tons | 0 | 0 | 0 | 0 | 0 | 0 | 0
NSR WEPCO Settlement - NOX Rate Annual v3.1 | 1123 | 1884 | Rate Constraint in lbs/MMBtu | FALSE | L | Annual | Allowances Banked | Thousand Tons | 0 | 0 | 0 | 0 | 0 | 0 | 0
NSR WEPCO Settlement - NOX Rate Annual v3.1 | 1123 | 1884 | Rate Constraint in lbs/MMBtu | FALSE | L | Annual | Allowances Withdrawn (1:1) | Thousand Tons | 0 | 0 | 0 | 0 | 0 | 0 | 0
NSR WEPCO Settlement - NOX Rate Annual v3.1 | 1123 | 1884 | Rate Constraint in lbs/MMBtu | FALSE | L | Annual | Allowances Withdrawn (n:1) | Thousand Tons | 0 | 0 | 0 | 0 | 0 | 0 | 0
NSR WEPCO Settlement - NOX Rate Annual v3.1 | 1123 | 1884 | Rate Constraint in lbs/MMBtu | FALSE | L | Annual | Net Emissions Allowance Position | Thousand Tons | 12.2132 | 12.0422 | 5.9949 | 5.9949 | 5.9949 | 5.8148 | 5.6663
NSR WEPCO Settlement - NOX Rate Annual v3.1 | 1123 | 1884 | Rate Constraint in lbs/MMBtu | FALSE | L | Annual | Fuel Consumed | TBtu | 195.8417 | 190.2077 | 176.2147 | 176.2147 | 176.2147 | 170.8584 | 166.4491
NSR WEPCO Settlement - NOX Rate Annual v3.1 | 1123 | 1884 | Rate Constraint in lbs/MMBtu | FALSE | L | Annual | Rate | lb/MMBtu | 0.12473 | 0.12662 | 0.068041 | 0.068041 | 0.068041 | 0.068066 | 0.068085
NSR WEPCO Settlement - NOX Rate Annual v3.1 | 1123 | 1884 | Rate Constraint in lbs/MMBtu | FALSE | L | Annual | Generation | TWh | 18.058 | 17.5823 | 16.6335 | 16.6335 | 16.6335 | 16.1389 | 15.7304
NSR WEPCO Settlement - NOX Rate Annual v3.1 | 1123 | 1884 | Rate Constraint in lbs/MMBtu | FALSE | L | Annual | Qualifying Generation | TWh | 18.058 | 17.5823 | 16.6335 | 16.6335 | 16.6335 | 16.1389 | 15.7304
NSR WEPCO Settlement - NOX Rate Annual v3.1 | 1123 | 1884 | Rate Constraint in lbs/MMBtu | FALSE | L | Annual | Rate | lb/MWh | 1.3527 | 1.3698 | 0.72082 | 0.72082 | 0.72082 | 0.7206 | 0.72043
NSR WEPCO Settlement - NOX Rate Annual v3.1 | 1123 | 1884 | Rate Constraint in lbs/MMBtu | FALSE | L | Annual | Constraint Shadow Price | US2011$/Ton | 0 | 0 | 0 | 0 | 0 | 0 | 0
NSR WEPCO Settlement - SO2 Cap Annual v3.1 | 1124 | 1885 | Rate Constraint in MTons | FALSE | L | Annual | Seasons Included | Seasons | Winter, Summer | Winter, Summer | Winter, Summer | Winter, Summer | Winter, Summer | Winter, Summer | Winter, Summer
NSR WEPCO Settlement - SO2 Cap Annual v3.1 | 1124 | 1885 | Rate Constraint in MTons | FALSE | L | Annual | Standard SO2 | Thousand Tons | 33.3 | 33.3 | 33.3 | 33.3 | 33.3 | 33.3 | 33.3
NSR WEPCO Settlement - SO2 Cap Annual v3.1 | 1124 | 1885 | Rate Constraint in MTons | FALSE | L | Annual | Emissions at Affected Plants SO2 | Thousand Tons | 14.0889 | 14.9476 | 3.833 | 3.833 | 3.833 | 3.7353 | 3.6527
NSR WEPCO Settlement - SO2 Cap Annual v3.1 | 1124 | 1885 | Rate Constraint in MTons | FALSE | L | Annual | Allowances Purchased SO2 | Thousand Tons | 0 | 0 | 0 | 0 | 0 | 0 | 0
NSR WEPCO Settlement - SO2 Cap Annual v3.1 | 1124 | 1885 | Rate Constraint in MTons | FALSE | L | Annual | Allowances Sold SO2 | Thousand Tons | 0 | 0 | 0 | 0 | 0 | 0 | 0
NSR WEPCO Settlement - SO2 Cap Annual v3.1 | 1124 | 1885 | Rate Constraint in MTons | FALSE | L | Annual | Allowances Banked | Thousand Tons | 0 | 0 | 0 | 0 | 0 | 0 | 0
NSR WEPCO Settlement - SO2 Cap Annual v3.1 | 1124 | 1885 | Rate Constraint in MTons | FALSE | L | Annual | Allowances Withdrawn (1:1) | Thousand Tons | 0 | 0 | 0 | 0 | 0 | 0 | 0
NSR WEPCO Settlement - SO2 Cap Annual v3.1 | 1124 | 1885 | Rate Constraint in MTons | FALSE | L | Annual | Allowances Withdrawn (n:1) | Thousand Tons | 0 | 0 | 0 | 0 | 0 | 0 | 0
NSR WEPCO Settlement - SO2 Cap Annual v3.1 | 1124 | 1885 | Rate Constraint in MTons | FALSE | L | Annual | Net Emissions Allowance Position | Thousand Tons | 14.0889 | 14.9476 | 3.833 | 3.833 | 3.833 | 3.7353 | 3.6527
NSR WEPCO Settlement - SO2 Cap Annual v3.1 | 1124 | 1885 | Rate Constraint in MTons | FALSE | L | Annual | Fuel Consumed | TBtu | 195.8417 | 190.2077 | 176.2147 | 176.2147 | 176.2147 | 170.8584 | 166.4491
NSR WEPCO Settlement - SO2 Cap Annual v3.1 | 1124 | 1885 | Rate Constraint in MTons | FALSE | L | Annual | Rate | lb/MMBtu | 0.14388 | 0.15717 | 0.043503 | 0.043503 | 0.043503 | 0.043724 | 0.04389
NSR WEPCO Settlement - SO2 Cap Annual v3.1 | 1124 | 1885 | Rate Constraint in MTons | FALSE | L | Annual | Generation | TWh | 18.058 | 17.5823 | 16.6335 | 16.6335 | 16.6335 | 16.1389 | 15.7304
NSR WEPCO Settlement - SO2 Cap Annual v3.1 | 1124 | 1885 | Rate Constraint in MTons | FALSE | L | Annual | Qualifying Generation | TWh | 18.058 | 17.5823 | 16.6335 | 16.6335 | 16.6335 | 16.1389 | 15.7304
NSR WEPCO Settlement - SO2 Cap Annual v3.1 | 1124 | 1885 | Rate Constraint in MTons | FALSE | L | Annual | Rate | lb/MWh | 1.5604 | 1.7003 | 0.46087 | 0.46087 | 0.46087 | 0.4629 | 0.46442
NSR WEPCO Settlement - SO2 Cap Annual v3.1 | 1124 | 1885 | Rate Constraint in MTons | FALSE | L | Annual | Constraint Shadow Price | US2011$/Ton | 0 | 0 | 0 | 0 | 0 | 0 | 0
NSR WEPCO Settlement - SO2 Rate Annual v3.1 | 1125 | 1886 | Rate Constraint in lbs/MMBtu | FALSE | L | Annual | Seasons Included | Seasons | Winter, Summer | Winter, Summer | Winter, Summer | Winter, Summer | Winter, Summer | Winter, Summer | Winter, Summer
NSR WEPCO Settlement - SO2 Rate Annual v3.1 | 1125 | 1886 | Rate Constraint in lbs/MMBtu | FALSE | L | Annual | Standard SO2 | lb/MMBtu | 0.32 | 0.32 | 0.32 | 0.32 | 0.32 | 0.32 | 0.32
NSR WEPCO Settlement - SO2 Rate Annual v3.1 | 1125 | 1886 | Rate Constraint in lbs/MMBtu | FALSE | L | Annual | Emissions at Affected Plants SO2 | Thousand Tons | 14.0889 | 14.9476 | 3.833 | 3.833 | 3.833 | 3.7353 | 3.6527
NSR WEPCO Settlement - SO2 Rate Annual v3.1 | 1125 | 1886 | Rate Constraint in lbs/MMBtu | FALSE | L | Annual | Allowances Purchased SO2 | Thousand Tons | 0 | 0 | 0 | 0 | 0 | 0 | 0
NSR WEPCO Settlement - SO2 Rate Annual v3.1 | 1125 | 1886 | Rate Constraint in lbs/MMBtu | FALSE | L | Annual | Allowances Sold SO2 | Thousand Tons | 0 | 0 | 0 | 0 | 0 | 0 | 0
NSR WEPCO Settlement - SO2 Rate Annual v3.1 | 1125 | 1886 | Rate Constraint in lbs/MMBtu | FALSE | L | Annual | Allowances Banked | Thousand Tons | 0 | 0 | 0 | 0 | 0 | 0 | 0
NSR WEPCO Settlement - SO2 Rate Annual v3.1 | 1125 | 1886 | Rate Constraint in lbs/MMBtu | FALSE | L | Annual | Allowances Withdrawn (1:1) | Thousand Tons | 0 | 0 | 0 | 0 | 0 | 0 | 0
NSR WEPCO Settlement - SO2 Rate Annual v3.1 | 1125 | 1886 | Rate Constraint in lbs/MMBtu | FALSE | L | Annual | Allowances Withdrawn (n:1) | Thousand Tons | 0 | 0 | 0 | 0 | 0 | 0 | 0
NSR WEPCO Settlement - SO2 Rate Annual v3.1 | 1125 | 1886 | Rate Constraint in lbs/MMBtu | FALSE | L | Annual | Net Emissions Allowance Position | Thousand Tons | 14.0889 | 14.9476 | 3.833 | 3.833 | 3.833 | 3.7353 | 3.6527
NSR WEPCO Settlement - SO2 Rate Annual v3.1 | 1125 | 1886 | Rate Constraint in lbs/MMBtu | FALSE | L | Annual | Fuel Consumed | TBtu | 195.8417 | 190.2077 | 176.2147 | 176.2147 | 176.2147 | 170.8584 | 166.4491
NSR WEPCO Settlement - SO2 Rate Annual v3.1 | 1125 | 1886 | Rate Constraint in lbs/MMBtu | FALSE | L | Annual | Rate | lb/MMBtu | 0.14388 | 0.15717 | 0.043503 | 0.043503 | 0.043503 | 0.043724 | 0.04389
NSR WEPCO Settlement - SO2 Rate Annual v3.1 | 1125 | 1886 | Rate Constraint in lbs/MMBtu | FALSE | L | Annual | Generation | TWh | 18.058 | 17.5823 | 16.6335 | 16.6335 | 16.6335 | 16.1389 | 15.7304
NSR WEPCO Settlement - SO2 Rate Annual v3.1 | 1125 | 1886 | Rate Constraint in lbs/MMBtu | FALSE | L | Annual | Qualifying Generation | TWh | 18.058 | 17.5823 | 16.6335 | 16.6335 | 16.6335 | 16.1389 | 15.7304
NSR WEPCO Settlement - SO2 Rate Annual v3.1 | 1125 | 1886 | Rate Constraint in lbs/MMBtu | FALSE | L | Annual | Rate | lb/MWh | 1.5604 | 1.7003 | 0.46087 | 0.46087 | 0.46087 | 0.4629 | 0.46442
NSR WEPCO Settlement - SO2 Rate Annual v3.1 | 1125 | 1886 | Rate Constraint in lbs/MMBtu | FALSE | L | Annual | Constraint Shadow Price | US2011$/Ton | 0 | 0 | 0 | 0 | 0 | 0 | 0
NSR Westar Consent - Nox Cap Annual v4.10 | 1126 | 2220 | Rate Constraint in MTons | FALSE | L | Annual | Seasons Included | Seasons | Winter, Summer | Winter, Summer | Winter, Summer | Winter, Summer | Winter, Summer | Winter, Summer | Winter, Summer
NSR Westar Consent - Nox Cap Annual v4.10 | 1126 | 2220 | Rate Constraint in MTons | FALSE | L | Annual | Standard NOX | Thousand Tons | 9.6 | 9.6 | 9.6 | 9.6 | 9.6 | 9.6 | 9.6
NSR Westar Consent - Nox Cap Annual v4.10 | 1126 | 2220 | Rate Constraint in MTons | FALSE | L | Annual | Emissions at Affected Plants NOX | Thousand Tons | 8.803 | 8.803 | 8.803 | 8.803 | 8.803 | 8.803 | 8.803
NSR Westar Consent - Nox Cap Annual v4.10 | 1126 | 2220 | Rate Constraint in MTons | FALSE | L | Annual | Allowances Purchased NOX | Thousand Tons | 0 | 0 | 0 | 0 | 0 | 0 | 0
NSR Westar Consent - Nox Cap Annual v4.10 | 1126 | 2220 | Rate Constraint in MTons | FALSE | L | Annual | Allowances Sold NOX | Thousand Tons | 0 | 0 | 0 | 0 | 0 | 0 | 0
NSR Westar Consent - Nox Cap Annual v4.10 | 1126 | 2220 | Rate Constraint in MTons | FALSE | L | Annual | Allowances Banked | Thousand Tons | 0 | 0 | 0 | 0 | 0 | 0 | 0
NSR Westar Consent - Nox Cap Annual v4.10 | 1126 | 2220 | Rate Constraint in MTons | FALSE | L | Annual | Allowances Withdrawn (1:1) | Thousand Tons | 0 | 0 | 0 | 0 | 0 | 0 | 0
NSR Westar Consent - Nox Cap Annual v4.10 | 1126 | 2220 | Rate Constraint in MTons | FALSE | L | Annual | Allowances Withdrawn (n:1) | Thousand Tons | 0 | 0 | 0 | 0 | 0 | 0 | 0
NSR Westar Consent - Nox Cap Annual v4.10 | 1126 | 2220 | Rate Constraint in MTons | FALSE | L | Annual | Net Emissions Allowance Position | Thousand Tons | 8.803 | 8.803 | 8.803 | 8.803 | 8.803 | 8.803 | 8.803
NSR Westar Consent - Nox Cap Annual v4.10 | 1126 | 2220 | Rate Constraint in MTons | FALSE | L | Annual | Fuel Consumed | TBtu | 176.0604 | 176.0604 | 176.0604 | 176.0604 | 176.0604 | 176.0604 | 176.0604
NSR Westar Consent - Nox Cap Annual v4.10 | 1126 | 2220 | Rate Constraint in MTons | FALSE | L | Annual | Rate | lb/MMBtu | 0.1 | 0.1 | 0.1 | 0.1 | 0.1 | 0.1 | 0.1
NSR Westar Consent - Nox Cap Annual v4.10 | 1126 | 2220 | Rate Constraint in MTons | FALSE | L | Annual | Generation | TWh | 15.778 | 15.778 | 15.778 | 15.778 | 15.778 | 15.778 | 15.778
NSR Westar Consent - Nox Cap Annual v4.10 | 1126 | 2220 | Rate Constraint in MTons | FALSE | L | Annual | Qualifying Generation | TWh | 15.778 | 15.778 | 15.778 | 15.778 | 15.778 | 15.778 | 15.778
NSR Westar Consent - Nox Cap Annual v4.10 | 1126 | 2220 | Rate Constraint in MTons | FALSE | L | Annual | Rate | lb/MWh | 1.1159 | 1.1159 | 1.1159 | 1.1159 | 1.1159 | 1.1159 | 1.1159
NSR Westar Consent - Nox Cap Annual v4.10 | 1126 | 2220 | Rate Constraint in MTons | FALSE | L | Annual | Constraint Shadow Price | US2011$/Ton | 0 | 0 | 0 | 0 | 0 | 0 | 0
NSR Westar Consent - NOX Rate Annual v4.10, Unit 4205 and retrofits | 1127 | 2221 | Rate Constraint in lbs/MMBtu | FALSE | L | Annual | Seasons Included | Seasons | Winter, Summer | Winter, Summer | Winter, Summer | Winter, Summer | Winter, Summer | Winter, Summer | Winter, Summer
NSR Westar Consent - NOX Rate Annual v4.10, Unit 4205 and retrofits | 1127 | 2221 | Rate Constraint in lbs/MMBtu | FALSE | L | Annual | Standard NOX | lb/MMBtu | 0.1 | 0.1 | 0.1 | 0.1 | 0.1 | 0.1 | 0.1
NSR Westar Consent - NOX Rate Annual v4.10, Unit 4205 and retrofits | 1127 | 2221 | Rate Constraint in lbs/MMBtu | FALSE | L | Annual | Emissions at Affected Plants NOX | Thousand Tons | 2.9446 | 2.9446 | 2.9446 | 2.9446 | 2.9446 | 2.9446 | 2.9446
NSR Westar Consent - NOX Rate Annual v4.10, Unit 4205 and retrofits | 1127 | 2221 | Rate Constraint in lbs/MMBtu | FALSE | L | Annual | Allowances Purchased NOX | Thousand Tons | 0 | 0 | 0 | 0 | 0 | 0 | 0
NSR Westar Consent - NOX Rate Annual v4.10, Unit 4205 and retrofits | 1127 | 2221 | Rate Constraint in lbs/MMBtu | FALSE | L | Annual | Allowances Sold NOX | Thousand Tons | 0 | 0 | 0 | 0 | 0 | 0 | 0
NSR Westar Consent - NOX Rate Annual v4.10, Unit 4205 and retrofits | 1127 | 2221 | Rate Constraint in lbs/MMBtu | FALSE | L | Annual | Allowances Banked | Thousand Tons | 0 | 0 | 0 | 0 | 0 | 0 | 0
NSR Westar Consent - NOX Rate Annual v4.10, Unit 4205 and retrofits | 1127 | 2221 | Rate Constraint in lbs/MMBtu | FALSE | L | Annual | Allowances Withdrawn (1:1) | Thousand Tons | 0 | 0 | 0 | 0 | 0 | 0 | 0
NSR Westar Consent - NOX Rate Annual v4.10, Unit 4205 and retrofits | 1127 | 2221 | Rate Constraint in lbs/MMBtu | FALSE | L | Annual | Allowances Withdrawn (n:1) | Thousand Tons | 0 | 0 | 0 | 0 | 0 | 0 | 0
NSR Westar Consent - NOX Rate Annual v4.10, Unit 4205 and retrofits | 1127 | 2221 | Rate Constraint in lbs/MMBtu | FALSE | L | Annual | Net Emissions Allowance Position | Thousand Tons | 2.9446 | 2.9446 | 2.9446 | 2.9446 | 2.9446 | 2.9446 | 2.9446
NSR Westar Consent - NOX Rate Annual v4.10, Unit 4205 and retrofits | 1127 | 2221 | Rate Constraint in lbs/MMBtu | FALSE | L | Annual | Fuel Consumed | TBtu | 58.8929 | 58.8929 | 58.8929 | 58.8929 | 58.8929 | 58.8929 | 58.8929
NSR Westar Consent - NOX Rate Annual v4.10, Unit 4205 and retrofits | 1127 | 2221 | Rate Constraint in lbs/MMBtu | FALSE | L | Annual | Rate | lb/MMBtu | 0.1 | 0.1 | 0.1 | 0.1 | 0.1 | 0.1 | 0.1
NSR Westar Consent - NOX Rate Annual v4.10, Unit 4205 and retrofits | 1127 | 2221 | Rate Constraint in lbs/MMBtu | FALSE | L | Annual | Generation | TWh | 5.2715 | 5.2715 | 5.2715 | 5.2715 | 5.2715 | 5.2715 | 5.2715
NSR Westar Consent - NOX Rate Annual v4.10, Unit 4205 and retrofits | 1127 | 2221 | Rate Constraint in lbs/MMBtu | FALSE | L | Annual | Qualifying Generation | TWh | 5.2715 | 5.2715 | 5.2715 | 5.2715 | 5.2715 | 5.2715 | 5.2715
NSR Westar Consent - NOX Rate Annual v4.10, Unit 4205 and retrofits | 1127 | 2221 | Rate Constraint in lbs/MMBtu | FALSE | L | Annual | Rate | lb/MWh | 1.1172 | 1.1172 | 1.1172 | 1.1172 | 1.1172 | 1.1172 | 1.1172
NSR Westar Consent - NOX Rate Annual v4.10, Unit 4205 and retrofits | 1127 | 2221 | Rate Constraint in lbs/MMBtu | FALSE | L | Annual | Constraint Shadow Price | US2011$/Ton | 0 | 0 | 0 | 0 | 0 | 0 | 0
NSR Westar Consent - NOX Rate Annual v4.10, Unit 4211 and retrofits | 1128 | 2221 | Rate Constraint in lbs/MMBtu | FALSE | L | Annual | Seasons Included | Seasons | Winter, Summer | Winter, Summer | Winter, Summer | Winter, Summer | Winter, Summer | Winter, Summer | Winter, Summer
NSR Westar Consent - NOX Rate Annual v4.10, Unit 4211 and retrofits | 1128 | 2221 | Rate Constraint in lbs/MMBtu | FALSE | L | Annual | Standard NOX | lb/MMBtu | 0.1 | 0.1 | 0.1 | 0.1 | 0.1 | 0.1 | 0.1
NSR Westar Consent - NOX Rate Annual v4.10, Unit 4211 and retrofits | 1128 | 2221 | Rate Constraint in lbs/MMBtu | FALSE | L | Annual | Emissions at Affected Plants NOX | Thousand Tons | 2.9143 | 2.9143 | 2.9143 | 2.9143 | 2.9143 | 2.9143 | 2.9143
NSR Westar Consent - NOX Rate Annual v4.10, Unit 4211 and retrofits | 1128 | 2221 | Rate Constraint in lbs/MMBtu | FALSE | L | Annual | Allowances Purchased NOX | Thousand Tons | 0 | 0 | 0 | 0 | 0 | 0 | 0
NSR Westar Consent - NOX Rate Annual v4.10, Unit 4211 and retrofits | 1128 | 2221 | Rate Constraint in lbs/MMBtu | FALSE | L | Annual | Allowances Sold NOX | Thousand Tons | 0 | 0 | 0 | 0 | 0 | 0 | 0
NSR Westar Consent - NOX Rate Annual v4.10, Unit 4211 and retrofits | 1128 | 2221 | Rate Constraint in lbs/MMBtu | FALSE | L | Annual | Allowances Banked | Thousand Tons | 0 | 0 | 0 | 0 | 0 | 0 | 0
NSR Westar Consent - NOX Rate Annual v4.10, Unit 4211 and retrofits | 1128 | 2221 | Rate Constraint in lbs/MMBtu | FALSE | L | Annual | Allowances Withdrawn (1:1) | Thousand Tons | 0 | 0 | 0 | 0 | 0 | 0 | 0
NSR Westar Consent - NOX Rate Annual v4.10, Unit 4211 and retrofits | 1128 | 2221 | Rate Constraint in lbs/MMBtu | FALSE | L | Annual | Allowances Withdrawn (n:1) | Thousand Tons | 0 | 0 | 0 | 0 | 0 | 0 | 0
NSR Westar Consent - NOX Rate Annual v4.10, Unit 4211 and retrofits | 1128 | 2221 | Rate Constraint in lbs/MMBtu | FALSE | L | Annual | Net Emissions Allowance Position | Thousand Tons | 2.9143 | 2.9143 | 2.9143 | 2.9143 | 2.9143 | 2.9143 | 2.9143
NSR Westar Consent - NOX Rate Annual v4.10, Unit 4211 and retrofits | 1128 | 2221 | Rate Constraint in lbs/MMBtu | FALSE | L | Annual | Fuel Consumed | TBtu | 58.2862 | 58.2862 | 58.2862 | 58.2862 | 58.2862 | 58.2862 | 58.2862
NSR Westar Consent - NOX Rate Annual v4.10, Unit 4211 and retrofits | 1128 | 2221 | Rate Constraint in lbs/MMBtu | FALSE | L | Annual | Rate | lb/MMBtu | 0.1 | 0.1 | 0.1 | 0.1 | 0.1 | 0.1 | 0.1
NSR Westar Consent - NOX Rate Annual v4.10, Unit 4211 and retrofits | 1128 | 2221 | Rate Constraint in lbs/MMBtu | FALSE | L | Annual | Generation | TWh | 5.2204 | 5.2204 | 5.2204 | 5.2204 | 5.2204 | 5.2204 | 5.2204
NSR Westar Consent - NOX Rate Annual v4.10, Unit 4211 and retrofits | 1128 | 2221 | Rate Constraint in lbs/MMBtu | FALSE | L | Annual | Qualifying Generation | TWh | 5.2204 | 5.2204 | 5.2204 | 5.2204 | 5.2204 | 5.2204 | 5.2204
NSR Westar Consent - NOX Rate Annual v4.10, Unit 4211 and retrofits | 1128 | 2221 | Rate Constraint in lbs/MMBtu | FALSE | L | Annual | Rate | lb/MWh | 1.1165 | 1.1165 | 1.1165 | 1.1165 | 1.1165 | 1.1165 | 1.1165
NSR Westar Consent - NOX Rate Annual v4.10, Unit 4211 and retrofits | 1128 | 2221 | Rate Constraint in lbs/MMBtu | FALSE | L | Annual | Constraint Shadow Price | US2011$/Ton | 0 | 0 | 0 | 0 | 0 | 0 | 0
NSR Westar Consent - NOX Rate Annual v4.10, Unit 4212 and retrofits | 1129 | 2221 | Rate Constraint in lbs/MMBtu | FALSE | L | Annual | Seasons Included | Seasons | Winter, Summer | Winter, Summer | Winter, Summer | Winter, Summer | Winter, Summer | Winter, Summer | Winter, Summer
NSR Westar Consent - NOX Rate Annual v4.10, Unit 4212 and retrofits | 1129 | 2221 | Rate Constraint in lbs/MMBtu | FALSE | L | Annual | Standard NOX | lb/MMBtu | 0.1 | 0.1 | 0.1 | 0.1 | 0.1 | 0.1 | 0.1
NSR Westar Consent - NOX Rate Annual v4.10, Unit 4212 and retrofits | 1129 | 2221 | Rate Constraint in lbs/MMBtu | FALSE | L | Annual | Emissions at Affected Plants NOX | Thousand Tons | 2.9441 | 2.9441 | 2.9441 | 2.9441 | 2.9441 | 2.9441 | 2.9441
NSR Westar Consent - NOX Rate Annual v4.10, Unit 4212 and retrofits | 1129 | 2221 | Rate Constraint in lbs/MMBtu | FALSE | L | Annual | Allowances Purchased NOX | Thousand Tons | 0 | 0 | 0 | 0 | 0 | 0 | 0
NSR Westar Consent - NOX Rate Annual v4.10, Unit 4212 and retrofits | 1129 | 2221 | Rate Constraint in lbs/MMBtu | FALSE | L | Annual | Allowances Sold NOX | Thousand Tons | 0 | 0 | 0 | 0 | 0 | 0 | 0
NSR Westar Consent - NOX Rate Annual v4.10, Unit 4212 and retrofits | 1129 | 2221 | Rate Constraint in lbs/MMBtu | FALSE | L | Annual | Allowances Banked | Thousand Tons | 0 | 0 | 0 | 0 | 0 | 0 | 0
NSR Westar Consent - NOX Rate Annual v4.10, Unit 4212 and retrofits | 1129 | 2221 | Rate Constraint in lbs/MMBtu | FALSE | L | Annual | Allowances Withdrawn (1:1) | Thousand Tons | 0 | 0 | 0 | 0 | 0 | 0 | 0
NSR Westar Consent - NOX Rate Annual v4.10, Unit 4212 and retrofits | 1129 | 2221 | Rate Constraint in lbs/MMBtu | FALSE | L | Annual | Allowances Withdrawn (n:1) | Thousand Tons | 0 | 0 | 0 | 0 | 0 | 0 | 0
NSR Westar Consent - NOX Rate Annual v4.10, Unit 4212 and retrofits | 1129 | 2221 | Rate Constraint in lbs/MMBtu | FALSE | L | Annual | Net Emissions Allowance Position | Thousand Tons | 2.9441 | 2.9441 | 2.9441 | 2.9441 | 2.9441 | 2.9441 | 2.9441
NSR Westar Consent - NOX Rate Annual v4.10, Unit 4212 and retrofits | 1129 | 2221 | Rate Constraint in lbs/MMBtu | FALSE | L | Annual | Fuel Consumed | TBtu | 58.8814 | 58.8814 | 58.8814 | 58.8814 | 58.8814 | 58.8814 | 58.8814
NSR Westar Consent - NOX Rate Annual v4.10, Unit 4212 and retrofits | 1129 | 2221 | Rate Constraint in lbs/MMBtu | FALSE | L | Annual | Rate | lb/MMBtu | 0.1 | 0.1 | 0.1 | 0.1 | 0.1 | 0.1 | 0.1
NSR Westar Consent - NOX Rate Annual v4.10, Unit 4212 and retrofits | 1129 | 2221 | Rate Constraint in lbs/MMBtu | FALSE | L | Annual | Generation | TWh | 5.2861 | 5.2861 | 5.2861 | 5.2861 | 5.2861 | 5.2861 | 5.2861
NSR Westar Consent - NOX Rate Annual v4.10, Unit 4212 and retrofits | 1129 | 2221 | Rate Constraint in lbs/MMBtu | FALSE | L | Annual | Qualifying Generation | TWh | 5.2861 | 5.2861 | 5.2861 | 5.2861 | 5.2861 | 5.2861 | 5.2861
NSR Westar Consent - NOX Rate Annual v4.10, Unit 4212 and retrofits | 1129 | 2221 | Rate Constraint in lbs/MMBtu | FALSE | L | Annual | Rate | lb/MWh | 1.1139 | 1.1139 | 1.1139 | 1.1139 | 1.1139 | 1.1139 | 1.1139
NSR Westar Consent - NOX Rate Annual v4.10, Unit 4212 and retrofits | 1129 | 2221 | Rate Constraint in lbs/MMBtu | FALSE | L | Annual | Constraint Shadow Price | US2011$/Ton | 0 | 0 | 0 | 0 | 0 | 0 | 0
NSR Westar Consent - SO2 Cap Annual v4.10 | 1130 | 2292 | Rate Constraint in MTons | FALSE | L | Annual | Seasons Included | Seasons | Winter, Summer | Winter, Summer | Winter, Summer | Winter, Summer | Winter, Summer | Winter, Summer | Winter, Summer
NSR Westar Consent - SO2 Cap Annual v4.10 | 1130 | 2292 | Rate Constraint in MTons | FALSE | L | Annual | Standard SO2 | Thousand Tons | 6.6 | 6.6 | 6.6 | 6.6 | 6.6 | 6.6 | 6.6
NSR Westar Consent - SO2 Cap Annual v4.10 | 1130 | 2292 | Rate Constraint in MTons | FALSE | L | Annual | Emissions at Affected Plants SO2 | Thousand Tons | 5.2818 | 5.2818 | 5.2818 | 5.2818 | 5.2818 | 5.2818 | 5.2818
NSR Westar Consent - SO2 Cap Annual v4.10 | 1130 | 2292 | Rate Constraint in MTons | FALSE | L | Annual | Allowances Purchased SO2 | Thousand Tons | 0 | 0 | 0 | 0 | 0 | 0 | 0
NSR Westar Consent - SO2 Cap Annual v4.10 | 1130 | 2292 | Rate Constraint in MTons | FALSE | L | Annual | Allowances Sold SO2 | Thousand Tons | 0 | 0 | 0 | 0 | 0 | 0 | 0
NSR Westar Consent - SO2 Cap Annual v4.10 | 1130 | 2292 | Rate Constraint in MTons | FALSE | L | Annual | Allowances Banked | Thousand Tons | 0 | 0 | 0 | 0 | 0 | 0 | 0
NSR Westar Consent - SO2 Cap Annual v4.10 | 1130 | 2292 | Rate Constraint in MTons | FALSE | L | Annual | Allowances Withdrawn (1:1) | Thousand Tons | 0 | 0 | 0 | 0 | 0 | 0 | 0
NSR Westar Consent - SO2 Cap Annual v4.10 | 1130 | 2292 | Rate Constraint in MTons | FALSE | L | Annual | Allowances Withdrawn (n:1) | Thousand Tons | 0 | 0 | 0 | 0 | 0 | 0 | 0
NSR Westar Consent - SO2 Cap Annual v4.10 | 1130 | 2292 | Rate Constraint in MTons | FALSE | L | Annual | Net Emissions Allowance Position | Thousand Tons | 5.2818 | 5.2818 | 5.2818 | 5.2818 | 5.2818 | 5.2818 | 5.2818
NSR Westar Consent - SO2 Cap Annual v4.10 | 1130 | 2292 | Rate Constraint in MTons | FALSE | L | Annual | Fuel Consumed | TBtu | 176.0604 | 176.0604 | 176.0604 | 176.0604 | 176.0604 | 176.0604 | 176.0604
NSR Westar Consent - SO2 Cap Annual v4.10 | 1130 | 2292 | Rate Constraint in MTons | FALSE | L | Annual | Rate | lb/MMBtu | 0.06 | 0.06 | 0.06 | 0.06 | 0.06 | 0.06 | 0.06
NSR Westar Consent - SO2 Cap Annual v4.10 | 1130 | 2292 | Rate Constraint in MTons | FALSE | L | Annual | Generation | TWh | 15.778 | 15.778 | 15.778 | 15.778 | 15.778 | 15.778 | 15.778
NSR Westar Consent - SO2 Cap Annual v4.10 | 1130 | 2292 | Rate Constraint in MTons | FALSE | L | Annual | Qualifying Generation | TWh | 15.778 | 15.778 | 15.778 | 15.778 | 15.778 | 15.778 | 15.778
NSR Westar Consent - SO2 Cap Annual v4.10 | 1130 | 2292 | Rate Constraint in MTons | FALSE | L | Annual | Rate | lb/MWh | 0.66952 | 0.66952 | 0.66952 | 0.66952 | 0.66952 | 0.66952 | 0.66952
NSR Westar Consent - SO2 Cap Annual v4.10 | 1130 | 2292 | Rate Constraint in MTons | FALSE | L | Annual | Constraint Shadow Price | US2011$/Ton | 0 | 0 | 0 | 0 | 0 | 0 | 0
NSR Westar Consent - SO2 Rate Annual v4.10 | 1131 | 2293 | MACT Fuel Choice Floor in lbs/MMBtu | FALSE | L | Annual | Seasons Included | Seasons | Winter, Summer | Winter, Summer | Winter, Summer | Winter, Summer | Winter, Summer | Winter, Summer | Winter, Summer
NSR Westar Consent - SO2 Rate Annual v4.10 | 1131 | 2293 | MACT Fuel Choice Floor in lbs/MMBtu | FALSE | L | Annual | Emission Floor | lb/MMBtu | 0.07 | 0.07 | 0.07 | 0.07 | 0.07 | 0.07 | 0.07
NSR Westar Consent - SO2 Rate Annual v4.10 | 1131 | 2293 | MACT Fuel Choice Floor in lbs/MMBtu | FALSE | L | Annual | Emissions at Affected Plants SO2 | Thousand Tons | 5.2818 | 5.2818 | 5.2818 | 5.2818 | 5.2818 | 5.2818 | 5.2818
NSR Westar Consent - SO2 Rate Annual v4.10 | 1131 | 2293 | MACT Fuel Choice Floor in lbs/MMBtu | FALSE | L | Annual | Allowances Purchased SO2 | Thousand Tons | 0 | 0 | 0 | 0 | 0 | 0 | 0
NSR Westar Consent - SO2 Rate Annual v4.10 | 1131 | 2293 | MACT Fuel Choice Floor in lbs/MMBtu | FALSE | L | Annual | Allowances Sold SO2 | Thousand Tons | 0 | 0 | 0 | 0 | 0 | 0 | 0
NSR Westar Consent - SO2 Rate Annual v4.10 | 1131 | 2293 | MACT Fuel Choice Floor in lbs/MMBtu | FALSE | L | Annual | Allowances Banked | Thousand Tons | 0 | 0 | 0 | 0 | 0 | 0 | 0
NSR Westar Consent - SO2 Rate Annual v4.10 | 1131 | 2293 | MACT Fuel Choice Floor in lbs/MMBtu | FALSE | L | Annual | Allowances Withdrawn (1:1) | Thousand Tons | 0 | 0 | 0 | 0 | 0 | 0 | 0
NSR Westar Consent - SO2 Rate Annual v4.10 | 1131 | 2293 | MACT Fuel Choice Floor in lbs/MMBtu | FALSE | L | Annual | Allowances Withdrawn (n:1) | Thousand Tons | 0 | 0 | 0 | 0 | 0 | 0 | 0
NSR Westar Consent - SO2 Rate Annual v4.10 | 1131 | 2293 | MACT Fuel Choice Floor in lbs/MMBtu | FALSE | L | Annual | Net Emissions Allowance Position | Thousand Tons | 5.2818 | 5.2818 | 5.2818 | 5.2818 | 5.2818 | 5.2818 | 5.2818
NSR Westar Consent - SO2 Rate Annual v4.10 | 1131 | 2293 | MACT Fuel Choice Floor in lbs/MMBtu | FALSE | L | Annual | Fuel Consumed | TBtu | 176.0604 | 176.0604 | 176.0604 | 176.0604 | 176.0604 | 176.0604 | 176.0604
NSR Westar Consent - SO2 Rate Annual v4.10 | 1131 | 2293 | MACT Fuel Choice Floor in lbs/MMBtu | FALSE | L | Annual | Rate | lb/MMBtu | 0.06 | 0.06 | 0.06 | 0.06 | 0.06 | 0.06 | 0.06
NSR Westar Consent - SO2 Rate Annual v4.10 | 1131 | 2293 | MACT Fuel Choice Floor in lbs/MMBtu | FALSE | L | Annual | Generation | TWh | 15.778 | 15.778 | 15.778 | 15.778 | 15.778 | 15.778 | 15.778
NSR Westar Consent - SO2 Rate Annual v4.10 | 1131 | 2293 | MACT Fuel Choice Floor in lbs/MMBtu | FALSE | L | Annual | Qualifying Generation | TWh | 15.778 | 15.778 | 15.778 | 15.778 | 15.778 | 15.778 | 15.778
NSR Westar Consent - SO2 Rate Annual v4.10 | 1131 | 2293 | MACT Fuel Choice Floor in lbs/MMBtu | FALSE | L | Annual | Constraint Shadow Price | US2011$/Ton | 0 | 0 | 0 | 0 | 0 | 0 | 0
NSR Winyah 1 - NOX Rate Annual v3.1, Unit 5819 and retrofits | 1132 | 1953 | Rate Constraint in lbs/MMBtu | FALSE | L | Annual | Seasons Included | Seasons | Winter, Summer | Winter, Summer | Winter, Summer | Winter, Summer | Winter, Summer | Winter, Summer | Winter, Summer
NSR Winyah 1 - NOX Rate Annual v3.1, Unit 5819 and retrofits | 1132 | 1953 | Rate Constraint in lbs/MMBtu | FALSE | L | Annual | Standard NOX | lb/MMBtu | 0.1 | 0.1 | 0.1 | 0.1 | 0.1 | 0.1 | 0.1
NSR Winyah 1 - NOX Rate Annual v3.1, Unit 5819 and retrofits | 1132 | 1953 | Rate Constraint in lbs/MMBtu | FALSE | L | Annual | Emissions at Affected Plants NOX | Thousand Tons | 0.27706 | 0.27706 | 0 | 0 | 0 | 0 | 0
NSR Winyah 1 - NOX Rate Annual v3.1, Unit 5819 and retrofits | 1132 | 1953 | Rate Constraint in lbs/MMBtu | FALSE | L | Annual | Allowances Purchased NOX | Thousand Tons | 0 | 0 | 0 | 0 | 0 | 0 | 0
NSR Winyah 1 - NOX Rate Annual v3.1, Unit 5819 and retrofits | 1132 | 1953 | Rate Constraint in lbs/MMBtu | FALSE | L | Annual | Allowances Sold NOX | Thousand Tons | 0 | 0 | 0 | 0 | 0 | 0 | 0
NSR Winyah 1 - NOX Rate Annual v3.1, Unit 5819 and retrofits | 1132 | 1953 | Rate Constraint in lbs/MMBtu | FALSE | L | Annual | Allowances Banked | Thousand Tons | 0 | 0 | 0 | 0 | 0 | 0 | 0
NSR Winyah 1 - NOX Rate Annual v3.1, Unit 5819 and retrofits | 1132 | 1953 | Rate Constraint in lbs/MMBtu | FALSE | L | Annual | Allowances Withdrawn (1:1) | Thousand Tons | 0 | 0 | 0 | 0 | 0 | 0 | 0
NSR Winyah 1 - NOX Rate Annual v3.1, Unit 5819 and retrofits | 1132 | 1953 | Rate Constraint in lbs/MMBtu | FALSE | L | Annual | Allowances Withdrawn (n:1) | Thousand Tons | 0 | 0 | 0 | 0 | 0 | 0 | 0
NSR Winyah 1 - NOX Rate Annual v3.1, Unit 5819 and retrofits | 1132 | 1953 | Rate Constraint in lbs/MMBtu | FALSE | L | Annual | Net Emissions Allowance Position | Thousand Tons | 0.27706 | 0.27706 | 0 | 0 | 0 | 0 | 0
NSR Winyah 1 - NOX Rate Annual v3.1, Unit 5819 and retrofits | 1132 | 1953 | Rate Constraint in lbs/MMBtu | FALSE | L | Annual | Fuel Consumed | TBtu | 6.5001 | 6.5001 | 0 | 0 | 0 | 0 | 0
NSR Winyah 1 - NOX Rate Annual v3.1, Unit 5819 and retrofits | 1132 | 1953 | Rate Constraint in lbs/MMBtu | FALSE | L | Annual | Rate | lb/MMBtu | 0.085248 | 0.085248 | 0 | 0 | 0 | 0 | 0
NSR Winyah 1 - NOX Rate Annual v3.1, Unit 5819 and retrofits | 1132 | 1953 | Rate Constraint in lbs/MMBtu | FALSE | L | Annual | Generation | TWh | 0.62944 | 0.62944 | 0 | 0 | 0 | 0 | 0
NSR Winyah 1 - NOX Rate Annual v3.1, Unit 5819 and retrofits | 1132 | 1953 | Rate Constraint in lbs/MMBtu | FALSE | L | Annual | Qualifying Generation | TWh | 0.62944 | 0.62944 | 0 | 0 | 0 | 0 | 0
NSR Winyah 1 - NOX Rate Annual v3.1, Unit 5819 and retrofits | 1132 | 1953 | Rate Constraint in lbs/MMBtu | FALSE | L | Annual | Rate | lb/MWh | 0.88034 | 0.88034 | 0 | 0 | 0 | 0 | 0
NSR Winyah 1 - NOX Rate Annual v3.1, Unit 5819 and retrofits | 1132 | 1953 | Rate Constraint in lbs/MMBtu | FALSE | L | Annual | Constraint Shadow Price | US2011$/Ton | 0 | 0 | 0 | 0 | 0 | 0 | 0
NSR Winyah 2-4 - NOX Rate Annual v3.1, Unit 5816 and retrofits | 1133 | 1952 | Rate Constraint in lbs/MMBtu | FALSE | L | Annual | Seasons Included | Seasons | Winter, Summer | Winter, Summer | Winter, Summer | Winter, Summer | Winter, Summer | Winter, Summer | Winter, Summer
NSR Winyah 2-4 - NOX Rate Annual v3.1, Unit 5816 and retrofits | 1133 | 1952 | Rate Constraint in lbs/MMBtu | FALSE | L | Annual | Standard NOX | lb/MMBtu | 0.12 | 0.12 | 0.12 | 0.12 | 0.12 | 0.12 | 0.12
NSR Winyah 2-4 - NOX Rate Annual v3.1, Unit 5816 and retrofits | 1133 | 1952 | Rate Constraint in lbs/MMBtu | FALSE | L | Annual | Emissions at Affected Plants NOX | Thousand Tons | 0.26393 | 0.53101 | 0.60213 | 0.53101 | 0.60213 | 0.26393 | 0.26393
NSR Winyah 2-4 - NOX Rate Annual v3.1, Unit 5816 and retrofits | 1133 | 1952 | Rate Constraint in lbs/MMBtu | FALSE | L | Annual | Allowances Purchased NOX | Thousand Tons | 0 | 0 | 0 | 0 | 0 | 0 | 0
NSR Winyah 2-4 - NOX Rate Annual v3.1, Unit 5816 and retrofits | 1133 | 1952 | Rate Constraint in lbs/MMBtu | FALSE | L | Annual | Allowances Sold NOX | Thousand Tons | 0 | 0 | 0 | 0 | 0 | 0 | 0
NSR Winyah 2-4 - NOX Rate Annual v3.1, Unit 5816 and retrofits | 1133 | 1952 | Rate Constraint in lbs/MMBtu | FALSE | L | Annual | Allowances Banked | Thousand Tons | 0 | 0 | 0 | 0 | 0 | 0 | 0
NSR Winyah 2-4 - NOX Rate Annual v3.1, Unit 5816 and retrofits | 1133 | 1952 | Rate Constraint in lbs/MMBtu | FALSE | L | Annual | Allowances Withdrawn (1:1) | Thousand Tons | 0 | 0 | 0 | 0 | 0 | 0 | 0
NSR Winyah 2-4 - NOX Rate Annual v3.1, Unit 5816 and retrofits | 1133 | 1952 | Rate Constraint in lbs/MMBtu | FALSE | L | Annual | Allowances Withdrawn (n:1) | Thousand Tons | 0 | 0 | 0 | 0 | 0 | 0 | 0
NSR Winyah 2-4 - NOX Rate Annual v3.1, Unit 5816 and retrofits | 1133 | 1952 | Rate Constraint in lbs/MMBtu | FALSE | L | Annual | Net Emissions Allowance Position | Thousand Tons | 0.26393 | 0.53101 | 0.60213 | 0.53101 | 0.60213 | 0.26393 | 0.26393
NSR Winyah 2-4 - NOX Rate Annual v3.1, Unit 5816 and retrofits | 1133 | 1952 | Rate Constraint in lbs/MMBtu | FALSE | L | Annual | Fuel Consumed | TBtu | 6.6711 | 13.4216 | 15.2192 | 13.4216 | 15.2192 | 6.6711 | 6.6711
NSR Winyah 2-4 - NOX Rate Annual v3.1, Unit 5816 and retrofits | 1133 | 1952 | Rate Constraint in lbs/MMBtu | FALSE | L | Annual | Rate | lb/MMBtu | 0.079128 | 0.079128 | 0.079128 | 0.079128 | 0.079128 | 0.079128 | 0.079128
NSR Winyah 2-4 - NOX Rate Annual v3.1, Unit 5816 and retrofits | 1133 | 1952 | Rate Constraint in lbs/MMBtu | FALSE | L | Annual | Generation | TWh | 0.65233 | 1.3124 | 1.4882 | 1.3124 | 1.4882 | 0.65233 | 0.65233
NSR Winyah 2-4 - NOX Rate Annual v3.1, Unit 5816 and retrofits | 1133 | 1952 | Rate Constraint in lbs/MMBtu | FALSE | L | Annual | Qualifying Generation | TWh | 0.65233 | 1.3124 | 1.4882 | 1.3124 | 1.4882 | 0.65233 | 0.65233
NSR Winyah 2-4 - NOX Rate Annual v3.1, Unit 5816 and retrofits | 1133 | 1952 | Rate Constraint in lbs/MMBtu | FALSE | L | Annual | Rate | lb/MWh | 0.80921 | 0.80921 | 0.80921 | 0.80921 | 0.80921 | 0.80921 | 0.80921
NSR Winyah 2-4 - NOX Rate Annual v3.1, Unit 5816 and retrofits | 1133 | 1952 | Rate Constraint in lbs/MMBtu | FALSE | L | Annual | Constraint Shadow Price | US2011$/Ton | 0 | 0 | 0 | 0 | 0 | 0 | 0
NSR Winyah 2-4 - NOX Rate Annual v3.1, Unit 5817 and retrofits | 1134 | 1952 | Rate Constraint in lbs/MMBtu | FALSE | L | Annual | Seasons Included | Seasons | Winter, Summer | Winter, Summer | Winter, Summer | Winter, Summer | Winter, Summer | Winter, Summer | Winter, Summer
NSR Winyah 2-4 - NOX Rate Annual v3.1, Unit 5817 and retrofits | 1134 | 1952 | Rate Constraint in lbs/MMBtu | FALSE | L | Annual | Standard NOX | lb/MMBtu | 0.12 | 0.12 | 0.12 | 0.12 | 0.12 | 0.12 | 0.12
NSR Winyah 2-4 - NOX Rate Annual v3.1, Unit 5817 and retrofits | 1134 | 1952 | Rate Constraint in lbs/MMBtu | FALSE | L | Annual | Emissions at Affected Plants NOX | Thousand Tons | 0.34938 | 0.70291 | 0.79706 | 0.70291 | 0.79706 | 0.34938 | 0.34938
NSR Winyah 2-4 - NOX Rate Annual v3.1, Unit 5817 and retrofits | 1134 | 1952 | Rate Constraint in lbs/MMBtu | FALSE | L | Annual | Allowances Purchased NOX | Thousand Tons | 0 | 0 | 0 | 0 | 0 | 0 | 0
NSR Winyah 2-4 - NOX Rate Annual v3.1, Unit 5817 and retrofits | 1134 | 1952 | Rate Constraint in lbs/MMBtu | FALSE | L | Annual | Allowances Sold NOX | Thousand Tons | 0 | 0 | 0 | 0 | 0 | 0 | 0
NSR Winyah 2-4 - NOX Rate Annual v3.1, Unit 5817 and retrofits | 1134 | 1952 | Rate Constraint in lbs/MMBtu | FALSE | L | Annual | Allowances Banked | Thousand Tons | 0 | 0 | 0 | 0 | 0 | 0 | 0
NSR Winyah 2-4 - NOX Rate Annual v3.1, Unit 5817 and retrofits | 1134 | 1952 | Rate Constraint in lbs/MMBtu | FALSE | L | Annual | Allowances Withdrawn (1:1) | Thousand Tons | 0 | 0 | 0 | 0 | 0 | 0 | 0
NSR Winyah 2-4 - NOX Rate Annual v3.1, Unit 5817 and retrofits | 1134 | 1952 | Rate Constraint in lbs/MMBtu | FALSE | L | Annual | Allowances Withdrawn (n:1) | Thousand Tons | 0 | 0 | 0 | 0 | 0 | 0 | 0
NSR Winyah 2-4 - NOX Rate Annual v3.1, Unit 5817 and retrofits | 1134 | 1952 | Rate Constraint in lbs/MMBtu | FALSE | L | Annual | Net Emissions Allowance Position | Thousand Tons | 0.34938 | 0.70291 | 0.79706 | 0.70291 | 0.79706 | 0.34938 | 0.34938
NSR Winyah 2-4 - NOX Rate Annual v3.1, Unit 5817 and retrofits | 1134 | 1952 | Rate Constraint in lbs/MMBtu | FALSE | L | Annual | Fuel Consumed | TBtu | 6.658 | 13.3952 | 15.1894 | 13.3952 | 15.1894 | 6.658 | 6.658
NSR Winyah 2-4 - NOX Rate Annual v3.1, Unit 5817 and retrofits | 1134 | 1952 | Rate Constraint in lbs/MMBtu | FALSE | L | Annual | Rate | lb/MMBtu | 0.10495 | 0.10495 | 0.10495 | 0.10495 | 0.10495 | 0.10495 | 0.10495
NSR Winyah 2-4 - NOX Rate Annual v3.1, Unit 5817 and retrofits | 1134 | 1952 | Rate Constraint in lbs/MMBtu | FALSE | L | Annual | Generation | TWh | 0.65233 | 1.3124 | 1.4882 | 1.3124 | 1.4882 | 0.65233 | 0.65233
NSR Winyah 2-4 - NOX Rate Annual v3.1, Unit 5817 and retrofits | 1134 | 1952 | Rate Constraint in lbs/MMBtu | FALSE | L | Annual | Qualifying Generation | TWh | 0.65233 | 1.3124 | 1.4882 | 1.3124 | 1.4882 | 0.65233 | 0.65233
NSR Winyah 2-4 - NOX Rate Annual v3.1, Unit 5817 and retrofits | 1134 | 1952 | Rate Constraint in lbs/MMBtu | FALSE | L | Annual | Rate | lb/MWh | 1.0712 | 1.0712 | 1.0712 | 1.0712 | 1.0712 | 1.0712 | 1.0712
NSR Winyah 2-4 - NOX Rate Annual v3.1, Unit 5817 and retrofits | 1134 | 1952 | Rate Constraint in lbs/MMBtu | FALSE | L | Annual | Constraint Shadow Price | US2011$/Ton | 0 | 0 | 0 | 0 | 0 | 0 | 0
NSR Winyah 2-4 - NOX Rate Annual v3.1, Unit 5818 and retrofits | 1135 | 1952 | Rate Constraint in lbs/MMBtu | FALSE | L | Annual | Seasons Included | Seasons | Winter, Summer | Winter, Summer | Winter, Summer | Winter, Summer | Winter, Summer | Winter, Summer | Winter, Summer
NSR Winyah 2-4 - NOX Rate Annual v3.1, Unit 5818 and retrofits | 1135 | 1952 | Rate Constraint in lbs/MMBtu | FALSE | L | Annual | Standard NOX | lb/MMBtu | 0.12 | 0.12 | 0.12 | 0.12 | 0.12 | 0.12 | 0.12
NSR Winyah 2-4 - NOX Rate Annual v3.1, Unit 5818 and retrofits | 1135 | 1952 | Rate Constraint in lbs/MMBtu | FALSE | L | Annual | Emissions at Affected Plants NOX | Thousand Tons | 0.34153 | 0.56605 | 0 | 0 | 0 | 0 | 0
NSR Winyah 2-4 - NOX Rate Annual v3.1, Unit 5818 and retrofits | 1135 | 1952 | Rate Constraint in lbs/MMBtu | FALSE | L | Annual | Allowances Purchased NOX | Thousand Tons | 0 | 0 | 0 | 0 | 0 | 0 | 0
NSR Winyah 2-4 - NOX Rate Annual v3.1, Unit 5818 and retrofits | 1135 | 1952 | Rate Constraint in lbs/MMBtu | FALSE | L | Annual | Allowances Sold NOX | Thousand Tons | 0 | 0 | 0 | 0 | 0 | 0 | 0
NSR Winyah 2-4 - NOX Rate Annual v3.1, Unit 5818 and retrofits | 1135 | 1952 | Rate Constraint in lbs/MMBtu | FALSE | L | Annual | Allowances Banked | Thousand Tons | 0 | 0 | 0 | 0 | 0 | 0 | 0
NSR Winyah 2-4 - NOX Rate Annual v3.1, Unit 5818 and retrofits | 1135 | 1952 | Rate Constraint in lbs/MMBtu | FALSE | L | Annual | Allowances Withdrawn (1:1) | Thousand Tons | 0 | 0 | 0 | 0 | 0 | 0 | 0
NSR Winyah 2-4 - NOX Rate Annual v3.1, Unit 5818 and retrofits | 1135 | 1952 | Rate Constraint in lbs/MMBtu | FALSE | L | Annual | Allowances Withdrawn (n:1) | Thousand Tons | 0 | 0 | 0 | 0 | 0 | 0 | 0
NSR Winyah 2-4 - NOX Rate Annual v3.1, Unit 5818 and retrofits | 1135 | 1952 | Rate Constraint in lbs/MMBtu | FALSE | L | Annual | Net Emissions Allowance Position | Thousand Tons | 0.34153 | 0.56605 | 0 | 0 | 0 | 0 | 0
NSR Winyah 2-4 - NOX Rate Annual v3.1, Unit 5818 and retrofits | 1135 | 1952 | Rate Constraint in lbs/MMBtu | FALSE | L | Annual | Fuel Consumed | TBtu | 6.7044 | 11.1118 | 0 | 0 | 0 | 0 | 0
NSR Winyah 2-4 - NOX Rate Annual v3.1, Unit 5818 and retrofits | 1135 | 1952 | Rate Constraint in lbs/MMBtu | FALSE | L | Annual | Rate | lb/MMBtu | 0.10188 | 0.10188 | 0 | 0 | 0 | 0 | 0
NSR Winyah 2-4 - NOX Rate Annual v3.1, Unit 5818 and retrofits | 1135 | 1952 | Rate Constraint in lbs/MMBtu | FALSE | L | Annual | Generation | TWh | 0.65233 | 1.0812 | 0 | 0 | 0 | 0 | 0
NSR Winyah 2-4 - NOX Rate Annual v3.1, Unit 5818 and retrofits | 1135 | 1952 | Rate Constraint in lbs/MMBtu | FALSE | L | Annual | Qualifying Generation | TWh | 0.65233 | 1.0812 | 0 | 0 | 0 | 0 | 0
NSR Winyah 2-4 - NOX Rate Annual v3.1, Unit 5818 and retrofits | 1135 | 1952 | Rate Constraint in lbs/MMBtu | FALSE | L | Annual | Rate | lb/MWh | 1.0471 | 1.0471 | 0 | 0 | 0 | 0 | 0
NSR Winyah 2-4 - NOX Rate Annual v3.1, Unit 5818 and retrofits | 1135 | 1952 | Rate Constraint in lbs/MMBtu | FALSE | L | Annual | Constraint Shadow Price | US2011$/Ton | 0 | 0 | 0 | 0 | 0 | 0 | 0
NSR Wood River 4,5 - SO2 Rate Annual v3.1, Unit 3526 and retrofits | 1136 | 1882 | Rate Constraint in lbs/MMBtu | FALSE | L | Annual | Seasons Included | Seasons | Winter, Summer | Winter, Summer | Winter, Summer | Winter, Summer | Winter, Summer | Winter, Summer | Winter, Summer
NSR Wood River 4,5 - SO2 Rate Annual v3.1, Unit 3526 and retrofits | 1136 | 1882 | Rate Constraint in lbs/MMBtu | FALSE | L | Annual | Standard SO2 | lb/MMBtu | 1.2 | 1.2 | 1.2 | 1.2 | 1.2 | 1.2 | 1.2
NSR Wood River 4,5 - SO2 Rate Annual v3.1, Unit 3526 and retrofits | 1136 | 1882 | Rate Constraint in lbs/MMBtu | FALSE | L | Annual | Emissions at Affected Plants SO2 | Thousand Tons | 0.42586 | 0.4638 | 0.49741 | 0.46035 | 0.52701 | 0.46035 | 0.74201
NSR Wood River 4,5 - SO2 Rate Annual v3.1, Unit 3526 and retrofits | 1136 | 1882 | Rate Constraint in lbs/MMBtu | FALSE | L | Annual | Allowances Purchased SO2 | Thousand Tons | 0 | 0 | 0 | 0 | 0 | 0 | 0
NSR Wood River 4,5 - SO2 Rate Annual v3.1, Unit 3526 and retrofits | 1136 | 1882 | Rate Constraint in lbs/MMBtu | FALSE | L | Annual | Allowances Sold SO2 | Thousand Tons | 0 | 0 | 0 | 0 | 0 | 0 | 0
NSR Wood River 4,5 - SO2 Rate Annual v3.1, Unit 3526 and retrofits | 1136 | 1882 | Rate Constraint in lbs/MMBtu | FALSE | L | Annual | Allowances Banked | Thousand Tons | 0 | 0 | 0 | 0 | 0 | 0 | 0
NSR Wood River 4,5 - SO2 Rate Annual v3.1, Unit 3526 and retrofits | 1136 | 1882 | Rate Constraint in lbs/MMBtu | FALSE | L | Annual | Allowances Withdrawn (1:1) | Thousand Tons | 0 | 0 | 0 | 0 | 0 | 0 | 0
NSR Wood River 4,5 - SO2 Rate Annual v3.1, Unit 3526 and retrofits | 1136 | 1882 | Rate Constraint in lbs/MMBtu | FALSE | L | Annual | Allowances Withdrawn (n:1) | Thousand Tons | 0 | 0 | 0 | 0 | 0 | 0 | 0
NSR Wood River 4,5 - SO2 Rate Annual v3.1, Unit 3526 and retrofits | 1136 | 1882 | Rate Constraint in lbs/MMBtu | FALSE | L | Annual | Net Emissions Allowance Position | Thousand Tons | 0.42586 | 0.4638 | 0.49741 | 0.46035 | 0.52701 | 0.46035 | 0.74201
NSR Wood River 4,5 - SO2 Rate Annual v3.1, Unit 3526 and retrofits | 1136 | 1882 | Rate Constraint in lbs/MMBtu | FALSE | L | Annual | Fuel Consumed | TBtu | 5.3614 | 5.331 | 6.2621 | 5.7955 | 6.6348 | 5.7955 | 5.7955
NSR Wood River 4,5 - SO2 Rate Annual v3.1, Unit 3526 and retrofits | 1136 | 1882 | Rate Constraint in lbs/MMBtu | FALSE | L | Annual | Rate | lb/MMBtu | 0.15886 | 0.174 | 0.15886 | 0.15886 | 0.15886 | 0.15886 | 0.25606
NSR Wood River 4,5 - SO2 Rate Annual v3.1, Unit 3526 and retrofits | 1136 | 1882 | Rate Constraint in lbs/MMBtu | FALSE | L | Annual | Generation | TWh | 0.50053 | 0.50053 | 0.58462 | 0.54106 | 0.61942 | 0.54106 | 0.54106
NSR Wood River 4,5 - SO2 Rate Annual v3.1, Unit 3526 and retrofits | 1136 | 1882 | Rate Constraint in lbs/MMBtu | FALSE | L | Annual | Qualifying Generation | TWh | 0.50053 | 0.50053 | 0.58462 | 0.54106 | 0.61942 | 0.54106 | 0.54106
NSR Wood River 4,5 - SO2 Rate Annual v3.1, Unit 3526 and retrofits | 1136 | 1882 | Rate Constraint in lbs/MMBtu | FALSE | L | Annual | Rate | lb/MWh | 1.7017 | 1.8532 | 1.7017 | 1.7017 | 1.7017 | 1.7017 | 2.7428
NSR Wood River 4,5 - SO2 Rate Annual v3.1, Unit 3526 and retrofits | 1136 | 1882 | Rate Constraint in lbs/MMBtu | FALSE | L | Annual | Constraint Shadow Price | US2011$/Ton | 0 | 0 | 0 | 0 | 0 | 0 | 0
NSR Wood River 4,5 - SO2 Rate Annual v3.1, Unit 4314 and retrofits | 1137 | 1882 | Rate Constraint in lbs/MMBtu | FALSE | L | Annual | Seasons Included | Seasons | Winter, Summer | Winter, Summer | Winter, Summer | Winter, Summer | Winter, Summer | Winter, Summer | Winter, Summer
NSR Wood River 4,5 - SO2 Rate Annual v3.1, Unit 4314 and retrofits | 1137 | 1882 | Rate Constraint in lbs/MMBtu | FALSE | L | Annual | Standard SO2 | lb/MMBtu | 1.2 | 1.2 | 1.2 | 1.2 | 1.2 | 1.2 | 1.2
NSR Wood River 4,5 - SO2 Rate Annual v3.1, Unit 4314 and retrofits | 1137 | 1882 | Rate Constraint in lbs/MMBtu | FALSE | L | Annual | Emissions at Affected Plants SO2 | Thousand Tons | 8.6157 | 7.4891 | 0 | 0 | 0 | 0 | 0
NSR Wood River 4,5 - SO2 Rate Annual v3.1, Unit 4314 and retrofits | 1137 | 1882 | Rate Constraint in lbs/MMBtu | FALSE | L | Annual | Allowances Purchased SO2 | Thousand Tons | 0 | 0 | 0 | 0 | 0 | 0 | 0
NSR Wood River 4,5 - SO2 Rate Annual v3.1, Unit 4314 and retrofits | 1137 | 1882 | Rate Constraint in lbs/MMBtu | FALSE | L | Annual | Allowances Sold SO2 | Thousand Tons | 0 | 0 | 0 | 0 | 0 | 0 | 0
NSR Wood River 4,5 - SO2 Rate Annual v3.1, Unit 4314 and retrofits | 1137 | 1882 | Rate Constraint in lbs/MMBtu | FALSE | L | Annual | Allowances Banked | Thousand Tons | 0 | 0 | 0 | 0 | 0 | 0 | 0
NSR Wood River 4,5 - SO2 Rate Annual v3.1, Unit 4314 and retrofits | 1137 | 1882 | Rate Constraint in lbs/MMBtu | FALSE | L | Annual | Allowances Withdrawn (1:1) | Thousand Tons | 0 | 0 | 0 | 0 | 0 | 0 | 0
NSR Wood River 4,5 - SO2 Rate Annual v3.1, Unit 4314 and retrofits | 1137 | 1882 | Rate Constraint in lbs/MMBtu | FALSE | L | Annual | Allowances Withdrawn (n:1) | Thousand Tons | 0 | 0 | 0 | 0 | 0 | 0 | 0
NSR Wood River 4,5 - SO2 Rate Annual v3.1, Unit 4314 and retrofits | 1137 | 1882 | Rate Constraint in lbs/MMBtu | FALSE | L | Annual | Net Emissions Allowance Position | Thousand Tons | 8.6157 | 7.4891 | 0 | 0 | 0 | 0 | 0
NSR Wood River 4,5 - SO2 Rate Annual v3.1, Unit 4314 and retrofits | 1137 | 1882 | Rate Constraint in lbs/MMBtu | FALSE | L | Annual | Fuel Consumed | TBtu | 20.403 | 17.7353 | 0 | 0 | 0 | 0 | 0
NSR Wood River 4,5 - SO2 Rate Annual v3.1, Unit 4314 and retrofits | 1137 | 1882 | Rate Constraint in lbs/MMBtu | FALSE | L | Annual | Rate | lb/MMBtu | 0.84455 | 0.84455 | 0 | 0 | 0 | 0 | 0
NSR Wood River 4,5 - SO2 Rate Annual v3.1, Unit 4314 and retrofits | 1137 | 1882 | Rate Constraint in lbs/MMBtu | FALSE | L | Annual | Generation | TWh | 1.9638 | 1.707 | 0 | 0 | 0 | 0 | 0
NSR Wood River 4,5 - SO2 Rate Annual v3.1, Unit 4314 and retrofits | 1137 | 1882 | Rate Constraint in lbs/MMBtu | FALSE | L | Annual | Qualifying Generation | TWh | 1.9638 | 1.707 | 0 | 0 | 0 | 0 | 0
NSR Wood River 4,5 - SO2 Rate Annual v3.1, Unit 4314 and retrofits | 1137 | 1882 | Rate Constraint in lbs/MMBtu | FALSE | L | Annual | Rate | lb/MWh | 8.7747 | 8.7747 | 0 | 0 | 0 | 0 | 0
NSR Wood River 4,5 - SO2 Rate Annual v3.1, Unit 4314 and retrofits | 1137 | 1882 | Rate Constraint in lbs/MMBtu | FALSE | L | Annual | Constraint Shadow Price | US2011$/Ton | 0 | 0 | 0 | 0 | 0 | 0 | 0
NSR WPS Consent - NOX Cap Annual v5.12 | 1138 | 5790 | Rate Constraint in MTons | FALSE | L | Annual | Seasons Included | Seasons | Winter, Summer | Winter, Summer | Winter, Summer | Winter, Summer | Winter, Summer | Winter, Summer | Winter, Summer
NSR WPS Consent - NOX Cap Annual v5.12 | 1138 | 5790 | Rate Constraint in MTons | FALSE | L | Annual | Standard NOX | Thousand Tons | 3.8 | 3.7 | 3.7 | 3.7 | 3.7 | 3.7 | 3.7
NSR WPS Consent - NOX Cap Annual v5.12 | 1138 | 5790 | Rate Constraint in MTons | FALSE | L | Annual | Emissions at Affected Plants NOX | Thousand Tons | 1.7513 | 1.5226 | 2.0867 | 2.1727 | 2.2741 | 2.0002 | 1.8515
NSR WPS Consent - NOX Cap Annual v5.12 | 1138 | 5790 | Rate Constraint in MTons | FALSE | L | Annual | Allowances Purchased NOX | Thousand Tons | 0 | 0 | 0 | 0 | 0 | 0 | 0
NSR WPS Consent - NOX Cap Annual v5.12 | 1138 | 5790 | Rate Constraint in MTons | FALSE | L | Annual | Allowances Sold NOX | Thousand Tons | 0 | 0 | 0 | 0 | 0 | 0 | 0
NSR WPS Consent - NOX Cap Annual v5.12 | 1138 | 5790 | Rate Constraint in MTons | FALSE | L | Annual | Allowances Banked | Thousand Tons | 0 | 0 | 0 | 0 | 0 | 0 | 0
NSR WPS Consent - NOX Cap Annual v5.12 | 1138 | 5790 | Rate Constraint in MTons | FALSE | L | Annual | Allowances Withdrawn (1:1) | Thousand Tons | 0 | 0 | 0 | 0 | 0 | 0 | 0
NSR WPS Consent - NOX Cap Annual v5.12 | 1138 | 5790 | Rate Constraint in MTons | FALSE | L | Annual | Allowances Withdrawn (n:1) | Thousand Tons | 0 | 0 | 0 | 0 | 0 | 0 | 0
NSR WPS Consent - NOX Cap Annual v5.12 | 1138 | 5790 | Rate Constraint in MTons | FALSE | L | Annual | Net Emissions Allowance Position | Thousand Tons | 1.7513 | 1.5226 | 2.0867 | 2.1727 | 2.2741 | 2.0002 | 1.8515
NSR WPS Consent - NOX Cap Annual v5.12 | 1138 | 5790 | Rate Constraint in MTons | FALSE | L | Annual | Fuel Consumed | TBtu | 46.6901 | 39.6503 | 56.4665 | 59.5671 | 63.2675 | 54.3626 | 50.3476
NSR WPS Consent - NOX Cap Annual v5.12 | 1138 | 5790 | Rate Constraint in MTons | FALSE | L | Annual | Rate | lb/MMBtu | 0.07502 | 0.076802 | 0.07391 | 0.072948 | 0.071889 | 0.073587 | 0.073549
NSR WPS Consent - NOX Cap Annual v5.12 | 1138 | 5790 | Rate Constraint in MTons | FALSE | L | Annual | Generation | TWh | 4.6644 | 3.9574 | 5.6443 | 5.9572 | 6.3307 | 5.4349 | 5.0336
NSR WPS Consent - NOX Cap Annual v5.12 | 1138 | 5790 | Rate Constraint in MTons | FALSE | L | Annual | Qualifying Generation | TWh | 4.6644 | 3.9574 | 5.6443 | 5.9572 | 6.3307 | 5.4349 | 5.0336
NSR WPS Consent - NOX Cap Annual v5.12 | 1138 | 5790 | Rate Constraint in MTons | FALSE | L | Annual | Rate | lb/MWh | 0.75095 | 0.76949 | 0.73941 | 0.72942 | 0.71844 | 0.73606 | 0.73566
NSR WPS Consent - NOX Cap Annual v5.12 | 1138 | 5790 | Rate Constraint in MTons | FALSE | L | Annual | Constraint Shadow Price | US2011$/Ton | 0 | 0 | 0 | 0 | 0 | 0 | 0
NSR WPS Consent - SO2 Cap Annual v5.12 | 1139 | 5793 | Rate Constraint in MTons | FALSE | L | Annual | Seasons Included | Seasons | Winter, Summer | Winter, Summer | Winter, Summer | Winter, Summer | Winter, Summer | Winter, Summer | Winter, Summer
NSR WPS Consent - SO2 Cap Annual v5.12 | 1139 | 5793 | Rate Constraint in MTons | FALSE | L | Annual | Standard SO2 | Thousand Tons | 7.225 | 4.25 | 4.25 | 4.25 | 4.25 | 4.25 | 4.25
NSR WPS Consent - SO2 Cap Annual v5.12 | 1139 | 5793 | Rate Constraint in MTons | FALSE | L | Annual | Emissions at Affected Plants SO2 | Thousand Tons | 1.8624 | 1.5816 | 2.2524 | 2.3761 | 2.5237 | 2.1685 | 2.0083
NSR WPS Consent - SO2 Cap Annual v5.12 | 1139 | 5793 | Rate Constraint in MTons | FALSE | L | Annual | Allowances Purchased SO2 | Thousand Tons | 0 | 0 | 0 | 0 | 0 | 0 | 0
NSR WPS Consent - SO2 Cap Annual v5.12 | 1139 | 5793 | Rate Constraint in MTons | FALSE | L | Annual | Allowances Sold SO2 | Thousand Tons | 0 | 0 | 0 | 0 | 0 | 0 | 0
NSR WPS Consent - SO2 Cap Annual v5.12 | 1139 | 5793 | Rate Constraint in MTons | FALSE | L | Annual | Allowances Banked | Thousand Tons | 0 | 0 | 0 | 0 | 0 | 0 | 0
NSR WPS Consent - SO2 Cap Annual v5.12 | 1139 | 5793 | Rate Constraint in MTons | FALSE | L | Annual | Allowances Withdrawn (1:1) | Thousand Tons | 0 | 0 | 0 | 0 | 0 | 0 | 0
NSR WPS Consent - SO2 Cap Annual v5.12 | 1139 | 5793 | Rate Constraint in MTons | FALSE | L | Annual | Allowances Withdrawn (n:1) | Thousand Tons | 0 | 0 | 0 | 0 | 0 | 0 | 0
NSR WPS Consent - SO2 Cap Annual v5.12 | 1139 | 5793 | Rate Constraint in MTons | FALSE | L | Annual | Net Emissions Allowance Position | Thousand Tons | 1.8624 | 1.5816 | 2.2524 | 2.3761 | 2.5237 | 2.1685 | 2.0083
NSR WPS Consent - SO2 Cap Annual v5.12 | 1139 | 5793 | Rate Constraint in MTons | FALSE | L | Annual | Fuel Consumed | TBtu | 46.6901 | 39.6503 | 56.4665 | 59.5671 | 63.2675 | 54.3626 | 50.3476
NSR WPS Consent - SO2 Cap Annual v5.12 | 1139 | 5793 | Rate Constraint in MTons | FALSE | L | Annual | Rate | lb/MMBtu | 0.079777 | 0.079777 | 0.079777 | 0.079777 | 0.079777 | 0.079777 | 0.079777
NSR WPS Consent - SO2 Cap Annual v5.12 | 1139 | 5793 | Rate Constraint in MTons | FALSE | L | Annual | Generation | TWh | 4.6644 | 3.9574 | 5.6443 | 5.9572 | 6.3307 | 5.4349 | 5.0336
NSR WPS Consent - SO2 Cap Annual v5.12 | 1139 | 5793 | Rate Constraint in MTons | FALSE | L | Annual | Qualifying Generation | TWh | 4.6644 | 3.9574 | 5.6443 | 5.9572 | 6.3307 | 5.4349 | 5.0336
NSR WPS Consent - SO2 Cap Annual v5.12 | 1139 | 5793 | Rate Constraint in MTons | FALSE | L | Annual | Rate | lb/MWh | 0.79857 | 0.7993 | 0.79811 | 0.79771 | 0.79728 | 0.79798 | 0.79796
NSR WPS Consent - SO2 Cap Annual v5.12 | 1139 | 5793 | Rate Constraint in MTons | FALSE | L | Annual | Constraint Shadow Price | US2011$/Ton | 0 | 0 | 0 | 0 | 0 | 0 | 0
NSR WPS Pullinam - NOX Cap Annual v5.12 | 1140 | 5794 | Rate Constraint in MTons | FALSE | L | Annual | Seasons Included | Seasons | Winter, Summer | Winter, Summer | Winter, Summer | Winter, Summer | Winter, Summer | Winter, Summer | Winter, Summer
NSR WPS Pullinam - NOX Cap Annual v5.12 | 1140 | 5794 | Rate Constraint in MTons | FALSE | L | Annual | Standard NOX | Thousand Tons | 1.5 | 1.5 | 1.5 | 1.5 | 1.5 | 1.5 | 1.5
NSR WPS Pullinam - NOX Cap Annual v5.12 | 1140 | 5794 | Rate Constraint in MTons | FALSE | L | Annual | Emissions at Affected Plants NOX | Thousand Tons | 0 | 0 | 0 | 0 | 0 | 0 | 0
NSR WPS Pullinam - NOX Cap Annual v5.12 | 1140 | 5794 | Rate Constraint in MTons | FALSE | L | Annual | Allowances Purchased NOX | Thousand Tons | 0 | 0 | 0 | 0 | 0 | 0 | 0
NSR WPS Pullinam - NOX Cap Annual v5.12 | 1140 | 5794 | Rate Constraint in MTons | FALSE | L | Annual | Allowances Sold NOX | Thousand Tons | 0 | 0 | 0 | 0 | 0 | 0 | 0
NSR WPS Pullinam - NOX Cap Annual v5.12 | 1140 | 5794 | Rate Constraint in MTons | FALSE | L | Annual | Allowances Banked | Thousand Tons | 0 | 0 | 0 | 0 | 0 | 0 | 0
NSR WPS Pullinam - NOX Cap Annual v5.12 | 1140 | 5794 | Rate Constraint in MTons | FALSE | L | Annual | Allowances Withdrawn (1:1) | Thousand Tons | 0 | 0 | 0 | 0 | 0 | 0 | 0
NSR WPS Pullinam - NOX Cap Annual v5.12 | 1140 | 5794 | Rate Constraint in MTons | FALSE | L | Annual | Allowances Withdrawn (n:1) | Thousand Tons | 0 | 0 | 0 | 0 | 0 | 0 | 0
NSR WPS Pullinam - NOX Cap Annual v5.12 | 1140 | 5794 | Rate Constraint in MTons | FALSE | L | Annual | Net Emissions Allowance Position | Thousand Tons | 0 | 0 | 0 | 0 | 0 | 0 | 0
NSR WPS Pullinam - NOX Cap Annual v5.12 | 1140 | 5794 | Rate Constraint in MTons | FALSE | L | Annual | Fuel Consumed | TBtu | 0 | 0 | 0 | 0 | 0 | 0 | 0
NSR WPS Pullinam - NOX Cap Annual v5.12 | 1140 | 5794 | Rate Constraint in MTons | FALSE | L | Annual | Rate | lb/MMBtu | 0 | 0 | 0 | 0 | 0 | 0 | 0
NSR WPS Pullinam - NOX Cap Annual v5.12 | 1140 | 5794 | Rate Constraint in MTons | FALSE | L | Annual | Generation | TWh | 0 | 0 | 0 | 0 | 0 | 0 | 0
NSR WPS Pullinam - NOX Cap Annual v5.12 | 1140 | 5794 | Rate Constraint in MTons | FALSE | L | Annual | Qualifying Generation | TWh | 0 | 0 | 0 | 0 | 0 | 0 | 0
NSR WPS Pullinam - NOX Cap Annual v5.12 | 1140 | 5794 | Rate Constraint in MTons | FALSE | L | Annual | Rate | lb/MWh | 0 | 0 | 0 | 0 | 0 | 0 | 0
NSR WPS Pullinam - NOX Cap Annual v5.12 | 1140 | 5794 | Rate Constraint in MTons | FALSE | L | Annual | Constraint Shadow Price | US2011$/Ton | 0 | 0 | 0 | 0 | 0 | 0 | 0
NSR WPS Pullinam - SO2 Cap Annual v5.12 | 1141 | 5795 | Rate Constraint in MTons | FALSE | L | Annual | Seasons Included | Seasons | Winter, Summer | Winter, Summer | Winter, Summer | Winter, Summer | Winter, Summer | Winter, Summer | Winter, Summer
NSR WPS Pullinam - SO2 Cap Annual v5.12 | 1141 | 5795 | Rate Constraint in MTons | FALSE | L | Annual | Standard SO2 | Thousand Tons | 2.1 | 2.1 | 2.1 | 2.1 | 2.1 | 2.1 | 2.1
NSR WPS Pullinam - SO2 Cap Annual v5.12 | 1141 | 5795 | Rate Constraint in MTons | FALSE | L | Annual | Emissions at Affected Plants SO2 | Thousand Tons | 0 | 0 | 0 | 0 | 0 | 0 | 0
NSR WPS Pullinam - SO2 Cap Annual v5.12 | 1141 | 5795 | Rate Constraint in MTons | FALSE | L | Annual | Allowances Purchased SO2 | Thousand Tons | 0 | 0 | 0 | 0 | 0 | 0 | 0
NSR WPS Pullinam - SO2 Cap Annual v5.12 | 1141 | 5795 | Rate Constraint in MTons | FALSE | L | Annual | Allowances Sold SO2 | Thousand Tons | 0 | 0 | 0 | 0 | 0 | 0 | 0
NSR WPS Pullinam - SO2 Cap Annual v5.12 | 1141 | 5795 | Rate Constraint in MTons | FALSE | L | Annual | Allowances Banked | Thousand Tons | 0 | 0 | 0 | 0 | 0 | 0 | 0
NSR WPS Pullinam - SO2 Cap Annual v5.12 | 1141 | 5795 | Rate Constraint in MTons | FALSE | L | Annual | Allowances Withdrawn (1:1) | Thousand Tons | 0 | 0 | 0 | 0 | 0 | 0 | 0
NSR WPS Pullinam - SO2 Cap Annual v5.12 | 1141 | 5795 | Rate Constraint in MTons | FALSE | L | Annual | Allowances Withdrawn (n:1) | Thousand Tons | 0 | 0 | 0 | 0 | 0 | 0 | 0
NSR WPS Pullinam - SO2 Cap Annual v5.12 | 1141 | 5795 | Rate Constraint in MTons | FALSE | L | Annual | Net Emissions Allowance Position | Thousand Tons | 0 | 0 | 0 | 0 | 0 | 0 | 0
NSR WPS Pullinam - SO2 Cap Annual v5.12 | 1141 | 5795 | Rate Constraint in MTons | FALSE | L | Annual | Fuel Consumed | TBtu | 0 | 0 | 0 | 0 | 0 | 0 | 0
NSR WPS Pullinam - SO2 Cap Annual v5.12 | 1141 | 5795 | Rate Constraint in MTons | FALSE | L | Annual | Rate | lb/MMBtu | 0 | 0 | 0 | 0 | 0 | 0 | 0
NSR WPS Pullinam - SO2 Cap Annual v5.12 | 1141 | 5795 | Rate Constraint in MTons | FALSE | L | Annual | Generation | TWh | 0 | 0 | 0 | 0 | 0 | 0 | 0
NSR WPS Pullinam - SO2 Cap Annual v5.12 | 1141 | 5795 | Rate Constraint in MTons | FALSE | L | Annual | Qualifying Generation | TWh | 0 | 0 | 0 | 0 | 0 | 0 | 0
NSR WPS Pullinam - SO2 Cap Annual v5.12 | 1141 | 5795 | Rate Constraint in MTons | FALSE | L | Annual | Rate | lb/MWh | 0 | 0 | 0 | 0 | 0 | 0 | 0
NSR WPS Pullinam - SO2 Cap Annual v5.12 | 1141 | 5795 | Rate Constraint in MTons | FALSE | L | Annual | Constraint Shadow Price | US2011$/Ton | 0 | 0 | 0 | 0 | 0 | 0 | 0
NSR WPS Pullinam 7&8 - NOX Rate Annual v5.12, Unit 5313 and retrofits | 1142 | 5797 | Rate Constraint in lbs/MMBtu | FALSE | L | Annual | Seasons Included | Seasons | Winter, Summer | Winter, Summer | Winter, Summer | Winter, Summer | Winter, Summer | Winter, Summer | Winter, Summer
NSR WPS Pullinam 7&8 - NOX Rate Annual v5.12, Unit 5313 and retrofits | 1142 | 5797 | Rate Constraint in lbs/MMBtu | FALSE | L | Annual | Standard NOX | lb/MMBtu | 0.25 | 0.25 | 0.25 | 0.25 | 0.25 | 0.25 | 0.25
NSR WPS Pullinam 7&8 - NOX Rate Annual v5.12, Unit 5313 and retrofits | 1142 | 5797 | Rate Constraint in lbs/MMBtu | FALSE | L | Annual | Emissions at Affected Plants NOX | Thousand Tons | 0 | 0 | 0 | 0 | 0 | 0 | 0
NSR WPS Pullinam 7&8 - NOX Rate Annual v5.12, Unit 5313 and retrofits | 1142 | 5797 | Rate Constraint in lbs/MMBtu | FALSE | L | Annual | Allowances Purchased NOX | Thousand Tons | 0 | 0 | 0 | 0 | 0 | 0 | 0
NSR WPS Pullinam 7&8 - NOX Rate Annual v5.12, Unit 5313 and retrofits | 1142 | 5797 | Rate Constraint in lbs/MMBtu | FALSE | L | Annual | Allowances Sold NOX | Thousand Tons | 0 | 0 | 0 | 0 | 0 | 0 | 0
NSR WPS Pullinam 7&8 - NOX Rate Annual v5.12, Unit 5313 and retrofits | 1142 | 5797 | Rate Constraint in lbs/MMBtu | FALSE | L | Annual | Allowances Banked | Thousand Tons | 0 | 0 | 0 | 0 | 0 | 0 | 0
NSR WPS Pullinam 7&8 - NOX Rate Annual v5.12, Unit 5313 and retrofits | 1142 | 5797 | Rate Constraint in lbs/MMBtu | FALSE | L | Annual | Allowances Withdrawn (1:1) | Thousand Tons | 0 | 0 | 0 | 0 | 0 | 0 | 0
NSR WPS Pullinam 7&8 - NOX Rate Annual v5.12, Unit 5313 and retrofits | 1142 | 5797 | Rate Constraint in lbs/MMBtu | FALSE | L | Annual | Allowances Withdrawn (n:1) | Thousand Tons | 0 | 0 | 0 | 0 | 0 | 0 | 0
NSR WPS Pullinam 7&8 - NOX Rate Annual v5.12, Unit 5313 and retrofits | 1142 | 5797 | Rate Constraint in lbs/MMBtu | FALSE | L | Annual | Net Emissions Allowance Position | Thousand Tons | 0 | 0 | 0 | 0 | 0 | 0 | 0
NSR WPS Pullinam 7&8 - NOX Rate Annual v5.12, Unit 5313 and retrofits | 1142 | 5797 | Rate Constraint in lbs/MMBtu | FALSE | L | Annual | Fuel Consumed | TBtu | 0 | 0 | 0 | 0 | 0 | 0 | 0
NSR WPS Pullinam 7&8 - NOX Rate Annual v5.12, Unit 5313 and retrofits | 1142 | 5797 | Rate Constraint in lbs/MMBtu | FALSE | L | Annual | Rate | lb/MMBtu | 0 | 0 | 0 | 0 | 0 | 0 | 0
NSR WPS Pullinam 7&8 - NOX Rate Annual v5.12, Unit 5313 and retrofits | 1142 | 5797 | Rate Constraint in lbs/MMBtu | FALSE | L | Annual | Generation | TWh | 0 | 0 | 0 | 0 | 0 | 0 | 0
NSR WPS Pullinam 7&8 - NOX Rate Annual v5.12, Unit 5313 and retrofits | 1142 | 5797 | Rate Constraint in lbs/MMBtu | FALSE | L | Annual | Qualifying Generation | TWh | 0 | 0 | 0 | 0 | 0 | 0 | 0
NSR WPS Pullinam 7&8 - NOX Rate Annual v5.12, Unit 5313 and retrofits | 1142 | 5797 | Rate Constraint in lbs/MMBtu | FALSE | L | Annual | Rate | lb/MWh | 0 | 0 | 0 | 0 | 0 | 0 | 0
NSR WPS Pullinam 7&8 - NOX Rate Annual v5.12, Unit 5313 and retrofits | 1142 | 5797 | Rate Constraint in lbs/MMBtu | FALSE | L | Annual | Constraint Shadow Price | US2011$/Ton | 0 | 0 | 0 | 0 | 0 | 0 | 0
NSR WPS Pullinam 7&8 - NOX Rate Annual v5.12, Unit 5328 and retrofits | 1143 | 5797 | Rate Constraint in lbs/MMBtu | FALSE | L | Annual | Seasons Included | Seasons | Winter, Summer | Winter, Summer | Winter, Summer | Winter, Summer | Winter, Summer | Winter, Summer | Winter, Summer
NSR WPS Pullinam 7&8 - NOX Rate Annual v5.12, Unit 5328 and retrofits | 1143 | 5797 | Rate Constraint in lbs/MMBtu | FALSE | L | Annual | Standard NOX | lb/MMBtu | 0.25 | 0.25 | 0.25 | 0.25 | 0.25 | 0.25 | 0.25
NSR WPS Pullinam 7&8 - NOX Rate Annual v5.12, Unit 5328 and retrofits | 1143 | 5797 | Rate Constraint in lbs/MMBtu | FALSE | L | Annual | Emissions at Affected Plants NOX | Thousand Tons | 0 | 0 | 0 | 0 | 0 | 0 | 0
NSR WPS Pullinam 7&8 - NOX Rate Annual v5.12, Unit 5328 and retrofits | 1143 | 5797 | Rate Constraint in lbs/MMBtu | FALSE | L | Annual | Allowances Purchased NOX | Thousand Tons | 0 | 0 | 0 | 0 | 0 | 0 | 0
NSR WPS Pullinam 7&8 - NOX Rate Annual v5.12, Unit 5328 and retrofits | 1143 | 5797 | Rate Constraint in lbs/MMBtu | FALSE | L | Annual | Allowances Sold NOX | Thousand Tons | 0 | 0 | 0 | 0 | 0 | 0 | 0
NSR WPS Pullinam 7&8 - NOX Rate Annual v5.12, Unit 5328 and retrofits | 1143 | 5797 | Rate Constraint in lbs/MMBtu | FALSE | L | Annual | Allowances Banked | Thousand Tons | 0 | 0 | 0 | 0 | 0 | 0 | 0
NSR WPS Pullinam 7&8 - NOX Rate Annual v5.12, Unit 5328 and retrofits | 1143 | 5797 | Rate Constraint in lbs/MMBtu | FALSE | L | Annual | Allowances Withdrawn (1:1) | Thousand Tons | 0 | 0 | 0 | 0 | 0 | 0 | 0
NSR WPS Pullinam 7&8 - NOX Rate Annual v5.12, Unit 5328 and retrofits | 1143 | 5797 | Rate Constraint in lbs/MMBtu | FALSE | L | Annual | Allowances Withdrawn (n:1) | Thousand Tons | 0 | 0 | 0 | 0 | 0 | 0 | 0
NSR WPS Pullinam 7&8 - NOX Rate Annual v5.12, Unit 5328 and retrofits | 1143 | 5797 | Rate Constraint in lbs/MMBtu | FALSE | L | Annual | Net Emissions Allowance Position | Thousand Tons | 0 | 0 | 0 | 0 | 0 | 0 | 0
NSR WPS Pullinam 7&8 - NOX Rate Annual v5.12, Unit 5328 and retrofits | 1143 | 5797 | Rate Constraint in lbs/MMBtu | FALSE | L | Annual | Fuel Consumed | TBtu | 0 | 0 | 0 | 0 | 0 | 0 | 0
NSR WPS Pullinam 7&8 - NOX Rate Annual v5.12, Unit 5328 and retrofits | 1143 | 5797 | Rate Constraint in lbs/MMBtu | FALSE | L | Annual | Rate | lb/MMBtu | 0 | 0 | 0 | 0 | 0 | 0 | 0
NSR WPS Pullinam 7&8 - NOX Rate Annual v5.12, Unit 5328 and retrofits | 1143 | 5797 | Rate Constraint in lbs/MMBtu | FALSE | L | Annual | Generation | TWh | 0 | 0 | 0 | 0 | 0 | 0 | 0
NSR WPS Pullinam 7&8 - NOX Rate Annual v5.12, Unit 5328 and retrofits | 1143 | 5797 | Rate Constraint in lbs/MMBtu | FALSE | L | Annual | Qualifying Generation | TWh | 0 | 0 | 0 | 0 | 0 | 0 | 0
NSR WPS Pullinam 7&8 - NOX Rate Annual v5.12, Unit 5328 and retrofits | 1143 | 5797 | Rate Constraint in lbs/MMBtu | FALSE | L | Annual | Rate | lb/MWh | 0 | 0 | 0 | 0 | 0 | 0 | 0
NSR WPS Pullinam 7&8 - NOX Rate Annual v5.12, Unit 5328 and retrofits | 1143 | 5797 | Rate Constraint in lbs/MMBtu | FALSE | L | Annual | Constraint Shadow Price | US2011$/Ton | 0 | 0 | 0 | 0 | 0 | 0 | 0
NSR WPS Weston 3 - NOX Rate Annual v5.12, Unit 4333 and retrofits | 1144 | 5798 | Rate Constraint in lbs/MMBtu | FALSE | L | Annual | Seasons Included | Seasons | Winter, Summer | Winter, Summer | Winter, Summer | Winter, Summer | Winter, Summer | Winter, Summer | Winter, Summer
NSR WPS Weston 3 - NOX Rate Annual v5.12, Unit 4333 and retrofits | 1144 | 5798 | Rate Constraint in lbs/MMBtu | FALSE | L | Annual | Standard NOX | lb/MMBtu | 0.115 | 0.1 | 0.1 | 0.1 | 0.1 | 0.1 | 0.1
NSR WPS Weston 3 - NOX Rate Annual v5.12, Unit 4333 and retrofits | 1144 | 5798 | Rate Constraint in lbs/MMBtu | FALSE | L | Annual | Emissions at Affected Plants NOX | Thousand Tons | 1.0468 | 0.96744 | 1.1963 | 1.1984 | 1.1984 | 1.1323 | 1.0465
NSR WPS Weston 3 - NOX Rate Annual v5.12, Unit 4333 and retrofits | 1144 | 5798 | Rate Constraint in lbs/MMBtu | FALSE | L | Annual | Allowances Purchased NOX | Thousand Tons | 0 | 0 | 0 | 0 | 0 | 0 | 0
NSR WPS Weston 3 - NOX Rate Annual v5.12, Unit 4333 and retrofits | 1144 | 5798 | Rate Constraint in lbs/MMBtu | FALSE | L | Annual | Allowances Sold NOX | Thousand Tons | 0 | 0 | 0 | 0 | 0 | 0 | 0
NSR WPS Weston 3 - NOX Rate Annual v5.12, Unit 4333 and retrofits | 1144 | 5798 | Rate Constraint in lbs/MMBtu | FALSE | L | Annual | Allowances Banked | Thousand Tons | 0 | 0 | 0 | 0 | 0 | 0 | 0
NSR WPS Weston 3 - NOX Rate Annual v5.12, Unit 4333 and retrofits | 1144 | 5798 | Rate Constraint in lbs/MMBtu | FALSE | L | Annual | Allowances Withdrawn (1:1) | Thousand Tons | 0 | 0 | 0 | 0 | 0 | 0 | 0
NSR WPS Weston 3 - NOX Rate Annual v5.12, Unit 4333 and retrofits | 1144 | 5798 | Rate Constraint in lbs/MMBtu | FALSE | L | Annual | Allowances Withdrawn (n:1) | Thousand Tons | 0 | 0 | 0 | 0 | 0 | 0 | 0
NSR WPS Weston 3 - NOX Rate Annual v5.12, Unit 4333 and retrofits | 1144 | 5798 | Rate Constraint in lbs/MMBtu | FALSE | L | Annual | Net Emissions Allowance Position | Thousand Tons | 1.0468 | 0.96744 | 1.1963 | 1.1984 | 1.1984 | 1.1323 | 1.0465
NSR WPS Weston 3 - NOX Rate Annual v5.12, Unit 4333 and retrofits | 1144 | 5798 | Rate Constraint in lbs/MMBtu | FALSE | L | Annual | Fuel Consumed | TBtu | 20.9942 | 19.4029 | 23.9936 | 24.0346 | 24.0346 | 22.7089 | 20.9889
NSR WPS Weston 3 - NOX Rate Annual v5.12, Unit 4333 and retrofits | 1144 | 5798 | Rate Constraint in lbs/MMBtu | FALSE | L | Annual | Rate | lb/MMBtu | 0.099722 | 0.099722 | 0.099722 | 0.099722 | 0.099722 | 0.099722 | 0.099722
NSR WPS Weston 3 - NOX Rate Annual v5.12, Unit 4333 and retrofits | 1144 | 5798 | Rate Constraint in lbs/MMBtu | FALSE | L | Annual | Generation | TWh | 2.0706 | 1.9136 | 2.3664 | 2.3704 | 2.3704 | 2.2397 | 2.07
NSR WPS Weston 3 - NOX Rate Annual v5.12, Unit 4333 and retrofits | 1144 | 5798 | Rate Constraint in lbs/MMBtu | FALSE | L | Annual | Qualifying Generation | TWh | 2.0706 | 1.9136 | 2.3664 | 2.3704 | 2.3704 | 2.2397 | 2.07
NSR WPS Weston 3 - NOX Rate Annual v5.12, Unit 4333 and retrofits | 1144 | 5798 | Rate Constraint in lbs/MMBtu | FALSE | L | Annual | Rate | lb/MWh | 1.0111 | 1.0111 | 1.0111 | 1.0111 | 1.0111 | 1.0111 | 1.0111
NSR WPS Weston 3 - NOX Rate Annual v5.12, Unit 4333 and retrofits | 1144 | 5798 | Rate Constraint in lbs/MMBtu | FALSE | L | Annual | Constraint Shadow Price | US2011$/Ton | 0 | 0 | 0 | 0 | 0 | 0 | 0
NSR WPS Weston 3 - SO2 Rate Annual v5.12, Unit 4333 and retrofits | 1145 | 5800 | Rate Constraint in lbs/MMBtu | FALSE | L | Annual | Seasons Included | Seasons | Winter, Summer | Winter, Summer | Winter, Summer | Winter, Summer | Winter, Summer | Winter, Summer | Winter, Summer
NSR WPS Weston 3 - SO2 Rate Annual v5.12, Unit 4333 and retrofits | 1145 | 5800 | Rate Constraint in lbs/MMBtu | FALSE | L | Annual | Standard SO2 | lb/MMBtu | 0.415 | 0.08 | 0.08 | 0.08 | 0.08 | 0.08 | 0.08
NSR WPS Weston 3 - SO2 Rate Annual v5.12, Unit 4333 and retrofits | 1145 | 5800 | Rate Constraint in lbs/MMBtu | FALSE | L | Annual | Emissions at Affected Plants SO2 | Thousand Tons | 0.83743 | 0.77395 | 0.95707 | 0.95871 | 0.95871 | 0.90583 | 0.83722
NSR WPS Weston 3 - SO2 Rate Annual v5.12, Unit 4333 and retrofits | 1145 | 5800 | Rate Constraint in lbs/MMBtu | FALSE | L | Annual | Allowances Purchased SO2 | Thousand Tons | 0 | 0 | 0 | 0 | 0 | 0 | 0
NSR WPS Weston 3 - SO2 Rate Annual v5.12, Unit 4333 and retrofits | 1145 | 5800 | Rate Constraint in lbs/MMBtu | FALSE | L | Annual | Allowances Sold SO2 | Thousand Tons | 0 | 0 | 0 | 0 | 0 | 0 | 0
NSR WPS Weston 3 - SO2 Rate Annual v5.12, Unit 4333 and retrofits | 1145 | 5800 | Rate Constraint in lbs/MMBtu | FALSE | L | Annual | Allowances Banked | Thousand Tons | 0 | 0 | 0 | 0 | 0 | 0 | 0
NSR WPS Weston 3 - SO2 Rate Annual v5.12, Unit 4333 and retrofits | 1145 | 5800 | Rate Constraint in lbs/MMBtu | FALSE | L | Annual | Allowances Withdrawn (1:1) | Thousand Tons | 0 | 0 | 0 | 0 | 0 | 0 | 0
NSR WPS Weston 3 - SO2 Rate Annual v5.12, Unit 4333 and retrofits | 1145 | 5800 | Rate Constraint in lbs/MMBtu | FALSE | L | Annual | Allowances Withdrawn (n:1) | Thousand Tons | 0 | 0 | 0 | 0 | 0 | 0 | 0
NSR WPS Weston 3 - SO2 Rate Annual v5.12, Unit 4333 and retrofits | 1145 | 5800 | Rate Constraint in lbs/MMBtu | FALSE | L | Annual | Net Emissions Allowance Position | Thousand Tons | 0.83743 | 0.77395 | 0.95707 | 0.95871 | 0.95871 | 0.90583 | 0.83722
NSR WPS Weston 3 - SO2 Rate Annual v5.12, Unit 4333 and retrofits | 1145 | 5800 | Rate Constraint in lbs/MMBtu | FALSE | L | Annual | Fuel Consumed | TBtu | 20.9942 | 19.4029 | 23.9936 | 24.0346 | 24.0346 | 22.7089 | 20.9889
NSR WPS Weston 3 - SO2 Rate Annual v5.12, Unit 4333 and retrofits | 1145 | 5800 | Rate Constraint in lbs/MMBtu | FALSE | L | Annual | Rate | lb/MMBtu | 0.079777 | 0.079777 | 0.079777 | 0.079777 | 0.079777 | 0.079777 | 0.079777
NSR WPS Weston 3 - SO2 Rate Annual v5.12, Unit 4333 and retrofits | 1145 | 5800 | Rate Constraint in lbs/MMBtu | FALSE | L | Annual | Generation | TWh | 2.0706 | 1.9136 | 2.3664 | 2.3704 | 2.3704 | 2.2397 | 2.07
NSR WPS Weston 3 - SO2 Rate Annual v5.12, Unit 4333 and retrofits | 1145 | 5800 | Rate Constraint in lbs/MMBtu | FALSE | L | Annual | Qualifying Generation | TWh | 2.0706 | 1.9136 | 2.3664 | 2.3704 | 2.3704 | 2.2397 | 2.07
NSR WPS Weston 3 - SO2 Rate Annual v5.12, Unit 4333 and retrofits | 1145 | 5800 | Rate Constraint in lbs/MMBtu | FALSE | L | Annual | Rate | lb/MWh | 0.8089 | 0.8089 | 0.8089 | 0.8089 | 0.8089 | 0.8089 | 0.8089
NSR WPS Weston 3 - SO2 Rate Annual v5.12, Unit 4333 and retrofits | 1145 | 5800 | Rate Constraint in lbs/MMBtu | FALSE | L | Annual | Constraint Shadow Price | US2011$/Ton | 0 | 0 | 0 | 0 | 0 | 0 | 0
NSR WPS Weston 4 - SO2 Rate Annual v5.12, Unit 4256 and retrofits | 1146 | 5801 | Rate Constraint in lbs/MMBtu | FALSE | L | Annual | Seasons Included | Seasons | Winter, Summer | Winter, Summer | Winter, Summer | Winter, Summer | Winter, Summer | Winter, Summer | Winter, Summer
NSR WPS Weston 4 - SO2 Rate Annual v5.12, Unit 4256 and retrofits | 1146 | 5801 | Rate Constraint in lbs/MMBtu | FALSE | L | Annual | Standard SO2 | lb/MMBtu | 0.08 | 0.08 | 0.08 | 0.08 | 0.08 | 0.08 | 0.08
NSR WPS Weston 4 - SO2 Rate Annual v5.12, Unit 4256 and retrofits | 1146 | 5801 | Rate Constraint in lbs/MMBtu | FALSE | L | Annual | Emissions at Affected Plants SO2 | Thousand Tons | 1.025 | 0.80764 | 1.2953 | 1.4173 | 1.5649 | 1.2626 | 1.1711
NSR WPS Weston 4 - SO2 Rate Annual v5.12, Unit 4256 and retrofits | 1146 | 5801 | Rate Constraint in lbs/MMBtu | FALSE | L | Annual | Allowances Purchased SO2 | Thousand Tons | 0 | 0 | 0 | 0 | 0 | 0 | 0
NSR WPS Weston 4 - SO2 Rate Annual v5.12, Unit 4256 and retrofits | 1146 | 5801 | Rate Constraint in lbs/MMBtu | FALSE | L | Annual | Allowances Sold SO2 | Thousand Tons | 0 | 0 | 0 | 0 | 0 | 0 | 0
NSR WPS Weston 4 - SO2 Rate Annual v5.12, Unit 4256 and retrofits | 1146 | 5801 | Rate Constraint in lbs/MMBtu | FALSE | L | Annual | Allowances Banked | Thousand Tons | 0 | 0 | 0 | 0 | 0 | 0 | 0
NSR WPS Weston 4 - SO2 Rate Annual v5.12, Unit 4256 and retrofits | 1146 | 5801 | Rate Constraint in lbs/MMBtu | FALSE | L | Annual | Allowances Withdrawn (1:1) | Thousand Tons | 0 | 0 | 0 | 0 | 0 | 0 | 0
NSR WPS Weston 4 - SO2 Rate Annual v5.12, Unit 4256 and retrofits | 1146 | 5801 | Rate Constraint in lbs/MMBtu | FALSE | L | Annual | Allowances Withdrawn (n:1) | Thousand Tons | 0 | 0 | 0 | 0 | 0 | 0 | 0
NSR WPS Weston 4 - SO2 Rate Annual v5.12, Unit 4256 and retrofits | 1146 | 5801 | Rate Constraint in lbs/MMBtu | FALSE | L | Annual | Net Emissions Allowance Position | Thousand Tons | 1.025 | 0.80764 | 1.2953 | 1.4173 | 1.5649 | 1.2626 | 1.1711
NSR WPS Weston 4 - SO2 Rate Annual v5.12, Unit 4256 and retrofits | 1146 | 5801 | Rate Constraint in lbs/MMBtu | FALSE | L | Annual | Fuel Consumed | TBtu | 25.6959 | 20.2474 | 32.4729 | 35.5326 | 39.2329 | 31.6537 | 29.3587
NSR WPS Weston 4 - SO2 Rate Annual v5.12, Unit 4256 and retrofits | 1146 | 5801 | Rate Constraint in lbs/MMBtu | FALSE | L | Annual | Rate | lb/MMBtu | 0.079777 | 0.079777 | 0.079777 | 0.079777 | 0.079777 | 0.079777 | 0.079777
NSR WPS Weston 4 - SO2 Rate Annual v5.12, Unit 4256 and retrofits | 1146 | 5801 | Rate Constraint in lbs/MMBtu | FALSE | L | Annual | Generation | TWh | 2.5938 | 2.0438 | 3.2779 | 3.5868 | 3.9603 | 3.1952 | 2.9636
NSR WPS Weston 4 - SO2 Rate Annual v5.12, Unit 4256 and retrofits | 1146 | 5801 | Rate Constraint in lbs/MMBtu | FALSE | L | Annual | Qualifying Generation | TWh | 2.5938 | 2.0438 | 3.2779 | 3.5868 | 3.9603 | 3.1952 | 2.9636
NSR WPS Weston 4 - SO2 Rate Annual v5.12, Unit 4256 and retrofits | 1146 | 5801 | Rate Constraint in lbs/MMBtu | FALSE | L | Annual | Rate | lb/MWh | 0.79032 | 0.79032 | 0.79032 | 0.79032 | 0.79032 | 0.79032 | 0.79032
NSR WPS Weston 4 - SO2 Rate Annual v5.12, Unit 4256 and retrofits | 1146 | 5801 | Rate Constraint in lbs/MMBtu | FALSE | L | Annual | Constraint Shadow Price | US2011$/Ton | 0 | 0 | 0 | 0 | 0 | 0 | 0
NY- CO2 Rate Limit- New CT Units- v5.12 | 1147 | 5900 | Rate Constraint in lbs/MWh | FALSE | L | Annual | Seasons Included | Seasons | Winter, Summer | Winter, Summer | Winter, Summer | Winter, Summer | Winter, Summer | Winter, Summer | Winter, Summer
NY- CO2 Rate Limit- New CT Units- v5.12 | 1147 | 5900 | Rate Constraint in lbs/MWh | FALSE | L | Annual | Standard CO2 | lb/MWh | 1450 | 1450 | 1450 | 1450 | 1450 | 1450 | 1450
NY- CO2 Rate Limit- New CT Units- v5.12 | 1147 | 5900 | Rate Constraint in lbs/MWh | FALSE | L | Annual | Emissions at Affected Plants CO2 | Thousand Tons | 0.33633 | 0.33633 | 0.33633 | 0.33633 | 0.33633 | 0.33633 | 0.33633
NY- CO2 Rate Limit- New CT Units- v5.12 | 1147 | 5900 | Rate Constraint in lbs/MWh | FALSE | L | Annual | Allowances Purchased CO2 | Thousand Tons | 0 | 0 | 0 | 0 | 0 | 0 | 0
NY- CO2 Rate Limit- New CT Units- v5.12 | 1147 | 5900 | Rate Constraint in lbs/MWh | FALSE | L | Annual | Allowances Sold CO2 | Thousand Tons | 0 | 0 | 0 | 0 | 0 | 0 | 0
NY- CO2 Rate Limit- New CT Units- v5.12 | 1147 | 5900 | Rate Constraint in lbs/MWh | FALSE | L | Annual | Allowances Banked | Thousand Tons | 0 | 0 | 0 | 0 | 0 | 0 | 0
NY- CO2 Rate Limit- New CT Units- v5.12 | 1147 | 5900 | Rate Constraint in lbs/MWh | FALSE | L | Annual | Allowances Withdrawn (1:1) | Thousand Tons | 0 | 0 | 0 | 0 | 0 | 0 | 0
NY- CO2 Rate Limit- New CT Units- v5.12 | 1147 | 5900 | Rate Constraint in lbs/MWh | FALSE | L | Annual | Allowances Withdrawn (n:1) | Thousand Tons | 0 | 0 | 0 | 0 | 0 | 0 | 0
NY- CO2 Rate Limit- New CT Units- v5.12 | 1147 | 5900 | Rate Constraint in lbs/MWh | FALSE | L | Annual | Net Emissions Allowance Position | Thousand Tons | 0.33633 | 0.33633 | 0.33633 | 0.33633 | 0.33633 | 0.33633 | 0.33633
NY- CO2 Rate Limit- New CT Units- v5.12 | 1147 | 5900 | Rate Constraint in lbs/MWh | FALSE | L | Annual | Fuel Consumed | TBtu | 0.0057453 | 0.0057453 | 0.0057453 | 0.0057453 | 0.0057453 | 0.0057453 | 0.0057453
NY- CO2 Rate Limit- New CT Units- v5.12 | 1147 | 5900 | Rate Constraint in lbs/MWh | FALSE | L | Annual | Rate | lb/MMBtu | 117.08 | 117.08 | 117.08 | 117.08 | 117.08 | 117.08 | 117.08
NY- CO2 Rate Limit- New CT Units- v5.12 | 1147 | 5900 | Rate Constraint in lbs/MWh | FALSE | L | Annual | Generation | TWh | 0.00058926 | 0.00058926 | 0.00058926 | 0.00058926 | 0.00058926 | 0.00058926 | 0.00058926
NY- CO2 Rate Limit- New CT Units- v5.12 | 1147 | 5900 | Rate Constraint in lbs/MWh | FALSE | L | Annual | Qualifying Generation | TWh | 0.00058926 | 0.00058926 | 0.00058926 | 0.00058926 | 0.00058926 | 0.00058926 | 0.00058926
NY- CO2 Rate Limit- New CT Units- v5.12 | 1147 | 5900 | Rate Constraint in lbs/MWh | FALSE | L | Annual | Constraint Shadow Price | US2011$/Ton | 0 | 0 | 0 | 0 | 0 | 0 | 0
NY- CO2 Rate Limit- New Fossil Units- v5.12 | 1148 | 5901 | Rate Constraint in lbs/MWh | FALSE | L | Annual | Seasons Included | Seasons | Winter, Summer | Winter, Summer | Winter, Summer | Winter, Summer | Winter, Summer | Winter, Summer | Winter, Summer
NY- CO2 Rate Limit- New Fossil Units- v5.12 | 1148 | 5901 | Rate Constraint in lbs/MWh | FALSE | L | Annual | Standard CO2 | lb/MWh | 925 | 925 | 925 | 925 | 925 | 925 | 925
NY- CO2 Rate Limit- New Fossil Units- v5.12 | 1148 | 5901 | Rate Constraint in lbs/MWh | FALSE | L | Annual | Emissions at Affected Plants CO2 | Thousand Tons | 0 | 0 | 0 | 0 | 20.006 | 18963.4559 | 20641.1414
NY- CO2 Rate Limit- New Fossil Units- v5.12 | 1148 | 5901 | Rate Constraint in lbs/MWh | FALSE | L | Annual | Allowances Purchased CO2 | Thousand Tons | 0 | 0 | 0 | 0 | 0 | 0 | 0
NY- CO2 Rate Limit- New Fossil Units- v5.12 | 1148 | 5901 | Rate Constraint in lbs/MWh | FALSE | L | Annual | Allowances Sold CO2 | Thousand Tons | 0 | 0 | 0 | 0 | 0 | 0 | 0
NY- CO2 Rate Limit- New Fossil Units- v5.12 | 1148 | 5901 | Rate Constraint in lbs/MWh | FALSE | L | Annual | Allowances Banked | Thousand Tons | 0 | 0 | 0 | 0 | 0 | 0 | 0
NY- CO2 Rate Limit- New Fossil Units- v5.12 | 1148 | 5901 | Rate Constraint in lbs/MWh | FALSE | L | Annual | Allowances Withdrawn (1:1) | Thousand Tons | 0 | 0 | 0 | 0 | 0 | 0 | 0
NY- CO2 Rate Limit- New Fossil Units- v5.12 | 1148 | 5901 | Rate Constraint in lbs/MWh | FALSE | L | Annual | Allowances Withdrawn (n:1) | Thousand Tons | 0 | 0 | 0 | 0 | 0 | 0 | 0
NY- CO2 Rate Limit- New Fossil Units- v5.12 | 1148 | 5901 | Rate Constraint in lbs/MWh | FALSE | L | Annual | Net Emissions Allowance Position | Thousand Tons | 0 | 0 | 0 | 0 | 20.006 | 18963.4559 | 20641.1414
NY- CO2 Rate Limit- New Fossil Units- v5.12 | 1148 | 5901 | Rate Constraint in lbs/MWh | FALSE | L | Annual | Fuel Consumed | TBtu | 0 | 0 | 0 | 0 | 0.34175 | 323.9401 | 352.5989
NY- CO2 Rate Limit- New Fossil Units- v5.12 | 1148 | 5901 | Rate Constraint in lbs/MWh | FALSE | L | Annual | Rate | lb/MMBtu | 0 | 0 | 0 | 0 | 117.08 | 117.08 | 117.08
NY- CO2 Rate Limit- New Fossil Units- v5.12 | 1148 | 5901 | Rate Constraint in lbs/MWh | FALSE | L | Annual | Generation | TWh | 0 | 0 | 0 | 0 | 0.053149 | 50.3795 | 54.8365
NY- CO2 Rate Limit- New Fossil Units- v5.12 | 1148 | 5901 | Rate Constraint in lbs/MWh | FALSE | L | Annual | Qualifying Generation | TWh | 0 | 0 | 0 | 0 | 0.053149 | 50.3795 | 54.8365
NY- CO2 Rate Limit- New Fossil Units- v5.12 | 1148 | 5901 | Rate Constraint in lbs/MWh | FALSE | L | Annual | Constraint Shadow Price | US2011$/Ton | 0 | 0 | 13.5032 | 8.4658 | 0 | 0 | 0
NY New Units MER Rate Limit v3.1, Unit 41526 and retrofits | 1149 | 1912 | Rate Constraint in lbs/MMBtu | FALSE | L | Annual | Seasons Included | Seasons | Winter, Summer | Winter, Summer | Winter, Summer | Winter, Summer | Winter, Summer | Winter, Summer | Winter, Summer
NY New Units MER Rate Limit v3.1, Unit 41526 and retrofits | 1149 | 1912 | Rate Constraint in lbs/MMBtu | FALSE | L | Annual | Standard MER | lb/MMBtu | 6e-07 | 6e-07 | 6e-07 | 6e-07 | 6e-07 | 6e-07 | 6e-07
NY New Units MER Rate Limit v3.1, Unit 41526 and retrofits | 1149 | 1912 | Rate Constraint in lbs/MMBtu | FALSE | L | Annual | Emissions at Affected Plants MER | lbs | 0 | 0 | 0 | 0 | 0 | 0 | 0
NY New Units MER Rate Limit v3.1, Unit 41526 and retrofits | 1149 | 1912 | Rate Constraint in lbs/MMBtu | FALSE | L | Annual | Allowances Purchased MER | lbs | 0 | 0 | 0 | 0 | 0 | 0 | 0
NY New Units MER Rate Limit v3.1, Unit 41526 and retrofits | 1149 | 1912 | Rate Constraint in lbs/MMBtu | FALSE | L | Annual | Allowances Sold MER | lbs | 0 | 0 | 0 | 0 | 0 | 0 | 0
NY New Units MER Rate Limit v3.1, Unit 41526 and retrofits | 1149 | 1912 | Rate Constraint in lbs/MMBtu | FALSE | L | Annual | Allowances Banked | lbs | 0 | 0 | 0 | 0 | 0 | 0 | 0
NY New Units MER Rate Limit v3.1, Unit 41526 and retrofits | 1149 | 1912 | Rate Constraint in lbs/MMBtu | FALSE | L | Annual | Allowances Withdrawn (1:1) | lbs | 0 | 0 | 0 | 0 | 0 | 0 | 0
NY New Units MER Rate Limit v3.1, Unit 41526 and retrofits | 1149 | 1912 | Rate Constraint in lbs/MMBtu | FALSE | L | Annual | Allowances Withdrawn (n:1) | lbs | 0 | 0 | 0 | 0 | 0 | 0 | 0
NY New Units MER Rate Limit v3.1, Unit 41526 and retrofits | 1149 | 1912 | Rate Constraint in lbs/MMBtu | FALSE | L | Annual | Net Emissions Allowance Position | lbs | 0 | 0 | 0 | 0 | 0 | 0 | 0
NY New Units MER Rate Limit v3.1, Unit 41526 and retrofits | 1149 | 1912 | Rate Constraint in lbs/MMBtu | FALSE | L | Annual | Fuel Consumed | TBtu | 0 | 0 | 0 | 0 | 0 | 0 | 0
NY New Units MER Rate Limit v3.1, Unit 41526 and retrofits | 1149 | 1912 | Rate Constraint in lbs/MMBtu | FALSE | L | Annual | Rate | lb/MMBtu | 0 | 0 | 0 | 0 | 0 | 0 | 0
NY New Units MER Rate Limit v3.1, Unit 41526 and retrofits | 1149 | 1912 | Rate Constraint in lbs/MMBtu | FALSE | L | Annual | Generation | TWh | 0 | 0 | 0 | 0 | 0 | 0 | 0
NY New Units MER Rate Limit v3.1, Unit 41526 and retrofits | 1149 | 1912 | Rate Constraint in lbs/MMBtu | FALSE | L | Annual | Qualifying Generation | TWh | 0 | 0 | 0 | 0 | 0 | 0 | 0
NY New Units MER Rate Limit v3.1, Unit 41526 and retrofits | 1149 | 1912 | Rate Constraint in lbs/MMBtu | FALSE | L | Annual | Rate | lb/MWh | 0 | 0 | 0 | 0 | 0 | 0 | 0
NY New Units MER Rate Limit v3.1, Unit 41526 and retrofits | 1149 | 1912 | Rate Constraint in lbs/MMBtu | FALSE | L | Annual | Constraint Shadow Price | US2011$/Lb | 0 | 0 | 664236.5129 | 47815733.8868 | 1952356.2966 | 27227819.3027 | 2301940.0688
NY New Units MER Rate Limit v3.1, Unit 41533 and retrofits | 1150 | 1912 | Rate Constraint in lbs/MMBtu | FALSE | L | Annual | Seasons Included | Seasons | Winter, Summer | Winter, Summer | Winter, Summer | Winter, Summer | Winter, Summer | Winter, Summer | Winter, Summer
NY New Units MER Rate Limit v3.1, Unit 41533 and retrofits | 1150 | 1912 | Rate Constraint in lbs/MMBtu | FALSE | L | Annual | Standard MER | lb/MMBtu | 6e-07 | 6e-07 | 6e-07 | 6e-07 | 6e-07 | 6e-07 | 6e-07
NY New Units MER Rate Limit v3.1, Unit 41533 and retrofits | 1150 | 1912 | Rate Constraint in lbs/MMBtu | FALSE | L | Annual | Emissions at Affected Plants MER | lbs | 0 | 0 | 0 | 0 | 0 | 0 | 0
NY New Units MER Rate Limit v3.1, Unit 41533 and retrofits | 1150 | 1912 | Rate Constraint in lbs/MMBtu | FALSE | L | Annual | Allowances Purchased MER | lbs | 0 | 0 | 0 | 0 | 0 | 0 | 0
NY New Units MER Rate Limit v3.1, Unit 41533 and retrofits | 1150 | 1912 | Rate Constraint in lbs/MMBtu | FALSE | L | Annual | Allowances Sold MER | lbs | 0 | 0 | 0 | 0 | 0 | 0 | 0
NY New Units MER Rate Limit v3.1, Unit 41533 and retrofits | 1150 | 1912 | Rate Constraint in lbs/MMBtu | FALSE | L | Annual | Allowances Banked | lbs | 0 | 0 | 0 | 0 | 0 | 0 | 0
NY New Units MER Rate Limit v3.1, Unit 41533 and retrofits | 1150 | 1912 | Rate Constraint in lbs/MMBtu | FALSE | L | Annual | Allowances Withdrawn (1:1) | lbs | 0 | 0 | 0 | 0 | 0 | 0 | 0
NY New Units MER Rate Limit v3.1, Unit 41533 and retrofits | 1150 | 1912 | Rate Constraint in lbs/MMBtu | FALSE | L | Annual | Allowances Withdrawn (n:1) | lbs | 0 | 0 | 0 | 0 | 0 | 0 | 0
NY New Units MER Rate Limit v3.1, Unit 41533 and retrofits | 1150 | 1912 | Rate Constraint in lbs/MMBtu | FALSE | L | Annual | Net Emissions Allowance Position | lbs | 0 | 0 | 0 | 0 | 0 | 0 | 0
NY New Units MER Rate Limit v3.1, Unit 41533 and retrofits | 1150 | 1912 | Rate Constraint in lbs/MMBtu | FALSE | L | Annual | Fuel Consumed | TBtu | 0 | 0 | 0 | 0 | 0 | 0 | 0
NY New Units MER Rate Limit v3.1, Unit 41533 and retrofits | 1150 | 1912 | Rate Constraint in lbs/MMBtu | FALSE | L | Annual | Rate | lb/MMBtu | 0 | 0 | 0 | 0 | 0 | 0 | 0
NY New Units MER Rate Limit v3.1, Unit 41533 and retrofits | 1150 | 1912 | Rate Constraint in lbs/MMBtu | FALSE | L | Annual | Generation | TWh | 0 | 0 | 0 | 0 | 0 | 0 | 0
NY New Units MER Rate Limit v3.1, Unit 41533 and retrofits | 1150 | 1912 | Rate Constraint in lbs/MMBtu | FALSE | L | Annual | Qualifying Generation | TWh | 0 | 0 | 0 | 0 | 0 | 0 | 0
NY New Units MER Rate Limit v3.1, Unit 41533 and retrofits | 1150 | 1912 | Rate Constraint in lbs/MMBtu | FALSE | L | Annual | Rate | lb/MWh | 0 | 0 | 0 | 0 | 0 | 0 | 0
NY New Units MER Rate Limit v3.1, Unit 41533 and retrofits | 1150 | 1912 | Rate Constraint in lbs/MMBtu | FALSE | L | Annual | Constraint Shadow Price | US2011$/Lb | 0 | 0 | 1565129.6503 | 1714147.7755 | 1952355.4101 | 29100441.0275 | 2301938.6754
NY New Units MER Rate Limit v3.1, Unit 41535 and retrofits | 1151 | 1912 | Rate Constraint in lbs/MMBtu | FALSE | L | Annual | Seasons Included | Seasons | Winter, Summer | Winter, Summer | Winter, Summer | Winter, Summer | Winter, Summer | Winter, Summer | Winter, Summer
NY New Units MER Rate Limit v3.1, Unit 41535 and retrofits | 1151 | 1912 | Rate Constraint in lbs/MMBtu | FALSE | L | Annual | Standard MER | lb/MMBtu | 6e-07 | 6e-07 | 6e-07 | 6e-07 | 6e-07 | 6e-07 | 6e-07
NY New Units MER Rate Limit v3.1, Unit 41535 and retrofits | 1151 | 1912 | Rate Constraint in lbs/MMBtu | FALSE | L | Annual | Emissions at Affected Plants MER | lbs | 0 | 0 | 0 | 0 | 0 | 0 | 0
NY New Units MER Rate Limit v3.1, Unit 41535 and retrofits | 1151 | 1912 | Rate Constraint in lbs/MMBtu | FALSE | L | Annual | Allowances Purchased MER | lbs | 0 | 0 | 0 | 0 | 0 | 0 | 0
NY New Units MER Rate Limit v3.1, Unit 41535 and retrofits | 1151 | 1912 | Rate Constraint in lbs/MMBtu | FALSE | L | Annual | Allowances Sold MER | lbs | 0 | 0 | 0 | 0 | 0 | 0 | 0
NY New Units MER Rate Limit v3.1, Unit 41535 and retrofits | 1151 | 1912 | Rate Constraint in lbs/MMBtu | FALSE | L | Annual | Allowances Banked | lbs | 0 | 0 | 0 | 0 | 0 | 0 | 0
NY New Units MER Rate Limit v3.1, Unit 41535 and retrofits | 1151 | 1912 | Rate Constraint in lbs/MMBtu | FALSE | L | Annual | Allowances Withdrawn (1:1) | lbs | 0 | 0 | 0 | 0 | 0 | 0 | 0
NY New Units MER Rate Limit v3.1, Unit 41535 and retrofits | 1151 | 1912 | Rate Constraint in lbs/MMBtu | FALSE | L | Annual | Allowances Withdrawn (n:1) | lbs | 0 | 0 | 0 | 0 | 0 | 0 | 0
NY New Units MER Rate Limit v3.1, Unit 41535 and retrofits | 1151 | 1912 | Rate Constraint in lbs/MMBtu | FALSE | L | Annual | Net Emissions Allowance Position | lbs | 0 | 0 | 0 | 0 | 0 | 0 | 0
NY New Units MER Rate Limit v3.1, Unit 41535 and retrofits | 1151 | 1912 | Rate Constraint in lbs/MMBtu | FALSE | L | Annual | Fuel Consumed | TBtu | 0 | 0 | 0 | 0 | 0 | 0 | 0
NY New Units MER Rate Limit v3.1, Unit 41535 and retrofits | 1151 | 1912 | Rate Constraint in lbs/MMBtu | FALSE | L | Annual | Rate | lb/MMBtu | 0 | 0 | 0 | 0 | 0 | 0 | 0
NY New Units MER Rate Limit v3.1, Unit 41535 and retrofits | 1151 | 1912 | Rate Constraint in lbs/MMBtu | FALSE | L | Annual | Generation | TWh | 0 | 0 | 0 | 0 | 0 | 0 | 0
NY New Units MER Rate Limit v3.1, Unit 41535 and retrofits | 1151 | 1912 | Rate Constraint in lbs/MMBtu | FALSE | L | Annual | Qualifying Generation | TWh | 0 | 0 | 0 | 0 | 0 | 0 | 0
NY New Units MER Rate Limit v3.1, Unit 41535 and retrofits | 1151 | 1912 | Rate Constraint in lbs/MMBtu | FALSE | L | Annual | Rate | lb/MWh | 0 | 0 | 0 | 0 | 0 | 0 | 0
NY New Units MER Rate Limit v3.1, Unit 41535 and retrofits | 1151 | 1912 | Rate Constraint in lbs/MMBtu | FALSE | L | Annual | Constraint Shadow Price | US2011$/Lb | 0 | 0 | 1507160.4515 | 1665398.1418 | 1918401.5485 | 2222995.1788 | 2282635.724
NY New Units MER Rate Limit v3.1, Unit 41582 and retrofits | 1152 | 1912 | Rate Constraint in lbs/MMBtu | FALSE | L | Annual | Seasons Included | Seasons | Winter, Summer | Winter, Summer | Winter, Summer | Winter, Summer | Winter, Summer | Winter, Summer | Winter, Summer
NY New Units MER Rate Limit v3.1, Unit 41582 and retrofits | 1152 | 1912 | Rate Constraint in lbs/MMBtu | FALSE | L | Annual | Standard MER | lb/MMBtu | 6e-07 | 6e-07 | 6e-07 | 6e-07 | 6e-07 | 6e-07 | 6e-07
NY New Units MER Rate Limit v3.1, Unit 41582 and retrofits | 1152 | 1912 | Rate Constraint in lbs/MMBtu | FALSE | L | Annual | Emissions at Affected Plants MER | lbs | 0 | 0 | 0 | 0 | 0 | 0 | 0
NY New Units MER Rate Limit v3.1, Unit 41582 and retrofits | 1152 | 1912 | Rate Constraint in lbs/MMBtu | FALSE | L | Annual | Allowances Purchased MER | lbs | 0 | 0 | 0 | 0 | 0 | 0 | 0
NY New Units MER Rate Limit v3.1, Unit 41582 and retrofits | 1152 | 1912 | Rate Constraint in lbs/MMBtu | FALSE | L | Annual | Allowances Sold MER | lbs | 0 | 0 | 0 | 0 | 0 | 0 | 0
NY New Units MER Rate Limit v3.1, Unit 41582 and retrofits | 1152 | 1912 | Rate Constraint in lbs/MMBtu | FALSE | L | Annual | Allowances Banked | lbs | 0 | 0 | 0 | 0 | 0 | 0 | 0
NY New Units MER Rate Limit v3.1, Unit 41582 and retrofits | 1152 | 1912 | Rate Constraint in lbs/MMBtu | FALSE | L | Annual | Allowances Withdrawn (1:1) | lbs | 0 | 0 | 0 | 0 | 0 | 0 | 0
NY New Units MER Rate Limit v3.1, Unit 41582 and retrofits | 1152 | 1912 | Rate Constraint in lbs/MMBtu | FALSE | L | Annual | Allowances Withdrawn (n:1) | lbs | 0 | 0 | 0 | 0 | 0 | 0 | 0
NY New Units MER Rate Limit v3.1, Unit 41582 and retrofits | 1152 | 1912 | Rate Constraint in lbs/MMBtu | FALSE | L | Annual | Net Emissions Allowance Position | lbs | 0 | 0 | 0 | 0 | 0 | 0 | 0
NY New Units MER Rate Limit v3.1, Unit 41582 and retrofits | 1152 | 1912 | Rate Constraint in lbs/MMBtu | FALSE | L | Annual | Fuel Consumed | TBtu | 0 | 0 | 0 | 0 | 0 | 0 | 0
NY New Units MER Rate Limit v3.1, Unit 41582 and retrofits | 1152 | 1912 | Rate Constraint in lbs/MMBtu | FALSE | L | Annual | Rate | lb/MMBtu | 0 | 0 | 0 | 0 | 0 | 0 | 0
NY New Units MER Rate Limit v3.1, Unit 41582 and retrofits | 1152 | 1912 | Rate Constraint in lbs/MMBtu | FALSE | L | Annual | Generation | TWh | 0 | 0 | 0 | 0 | 0 | 0 | 0
NY New Units MER Rate Limit v3.1, Unit 41582 and retrofits | 1152 | 1912 | Rate Constraint in lbs/MMBtu | FALSE | L | Annual | Qualifying Generation | TWh | 0 | 0 | 0 | 0 | 0 | 0 | 0
NY New Units MER Rate Limit v3.1, Unit 41582 and retrofits | 1152 | 1912 | Rate Constraint in lbs/MMBtu | FALSE | L | Annual | Rate | lb/MWh | 0 | 0 | 0 | 0 | 0 | 0 | 0
NY New Units MER Rate Limit v3.1, Unit 41582 and retrofits | 1152 | 1912 | Rate Constraint in lbs/MMBtu | FALSE | L | Annual | Constraint Shadow Price | US2011$/Lb | 0 | 0 | 2205057.2644 | 2370232.967 | 2625006.6335 | 2912323.6737 | 2453712.8118
NY New Units MER Rate Limit v3.1, Unit 41589 and retrofits | 1153 | 1912 | Rate Constraint in lbs/MMBtu | FALSE | L | Annual | Seasons Included | Seasons | Winter, Summer | Winter, Summer | Winter, Summer | Winter, Summer | Winter, Summer | Winter, Summer | Winter, Summer
NY New Units MER Rate Limit v3.1, Unit 41589 and retrofits | 1153 | 1912 | Rate Constraint in lbs/MMBtu | FALSE | L | Annual | Standard MER | lb/MMBtu | 6e-07 | 6e-07 | 6e-07 | 6e-07 | 6e-07 | 6e-07 | 6e-07
NY New Units MER Rate Limit v3.1, Unit 41589 and retrofits | 1153 | 1912 | Rate Constraint in lbs/MMBtu | FALSE | L | Annual | Emissions at Affected Plants MER | lbs | 0 | 0 | 0 | 0 | 0 | 0 | 0
NY New Units MER Rate Limit v3.1, Unit 41589 and retrofits | 1153 | 1912 | Rate Constraint in lbs/MMBtu | FALSE | L | Annual | Allowances Purchased MER | lbs | 0 | 0 | 0 | 0 | 0 | 0 | 0
NY New Units MER Rate Limit v3.1, Unit 41589 and retrofits | 1153 | 1912 | Rate Constraint in lbs/MMBtu | FALSE | L | Annual | Allowances Sold MER | lbs | 0 | 0 | 0 | 0 | 0 | 0 | 0
NY New Units MER Rate Limit v3.1, Unit 41589 and retrofits | 1153 | 1912 | Rate Constraint in lbs/MMBtu | FALSE | L | Annual | Allowances Banked | lbs | 0 | 0 | 0 | 0 | 0 | 0 | 0
NY New Units MER Rate Limit v3.1, Unit 41589 and retrofits | 1153 | 1912 | Rate Constraint in lbs/MMBtu | FALSE | L | Annual | Allowances Withdrawn (1:1) | lbs | 0 | 0 | 0 | 0 | 0 | 0 | 0
NY New Units MER Rate Limit v3.1, Unit 41589 and retrofits | 1153 | 1912 | Rate Constraint in lbs/MMBtu | FALSE | L | Annual | Allowances Withdrawn (n:1) | lbs | 0 | 0 | 0 | 0 | 0 | 0 | 0
NY New Units MER Rate Limit v3.1, Unit 41589 and retrofits | 1153 | 1912 | Rate Constraint in lbs/MMBtu | FALSE | L | Annual | Net Emissions Allowance Position | lbs | 0 | 0 | 0 | 0 | 0 | 0 | 0
NY New Units MER Rate Limit v3.1, Unit 41589 and retrofits | 1153 | 1912 | Rate Constraint in lbs/MMBtu | FALSE | L | Annual | Fuel Consumed | TBtu | 0 | 0 | 0 | 0 | 0 | 0 | 0
NY New Units MER Rate Limit v3.1, Unit 41589 and retrofits | 1153 | 1912 | Rate Constraint in lbs/MMBtu | FALSE | L | Annual | Rate | lb/MMBtu | 0 | 0 | 0 | 0 | 0 | 0 | 0
NY New Units MER Rate Limit v3.1, Unit 41589 and retrofits | 1153 | 1912 | Rate Constraint in lbs/MMBtu | FALSE | L | Annual | Generation | TWh | 0 | 0 | 0 | 0 | 0 | 0 | 0
NY New Units MER Rate Limit v3.1, Unit 41589 and retrofits | 1153 | 1912 | Rate Constraint in lbs/MMBtu | FALSE | L | Annual | Qualifying Generation | TWh | 0 | 0 | 0 | 0 | 0 | 0 | 0
NY New Units MER Rate Limit v3.1, Unit 41589 and retrofits | 1153 | 1912 | Rate Constraint in lbs/MMBtu | FALSE | L | Annual | Rate | lb/MWh | 0 | 0 | 0 | 0 | 0 | 0 | 0
NY New Units MER Rate Limit v3.1, Unit 41589 and retrofits | 1153 | 1912 | Rate Constraint in lbs/MMBtu | FALSE | L | Annual | Constraint Shadow Price | US2011$/Lb | 0 | 0 | 2205054.1638 | 2370231.1852 | 2625005.747 | 1802613.4795 | 39815314.1823
NY New Units MER Rate Limit v3.1, Unit 41591 and retrofits | 1154 | 1912 | Rate Constraint in lbs/MMBtu | FALSE | L | Annual | Seasons Included | Seasons | Winter, Summer | Winter, Summer | Winter, Summer | Winter, Summer | Winter, Summer | Winter, Summer | Winter, Summer
NY New Units MER Rate Limit v3.1, Unit 41591 and retrofits | 1154 | 1912 | Rate Constraint in lbs/MMBtu | FALSE | L | Annual | Standard MER | lb/MMBtu | 6e-07 | 6e-07 | 6e-07 | 6e-07 | 6e-07 | 6e-07 | 6e-07
NY New Units MER Rate Limit v3.1, Unit 41591 and retrofits | 1154 | 1912 | Rate Constraint in lbs/MMBtu | FALSE | L | Annual | Emissions at Affected Plants MER | lbs | 0 | 0 | 0 | 0 | 0 | 0 | 0
NY New Units MER Rate Limit v3.1, Unit 41591 and retrofits | 1154 | 1912 | Rate Constraint in lbs/MMBtu | FALSE | L | Annual | Allowances Purchased MER | lbs | 0 | 0 | 0 | 0 | 0 | 0 | 0
NY New Units MER Rate Limit v3.1, Unit 41591 and retrofits | 1154 | 1912 | Rate Constraint in lbs/MMBtu | FALSE | L | Annual | Allowances Sold MER | lbs | 0 | 0 | 0 | 0 | 0 | 0 | 0
NY New Units MER Rate Limit v3.1, Unit 41591 and retrofits | 1154 | 1912 | Rate Constraint in lbs/MMBtu | FALSE | L | Annual | Allowances Banked | lbs | 0 | 0 | 0 | 0 | 0 | 0 | 0
NY New Units MER Rate Limit v3.1, Unit 41591 and retrofits | 1154 | 1912 | Rate Constraint in lbs/MMBtu | FALSE | L | Annual | Allowances Withdrawn (1:1) | lbs | 0 | 0 | 0 | 0 | 0 | 0 | 0
NY New Units MER Rate Limit v3.1, Unit 41591 and retrofits | 1154 | 1912 | Rate Constraint in lbs/MMBtu | FALSE | L | Annual | Allowances Withdrawn (n:1) | lbs | 0 | 0 | 0 | 0 | 0 | 0 | 0
NY New Units MER Rate Limit v3.1, Unit 41591 and retrofits | 1154 | 1912 | Rate Constraint in lbs/MMBtu | FALSE | L | Annual | Net Emissions Allowance Position | lbs | 0 | 0 | 0 | 0 | 0 | 0 | 0
NY New Units MER Rate Limit v3.1, Unit 41591 and retrofits | 1154 | 1912 | Rate Constraint in lbs/MMBtu | FALSE | L | Annual | Fuel Consumed | TBtu | 0 | 0 | 0 | 0 | 0 | 0 | 0
NY New Units MER Rate Limit v3.1, Unit 41591 and retrofits | 1154 | 1912 | Rate Constraint in lbs/MMBtu | FALSE | L | Annual | Rate | lb/MMBtu | 0 | 0 | 0 | 0 | 0 | 0 | 0
NY New Units MER Rate Limit v3.1, Unit 41591 and retrofits | 1154 | 1912 | Rate Constraint in lbs/MMBtu | FALSE | L | Annual | Generation | TWh | 0 | 0 | 0 | 0 | 0 | 0 | 0
NY New Units MER Rate Limit v3.1, Unit 41591 and retrofits | 1154 | 1912 | Rate Constraint in lbs/MMBtu | FALSE | L | Annual | Qualifying Generation | TWh | 0 | 0 | 0 | 0 | 0 | 0 | 0
NY New Units MER Rate Limit v3.1, Unit 41591 and retrofits | 1154 | 1912 | Rate Constraint in lbs/MMBtu | FALSE | L | Annual | Rate | lb/MWh | 0 | 0 | 0 | 0 | 0 | 0 | 0
NY New Units MER Rate Limit v3.1, Unit 41591 and retrofits | 1154 | 1912 | Rate Constraint in lbs/MMBtu | FALSE | L | Annual | Constraint Shadow Price | US2011$/Lb | 0 | 0 | 750967.9166 | 2326598.1601 | 2596168.4958 | 2100284.9522 | 2453712.8118
NY New Units MER Rate Limit v3.1, Unit 41641 and retrofits | 1155 | 1912 | Rate Constraint in lbs/MMBtu | FALSE | L | Annual | Seasons Included | Seasons | Winter, Summer | Winter, Summer | Winter, Summer | Winter, Summer | Winter, Summer | Winter, Summer | Winter, Summer
NY New Units MER Rate Limit v3.1, Unit 41641 and retrofits | 1155 | 1912 | Rate Constraint in lbs/MMBtu | FALSE | L | Annual | Standard MER | lb/MMBtu | 6e-07 | 6e-07 | 6e-07 | 6e-07 | 6e-07 | 6e-07 | 6e-07
NY New Units MER Rate Limit v3.1, Unit 41641 and retrofits | 1155 | 1912 | Rate Constraint in lbs/MMBtu | FALSE | L | Annual | Emissions at Affected Plants MER | lbs | 0 | 0 | 0 | 0 | 0 | 0 | 0
NY New Units MER Rate Limit v3.1, Unit 41641 and retrofits | 1155 | 1912 | Rate Constraint in lbs/MMBtu | FALSE | L | Annual | Allowances Purchased MER | lbs | 0 | 0 | 0 | 0 | 0 | 0 | 0
NY New Units MER Rate Limit v3.1, Unit 41641 and retrofits | 1155 | 1912 | Rate Constraint in lbs/MMBtu | FALSE | L | Annual | Allowances Sold MER | lbs | 0 | 0 | 0 | 0 | 0 | 0 | 0
NY New Units MER Rate Limit v3.1, Unit 41641 and retrofits | 1155 | 1912 | Rate Constraint in lbs/MMBtu | FALSE | L | Annual | Allowances Banked | lbs | 0 | 0 | 0 | 0 | 0 | 0 | 0
NY New Units MER Rate Limit v3.1, Unit 41641 and retrofits | 1155 | 1912 | Rate Constraint in lbs/MMBtu | FALSE | L | Annual | Allowances Withdrawn (1:1) | lbs | 0 | 0 | 0 | 0 | 0 | 0 | 0
NY New Units MER Rate Limit v3.1, Unit 41641 and retrofits | 1155 | 1912 | Rate Constraint in lbs/MMBtu | FALSE | L | Annual | Allowances Withdrawn (n:1) | lbs | 0 | 0 | 0 | 0 | 0 | 0 | 0
NY New Units MER Rate Limit v3.1, Unit 41641 and retrofits | 1155 | 1912 | Rate Constraint in lbs/MMBtu | FALSE | L | Annual | Net Emissions Allowance Position | lbs | 0 | 0 | 0 | 0 | 0 | 0 | 0
NY New Units MER Rate Limit v3.1, Unit 41641 and retrofits | 1155 | 1912 | Rate Constraint in lbs/MMBtu | FALSE | L | Annual | Fuel Consumed | TBtu | 0 | 0 | 0 | 0 | 0 | 0 | 0
NY New Units MER Rate Limit v3.1, Unit 41641 and retrofits | 1155 | 1912 | Rate Constraint in lbs/MMBtu | FALSE | L | Annual | Rate | lb/MMBtu | 0 | 0 | 0 | 0 | 0 | 0 | 0
NY New Units MER Rate Limit v3.1, Unit 41641 and retrofits | 1155 | 1912 | Rate Constraint in lbs/MMBtu | FALSE | L | Annual | Generation | TWh | 0 | 0 | 0 | 0 | 0 | 0 | 0
NY New Units MER Rate Limit v3.1, Unit 41641 and retrofits | 1155 | 1912 | Rate Constraint in lbs/MMBtu | FALSE | L | Annual | Qualifying Generation | TWh | 0 | 0 | 0 | 0 | 0 | 0 | 0
NY New Units MER Rate Limit v3.1, Unit 41641 and retrofits | 1155 | 1912 | Rate Constraint in lbs/MMBtu | FALSE | L | Annual | Rate | lb/MWh | 0 | 0 | 0 | 0 | 0 | 0 | 0
NY New Units MER Rate Limit v3.1, Unit 41641 and retrofits | 1155 | 1912 | Rate Constraint in lbs/MMBtu | FALSE | L | Annual | Constraint Shadow Price | US2011$/Lb | 0 | 0 | 43280087.1784 | 246840.2378 | 822560.8326 | 1496059.9714 | 411640.7841
NY New Units MER Rate Limit v3.1, Unit 41648 and retrofits | 1156 | 1912 | Rate Constraint in lbs/MMBtu | FALSE | L | Annual | Seasons Included | Seasons | Winter, Summer | Winter, Summer | Winter, Summer | Winter, Summer | Winter, Summer | Winter, Summer | Winter, Summer
NY New Units MER Rate Limit v3.1, Unit 41648 and retrofits | 1156 | 1912 | Rate Constraint in lbs/MMBtu | FALSE | L | Annual | Standard MER | lb/MMBtu | 6e-07 | 6e-07 | 6e-07 | 6e-07 | 6e-07 | 6e-07 | 6e-07
NY New Units MER Rate Limit v3.1, Unit 41648 and retrofits | 1156 | 1912 | Rate Constraint in lbs/MMBtu | FALSE | L | Annual | Emissions at Affected Plants MER | lbs | 0 | 0 | 0 | 0 | 0 | 0 | 0
NY New Units MER Rate Limit v3.1, Unit 41648 and retrofits | 1156 | 1912 | Rate Constraint in lbs/MMBtu | FALSE | L | Annual | Allowances Purchased MER | lbs | 0 | 0 | 0 | 0 | 0 | 0 | 0
NY New Units MER Rate Limit v3.1, Unit 41648 and retrofits | 1156 | 1912 | Rate Constraint in lbs/MMBtu | FALSE | L | Annual | Allowances Sold MER | lbs | 0 | 0 | 0 | 0 | 0 | 0 | 0
NY New Units MER Rate Limit v3.1, Unit 41648 and retrofits | 1156 | 1912 | Rate Constraint in lbs/MMBtu | FALSE | L | Annual | Allowances Banked | lbs | 0 | 0 | 0 | 0 | 0 | 0 | 0
NY New Units MER Rate Limit v3.1, Unit 41648 and retrofits | 1156 | 1912 | Rate Constraint in lbs/MMBtu | FALSE | L | Annual | Allowances Withdrawn (1:1) | lbs | 0 | 0 | 0 | 0 | 0 | 0 | 0
NY New Units MER Rate Limit v3.1, Unit 41648 and retrofits | 1156 | 1912 | Rate Constraint in lbs/MMBtu | FALSE | L | Annual | Allowances Withdrawn (n:1) | lbs | 0 | 0 | 0 | 0 | 0 | 0 | 0
NY New Units MER Rate Limit v3.1, Unit 41648 and retrofits | 1156 | 1912 | Rate Constraint in lbs/MMBtu | FALSE | L | Annual | Net Emissions Allowance Position | lbs | 0 | 0 | 0 | 0 | 0 | 0 | 0
NY New Units MER Rate Limit v3.1, Unit 41648 and retrofits | 1156 | 1912 | Rate Constraint in lbs/MMBtu | FALSE | L | Annual | Fuel Consumed | TBtu | 0 | 0 | 0 | 0 | 0 | 0 | 0
NY New Units MER Rate Limit v3.1, Unit 41648 and retrofits | 1156 | 1912 | Rate Constraint in lbs/MMBtu | FALSE | L | Annual | Rate | lb/MMBtu | 0 | 0 | 0 | 0 | 0 | 0 | 0
NY New Units MER Rate Limit v3.1, Unit 41648 and retrofits | 1156 | 1912 | Rate Constraint in lbs/MMBtu | FALSE | L | Annual | Generation | TWh | 0 | 0 | 0 | 0 | 0 | 0 | 0
NY New Units MER Rate Limit v3.1, Unit 41648 and retrofits | 1156 | 1912 | Rate Constraint in lbs/MMBtu | FALSE | L | Annual | Qualifying Generation | TWh | 0 | 0 | 0 | 0 | 0 | 0 | 0
NY New Units MER Rate Limit v3.1, Unit 41648 and retrofits | 1156 | 1912 | Rate Constraint in lbs/MMBtu | FALSE | L | Annual | Rate | lb/MWh | 0 | 0 | 0 | 0 | 0 | 0 | 0
NY New Units MER Rate Limit v3.1, Unit 41648 and retrofits | 1156 | 1912 | Rate Constraint in lbs/MMBtu | FALSE | L | Annual | Constraint Shadow Price | US2011$/Lb | 0 | 0 | 1856363.8507 | 844629.9363 | 788316.6441 | 711310.6025 | 411638.2362
NY New Units MER Rate Limit v3.1, Unit 41650 and retrofits | 1157 | 1912 | Rate Constraint in lbs/MMBtu | FALSE | L | Annual | Seasons Included | Seasons | Winter, Summer | Winter, Summer | Winter, Summer | Winter, Summer | Winter, Summer | Winter, Summer | Winter, Summer
NY New Units MER Rate Limit v3.1, Unit 41650 and retrofits | 1157 | 1912 | Rate Constraint in lbs/MMBtu | FALSE | L | Annual | Standard MER | lb/MMBtu | 6e-07 | 6e-07 | 6e-07 | 6e-07 | 6e-07 | 6e-07 | 6e-07
NY New Units MER Rate Limit v3.1, Unit 41650 and retrofits | 1157 | 1912 | Rate Constraint in lbs/MMBtu | FALSE | L | Annual | Emissions at Affected Plants MER | lbs | 0 | 0 | 0 | 0 | 0 | 0 | 0
NY New Units MER Rate Limit v3.1, Unit 41650 and retrofits | 1157 | 1912 | Rate Constraint in lbs/MMBtu | FALSE | L | Annual | Allowances Purchased MER | lbs | 0 | 0 | 0 | 0 | 0 | 0 | 0
NY New Units MER Rate Limit v3.1, Unit 41650 and retrofits | 1157 | 1912 | Rate Constraint in lbs/MMBtu | FALSE | L | Annual | Allowances Sold MER | lbs | 0 | 0 | 0 | 0 | 0 | 0 | 0
NY New Units MER Rate Limit v3.1, Unit 41650 and retrofits | 1157 | 1912 | Rate Constraint in lbs/MMBtu | FALSE | L | Annual | Allowances Banked | lbs | 0 | 0 | 0 | 0 | 0 | 0 | 0
NY New Units MER Rate Limit v3.1, Unit 41650 and retrofits | 1157 | 1912 | Rate Constraint in lbs/MMBtu | FALSE | L | Annual | Allowances Withdrawn (1:1) | lbs | 0 | 0 | 0 | 0 | 0 | 0 | 0
NY New Units MER Rate Limit v3.1, Unit 41650 and retrofits | 1157 | 1912 | Rate Constraint in lbs/MMBtu | FALSE | L | Annual | Allowances Withdrawn (n:1) | lbs | 0 | 0 | 0 | 0 | 0 | 0 | 0
NY New Units MER Rate Limit v3.1, Unit 41650 and retrofits | 1157 | 1912 | Rate Constraint in lbs/MMBtu | FALSE | L | Annual | Net Emissions Allowance Position | lbs | 0 | 0 | 0 | 0 | 0 | 0 | 0
NY New Units MER Rate Limit v3.1, Unit 41650 and retrofits | 1157 | 1912 | Rate Constraint in lbs/MMBtu | FALSE | L | Annual | Fuel Consumed | TBtu | 0 | 0 | 0 | 0 | 0 | 0 | 0
NY New Units MER Rate Limit v3.1, Unit 41650 and retrofits | 1157 | 1912 | Rate Constraint in lbs/MMBtu | FALSE | L | Annual | Rate | lb/MMBtu | 0 | 0 | 0 | 0 | 0 | 0 | 0
NY New Units MER Rate Limit v3.1, Unit 41650 and retrofits | 1157 | 1912 | Rate Constraint in lbs/MMBtu | FALSE | L | Annual | Generation | TWh | 0 | 0 | 0 | 0 | 0 | 0 | 0
NY New Units MER Rate Limit v3.1, Unit 41650 and retrofits | 1157 | 1912 | Rate Constraint in lbs/MMBtu | FALSE | L | Annual | Qualifying Generation | TWh | 0 | 0 | 0 | 0 | 0 | 0 | 0
NY New Units MER Rate Limit v3.1, Unit 41650 and retrofits | 1157 | 1912 | Rate Constraint in lbs/MMBtu | FALSE | L | Annual | Rate | lb/MWh | 0 | 0 | 0 | 0 | 0 | 0 | 0
NY New Units MER Rate Limit v3.1, Unit 41650 and retrofits | 1157 | 1912 | Rate Constraint in lbs/MMBtu | FALSE | L | Annual | Constraint Shadow Price | US2011$/Lb | 0 | 0 | 1803459.7813 | 821530.5305 | 788316.6441 | 674159.6894 | 360133.1249
NY New Units MER Rate Limit v3.1, Unit 41814 and retrofits | 1158 | 1912 | Rate Constraint in lbs/MMBtu | FALSE | L | Annual | Seasons Included | Seasons | Winter, Summer | Winter, Summer | Winter, Summer | Winter, Summer | Winter, Summer | Winter, Summer | Winter, Summer
NY New Units MER Rate Limit v3.1, Unit 41814 and retrofits | 1158 | 1912 | Rate Constraint in lbs/MMBtu | FALSE | L | Annual | Standard MER | lb/MMBtu | 6e-07 | 6e-07 | 6e-07 | 6e-07 | 6e-07 | 6e-07 | 6e-07
NY New Units MER Rate Limit v3.1, Unit 41814 and retrofits | 1158 | 1912 | Rate Constraint in lbs/MMBtu | FALSE | L | Annual | Emissions at Affected Plants MER | lbs | 0 | 0 | 0 | 0 | 0 | 0 | 0
NY New Units MER Rate Limit v3.1, Unit 41814 and retrofits | 1158 | 1912 | Rate Constraint in lbs/MMBtu | FALSE | L | Annual | Allowances Purchased MER | lbs | 0 | 0 | 0 | 0 | 0 | 0 | 0
NY New Units MER Rate Limit v3.1, Unit 41814 and retrofits | 1158 | 1912 | Rate Constraint in lbs/MMBtu | FALSE | L | Annual | Allowances Sold MER | lbs | 0 | 0 | 0 | 0 | 0 | 0 | 0
NY New Units MER Rate Limit v3.1, Unit 41814 and retrofits | 1158 | 1912 | Rate Constraint in lbs/MMBtu | FALSE | L | Annual | Allowances Banked | lbs | 0 | 0 | 0 | 0 | 0 | 0 | 0
NY New Units MER Rate Limit v3.1, Unit 41814 and retrofits | 1158 | 1912 | Rate Constraint in lbs/MMBtu | FALSE | L | Annual | Allowances Withdrawn (1:1) | lbs | 0 | 0 | 0 | 0 | 0 | 0 | 0
NY New Units MER Rate Limit v3.1, Unit 41814 and retrofits | 1158 | 1912 | Rate Constraint in lbs/MMBtu | FALSE | L | Annual | Allowances Withdrawn (n:1) | lbs | 0 | 0 | 0 | 0 | 0 | 0 | 0
NY New Units MER Rate Limit v3.1, Unit 41814 and retrofits | 1158 | 1912 | Rate Constraint in lbs/MMBtu | FALSE | L | Annual | Net Emissions Allowance Position | lbs | 0 | 0 | 0 | 0 | 0 | 0 | 0
NY New Units MER Rate Limit v3.1, Unit 41814 and retrofits | 1158 | 1912 | Rate Constraint in lbs/MMBtu | FALSE | L | Annual | Fuel Consumed | TBtu | 0 | 0 | 0 | 0 | 0 | 0 | 0
NY New Units MER Rate Limit v3.1, Unit 41814 and retrofits | 1158 | 1912 | Rate Constraint in lbs/MMBtu | FALSE | L | Annual | Rate | lb/MMBtu | 0 | 0 | 0 | 0 | 0 | 0 | 0
NY New Units MER Rate Limit v3.1, Unit 41814 and retrofits | 1158 | 1912 | Rate Constraint in lbs/MMBtu | FALSE | L | Annual | Generation | TWh | 0 | 0 | 0 | 0 | 0 | 0 | 0
NY New Units MER Rate Limit v3.1, Unit 41814 and retrofits | 1158 | 1912 | Rate Constraint in lbs/MMBtu | FALSE | L | Annual | Qualifying Generation | TWh | 0 | 0 | 0 | 0 | 0 | 0 | 0
NY New Units MER Rate Limit v3.1, Unit 41814 and retrofits | 1158 | 1912 | Rate Constraint in lbs/MMBtu | FALSE | L | Annual | Rate | lb/MWh | 0 | 0 | 0 | 0 | 0 | 0 | 0
NY New Units MER Rate Limit v3.1, Unit 41814 and retrofits | 1158 | 1912 | Rate Constraint in lbs/MMBtu | FALSE | L | Annual | Constraint Shadow Price | US2011$/Lb | 0 | 0 | 1005973.4107 | 453488.108 | 56752721.0912 | 1915247.0864 | 856528.2946
NY New Units MER Rate Limit v3.1, Unit 41821 and retrofits | 1159 | 1912 | Rate Constraint in lbs/MMBtu | FALSE | L | Annual | Seasons Included | Seasons | Winter, Summer | Winter, Summer | Winter, Summer | Winter, Summer | Winter, Summer | Winter, Summer | Winter, Summer
NY New Units MER Rate Limit v3.1, Unit 41821 and retrofits | 1159 | 1912 | Rate Constraint in lbs/MMBtu | FALSE | L | Annual | Standard MER | lb/MMBtu | 6e-07 | 6e-07 | 6e-07 | 6e-07 | 6e-07 | 6e-07 | 6e-07
NY New Units MER Rate Limit v3.1, Unit 41821 and retrofits | 1159 | 1912 | Rate Constraint in lbs/MMBtu | FALSE | L | Annual | Emissions at Affected Plants MER | lbs | 0 | 0 | 0 | 0 | 0 | 0 | 0
NY New Units MER Rate Limit v3.1, Unit 41821 and retrofits | 1159 | 1912 | Rate Constraint in lbs/MMBtu | FALSE | L | Annual | Allowances Purchased MER | lbs | 0 | 0 | 0 | 0 | 0 | 0 | 0
NY New Units MER Rate Limit v3.1, Unit 41821 and retrofits | 1159 | 1912 | Rate Constraint in lbs/MMBtu | FALSE | L | Annual | Allowances Sold MER | lbs | 0 | 0 | 0 | 0 | 0 | 0 | 0
NY New Units MER Rate Limit v3.1, Unit 41821 and retrofits | 1159 | 1912 | Rate Constraint in lbs/MMBtu | FALSE | L | Annual | Allowances Banked | lbs | 0 | 0 | 0 | 0 | 0 | 0 | 0
NY New Units MER Rate Limit v3.1, Unit 41821 and retrofits | 1159 | 1912 | Rate Constraint in lbs/MMBtu | FALSE | L | Annual | Allowances Withdrawn (1:1) | lbs | 0 | 0 | 0 | 0 | 0 | 0 | 0
NY New Units MER Rate Limit v3.1, Unit 41821 and retrofits | 1159 | 1912 | Rate Constraint in lbs/MMBtu | FALSE | L | Annual | Allowances Withdrawn (n:1) | lbs | 0 | 0 | 0 | 0 | 0 | 0 | 0
NY New Units MER Rate Limit v3.1, Unit 41821 and retrofits | 1159 | 1912 | Rate Constraint in lbs/MMBtu | FALSE | L | Annual | Net Emissions Allowance Position | lbs | 0 | 0 | 0 | 0 | 0 | 0 | 0
NY New Units MER Rate Limit v3.1, Unit 41821 and retrofits | 1159 | 1912 | Rate Constraint in lbs/MMBtu | FALSE | L | Annual | Fuel Consumed | TBtu | 0 | 0 | 0 | 0 | 0 | 0 | 0
NY New Units MER Rate Limit v3.1, Unit 41821 and retrofits | 1159 | 1912 | Rate Constraint in lbs/MMBtu | FALSE | L | Annual | Rate | lb/MMBtu | 0 | 0 | 0 | 0 | 0 | 0 | 0
NY New Units MER Rate Limit v3.1, Unit 41821 and retrofits | 1159 | 1912 | Rate Constraint in lbs/MMBtu | FALSE | L | Annual | Generation | TWh | 0 | 0 | 0 | 0 | 0 | 0 | 0
NY New Units MER Rate Limit v3.1, Unit 41821 and retrofits | 1159 | 1912 | Rate Constraint in lbs/MMBtu | FALSE | L | Annual | Qualifying Generation | TWh | 0 | 0 | 0 | 0 | 0 | 0 | 0
NY New Units MER Rate Limit v3.1, Unit 41821 and retrofits | 1159 | 1912 | Rate Constraint in lbs/MMBtu | FALSE | L | Annual | Rate | lb/MWh | 0 | 0 | 0 | 0 | 0 | 0 | 0
NY New Units MER Rate Limit v3.1, Unit 41821 and retrofits | 1159 | 1912 | Rate Constraint in lbs/MMBtu | FALSE | L | Annual | Constraint Shadow Price | US2011$/Lb | 0 | 0 | 1432574.3281 | 1524879.8604 | 1562365.2699 | 1745712.6965 | 2040954.0083
NY New Units MER Rate Limit v3.1, Unit 41823 and retrofits | 1160 | 1912 | Rate Constraint in lbs/MMBtu | FALSE | L | Annual | Seasons Included | Seasons | Winter, Summer | Winter, Summer | Winter, Summer | Winter, Summer | Winter, Summer | Winter, Summer | Winter, Summer
NY New Units MER Rate Limit v3.1, Unit 41823 and retrofits | 1160 | 1912 | Rate Constraint in lbs/MMBtu | FALSE | L | Annual | Standard MER | lb/MMBtu | 6e-07 | 6e-07 | 6e-07 | 6e-07 | 6e-07 | 6e-07 | 6e-07
NY New Units MER Rate Limit v3.1, Unit 41823 and retrofits | 1160 | 1912 | Rate Constraint in lbs/MMBtu | FALSE | L | Annual | Emissions at Affected Plants MER | lbs | 0 | 0 | 0 | 0 | 0 | 0 | 0
NY New Units MER Rate Limit v3.1, Unit 41823 and retrofits | 1160 | 1912 | Rate Constraint in lbs/MMBtu | FALSE | L | Annual | Allowances Purchased MER | lbs | 0 | 0 | 0 | 0 | 0 | 0 | 0
NY New Units MER Rate Limit v3.1, Unit 41823 and retrofits | 1160 | 1912 | Rate Constraint in lbs/MMBtu | FALSE | L | Annual | Allowances Sold MER | lbs | 0 | 0 | 0 | 0 | 0 | 0 | 0
NY New Units MER Rate Limit v3.1, Unit 41823 and retrofits | 1160 | 1912 | Rate Constraint in lbs/MMBtu | FALSE | L | Annual | Allowances Banked | lbs | 0 | 0 | 0 | 0 | 0 | 0 | 0
NY New Units MER Rate Limit v3.1, Unit 41823 and retrofits | 1160 | 1912 | Rate Constraint in lbs/MMBtu | FALSE | L | Annual | Allowances Withdrawn (1:1) | lbs | 0 | 0 | 0 | 0 | 0 | 0 | 0
NY New Units MER Rate Limit v3.1, Unit 41823 and retrofits | 1160 | 1912 | Rate Constraint in lbs/MMBtu | FALSE | L | Annual | Allowances Withdrawn (n:1) | lbs | 0 | 0 | 0 | 0 | 0 | 0 | 0
NY New Units MER Rate Limit v3.1, Unit 41823 and retrofits | 1160 | 1912 | Rate Constraint in lbs/MMBtu | FALSE | L | Annual | Net Emissions Allowance Position | lbs | 0 | 0 | 0 | 0 | 0 | 0 | 0
NY New Units MER Rate Limit v3.1, Unit 41823 and retrofits | 1160 | 1912 | Rate Constraint in lbs/MMBtu | FALSE | L | Annual | Fuel Consumed | TBtu | 0 | 0 | 0 | 0 | 0 | 0 | 0
NY New Units MER Rate Limit v3.1, Unit 41823 and retrofits | 1160 | 1912 | Rate Constraint in lbs/MMBtu | FALSE | L | Annual | Rate | lb/MMBtu | 0 | 0 | 0 | 0 | 0 | 0 | 0
NY New Units MER Rate Limit v3.1, Unit 41823 and retrofits | 1160 | 1912 | Rate Constraint in lbs/MMBtu | FALSE | L | Annual | Generation | TWh | 0 | 0 | 0 | 0 | 0 | 0 | 0
NY New Units MER Rate Limit v3.1, Unit 41823 and retrofits | 1160 | 1912 | Rate Constraint in lbs/MMBtu | FALSE | L | Annual | Qualifying Generation | TWh | 0 | 0 | 0 | 0 | 0 | 0 | 0
NY New Units MER Rate Limit v3.1, Unit 41823 and retrofits | 1160 | 1912 | Rate Constraint in lbs/MMBtu | FALSE | L | Annual | Rate | lb/MWh | 0 | 0 | 0 | 0 | 0 | 0 | 0
NY New Units MER Rate Limit v3.1, Unit 41823 and retrofits | 1160 | 1912 | Rate Constraint in lbs/MMBtu | FALSE | L | Annual | Constraint Shadow Price | US2011$/Lb | 0 | 0 | 1333327.1985 | 1404602.8291 | 1478341.2279 | 1702062.2616 | 2021519.9432
NY New Units MER Rate Limit v3.1, Unit 41870 and retrofits | 1161 | 1912 | Rate Constraint in lbs/MMBtu | FALSE | L | Annual | Seasons Included | Seasons | Winter, Summer | Winter, Summer | Winter, Summer | Winter, Summer | Winter, Summer | Winter, Summer | Winter, Summer
NY New Units MER Rate Limit v3.1, Unit 41870 and retrofits | 1161 | 1912 | Rate Constraint in lbs/MMBtu | FALSE | L | Annual | Standard MER | lb/MMBtu | 6e-07 | 6e-07 | 6e-07 | 6e-07 | 6e-07 | 6e-07 | 6e-07
NY New Units MER Rate Limit v3.1, Unit 41870 and retrofits | 1161 | 1912 | Rate Constraint in lbs/MMBtu | FALSE | L | Annual | Emissions at Affected Plants MER | lbs | 0 | 0 | 0 | 0 | 0 | 0 | 0
NY New Units MER Rate Limit v3.1, Unit 41870 and retrofits | 1161 | 1912 | Rate Constraint in lbs/MMBtu | FALSE | L | Annual | Allowances Purchased MER | lbs | 0 | 0 | 0 | 0 | 0 | 0 | 0
NY New Units MER Rate Limit v3.1, Unit 41870 and retrofits | 1161 | 1912 | Rate Constraint in lbs/MMBtu | FALSE | L | Annual | Allowances Sold MER | lbs | 0 | 0 | 0 | 0 | 0 | 0 | 0
NY New Units MER Rate Limit v3.1, Unit 41870 and retrofits | 1161 | 1912 | Rate Constraint in lbs/MMBtu | FALSE | L | Annual | Allowances Banked | lbs | 0 | 0 | 0 | 0 | 0 | 0 | 0
NY New Units MER Rate Limit v3.1, Unit 41870 and retrofits | 1161 | 1912 | Rate Constraint in lbs/MMBtu | FALSE | L | Annual | Allowances Withdrawn (1:1) | lbs | 0 | 0 | 0 | 0 | 0 | 0 | 0
NY New Units MER Rate Limit v3.1, Unit 41870 and retrofits | 1161 | 1912 | Rate Constraint in lbs/MMBtu | FALSE | L | Annual | Allowances Withdrawn (n:1) | lbs | 0 | 0 | 0 | 0 | 0 | 0 | 0
NY New Units MER Rate Limit v3.1, Unit 41870 and retrofits | 1161 | 1912 | Rate Constraint in lbs/MMBtu | FALSE | L | Annual | Net Emissions Allowance Position | lbs | 0 | 0 | 0 | 0 | 0 | 0 | 0
NY New Units MER Rate Limit v3.1, Unit 41870 and retrofits | 1161 | 1912 | Rate Constraint in lbs/MMBtu | FALSE | L | Annual | Fuel Consumed | TBtu | 0 | 0 | 0 | 0 | 0 | 0 | 0
NY New Units MER Rate Limit v3.1, Unit 41870 and retrofits | 1161 | 1912 | Rate Constraint in lbs/MMBtu | FALSE | L | Annual | Rate | lb/MMBtu | 0 | 0 | 0 | 0 | 0 | 0 | 0
NY New Units MER Rate Limit v3.1, Unit 41870 and retrofits | 1161 | 1912 | Rate Constraint in lbs/MMBtu | FALSE | L | Annual | Generation | TWh | 0 | 0 | 0 | 0 | 0 | 0 | 0
NY New Units MER Rate Limit v3.1, Unit 41870 and retrofits | 1161 | 1912 | Rate Constraint in lbs/MMBtu | FALSE | L | Annual | Qualifying Generation | TWh | 0 | 0 | 0 | 0 | 0 | 0 | 0
NY New Units MER Rate Limit v3.1, Unit 41870 and retrofits | 1161 | 1912 | Rate Constraint in lbs/MMBtu | FALSE | L | Annual | Rate | lb/MWh | 0 | 0 | 0 | 0 | 0 | 0 | 0
NY New Units MER Rate Limit v3.1, Unit 41870 and retrofits | 1161 | 1912 | Rate Constraint in lbs/MMBtu | FALSE | L | Annual | Constraint Shadow Price | US2011$/Lb | 0 | 0 | 2202196.5954 | 2367300.5613 | 13178140.033 | 16977859.4772 | 38826855.8565
NY New Units MER Rate Limit v3.1, Unit 41877 and retrofits | 1162 | 1912 | Rate Constraint in lbs/MMBtu | FALSE | L | Annual | Seasons Included | Seasons | Winter, Summer | Winter, Summer | Winter, Summer | Winter, Summer | Winter, Summer | Winter, Summer | Winter, Summer
NY New Units MER Rate Limit v3.1, Unit 41877 and retrofits | 1162 | 1912 | Rate Constraint in lbs/MMBtu | FALSE | L | Annual | Standard MER | lb/MMBtu | 6e-07 | 6e-07 | 6e-07 | 6e-07 | 6e-07 | 6e-07 | 6e-07
NY New Units MER Rate Limit v3.1, Unit 41877 and retrofits | 1162 | 1912 | Rate Constraint in lbs/MMBtu | FALSE | L | Annual | Emissions at Affected Plants MER | lbs | 0 | 0 | 0 | 0 | 0 | 0 | 0
NY New Units MER Rate Limit v3.1, Unit 41877 and retrofits | 1162 | 1912 | Rate Constraint in lbs/MMBtu | FALSE | L | Annual | Allowances Purchased MER | lbs | 0 | 0 | 0 | 0 | 0 | 0 | 0
NY New Units MER Rate Limit v3.1, Unit 41877 and retrofits | 1162 | 1912 | Rate Constraint in lbs/MMBtu | FALSE | L | Annual | Allowances Sold MER | lbs | 0 | 0 | 0 | 0 | 0 | 0 | 0
NY New Units MER Rate Limit v3.1, Unit 41877 and retrofits | 1162 | 1912 | Rate Constraint in lbs/MMBtu | FALSE | L | Annual | Allowances Banked | lbs | 0 | 0 | 0 | 0 | 0 | 0 | 0
NY New Units MER Rate Limit v3.1, Unit 41877 and retrofits | 1162 | 1912 | Rate Constraint in lbs/MMBtu | FALSE | L | Annual | Allowances Withdrawn (1:1) | lbs | 0 | 0 | 0 | 0 | 0 | 0 | 0
NY New Units MER Rate Limit v3.1, Unit 41877 and retrofits | 1162 | 1912 | Rate Constraint in lbs/MMBtu | FALSE | L | Annual | Allowances Withdrawn (n:1) | lbs | 0 | 0 | 0 | 0 | 0 | 0 | 0
NY New Units MER Rate Limit v3.1, Unit 41877 and retrofits | 1162 | 1912 | Rate Constraint in lbs/MMBtu | FALSE | L | Annual | Net Emissions Allowance Position | lbs | 0 | 0 | 0 | 0 | 0 | 0 | 0
NY New Units MER Rate Limit v3.1, Unit 41877 and retrofits | 1162 | 1912 | Rate Constraint in lbs/MMBtu | FALSE | L | Annual | Fuel Consumed | TBtu | 0 | 0 | 0 | 0 | 0 | 0 | 0
NY New Units MER Rate Limit v3.1, Unit 41877 and retrofits | 1162 | 1912 | Rate Constraint in lbs/MMBtu | FALSE | L | Annual | Rate | lb/MMBtu | 0 | 0 | 0 | 0 | 0 | 0 | 0
NY New Units MER Rate Limit v3.1, Unit 41877 and retrofits | 1162 | 1912 | Rate Constraint in lbs/MMBtu | FALSE | L | Annual | Generation | TWh | 0 | 0 | 0 | 0 | 0 | 0 | 0
NY New Units MER Rate Limit v3.1, Unit 41877 and retrofits | 1162 | 1912 | Rate Constraint in lbs/MMBtu | FALSE | L | Annual | Qualifying Generation | TWh | 0 | 0 | 0 | 0 | 0 | 0 | 0
NY New Units MER Rate Limit v3.1, Unit 41877 and retrofits | 1162 | 1912 | Rate Constraint in lbs/MMBtu | FALSE | L | Annual | Rate | lb/MWh | 0 | 0 | 0 | 0 | 0 | 0 | 0
NY New Units MER Rate Limit v3.1, Unit 41877 and retrofits | 1162 | 1912 | Rate Constraint in lbs/MMBtu | FALSE | L | Annual | Constraint Shadow Price | US2011$/Lb | 0 | 0 | 2202193.4948 | 2367298.2802 | 36312123.782 | 5091616.2075 | 15445648.0871
NY New Units MER Rate Limit v3.1, Unit 41879 and retrofits | 1163 | 1912 | Rate Constraint in lbs/MMBtu | FALSE | L | Annual | Seasons Included | Seasons | Winter, Summer | Winter, Summer | Winter, Summer | Winter, Summer | Winter, Summer | Winter, Summer | Winter, Summer
NY New Units MER Rate Limit v3.1, Unit 41879 and retrofits | 1163 | 1912 | Rate Constraint in lbs/MMBtu | FALSE | L | Annual | Standard MER | lb/MMBtu | 6e-07 | 6e-07 | 6e-07 | 6e-07 | 6e-07 | 6e-07 | 6e-07
NY New Units MER Rate Limit v3.1, Unit 41879 and retrofits | 1163 | 1912 | Rate Constraint in lbs/MMBtu | FALSE | L | Annual | Emissions at Affected Plants MER | lbs | 0 | 0 | 0 | 0 | 0 | 0 | 0
NY New Units MER Rate Limit v3.1, Unit 41879 and retrofits | 1163 | 1912 | Rate Constraint in lbs/MMBtu | FALSE | L | Annual | Allowances Purchased MER | lbs | 0 | 0 | 0 | 0 | 0 | 0 | 0
NY New Units MER Rate Limit v3.1, Unit 41879 and retrofits | 1163 | 1912 | Rate Constraint in lbs/MMBtu | FALSE | L | Annual | Allowances Sold MER | lbs | 0 | 0 | 0 | 0 | 0 | 0 | 0
NY New Units MER Rate Limit v3.1, Unit 41879 and retrofits | 1163 | 1912 | Rate Constraint in lbs/MMBtu | FALSE | L | Annual | Allowances Banked | lbs | 0 | 0 | 0 | 0 | 0 | 0 | 0
NY New Units MER Rate Limit v3.1, Unit 41879 and retrofits | 1163 | 1912 | Rate Constraint in lbs/MMBtu | FALSE | L | Annual | Allowances Withdrawn (1:1) | lbs | 0 | 0 | 0 | 0 | 0 | 0 | 0
NY New Units MER Rate Limit v3.1, Unit 41879 and retrofits | 1163 | 1912 | Rate Constraint in lbs/MMBtu | FALSE | L | Annual | Allowances Withdrawn (n:1) | lbs | 0 | 0 | 0 | 0 | 0 | 0 | 0
NY New Units MER Rate Limit v3.1, Unit 41879 and retrofits | 1163 | 1912 | Rate Constraint in lbs/MMBtu | FALSE | L | Annual | Net Emissions Allowance Position | lbs | 0 | 0 | 0 | 0 | 0 | 0 | 0
NY New Units MER Rate Limit v3.1, Unit 41879 and retrofits | 1163 | 1912 | Rate Constraint in lbs/MMBtu | FALSE | L | Annual | Fuel Consumed | TBtu | 0 | 0 | 0 | 0 | 0 | 0 | 0
NY New Units MER Rate Limit v3.1, Unit 41879 and retrofits | 1163 | 1912 | Rate Constraint in lbs/MMBtu | FALSE | L | Annual | Rate | lb/MMBtu | 0 | 0 | 0 | 0 | 0 | 0 | 0
NY New Units MER Rate Limit v3.1, Unit 41879 and retrofits | 1163 | 1912 | Rate Constraint in lbs/MMBtu | FALSE | L | Annual | Generation | TWh | 0 | 0 | 0 | 0 | 0 | 0 | 0
NY New Units MER Rate Limit v3.1, Unit 41879 and retrofits | 1163 | 1912 | Rate Constraint in lbs/MMBtu | FALSE | L | Annual | Qualifying Generation | TWh | 0 | 0 | 0 | 0 | 0 | 0 | 0
NY New Units MER Rate Limit v3.1, Unit 41879 and retrofits | 1163 | 1912 | Rate Constraint in lbs/MMBtu | FALSE | L | Annual | Rate | lb/MWh | 0 | 0 | 0 | 0 | 0 | 0 | 0
NY New Units MER Rate Limit v3.1, Unit 41879 and retrofits | 1163 | 1912 | Rate Constraint in lbs/MMBtu | FALSE | L | Annual | Constraint Shadow Price | US2011$/Lb | 0 | 0 | 2150142.2813 | 2324466.6325 | 81995804.3524 | 5091616.2075 | 844933.2629
OR Utility Hg Rule - MER Removal Annual v3.1 | 1164 | 1512 | MACT Fuel Choice Floor in lbs/MMBtu | FALSE | L | Annual | Seasons Included | Seasons | Winter, Summer | Winter, Summer | Winter, Summer | Winter, Summer | Winter, Summer | Winter, Summer | Winter, Summer
OR Utility Hg Rule - MER Removal Annual v3.1 | 1164 | 1512 | MACT Fuel Choice Floor in lbs/MMBtu | FALSE | L | Annual | Emission Floor | lbs/MMBtu | 6e-07 | 6e-07 | 6e-07 | 6e-07 | 6e-07 | 6e-07 | 6e-07
OR Utility Hg Rule - MER Removal Annual v3.1 | 1164 | 1512 | MACT Fuel Choice Floor in lbs/MMBtu | FALSE | L | Annual | Emissions at Affected Plants MER | lbs | 8.49 | 9.8825 | 0 | 0 | 0 | 0 | 0
OR Utility Hg Rule - MER Removal Annual v3.1 | 1164 | 1512 | MACT Fuel Choice Floor in lbs/MMBtu | FALSE | L | Annual | Allowances Purchased MER | lbs | 0 | 0 | 0 | 0 | 0 | 0 | 0
OR Utility Hg Rule - MER Removal Annual v3.1 | 1164 | 1512 | MACT Fuel Choice Floor in lbs/MMBtu | FALSE | L | Annual | Allowances Sold MER | lbs | 0 | 0 | 0 | 0 | 0 | 0 | 0
OR Utility Hg Rule - MER Removal Annual v3.1 | 1164 | 1512 | MACT Fuel Choice Floor in lbs/MMBtu | FALSE | L | Annual | Allowances Banked | lbs | 0 | 0 | 0 | 0 | 0 | 0 | 0
OR Utility Hg Rule - MER Removal Annual v3.1 | 1164 | 1512 | MACT Fuel Choice Floor in lbs/MMBtu | FALSE | L | Annual | Allowances Withdrawn (1:1) | lbs | 0 | 0 | 0 | 0 | 0 | 0 | 0
OR Utility Hg Rule - MER Removal Annual v3.1 | 1164 | 1512 | MACT Fuel Choice Floor in lbs/MMBtu | FALSE | L | Annual | Allowances Withdrawn (n:1) | lbs | 0 | 0 | 0 | 0 | 0 | 0 | 0
OR Utility Hg Rule - MER Removal Annual v3.1 | 1164 | 1512 | MACT Fuel Choice Floor in lbs/MMBtu | FALSE | L | Annual | Net Emissions Allowance Position | lbs | 8.49 | 9.8825 | 0 | 0 | 0 | 0 | 0
OR Utility Hg Rule - MER Removal Annual v3.1 | 1164 | 1512 | MACT Fuel Choice Floor in lbs/MMBtu | FALSE | L | Annual | Fuel Consumed | TBtu | 21.0246 | 24.4731 | 0 | 0 | 0 | 0 | 0
OR Utility Hg Rule - MER Removal Annual v3.1 | 1164 | 1512 | MACT Fuel Choice Floor in lbs/MMBtu | FALSE | L | Annual | Rate | lb/MMBtu | 4.0381e-07 | 4.0381e-07 | 0 | 0 | 0 | 0 | 0
OR Utility Hg Rule - MER Removal Annual v3.1 | 1164 | 1512 | MACT Fuel Choice Floor in lbs/MMBtu | FALSE | L | Annual | Generation | TWh | 2.1385 | 2.4892 | 0 | 0 | 0 | 0 | 0
OR Utility Hg Rule - MER Removal Annual v3.1 | 1164 | 1512 | MACT Fuel Choice Floor in lbs/MMBtu | FALSE | L | Annual | Qualifying Generation | TWh | 2.1385 | 2.4892 | 0 | 0 | 0 | 0 | 0
OR Utility Hg Rule - MER Removal Annual v3.1 | 1164 | 1512 | MACT Fuel Choice Floor in lbs/MMBtu | FALSE | L | Annual | Constraint Shadow Price | US2011$/Lb | 0 | 0 | 0 | 0 | 0 | 0 | 0
OR Utility Hg Rule - MER Removal New Units v3.1 | 1165 | 1514 | Rate Constraint in lbs/MMBtu | FALSE | L | Annual | Seasons Included | Seasons | Winter, Summer | Winter, Summer | Winter, Summer | Winter, Summer | Winter, Summer | Winter, Summer | Winter, Summer
OR Utility Hg Rule - MER Removal New Units v3.1 | 1165 | 1514 | Rate Constraint in lbs/MMBtu | FALSE | L | Annual | Standard MER | lb/MMBtu | 6e-07 | 6e-07 | 6e-07 | 6e-07 | 6e-07 | 6e-07 | 6e-07
OR Utility Hg Rule - MER Removal New Units v3.1 | 1165 | 1514 | Rate Constraint in lbs/MMBtu | FALSE | L | Annual | Emissions at Affected Plants MER | lbs | 0 | 0 | 0 | 0 | 0 | 0 | 0
OR Utility Hg Rule - MER Removal New Units v3.1 | 1165 | 1514 | Rate Constraint in lbs/MMBtu | FALSE | L | Annual | Allowances Purchased MER | lbs | 0 | 0 | 0 | 0 | 0 | 0 | 0
OR Utility Hg Rule - MER Removal New Units v3.1 | 1165 | 1514 | Rate Constraint in lbs/MMBtu | FALSE | L | Annual | Allowances Sold MER | lbs | 0 | 0 | 0 | 0 | 0 | 0 | 0
OR Utility Hg Rule - MER Removal New Units v3.1 | 1165 | 1514 | Rate Constraint in lbs/MMBtu | FALSE | L | Annual | Allowances Banked | lbs | 0 | 0 | 0 | 0 | 0 | 0 | 0
OR Utility Hg Rule - MER Removal New Units v3.1 | 1165 | 1514 | Rate Constraint in lbs/MMBtu | FALSE | L | Annual | Allowances Withdrawn (1:1) | lbs | 0 | 0 | 0 | 0 | 0 | 0 | 0
OR Utility Hg Rule - MER Removal New Units v3.1 | 1165 | 1514 | Rate Constraint in lbs/MMBtu | FALSE | L | Annual | Allowances Withdrawn (n:1) | lbs | 0 | 0 | 0 | 0 | 0 | 0 | 0
OR Utility Hg Rule - MER Removal New Units v3.1 | 1165 | 1514 | Rate Constraint in lbs/MMBtu | FALSE | L | Annual | Net Emissions Allowance Position | lbs | 0 | 0 | 0 | 0 | 0 | 0 | 0
OR Utility Hg Rule - MER Removal New Units v3.1 | 1165 | 1514 | Rate Constraint in lbs/MMBtu | FALSE | L | Annual | Fuel Consumed | TBtu | 0 | 0 | 0 | 0 | 0 | 0 | 0
OR Utility Hg Rule - MER Removal New Units v3.1 | 1165 | 1514 | Rate Constraint in lbs/MMBtu | FALSE | L | Annual | Rate | lb/MMBtu | 0 | 0 | 0 | 0 | 0 | 0 | 0
OR Utility Hg Rule - MER Removal New Units v3.1 | 1165 | 1514 | Rate Constraint in lbs/MMBtu | FALSE | L | Annual | Generation | TWh | 0 | 0 | 0 | 0 | 0 | 0 | 0
OR Utility Hg Rule - MER Removal New Units v3.1 | 1165 | 1514 | Rate Constraint in lbs/MMBtu | FALSE | L | Annual | Qualifying Generation | TWh | 0 | 0 | 0 | 0 | 0 | 0 | 0
OR Utility Hg Rule - MER Removal New Units v3.1 | 1165 | 1514 | Rate Constraint in lbs/MMBtu | FALSE | L | Annual | Rate | lb/MWh | 0 | 0 | 0 | 0 | 0 | 0 | 0
OR Utility Hg Rule - MER Removal New Units v3.1 | 1165 | 1514 | Rate Constraint in lbs/MMBtu | FALSE | L | Annual | Constraint Shadow Price | US2011$/Lb | 0 | 0 | 0 | 0 | 0 | 0 | 176396.5683
RGGI CO2 Annual Constraint v5.13 | 1166 | 5896 | Rate Constraint in MTons | FALSE | L | Annual | Seasons Included | Seasons | Winter, Summer | Winter, Summer | Winter, Summer | Winter, Summer | Winter, Summer | Winter, Summer | Winter, Summer
RGGI CO2 Annual Constraint v5.13 | 1166 | 5896 | Rate Constraint in MTons | FALSE | L | Annual | Standard CO2 | Thousand Tons | 121249.4676 | 64187.979 | 69652.529 | 78175.2154 | 78175.2154 | 78175.2154 | 78175.2154
RGGI CO2 Annual Constraint v5.13 | 1166 | 5896 | Rate Constraint in MTons | FALSE | L | Annual | Emissions at Affected Plants CO2 | Thousand Tons | 85249.3421 | 74394.8905 | 77545.5222 | 72716.7338 | 73224.3726 | 84060.5796 | 92683.9594
RGGI CO2 Annual Constraint v5.13 | 1166 | 5896 | Rate Constraint in MTons | FALSE | L | Annual | Allowances Purchased CO2 | Thousand Tons | 0 | 0 | 0 | 0 | 0 | 0 | -12664.9149
RGGI CO2 Annual Constraint v5.13 | 1166 | 5896 | Rate Constraint in MTons | FALSE | L | Annual | Allowances Sold CO2 | Thousand Tons | 0 | 0 | 0 | 0 | 0 | 0 | 0
RGGI CO2 Annual Constraint v5.13 | 1166 | 5896 | Rate Constraint in MTons | FALSE | L | Annual | Allowances Banked | Thousand Tons | 36000.1255 | 0 | 0 | 5458.4817 | 4950.843 | 0 | 0
RGGI CO2 Annual Constraint v5.13 | 1166 | 5896 | Rate Constraint in MTons | FALSE | L | Annual | Allowances Withdrawn (1:1) | Thousand Tons | 0 | 0 | -7892.9931 | 0 | 0 | 0 | -1843.8291
RGGI CO2 Annual Constraint v5.13 | 1166 | 5896 | Rate Constraint in MTons | FALSE | L | Annual | Allowances Withdrawn (n:1) | Thousand Tons | 0 | -10206911.51 | 0 | 0 | 0 | -5885364.3754 | 0
RGGI CO2 Annual Constraint v5.13 | 1166 | 5896 | Rate Constraint in MTons | FALSE | L | Annual | Net Emissions Allowance Position | Thousand Tons | 121249.4676 | -10132516.6195 | 69652.529 | 78175.2155 | 78175.2155 | -5801303.7958 | 78175.2154
RGGI CO2 Annual Constraint v5.13 | 1166 | 5896 | Rate Constraint in MTons | FALSE | L | Annual | Fuel Consumed | TBtu | 1306.7195 | 1175.9624 | 1208.8772 | 1147.9285 | 1145.5242 | 1390.0148 | 1540.9452
RGGI CO2 Annual Constraint v5.13 | 1166 | 5896 | Rate Constraint in MTons | FALSE | L | Annual | Rate | lb/MMBtu | 130.4784 | 126.526 | 128.2935 | 126.6921 | 127.8443 | 120.9492 | 120.2949
RGGI CO2 Annual Constraint v5.13 | 1166 | 5896 | Rate Constraint in MTons | FALSE | L | Annual | Generation | TWh | 166.6321 | 156.2063 | 159.8747 | 153.1256 | 166.5604 | 279.8652 | 346.3361
RGGI CO2 Annual Constraint v5.13 | 1166 | 5896 | Rate Constraint in MTons | FALSE | L | Annual | Qualifying Generation | TWh | 166.6315 | 156.2054 | 159.8726 | 153.1228 | 152.7966 | 197.7534 | 223.8461
RGGI CO2 Annual Constraint v5.13 | 1166 | 5896 | Rate Constraint in MTons | FALSE | L | Annual | Rate | lb/MWh | 1023.2077 | 952.5265 | 970.0917 | 949.783 | 958.4553 | 850.1556 | 828.1042
RGGI CO2 Annual Constraint v5.13 | 1166 | 5896 | Rate Constraint in MTons | FALSE | L | Annual | Constraint Shadow Price | US2011$/Ton | 2.4559 | 2.6344 | 2.9562 | 3.6428 | 4.7022 | 7.0831 | 11.619
RPS v5.14- AZNM (19) | 1167 | 6171 | Generation Constraint in GWh | FALSE | G | Annual | Seasons Included | Seasons | Winter, Summer | Winter, Summer | Winter, Summer | Winter, Summer | Winter, Summer | Winter, Summer | Winter, Summer
RPS v5.14- AZNM (19) | 1167 | 6171 | Generation Constraint in GWh | FALSE | G | Annual | Standard GWh | GWh | 9672.8254 | 10457.9306 | 12384.4841 | 14964.4694 | 16401.6202 | 17886.903 | 19753.9466
RPS v5.14- AZNM (19) | 1167 | 6171 | Generation Constraint in GWh | FALSE | G | Annual | Emissions at Affected Plants | GWh | 17941.7009 | 20541.5817 | 20539.2949 | 21235.0923 | 21771.8625 | 47001.3512 | 51271.4761
RPS v5.14- AZNM (19) | 1167 | 6171 | Generation Constraint in GWh | FALSE | G | Annual | Allowances Purchased | GWh | 0 | 0 | 0 | 0 | 0 | 0 | 0
RPS v5.14- AZNM (19) | 1167 | 6171 | Generation Constraint in GWh | FALSE | G | Annual | Allowances Sold | GWh | 0 | 0 | 0 | 0 | 0 | 0 | 0
RPS v5.14- AZNM (19) | 1167 | 6171 | Generation Constraint in GWh | FALSE | G | Annual | Allowances Banked | GWh | 0 | 0 | 0 | 0 | 0 | 0 | 0
RPS v5.14- AZNM (19) | 1167 | 6171 | Generation Constraint in GWh | FALSE | G | Annual | Allowances Withdrawn (1:1) | GWh | 0 | 0 | 0 | 0 | 0 | 0 | 0
RPS v5.14- AZNM (19) | 1167 | 6171 | Generation Constraint in GWh | FALSE | G | Annual | Allowances Withdrawn (n:1) | GWh | 0 | 0 | 0 | 0 | 0 | 0 | 0
RPS v5.14- AZNM (19) | 1167 | 6171 | Generation Constraint in GWh | FALSE | G | Annual | Net Emissions Allowance Position | GWh | 17941.7009 | 20541.5817 | 20539.2949 | 21235.0923 | 21771.8625 | 47001.3512 | 51271.4761
RPS v5.14- AZNM (19) | 1167 | 6171 | Generation Constraint in GWh | FALSE | G | Annual | Fuel Consumed | TBtu | 42.0258 | 44.0612 | 44.0612 | 62.0363 | 77.8254 | 83.015 | 100.0347
RPS v5.14- AZNM (19) | 1167 | 6171 | Generation Constraint in GWh | FALSE | G | Annual | Heat Rate | MMBtu/MWh | 2.3424 | 2.145 | 2.1452 | 2.9214 | 3.5746 | 1.7662 | 1.9511
RPS v5.14- AZNM (19) | 1167 | 6171 | Generation Constraint in GWh | FALSE | G | Annual | Generation | TWh | 17.9417 | 20.5416 | 20.5393 | 21.2351 | 21.7719 | 47.0014 | 51.2715
RPS v5.14- AZNM (19) | 1167 | 6171 | Generation Constraint in GWh | FALSE | G | Annual | Qualifying Generation | TWh | 17.9417 | 20.5416 | 20.5393 | 21.2351 | 21.7719 | 47.0014 | 51.2715
RPS v5.14- AZNM (19) | 1167 | 6171 | Generation Constraint in GWh | FALSE | G | Annual | Rate | lb/MWh | 0 | 0 | 0 | 0 | 0 | 0 | 0
RPS v5.14- AZNM (19) | 1167 | 6171 | Generation Constraint in GWh | FALSE | G | Annual | Constraint Shadow Price | US2011$/MWh | 0 | 0 | 0 | 0 | 0 | 0 | 0
RPS v5.14- CAMX (20) | 1168 | 6172 | Generation Constraint in GWh | FALSE | G | Annual | Seasons Included | Seasons | Winter, Summer | Winter, Summer | Winter, Summer | Winter, Summer | Winter, Summer | Winter, Summer | Winter, Summer
RPS v5.14- CAMX (20) | 1168 | 6172 | Generation Constraint in GWh | FALSE | G | Annual | Standard GWh | GWh | 43126.709 | 47697.189 | 52059.38 | 61015.385 | 70669.754 | 90453.289 | 115775.0951
RPS v5.14- CAMX (20) | 1168 | 6172 | Generation Constraint in GWh | FALSE | G | Annual | Emissions at Affected Plants | GWh | 43126.709 | 50569.4298 | 55988.1529 | 61015.385 | 70669.754 | 103931.0454 | 115775.0951
RPS v5.14- CAMX (20) | 1168 | 6172 | Generation Constraint in GWh | FALSE | G | Annual | Allowances Purchased | GWh | 0 | 0 | 0 | 0 | 0 | 0 | 0
RPS v5.14- CAMX (20) | 1168 | 6172 | Generation Constraint in GWh | FALSE | G | Annual | Allowances Sold | GWh | 0 | 0 | 0 | 0 | 0 | 0 | 0
RPS v5.14- CAMX (20) | 1168 | 6172 | Generation Constraint in GWh | FALSE | G | Annual | Allowances Banked | GWh | 0 | 0 | 0 | 0 | 0 | 0 | 0
RPS v5.14- CAMX (20) | 1168 | 6172 | Generation Constraint in GWh | FALSE | G | Annual | Allowances Withdrawn (1:1) | GWh | 0 | 0 | 0 | 0 | 0 | 0 | 0
RPS v5.14- CAMX (20) | 1168 | 6172 | Generation Constraint in GWh | FALSE | G | Annual | Allowances Withdrawn (n:1) | GWh | 0 | 0 | 0 | 0 | 0 | 0 | 0
RPS v5.14- CAMX (20) | 1168 | 6172 | Generation Constraint in GWh | FALSE | G | Annual | Net Emissions Allowance Position | GWh | 43126.709 | 50569.4298 | 55988.1529 | 61015.385 | 70669.754 | 103931.0454 | 115775.0951
RPS v5.14- CAMX (20) | 1168 | 6172 | Generation Constraint in GWh | FALSE | G | Annual | Fuel Consumed | TBtu | 142.8837 | 123.5714 | 274.7134 | 325.437 | 347.7988 | 322.0128 | 409.4996
RPS v5.14- CAMX (20) | 1168 | 6172 | Generation Constraint in GWh | FALSE | G | Annual | Heat Rate | MMBtu/MWh | 3.3131 | 2.4436 | 4.9066 | 5.3337 | 4.9215 | 3.0983 | 3.537
RPS v5.14- CAMX (20) | 1168 | 6172 | Generation Constraint in GWh | FALSE | G | Annual | Generation | TWh | 43.1267 | 50.5694 | 55.9882 | 61.0154 | 70.6698 | 103.931 | 115.7751
RPS v5.14- CAMX (20) | 1168 | 6172 | Generation Constraint in GWh | FALSE | G | Annual | Qualifying Generation | TWh | 43.1267 | 50.5694 | 55.9882 | 61.0154 | 70.6698 | 103.931 | 115.7751
RPS v5.14- CAMX (20) | 1168 | 6172 | Generation Constraint in GWh | FALSE | G | Annual | Rate | lb/MWh | 0 | 0 | 0 | 0 | 0 | 0 | 0
RPS v5.14- CAMX (20) | 1168 | 6172 | Generation Constraint in GWh | FALSE | G | Annual | Constraint Shadow Price | US2011$/MWh | 19.9747 | 0 | 0 | 10.3387 | 8.179 | 0 | 15.1695
RPS v5.14- ERCOT (1) | 1169 | 6157 | Generation Constraint in GWh | FALSE | G | Annual | Seasons Included | Seasons | Winter, Summer | Winter, Summer | Winter, Summer | Winter, Summer | Winter, Summer | Winter, Summer | Winter, Summer
RPS v5.14- ERCOT (1) | 1169 | 6157 | Generation Constraint in GWh | FALSE | G | Annual | Standard GWh | GWh | 14636.2101 | 14804.8712 | 15205.9193 | 15864.1548 | 16750.6323 | 18157.9546 | 19894.8074
RPS v5.14- ERCOT (1) | 1169 | 6157 | Generation Constraint in GWh | FALSE | G | Annual | Emissions at Affected Plants | GWh | 48763.5035 | 52828.2987 | 52770.8738 | 52672.72 | 53056.4768 | 132318.7683 | 140488.5626
RPS v5.14- ERCOT (1) | 1169 | 6157 | Generation Constraint in GWh | FALSE | G | Annual | Allowances Purchased | GWh | 0 | 0 | 0 | 0 | 0 | 0 | 0
RPS v5.14- ERCOT (1) | 1169 | 6157 | Generation Constraint in GWh | FALSE | G | Annual | Allowances Sold | GWh | 0 | 0 | 0 | 0 | 0 | 0 | 0
RPS v5.14- ERCOT (1) | 1169 | 6157 | Generation Constraint in GWh | FALSE | G | Annual | Allowances Banked | GWh | 0 | 0 | 0 | 0 | 0 | 0 | 0
RPS v5.14- ERCOT (1) | 1169 | 6157 | Generation Constraint in GWh | FALSE | G | Annual | Allowances Withdrawn (1:1) | GWh | 0 | 0 | 0 | 0 | 0 | 0 | 0
RPS v5.14- ERCOT (1) | 1169 | 6157 | Generation Constraint in GWh | FALSE | G | Annual | Allowances Withdrawn (n:1) | GWh | 0 | 0 | 0 | 0 | 0 | 0 | 0
RPS v5.14- ERCOT (1) | 1169 | 6157 | Generation Constraint in GWh | FALSE | G | Annual | Net Emissions Allowance Position | GWh | 48763.5035 | 52828.2987 | 52770.8738 | 52672.72 | 53056.4768 | 132318.7683 | 140488.5626
RPS v5.14- ERCOT (1) | 1169 | 6157 | Generation Constraint in GWh | FALSE | G | Annual | Fuel Consumed | TBtu | 18.2819 | 17.8103 | 17.3067 | 16.0108 | 21.4901 | 30.2081 | 39.982
RPS v5.14- ERCOT (1) | 1169 | 6157 | Generation Constraint in GWh | FALSE | G | Annual | Heat Rate | MMBtu/MWh | 0.37491 | 0.33714 | 0.32796 | 0.30397 | 0.40504 | 0.2283 | 0.28459
RPS v5.14- ERCOT (1) | 1169 | 6157 | Generation Constraint in GWh | FALSE | G | Annual | Generation | TWh | 48.7635 | 52.8283 | 52.7709 | 52.6727 | 53.0565 | 132.3188 | 140.4886
RPS v5.14- ERCOT (1) | 1169 | 6157 | Generation Constraint in GWh | FALSE | G | Annual | Qualifying Generation | TWh | 48.7635 | 52.8283 | 52.7709 | 52.6727 | 53.0565 | 132.3188 | 140.4886
RPS v5.14- ERCOT (1) | 1169 | 6157 | Generation Constraint in GWh | FALSE | G | Annual | Rate | lb/MWh | 0 | 0 | 0 | 0 | 0 | 0 | 0
RPS v5.14- ERCOT (1) | 1169 | 6157 | Generation Constraint in GWh | FALSE | G | Annual | Constraint Shadow Price | US2011$/MWh | 0 | 0 | 0 | 0 | 0 | 0 | 0
RPS v5.14- MROE (3) | 1170 | 6158 | Generation Constraint in GWh | FALSE | G | Annual | Seasons Included | Seasons | Winter, Summer | Winter, Summer | Winter, Summer | Winter, Summer | Winter, Summer | Winter, Summer | Winter, Summer
RPS v5.14- MROE (3) | 1170 | 6158 | Generation Constraint in GWh | FALSE | G | Annual | Standard GWh | GWh | 2214.3733 | 2248.0874 | 2258.8881 | 2297.0294 | 2353.4262 | 2419.8582 | 2493.286
RPS v5.14- MROE (3) | 1170 | 6158 | Generation Constraint in GWh | FALSE | G | Annual | Emissions at Affected Plants | GWh | 4744.0948 | 5352.5891 | 5378.3051 | 5469.1177 | 5611.6464 | 5761.5672 | 5936.3952
RPS v5.14- MROE (3) | 1170 | 6158 | Generation Constraint in GWh | FALSE | G | Annual | Allowances Purchased | GWh | 221.8535 | 0 | 0 | 0 | 0 | 0 | 0
RPS v5.14- MROE (3) | 1170 | 6158 | Generation Constraint in GWh | FALSE | G | Annual | Allowances Sold | GWh | 0 | 0 | 0 | 0 | 0 | 0 | 0
RPS v5.14- MROE (3) | 1170 | 6158 | Generation Constraint in GWh | FALSE | G | Annual | Allowances Banked | GWh | 0 | 0 | 0 | 0 | 0 | 0 | 0
RPS v5.14- MROE (3) | 1170 | 6158 | Generation Constraint in GWh | FALSE | G | Annual | Allowances Withdrawn (1:1) | GWh | 0 | 0 | 0 | 0 | 0 | 0 | 0
RPS v5.14- MROE (3) | 1170 | 6158 | Generation Constraint in GWh | FALSE | G | Annual | Allowances Withdrawn (n:1) | GWh | 0 | 0 | 0 | 0 | 0 | 0 | 0
RPS v5.14- MROE (3) | 1170 | 6158 | Generation Constraint in GWh | FALSE | G | Annual | Net Emissions Allowance Position | GWh | 4965.9483 | 5352.5891 | 5378.3051 | 5469.1177 | 5611.6464 | 5761.5672 | 5936.3952
RPS v5.14- MROE (3) | 1170 | 6158 | Generation Constraint in GWh | FALSE | G | Annual | Fuel Consumed | TBtu | 16.0744 | 10.8234 | 10.8881 | 11.3411 | 11.9846 | 11.3711 | 11.3336
RPS v5.14- MROE (3) | 1170 | 6158 | Generation Constraint in GWh | FALSE | G | Annual | Heat Rate | MMBtu/MWh | 3.3883 | 2.0221 | 2.0244 | 2.0737 | 2.1357 | 1.9736 | 1.9092
RPS v5.14- MROE (3) | 1170 | 6158 | Generation Constraint in GWh | FALSE | G | Annual | Generation | TWh | 4.7441 | 5.3526 | 5.3783 | 5.4691 | 5.6116 | 5.7616 | 5.9364
RPS v5.14- MROE (3) | 1170 | 6158 | Generation Constraint in GWh | FALSE | G | Annual | Qualifying Generation | TWh | 1.9925 | 2.2481 | 2.2589 | 2.297 | 2.3569 | 2.4199 | 2.4933
RPS v5.14- MROE (3) | 1170 | 6158 | Generation Constraint in GWh | FALSE | G | Annual | Rate | lb/MWh | 0 | 0 | 0 | 0 | 0 | 0 | 0
RPS v5.14- MROE (3) | 1170 | 6158 | Generation Constraint in GWh | FALSE | G | Annual | Constraint Shadow Price | US2011$/MWh | 50.0007 | 20.5145 | 8.557 | 16.1542 | 0 | 15.3684 | 9.3099
RPS v5.14- MROW (4) | 1171 | 6159 | Generation Constraint in GWh | FALSE | G | Annual | Seasons Included | Seasons | Winter, Summer | Winter, Summer | Winter, Summer | Winter, Summer | Winter, Summer | Winter, Summer | Winter, Summer
RPS v5.14- MROW (4) | 1171 | 6159 | Generation Constraint in GWh | FALSE | G | Annual | Standard GWh | GWh | 17160.0099 | 18497.7726 | 20234.2272 | 22492.1668 | 23446.7578 | 24367.6866 | 25426.1811
RPS v5.14- MROW (4) | 1171 | 6159 | Generation Constraint in GWh | FALSE | G | Annual | Emissions at Affected Plants | GWh | 51457.5358 | 60312.3778 | 61255.3217 | 61893.0019 | 62601.7561 | 62941.3174 | 82130.926
RPS v5.14- MROW (4) | 1171 | 6159 | Generation Constraint in GWh | FALSE | G | Annual | Allowances Purchased | GWh | 0 | 0 | 0 | 0 | 0 | 0 | 0
RPS v5.14- MROW (4) | 1171 | 6159 | Generation Constraint in GWh | FALSE | G | Annual | Allowances Sold | GWh | 0 | 0 | 0 | 0 | 0 | 0 | 0
RPS v5.14- MROW (4) | 1171 | 6159 | Generation Constraint in GWh | FALSE | G | Annual | Allowances Banked | GWh | 0 | 0 | 0 | 0 | 0 | 0 | 0
RPS v5.14- MROW (4) | 1171 | 6159 | Generation Constraint in GWh | FALSE | G | Annual | Allowances Withdrawn (1:1) | GWh | 0 | 0 | 0 | 0 | 0 | 0 | 0
RPS v5.14- MROW (4) | 1171 | 6159 | Generation Constraint in GWh | FALSE | G | Annual | Allowances Withdrawn (n:1) | GWh | 0 | 0 | 0 | 0 | 0 | 0 | 0
RPS v5.14- MROW (4) | 1171 | 6159 | Generation Constraint in GWh | FALSE | G | Annual | Net Emissions Allowance Position | GWh | 51457.5358 | 60312.3778 | 61255.3217 | 61893.0019 | 62601.7561 | 62941.3174 | 82130.926
RPS v5.14- MROW (4) | 1171 | 6159 | Generation Constraint in GWh | FALSE | G | Annual | Fuel Consumed | TBtu | 13.1877 | 14.9652 | 15.3873 | 12.1997 | 15.7716 | 15.4771 | 20.7108
RPS v5.14- MROW (4) | 1171 | 6159 | Generation Constraint in GWh | FALSE | G | Annual | Heat Rate | MMBtu/MWh | 0.25628 | 0.24813 | 0.2512 | 0.19711 | 0.25194 | 0.2459 | 0.25217
RPS v5.14- MROW (4) | 1171 | 6159 | Generation Constraint in GWh | FALSE | G | Annual | Generation | TWh | 51.4575 | 60.3124 | 61.2553 | 61.893 | 62.6018 | 62.9413 | 82.1309
RPS v5.14- MROW (4) | 1171 | 6159 | Generation Constraint in GWh | FALSE | G | Annual | Qualifying Generation | TWh | 51.4575 | 60.3124 | 61.2553 | 61.893 | 62.6018 | 62.9413 | 82.1309
RPS v5.14- MROW (4) | 1171 | 6159 | Generation Constraint in GWh | FALSE | G | Annual | Rate | lb/MWh | 0 | 0 | 0 | 0 | 0 | 0 | 0
RPS v5.14- MROW (4) | 1171 | 6159 | Generation Constraint in GWh | FALSE | G | Annual | Constraint Shadow Price | US2011$/MWh | 0 | 0 | 0 | 0 | 0 | 0 | 0
RPS v5.14- NEWE (5) | 1172 | 6160 | Generation Constraint in GWh | FALSE | G | Annual | Seasons Included | Seasons | Winter, Summer | Winter, Summer | Winter, Summer | Winter, Summer | Winter, Summer | Winter, Summer | Winter, Summer
RPS v5.14- NEWE (5) | 1172 | 6160 | Generation Constraint in GWh | FALSE | G | Annual | Standard GWh | GWh | 15726.0099 | 17381.826 | 18804.2254 | 19013.2978 | 19291.6039 | 19516.2418 | 19648.1644
RPS v5.14- NEWE (5) | 1172 | 6160 | Generation Constraint in GWh | FALSE | G | Annual | Emissions at Affected Plants | GWh | 7576.4168 | 16483.4315 | 16509.8122 | 16500.3805 | 16573.7058 | 19516.2418 | 19648.1644
RPS v5.14- NEWE (5) | 1172 | 6160 | Generation Constraint in GWh | FALSE | G | Annual | Allowances Purchased | GWh | 8149.593 | 898.3945 | 2294.4132 | 2512.9174 | 2717.8981 | 0 | 0
RPS v5.14- NEWE (5) | 1172 | 6160 | Generation Constraint in GWh | FALSE | G | Annual | Allowances Sold | GWh | 0 | 0 | 0 | 0 | 0 | 0 | 0
RPS v5.14- NEWE (5) | 1172 | 6160 | Generation Constraint in GWh | FALSE | G | Annual | Allowances Banked | GWh | 0 | 0 | 0 | 0 | 0 | 0 | 0
RPS v5.14- NEWE (5) | 1172 | 6160 | Generation Constraint in GWh | FALSE | G | Annual | Allowances Withdrawn (1:1) | GWh | 0 | 0 | 0 | 0 | 0 | 0 | 0
RPS v5.14- NEWE (5) | 1172 | 6160 | Generation Constraint in GWh | FALSE | G | Annual | Allowances Withdrawn (n:1) | GWh | 0 | 0 | 0 | 0 | 0 | 0 | 0
RPS v5.14- NEWE (5) | 1172 | 6160 | Generation Constraint in GWh | FALSE | G | Annual | Net Emissions Allowance Position | GWh | 15726.0099 | 17381.826 | 18804.2254 | 19013.2978 | 19291.6039 | 19516.2418 | 19648.1644
RPS v5.14- NEWE (5) | 1172 | 6160 | Generation Constraint in GWh | FALSE | G | Annual | Fuel Consumed | TBtu | 58.3006 | 56.8726 | 57.2833 | 57.1186 | 57.9322 | 54.0922 | 54.0922
RPS v5.14- NEWE (5) | 1172 | 6160 | Generation Constraint in GWh | FALSE | G | Annual | Heat Rate | MMBtu/MWh | 7.695 | 3.4503 | 3.4697 | 3.4617 | 3.4954 | 2.7716 | 2.753
RPS v5.14- NEWE (5) | 1172 | 6160 | Generation Constraint in GWh | FALSE | G | Annual | Generation | TWh | 7.5764 | 16.4834 | 16.5098 | 16.5004 | 16.5737 | 19.5162 | 19.6482
RPS v5.14- NEWE (5) | 1172 | 6160 | Generation Constraint in GWh | FALSE | G | Annual | Qualifying Generation | TWh | 7.5764 | 16.4834 | 16.5098 | 16.5004 | 16.5737 | 19.5162 | 19.6482
RPS v5.14- NEWE (5) | 1172 | 6160 | Generation Constraint in GWh | FALSE | G | Annual | Rate | lb/MWh | 0 | 0 | 0 | 0 | 0 | 0 | 0
RPS v5.14- NEWE (5) | 1172 | 6160 | Generation Constraint in GWh | FALSE | G | Annual | Constraint Shadow Price | US2011$/MWh | 26.7904 | 26.791 | 26.7902 | 26.7904 | 26.7903 | 11.346 | 5.5938
RPS v5.14- NWPP (21) | 1173 | 6173 | Generation Constraint in GWh | FALSE | G | Annual | Seasons Included | Seasons | Winter, Summer | Winter, Summer | Winter, Summer | Winter, Summer | Winter, Summer | Winter, Summer | Winter, Summer
RPS v5.14- NWPP (21) | 1173 | 6173 | Generation Constraint in GWh | FALSE | G | Annual | Standard GWh | GWh | 16866.1105 | 17151.7678 | 22849.524 | 26906.2559 | 29146.1675 | 31101.0509 | 33482.5442
RPS v5.14- NWPP (21) | 1173 | 6173 | Generation Constraint in GWh | FALSE | G | Annual | Emissions at Affected Plants | GWh | 36024.9315 | 37487.4625 | 38210.296 | 38805.2785 | 40332.8284 | 51735.6137 | 100756.5937
RPS v5.14- NWPP (21) | 1173 | 6173 | Generation Constraint in GWh | FALSE | G | Annual | Allowances Purchased | GWh | 0 | 0 | 0 | 0 | 0 | 0 | 0
RPS v5.14- NWPP (21) | 1173 | 6173 | Generation Constraint in GWh | FALSE | G | Annual | Allowances Sold | GWh | 0 | 0 | 0 | 0 | 0 | 0 | 0
RPS v5.14- NWPP (21) | 1173 | 6173 | Generation Constraint in GWh | FALSE | G | Annual | Allowances Banked | GWh | 0 | 0 | 0 | 0 | 0 | 0 | 0
RPS v5.14- NWPP (21) | 1173 | 6173 | Generation Constraint in GWh | FALSE | G | Annual | Allowances Withdrawn (1:1) | GWh | 0 | 0 | 0 | 0 | 0 | 0 | 0
RPS v5.14- NWPP (21) | 1173 | 6173 | Generation Constraint in GWh | FALSE | G | Annual | Allowances Withdrawn (n:1) | GWh | 0 | 0 | 0 | 0 | 0 | 0 | 0
RPS v5.14- NWPP (21) | 1173 | 6173 | Generation Constraint in GWh | FALSE | G | Annual | Net Emissions Allowance Position | GWh | 36024.9315 | 37487.4625 | 38210.296 | 38805.2785 | 40332.8284 | 51735.6137 | 100756.5937
RPS v5.14- NWPP (21) | 1173 | 6173 | Generation Constraint in GWh | FALSE | G | Annual | Fuel Consumed | TBtu | 84.5852 | 86.0478 | 96.5121 | 114.3457 | 156.8444 | 157.2155 | 159.205
RPS v5.14- NWPP (21) | 1173 | 6173 | Generation Constraint in GWh | FALSE | G | Annual | Heat Rate | MMBtu/MWh | 2.348 | 2.2954 | 2.5258 | 2.9467 | 3.8888 | 3.0388 | 1.5801
RPS v5.14- NWPP (21) | 1173 | 6173 | Generation Constraint in GWh | FALSE | G | Annual | Generation | TWh | 36.0249 | 37.4875 | 38.2103 | 38.8053 | 40.3328 | 51.7356 | 100.7566
RPS v5.14- NWPP (21) | 1173 | 6173 | Generation Constraint in GWh | FALSE | G | Annual | Qualifying Generation | TWh | 34.2169 | 35.6794 | 36.4018 | 36.9968 | 38.5243 | 49.9271 | 98.9481
RPS v5.14- NWPP (21) | 1173 | 6173 | Generation Constraint in GWh | FALSE | G | Annual | Rate | lb/MWh | 0 | 0 | 0 | 0 | 0 | 0 | 0
RPS v5.14- NWPP (21) | 1173 | 6173 | Generation Constraint in GWh | FALSE | G | Annual | Constraint Shadow Price | US2011$/MWh | 0 | 0 | 0 | 0 | 0 | 0 | 0
RPS v5.14- NY | 1174 | 6161 | Generation Constraint in GWh | FALSE | G | Annual | Seasons Included | Seasons | Winter, Summer | Winter, Summer | Winter, Summer | Winter, Summer | Winter, Summer | Winter, Summer | Winter, Summer
RPS v5.14- NY | 1174 | 6161 | Generation Constraint in GWh | FALSE | G | Annual | Standard GWh | GWh | 36581.101 | 36389.9798 | 35629.4356 | 35126.0131 | 35200.4499 | 35390.8193 | 35582.7373
RPS v5.14- NY | 1174 | 6161 | Generation Constraint in GWh | FALSE | G | Annual | Emissions at Affected Plants | GWh | 32232.0852 | 33251.1417 | 34486.8411 | 34486.8411 | 34489.8411 | 34500.8411 | 35582.7373
RPS v5.14- NY | 1174 | 6161 | Generation Constraint in GWh | FALSE | G | Annual | Allowances Purchased | GWh | 4349.0158 | 3138.8381 | 1142.5945 | 639.172 | 710.6088 | 889.9782 | 0
RPS v5.14- NY | 1174 | 6161 | Generation Constraint in GWh | FALSE | G | Annual | Allowances Sold | GWh | 0 | 0 | 0 | 0 | 0 | 0 | 0
RPS v5.14- NY | 1174 | 6161 | Generation Constraint in GWh | FALSE | G | Annual | Allowances Banked | GWh | 0 | 0 | 0 | 0 | 0 | 0 | 0
RPS v5.14- NY | 1174 | 6161 | Generation Constraint in GWh | FALSE | G | Annual | Allowances Withdrawn (1:1) | GWh | 0 | 0 | 0 | 0 | 0 | 0 | 0
RPS v5.14- NY | 1174 | 6161 | Generation Constraint in GWh | FALSE | G | Annual | Allowances Withdrawn (n:1) | GWh | 0 | 0 | 0 | 0 | 0 | 0 | 0
RPS v5.14- NY | 1174 | 6161 | Generation Constraint in GWh | FALSE | G | Annual | Net Emissions Allowance Position | GWh | 36581.101 | 36389.9798 | 35629.4356 | 35126.0131 | 35200.4499 | 35390.8193 | 35582.7373
RPS v5.14- NY | 1174 | 6161 | Generation Constraint in GWh | FALSE | G | Annual | Fuel Consumed | TBtu | 29.5698 | 29.9446 | 28.9863 | 28.9863 | 28.9863 | 28.9863 | 28.9863
RPS v5.14- NY | 1174 | 6161 | Generation Constraint in GWh | FALSE | G | Annual | Heat Rate | MMBtu/MWh | 0.9174 | 0.90056 | 0.8405 | 0.8405 | 0.84043 | 0.84016 | 0.81462
RPS v5.14- NY | 1174 | 6161 | Generation Constraint in GWh | FALSE | G | Annual | Generation | TWh | 32.2321 | 33.2511 | 34.4868 | 34.4868 | 34.4898 | 34.5008 | 35.5827
RPS v5.14- NY | 1174 | 6161 | Generation Constraint in GWh | FALSE | G | Annual | Qualifying Generation | TWh | 32.2321 | 33.2511 | 34.4868 | 34.4868 | 34.4898 | 34.5008 | 35.5827
RPS v5.14- NY | 1174 | 6161 | Generation Constraint in GWh | FALSE | G | Annual | Rate | lb/MWh | 0 | 0 | 0 | 0 | 0 | 0 | 0
RPS v5.14- NY | 1174 | 6161 | Generation Constraint in GWh | FALSE | G | Annual | Constraint Shadow Price | US2011$/MWh | 10.0007 | 10.0009 | 10.0005 | 10.0002 | 10.0003 | 10.0003 | 4.7537
RPS v5.14- RFCE (9) | 1175 | 6162 | Generation Constraint in GWh | FALSE | G | Annual | Seasons Included | Seasons | Winter, Summer | Winter, Summer | Winter, Summer | Winter, Summer | Winter, Summer | Winter, Summer | Winter, Summer
RPS v5.14- RFCE (9) | 1175 | 6162 | Generation Constraint in GWh | FALSE | G | Annual | Standard GWh | GWh | 26022.7074 | 30500.8872 | 36226.239 | 38905.5513 | 39941.243 | 41358.4788 | 42893.4397
RPS v5.14- RFCE (9) | 1175 | 6162 | Generation Constraint in GWh | FALSE | G | Annual | Emissions at Affected Plants | GWh | 14331.9018 | 24238.3693 | 24744.7187 | 24740.5984 | 31964.091 | 41358.4788 | 42893.4397
RPS v5.14- RFCE (9) | 1175 | 6162 | Generation Constraint in GWh | FALSE | G | Annual | Allowances Purchased | GWh | 11690.8056 | 6262.5179 | 11481.5202 | 14164.953 | 7977.1519 | 0 | 0
RPS v5.14- RFCE (9) | 1175 | 6162 | Generation Constraint in GWh | FALSE | G | Annual | Allowances Sold | GWh | 0 | 0 | 0 | 0 | 0 | 0 | 0
RPS v5.14- RFCE (9) | 1175 | 6162 | Generation Constraint in GWh | FALSE | G | Annual | Allowances Banked | GWh | 0 | 0 | 0 | 0 | 0 | 0 | 0
RPS v5.14- RFCE (9) | 1175 | 6162 | Generation Constraint in GWh | FALSE | G | Annual | Allowances Withdrawn (1:1) | GWh | 0 | 0 | 0 | 0 | 0 | 0 | 0
RPS v5.14- RFCE (9) | 1175 | 6162 | Generation Constraint in GWh | FALSE | G | Annual | Allowances Withdrawn (n:1) | GWh | 0 | 0 | 0 | 0 | 0 | 0 | 0
RPS v5.14- RFCE (9) | 1175 | 6162 | Generation Constraint in GWh | FALSE | G | Annual | Net Emissions Allowance Position | GWh | 26022.7074 | 30500.8872 | 36226.239 | 38905.5513 | 39941.243 | 41358.4788 | 42893.4397
RPS v5.14- RFCE (9) | 1175 | 6162 | Generation Constraint in GWh | FALSE | G | Annual | Fuel Consumed | TBtu | 118.0904 | 130.1979 | 129.1266 | 127.3435 | 128.5608 | 112.5001 | 112.0443
RPS v5.14- RFCE (9) | 1175 | 6162 | Generation Constraint in GWh | FALSE | G | Annual | Heat Rate | MMBtu/MWh | 8.2397 | 5.3716 | 5.2183 | 5.1471 | 4.022 | 2.7201 | 2.6122
RPS v5.14- RFCE (9) | 1175 | 6162 | Generation Constraint in GWh | FALSE | G | Annual | Generation | TWh | 14.3319 | 24.2384 | 24.7447 | 24.7406 | 31.9641 | 41.3585 | 42.8934
RPS v5.14- RFCE (9) | 1175 | 6162 | Generation Constraint in GWh | FALSE | G | Annual | Qualifying Generation | TWh | 14.3319 | 24.2384 | 24.7447 | 24.7406 | 31.9641 | 41.3585 | 42.8934
RPS v5.14- RFCE (9) | 1175 | 6162 | Generation Constraint in GWh | FALSE | G | Annual | Rate | lb/MWh | 0 | 0 | 0 | 0 | 0 | 0 | 0
RPS v5.14- RFCE (9) | 1175 | 6162 | Generation Constraint in GWh | FALSE | G | Annual | Constraint Shadow Price | US2011$/MWh | 40.0006 | 40.0015 | 40.0003 | 40.0003 | 40.0004 | 11.6927 | 7.3521
RPS v5.14- RFCM (10) | 1176 | 6163 | Generation Constraint in GWh | FALSE | G | Annual | Seasons Included | Seasons | Winter, Summer | Winter, Summer | Winter, Summer | Winter, Summer | Winter, Summer | Winter, Summer | Winter, Summer
RPS v5.14- RFCM (10) | 1176 | 6163 | Generation Constraint in GWh | FALSE | G | Annual | Standard GWh | GWh | 9623.3618 | 9722.1023 | 9716.7523 | 9854.2629 | 10069.6977 | 10354.2597 | 10671.2056
RPS v5.14- RFCM (10) | 1176 | 6163 | Generation Constraint in GWh | FALSE | G | Annual | Emissions at Affected Plants | GWh | 6758.8814 | 9722.1023 | 9761.5397 | 9854.2629 | 10069.6977 | 10354.2597 | 10671.2056
RPS v5.14- RFCM (10) | 1176 | 6163 | Generation Constraint in GWh | FALSE | G | Annual | Allowances Purchased | GWh | 2864.4805 | 0 | 0 | 0 | 0 | 0 | 0
RPS v5.14- RFCM (10) | 1176 | 6163 | Generation Constraint in GWh | FALSE | G | Annual | Allowances Sold | GWh | 0 | 0 | 0 | 0 | 0 | 0 | 0
RPS v5.14- RFCM (10) | 1176 | 6163 | Generation Constraint in GWh | FALSE | G | Annual | Allowances Banked | GWh | 0 | 0 | 0 | 0 | 0 | 0 | 0
RPS v5.14- RFCM (10) | 1176 | 6163 | Generation Constraint in GWh | FALSE | G | Annual | Allowances Withdrawn (1:1) | GWh | 0 | 0 | 0 | 0 | 0 | 0 | 0
RPS v5.14- RFCM (10) | 1176 | 6163 | Generation Constraint in GWh | FALSE | G | Annual | Allowances Withdrawn (n:1) | GWh | 0 | 0 | 0 | 0 | 0 | 0 | 0
RPS v5.14- RFCM (10) | 1176 | 6163 | Generation Constraint in GWh | FALSE | G | Annual | Net Emissions Allowance Position | GWh | 9623.3618 | 9722.1023 | 9761.5397 | 9854.2629 | 10069.6977 | 10354.2597 | 10671.2056
RPS v5.14- RFCM (10) | 1176 | 6163 | Generation Constraint in GWh | FALSE | G | Annual | Fuel Consumed | TBtu | 36.6626 | 22.153 | 22.4536 | 23.9215 | 25.9392 | 27.5017 | 27.1259
RPS v5.14- RFCM (10) | 1176 | 6163 | Generation Constraint in GWh | FALSE | G | Annual | Heat Rate | MMBtu/MWh | 5.4244 | 2.2786 | 2.3002 | 2.4275 | 2.576 | 2.6561 | 2.542
RPS v5.14- RFCM (10) | 1176 | 6163 | Generation Constraint in GWh | FALSE | G | Annual | Generation | TWh | 6.7589 | 9.7221 | 9.7615 | 9.8543 | 10.0697 | 10.3543 | 10.6712
RPS v5.14- RFCM (10) | 1176 | 6163 | Generation Constraint in GWh | FALSE | G | Annual | Qualifying Generation | TWh | 6.7589 | 9.7221 | 9.7615 | 9.8543 | 10.0697 | 10.3543 | 10.6712
RPS v5.14- RFCM (10) | 1176 | 6163 | Generation Constraint in GWh | FALSE | G | Annual | Rate | lb/MWh | 0 | 0 | 0 | 0 | 0 | 0 | 0
RPS v5.14- RFCM (10) | 1176 | 6163 | Generation Constraint in GWh | FALSE | G | Annual | Constraint Shadow Price | US2011$/MWh | 40.0006 | 5.8978 | 0 | 4.84 | 14.938 | 16.7588 | 12.9438
RPS v5.14- RFCW (11) | 1177 | 6164 | Generation Constraint in GWh | FALSE | G | Annual | Seasons Included | Seasons | Winter, Summer | Winter, Summer | Winter, Summer | Winter, Summer | Winter, Summer | Winter, Summer | Winter, Summer
RPS v5.14- RFCW (11) | 1177 | 6164 | Generation Constraint in GWh | FALSE | G | Annual | Standard GWh | GWh | 26764.8891 | 31498.3378 | 38626.6012 | 48875.4295 | 51129.3294 | 52622.759 | 54260.7145
RPS v5.14- RFCW (11) | 1177 | 6164 | Generation Constraint in GWh | FALSE | G | Annual | Emissions at Affected Plants | GWh | 27487.3639 | 38864.5292 | 41623.5975 | 51910.5672 | 54224.3291 | 55780.7255 | 57492.1087
RPS v5.14- RFCW (11) | 1177 | 6164 | Generation Constraint in GWh | FALSE | G | Annual | Allowances Purchased | GWh | 1496.0255 | 0 | 0 | 0 | 0 | 0 | 0
RPS v5.14- RFCW (11) | 1177 | 6164 | Generation Constraint in GWh | FALSE | G | Annual | Allowances Sold | GWh | 0 | 0 | 0 | 0 | 0 | 0 | 0
RPS v5.14- RFCW (11) | 1177 | 6164 | Generation Constraint in GWh | FALSE | G | Annual | Allowances Banked | GWh | 0 | 0 | 0 | 0 | 0 | 0 | 0
RPS v5.14- RFCW (11) | 1177 | 6164 | Generation Constraint in GWh | FALSE | G | Annual | Allowances Withdrawn (1:1) | GWh | 0 | 0 | 0 | 0 | 0 | 0 | 0
RPS v5.14- RFCW (11) | 1177 | 6164 | Generation Constraint in GWh | FALSE | G | Annual | Allowances Withdrawn (n:1) | GWh | 0 | 0 | 0 | 0 | 0 | 0 | 0
RPS v5.14- RFCW (11) | 1177 | 6164 | Generation Constraint in GWh | FALSE | G | Annual | Net Emissions Allowance Position | GWh | 28983.3894 | 38864.5292 | 41623.5975 | 51910.5672 | 54224.3291 | 55780.7255 | 57492.1087
RPS v5.14- RFCW (11) | 1177 | 6164 | Generation Constraint in GWh | FALSE | G | Annual | Fuel Consumed | TBtu | 96.6847 | 41.29 | 57.0409 | 79.6196 | 91.2935 | 82.7905 | 82.2208
RPS v5.14- RFCW (11) | 1177 | 6164 | Generation Constraint in GWh | FALSE | G | Annual | Heat Rate | MMBtu/MWh | 3.5174 | 1.0624 | 1.3704 | 1.5338 | 1.6836 | 1.4842 | 1.4301
RPS v5.14- RFCW (11) | 1177 | 6164 | Generation Constraint in GWh | FALSE | G | Annual | Generation | TWh | 27.4874 | 38.8645 | 41.6236 | 51.9106 | 54.2243 | 55.7807 | 57.4921
RPS v5.14- RFCW (11) | 1177 | 6164 | Generation Constraint in GWh | FALSE | G | Annual | Qualifying Generation | TWh | 25.2689 | 35.8783 | 38.6266 | 48.8754 | 51.1293 | 52.6228 | 54.2607
RPS v5.14- RFCW (11) | 1177 | 6164 | Generation Constraint in GWh | FALSE | G | Annual | Rate | lb/MWh | 0 | 0 | 0 | 0 | 0 | 0 | 0
RPS v5.14- RFCW (11) | 1177 | 6164 | Generation Constraint in GWh | FALSE | G | Annual | Constraint Shadow Price | US2011$/MWh | 40.0006 | 0 | 6.7715 | 11.6478 | 33.4164 | 11.4775 | 6.2457
RPS v5.14- RMPA (22) | 1178 | 6174 | Generation Constraint in GWh | FALSE | G | Annual | Seasons Included | Seasons | Winter, Summer | Winter, Summer | Winter, Summer | Winter, Summer | Winter, Summer | Winter, Summer | Winter, Summer
RPS v5.14- RMPA (22) | 1178 | 6174 | Generation Constraint in GWh | FALSE | G | Annual | Standard GWh | GWh | 11254.4435 | 13158.1475 | 15376.207 | 16324.1203 | 17306.4763 | 18725.6632 | 20478.96
RPS v5.14- RMPA (22) | 1178 | 6174 | Generation Constraint in GWh | FALSE | G | Annual | Emissions at Affected Plants | GWh | 15179.7942 | 16633.0351 | 17873.687 | 18821.6003 | 19803.9563 | 29075.9377 | 31322.0794
RPS v5.14- RMPA (22) | 1178 | 6174 | Generation Constraint in GWh | FALSE | G | Annual | Allowances Purchased | GWh | 0 | 0 | 0 | 0 | 0 | 0 | 0
RPS v5.14- RMPA (22) | 1178 | 6174 | Generation Constraint in GWh | FALSE | G | Annual | Allowances Sold | GWh | 0 | 0 | 0 | 0 | 0 | 0 | 0
RPS v5.14- RMPA (22) | 1178 | 6174 | Generation Constraint in GWh | FALSE | G | Annual | Allowances Banked | GWh | 0 | 0 | 0 | 0 | 0 | 0 | 0
RPS v5.14- RMPA (22) | 1178 | 6174 | Generation Constraint in GWh | FALSE | G | Annual | Allowances Withdrawn (1:1) | GWh | 0 | 0 | 0 | 0 | 0 | 0 | 0
RPS v5.14- RMPA (22) | 1178 | 6174 | Generation Constraint in GWh | FALSE | G | Annual | Allowances Withdrawn (n:1) | GWh | 0 | 0 | 0 | 0 | 0 | 0 | 0
RPS v5.14- RMPA (22) | 1178 | 6174 | Generation Constraint in GWh | FALSE | G | Annual | Net Emissions Allowance Position | GWh | 15179.7942 | 16633.0351 | 17873.687 | 18821.6003 | 19803.9563 | 29075.9377 | 31322.0794
RPS v5.14- RMPA (22) | 1178 | 6174 | Generation Constraint in GWh | FALSE | G | Annual | Fuel Consumed | TBtu | 2.6552 | 6.5978 | 12.6502 | 13.7879 | 12.6502 | 11.2827 | 12.3774
RPS v5.14- RMPA (22) | 1178 | 6174 | Generation Constraint in GWh | FALSE | G | Annual | Heat Rate | MMBtu/MWh | 0.17492 | 0.39667 | 0.70776 | 0.73256 | 0.63877 | 0.38804 | 0.39517
RPS v5.14- RMPA (22) | 1178 | 6174 | Generation Constraint in GWh | FALSE | G | Annual | Generation | TWh | 15.1798 | 16.633 | 17.8737 | 18.8216 | 19.804 | 29.0759 | 31.3221
RPS v5.14- RMPA (22) | 1178 | 6174 | Generation Constraint in GWh | FALSE | G | Annual | Qualifying Generation | TWh | 12.683 | 14.1362 | 15.3762 | 16.3241 | 17.3065 | 26.5785 | 28.8246
RPS v5.14- RMPA (22) | 1178 | 6174 | Generation Constraint in GWh | FALSE | G | Annual | Rate | lb/MWh | 0 | 0 | 0 | 0 | 0 | 0 | 0
RPS v5.14- RMPA (22) | 1178 | 6174 | Generation Constraint in GWh | FALSE | G | Annual | Constraint Shadow Price | US2011$/MWh | 0 | 0 | 17.3717 | 19.7537 | 10.991 | 0 | 0
RPS v5.14- Solar AZNM (19) | 1179 | 6175 | Generation Constraint in GWh | FALSE | G | Annual | Seasons Included | Seasons | Winter, Summer | Winter, Summer | Winter, Summer | Winter, Summer | Winter, Summer | Winter, Summer | Winter, Summer
RPS v5.14- Solar AZNM (19) | 1179 | 6175 | Generation Constraint in GWh | FALSE | G | Annual | Standard GWh | GWh | 606.7974 | 615.4172 | 730.991 | 824.219 | 893.0064 | 973.8744 | 1075.5279
RPS v5.14- Solar AZNM (19) | 1179 | 6175 | Generation Constraint in GWh | FALSE | G | Annual | Emissions at Affected Plants | GWh | 9852.8681 | 10976.5309 | 10974.2441 | 10974.2441 | 10974.2441 | 35802.7278 | 39493.7278
RPS v5.14- Solar AZNM (19) | 1179 | 6175 | Generation Constraint in GWh | FALSE | G | Annual | Allowances Purchased | GWh | 0 | 0 | 0 | 0 | 0 | 0 | 0
RPS v5.14- Solar AZNM (19) | 1179 | 6175 | Generation Constraint in GWh | FALSE | G | Annual | Allowances Sold | GWh | 0 | 0 | 0 | 0 | 0 | 0 | 0
RPS v5.14- Solar AZNM (19) | 1179 | 6175 | Generation Constraint in GWh | FALSE | G | Annual | Allowances Banked | GWh | 0 | 0 | 0 | 0 | 0 | 0 | 0
RPS v5.14- Solar AZNM (19) | 1179 | 6175 | Generation Constraint in GWh | FALSE | G | Annual | Allowances Withdrawn (1:1) | GWh | 0 | 0 | 0 | 0 | 0 | 0 | 0
RPS v5.14- Solar AZNM (19) | 1179 | 6175 | Generation Constraint in GWh | FALSE | G | Annual | Allowances Withdrawn (n:1) | GWh | 0 | 0 | 0 | 0 | 0 | 0 | 0
RPS v5.14- Solar AZNM (19) | 1179 | 6175 | Generation Constraint in GWh | FALSE | G | Annual | Net Emissions Allowance Position | GWh | 9852.8681 | 10976.5309 | 10974.2441 | 10974.2441 | 10974.2441 | 35802.7278 | 39493.7278
RPS v5.14- Solar AZNM (19) | 1179 | 6175 | Generation Constraint in GWh | FALSE | G | Annual | Fuel Consumed | TBtu | 0 | 0 | 0 | 0 | 0 | 0 | 0
RPS v5.14- Solar AZNM (19) | 1179 | 6175 | Generation Constraint in GWh | FALSE | G | Annual | Heat Rate | MMBtu/MWh | 0 | 0 | 0 | 0 | 0 | 0 | 0
RPS v5.14- Solar AZNM (19) | 1179 | 6175 | Generation Constraint in GWh | FALSE | G | Annual | Generation | TWh | 9.8529 | 10.9765 | 10.9742 | 10.9742 | 10.9742 | 35.8027 | 39.4937
RPS v5.14- Solar AZNM (19) | 1179 | 6175 | Generation Constraint in GWh | FALSE | G | Annual | Qualifying Generation | TWh | 9.8529 | 10.9765 | 10.9742 | 10.9742 | 10.9742 | 35.8027 | 39.4937
RPS v5.14- Solar AZNM (19) | 1179 | 6175 | Generation Constraint in GWh | FALSE | G | Annual | Rate | lb/MWh | 0 | 0 | 0 | 0 | 0 | 0 | 0
RPS v5.14- Solar AZNM (19) | 1179 | 6175 | Generation Constraint in GWh | FALSE | G | Annual | Constraint Shadow Price | US2011$/MWh | 0 | 0 | 0 | 0 | 0 | 0 | 0
RPS v5.14- Solar MROW (4) | 1180 | 6176 | Generation Constraint in GWh | FALSE | G | Annual | Seasons Included | Seasons | Winter, Summer | Winter, Summer | Winter, Summer | Winter, Summer | Winter, Summer | Winter, Summer | Winter, Summer
RPS v5.14- Solar MROW (4) | 1180 | 6176 | Generation Constraint in GWh | FALSE | G | Annual | Standard GWh | GWh | 15.8833 | 19.4199 | 858.4365 | 1172.6399 | 1211.573 | 1259.1605 | 1313.8565
RPS v5.14- Solar MROW (4) | 1180 | 6176 | Generation Constraint in GWh | FALSE | G | Annual | Emissions at Affected Plants | GWh | 7.4588 | 19.4199 | 858.4365 | 1172.6399 | 1211.573 | 1259.1605 | 19787.8013
RPS v5.14- Solar MROW (4) | 1180 | 6176 | Generation Constraint in GWh | FALSE | G | Annual | Allowances Purchased | GWh | 8.4245 | 0 | 0 | 0 | 0 | 0 | 0
RPS v5.14- Solar MROW (4) | 1180 | 6176 | Generation Constraint in GWh | FALSE | G | Annual | Allowances Sold | GWh | 0 | 0 | 0 | 0 | 0 | 0 | 0
RPS v5.14- Solar MROW (4) | 1180 | 6176 | Generation Constraint in GWh | FALSE | G | Annual | Allowances Banked | GWh | 0 | 0 | 0 | 0 | 0 | 0 | 0
RPS v5.14- Solar MROW (4) | 1180 | 6176 | Generation Constraint in GWh | FALSE | G | Annual | Allowances Withdrawn (1:1) | GWh | 0 | 0 | 0 | 0 | 0 | 0 | 0
RPS v5.14- Solar MROW (4) | 1180 | 6176 | Generation Constraint in GWh | FALSE | G | Annual | Allowances Withdrawn (n:1) | GWh | 0 | 0 | 0 | 0 | 0 | 0 | 0
RPS v5.14- Solar MROW (4) | 1180 | 6176 | Generation Constraint in GWh | FALSE | G | Annual | Net Emissions Allowance Position | GWh | 15.8833 | 19.4199 | 858.4365 | 1172.6399 | 1211.573 | 1259.1605 | 19787.8013
RPS v5.14- Solar MROW (4) | 1180 | 6176 | Generation Constraint in GWh | FALSE | G | Annual | Fuel Consumed | TBtu | 0 | 0 | 0 | 0 | 0 | 0 | 0
RPS v5.14- Solar MROW (4) | 1180 | 6176 | Generation Constraint in GWh | FALSE | G | Annual | Heat Rate | MMBtu/MWh | 0 | 0 | 0 | 0 | 0 | 0 | 0
RPS v5.14- Solar MROW (4) | 1180 | 6176 | Generation Constraint in GWh | FALSE | G | Annual | Generation | TWh | 0.0074588 | 0.01942 | 0.85844 | 1.1726 | 1.2116 | 1.2592 | 19.7878
RPS v5.14- Solar MROW (4) | 1180 | 6176 | Generation Constraint in GWh | FALSE | G | Annual | Qualifying Generation | TWh | 0.0074588 | 0.01942 | 0.85844 | 1.1726 | 1.2116 | 1.2592 | 19.7878
RPS v5.14- Solar MROW (4) | 1180 | 6176 | Generation Constraint in GWh | FALSE | G | Annual | Rate | lb/MWh | 0 | 0 | 0 | 0 | 0 | 0 | 0
RPS v5.14- Solar MROW (4) | 1180 | 6176 | Generation Constraint in GWh | FALSE | G | Annual | Constraint Shadow Price | US2011$/MWh | 200.0003 | 201.9251 | 32.6888 | 26.2401 | 23.2691 | 0.42199 | 0
RPS v5.14- Solar NEWE (5) | 1181 | 6177 | Generation Constraint in GWh | FALSE | G | Annual | Seasons Included | Seasons | Winter, Summer | Winter, Summer | Winter, Summer | Winter, Summer | Winter, Summer | Winter, Summer | Winter, Summer
RPS v5.14- Solar NEWE (5) | 1181 | 6177 | Generation Constraint in GWh | FALSE | G | Annual | Standard GWh | GWh | 110.9345 | 112.2893 | 110.4842 | 109.2164 | 110.5335 | 111.8206 | 112.5765
RPS v5.14- Solar NEWE (5) | 1181 | 6177 | Generation Constraint in GWh | FALSE | G | Annual | Emissions at Affected Plants | GWh | 630.0132 | 630.0132 | 630.0132 | 630.0132 | 630.0132 | 3819.6992 | 3927.6218
RPS v5.14- Solar NEWE (5) | 1181 | 6177 | Generation Constraint in GWh | FALSE | G | Annual | Allowances Purchased | GWh | 0 | 0 | 0 | 0 | 0 | 0 | 0
RPS v5.14- Solar NEWE (5) | 1181 | 6177 | Generation Constraint in GWh | FALSE | G | Annual | Allowances Sold | GWh | 0 | 0 | 0 | 0 | 0 | 0 | 0
RPS v5.14- Solar NEWE (5) | 1181 | 6177 | Generation Constraint in GWh | FALSE | G | Annual | Allowances Banked | GWh | 0 | 0 | 0 | 0 | 0 | 0 | 0
RPS v5.14- Solar NEWE (5) | 1181 | 6177 | Generation Constraint in GWh | FALSE | G | Annual | Allowances Withdrawn (1:1) | GWh | 0 | 0 | 0 | 0 | 0 | 0 | 0
RPS v5.14- Solar NEWE (5) | 1181 | 6177 | Generation Constraint in GWh | FALSE | G | Annual | Allowances Withdrawn (n:1) | GWh | 0 | 0 | 0 | 0 | 0 | 0 | 0
RPS v5.14- Solar NEWE (5) | 1181 | 6177 | Generation Constraint in GWh | FALSE | G | Annual | Net Emissions Allowance Position | GWh | 630.0132 | 630.0132 | 630.0132 | 630.0132 | 630.0132 | 3819.6992 | 3927.6218
RPS v5.14- Solar NEWE (5) | 1181 | 6177 | Generation Constraint in GWh | FALSE | G | Annual | Fuel Consumed | TBtu | 0 | 0 | 0 | 0 | 0 | 0 | 0
RPS v5.14- Solar NEWE (5) | 1181 | 6177 | Generation Constraint in GWh | FALSE | G | Annual | Heat Rate | MMBtu/MWh | 0 | 0 | 0 | 0 | 0 | 0 | 0
RPS v5.14- Solar NEWE (5) | 1181 | 6177 | Generation Constraint in GWh | FALSE | G | Annual | Generation | TWh | 0.63001 | 0.63001 | 0.63001 | 0.63001 | 0.63001 | 3.8197 | 3.9276
RPS v5.14- Solar NEWE (5) | 1181 | 6177 | Generation Constraint in GWh | FALSE | G | Annual | Qualifying Generation | TWh | 0.63001 | 0.63001 | 0.63001 | 0.63001 | 0.63001 | 3.8197 | 3.9276
RPS v5.14- Solar NEWE (5) | 1181 | 6177 | Generation Constraint in GWh | FALSE | G | Annual | Rate | lb/MWh | 0 | 0 | 0 | 0 | 0 | 0 | 0
RPS v5.14- Solar NEWE (5) | 1181 | 6177 | Generation Constraint in GWh | FALSE | G | Annual | Constraint Shadow Price | US2011$/MWh | 0 | 0 | 0 | 0 | 0 | 0 | 0
RPS v5.14- Solar NWPP (21) | 1182 | 6178 | Generation Constraint in GWh | FALSE | G | Annual | Seasons Included | Seasons | Winter, Summer | Winter, Summer | Winter, Summer | Winter, Summer | Winter, Summer | Winter, Summer | Winter, Summer
RPS v5.14- Solar NWPP (21) | 1182 | 6178 | Generation Constraint in GWh | FALSE | G | Annual | Standard GWh | GWh | 119.3364 | 120.9119 | 132.1779 | 151.119 | 165.7973 | 176.9177 | 190.4647
RPS v5.14- Solar NWPP (21) | 1182 | 6178 | Generation Constraint in GWh | FALSE | G | Annual | Emissions at Affected Plants | GWh | 637.6721 | 637.6721 | 637.6721 | 637.6721 | 637.6721 | 11946.9166 | 60850.2531
RPS v5.14- Solar NWPP (21) | 1182 | 6178 | Generation Constraint in GWh | FALSE | G | Annual | Allowances Purchased | GWh | 0 | 0 | 0 | 0 | 0 | 0 | 0
RPS v5.14- Solar NWPP (21) | 1182 | 6178 | Generation Constraint in GWh | FALSE | G | Annual | Allowances Sold | GWh | 0 | 0 | 0 | 0 | 0 | 0 | 0
RPS v5.14- Solar NWPP (21) | 1182 | 6178 | Generation Constraint in GWh | FALSE | G | Annual | Allowances Banked | GWh | 0 | 0 | 0 | 0 | 0 | 0 | 0
RPS v5.14- Solar NWPP (21) | 1182 | 6178 | Generation Constraint in GWh | FALSE | G | Annual | Allowances Withdrawn (1:1) | GWh | 0 | 0 | 0 | 0 | 0 | 0 | 0
RPS v5.14- Solar NWPP (21) | 1182 | 6178 | Generation Constraint in GWh | FALSE | G | Annual | Allowances Withdrawn (n:1) | GWh | 0 | 0 | 0 | 0 | 0 | 0 | 0
RPS v5.14- Solar NWPP (21) | 1182 | 6178 | Generation Constraint in GWh | FALSE | G | Annual | Net Emissions Allowance Position | GWh | 637.6721 | 637.6721 | 637.6721 | 637.6721 | 637.6721 | 11946.9166 | 60850.2531
RPS v5.14- Solar NWPP (21) | 1182 | 6178 | Generation Constraint in GWh | FALSE | G | Annual | Fuel Consumed | TBtu | 0 | 0 | 0 | 0 | 0 | 0 | 0
RPS v5.14- Solar NWPP (21) | 1182 | 6178 | Generation Constraint in GWh | FALSE | G | Annual | Heat Rate | MMBtu/MWh | 0 | 0 | 0 | 0 | 0 | 0 | 0
RPS v5.14- Solar NWPP (21) | 1182 | 6178 | Generation Constraint in GWh | FALSE | G | Annual | Generation | TWh | 0.63767 | 0.63767 | 0.63767 | 0.63767 | 0.63767 | 11.9469 | 60.8503
RPS v5.14- Solar NWPP (21) | 1182 | 6178 | Generation Constraint in GWh | FALSE | G | Annual | Qualifying Generation | TWh | 0.63767 | 0.63767 | 0.63767 | 0.63767 | 0.63767 | 11.9469 | 60.8503
RPS v5.14- Solar NWPP (21) | 1182 | 6178 | Generation Constraint in GWh | FALSE | G | Annual | Rate | lb/MWh | 0 | 0 | 0 | 0 | 0 | 0 | 0
RPS v5.14- Solar NWPP (21) | 1182 | 6178 | Generation Constraint in GWh | FALSE | G | Annual | Constraint Shadow Price | US2011$/MWh | 0 | 0 | 0 | 0 | 0 | 0 | 0
RPS v5.14- Solar RFCE (9) | 1183 | 6179 | Generation Constraint in GWh | FALSE | G | Annual | Seasons Included | Seasons | Winter, Summer | Winter, Summer | Winter, Summer | Winter, Summer | Winter, Summer | Winter, Summer | Winter, Summer
RPS v5.14- Solar RFCE (9) | 1183 | 6179 | Generation Constraint in GWh | FALSE | G | Annual | Standard GWh | GWh | 884.3838 | 1299.9164 | 1739.6664 | 1882.3391 | 1927.2312 | 1995.6152 | 2069.6796
RPS v5.14- Solar RFCE (9) | 1183 | 6179 | Generation Constraint in GWh | FALSE | G | Annual | Emissions at Affected Plants | GWh | 1099.2159 | 1099.2159 | 1739.6664 | 1882.3391 | 8992.8306 | 19727.1656 | 21305.7917
RPS v5.14- Solar RFCE (9) | 1183 | 6179 | Generation Constraint in GWh | FALSE | G | Annual | Allowances Purchased | GWh | 0 | 200.7005 | 0 | 0 | 0 | 0 | 0
RPS v5.14- Solar RFCE (9) | 1183 | 6179 | Generation Constraint in GWh | FALSE | G | Annual | Allowances Sold | GWh | 0 | 0 | 0 | 0 | 0 | 0 | 0
RPS v5.14- Solar RFCE (9) | 1183 | 6179 | Generation Constraint in GWh | FALSE | G | Annual | Allowances Banked | GWh | 0 | 0 | 0 | 0 | 0 | 0 | 0
RPS v5.14- Solar RFCE (9) | 1183 | 6179 | Generation Constraint in GWh | FALSE | G | Annual | Allowances Withdrawn (1:1) | GWh | 0 | 0 | 0 | 0 | 0 | 0 | 0
RPS v5.14- Solar RFCE (9) | 1183 | 6179 | Generation Constraint in GWh | FALSE | G | Annual | Allowances Withdrawn (n:1) | GWh | 0 | 0 | 0 | 0 | 0 | 0 | 0
RPS v5.14- Solar RFCE (9) | 1183 | 6179 | Generation Constraint in GWh | FALSE | G | Annual | Net Emissions Allowance Position | GWh | 1099.2159 | 1299.9164 | 1739.6664 | 1882.3391 | 8992.8306 | 19727.1656 | 21305.7917
RPS v5.14- Solar RFCE (9) | 1183 | 6179 | Generation Constraint in GWh | FALSE | G | Annual | Fuel Consumed | TBtu | 0 | 0 | 0 | 0 | 0 | 0 | 0
RPS v5.14- Solar RFCE (9) | 1183 | 6179 | Generation Constraint in GWh | FALSE | G | Annual | Heat Rate | MMBtu/MWh | 0 | 0 | 0 | 0 | 0 | 0 | 0
RPS v5.14- Solar RFCE (9) | 1183 | 6179 | Generation Constraint in GWh | FALSE | G | Annual | Generation | TWh | 1.0992 | 1.0992 | 1.7397 | 1.8823 | 8.9928 | 19.7272 | 21.3058
RPS v5.14- Solar RFCE (9) | 1183 | 6179 | Generation Constraint in GWh | FALSE | G | Annual | Qualifying Generation | TWh | 1.0992 | 1.0992 | 1.7397 | 1.8823 | 8.9928 | 19.7272 | 21.3058
RPS v5.14- Solar RFCE (9) | 1183 | 6179 | Generation Constraint in GWh | FALSE | G | Annual | Rate | lb/MWh | 0 | 0 | 0 | 0 | 0 | 0 | 0
RPS v5.14- Solar RFCE (9) | 1183 | 6179 | Generation Constraint in GWh | FALSE | G | Annual | Constraint Shadow Price | US2011$/MWh | 0 | 150.0006 | 2.4605 | 1.5344 | 0 | 0 | 0
RPS v5.14- Solar RFCW (11) | 1184 | 6180 | Generation Constraint in GWh | FALSE | G | Annual | Seasons Included | Seasons | Winter, Summer | Winter, Summer | Winter, Summer | Winter, Summer | Winter, Summer | Winter, Summer | Winter, Summer
RPS v5.14- Solar RFCW (11) | 1184 | 6180 | Generation Constraint in GWh | FALSE | G | Annual | Standard GWh | GWh | 1020.3294 | 1305.7699 | 1726.1125 | 2306.0403 | 2475.3081 | 2547.609 | 2626.9068
RPS v5.14- Solar RFCW (11) | 1184 | 6180 | Generation Constraint in GWh | FALSE | G | Annual | Emissions at Affected Plants | GWh | 491.2754 | 491.2754 | 1751.096 | 2331.0238 | 2500.2915 | 4882.6588 | 6654.5918
RPS v5.14- Solar RFCW (11) | 1184 | 6180 | Generation Constraint in GWh | FALSE | G | Annual | Allowances Purchased | GWh | 554.0375 | 839.478 | 0 | 0 | 0 | 0 | 0
RPS v5.14- Solar RFCW (11) | 1184 | 6180 | Generation Constraint in GWh | FALSE | G | Annual | Allowances Sold | GWh | 0 | 0 | 0 | 0 | 0 | 0 | 0
RPS v5.14- Solar RFCW (11) | 1184 | 6180 | Generation Constraint in GWh | FALSE | G | Annual | Allowances Banked | GWh | 0 | 0 | 0 | 0 | 0 | 0 | 0
RPS v5.14- Solar RFCW (11) | 1184 | 6180 | Generation Constraint in GWh | FALSE | G | Annual | Allowances Withdrawn (1:1) | GWh | 0 | 0 | 0 | 0 | 0 | 0 | 0
RPS v5.14- Solar RFCW (11) | 1184 | 6180 | Generation Constraint in GWh | FALSE | G | Annual | Allowances Withdrawn (n:1) | GWh | 0 | 0 | 0 | 0 | 0 | 0 | 0
RPS v5.14- Solar RFCW (11) | 1184 | 6180 | Generation Constraint in GWh | FALSE | G | Annual | Net Emissions Allowance Position | GWh | 1045.3129 | 1330.7534 | 1751.096 | 2331.0238 | 2500.2915 | 4882.6588 | 6654.5918
RPS v5.14- Solar RFCW (11) | 1184 | 6180 | Generation Constraint in GWh | FALSE | G | Annual | Fuel Consumed | TBtu | 0 | 0 | 0 | 0 | 0 | 0 | 0
RPS v5.14- Solar RFCW (11) | 1184 | 6180 | Generation Constraint in GWh | FALSE | G | Annual | Heat Rate | MMBtu/MWh | 0 | 0 | 0 | 0 | 0 | 0 | 0
RPS v5.14- Solar RFCW (11) | 1184 | 6180 | Generation Constraint in GWh | FALSE | G | Annual | Generation | TWh | 0.49128 | 0.49128 | 1.7511 | 2.331 | 2.5003 | 4.8827 | 6.6546
RPS v5.14- Solar RFCW (11) | 1184 | 6180 | Generation Constraint in GWh | FALSE | G | Annual | Qualifying Generation | TWh | 0.46629 | 0.46629 | 1.7261 | 2.306 | 2.4753 | 4.7451 | 6.4375
RPS v5.14- Solar RFCW (11) | 1184 | 6180 | Generation Constraint in GWh | FALSE | G | Annual | Rate | lb/MWh | 0 | 0 | 0 | 0 | 0 | 0 | 0
RPS v5.14- Solar RFCW (11) | 1184 | 6180 | Generation Constraint in GWh | FALSE | G | Annual | Constraint Shadow Price | US2011$/MWh | 250.0006 | 150.0006 | 32.2854 | 19.3399 | 0.10082 | 0 | 0
RPS v5.14- Solar RMPA (22) | 1185 | 6181 | Generation Constraint in GWh | FALSE | G | Annual | Seasons Included | Seasons | Winter, Summer | Winter, Summer | Winter, Summer | Winter, Summer | Winter, Summer | Winter, Summer | Winter, Summer
RPS v5.14- Solar RMPA (22) | 1185 | 6181 | Generation Constraint in GWh | FALSE | G | Annual | Standard GWh | GWh | 8.3569 | 8.5055 | 10.7877 | 11.9839 | 12.7051 | 13.7469 | 15.034
RPS v5.14- Solar RMPA (22) | 1185 | 6181 | Generation Constraint in GWh | FALSE | G | Annual | Emissions at Affected Plants | GWh | 381.7361 | 381.7361 | 381.7361 | 1237.4351 | 2312.0054 | 11688.1859 | 13848.1859
RPS v5.14- Solar RMPA (22) | 1185 | 6181 | Generation Constraint in GWh | FALSE | G | Annual | Allowances Purchased | GWh | 0 | 0 | 0 | 0 | 0 | 0 | 0
RPS v5.14- Solar RMPA (22) | 1185 | 6181 | Generation Constraint in GWh | FALSE | G | Annual | Allowances Sold | GWh | 0 | 0 | 0 | 0 | 0 | 0 | 0
RPS v5.14- Solar RMPA (22) | 1185 | 6181 | Generation Constraint in GWh | FALSE | G | Annual | Allowances Banked | GWh | 0 | 0 | 0 | 0 | 0 | 0 | 0
RPS v5.14- Solar RMPA (22) | 1185 | 6181 | Generation Constraint in GWh | FALSE | G | Annual | Allowances Withdrawn (1:1) | GWh | 0 | 0 | 0 | 0 | 0 | 0 | 0
RPS v5.14- Solar RMPA (22) | 1185 | 6181 | Generation Constraint in GWh | FALSE | G | Annual | Allowances Withdrawn (n:1) | GWh | 0 | 0 | 0 | 0 | 0 | 0 | 0
RPS v5.14- Solar RMPA (22) | 1185 | 6181 | Generation Constraint in GWh | FALSE | G | Annual | Net Emissions Allowance Position | GWh | 381.7361 | 381.7361 | 381.7361 | 1237.4351 | 2312.0054 | 11688.1859 | 13848.1859
RPS v5.14- Solar RMPA (22) | 1185 | 6181 | Generation Constraint in GWh | FALSE | G | Annual | Fuel Consumed | TBtu | 0 | 0 | 0 | 0 | 0 | 0 | 0
RPS v5.14- Solar RMPA (22) | 1185 | 6181 | Generation Constraint in GWh | FALSE | G | Annual | Heat Rate | MMBtu/MWh | 0 | 0 | 0 | 0 | 0 | 0 | 0
RPS v5.14- Solar RMPA (22) | 1185 | 6181 | Generation Constraint in GWh | FALSE | G | Annual | Generation | TWh | 0.38174 | 0.38174 | 0.38174 | 1.2374 | 2.312 | 11.6882 | 13.8482
RPS v5.14- Solar RMPA (22) | 1185 | 6181 | Generation Constraint in GWh | FALSE | G | Annual | Qualifying Generation | TWh | 0.38174 | 0.38174 | 0.38174 | 1.2374 | 2.312 | 11.6882 | 13.8482
RPS v5.14- Solar RMPA (22) | 1185 | 6181 | Generation Constraint in GWh | FALSE | G | Annual | Rate | lb/MWh | 0 | 0 | 0 | 0 | 0 | 0 | 0
RPS v5.14- Solar RMPA (22) | 1185 | 6181 | Generation Constraint in GWh | FALSE | G | Annual | Constraint Shadow Price | US2011$/MWh | 0 | 0 | 0 | 0 | 0 | 0 | 0
RPS v5.14- Solar SPNO (17) | 1186 | 6182 | Generation Constraint in GWh | FALSE | G | Annual | Seasons Included | Seasons | Winter, Summer | Winter, Summer | Winter, Summer | Winter, Summer | Winter, Summer | Winter, Summer | Winter, Summer
RPS v5.14- Solar SPNO (17) | 1186 | 6182 | Generation Constraint in GWh | FALSE | G | Annual | Standard GWh | GWh | 16.9315 | 34.0194 | 42.5538 | 52.2804 | 53.9695 | 56.5439 | 59.5858
RPS v5.14- Solar SPNO (17) | 1186 | 6182 | Generation Constraint in GWh | FALSE | G | Annual | Emissions at Affected Plants | GWh | 20.3552 | 35.0716 | 43.8699 | 53.8973 | 55.6387 | 8237 | 8665
RPS v5.14- Solar SPNO (17) | 1186 | 6182 | Generation Constraint in GWh | FALSE | G | Annual | Allowances Purchased | GWh | 0 | 0 | 0 | 0 | 0 | 0 | 0
RPS v5.14- Solar SPNO (17) | 1186 | 6182 | Generation Constraint in GWh | FALSE | G | Annual | Allowances Sold | GWh | 0 | 0 | 0 | 0 | 0 | 0 | 0
RPS v5.14- Solar SPNO (17) | 1186 | 6182 | Generation Constraint in GWh | FALSE | G | Annual | Allowances Banked | GWh | 0 | 0 | 0 | 0 | 0 | 0 | 0
RPS v5.14- Solar SPNO (17) | 1186 | 6182 | Generation Constraint in GWh | FALSE | G | Annual | Allowances Withdrawn (1:1) | GWh | 0 | 0 | 0 | 0 | 0 | 0 | 0
RPS v5.14- Solar SPNO (17) | 1186 | 6182 | Generation Constraint in GWh | FALSE | G | Annual | Allowances Withdrawn (n:1) | GWh | 0 | 0 | 0 | 0 | 0 | 0 | 0
RPS v5.14- Solar SPNO (17) | 1186 | 6182 | Generation Constraint in GWh | FALSE | G | Annual | Net Emissions Allowance Position | GWh | 20.3552 | 35.0716 | 43.8699 | 53.8973 | 55.6387 | 8237 | 8665
RPS v5.14- Solar SPNO (17) | 1186 | 6182 | Generation Constraint in GWh | FALSE | G | Annual | Fuel Consumed | TBtu | 0 | 0 | 0 | 0 | 0 | 0 | 0
RPS v5.14- Solar SPNO (17) | 1186 | 6182 | Generation Constraint in GWh | FALSE | G | Annual | Heat Rate | MMBtu/MWh | 0 | 0 | 0 | 0 | 0 | 0 | 0
RPS v5.14- Solar SPNO (17) | 1186 | 6182 | Generation Constraint in GWh | FALSE | G | Annual | Generation | TWh | 0.020355 | 0.035072 | 0.04387 | 0.053897 | 0.055639 | 8.237 | 8.665
RPS v5.14- Solar SPNO (17) | 1186 | 6182 | Generation Constraint in GWh | FALSE | G | Annual | Qualifying Generation | TWh | 0.019745 | 0.034019 | 0.042554 | 0.05228 | 0.05397 | 7.9899 | 8.4051
RPS v5.14- Solar SPNO (17) | 1186 | 6182 | Generation Constraint in GWh | FALSE | G | Annual | Rate | lb/MWh | 0 | 0 | 0 | 0 | 0 | 0 | 0
RPS v5.14- Solar SPNO (17) | 1186 | 6182 | Generation Constraint in GWh | FALSE | G | Annual | Constraint Shadow Price | US2011$/MWh | 0 | 199.0074 | 31.9048 | 24.2151 | 20.0232 | 0 | 0
RPS v5.14- Solar SPSO (18) | 1187 | 6183 | Generation Constraint in GWh | FALSE | G | Annual | Seasons Included | Seasons | Winter, Summer | Winter, Summer | Winter, Summer | Winter, Summer | Winter, Summer | Winter, Summer | Winter, Summer
RPS v5.14- Solar SPSO (18) | 1187 | 6183 | Generation Constraint in GWh | FALSE | G | Annual | Standard GWh | GWh | 143.0089 | 148.1661 | 190.484 | 213.035 | 224.4917 | 241.9853 | 263.3617
RPS v5.14- Solar SPSO (18) | 1187 | 6183 | Generation Constraint in GWh | FALSE | G | Annual | Emissions at Affected Plants | GWh | 254.344 | 254.344 | 254.344 | 254.344 | 254.344 | 22589.1397 | 26473.1397
RPS v5.14- Solar SPSO (18) | 1187 | 6183 | Generation Constraint in GWh | FALSE | G | Annual | Allowances Purchased | GWh | 0 | 0 | 0 | 0 | 0 | 0 | 0
RPS v5.14- Solar SPSO (18) | 1187 | 6183 | Generation Constraint in GWh | FALSE | G | Annual | Allowances Sold | GWh | 0 | 0 | 0 | 0 | 0 | 0 | 0
RPS v5.14- Solar SPSO (18) | 1187 | 6183 | Generation Constraint in GWh | FALSE | G | Annual | Allowances Banked | GWh | 0 | 0 | 0 | 0 | 0 | 0 | 0
RPS v5.14- Solar SPSO (18) | 1187 | 6183 | Generation Constraint in GWh | FALSE | G | Annual | Allowances Withdrawn (1:1) | GWh | 0 | 0 | 0 | 0 | 0 | 0 | 0
RPS v5.14- Solar SPSO (18) | 1187 | 6183 | Generation Constraint in GWh | FALSE | G | Annual | Allowances Withdrawn (n:1) | GWh | 0 | 0 | 0 | 0 | 0 | 0 | 0
RPS v5.14- Solar SPSO (18) | 1187 | 6183 | Generation Constraint in GWh | FALSE | G | Annual | Net Emissions Allowance Position | GWh | 254.344 | 254.344 | 254.344 | 254.344 | 254.344 | 22589.1397 | 26473.1397
RPS v5.14- Solar SPSO (18) | 1187 | 6183 | Generation Constraint in GWh | FALSE | G | Annual | Fuel Consumed | TBtu | 0 | 0 | 0 | 0 | 0 | 0 | 0
RPS v5.14- Solar SPSO (18) | 1187 | 6183 | Generation Constraint in GWh | FALSE | G | Annual | Heat Rate | MMBtu/MWh | 0 | 0 | 0 | 0 | 0 | 0 | 0
RPS v5.14- Solar SPSO (18) | 1187 | 6183 | Generation Constraint in GWh | FALSE | G | Annual | Generation | TWh | 0.25434 | 0.25434 | 0.25434 | 0.25434 | 0.25434 | 22.5891 | 26.4731
RPS v5.14- Solar SPSO (18) | 1187 | 6183 | Generation Constraint in GWh | FALSE | G | Annual | Qualifying Generation | TWh | 0.25386 | 0.25386 | 0.25386 | 0.25386 | 0.25386 | 20.3552 | 23.8508
RPS v5.14- Solar SPSO (18) | 1187 | 6183 | Generation Constraint in GWh | FALSE | G | Annual | Rate | lb/MWh | 0 | 0 | 0 | 0 | 0 | 0 | 0
RPS v5.14- Solar SPSO (18) | 1187 | 6183 | Generation Constraint in GWh | FALSE | G | Annual | Constraint Shadow Price | US2011$/MWh | 0 | 0 | 0 | 0 | 0 | 0 | 0
RPS v5.14- Solar SRCE (15) | 1188 | 6184 | Generation Constraint in GWh | FALSE | G | Annual | Seasons Included | Seasons | Winter, Summer | Winter, Summer | Winter, Summer | Winter, Summer | Winter, Summer | Winter, Summer | Winter, Summer
RPS v5.14- Solar SRCE (15) | 1188 | 6184 | Generation Constraint in GWh | FALSE | G | Annual | Standard GWh | GWh | 1.316 | 1.9153 | 1.9507 | 2.0263 | 2.1177 | 2.2324 | 2.3633
RPS v5.14- Solar SRCE (15) | 1188 | 6184 | Generation Constraint in GWh | FALSE | G | Annual | Emissions at Affected Plants | GWh | 421.7787 | 421.7787 | 421.7787 | 421.7787 | 421.7787 | 6592.9586 | 45007.9804
RPS v5.14- Solar SRCE (15) | 1188 | 6184 | Generation Constraint in GWh | FALSE | G | Annual | Allowances Purchased | GWh | 0 | 0 | 0 | 0 | 0 | 0 | 0
RPS v5.14- Solar SRCE (15) | 1188 | 6184 | Generation Constraint in GWh | FALSE | G | Annual | Allowances Sold | GWh | 0 | 0 | 0 | 0 | 0 | 0 | 0
RPS v5.14- Solar SRCE (15) | 1188 | 6184 | Generation Constraint in GWh | FALSE | G | Annual | Allowances Banked | GWh | 0 | 0 | 0 | 0 | 0 | 0 | 0
RPS v5.14- Solar SRCE (15) | 1188 | 6184 | Generation Constraint in GWh | FALSE | G | Annual | Allowances Withdrawn (1:1) | GWh | 0 | 0 | 0 | 0 | 0 | 0 | 0
RPS v5.14- Solar SRCE (15) | 1188 | 6184 | Generation Constraint in GWh | FALSE | G | Annual | Allowances Withdrawn (n:1) | GWh | 0 | 0 | 0 | 0 | 0 | 0 | 0
RPS v5.14- Solar SRCE (15) | 1188 | 6184 | Generation Constraint in GWh | FALSE | G | Annual | Net Emissions Allowance Position | GWh | 421.7787 | 421.7787 | 421.7787 | 421.7787 | 421.7787 | 6592.9586 | 45007.9804
RPS v5.14- Solar SRCE (15) | 1188 | 6184 | Generation Constraint in GWh | FALSE | G | Annual | Fuel Consumed | TBtu | 0 | 0 | 0 | 0 | 0 | 0 | 0
RPS v5.14- Solar SRCE (15) | 1188 | 6184 | Generation Constraint in GWh | FALSE | G | Annual | Heat Rate | MMBtu/MWh | 0 | 0 | 0 | 0 | 0 | 0 | 0
RPS v5.14- Solar SRCE (15) | 1188 | 6184 | Generation Constraint in GWh | FALSE | G | Annual | Generation | TWh | 0.42178 | 0.42178 | 0.42178 | 0.42178 | 0.42178 | 6.593 | 45.008
RPS v5.14- Solar SRCE (15) | 1188 | 6184 | Generation Constraint in GWh | FALSE | G | Annual | Qualifying Generation | TWh | 0.20289 | 0.20289 | 0.20289 | 0.20289 | 0.20289 | 6.3741 | 44.7891
RPS v5.14- Solar SRCE (15) | 1188 | 6184 | Generation Constraint in GWh | FALSE | G | Annual | Rate | lb/MWh | 0 | 0 | 0 | 0 | 0 | 0 | 0
RPS v5.14- Solar SRCE (15) | 1188 | 6184 | Generation Constraint in GWh | FALSE | G | Annual | Constraint Shadow Price | US2011$/MWh | 0 | 0 | 0 | 0 | 0 | 0 | 0
RPS v5.14- Solar SRDA (12) | 1189 | 6185 | Generation Constraint in GWh | FALSE | G | Annual | Seasons Included | Seasons | Winter, Summer | Winter, Summer | Winter, Summer | Winter, Summer | Winter, Summer | Winter, Summer | Winter, Summer
RPS v5.14- Solar SRDA (12) | 1189 | 6185 | Generation Constraint in GWh | FALSE | G | Annual | Standard GWh | GWh | 0.014371 | 0.029109 | 0.037489 | 0.046856 | 0.049276 | 0.052811 | 0.057072
RPS v5.14- Solar SRDA (12) | 1189 | 6185 | Generation Constraint in GWh | FALSE | G | Annual | Emissions at Affected Plants | GWh | 4.8837 | 4.8837 | 4.8837 | 4.8837 | 4.8837 | 48260.1732 | 67286.5271
RPS v5.14- Solar SRDA (12) | 1189 | 6185 | Generation Constraint in GWh | FALSE | G | Annual | Allowances Purchased | GWh | 0 | 0 | 0 | 0 | 0 | 0 | 0
RPS v5.14- Solar SRDA (12) | 1189 | 6185 | Generation Constraint in GWh | FALSE | G | Annual | Allowances Sold | GWh | 0 | 0 | 0 | 0 | 0 | 0 | 0
RPS v5.14- Solar SRDA (12) | 1189 | 6185 | Generation Constraint in GWh | FALSE | G | Annual | Allowances Banked | GWh | 0 | 0 | 0 | 0 | 0 | 0 | 0
RPS v5.14- Solar SRDA (12) | 1189 | 6185 | Generation Constraint in GWh | FALSE | G | Annual | Allowances Withdrawn (1:1) | GWh | 0 | 0 | 0 | 0 | 0 | 0 | 0
RPS v5.14- Solar SRDA (12) | 1189 | 6185 | Generation Constraint in GWh | FALSE | G | Annual | Allowances Withdrawn (n:1) | GWh | 0 | 0 | 0 | 0 | 0 | 0 | 0
RPS v5.14- Solar SRDA (12) | 1189 | 6185 | Generation Constraint in GWh | FALSE | G | Annual | Net Emissions Allowance Position | GWh | 4.8837 | 4.8837 | 4.8837 | 4.8837 | 4.8837 | 48260.1732 | 67286.5271
RPS v5.14- Solar SRDA (12) | 1189 | 6185 | Generation Constraint in GWh | FALSE | G | Annual | Fuel Consumed | TBtu | 0 | 0 | 0 | 0 | 0 | 0 | 0
RPS v5.14- Solar SRDA (12) | 1189 | 6185 | Generation Constraint in GWh | FALSE | G | Annual | Heat Rate | MMBtu/MWh | 0 | 0 | 0 | 0 | 0 | 0 | 0
RPS v5.14- Solar SRDA (12) | 1189 | 6185 | Generation Constraint in GWh | FALSE | G | Annual | Generation | TWh | 0.0048837 | 0.0048837 | 0.0048837 | 0.0048837 | 0.0048837 | 48.2602 | 67.2865
RPS v5.14- Solar SRDA (12) | 1189 | 6185 | Generation Constraint in GWh | FALSE | G | Annual | Qualifying Generation | TWh | 0.00048837 | 0.00048837 | 0.00048837 | 0.00048837 | 0.00048837 | 28.1546 | 43.6854
RPS v5.14- Solar SRDA (12) | 1189 | 6185 | Generation Constraint in GWh | FALSE | G | Annual | Rate | lb/MWh | 0 | 0 | 0 | 0 | 0 | 0 | 0
RPS v5.14- Solar SRDA (12) | 1189 | 6185 | Generation Constraint in GWh | FALSE | G | Annual | Constraint Shadow Price | US2011$/MWh | 0 | 0 | 0 | 0 | 0 | 0 | 0
RPS v5.14- Solar SRGW (13) | 1190 | 6186 | Generation Constraint in GWh | FALSE | G | Annual | Seasons Included | Seasons | Winter, Summer | Winter, Summer | Winter, Summer | Winter, Summer | Winter, Summer | Winter, Summer | Winter, Summer
RPS v5.14- Solar SRGW (13) | 1190 | 6186 | Generation Constraint in GWh | FALSE | G | Annual | Standard GWh | GWh | 313.9157 | 413.9895 | 529.9184 | 728.994 | 796.2389 | 826.6221 | 861.6658
RPS v5.14- Solar SRGW (13) | 1190 | 6186 | Generation Constraint in GWh | FALSE | G | Annual | Emissions at Affected Plants | GWh | 40.327 | 448.0089 | 572.4723 | 781.2744 | 850.2084 | 9704.3173 | 10853.1461
RPS v5.14- Solar SRGW (13) | 1190 | 6186 | Generation Constraint in GWh | FALSE | G | Annual | Allowances Purchased | GWh | 293.3332 | 0 | 0 | 0 | 0 | 0 | 0
RPS v5.14- Solar SRGW (13) | 1190 | 6186 | Generation Constraint in GWh | FALSE | G | Annual | Allowances Sold | GWh | 0 | 0 | 0 | 0 | 0 | 0 | 0
RPS v5.14- Solar SRGW (13) | 1190 | 6186 | Generation Constraint in GWh | FALSE | G | Annual | Allowances Banked | GWh | 0 | 0 | 0 | 0 | 0 | 0 | 0
RPS v5.14- Solar SRGW (13) | 1190 | 6186 | Generation Constraint in GWh | FALSE | G | Annual | Allowances Withdrawn (1:1) | GWh | 0 | 0 | 0 | 0 | 0 | 0 | 0
RPS v5.14- Solar SRGW (13) | 1190 | 6186 | Generation Constraint in GWh | FALSE | G | Annual | Allowances Withdrawn (n:1) | GWh | 0 | 0 | 0 | 0 | 0 | 0 | 0
RPS v5.14- Solar SRGW (13) | 1190 | 6186 | Generation Constraint in GWh | FALSE | G | Annual | Net Emissions Allowance Position | GWh | 333.6603 | 448.0089 | 572.4723 | 781.2744 | 850.2084 | 9704.3173 | 10853.1461
RPS v5.14- Solar SRGW (13) | 1190 | 6186 | Generation Constraint in GWh | FALSE | G | Annual | Fuel Consumed | TBtu | 0 | 0 | 0 | 0 | 0 | 0 | 0
RPS v5.14- Solar SRGW (13) | 1190 | 6186 | Generation Constraint in GWh | FALSE | G | Annual | Heat Rate | MMBtu/MWh | 0 | 0 | 0 | 0 | 0 | 0 | 0
RPS v5.14- Solar SRGW (13) | 1190 | 6186 | Generation Constraint in GWh | FALSE | G | Annual | Generation | TWh | 0.040327 | 0.44801 | 0.57247 | 0.78127 | 0.85021 | 9.7043 | 10.8531
RPS v5.14- Solar SRGW (13) | 1190 | 6186 | Generation Constraint in GWh | FALSE | G | Annual | Qualifying Generation | TWh | 0.020582 | 0.41399 | 0.52992 | 0.72899 | 0.79624 | 1.7144 | 2.4481
RPS v5.14- Solar SRGW (13) | 1190 | 6186 | Generation Constraint in GWh | FALSE | G | Annual | Rate | lb/MWh | 0 | 0 | 0 | 0 | 0 | 0 | 0
RPS v5.14- Solar SRGW (13) | 1190 | 6186 | Generation Constraint in GWh | FALSE | G | Annual | Constraint Shadow Price | US2011$/MWh | 500.0006 | 244.6663 | 35.5095 | 24.9764 | 4.1125 | 0 | 0
RPS v5.14- Solar SRVC (16) | 1191 | 6187 | Generation Constraint in GWh | FALSE | G | Annual | Seasons Included | Seasons | Winter, Summer | Winter, Summer | Winter, Summer | Winter, Summer | Winter, Summer | Winter, Summer | Winter, Summer
RPS v5.14- Solar SRVC (16) | 1191 | 6187 | Generation Constraint in GWh | FALSE | G | Annual | Standard GWh | GWh | 191.3933 | 275.8419 | 277.3302 | 287.0418 | 301.2814 | 323.1626 | 349.6165
RPS v5.14- Solar SRVC (16) | 1191 | 6187 | Generation Constraint in GWh | FALSE | G | Annual | Emissions at Affected Plants | GWh | 1660.9981 | 1660.9981 | 5978.9268 | 7865.581 | 8562.6262 | 78027 | 84150
RPS v5.14- Solar SRVC (16) | 1191 | 6187 | Generation Constraint in GWh | FALSE | G | Annual | Allowances Purchased | GWh | 0 | 0 | 0 | 0 | 0 | 0 | 0
RPS v5.14- Solar SRVC (16) | 1191 | 6187 | Generation Constraint in GWh | FALSE | G | Annual | Allowances Sold | GWh | 0 | 0 | 0 | 0 | 0 | 0 | 0
RPS v5.14- Solar SRVC (16) | 1191 | 6187 | Generation Constraint in GWh | FALSE | G | Annual | Allowances Banked | GWh | 0 | 0 | 0 | 0 | 0 | 0 | 0
RPS v5.14- Solar SRVC (16) | 1191 | 6187 | Generation Constraint in GWh | FALSE | G | Annual | Allowances Withdrawn (1:1) | GWh | 0 | 0 | 0 | 0 | 0 | 0 | 0
RPS v5.14- Solar SRVC (16) | 1191 | 6187 | Generation Constraint in GWh | FALSE | G | Annual | Allowances Withdrawn (n:1) | GWh | 0 | 0 | 0 | 0 | 0 | 0 | 0
RPS v5.14- Solar SRVC (16) | 1191 | 6187 | Generation Constraint in GWh | FALSE | G | Annual | Net Emissions Allowance Position | GWh | 1660.9981 | 1660.9981 | 5978.9268 | 7865.581 | 8562.6262 | 78027 | 84150
RPS v5.14- Solar SRVC (16) | 1191 | 6187 | Generation Constraint in GWh | FALSE | G | Annual | Fuel Consumed | TBtu | 0 | 0 | 0 | 0 | 0 | 0 | 0
RPS v5.14- Solar SRVC (16) | 1191 | 6187 | Generation Constraint in GWh | FALSE | G | Annual | Heat Rate | MMBtu/MWh | 0 | 0 | 0 | 0 | 0 | 0 | 0
RPS v5.14- Solar SRVC (16) | 1191 | 6187 | Generation Constraint in GWh | FALSE | G | Annual | Generation | TWh | 1.661 | 1.661 | 5.9789 | 7.8656 | 8.5626 | 78.027 | 84.15
RPS v5.14- Solar SRVC (16) | 1191 | 6187 | Generation Constraint in GWh | FALSE | G | Annual | Qualifying Generation | TWh | 1.661 | 1.661 | 5.9789 | 7.8656 | 8.5626 | 78.027 | 84.15
RPS v5.14- Solar SRVC (16) | 1191 | 6187 | Generation Constraint in GWh | FALSE | G | Annual | Rate | lb/MWh | 0 | 0 | 0 | 0 | 0 | 0 | 0
RPS v5.14- Solar SRVC (16) | 1191 | 6187 | Generation Constraint in GWh | FALSE | G | Annual | Constraint Shadow Price | US2011$/MWh | 0 | 0 | 0 | 0 | 0 | 0 | 0
RPS v5.14- SPNO (17) | 1192 | 6169 | Generation Constraint in GWh | FALSE | G | Annual | Seasons Included | Seasons | Winter, Summer | Winter, Summer | Winter, Summer | Winter, Summer | Winter, Summer | Winter, Summer | Winter, Summer
RPS v5.14- SPNO (17) | 1192 | 6169 | Generation Constraint in GWh | FALSE | G | Annual | Standard GWh | GWh | 5491.2612 | 6367.1697 | 7979.1465 | 9011.5543 | 9302.7094 | 9746.4525 | 10270.7838
RPS v5.14- SPNO (17) | 1192 | 6169 | Generation Constraint in GWh | FALSE | G | Annual | Emissions at Affected Plants | GWh | 13534.9177 | 14445.5143 | 15772.0343 | 15782.0616 | 15887.803 | 25427.0454 | 26740.6989
RPS v5.14- SPNO (17) | 1192 | 6169 | Generation Constraint in GWh | FALSE | G | Annual | Allowances Purchased | GWh | 0 | 0 | 0 | 0 | 0 | 0 | 0
RPS v5.14- SPNO (17) | 1192 | 6169 | Generation Constraint in GWh | FALSE | G | Annual | Allowances Sold | GWh | 0 | 0 | 0 | 0 | 0 | 0 | 0
RPS v5.14- SPNO (17) | 1192 | 6169 | Generation Constraint in GWh | FALSE | G | Annual | Allowances Banked | GWh | 0 | 0 | 0 | 0 | 0 | 0 | 0
RPS v5.14- SPNO (17) | 1192 | 6169 | Generation Constraint in GWh | FALSE | G | Annual | Allowances Withdrawn (1:1) | GWh | 0 | 0 | 0 | 0 | 0 | 0 | 0
RPS v5.14- SPNO (17) | 1192 | 6169 | Generation Constraint in GWh | FALSE | G | Annual | Allowances Withdrawn (n:1) | GWh | 0 | 0 | 0 | 0 | 0 | 0 | 0
RPS v5.14- SPNO (17) | 1192 | 6169 | Generation Constraint in GWh | FALSE | G | Annual | Net Emissions Allowance Position | GWh | 13534.9177 | 14445.5143 | 15772.0343 | 15782.0616 | 15887.803 | 25427.0454 | 26740.6989
RPS v5.14- SPNO (17) | 1192 | 6169 | Generation Constraint in GWh | FALSE | G | Annual | Fuel Consumed | TBtu | 2.0089 | 2.0807 | 2.2235 | 2.2235 | 2.2235 | 7.9546 | 8.3039
RPS v5.14- SPNO (17) | 1192 | 6169 | Generation Constraint in GWh | FALSE | G | Annual | Heat Rate | MMBtu/MWh | 0.14842 | 0.14404 | 0.14098 | 0.14089 | 0.13995 | 0.31284 | 0.31054
RPS v5.14- SPNO (17) | 1192 | 6169 | Generation Constraint in GWh | FALSE | G | Annual | Generation | TWh | 13.5349 | 14.4455 | 15.772 | 15.7821 | 15.8878 | 25.427 | 26.7407
RPS v5.14- SPNO (17) | 1192 | 6169 | Generation Constraint in GWh | FALSE | G | Annual | Qualifying Generation | TWh | 13.1289 | 14.0121 | 15.2989 | 15.3086 | 15.4112 | 24.6642 | 25.9385
RPS v5.14- SPNO (17) | 1192 | 6169 | Generation Constraint in GWh | FALSE | G | Annual | Rate | lb/MWh | 0 | 0 | 0 | 0 | 0 | 0 | 0
RPS v5.14- SPNO (17) | 1192 | 6169 | Generation Constraint in GWh | FALSE | G | Annual | Constraint Shadow Price | US2011$/MWh | 0 | 0 | 0 | 0 | 0 | 0 | 0
RPS v5.14- SPSO (18) | 1193 | 6170 | Generation Constraint in GWh | FALSE | G | Annual | Seasons Included | Seasons | Winter, Summer | Winter, Summer | Winter, Summer | Winter, Summer | Winter, Summer | Winter, Summer | Winter, Summer
RPS v5.14- SPSO (18) | 1193 | 6170 | Generation Constraint in GWh | FALSE | G | Annual | Standard GWh | GWh | 2457.2181 | 2678.9933 | 3073.3748 | 3372.3524 | 3553.7128 | 3830.6379 | 4169.0266
RPS v5.14- SPSO (18) | 1193 | 6170 | Generation Constraint in GWh | FALSE | G | Annual | Emissions at Affected Plants | GWh | 41197.4808 | 48667.8667 | 48667.8667 | 48667.8667 | 48667.8667 | 71165.193 | 75047.1552
RPS v5.14- SPSO (18) | 1193 | 6170 | Generation Constraint in GWh | FALSE | G | Annual | Allowances Purchased | GWh | 0 | 0 | 0 | 0 | 0 | 0 | 0
RPS v5.14- SPSO (18) | 1193 | 6170 | Generation Constraint in GWh | FALSE | G | Annual | Allowances Sold | GWh | 0 | 0 | 0 | 0 | 0 | 0 | 0
RPS v5.14- SPSO (18) | 1193 | 6170 | Generation Constraint in GWh | FALSE | G | Annual | Allowances Banked | GWh | 0 | 0 | 0 | 0 | 0 | 0 | 0
RPS v5.14- SPSO (18) | 1193 | 6170 | Generation Constraint in GWh | FALSE | G | Annual | Allowances Withdrawn (1:1) | GWh | 0 | 0 | 0 | 0 | 0 | 0 | 0
RPS v5.14- SPSO (18) | 1193 | 6170 | Generation Constraint in GWh | FALSE | G | Annual | Allowances Withdrawn (n:1) | GWh | 0 | 0 | 0 | 0 | 0 | 0 | 0
RPS v5.14- SPSO (18) | 1193 | 6170 | Generation Constraint in GWh | FALSE | G | Annual | Net Emissions Allowance Position | GWh | 41197.4808 | 48667.8667 | 48667.8667 | 48667.8667 | 48667.8667 | 71165.193 | 75047.1552
RPS v5.14- SPSO (18) | 1193 | 6170 | Generation Constraint in GWh | FALSE | G | Annual | Fuel Consumed | TBtu | 0.8846 | 0.8846 | 0.8846 | 0.8846 | 0.8846 | 2.6887 | 2.6661
RPS v5.14- SPSO (18) | 1193 | 6170 | Generation Constraint in GWh | FALSE | G | Annual | Heat Rate | MMBtu/MWh | 0.021472 | 0.018176 | 0.018176 | 0.018176 | 0.018176 | 0.037781 | 0.035525
RPS v5.14- SPSO (18) | 1193 | 6170 | Generation Constraint in GWh | FALSE | G | Annual | Generation | TWh | 41.1975 | 48.6679 | 48.6679 | 48.6679 | 48.6679 | 71.1652 | 75.0472
RPS v5.14- SPSO (18) | 1193 | 6170 | Generation Constraint in GWh | FALSE | G | Annual | Qualifying Generation | TWh | 39.145 | 46.317 | 46.317 | 46.317 | 46.317 | 66.5808 | 70.0744
RPS v5.14- SPSO (18) | 1193 | 6170 | Generation Constraint in GWh | FALSE | G | Annual | Rate | lb/MWh | 0 | 0 | 0 | 0 | 0 | 0 | 0
RPS v5.14- SPSO (18) | 1193 | 6170 | Generation Constraint in GWh | FALSE | G | Annual | Constraint Shadow Price | US2011$/MWh | 0 | 0 | 0 | 0 | 0 | 0 | 0
RPS v5.14- SRCE (15) | 1194 | 6167 | Generation Constraint in GWh | FALSE | G | Annual | Seasons Included | Seasons | Winter, Summer | Winter, Summer | Winter, Summer | Winter, Summer | Winter, Summer | Winter, Summer | Winter, Summer
RPS v5.14- SRCE (15) | 1194 | 6167 | Generation Constraint in GWh | FALSE | G | Annual | Standard GWh | GWh | 72.8744 | 89.3796 | 114.2607 | 126.6447 | 132.3561 | 139.5252 | 147.7072
RPS v5.14- SRCE (15) | 1194 | 6167 | Generation Constraint in GWh | FALSE | G | Annual | Emissions at Affected Plants | GWh | 3240.8993 | 8442.9244 | 8442.9244 | 8442.9244 | 8442.9244 | 14614.1044 | 53029.1262
RPS v5.14- SRCE (15) | 1194 | 6167 | Generation Constraint in GWh | FALSE | G | Annual | Allowances Purchased | GWh | 0 | 0 | 0 | 0 | 0 | 0 | 0
RPS v5.14- SRCE (15) | 1194 | 6167 | Generation Constraint in GWh | FALSE | G | Annual | Allowances Sold | GWh | 0 | 0 | 0 | 0 | 0 | 0 | 0
RPS v5.14- SRCE (15) | 1194 | 6167 | Generation Constraint in GWh | FALSE | G | Annual | Allowances Banked | GWh | 0 | 0 | 0 | 0 | 0 | 0 | 0
RPS v5.14- SRCE (15) | 1194 | 6167 | Generation Constraint in GWh | FALSE | G | Annual | Allowances Withdrawn (1:1) | GWh | 0 | 0 | 0 | 0 | 0 | 0 | 0
RPS v5.14- SRCE (15) | 1194 | 6167 | Generation Constraint in GWh | FALSE | G | Annual | Allowances Withdrawn (n:1) | GWh | 0 | 0 | 0 | 0 | 0 | 0 | 0
RPS v5.14- SRCE (15) | 1194 | 6167 | Generation Constraint in GWh | FALSE | G | Annual | Net Emissions Allowance Position | GWh | 3240.8993 | 8442.9244 | 8442.9244 | 8442.9244 | 8442.9244 | 14614.1044 | 53029.1262
RPS v5.14- SRCE (15) | 1194 | 6167 | Generation Constraint in GWh | FALSE | G | Annual | Fuel Consumed | TBtu | 6.6496 | 6.6496 | 6.6496 | 6.6496 | 6.6496 | 6.6496 | 6.6496
RPS v5.14- SRCE (15) | 1194 | 6167 | Generation Constraint in GWh | FALSE | G | Annual | Heat Rate | MMBtu/MWh | 2.0518 | 0.7876 | 0.7876 | 0.7876 | 0.7876 | 0.45501 | 0.1254
RPS v5.14- SRCE (15) | 1194 | 6167 | Generation Constraint in GWh | FALSE | G | Annual | Generation | TWh | 3.2409 | 8.4429 | 8.4429 | 8.4429 | 8.4429 | 14.6141 | 53.0291
RPS v5.14- SRCE (15) | 1194 | 6167 | Generation Constraint in GWh | FALSE | G | Annual | Qualifying Generation | TWh | 1.2071 | 1.8 | 1.8 | 1.8 | 1.8 | 7.9711 | 46.3862
RPS v5.14- SRCE (15) | 1194 | 6167 | Generation Constraint in GWh | FALSE | G | Annual | Rate | lb/MWh | 0 | 0 | 0 | 0 | 0 | 0 | 0
RPS v5.14- SRCE (15) | 1194 | 6167 | Generation Constraint in GWh | FALSE | G | Annual | Constraint Shadow Price | US2011$/MWh | 0 | 0 | 0 | 0 | 0 | 0 | 0
RPS v5.14- SRDA (12) | 1195 | 6165 | Generation Constraint in GWh | FALSE | G | Annual | Seasons Included | Seasons | Winter, Summer | Winter, Summer | Winter, Summer | Winter, Summer | Winter, Summer | Winter, Summer | Winter, Summer
RPS v5.14- SRDA (12) | 1195 | 6165 | Generation Constraint in GWh | FALSE | G | Annual | Standard GWh | GWh | 1002.2638 | 1015.813 | 1045.037 | 1090.874 | 1147.2158 | 1229.5248 | 1328.7199
RPS v5.14- SRDA (12) | 1195 | 6165 | Generation Constraint in GWh | FALSE | G | Annual | Emissions at Affected Plants | GWh | 21268.5366 | 24342.5305 | 24432.9926 | 24498.5495 | 24498.5495 | 72916.3696 | 92048.8484
RPS v5.14- SRDA (12) | 1195 | 6165 | Generation Constraint in GWh | FALSE | G | Annual | Allowances Purchased | GWh | 0 | 0 | 0 | 0 | 0 | 0 | 0
RPS v5.14- SRDA (12) | 1195 | 6165 | Generation Constraint in GWh | FALSE | G | Annual | Allowances Sold | GWh | 0 | 0 | 0 | 0 | 0 | 0 | 0
RPS v5.14- SRDA (12) | 1195 | 6165 | Generation Constraint in GWh | FALSE | G | Annual | Allowances Banked | GWh | 0 | 0 | 0 | 0 | 0 | 0 | 0
RPS v5.14- SRDA (12) | 1195 | 6165 | Generation Constraint in GWh | FALSE | G | Annual | Allowances Withdrawn (1:1) | GWh | 0 | 0 | 0 | 0 | 0 | 0 | 0
RPS v5.14- SRDA (12) | 1195 | 6165 | Generation Constraint in GWh | FALSE | G | Annual | Allowances Withdrawn (n:1) | GWh | 0 | 0 | 0 | 0 | 0 | 0 | 0
RPS v5.14- SRDA (12) | 1195 | 6165 | Generation Constraint in GWh | FALSE | G | Annual | Net Emissions Allowance Position | GWh | 21268.5366 | 24342.5305 | 24432.9926 | 24498.5495 | 24498.5495 | 72916.3696 | 92048.8484
RPS v5.14- SRDA (12) | 1195 | 6165 | Generation Constraint in GWh | FALSE | G | Annual | Fuel Consumed | TBtu | 9.4774 | 10.7936 | 12.116 | 13.001 | 13.001 | 13.1814 | 14.3197
RPS v5.14- SRDA (12) | 1195 | 6165 | Generation Constraint in GWh | FALSE | G | Annual | Heat Rate | MMBtu/MWh | 0.44561 | 0.44341 | 0.49589 | 0.53069 | 0.53069 | 0.18077 | 0.15557
RPS v5.14- SRDA (12) | 1195 | 6165 | Generation Constraint in GWh | FALSE | G | Annual | Generation | TWh | 21.2685 | 24.3425 | 24.433 | 24.4985 | 24.4985 | 72.9164 | 92.0488
RPS v5.14- SRDA (12) | 1195 | 6165 | Generation Constraint in GWh | FALSE | G | Annual | Qualifying Generation | TWh | 2.7964 | 3.1844 | 3.2749 | 3.3404 | 3.3404 | 31.5108 | 47.1495
RPS v5.14- SRDA (12) | 1195 | 6165 | Generation Constraint in GWh | FALSE | G | Annual | Rate | lb/MWh | 0 | 0 | 0 | 0 | 0 | 0 | 0
RPS v5.14- SRDA (12) | 1195 | 6165 | Generation Constraint in GWh | FALSE | G | Annual | Constraint Shadow Price | US2011$/MWh | 0 | 0 | 0 | 0 | 0 | 0 | 0
RPS v5.14- SRGW (13) | 1196 | 6166 | Generation Constraint in GWh | FALSE | G | Annual | Seasons Included | Seasons | Winter, Summer | Winter, Summer | Winter, Summer | Winter, Summer | Winter, Summer | Winter, Summer | Winter, Summer
RPS v5.14- SRGW (13) | 1196 | 6166 | Generation Constraint in GWh | FALSE | G | Annual | Standard GWh | GWh | 7812.8292 | 10742.7103 | 13170.4493 | 16712.6227 | 17511.5234 | 18179.7341 | 18950.4441
RPS v5.14- SRGW (13) | 1196 | 6166 | Generation Constraint in GWh | FALSE | G | Annual | Emissions at Affected Plants | GWh | 20941.6994 | 24754.8592 | 28469.3225 | 32021.2225 | 32922.6923 | 42843.9682 | 44888.9221
RPS v5.14- SRGW (13) | 1196 | 6166 | Generation Constraint in GWh | FALSE | G | Annual | Allowances Purchased | GWh | 0 | 0 | 0 | 0 | 0 | 0 | 0
RPS v5.14- SRGW (13) | 1196 | 6166 | Generation Constraint in GWh | FALSE | G | Annual | Allowances Sold | GWh | 0 | 0 | 0 | 0 | 0 | 0 | 0
RPS v5.14- SRGW (13) | 1196 | 6166 | Generation Constraint in GWh | FALSE | G | Annual | Allowances Banked | GWh | 0 | 0 | 0 | 0 | 0 | 0 | 0
RPS v5.14- SRGW (13) | 1196 | 6166 | Generation Constraint in GWh | FALSE | G | Annual | Allowances Withdrawn (1:1) | GWh | 0 | 0 | 0 | 0 | 0 | 0 | 0
RPS v5.14- SRGW (13) | 1196 | 6166 | Generation Constraint in GWh | FALSE | G | Annual | Allowances Withdrawn (n:1) | GWh | 0 | 0 | 0 | 0 | 0 | 0 | 0
RPS v5.14- SRGW (13) | 1196 | 6166 | Generation Constraint in GWh | FALSE | G | Annual | Net Emissions Allowance Position | GWh | 20941.6994 | 24754.8592 | 28469.3225 | 32021.2225 | 32922.6923 | 42843.9682 | 44888.9221
RPS v5.14- SRGW (13) | 1196 | 6166 | Generation Constraint in GWh | FALSE | G | Annual | Fuel Consumed | TBtu | 42.9819 | 8.5457 | 33.1529 | 41.3449 | 44.3107 | 41.0713 | 41.2023
RPS v5.14- SRGW (13) | 1196 | 6166 | Generation Constraint in GWh | FALSE | G | Annual | Heat Rate | MMBtu/MWh | 2.0525 | 0.34521 | 1.1645 | 1.2912 | 1.3459 | 0.95863 | 0.91787
RPS v5.14- SRGW (13) | 1196 | 6166 | Generation Constraint in GWh | FALSE | G | Annual | Generation | TWh | 20.9417 | 24.7549 | 28.4693 | 32.0212 | 32.9227 | 42.844 | 44.8889
RPS v5.14- SRGW (13) | 1196 | 6166 | Generation Constraint in GWh | FALSE | G | Annual | Qualifying Generation | TWh | 7.8128 | 10.7427 | 13.1704 | 16.7126 | 17.5115 | 18.1797 | 18.9504
RPS v5.14- SRGW (13) | 1196 | 6166 | Generation Constraint in GWh | FALSE | G | Annual | Rate | lb/MWh | 0 | 0 | 0 | 0 | 0 | 0 | 0
RPS v5.14- SRGW (13) | 1196 | 6166 | Generation Constraint in GWh | FALSE | G | Annual | Constraint Shadow Price | US2011$/MWh | 18.341 | 1.101 | 11.9751 | 14.1979 | 36.6232 | 11.6529 | 5.9327
RPS v5.14- SRVC (16) | 1197 | 6168 | Generation Constraint in GWh | FALSE | G | Annual | Seasons Included | Seasons | Winter, Summer | Winter, Summer | Winter, Summer | Winter, Summer | Winter, Summer | Winter, Summer | Winter, Summer
RPS v5.14- SRVC (16) | 1197 | 6168 | Generation Constraint in GWh | FALSE | G | Annual | Standard GWh | GWh | 9574 | 11792 | 15015 | 16753 | 17629 | 18974 | 20601
RPS v5.14- SRVC (16) | 1197 | 6168 | Generation Constraint in GWh | FALSE | G | Annual | Emissions at Affected Plants | GWh | 9574 | 11792 | 15015 | 16753 | 17629 | 86069.9665 | 92259.7966
RPS v5.14- SRVC (16) | 1197 | 6168 | Generation Constraint in GWh | FALSE | G | Annual | Allowances Purchased | GWh | 0 | 0 | 0 | 0 | 0 | 0 | 0
RPS v5.14- SRVC (16) | 1197 | 6168 | Generation Constraint in GWh | FALSE | G | Annual | Allowances Sold | GWh | 0 | 0 | 0 | 0 | 0 | 0 | 0
RPS v5.14- SRVC (16) | 1197 | 6168 | Generation Constraint in GWh | FALSE | G | Annual | Allowances Banked | GWh | 0 | 0 | 0 | 0 | 0 | 0 | 0
RPS v5.14- SRVC (16) | 1197 | 6168 | Generation Constraint in GWh | FALSE | G | Annual | Allowances Withdrawn (1:1) | GWh | 0 | 0 | 0 | 0 | 0 | 0 | 0
RPS v5.14- SRVC (16) | 1197 | 6168 | Generation Constraint in GWh | FALSE | G | Annual | Allowances Withdrawn (n:1) | GWh | 0 | 0 | 0 | 0 | 0 | 0 | 0
RPS v5.14- SRVC (16) | 1197 | 6168 | Generation Constraint in GWh | FALSE | G | Annual | Net Emissions Allowance Position | GWh | 9574 | 11792 | 15015 | 16753 | 17629 | 86069.9665 | 92259.7966
RPS v5.14- SRVC (16) | 1197 | 6168 | Generation Constraint in GWh | FALSE | G | Annual | Fuel Consumed | TBtu | 95.021 | 87.2075 | 75.9411 | 74.3212 | 76.229 | 63.0525 | 65.0794
RPS v5.14- SRVC (16) | 1197 | 6168 | Generation Constraint in GWh | FALSE | G | Annual | Heat Rate | MMBtu/MWh | 9.9249 | 7.3955 | 5.0577 | 4.4363 | 4.3241 | 0.73257 | 0.70539
RPS v5.14- SRVC (16) | 1197 | 6168 | Generation Constraint in GWh | FALSE | G | Annual | Generation | TWh | 9.574 | 11.792 | 15.015 | 16.753 | 17.629 | 86.07 | 92.2598
RPS v5.14- SRVC (16) | 1197 | 6168 | Generation Constraint in GWh | FALSE | G | Annual | Qualifying Generation | TWh | 9.574 | 11.792 | 15.015 | 16.753 | 17.629 | 86.07 | 92.2598
RPS v5.14- SRVC (16) | 1197 | 6168 | Generation Constraint in GWh | FALSE | G | Annual | Rate | lb/MWh | 0 | 0 | 0 | 0 | 0 | 0 | 0
RPS v5.14- SRVC (16) | 1197 | 6168 | Generation Constraint in GWh | FALSE | G | Annual | Constraint Shadow Price | US2011$/MWh | 165.5967 | 162.2375 | 23.4947 | 14.1827 | 16.4501 | 0 | 0
S A Carlson MER Rate Limit v3.1 | 1198 | 2043 | Rate Constraint in lbs/MMBtu | FALSE | L | Annual | Seasons Included | Seasons | Winter, Summer | Winter, Summer | Winter, Summer | Winter, Summer | Winter, Summer | Winter, Summer | Winter, Summer
S A Carlson MER Rate Limit v3.1 | 1198 | 2043 | Rate Constraint in lbs/MMBtu | FALSE | L | Annual | Standard MER | lb/MMBtu | 6e-07 | 6e-07 | 6e-07 | 6e-07 | 6e-07 | 6e-07 | 6e-07
S A Carlson MER Rate Limit v3.1 | 1198 | 2043 | Rate Constraint in lbs/MMBtu | FALSE | L | Annual | Emissions at Affected Plants MER | lbs | 0.014293 | 0.014293 | 0 | 0 | 0 | 0 | 0
S A Carlson MER Rate Limit v3.1 | 1198 | 2043 | Rate Constraint in lbs/MMBtu | FALSE | L | Annual | Allowances Purchased MER | lbs | 0 | 0 | 0 | 0 | 0 | 0 | 0
S A Carlson MER Rate Limit v3.1 | 1198 | 2043 | Rate Constraint in lbs/MMBtu | FALSE | L | Annual | Allowances Sold MER | lbs | 0 | 0 | 0 | 0 | 0 | 0 | 0
S A Carlson MER Rate Limit v3.1 | 1198 | 2043 | Rate Constraint in lbs/MMBtu | FALSE | L | Annual | Allowances Banked | lbs | 0 | 0 | 0 | 0 | 0 | 0 | 0
S A Carlson MER Rate Limit v3.1 | 1198 | 2043 | Rate Constraint in lbs/MMBtu | FALSE | L | Annual | Allowances Withdrawn (1:1) | lbs | 0 | 0 | 0 | 0 | 0 | 0 | 0
S A Carlson MER Rate Limit v3.1 | 1198 | 2043 | Rate Constraint in lbs/MMBtu | FALSE | L | Annual | Allowances Withdrawn (n:1) | lbs | 0 | 0 | 0 | 0 | 0 | 0 | 0
S A Carlson MER Rate Limit v3.1 | 1198 | 2043 | Rate Constraint in lbs/MMBtu | FALSE | L | Annual | Net Emissions Allowance Position | lbs | 0.014293 | 0.014293 | 0 | 0 | 0 | 0 | 0
S A Carlson MER Rate Limit v3.1 | 1198 | 2043 | Rate Constraint in lbs/MMBtu | FALSE | L | Annual | Fuel Consumed | TBtu | 0.023822 | 0.023822 | 0 | 0 | 0 | 0 | 0
S A Carlson MER Rate Limit v3.1 | 1198 | 2043 | Rate Constraint in lbs/MMBtu | FALSE | L | Annual | Rate | lb/MMBtu | 6e-07 | 6e-07 | 0 | 0 | 0 | 0 | 0
S A Carlson MER Rate Limit v3.1 | 1198 | 2043 | Rate Constraint in lbs/MMBtu | FALSE | L | Annual | Generation | TWh | 0.0013993 | 0.0013993 | 0 | 0 | 0 | 0 | 0
S A Carlson MER Rate Limit v3.1 | 1198 | 2043 | Rate Constraint in lbs/MMBtu | FALSE | L | Annual | Qualifying Generation | TWh | 0.0013993 | 0.0013993 | 0 | 0 | 0 | 0 | 0
S A Carlson MER Rate Limit v3.1 | 1198 | 2043 | Rate Constraint in lbs/MMBtu | FALSE | L | Annual | Rate | lb/MWh | 1.0215e-05 | 1.0215e-05 | 0 | 0 | 0 | 0 | 0
S A Carlson MER Rate Limit v3.1 | 1198 | 2043 | Rate Constraint in lbs/MMBtu | FALSE | L | Annual | Constraint Shadow Price | US2011$/Lb | 2938480.0022 | 3107844.2358 | 8351556.1499 | 7317717.0311 | 9294643.3108 | 9893539.4707 | 14451776.635
Solar Generation Cap 20% - CNAB v5.14 | 1199 | 6465 | Generation Constraint in GWh | FALSE | L | Annual | Seasons Included | Seasons | Winter, Summer | Winter, Summer | Winter, Summer | Winter, Summer | Winter, Summer | Winter, Summer | Winter, Summer
Solar Generation Cap 20% - CNAB v5.14 | 1199 | 6465 | Generation Constraint in GWh | FALSE | L | Annual | Standard GWh | GWh | 16017 | 16511 | 17143 | 18524 | 19775 | 22142 | 24793
Solar Generation Cap 20% - CNAB v5.14 | 1199 | 6465 | Generation Constraint in GWh | FALSE | L | Annual | Emissions at Affected Plants | GWh | 1.5438 | 1.5438 | 1.5438 | 1.5438 | 1.5438 | 1.5438 | 1.5438
Solar Generation Cap 20% - CNAB v5.14 | 1199 | 6465 | Generation Constraint in GWh | FALSE | L | Annual | Allowances Purchased | GWh | 0 | 0 | 0 | 0 | 0 | 0 | 0
Solar Generation Cap 20% - CNAB v5.14 | 1199 | 6465 | Generation Constraint in GWh | FALSE | L | Annual | Allowances Sold | GWh | 0 | 0 | 0 | 0 | 0 | 0 | 0
Solar Generation Cap 20% - CNAB v5.14 | 1199 | 6465 | Generation Constraint in GWh | FALSE | L | Annual | Allowances Banked | GWh | 0 | 0 | 0 | 0 | 0 | 0 | 0
Solar Generation Cap 20% - CNAB v5.14 | 1199 | 6465 | Generation Constraint in GWh | FALSE | L | Annual | Allowances Withdrawn (1:1) | GWh | 0 | 0 | 0 | 0 | 0 | 0 | 0
Solar Generation Cap 20% - CNAB v5.14 | 1199 | 6465 | Generation Constraint in GWh | FALSE | L | Annual | Allowances Withdrawn (n:1) | GWh | 0 | 0 | 0 | 0 | 0 | 0 | 0
Solar Generation Cap 20% - CNAB v5.14 | 1199 | 6465 | Generation Constraint in GWh | FALSE | L | Annual | Net Emissions Allowance Position | GWh | 1.5438 | 1.5438 | 1.5438 | 1.5438 | 1.5438 | 1.5438 | 1.5438
Solar Generation Cap 20% - CNAB v5.14 | 1199 | 6465 | Generation Constraint in GWh | FALSE | L | Annual | Fuel Consumed | TBtu | 0 | 0 | 0 | 0 | 0 | 0 | 0
Solar Generation Cap 20% - CNAB v5.14 | 1199 | 6465 | Generation Constraint in GWh | FALSE | L | Annual | Heat Rate | MMBtu/MWh | 0 | 0 | 0 | 0 | 0 | 0 | 0
Solar Generation Cap 20% - CNAB v5.14 | 1199 | 6465 | Generation Constraint in GWh | FALSE | L | Annual | Generation | TWh | 0.0015438 | 0.0015438 | 0.0015438 | 0.0015438 | 0.0015438 | 0.0015438 | 0.0015438
Solar Generation Cap 20% - CNAB v5.14 | 1199 | 6465 | Generation Constraint in GWh | FALSE | L | Annual | Qualifying Generation | TWh | 0.0015438 | 0.0015438 | 0.0015438 | 0.0015438 | 0.0015438 | 0.0015438 | 0.0015438
Solar Generation Cap 20% - CNAB v5.14 | 1199 | 6465 | Generation Constraint in GWh | FALSE | L | Annual | Rate | lb/MWh | 0 | 0 | 0 | 0 | 0 | 0 | 0
Solar Generation Cap 20% - CNAB v5.14 | 1199 | 6465 | Generation Constraint in GWh | FALSE | L | Annual | Constraint Shadow Price | US2011$/MWh | 0 | 0 | 0 | 0 | 0 | 0 | 0
Solar Generation Cap 20% - CNBC v5.14 | 1200 | 6466 | Generation Constraint in GWh | FALSE | L | Annual | Seasons Included | Seasons | Winter, Summer | Winter, Summer | Winter, Summer | Winter, Summer | Winter, Summer | Winter, Summer | Winter, Summer
Solar Generation Cap 20% - CNBC v5.14 | 1200 | 6466 | Generation Constraint in GWh | FALSE | L | Annual | Standard GWh | GWh | 13586 | 13810 | 14093 | 14680 | 15352 | 16793 | 18369
Solar Generation Cap 20% - CNBC v5.14 | 1200 | 6466 | Generation Constraint in GWh | FALSE | L | Annual | Emissions at Affected Plants | GWh | 1.9655 | 1.9655 | 1.9655 | 1.9655 | 1.9655 | 1.9655 | 1.9655
Solar Generation Cap 20% - CNBC v5.14 | 1200 | 6466 | Generation Constraint in GWh | FALSE | L | Annual | Allowances Purchased | GWh | 0 | 0 | 0 | 0 | 0 | 0 | 0
Solar Generation Cap 20% - CNBC v5.14 | 1200 | 6466 | Generation Constraint in GWh | FALSE | L | Annual | Allowances Sold | GWh | 0 | 0 | 0 | 0 | 0 | 0 | 0
Solar Generation Cap 20% - CNBC v5.14 | 1200 | 6466 | Generation Constraint in GWh | FALSE | L | Annual | Allowances Banked | GWh | 0 | 0 | 0 | 0 | 0 | 0 | 0
Solar Generation Cap 20% - CNBC v5.14 | 1200 | 6466 | Generation Constraint in GWh | FALSE | L | Annual | Allowances Withdrawn (1:1) | GWh | 0 | 0 | 0 | 0 | 0 | 0 | 0
Solar Generation Cap 20% - CNBC v5.14 | 1200 | 6466 | Generation Constraint in GWh | FALSE | L | Annual | Allowances Withdrawn (n:1) | GWh | 0 | 0 | 0 | 0 | 0 | 0 | 0
Solar Generation Cap 20% - CNBC v5.14 | 1200 | 6466 | Generation Constraint in GWh | FALSE | L | Annual | Net Emissions Allowance Position | GWh | 1.9655 | 1.9655 | 1.9655 | 1.9655 | 1.9655 | 1.9655 | 1.9655
Solar Generation Cap 20% - CNBC v5.14 | 1200 | 6466 | Generation Constraint in GWh | FALSE | L | Annual | Fuel Consumed | TBtu | 0 | 0 | 0 | 0 | 0 | 0 | 0
Solar Generation Cap 20% - CNBC v5.14 | 1200 | 6466 | Generation Constraint in GWh | FALSE | L | Annual | Heat Rate | MMBtu/MWh | 0 | 0 | 0 | 0 | 0 | 0 | 0
Solar Generation Cap 20% - CNBC v5.14 | 1200 | 6466 | Generation Constraint in GWh | FALSE | L | Annual | Generation | TWh | 0.0019655 | 0.0019655 | 0.0019655 | 0.0019655 | 0.0019655 | 0.0019655 | 0.0019655
Solar Generation Cap 20% - CNBC v5.14 | 1200 | 6466 | Generation Constraint in GWh | FALSE | L | Annual | Qualifying Generation | TWh | 0.0019655 | 0.0019655 | 0.0019655 | 0.0019655 | 0.0019655 | 0.0019655 | 0.0019655
Solar Generation Cap 20% - CNBC v5.14 | 1200 | 6466 | Generation Constraint in GWh | FALSE | L | Annual | Rate | lb/MWh | 0 | 0 | 0 | 0 | 0 | 0 | 0
Solar Generation Cap 20% - CNBC v5.14 | 1200 | 6466 | Generation Constraint in GWh | FALSE | L | Annual | Constraint Shadow Price | US2011$/MWh | 0 | 0 | 0 | 0 | 0 | 0 | 0
Solar Generation Cap 20% - CNON v5.14 | 1201 | 6472 | Generation Constraint in GWh | FALSE | L | Annual | Seasons Included | Seasons | Winter, Summer | Winter, Summer | Winter, Summer | Winter, Summer | Winter, Summer | Winter, Summer | Winter, Summer
Solar Generation Cap 20% - CNON v5.14 | 1201 | 6472 | Generation Constraint in GWh | FALSE | L | Annual | Standard GWh | GWh | 30543 | 30944 | 31394 | 32329 | 33137 | 35134 | 37251
Solar Generation Cap 20% - CNON v5.14 | 1201 | 6472 | Generation Constraint in GWh | FALSE | L | Annual | Emissions at Affected Plants | GWh | 2700.0731 | 2700.0731 | 2700.0731 | 2700.0731 | 2700.0731 | 2700.0731 | 2700.0731
Solar Generation Cap 20% - CNON v5.14 | 1201 | 6472 | Generation Constraint in GWh | FALSE | L | Annual | Allowances Purchased | GWh | 0 | 0 | 0 | 0 | 0 | 0 | 0
Solar Generation Cap 20% - CNON v5.14 | 1201 | 6472 | Generation Constraint in GWh | FALSE | L | Annual | Allowances Sold | GWh | 0 | 0 | 0 | 0 | 0 | 0 | 0
Solar Generation Cap 20% - CNON v5.14 | 1201 | 6472 | Generation Constraint in GWh | FALSE | L | Annual | Allowances Banked | GWh | 0 | 0 | 0 | 0 | 0 | 0 | 0
Solar Generation Cap 20% - CNON v5.14 | 1201 | 6472 | Generation Constraint in GWh | FALSE | L | Annual | Allowances Withdrawn (1:1) | GWh | 0 | 0 | 0 | 0 | 0 | 0 | 0
Solar Generation Cap 20% - CNON v5.14 | 1201 | 6472 | Generation Constraint in GWh | FALSE | L | Annual | Allowances Withdrawn (n:1) | GWh | 0 | 0 | 0 | 0 | 0 | 0 | 0
Solar Generation Cap 20% - CNON v5.14 | 1201 | 6472 | Generation Constraint in GWh | FALSE | L | Annual | Net Emissions Allowance Position | GWh | 2700.0731 | 2700.0731 | 2700.0731 | 2700.0731 | 2700.0731 | 2700.0731 | 2700.0731
Solar Generation Cap 20% - CNON v5.14 | 1201 | 6472 | Generation Constraint in GWh | FALSE | L | Annual | Fuel Consumed | TBtu | 0 | 0 | 0 | 0 | 0 | 0 | 0
Solar Generation Cap 20% - CNON v5.14 | 1201 | 6472 | Generation Constraint in GWh | FALSE | L | Annual | Heat Rate | MMBtu/MWh | 0 | 0 | 0 | 0 | 0 | 0 | 0
Solar Generation Cap 20% - CNON v5.14 | 1201 | 6472 | Generation Constraint in GWh | FALSE | L | Annual | Generation | TWh | 2.7001 | 2.7001 | 2.7001 | 2.7001 | 2.7001 | 2.7001 | 2.7001
Solar Generation Cap 20% - CNON v5.14 | 1201 | 6472 | Generation Constraint in GWh | FALSE | L | Annual | Qualifying Generation | TWh | 2.7001 | 2.7001 | 2.7001 | 2.7001 | 2.7001 | 2.7001 | 2.7001
Solar Generation Cap 20% - CNON v5.14 | 1201 | 6472 | Generation Constraint in GWh | FALSE | L | Annual | Rate | lb/MWh | 0 | 0 | 0 | 0 | 0 | 0 | 0
Solar Generation Cap 20% - CNON v5.14 | 1201 | 6472 | Generation Constraint in GWh | FALSE | L | Annual | Constraint Shadow Price | US2011$/MWh | 0 | 0 | 0 | 0 | 0 | 0 | 0
Solar Generation Cap 20% - ERC_REST v5.14 | 1202 | 6476 | Generation Constraint in GWh | FALSE | L | Annual | Seasons Included | Seasons | Winter, Summer | Winter, Summer | Winter, Summer | Winter, Summer | Winter, Summer | Winter, Summer | Winter, Summer
Solar Generation Cap 20% - ERC_REST v5.14 | 1202 | 6476 | Generation Constraint in GWh | FALSE | L | Annual | Standard GWh | GWh | 63317 | 64289 | 65864 | 69089 | 72485 | 79144 | 86417
Solar Generation Cap 20% - ERC_REST v5.14 | 1202 | 6476 | Generation Constraint in GWh | FALSE | L | Annual | Emissions at Affected Plants | GWh | 718.7375 | 718.7375 | 718.7375 | 718.7375 | 718.7375 | 79144 | 86417
Solar Generation Cap 20% - ERC_REST v5.14 | 1202 | 6476 | Generation Constraint in GWh | FALSE | L | Annual | Allowances Purchased | GWh | 0 | 0 | 0 | 0 | 0 | 0 | 0
Solar Generation Cap 20% - ERC_REST v5.14 | 1202 | 6476 | Generation Constraint in GWh | FALSE | L | Annual | Allowances Sold | GWh | 0 | 0 | 0 | 0 | 0 | 0 | 0
Solar Generation Cap 20% - ERC_REST v5.14 | 1202 | 6476 | Generation Constraint in GWh | FALSE | L | Annual | Allowances Banked | GWh | 0 | 0 | 0 | 0 | 0 | 0 | 0
Solar Generation Cap 20% - ERC_REST v5.14 | 1202 | 6476 | Generation Constraint in GWh | FALSE | L | Annual | Allowances Withdrawn (1:1) | GWh | 0 | 0 | 0 | 0 | 0 | 0 | 0
Solar Generation Cap 20% - ERC_REST v5.14 | 1202 | 6476 | Generation Constraint in GWh | FALSE | L | Annual | Allowances Withdrawn (n:1) | GWh | 0 | 0 | 0 | 0 | 0 | 0 | 0
Solar Generation Cap 20% - ERC_REST v5.14 | 1202 | 6476 | Generation Constraint in GWh | FALSE | L | Annual | Net Emissions Allowance Position | GWh | 718.7375 | 718.7375 | 718.7375 | 718.7375 | 718.7375 | 79144 | 86417
Solar Generation Cap 20% - ERC_REST v5.14 | 1202 | 6476 | Generation Constraint in GWh | FALSE | L | Annual | Fuel Consumed | TBtu | 0 | 0 | 0 | 0 | 0 | 0 | 0
Solar Generation Cap 20% - ERC_REST v5.14 | 1202 | 6476 | Generation Constraint in GWh | FALSE | L | Annual | Heat Rate | MMBtu/MWh | 0 | 0 | 0 | 0 | 0 | 0 | 0
Solar Generation Cap 20% - ERC_REST v5.14 | 1202 | 6476 | Generation Constraint in GWh | FALSE | L | Annual | Generation | TWh | 0.71874 | 0.71874 | 0.71874 | 0.71874 | 0.71874 | 79.144 | 86.417
Solar Generation Cap 20% - ERC_REST v5.14 | 1202 | 6476 | Generation Constraint in GWh | FALSE | L | Annual | Qualifying Generation | TWh | 0.71874 | 0.71874 | 0.71874 | 0.71874 | 0.71874 | 79.144 | 86.417
Solar Generation Cap 20% - ERC_REST v5.14 | 1202 | 6476 | Generation Constraint in GWh | FALSE | L | Annual | Rate | lb/MWh | 0 | 0 | 0 | 0 | 0 | 0 | 0
Solar Generation Cap 20% - ERC_REST v5.14 | 1202 | 6476 | Generation Constraint in GWh | FALSE | L | Annual | Constraint Shadow Price | US2011$/MWh | 0 | 0 | 0 | 0 | 0 | 7.204 | 11.8374
Solar Generation Cap 20% - ERC_WEST v5.14 | 1203 | 6477 | Generation Constraint in GWh | FALSE | L | Annual | Seasons Included | Seasons | Winter, Summer | Winter, Summer | Winter, Summer | Winter, Summer | Winter, Summer | Winter, Summer | Winter, Summer
Solar Generation Cap 20% - ERC_WEST v5.14 | 1203 | 6477 | Generation Constraint in GWh | FALSE | L | Annual | Standard GWh | GWh | 5025 | 5103 | 5228 | 5484 | 5754 | 6283 | 6861
Solar Generation Cap 20% - ERC_WEST v5.14 | 1203 | 6477 | Generation Constraint in GWh | FALSE | L | Annual | Emissions at Affected Plants | GWh | 124.2148 | 582.538 | 582.538 | 582.538 | 582.538 | 582.538 | 582.538
Solar Generation Cap 20% - ERC_WEST v5.14 | 1203 | 6477 | Generation Constraint in GWh | FALSE | L | Annual | Allowances Purchased | GWh | 0 | 0 | 0 | 0 | 0 | 0 | 0
Solar Generation Cap 20% - ERC_WEST v5.14 | 1203 | 6477 | Generation Constraint in GWh | FALSE | L | Annual | Allowances Sold | GWh | 0 | 0 | 0 | 0 | 0 | 0 | 0
Solar Generation Cap 20% - ERC_WEST v5.14 | 1203 | 6477 | Generation Constraint in GWh | FALSE | L | Annual | Allowances Banked | GWh | 0 | 0 | 0 | 0 | 0 | 0 | 0
Solar Generation Cap 20% - ERC_WEST v5.14 | 1203 | 6477 | Generation Constraint in GWh | FALSE | L | Annual | Allowances Withdrawn (1:1) | GWh | 0 | 0 | 0 | 0 | 0 | 0 | 0
Solar Generation Cap 20% - ERC_WEST v5.14 | 1203 | 6477 | Generation Constraint in GWh | FALSE | L | Annual | Allowances Withdrawn (n:1) | GWh | 0 | 0 | 0 | 0 | 0 | 0 | 0
Solar Generation Cap 20% - ERC_WEST v5.14 | 1203 | 6477 | Generation Constraint in GWh | FALSE | L | Annual | Net Emissions Allowance Position | GWh | 124.2148 | 582.538 | 582.538 | 582.538 | 582.538 | 582.538 | 582.538
Solar Generation Cap 20% - ERC_WEST v5.14 | 1203 | 6477 | Generation Constraint in GWh | FALSE | L | Annual | Fuel Consumed | TBtu | 0 | 0 | 0 | 0 | 0 | 0 | 0
Solar Generation Cap 20% - ERC_WEST v5.14 | 1203 | 6477 | Generation Constraint in GWh | FALSE | L | Annual | Heat Rate | MMBtu/MWh | 0 | 0 | 0 | 0 | 0 | 0 | 0
Solar Generation Cap 20% - ERC_WEST v5.14 | 1203 | 6477 | Generation Constraint in GWh | FALSE | L | Annual | Generation | TWh | 0.12421 | 0.58254 | 0.58254 | 0.58254 | 0.58254 | 0.58254 | 0.58254
Solar Generation Cap 20% - ERC_WEST v5.14 | 1203 | 6477 | Generation Constraint in GWh | FALSE | L | Annual | Qualifying Generation | TWh | 0.12421 | 0.58254 | 0.58254 | 0.58254 | 0.58254 | 0.58254 | 0.58254
Solar Generation Cap 20% - ERC_WEST v5.14 | 1203 | 6477 | Generation Constraint in GWh | FALSE | L | Annual | Rate | lb/MWh | 0 | 0 | 0 | 0 | 0 | 0 | 0
Solar Generation Cap 20% - ERC_WEST v5.14 | 1203 | 6477 | Generation Constraint in GWh | FALSE | L | Annual | Constraint Shadow Price | US2011$/MWh | 0 | 0 | 0 | 0 | 0 | 0 | 0
Solar Generation Cap 20% - FRCC v5.14 | 1204 | 6478 | Generation Constraint in GWh | FALSE | L | Annual | Seasons Included | Seasons | Winter, Summer | Winter, Summer | Winter, Summer | Winter, Summer | Winter, Summer | Winter, Summer | Winter, Summer
Solar Generation Cap 20% - FRCC v5.14 | 1204 | 6478 | Generation Constraint in GWh | FALSE | L | Annual | Standard GWh | GWh | 46759 | 47574 | 48100 | 49768 | 52060 | 56740 | 61840
Solar Generation Cap 20% - FRCC v5.14 | 1204 | 6478 | Generation Constraint in GWh | FALSE | L | Annual | Emissions at Affected Plants | GWh | 325.0435 | 325.0435 | 325.0435 | 325.0435 | 325.0435 | 56740 | 61840
Solar Generation Cap 20% - FRCC v5.14 | 1204 | 6478 | Generation Constraint in GWh | FALSE | L | Annual | Allowances Purchased | GWh | 0 | 0 | 0 | 0 | 0 | 0 | 0
Solar Generation Cap 20% - FRCC v5.14 | 1204 | 6478 | Generation Constraint in GWh | FALSE | L | Annual | Allowances Sold | GWh | 0 | 0 | 0 | 0 | 0 | 0 | 0
Solar Generation Cap 20% - FRCC v5.14 | 1204 | 6478 | Generation Constraint in GWh | FALSE | L | Annual | Allowances Banked | GWh | 0 | 0 | 0 | 0 | 0 | 0 | 0
Solar Generation Cap 20% - FRCC v5.14 | 1204 | 6478 | Generation Constraint in GWh | FALSE | L | Annual | Allowances Withdrawn (1:1) | GWh | 0 | 0 | 0 | 0 | 0 | 0 | 0
Solar Generation Cap 20% - FRCC v5.14 | 1204 | 6478 | Generation Constraint in GWh | FALSE | L | Annual | Allowances Withdrawn (n:1) | GWh | 0 | 0 | 0 | 0 | 0 | 0 | 0
Solar Generation Cap 20% - FRCC v5.14 | 1204 | 6478 | Generation Constraint in GWh | FALSE | L | Annual | Net Emissions Allowance Position | GWh | 325.0435 | 325.0435 | 325.0435 | 325.0435 | 325.0435 | 56740 | 61840
Solar Generation Cap 20% - FRCC v5.14 | 1204 | 6478 | Generation Constraint in GWh | FALSE | L | Annual | Fuel Consumed | TBtu | 0 | 0 | 0 | 0 | 0 | 0 | 0
Solar Generation Cap 20% - FRCC v5.14 | 1204 | 6478 | Generation Constraint in GWh | FALSE | L | Annual | Heat Rate | MMBtu/MWh | 0 | 0 | 0 | 0 | 0 | 0 | 0
Solar Generation Cap 20% - FRCC v5.14 | 1204 | 6478 | Generation Constraint in GWh | FALSE | L | Annual | Generation | TWh | 0.32504 | 0.32504 | 0.32504 | 0.32504 | 0.32504 | 56.74 | 61.84
Solar Generation Cap 20% - FRCC v5.14 | 1204 | 6478 | Generation Constraint in GWh | FALSE | L | Annual | Qualifying Generation | TWh | 0.32504 | 0.32504 | 0.32504 | 0.32504 | 0.32504 | 56.74 | 61.84
Solar Generation Cap 20% - FRCC v5.14 | 1204 | 6478 | Generation Constraint in GWh | FALSE | L | Annual | Rate | lb/MWh | 0 | 0 | 0 | 0 | 0 | 0 | 0
Solar Generation Cap 20% - FRCC v5.14 | 1204 | 6478 | Generation Constraint in GWh | FALSE | L | Annual | Constraint Shadow Price | US2011$/MWh | 0 | 0 | 0 | 0 | 0 | 0.96324 | 6.3431
Solar Generation Cap 20% - MAP_WAUE v5.14 | 1205 | 6479 | Generation Constraint in GWh | FALSE | L | Annual | Seasons Included | Seasons | Winter, Summer | Winter, Summer | Winter, Summer | Winter, Summer | Winter, Summer | Winter, Summer | Winter, Summer
Solar Generation Cap 20% - MAP_WAUE v5.14 | 1205 | 6479 | Generation Constraint in GWh | FALSE | L | Annual | Standard GWh | GWh | 4483 | 4605 | 4664 | 4825 | 4921 | 5128 | 5345
Solar Generation Cap 20% - MAP_WAUE v5.14 | 1205 | 6479 | Generation Constraint in GWh | FALSE | L | Annual | Emissions at Affected Plants | GWh | 0 | 0 | 0 | 0 | 0 | 0 | 1466.3997
Solar Generation Cap 20% - MAP_WAUE v5.14 | 1205 | 6479 | Generation Constraint in GWh | FALSE | L | Annual | Allowances Purchased | GWh | 0 | 0 | 0 | 0 | 0 | 0 | 0
Solar Generation Cap 20% - MAP_WAUE v5.14 | 1205 | 6479 | Generation Constraint in GWh | FALSE | L | Annual | Allowances Sold | GWh | 0 | 0 | 0 | 0 | 0 | 0 | 0
Solar Generation Cap 20% - MAP_WAUE v5.14 | 1205 | 6479 | Generation Constraint in GWh | FALSE | L | Annual | Allowances Banked | GWh | 0 | 0 | 0 | 0 | 0 | 0 | 0
Solar Generation Cap 20% - MAP_WAUE v5.14 | 1205 | 6479 | Generation Constraint in GWh | FALSE | L | Annual | Allowances Withdrawn (1:1) | GWh | 0 | 0 | 0 | 0 | 0 | 0 | 0
Solar Generation Cap 20% - MAP_WAUE v5.14 | 1205 | 6479 | Generation Constraint in GWh | FALSE | L | Annual | Allowances Withdrawn (n:1) | GWh | 0 | 0 | 0 | 0 | 0 | 0 | 0
Solar Generation Cap 20% - MAP_WAUE v5.14 | 1205 | 6479 | Generation Constraint in GWh | FALSE | L | Annual | Net Emissions Allowance Position | GWh | 0 | 0 | 0 | 0 | 0 | 0 | 1466.3997
Solar Generation Cap 20% - MAP_WAUE v5.14 | 1205 | 6479 | Generation Constraint in GWh | FALSE | L | Annual | Fuel Consumed | TBtu | 0 | 0 | 0 | 0 | 0 | 0 | 0
Solar Generation Cap 20% - MAP_WAUE v5.14 | 1205 | 6479 | Generation Constraint in GWh | FALSE | L | Annual | Heat Rate | MMBtu/MWh | 0 | 0 | 0 | 0 | 0 | 0 | 0
Solar Generation Cap 20% - MAP_WAUE v5.14 | 1205 | 6479 | Generation Constraint in GWh | FALSE | L | Annual | Generation | TWh | 0 | 0 | 0 | 0 | 0 | 0 | 1.4664
Solar Generation Cap 20% - MAP_WAUE v5.14 | 1205 | 6479 | Generation Constraint in GWh | FALSE | L | Annual | Qualifying Generation | TWh | 0 | 0 | 0 | 0 | 0 | 0 | 1.4664
Solar Generation Cap 20% - MAP_WAUE v5.14 | 1205 | 6479 | Generation Constraint in GWh | FALSE | L | Annual | Rate | lb/MWh | 0 | 0 | 0 | 0 | 0 | 0 | 0
Solar Generation Cap 20% - MAP_WAUE v5.14 | 1205 | 6479 | Generation Constraint in GWh | FALSE | L | Annual | Constraint Shadow Price | US2011$/MWh | 0 | 0 | 0 | 0 | 0 | 0 | 0
Solar Generation Cap 20% - MIS_IA v5.14 | 1206 | 6480 | Generation Constraint in GWh | FALSE | L | Annual | Seasons Included | Seasons | Winter, Summer | Winter, Summer | Winter, Summer | Winter, Summer | Winter, Summer | Winter, Summer | Winter, Summer
Solar Generation Cap 20% - MIS_IA v5.14 | 1206 | 6480 | Generation Constraint in GWh | FALSE | L | Annual | Standard GWh | GWh | 4251 | 4367 | 4422 | 4575 | 4666 | 4863 | 5068
Solar Generation Cap 20% - MIS_IA v5.14 | 1206 | 6480 | Generation Constraint in GWh | FALSE | L | Annual | Emissions at Affected Plants | GWh | 0 | 0 | 0 | 0 | 0 | 0 | 0
Solar Generation Cap 20% - MIS_IA v5.14 | 1206 | 6480 | Generation Constraint in GWh | FALSE | L | Annual | Allowances Purchased | GWh | 0 | 0 | 0 | 0 | 0 | 0 | 0
Solar Generation Cap 20% - MIS_IA v5.14 | 1206 | 6480 | Generation Constraint in GWh | FALSE | L | Annual | Allowances Sold | GWh | 0 | 0 | 0 | 0 | 0 | 0 | 0
Solar Generation Cap 20% - MIS_IA v5.14 | 1206 | 6480 | Generation Constraint in GWh | FALSE | L | Annual | Allowances Banked | GWh | 0 | 0 | 0 | 0 | 0 | 0 | 0
Solar Generation Cap 20% - MIS_IA v5.14 | 1206 | 6480 | Generation Constraint in GWh | FALSE | L | Annual | Allowances Withdrawn (1:1) | GWh | 0 | 0 | 0 | 0 | 0 | 0 | 0
Solar Generation Cap 20% - MIS_IA v5.14 | 1206 | 6480 | Generation Constraint in GWh | FALSE | L | Annual | Allowances Withdrawn (n:1) | GWh | 0 | 0 | 0 | 0 | 0 | 0 | 0
Solar Generation Cap 20% - MIS_IA v5.14 | 1206 | 6480 | Generation Constraint in GWh | FALSE | L | Annual | Net Emissions Allowance Position | GWh | 0 | 0 | 0 | 0 | 0 | 0 | 0
Solar Generation Cap 20% - MIS_IA v5.14 | 1206 | 6480 | Generation Constraint in GWh | FALSE | L | Annual | Fuel Consumed | TBtu | 0 | 0 | 0 | 0 | 0 | 0 | 0
Solar Generation Cap 20% - MIS_IA v5.14 | 1206 | 6480 | Generation Constraint in GWh | FALSE | L | Annual | Heat Rate | MMBtu/MWh | 0 | 0 | 0 | 0 | 0 | 0 | 0
Solar Generation Cap 20% - MIS_IA v5.14 | 1206 | 6480 | Generation Constraint in GWh | FALSE | L | Annual | Generation | TWh | 0 | 0 | 0 | 0 | 0 | 0 | 0
Solar Generation Cap 20% - MIS_IA v5.14 | 1206 | 6480 | Generation Constraint in GWh | FALSE | L | Annual | Qualifying Generation | TWh | 0 | 0 | 0 | 0 | 0 | 0 | 0
Solar Generation Cap 20% - MIS_IA v5.14 | 1206 | 6480 | Generation Constraint in GWh | FALSE | L | Annual | Rate | lb/MWh | 0 | 0 | 0 | 0 | 0 | 0 | 0
Solar Generation Cap 20% - MIS_IA v5.14 | 1206 | 6480 | Generation Constraint in GWh | FALSE | L | Annual | Constraint Shadow Price | US2011$/MWh | 0 | 0 | 0 | 0 | 0 | 0 | 0
Solar Generation Cap 20% - MIS_IL v5.14 | 1207 | 6481 | Generation Constraint in GWh | FALSE | L | Annual | Seasons Included | Seasons | Winter, Summer | Winter, Summer | Winter, Summer | Winter, Summer | Winter, Summer | Winter, Summer | Winter, Summer
Solar Generation Cap 20% - MIS_IL v5.14 | 1207 | 6481 | Generation Constraint in GWh | FALSE | L | Annual | Standard GWh | GWh | 11523 | 11749 | 11842 | 12148 | 12387 | 12893 | 13420
Solar Generation Cap 20% - MIS_IL v5.14 | 1207 | 6481 | Generation Constraint in GWh | FALSE | L | Annual | Emissions at Affected Plants | GWh | 0 | 0 | 0 | 0 | 0 | 0 | 0
Solar Generation Cap 20% - MIS_IL v5.14 | 1207 | 6481 | Generation Constraint in GWh | FALSE | L | Annual | Allowances Purchased | GWh | 0 | 0 | 0 | 0 | 0 | 0 | 0
Solar Generation Cap 20% - MIS_IL v5.14 | 1207 | 6481 | Generation Constraint in GWh | FALSE | L | Annual | Allowances Sold | GWh | 0 | 0 | 0 | 0 | 0 | 0 | 0
Solar Generation Cap 20% - MIS_IL v5.14 | 1207 | 6481 | Generation Constraint in GWh | FALSE | L | Annual | Allowances Banked | GWh | 0 | 0 | 0 | 0 | 0 | 0 | 0
Solar Generation Cap 20% - MIS_IL v5.14 | 1207 | 6481 | Generation Constraint in GWh | FALSE | L | Annual | Allowances Withdrawn (1:1) | GWh | 0 | 0 | 0 | 0 | 0 | 0 | 0
Solar Generation Cap 20% - MIS_IL v5.14 | 1207 | 6481 | Generation Constraint in GWh | FALSE | L | Annual | Allowances Withdrawn (n:1) | GWh | 0 | 0 | 0 | 0 | 0 | 0 | 0
Solar Generation Cap 20% - MIS_IL v5.14 | 1207 | 6481 | Generation Constraint in GWh | FALSE | L | Annual | Net Emissions Allowance Position | GWh | 0 | 0 | 0 | 0 | 0 | 0 | 0
Solar Generation Cap 20% - MIS_IL v5.14 | 1207 | 6481 | Generation Constraint in GWh | FALSE | L | Annual | Fuel Consumed | TBtu | 0 | 0 | 0 | 0 | 0 | 0 | 0
Solar Generation Cap 20% - MIS_IL v5.14 | 1207 | 6481 | Generation Constraint in GWh | FALSE | L | Annual | Heat Rate | MMBtu/MWh | 0 | 0 | 0 | 0 | 0 | 0 | 0
Solar Generation Cap 20% - MIS_IL v5.14 | 1207 | 6481 | Generation Constraint in GWh | FALSE | L | Annual | Generation | TWh | 0 | 0 | 0 | 0 | 0 | 0 | 0
Solar Generation Cap 20% - MIS_IL v5.14 | 1207 | 6481 | Generation Constraint in GWh | FALSE | L | Annual | Qualifying Generation | TWh | 0 | 0 | 0 | 0 | 0 | 0 | 0
Solar Generation Cap 20% - MIS_IL v5.14 | 1207 | 6481 | Generation Constraint in GWh | FALSE | L | Annual | Rate | lb/MWh | 0 | 0 | 0 | 0 | 0 | 0 | 0
Solar Generation Cap 20% - MIS_IL v5.14 | 1207 | 6481 | Generation Constraint in GWh | FALSE | L | Annual | Constraint Shadow Price | US2011$/MWh | 0 | 0 | 0 | 0 | 0 | 0 | 0
Solar Generation Cap 20% - MIS_INKY v5.14 | 1208 | 6482 | Generation Constraint in GWh | FALSE | L | Annual | Seasons Included | Seasons | Winter, Summer | Winter, Summer | Winter, Summer | Winter, Summer | Winter, Summer | Winter, Summer | Winter, Summer
Solar Generation Cap 20% - MIS_INKY v5.14 | 1208 | 6482 | Generation Constraint in GWh | FALSE | L | Annual | Standard GWh | GWh | 19515 | 20015 | 20210 | 20749 | 21119 | 21823 | 22551
Solar Generation Cap 20% - MIS_INKY v5.14 | 1208 | 6482 | Generation Constraint in GWh | FALSE | L | Annual | Emissions at Affected Plants | GWh | 243.2122 | 243.2122 | 243.2122 | 243.2122 | 243.2122 | 243.2122 | 243.2122
Solar Generation Cap 20% - MIS_INKY v5.14 | 1208 | 6482 | Generation Constraint in GWh | FALSE | L | Annual | Allowances Purchased | GWh | 0 | 0 | 0 | 0 | 0 | 0 | 0
Solar Generation Cap 20% - MIS_INKY v5.14 | 1208 | 6482 | Generation Constraint in GWh | FALSE | L | Annual | Allowances Sold | GWh | 0 | 0 | 0 | 0 | 0 | 0 | 0
Solar Generation Cap 20% - MIS_INKY v5.14 | 1208 | 6482 | Generation Constraint in GWh | FALSE | L | Annual | Allowances Banked | GWh | 0 | 0 | 0 | 0 | 0 | 0 | 0
Solar Generation Cap 20% - MIS_INKY v5.14 | 1208 | 6482 | Generation Constraint in GWh | FALSE | L | Annual | Allowances Withdrawn (1:1) | GWh | 0 | 0 | 0 | 0 | 0 | 0 | 0
Solar Generation Cap 20% - MIS_INKY v5.14 | 1208 | 6482 | Generation Constraint in GWh | FALSE | L | Annual | Allowances Withdrawn (n:1) | GWh | 0 | 0 | 0 | 0 | 0 | 0 | 0
Solar Generation Cap 20% - MIS_INKY v5.14 | 1208 | 6482 | Generation Constraint in GWh | FALSE | L | Annual | Net Emissions Allowance Position | GWh | 243.2122 | 243.2122 | 243.2122 | 243.2122 | 243.2122 | 243.2122 | 243.2122
Solar Generation Cap 20% - MIS_INKY v5.14 | 1208 | 6482 | Generation Constraint in GWh | FALSE | L | Annual | Fuel Consumed | TBtu | 0 | 0 | 0 | 0 | 0 | 0 | 0
Solar Generation Cap 20% - MIS_INKY v5.14 | 1208 | 6482 | Generation Constraint in GWh | FALSE | L | Annual | Heat Rate | MMBtu/MWh | 0 | 0 | 0 | 0 | 0 | 0 | 0
Solar Generation Cap 20% - MIS_INKY v5.14 | 1208 | 6482 | Generation Constraint in GWh | FALSE | L | Annual | Generation | TWh | 0.24321 | 0.24321 | 0.24321 | 0.24321 | 0.24321 | 0.24321 | 0.24321
Solar Generation Cap 20% - MIS_INKY v5.14 | 1208 | 6482 | Generation Constraint in GWh | FALSE | L | Annual | Qualifying Generation | TWh | 0.24321 | 0.24321 | 0.24321 | 0.24321 | 0.24321 | 0.24321 | 0.24321
Solar Generation Cap 20% - MIS_INKY v5.14 | 1208 | 6482 | Generation Constraint in GWh | FALSE | L | Annual | Rate | lb/MWh | 0 | 0 | 0 | 0 | 0 | 0 | 0
Solar Generation Cap 20% - MIS_INKY v5.14 | 1208 | 6482 | Generation Constraint in GWh | FALSE | L | Annual | Constraint Shadow Price | US2011$/MWh | 0 | 0 | 0 | 0 | 0 | 0 | 0
Solar Generation Cap 20% - MIS_LMI v5.14 | 1209 | 6483 | Generation Constraint in GWh | FALSE | L | Annual | Seasons Included | Seasons | Winter, Summer | Winter, Summer | Winter, Summer | Winter, Summer | Winter, Summer | Winter, Summer | Winter, Summer
Solar Generation Cap 20% - MIS_LMI v5.14 | 1209 | 6483 | Generation Constraint in GWh | FALSE | L | Annual | Standard GWh | GWh | 20670 | 21027 | 21115 | 21509 | 21829 | 22495 | 23182
Solar Generation Cap 20% - MIS_LMI v5.14 | 1209 | 6483 | Generation Constraint in GWh | FALSE | L | Annual | Emissions at Affected Plants | GWh | 3.6174 | 3.6174 | 3.6174 | 3.6174 | 3.6174 | 3.6174 | 386.3623
Solar Generation Cap 20% - MIS_LMI v5.14 | 1209 | 6483 | Generation Constraint in GWh | FALSE | L | Annual | Allowances Purchased | GWh | 0 | 0 | 0 | 0 | 0 | 0 | 0
Solar Generation Cap 20% - MIS_LMI v5.14 | 1209 | 6483 | Generation Constraint in GWh | FALSE | L | Annual | Allowances Sold | GWh | 0 | 0 | 0 | 0 | 0 | 0 | 0
Solar Generation Cap 20% - MIS_LMI v5.14 | 1209 | 6483 | Generation Constraint in GWh | FALSE | L | Annual | Allowances Banked | GWh | 0 | 0 | 0 | 0 | 0 | 0 | 0
Solar Generation Cap 20% - MIS_LMI v5.14 | 1209 | 6483 | Generation Constraint in GWh | FALSE | L | Annual | Allowances Withdrawn (1:1) | GWh | 0 | 0 | 0 | 0 | 0 | 0 | 0
Solar Generation Cap 20% - MIS_LMI v5.14 | 1209 | 6483 | Generation Constraint in GWh | FALSE | L | Annual | Allowances Withdrawn (n:1) | GWh | 0 | 0 | 0 | 0 | 0 | 0 | 0
Solar Generation Cap 20% - MIS_LMI v5.14 | 1209 | 6483 | Generation Constraint in GWh | FALSE | L | Annual | Net Emissions Allowance Position | GWh | 3.6174 | 3.6174 | 3.6174 | 3.6174 | 3.6174 | 3.6174 | 386.3623
Solar Generation Cap 20% - MIS_LMI v5.14 | 1209 | 6483 | Generation Constraint in GWh | FALSE | L | Annual | Fuel Consumed | TBtu | 0 | 0 | 0 | 0 | 0 | 0 | 0
Solar Generation Cap 20% - MIS_LMI v5.14 | 1209 | 6483 | Generation Constraint in GWh | FALSE | L | Annual | Heat Rate | MMBtu/MWh | 0 | 0 | 0 | 0 | 0 | 0 | 0
Solar Generation Cap 20% - MIS_LMI v5.14 | 1209 | 6483 | Generation Constraint in GWh | FALSE | L | Annual | Generation | TWh | 0.0036174 | 0.0036174 | 0.0036174 | 0.0036174 | 0.0036174 | 0.0036174 | 0.38636
Solar Generation Cap 20% - MIS_LMI v5.14 | 1209 | 6483 | Generation Constraint in GWh | FALSE | L | Annual | Qualifying Generation | TWh | 0.0036174 | 0.0036174 | 0.0036174 | 0.0036174 | 0.0036174 | 0.0036174 | 0.38636
Solar Generation Cap 20% - MIS_LMI v5.14 | 1209 | 6483 | Generation Constraint in GWh | FALSE | L | Annual | Rate | lb/MWh | 0 | 0 | 0 | 0 | 0 | 0 | 0
Solar Generation Cap 20% - MIS_LMI v5.14 | 1209 | 6483 | Generation Constraint in GWh | FALSE | L | Annual | Constraint Shadow Price | US2011$/MWh | 0 | 0 | 0 | 0 | 0 | 0 | 0
Solar Generation Cap 20% - MIS_MAPP v5.14 | 1210 | 6484 | Generation Constraint in GWh | FALSE | L | Annual | Seasons Included | Seasons | Winter, Summer | Winter, Summer | Winter, Summer | Winter, Summer | Winter, Summer | Winter, Summer | Winter, Summer
Solar Generation Cap 20% - MIS_MAPP v5.14 | 1210 | 6484 | Generation Constraint in GWh | FALSE | L | Annual | Standard GWh | GWh | 1644 | 1689 | 1710 | 1769 | 1804 | 1880 | 1960
Solar Generation Cap 20% - MIS_MAPP v5.14 | 1210 | 6484 | Generation Constraint in GWh | FALSE | L | Annual | Emissions at Affected Plants | GWh | 0 | 0 | 0 | 0 | 0 | 0 | 0
Solar Generation Cap 20% - MIS_MAPP v5.14 | 1210 | 6484 | Generation Constraint in GWh | FALSE | L | Annual | Allowances Purchased | GWh | 0 | 0 | 0 | 0 | 0 | 0 | 0
Solar Generation Cap 20% - MIS_MAPP v5.14 | 1210 | 6484 | Generation Constraint in GWh | FALSE | L | Annual | Allowances Sold | GWh | 0 | 0 | 0 | 0 | 0 | 0 | 0
Solar Generation Cap 20% - MIS_MAPP v5.14 | 1210 | 6484 | Generation Constraint in GWh | FALSE | L | Annual | Allowances Banked | GWh | 0 | 0 | 0 | 0 | 0 | 0 | 0
Solar Generation Cap 20% - MIS_MAPP v5.14 | 1210 | 6484 | Generation Constraint in GWh | FALSE | L | Annual | Allowances Withdrawn (1:1) | GWh | 0 | 0 | 0 | 0 | 0 | 0 | 0
Solar Generation Cap 20% - MIS_MAPP v5.14 | 1210 | 6484 | Generation Constraint in GWh | FALSE | L | Annual | Allowances Withdrawn (n:1) | GWh | 0 | 0 | 0 | 0 | 0 | 0 | 0
Solar Generation Cap 20% - MIS_MAPP v5.14 | 1210 | 6484 | Generation Constraint in GWh | FALSE | L | Annual | Net Emissions Allowance Position | GWh | 0 | 0 | 0 | 0 | 0 | 0 | 0
Solar Generation Cap 20% - MIS_MAPP v5.14 | 1210 | 6484 | Generation Constraint in GWh | FALSE | L | Annual | Fuel Consumed | TBtu | 0 | 0 | 0 | 0 | 0 | 0 | 0
Solar Generation Cap 20% - MIS_MAPP v5.14 | 1210 | 6484 | Generation Constraint in GWh | FALSE | L | Annual | Heat Rate | MMBtu/MWh | 0 | 0 | 0 | 0 | 0 | 0 | 0
Solar Generation Cap 20% - MIS_MAPP v5.14 | 1210 | 6484 | Generation Constraint in GWh | FALSE | L | Annual | Generation | TWh | 0 | 0 | 0 | 0 | 0 | 0 | 0
Solar Generation Cap 20% - MIS_MAPP v5.14 | 1210 | 6484 | Generation Constraint in GWh | FALSE | L | Annual | Qualifying Generation | TWh | 0 | 0 | 0 | 0 | 0 | 0 | 0
Solar Generation Cap 20% - MIS_MAPP v5.14 | 1210 | 6484 | Generation Constraint in GWh | FALSE | L | Annual | Rate | lb/MWh | 0 | 0 | 0 | 0 | 0 | 0 | 0
Solar Generation Cap 20% - MIS_MAPP v5.14 | 1210 | 6484 | Generation Constraint in GWh | FALSE | L | Annual | Constraint Shadow Price | US2011$/MWh | 0 | 0 | 0 | 0 | 0 | 0 | 0
Solar Generation Cap 20% - MIS_MIDA v5.14 | 1211 | 6485 | Generation Constraint in GWh | FALSE | L | Annual | Seasons Included | Seasons | Winter, Summer | Winter, Summer | Winter, Summer | Winter, Summer | Winter, Summer | Winter, Summer | Winter, Summer
Solar Generation Cap 20% - MIS_MIDA v5.14 | 1211 | 6485 | Generation Constraint in GWh | FALSE | L | Annual | Standard GWh | GWh | 5842 | 6001 | 6078 | 6287 | 6412 | 6683 | 6965
Solar Generation Cap 20% - MIS_MIDA v5.14 | 1211 | 6485 | Generation Constraint in GWh | FALSE | L | Annual | Emissions at Affected Plants | GWh | 1.9552 | 1.9552 | 1.9552 | 1.9552 | 1.9552 | 1.9552 | 1.9552
Solar Generation Cap 20% - MIS_MIDA v5.14 | 1211 | 6485 | Generation Constraint in GWh | FALSE | L | Annual | Allowances Purchased | GWh | 0 | 0 | 0 | 0 | 0 | 0 | 0
Solar Generation Cap 20% - MIS_MIDA v5.14 | 1211 | 6485 | Generation Constraint in GWh | FALSE | L | Annual | Allowances Sold | GWh | 0 | 0 | 0 | 0 | 0 | 0 | 0
Solar Generation Cap 20% - MIS_MIDA v5.14 | 1211 | 6485 | Generation Constraint in GWh | FALSE | L | Annual | Allowances Banked | GWh | 0 | 0 | 0 | 0 | 0 | 0 | 0
Solar Generation Cap 20% - MIS_MIDA v5.14 | 1211 | 6485 | Generation Constraint in GWh | FALSE | L | Annual | Allowances Withdrawn (1:1) | GWh | 0 | 0 | 0 | 0 | 0 | 0 | 0
Solar Generation Cap 20% - MIS_MIDA v5.14 | 1211 | 6485 | Generation Constraint in GWh | FALSE | L | Annual | Allowances Withdrawn (n:1) | GWh | 0 | 0 | 0 | 0 | 0 | 0 | 0
Solar Generation Cap 20% - MIS_MIDA v5.14 | 1211 | 6485 | Generation Constraint in GWh | FALSE | L | Annual | Net Emissions Allowance Position | GWh | 1.9552 | 1.9552 | 1.9552 | 1.9552 | 1.9552 | 1.9552 | 1.9552
Solar Generation Cap 20% - MIS_MIDA v5.14 | 1211 | 6485 | Generation Constraint in GWh | FALSE | L | Annual | Fuel Consumed | TBtu | 0 | 0 | 0 | 0 | 0 | 0 | 0
Solar Generation Cap 20% - MIS_MIDA v5.14 | 1211 | 6485 | Generation Constraint in GWh | FALSE | L | Annual | Heat Rate | MMBtu/MWh | 0 | 0 | 0 | 0 | 0 | 0 | 0
Solar Generation Cap 20% - MIS_MIDA v5.14 | 1211 | 6485 | Generation Constraint in GWh | FALSE | L | Annual | Generation | TWh | 0.0019552 | 0.0019552 | 0.0019552 | 0.0019552 | 0.0019552 | 0.0019552 | 0.0019552
Solar Generation Cap 20% - MIS_MIDA v5.14 | 1211 | 6485 | Generation Constraint in GWh | FALSE | L | Annual | Qualifying Generation | TWh | 0.0019552 | 0.0019552 | 0.0019552 | 0.0019552 | 0.0019552 | 0.0019552 | 0.0019552
Solar Generation Cap 20% - MIS_MIDA v5.14 | 1211 | 6485 | Generation Constraint in GWh | FALSE | L | Annual | Rate | lb/MWh | 0 | 0 | 0 | 0 | 0 | 0 | 0
Solar Generation Cap 20% - MIS_MIDA v5.14 | 1211 | 6485 | Generation Constraint in GWh | FALSE | L | Annual | Constraint Shadow Price | US2011$/MWh | 0 | 0 | 0 | 0 | 0 | 0 | 0
Solar Generation Cap 20% - MIS_MNWI v5.14 | 1212 | 6486 | Generation Constraint in GWh | FALSE | L | Annual | Seasons Included | Seasons | Winter, Summer | Winter, Summer | Winter, Summer | Winter, Summer | Winter, Summer | Winter, Summer | Winter, Summer
Solar Generation Cap 20% - MIS_MNWI v5.14 | 1212 | 6486 | Generation Constraint in GWh | FALSE | L | Annual | Standard GWh | GWh | 17569 | 18046 | 18276 | 18906 | 19282 | 20097 | 20946
Solar Generation Cap 20% - MIS_MNWI v5.14 | 1212 | 6486 | Generation Constraint in GWh | FALSE | L | Annual | Emissions at Affected Plants | GWh | 5.5035 | 17.4646 | 856.4812 | 1170.6847 | 1209.6178 | 1257.2053 | 14394.4464
Solar Generation Cap 20% - MIS_MNWI v5.14 | 1212 | 6486 | Generation Constraint in GWh | FALSE | L | Annual | Allowances Purchased | GWh | 0 | 0 | 0 | 0 | 0 | 0 | 0
Solar Generation Cap 20% - MIS_MNWI v5.14 | 1212 | 6486 | Generation Constraint in GWh | FALSE | L | Annual | Allowances Sold | GWh | 0 | 0 | 0 | 0 | 0 | 0 | 0
Solar Generation Cap 20% - MIS_MNWI v5.14 | 1212 | 6486 | Generation Constraint in GWh | FALSE | L | Annual | Allowances Banked | GWh | 0 | 0 | 0 | 0 | 0 | 0 | 0
Solar Generation Cap 20% - MIS_MNWI v5.14 | 1212 | 6486 | Generation Constraint in GWh | FALSE | L | Annual | Allowances Withdrawn (1:1) | GWh | 0 | 0 | 0 | 0 | 0 | 0 | 0
Solar Generation Cap 20% - MIS_MNWI v5.14 | 1212 | 6486 | Generation Constraint in GWh | FALSE | L | Annual | Allowances Withdrawn (n:1) | GWh | 0 | 0 | 0 | 0 | 0 | 0 | 0
Solar Generation Cap 20% - MIS_MNWI v5.14 | 1212 | 6486 | Generation Constraint in GWh | FALSE | L | Annual | Net Emissions Allowance Position | GWh | 5.5035 | 17.4646 | 856.4812 | 1170.6847 | 1209.6178 | 1257.2053 | 14394.4464
Solar Generation Cap 20% - MIS_MNWI v5.14 | 1212 | 6486 | Generation Constraint in GWh | FALSE | L | Annual | Fuel Consumed | TBtu | 0 | 0 | 0 | 0 | 0 | 0 | 0
Solar Generation Cap 20% - MIS_MNWI v5.14 | 1212 | 6486 | Generation Constraint in GWh | FALSE | L | Annual | Heat Rate | MMBtu/MWh | 0 | 0 | 0 | 0 | 0 | 0 | 0
Solar Generation Cap 20% - MIS_MNWI v5.14 | 1212 | 6486 | Generation Constraint in GWh | FALSE | L | Annual | Generation | TWh | 0.0055035 | 0.017465 | 0.85648 | 1.1707 | 1.2096 | 1.2572 | 14.3944
Solar Generation Cap 20% - MIS_MNWI v5.14 | 1212 | 6486 | Generation Constraint in GWh | FALSE | L | Annual | Qualifying Generation | TWh | 0.0055035 | 0.017465 | 0.85648 | 1.1707 | 1.2096 | 1.2572 | 14.3944
Solar Generation Cap 20% - MIS_MNWI v5.14 | 1212 | 6486 | Generation Constraint in GWh | FALSE | L | Annual | Rate | lb/MWh | 0 | 0 | 0 | 0 | 0 | 0 | 0
Solar Generation Cap 20% - MIS_MNWI v5.14 | 1212 | 6486 | Generation Constraint in GWh | FALSE | L | Annual | Constraint Shadow Price | US2011$/MWh | 0 | 0 | 0 | 0 | 0 | 0 | 0
Solar Generation Cap 20% - MIS_MO v5.14 | 1213 | 6487 | Generation Constraint in GWh | FALSE | L | Annual | Seasons Included | Seasons | Winter, Summer | Winter, Summer | Winter, Summer | Winter, Summer | Winter, Summer | Winter, Summer | Winter, Summer
Solar Generation Cap 20% - MIS_MO v5.14 | 1213 | 6487 | Generation Constraint in GWh | FALSE | L | Annual | Standard GWh | GWh | 9792 | 9984 | 10063 | 10323 | 10526 | 10956 | 11404
Solar Generation Cap 20% - MIS_MO v5.14 | 1213 | 6487 | Generation Constraint in GWh | FALSE | L | Annual | Emissions at Affected Plants | GWh | 19.9718 | 412.9373 | 528.6023 | 727.3771 | 794.5698 | 1467.3173 | 2188.1461
Solar Generation Cap 20% - MIS_MO v5.14 | 1213 | 6487 | Generation Constraint in GWh | FALSE | L | Annual | Allowances Purchased | GWh | 0 | 0 | 0 | 0 | 0 | 0 | 0
Solar Generation Cap 20% - MIS_MO v5.14 | 1213 | 6487 | Generation Constraint in GWh | FALSE | L | Annual | Allowances Sold | GWh | 0 | 0 | 0 | 0 | 0 | 0 | 0
Solar Generation Cap 20% - MIS_MO v5.14 | 1213 | 6487 | Generation Constraint in GWh | FALSE | L | Annual | Allowances Banked | GWh | 0 | 0 | 0 | 0 | 0 | 0 | 0
Solar Generation Cap 20% - MIS_MO v5.14 | 1213 | 6487 | Generation Constraint in GWh | FALSE | L | Annual | Allowances Withdrawn (1:1) | GWh | 0 | 0 | 0 | 0 | 0 | 0 | 0
Solar Generation Cap 20% - MIS_MO v5.14 | 1213 | 6487 | Generation Constraint in GWh | FALSE | L | Annual | Allowances Withdrawn (n:1) | GWh | 0 | 0 | 0 | 0 | 0 | 0 | 0
Solar Generation Cap 20% - MIS_MO v5.14 | 1213 | 6487 | Generation Constraint in GWh | FALSE | L | Annual | Net Emissions Allowance Position | GWh | 19.9718 | 412.9373 | 528.6023 | 727.3771 | 794.5698 | 1467.3173 | 2188.1461
Solar Generation Cap 20% - MIS_MO v5.14 | 1213 | 6487 | Generation Constraint in GWh | FALSE | L | Annual | Fuel Consumed | TBtu | 0 | 0 | 0 | 0 | 0 | 0 | 0
Solar Generation Cap 20% - MIS_MO v5.14 | 1213 | 6487 | Generation Constraint in GWh | FALSE | L | Annual | Heat Rate | MMBtu/MWh | 0 | 0 | 0 | 0 | 0 | 0 | 0
Solar Generation Cap 20% - MIS_MO v5.14 | 1213 | 6487 | Generation Constraint in GWh | FALSE | L | Annual | Generation | TWh | 0.019972 | 0.41294 | 0.5286 | 0.72738 | 0.79457 | 1.4673 | 2.1881
Solar Generation Cap 20% - MIS_MO v5.14 | 1213 | 6487 | Generation Constraint in GWh | FALSE | L | Annual | Qualifying Generation | TWh | 0.019972 | 0.41294 | 0.5286 | 0.72738 | 0.79457 | 1.4673 | 2.1881
Solar Generation Cap 20% - MIS_MO v5.14 | 1213 | 6487 | Generation Constraint in GWh | FALSE | L | Annual | Rate | lb/MWh | 0 | 0 | 0 | 0 | 0 | 0 | 0
Solar Generation Cap 20% - MIS_MO v5.14 | 1213 | 6487 | Generation Constraint in GWh | FALSE | L | Annual | Constraint Shadow Price | US2011$/MWh | 0 | 0 | 0 | 0 | 0 | 0 | 0
Solar Generation Cap 20% - MIS_WUMS v5.14 | 1214 | 6488 | Generation Constraint in GWh | FALSE | L | Annual | Seasons Included | Seasons | Winter, Summer | Winter, Summer | Winter, Summer | Winter, Summer | Winter, Summer | Winter, Summer | Winter, Summer
Solar Generation Cap 20% - MIS_WUMS v5.14 | 1214 | 6488 | Generation Constraint in GWh | FALSE | L | Annual | Standard GWh | GWh | 10976 | 11245 | 11337 | 11611 | 11790 | 12144 | 12508
Solar Generation Cap 20% - MIS_WUMS v5.14 | 1214 | 6488 | Generation Constraint in GWh | FALSE | L | Annual | Emissions at Affected Plants | GWh | 1.5768 | 1.5768 | 1.5768 | 1.5768 | 1.5768 | 269.6832 | 458.968
Solar Generation Cap 20% - MIS_WUMS v5.14 | 1214 | 6488 | Generation Constraint in GWh | FALSE | L | Annual | Allowances Purchased | GWh | 0 | 0 | 0 | 0 | 0 | 0 | 0
Solar Generation Cap 20% - MIS_WUMS v5.14 | 1214 | 6488 | Generation Constraint in GWh | FALSE | L | Annual | Allowances Sold | GWh | 0 | 0 | 0 | 0 | 0 | 0 | 0
Solar Generation Cap 20% - MIS_WUMS v5.14 | 1214 | 6488 | Generation Constraint in GWh | FALSE | L | Annual | Allowances Banked | GWh | 0 | 0 | 0 | 0 | 0 | 0 | 0
Solar Generation Cap 20% - MIS_WUMS v5.14 | 1214 | 6488 | Generation Constraint in GWh | FALSE | L | Annual | Allowances Withdrawn (1:1) | GWh | 0 | 0 | 0 | 0 | 0 | 0 | 0
Solar Generation Cap 20% - MIS_WUMS v5.14 | 1214 | 6488 | Generation Constraint in GWh | FALSE | L | Annual | Allowances Withdrawn (n:1) | GWh | 0 | 0 | 0 | 0 | 0 | 0 | 0
Solar Generation Cap 20% - MIS_WUMS v5.14 | 1214 | 6488 | Generation Constraint in GWh | FALSE | L | Annual | Net Emissions Allowance Position | GWh | 1.5768 | 1.5768 | 1.5768 | 1.5768 | 1.5768 | 269.6832 | 458.968
Solar Generation Cap 20% - MIS_WUMS v5.14 | 1214 | 6488 | Generation Constraint in GWh | FALSE | L | Annual | Fuel Consumed | TBtu | 0 | 0 | 0 | 0 | 0 | 0 | 0
Solar Generation Cap 20% - MIS_WUMS v5.14 | 1214 | 6488 | Generation Constraint in GWh | FALSE | L | Annual | Heat Rate | MMBtu/MWh | 0 | 0 | 0 | 0 | 0 | 0 | 0
Solar Generation Cap 20% - MIS_WUMS v5.14 | 1214 | 6488 | Generation Constraint in GWh | FALSE | L | Annual | Generation | TWh | 0.0015768 | 0.0015768 | 0.0015768 | 0.0015768 | 0.0015768 | 0.26968 | 0.45897
Solar Generation Cap 20% - MIS_WUMS v5.14 | 1214 | 6488 | Generation Constraint in GWh | FALSE | L | Annual | Qualifying Generation | TWh | 0.0015768 | 0.0015768 | 0.0015768 | 0.0015768 | 0.0015768 | 0.26968 | 0.45897
Solar Generation Cap 20% - MIS_WUMS v5.14 | 1214 | 6488 | Generation Constraint in GWh | FALSE | L | Annual | Rate | lb/MWh | 0 | 0 | 0 | 0 | 0 | 0 | 0
Solar Generation Cap 20% - MIS_WUMS v5.14 | 1214 | 6488 | Generation Constraint in GWh | FALSE | L | Annual | Constraint Shadow Price | US2011$/MWh | 0 | 0 | 0 | 0 | 0 | 0 | 0
Solar Generation Cap 20% - NENG_CT v5.14 | 1215 | 6489 | Generation Constraint in GWh | FALSE | L | Annual | Seasons Included | Seasons | Winter, Summer | Winter, Summer | Winter, Summer | Winter, Summer | Winter, Summer | Winter, Summer | Winter, Summer
Solar Generation Cap 20% - NENG_CT v5.14 | 1215 | 6489 | Generation Constraint in GWh | FALSE | L | Annual | Standard GWh | GWh | 6960 | 7125 | 7039 | 6967 | 7002 | 7070 | 7138
Solar Generation Cap 20% - NENG_CT v5.14 | 1215 | 6489 | Generation Constraint in GWh | FALSE | L | Annual | Emissions at Affected Plants | GWh | 25.3448 | 25.3448 | 25.3448 | 25.3448 | 25.3448 | 25.3448 | 25.3448
Solar Generation Cap 20% - NENG_CT v5.14 | 1215 | 6489 | Generation Constraint in GWh | FALSE | L | Annual | Allowances Purchased | GWh | 0 | 0 | 0 | 0 | 0 | 0 | 0
Solar Generation Cap 20% - NENG_CT v5.14 | 1215 | 6489 | Generation Constraint in GWh | FALSE | L | Annual | Allowances Sold | GWh | 0 | 0 | 0 | 0 | 0 | 0 | 0
Solar Generation Cap 20% - NENG_CT v5.14 | 1215 | 6489 | Generation Constraint in GWh | FALSE | L | Annual | Allowances Banked | GWh | 0 | 0 | 0 | 0 | 0 | 0 | 0
Solar Generation Cap 20% - NENG_CT v5.14 | 1215 | 6489 | Generation Constraint in GWh | FALSE | L | Annual | Allowances Withdrawn (1:1) | GWh | 0 | 0 | 0 | 0 | 0 | 0 | 0
Solar Generation Cap 20% - NENG_CT v5.14 | 1215 | 6489 | Generation Constraint in GWh | FALSE | L | Annual | Allowances Withdrawn (n:1) | GWh | 0 | 0 | 0 | 0 | 0 | 0 | 0
Solar Generation Cap 20% - NENG_CT v5.14 | 1215 | 6489 | Generation Constraint in GWh | FALSE | L | Annual | Net Emissions Allowance Position | GWh | 25.3448 | 25.3448 | 25.3448 | 25.3448 | 25.3448 | 25.3448 | 25.3448
Solar Generation Cap 20% - NENG_CT v5.14 | 1215 | 6489 | Generation Constraint in GWh | FALSE | L | Annual | Fuel Consumed | TBtu | 0 | 0 | 0 | 0 | 0 | 0 | 0
Solar Generation Cap 20% - NENG_CT v5.14 | 1215 | 6489 | Generation Constraint in GWh | FALSE | L | Annual | Heat Rate | MMBtu/MWh | 0 | 0 | 0 | 0 | 0 | 0 | 0
Solar Generation Cap 20% - NENG_CT v5.14 | 1215 | 6489 | Generation Constraint in GWh | FALSE | L | Annual | Generation | TWh | 0.025345 | 0.025345 | 0.025345 | 0.025345 | 0.025345 | 0.025345 | 0.025345
Solar Generation Cap 20% - NENG_CT v5.14 | 1215 | 6489 | Generation Constraint in GWh | FALSE | L | Annual | Qualifying Generation | TWh | 0.025345 | 0.025345 | 0.025345 | 0.025345 | 0.025345 | 0.025345 | 0.025345
Solar Generation Cap 20% - NENG_CT v5.14 | 1215 | 6489 | Generation Constraint in GWh | FALSE | L | Annual | Rate | lb/MWh | 0 | 0 | 0 | 0 | 0 | 0 | 0
Solar Generation Cap 20% - NENG_CT v5.14 | 1215 | 6489 | Generation Constraint in GWh | FALSE | L | Annual | Constraint Shadow Price | US2011$/MWh | 0 | 0 | 0 | 0 | 0 | 0 | 0
Solar Generation Cap 20% - NENG_ME v5.14 | 1216 | 6490 | Generation Constraint in GWh | FALSE | L | Annual | Seasons Included | Seasons | Winter, Summer | Winter, Summer | Winter, Summer | Winter, Summer | Winter, Summer | Winter, Summer | Winter, Summer
Solar Generation Cap 20% - NENG_ME v5.14 | 1216 | 6490 | Generation Constraint in GWh | FALSE | L | Annual | Standard GWh | GWh | 2446 | 2504 | 2474 | 2448 | 2461 | 2484 | 2508
Solar Generation Cap 20% - NENG_ME v5.14 | 1216 | 6490 | Generation Constraint in GWh | FALSE | L | Annual | Emissions at Affected Plants | GWh | 0 | 0 | 0 | 0 | 0 | 1242 | 1254
Solar Generation Cap 20% - NENG_ME v5.14 | 1216 | 6490 | Generation Constraint in GWh | FALSE | L | Annual | Allowances Purchased | GWh | 0 | 0 | 0 | 0 | 0 | 0 | 0
Solar Generation Cap 20% - NENG_ME v5.14 | 1216 | 6490 | Generation Constraint in GWh | FALSE | L | Annual | Allowances Sold | GWh | 0 | 0 | 0 | 0 | 0 | 0 | 0
Solar Generation Cap 20% - NENG_ME v5.14 | 1216 | 6490 | Generation Constraint in GWh | FALSE | L | Annual | Allowances Banked | GWh | 0 | 0 | 0 | 0 | 0 | 0 | 0
Solar Generation Cap 20% - NENG_ME v5.14 | 1216 | 6490 | Generation Constraint in GWh | FALSE | L | Annual | Allowances Withdrawn (1:1) | GWh | 0 | 0 | 0 | 0 | 0 | 0 | 0
Solar Generation Cap 20% - NENG_ME v5.14 | 1216 | 6490 | Generation Constraint in GWh | FALSE | L | Annual | Allowances Withdrawn (n:1) | GWh | 0 | 0 | 0 | 0 | 0 | 0 | 0
Solar Generation Cap 20% - NENG_ME v5.14 | 1216 | 6490 | Generation Constraint in GWh | FALSE | L | Annual | Net Emissions Allowance Position | GWh | 0 | 0 | 0 | 0 | 0 | 1242 | 1254
Solar Generation Cap 20% - NENG_ME v5.14 | 1216 | 6490 | Generation Constraint in GWh | FALSE | L | Annual | Fuel Consumed | TBtu | 0 | 0 | 0 | 0 | 0 | 0 | 0
Solar Generation Cap 20% - NENG_ME v5.14 | 1216 | 6490 | Generation Constraint in GWh | FALSE | L | Annual | Heat Rate | MMBtu/MWh | 0 | 0 | 0 | 0 | 0 | 0 | 0
Solar Generation Cap 20% - NENG_ME v5.14 | 1216 | 6490 | Generation Constraint in GWh | FALSE | L | Annual | Generation | TWh | 0 | 0 | 0 | 0 | 0 | 1.242 | 1.254
Solar Generation Cap 20% - NENG_ME v5.14 | 1216 | 6490 | Generation Constraint in GWh | FALSE | L | Annual | Qualifying Generation | TWh | 0 | 0 | 0 | 0 | 0 | 1.242 | 1.254
Solar Generation Cap 20% - NENG_ME v5.14 | 1216 | 6490 | Generation Constraint in GWh | FALSE | L | Annual | Rate | lb/MWh | 0 | 0 | 0 | 0 | 0 | 0 | 0
Solar Generation Cap 20% - NENG_ME v5.14 | 1216 | 6490 | Generation Constraint in GWh | FALSE | L | Annual | Constraint Shadow Price | US2011$/MWh | 0 | 0 | 0 | 0 | 0 | 0 | 0
Solar Generation Cap 20% - NENGREST v5.14 | 1217 | 6491 | Generation Constraint in GWh | FALSE | L | Annual | Seasons Included | Seasons | Winter, Summer | Winter, Summer | Winter, Summer | Winter, Summer | Winter, Summer | Winter, Summer | Winter, Summer
Solar Generation Cap 20% - NENGREST v5.14 | 1217 | 6491 | Generation Constraint in GWh | FALSE | L | Annual | Standard GWh | GWh | 18106 | 18536 | 18312 | 18126 | 18217 | 18392 | 18570
Solar Generation Cap 20% - NENGREST v5.14 | 1217 | 6491 | Generation Constraint in GWh | FALSE | L | Annual | Emissions at Affected Plants | GWh | 604.6684 | 604.6684 | 604.6684 | 604.6684 | 604.6684 | 2552.3544 | 2648.277
Solar Generation Cap 20% - NENGREST v5.14 | 1217 | 6491 | Generation Constraint in GWh | FALSE | L | Annual | Allowances Purchased | GWh | 0 | 0 | 0 | 0 | 0 | 0 | 0
Solar Generation Cap 20% - NENGREST v5.14 | 1217 | 6491 | Generation Constraint in GWh | FALSE | L | Annual | Allowances Sold | GWh | 0 | 0 | 0 | 0 | 0 | 0 | 0
Solar Generation Cap 20% - NENGREST v5.14 | 1217 | 6491 | Generation Constraint in GWh | FALSE | L | Annual | Allowances Banked | GWh | 0 | 0 | 0 | 0 | 0 | 0 | 0
Solar Generation Cap 20% - NENGREST v5.14 | 1217 | 6491 | Generation Constraint in GWh | FALSE | L | Annual | Allowances Withdrawn (1:1) | GWh | 0 | 0 | 0 | 0 | 0 | 0 | 0
Solar Generation Cap 20% - NENGREST v5.14 | 1217 | 6491 | Generation Constraint in GWh | FALSE | L | Annual | Allowances Withdrawn (n:1) | GWh | 0 | 0 | 0 | 0 | 0 | 0 | 0
Solar Generation Cap 20% - NENGREST v5.14 | 1217 | 6491 | Generation Constraint in GWh | FALSE | L | Annual | Net Emissions Allowance Position | GWh | 604.6684 | 604.6684 | 604.6684 | 604.6684 | 604.6684 | 2552.3544 | 2648.277
Solar Generation Cap 20% - NENGREST v5.14 | 1217 | 6491 | Generation Constraint in GWh | FALSE | L | Annual | Fuel Consumed | TBtu | 0 | 0 | 0 | 0 | 0 | 0 | 0
Solar Generation Cap 20% - NENGREST v5.14 | 1217 | 6491 | Generation Constraint in GWh | FALSE | L | Annual | Heat Rate | MMBtu/MWh | 0 | 0 | 0 | 0 | 0 | 0 | 0
Solar Generation Cap 20% - NENGREST v5.14 | 1217 | 6491 | Generation Constraint in GWh | FALSE | L | Annual | Generation | TWh | 0.60467 | 0.60467 | 0.60467 | 0.60467 | 0.60467 | 2.5524 | 2.6483
Solar Generation Cap 20% - NENGREST v5.14 | 1217 | 6491 | Generation Constraint in GWh | FALSE | L | Annual | Qualifying Generation | TWh | 0.60467 | 0.60467 | 0.60467 | 0.60467 | 0.60467 | 2.5524 | 2.6483
Solar Generation Cap 20% - NENGREST v5.14 | 1217 | 6491 | Generation Constraint in GWh | FALSE | L | Annual | Rate | lb/MWh | 0 | 0 | 0 | 0 | 0 | 0 | 0
Solar Generation Cap 20% - NENGREST v5.14 | 1217 | 6491 | Generation Constraint in GWh | FALSE | L | Annual | Constraint Shadow Price | US2011$/MWh | 0 | 0 | 0 | 0 | 0 | 0 | 0
Solar Generation Cap 20% - NY_Z_A&B v5.14 | 1218 | 6492 | Generation Constraint in GWh | FALSE | L | Annual | Seasons Included | Seasons | Winter, Summer | Winter, Summer | Winter, Summer | Winter, Summer | Winter, Summer | Winter, Summer | Winter, Summer
Solar Generation Cap 20% - NY_Z_A&B v5.14 | 1218 | 6492 | Generation Constraint in GWh | FALSE | L | Annual | Standard GWh | GWh | 4864 | 4872 | 4825 | 4766 | 4779 | 4824 | 4870
Solar Generation Cap 20% - NY_Z_A&B v5.14 | 1218 | 6492 | Generation Constraint in GWh | FALSE | L | Annual | Emissions at Affected Plants | GWh | 15.7874 | 15.7874 | 15.7874 | 15.7874 | 15.7874 | 15.7874 | 681.1356
Solar Generation Cap 20% - NY_Z_A&B v5.14 | 1218 | 6492 | Generation Constraint in GWh | FALSE | L | Annual | Allowances Purchased | GWh | 0 | 0 | 0 | 0 | 0 | 0 | 0
Solar Generation Cap 20% - NY_Z_A&B v5.14 | 1218 | 6492 | Generation Constraint in GWh | FALSE | L | Annual | Allowances Sold | GWh | 0 | 0 | 0 | 0 | 0 | 0 | 0
Solar Generation Cap 20% - NY_Z_A&B v5.14 | 1218 | 6492 | Generation Constraint in GWh | FALSE | L | Annual | Allowances Banked | GWh | 0 | 0 | 0 | 0 | 0 | 0 | 0
Solar Generation Cap 20% - NY_Z_A&B v5.14 | 1218 | 6492 | Generation Constraint in GWh | FALSE | L | Annual | Allowances Withdrawn (1:1) | GWh | 0 | 0 | 0 | 0 | 0 | 0 | 0
Solar Generation Cap 20% - NY_Z_A&B v5.14 | 1218 | 6492 | Generation Constraint in GWh | FALSE | L | Annual | Allowances Withdrawn (n:1) | GWh | 0 | 0 | 0 | 0 | 0 | 0 | 0
Solar Generation Cap 20% - NY_Z_A&B v5.14 | 1218 | 6492 | Generation Constraint in GWh | FALSE | L | Annual | Net Emissions Allowance Position | GWh | 15.7874 | 15.7874 | 15.7874 | 15.7874 | 15.7874 | 15.7874 | 681.1356
Solar Generation Cap 20% - NY_Z_A&B v5.14 | 1218 | 6492 | Generation Constraint in GWh | FALSE | L | Annual | Fuel Consumed | TBtu | 0 | 0 | 0 | 0 | 0 | 0 | 0
Solar Generation Cap 20% - NY_Z_A&B v5.14 | 1218 | 6492 | Generation Constraint in GWh | FALSE | L | Annual | Heat Rate | MMBtu/MWh | 0 | 0 | 0 | 0 | 0 | 0 | 0
Solar Generation Cap 20% - NY_Z_A&B v5.14 | 1218 | 6492 | Generation Constraint in GWh | FALSE | L | Annual | Generation | TWh | 0.015787 | 0.015787 | 0.015787 | 0.015787 | 0.015787 | 0.015787 | 0.68114
Solar Generation Cap 20% - NY_Z_A&B v5.14 | 1218 | 6492 | Generation Constraint in GWh | FALSE | L | Annual | Qualifying Generation | TWh | 0.015787 | 0.015787 | 0.015787 | 0.015787 | 0.015787 | 0.015787 | 0.68114
Solar Generation Cap 20% - NY_Z_A&B v5.14 | 1218 | 6492 | Generation Constraint in GWh | FALSE | L | Annual | Rate | lb/MWh | 0 | 0 | 0 | 0 | 0 | 0 | 0
Solar Generation Cap 20% - NY_Z_A&B v5.14 | 1218 | 6492 | Generation Constraint in GWh | FALSE | L | Annual | Constraint Shadow Price | US2011$/MWh | 0 | 0 | 0 | 0 | 0 | 0 | 0
Solar Generation Cap 20% - NY_Z_C&E v5.14 | 1219 | 6493 | Generation Constraint in GWh | FALSE | L | Annual | Seasons Included | Seasons | Winter, Summer | Winter, Summer | Winter, Summer | Winter, Summer | Winter, Summer | Winter, Summer | Winter, Summer
Solar Generation Cap 20% - NY_Z_C&E v5.14 | 1219 | 6493 | Generation Constraint in GWh | FALSE | L | Annual | Standard GWh | GWh | 4570 | 4578 | 4533 | 4478 | 4490 | 4532 | 4575
Solar Generation Cap 20% - NY_Z_C&E v5.14 | 1219 | 6493 | Generation Constraint in GWh | FALSE | L | Annual | Emissions at Affected Plants | GWh | 11.2829 | 11.2829 | 11.2829 | 11.2829 | 11.2829 | 11.2829 | 415.8309
Solar Generation Cap 20% - NY_Z_C&E v5.14 | 1219 | 6493 | Generation Constraint in GWh | FALSE | L | Annual | Allowances Purchased | GWh | 0 | 0 | 0 | 0 | 0 | 0 | 0
Solar Generation Cap 20% - NY_Z_C&E v5.14 | 1219 | 6493 | Generation Constraint in GWh | FALSE | L | Annual | Allowances Sold | GWh | 0 | 0 | 0 | 0 | 0 | 0 | 0
Solar Generation Cap 20% - NY_Z_C&E v5.14 | 1219 | 6493 | Generation Constraint in GWh | FALSE | L | Annual | Allowances Banked | GWh | 0 | 0 | 0 | 0 | 0 | 0 | 0
Solar Generation Cap 20% - NY_Z_C&E v5.14 | 1219 | 6493 | Generation Constraint in GWh | FALSE | L | Annual | Allowances Withdrawn (1:1) | GWh | 0 | 0 | 0 | 0 | 0 | 0 | 0
Solar Generation Cap 20% - NY_Z_C&E v5.14 | 1219 | 6493 | Generation Constraint in GWh | FALSE | L | Annual | Allowances Withdrawn (n:1) | GWh | 0 | 0 | 0 | 0 | 0 | 0 | 0
Solar Generation Cap 20% - NY_Z_C&E v5.14 | 1219 | 6493 | Generation Constraint in GWh | FALSE | L | Annual | Net Emissions Allowance Position | GWh | 11.2829 | 11.2829 | 11.2829 | 11.2829 | 11.2829 | 11.2829 | 415.8309
Solar Generation Cap 20% - NY_Z_C&E v5.14 | 1219 | 6493 | Generation Constraint in GWh | FALSE | L | Annual | Fuel Consumed | TBtu | 0 | 0 | 0 | 0 | 0 | 0 | 0
Solar Generation Cap 20% - NY_Z_C&E v5.14 | 1219 | 6493 | Generation Constraint in GWh | FALSE | L | Annual | Heat Rate | MMBtu/MWh | 0 | 0 | 0 | 0 | 0 | 0 | 0
Solar Generation Cap 20% - NY_Z_C&E v5.14 | 1219 | 6493 | Generation Constraint in GWh | FALSE | L | Annual | Generation | TWh | 0.011283 | 0.011283 | 0.011283 | 0.011283 | 0.011283 | 0.011283 | 0.41583
Solar Generation Cap 20% - NY_Z_C&E v5.14 | 1219 | 6493 | Generation Constraint in GWh | FALSE | L | Annual | Qualifying Generation | TWh | 0.011283 | 0.011283 | 0.011283 | 0.011283 | 0.011283 | 0.011283 | 0.41583
Solar Generation Cap 20% - NY_Z_C&E v5.14 | 1219 | 6493 | Generation Constraint in GWh | FALSE | L | Annual | Rate | lb/MWh | 0 | 0 | 0 | 0 | 0 | 0 | 0
Solar Generation Cap 20% - NY_Z_C&E v5.14 | 1219 | 6493 | Generation Constraint in GWh | FALSE | L | Annual | Constraint Shadow Price | US2011$/MWh | 0 | 0 | 0 | 0 | 0 | 0 | 0
Solar Generation Cap 20% - NY_Z_D v5.14 | 1220 | 6494 | Generation Constraint in GWh | FALSE | L | Annual | Seasons Included | Seasons | Winter, Summer | Winter, Summer | Winter, Summer | Winter, Summer | Winter, Summer | Winter, Summer | Winter, Summer
Solar Generation Cap 20% - NY_Z_D v5.14 | 1220 | 6494 | Generation Constraint in GWh | FALSE | L | Annual | Standard GWh | GWh | 1221 | 1223 | 1212 | 1197 | 1200 | 1211 | 1223
Solar Generation Cap 20% - NY_Z_D v5.14 | 1220 | 6494 | Generation Constraint in GWh | FALSE | L | Annual | Emissions at Affected Plants | GWh | 3.2237 | 3.2237 | 3.2237 | 3.2237 | 3.2237 | 3.2237 | 3.2237
Solar Generation Cap 20% - NY_Z_D v5.14 | 1220 | 6494 | Generation Constraint in GWh | FALSE | L | Annual | Allowances Purchased | GWh | 0 | 0 | 0 | 0 | 0 | 0 | 0
Solar Generation Cap 20% - NY_Z_D v5.14 | 1220 | 6494 | Generation Constraint in GWh | FALSE | L | Annual | Allowances Sold | GWh | 0 | 0 | 0 | 0 | 0 | 0 | 0
Solar Generation Cap 20% - NY_Z_D v5.14 | 1220 | 6494 | Generation Constraint in GWh | FALSE | L | Annual | Allowances Banked | GWh | 0 | 0 | 0 | 0 | 0 | 0 | 0
Solar Generation Cap 20% - NY_Z_D v5.14 | 1220 | 6494 | Generation Constraint in GWh | FALSE | L | Annual | Allowances Withdrawn (1:1) | GWh | 0 | 0 | 0 | 0 | 0 | 0 | 0
Solar Generation Cap 20% - NY_Z_D v5.14 | 1220 | 6494 | Generation Constraint in GWh | FALSE | L | Annual | Allowances Withdrawn (n:1) | GWh | 0 | 0 | 0 | 0 | 0 | 0 | 0
Solar Generation Cap 20% - NY_Z_D v5.14 | 1220 | 6494 | Generation Constraint in GWh | FALSE | L | Annual | Net Emissions Allowance Position | GWh | 3.2237 | 3.2237 | 3.2237 | 3.2237 | 3.2237 | 3.2237 | 3.2237
Solar Generation Cap 20% - NY_Z_D v5.14 | 1220 | 6494 | Generation Constraint in GWh | FALSE | L | Annual | Fuel Consumed | TBtu | 0 | 0 | 0 | 0 | 0 | 0 | 0
Solar Generation Cap 20% - NY_Z_D v5.14 | 1220 | 6494 | Generation Constraint in GWh | FALSE | L | Annual | Heat Rate | MMBtu/MWh | 0 | 0 | 0 | 0 | 0 | 0 | 0
Solar Generation Cap 20% - NY_Z_D v5.14 | 1220 | 6494 | Generation Constraint in GWh | FALSE | L | Annual | Generation | TWh | 0.0032237 | 0.0032237 | 0.0032237 | 0.0032237 | 0.0032237 | 0.0032237 | 0.0032237
Solar Generation Cap 20% - NY_Z_D v5.14 | 1220 | 6494 | Generation Constraint in GWh | FALSE | L | Annual | Qualifying Generation | TWh | 0.0032237 | 0.0032237 | 0.0032237 | 0.0032237 | 0.0032237 | 0.0032237 | 0.0032237
Solar Generation Cap 20% - NY_Z_D v5.14 | 1220 | 6494 | Generation Constraint in GWh | FALSE | L | Annual | Rate | lb/MWh | 0 | 0 | 0 | 0 | 0 | 0 | 0
Solar Generation Cap 20% - NY_Z_D v5.14 | 1220 | 6494 | Generation Constraint in GWh | FALSE | L | Annual | Constraint Shadow Price | US2011$/MWh | 0 | 0 | 0 | 0 | 0 | 0 | 0
Solar Generation Cap 20% - NY_Z_F v5.14 | 1221 | 6495 | Generation Constraint in GWh | FALSE | L | Annual | Seasons Included | Seasons | Winter, Summer | Winter, Summer | Winter, Summer | Winter, Summer | Winter, Summer | Winter, Summer | Winter, Summer
Solar Generation Cap 20% - NY_Z_F v5.14 | 1221 | 6495 | Generation Constraint in GWh | FALSE | L | Annual | Standard GWh | GWh | 2191 | 2195 | 2173 | 2147 | 2153 | 2173 | 2193
Solar Generation Cap 20% - NY_Z_F v5.14 | 1221 | 6495 | Generation Constraint in GWh | FALSE | L | Annual | Emissions at Affected Plants | GWh | 6.1679 | 6.1679 | 6.1679 | 6.1679 | 6.1679 | 6.1679 | 6.1679
Solar Generation Cap 20% - NY_Z_F v5.14 | 1221 | 6495 | Generation Constraint in GWh | FALSE | L | Annual | Allowances Purchased | GWh | 0 | 0 | 0 | 0 | 0 | 0 | 0
Solar Generation Cap 20% - NY_Z_F v5.14 | 1221 | 6495 | Generation Constraint in GWh | FALSE | L | Annual | Allowances Sold | GWh | 0 | 0 | 0 | 0 | 0 | 0 | 0
Solar Generation Cap 20% - NY_Z_F v5.14 | 1221 | 6495 | Generation Constraint in GWh | FALSE | L | Annual | Allowances Banked | GWh | 0 | 0 | 0 | 0 | 0 | 0 | 0
Solar Generation Cap 20% - NY_Z_F v5.14 | 1221 | 6495 | Generation Constraint in GWh | FALSE | L | Annual | Allowances Withdrawn (1:1) | GWh | 0 | 0 | 0 | 0 | 0 | 0 | 0
Solar Generation Cap 20% - NY_Z_F v5.14 | 1221 | 6495 | Generation Constraint in GWh | FALSE | L | Annual | Allowances Withdrawn (n:1) | GWh | 0 | 0 | 0 | 0 | 0 | 0 | 0
Solar Generation Cap 20% - NY_Z_F v5.14 | 1221 | 6495 | Generation Constraint in GWh | FALSE | L | Annual | Net Emissions Allowance Position | GWh | 6.1679 | 6.1679 | 6.1679 | 6.1679 | 6.1679 | 6.1679 | 6.1679
Solar Generation Cap 20% - NY_Z_F v5.14 | 1221 | 6495 | Generation Constraint in GWh | FALSE | L | Annual | Fuel Consumed | TBtu | 0 | 0 | 0 | 0 | 0 | 0 | 0
Solar Generation Cap 20% - NY_Z_F v5.14 | 1221 | 6495 | Generation Constraint in GWh | FALSE | L | Annual | Heat Rate | MMBtu/MWh | 0 | 0 | 0 | 0 | 0 | 0 | 0
Solar Generation Cap 20% - NY_Z_F v5.14 | 1221 | 6495 | Generation Constraint in GWh | FALSE | L | Annual | Generation | TWh | 0.0061679 | 0.0061679 | 0.0061679 | 0.0061679 | 0.0061679 | 0.0061679 | 0.0061679
Solar Generation Cap 20% - NY_Z_F v5.14 | 1221 | 6495 | Generation Constraint in GWh | FALSE | L | Annual | Qualifying Generation | TWh | 0.0061679 | 0.0061679 | 0.0061679 | 0.0061679 | 0.0061679 | 0.0061679 | 0.0061679
Solar Generation Cap 20% - NY_Z_F v5.14 | 1221 | 6495 | Generation Constraint in GWh | FALSE | L | Annual | Rate | lb/MWh | 0 | 0 | 0 | 0 | 0 | 0 | 0
Solar Generation Cap 20% - NY_Z_F v5.14 | 1221 | 6495 | Generation Constraint in GWh | FALSE | L | Annual | Constraint Shadow Price | US2011$/MWh | 0 | 0 | 0 | 0 | 0 | 0 | 0
Solar Generation Cap 20% - NY_Z_G-I v5.14 | 1222 | 6496 | Generation Constraint in GWh | FALSE | L | Annual | Seasons Included | Seasons | Winter, Summer | Winter, Summer | Winter, Summer | Winter, Summer | Winter, Summer | Winter, Summer | Winter, Summer
Solar Generation Cap 20% - NY_Z_G-I v5.14 | 1222 | 6496 | Generation Constraint in GWh | FALSE | L | Annual | Standard GWh | GWh | 3697 | 3696 | 3653 | 3596 | 3604 | 3626 | 3649
Solar Generation Cap 20% - NY_Z_G-I v5.14 | 1222 | 6496 | Generation Constraint in GWh | FALSE | L | Annual | Emissions at Affected Plants | GWh | 6.0131 | 6.0131 | 6.0131 | 6.0131 | 6.0131 | 6.0131 | 6.0131
Solar Generation Cap 20% - NY_Z_G-I v5.14 | 1222 | 6496 | Generation Constraint in GWh | FALSE | L | Annual | Allowances Purchased | GWh | 0 | 0 | 0 | 0 | 0 | 0 | 0
Solar Generation Cap 20% - NY_Z_G-I v5.14 | 1222 | 6496 | Generation Constraint in GWh | FALSE | L | Annual | Allowances Sold | GWh | 0 | 0 | 0 | 0 | 0 | 0 | 0
Solar Generation Cap 20% - NY_Z_G-I v5.14 | 1222 | 6496 | Generation Constraint in GWh | FALSE | L | Annual | Allowances Banked | GWh | 0 | 0 | 0 | 0 | 0 | 0 | 0
Solar Generation Cap 20% - NY_Z_G-I v5.14 | 1222 | 6496 | Generation Constraint in GWh | FALSE | L | Annual | Allowances Withdrawn (1:1) | GWh | 0 | 0 | 0 | 0 | 0 | 0 | 0
Solar Generation Cap 20% - NY_Z_G-I v5.14 | 1222 | 6496 | Generation Constraint in GWh | FALSE | L | Annual | Allowances Withdrawn (n:1) | GWh | 0 | 0 | 0 | 0 | 0 | 0 | 0
Solar Generation Cap 20% - NY_Z_G-I v5.14 | 1222 | 6496 | Generation Constraint in GWh | FALSE | L | Annual | Net Emissions Allowance Position | GWh | 6.0131 | 6.0131 | 6.0131 | 6.0131 | 6.0131 | 6.0131 | 6.0131
Solar Generation Cap 20% - NY_Z_G-I v5.14 | 1222 | 6496 | Generation Constraint in GWh | FALSE | L | Annual | Fuel Consumed | TBtu | 0 | 0 | 0 | 0 | 0 | 0 | 0
Solar Generation Cap 20% - NY_Z_G-I v5.14 | 1222 | 6496 | Generation Constraint in GWh | FALSE | L | Annual | Heat Rate | MMBtu/MWh | 0 | 0 | 0 | 0 | 0 | 0 | 0
Solar Generation Cap 20% - NY_Z_G-I v5.14 | 1222 | 6496 | Generation Constraint in GWh | FALSE | L | Annual | Generation | TWh | 0.0060131 | 0.0060131 | 0.0060131 | 0.0060131 | 0.0060131 | 0.0060131 | 0.0060131
Solar Generation Cap 20% - NY_Z_G-I v5.14 | 1222 | 6496 | Generation Constraint in GWh | FALSE | L | Annual | Qualifying Generation | TWh | 0.0060131 | 0.0060131 | 0.0060131 | 0.0060131 | 0.0060131 | 0.0060131 | 0.0060131
Solar Generation Cap 20% - NY_Z_G-I v5.14 | 1222 | 6496 | Generation Constraint in GWh | FALSE | L | Annual | Rate | lb/MWh | 0 | 0 | 0 | 0 | 0 | 0 | 0
Solar Generation Cap 20% - NY_Z_G-I v5.14 | 1222 | 6496 | Generation Constraint in GWh | FALSE | L | Annual | Constraint Shadow Price | US2011$/MWh | 0 | 0 | 0 | 0 | 0 | 0 | 0
Solar Generation Cap 20% - NY_Z_J v5.14 | 1223 | 6497 | Generation Constraint in GWh | FALSE | L | Annual | Seasons Included | Seasons | Winter, Summer | Winter, Summer | Winter, Summer | Winter, Summer | Winter, Summer | Winter, Summer | Winter, Summer
Solar Generation Cap 20% - NY_Z_J v5.14 | 1223 | 6497 | Generation Constraint in GWh | FALSE | L | Annual | Standard GWh | GWh | 10240 | 10212 | 10067 | 9873 | 9888 | 9910 | 9933
Solar Generation Cap 20% - NY_Z_J v5.14 | 1223 | 6497 | Generation Constraint in GWh | FALSE | L | Annual | Emissions at Affected Plants | GWh | 3.4299 | 3.4299 | 3.4299 | 3.4299 | 3.4299 | 3.4299 | 3.4299
Solar Generation Cap 20% - NY_Z_J v5.14 | 1223 | 6497 | Generation Constraint in GWh | FALSE | L | Annual | Allowances Purchased | GWh | 0 | 0 | 0 | 0 | 0 | 0 | 0
Solar Generation Cap 20% - NY_Z_J v5.14 | 1223 | 6497 | Generation Constraint in GWh | FALSE | L | Annual | Allowances Sold | GWh | 0 | 0 | 0 | 0 | 0 | 0 | 0
Solar Generation Cap 20% - NY_Z_J v5.14 | 1223 | 6497 | Generation Constraint in GWh | FALSE | L | Annual | Allowances Banked | GWh | 0 | 0 | 0 | 0 | 0 | 0 | 0
Solar Generation Cap 20% - NY_Z_J v5.14 | 1223 | 6497 | Generation Constraint in GWh | FALSE | L | Annual | Allowances Withdrawn (1:1) | GWh | 0 | 0 | 0 | 0 | 0 | 0 | 0
Solar Generation Cap 20% - NY_Z_J v5.14 | 1223 | 6497 | Generation Constraint in GWh | FALSE | L | Annual | Allowances Withdrawn (n:1) | GWh | 0 | 0 | 0 | 0 | 0 | 0 | 0
Solar Generation Cap 20% - NY_Z_J v5.14 | 1223 | 6497 | Generation Constraint in GWh | FALSE | L | Annual | Net Emissions Allowance Position | GWh | 3.4299 | 3.4299 | 3.4299 | 3.4299 | 3.4299 | 3.4299 | 3.4299
Solar Generation Cap 20% - NY_Z_J v5.14 | 1223 | 6497 | Generation Constraint in GWh | FALSE | L | Annual | Fuel Consumed | TBtu | 0 | 0 | 0 | 0 | 0 | 0 | 0
Solar Generation Cap 20% - NY_Z_J v5.14 | 1223 | 6497 | Generation Constraint in GWh | FALSE | L | Annual | Heat Rate | MMBtu/MWh | 0 | 0 | 0 | 0 | 0 | 0 | 0
Solar Generation Cap 20% - NY_Z_J v5.14 | 1223 | 6497 | Generation Constraint in GWh | FALSE | L | Annual | Generation | TWh | 0.0034299 | 0.0034299 | 0.0034299 | 0.0034299 | 0.0034299 | 0.0034299 | 0.0034299
Solar Generation Cap 20% - NY_Z_J v5.14 | 1223 | 6497 | Generation Constraint in GWh | FALSE | L | Annual | Qualifying Generation | TWh | 0.0034299 | 0.0034299 | 0.0034299 | 0.0034299 | 0.0034299 | 0.0034299 | 0.0034299
Solar Generation Cap 20% - NY_Z_J v5.14 | 1223 | 6497 | Generation Constraint in GWh | FALSE | L | Annual | Rate | lb/MWh | 0 | 0 | 0 | 0 | 0 | 0 | 0
Solar Generation Cap 20% - NY_Z_J v5.14 | 1223 | 6497 | Generation Constraint in GWh | FALSE | L | Annual | Constraint Shadow Price | US2011$/MWh | 0 | 0 | 0 | 0 | 0 | 0 | 0
Solar Generation Cap 20% - NY_Z_K v5.14 | 1224 | 6498 | Generation Constraint in GWh | FALSE | L | Annual | Seasons Included | Seasons | Winter, Summer | Winter, Summer | Winter, Summer | Winter, Summer | Winter, Summer | Winter, Summer | Winter, Summer
Solar Generation Cap 20% - NY_Z_K v5.14 | 1224 | 6498 | Generation Constraint in GWh | FALSE | L | Annual | Standard GWh | GWh | 4605 | 4580 | 4496 | 4387 | 4389 | 4411 | 4433
Solar Generation Cap 20% - NY_Z_K v5.14 | 1224 | 6498 | Generation Constraint in GWh | FALSE | L | Annual | Emissions at Affected Plants | GWh | 118.5863 | 118.5863 | 118.5863 | 118.5863 | 118.5863 | 118.5863 | 118.5863
Solar Generation Cap 20% - NY_Z_K v5.14 | 1224 | 6498 | Generation Constraint in GWh | FALSE | L | Annual | Allowances Purchased | GWh | 0 | 0 | 0 | 0 | 0 | 0 | 0
Solar Generation Cap 20% - NY_Z_K v5.14 | 1224 | 6498 | Generation Constraint in GWh | FALSE | L | Annual | Allowances Sold | GWh | 0 | 0 | 0 | 0 | 0 | 0 | 0
Solar Generation Cap 20% - NY_Z_K v5.14 | 1224 | 6498 | Generation Constraint in GWh | FALSE | L | Annual | Allowances Banked | GWh | 0 | 0 | 0 | 0 | 0 | 0 | 0
Solar Generation Cap 20% - NY_Z_K v5.14 | 1224 | 6498 | Generation Constraint in GWh | FALSE | L | Annual | Allowances Withdrawn (1:1) | GWh | 0 | 0 | 0 | 0 | 0 | 0 | 0
Solar Generation Cap 20% - NY_Z_K v5.14 | 1224 | 6498 | Generation Constraint in GWh | FALSE | L | Annual | Allowances Withdrawn (n:1) | GWh | 0 | 0 | 0 | 0 | 0 | 0 | 0
Solar Generation Cap 20% - NY_Z_K v5.14 | 1224 | 6498 | Generation Constraint in GWh | FALSE | L | Annual | Net Emissions Allowance Position | GWh | 118.5863 | 118.5863 | 118.5863 | 118.5863 | 118.5863 | 118.5863 | 118.5863
Solar Generation Cap 20% - NY_Z_K v5.14 | 1224 | 6498 | Generation Constraint in GWh | FALSE | L | Annual | Fuel Consumed | TBtu | 0 | 0 | 0 | 0 | 0 | 0 | 0
Solar Generation Cap 20% - NY_Z_K v5.14 | 1224 | 6498 | Generation Constraint in GWh | FALSE | L | Annual | Heat Rate | MMBtu/MWh | 0 | 0 | 0 | 0 | 0 | 0 | 0
Solar Generation Cap 20% - NY_Z_K v5.14 | 1224 | 6498 | Generation Constraint in GWh | FALSE | L | Annual | Generation | TWh | 0.11859 | 0.11859 | 0.11859 | 0.11859 | 0.11859 | 0.11859 | 0.11859
Solar Generation Cap 20% - NY_Z_K v5.14 | 1224 | 6498 | Generation Constraint in GWh | FALSE | L | Annual | Qualifying Generation | TWh | 0.11859 | 0.11859 | 0.11859 | 0.11859 | 0.11859 | 0.11859 | 0.11859
Solar Generation Cap 20% - NY_Z_K v5.14 | 1224 | 6498 | Generation Constraint in GWh | FALSE | L | Annual | Rate | lb/MWh | 0 | 0 | 0 | 0 | 0 | 0 | 0
Solar Generation Cap 20% - NY_Z_K v5.14 | 1224 | 6498 | Generation Constraint in GWh | FALSE | L | Annual | Constraint Shadow Price | US2011$/MWh | 0 | 0 | 0 | 0 | 0 | 0 | 0
Solar Generation Cap 20% - PJM_AP v5.14 | 1225 | 6499 | Generation Constraint in GWh | FALSE | L | Annual | Seasons Included | Seasons | Winter, Summer | Winter, Summer | Winter, Summer | Winter, Summer | Winter, Summer | Winter, Summer | Winter, Summer
Solar Generation Cap 20% - PJM_AP v5.14 | 1225 | 6499 | Generation Constraint in GWh | FALSE | L | Annual | Standard GWh | GWh | 9611 | 9847 | 9927 | 10165 | 10327 | 10641 | 10966
Solar Generation Cap 20% - PJM_AP v5.14 | 1225 | 6499 | Generation Constraint in GWh | FALSE | L | Annual | Emissions at Affected Plants | GWh | 77.4598 | 77.4598 | 77.4598 | 77.4598 | 77.4598 | 77.4598 | 77.4598
Solar Generation Cap 20% - PJM_AP v5.14 | 1225 | 6499 | Generation Constraint in GWh | FALSE | L | Annual | Allowances Purchased | GWh | 0 | 0 | 0 | 0 | 0 | 0 | 0
Solar Generation Cap 20% - PJM_AP v5.14 | 1225 | 6499 | Generation Constraint in GWh | FALSE | L | Annual | Allowances Sold | GWh | 0 | 0 | 0 | 0 | 0 | 0 | 0
Solar Generation Cap 20% - PJM_AP v5.14 | 1225 | 6499 | Generation Constraint in GWh | FALSE | L | Annual | Allowances Banked | GWh | 0 | 0 | 0 | 0 | 0 | 0 | 0
Solar Generation Cap 20% - PJM_AP v5.14 | 1225 | 6499 | Generation Constraint in GWh | FALSE | L | Annual | Allowances Withdrawn (1:1) | GWh | 0 | 0 | 0 | 0 | 0 | 0 | 0
Solar Generation Cap 20% - PJM_AP v5.14 | 1225 | 6499 | Generation Constraint in GWh | FALSE | L | Annual | Allowances Withdrawn (n:1) | GWh | 0 | 0 | 0 | 0 | 0 | 0 | 0
Solar Generation Cap 20% - PJM_AP v5.14 | 1225 | 6499 | Generation Constraint in GWh | FALSE | L | Annual | Net Emissions Allowance Position | GWh | 77.4598 | 77.4598 | 77.4598 | 77.4598 | 77.4598 | 77.4598 | 77.4598
Solar Generation Cap 20% - PJM_AP v5.14 | 1225 | 6499 | Generation Constraint in GWh | FALSE | L | Annual | Fuel Consumed | TBtu | 0 | 0 | 0 | 0 | 0 | 0 | 0
Solar Generation Cap 20% - PJM_AP v5.14 | 1225 | 6499 | Generation Constraint in GWh | FALSE | L | Annual | Heat Rate | MMBtu/MWh | 0 | 0 | 0 | 0 | 0 | 0 | 0
Solar Generation Cap 20% - PJM_AP v5.14 | 1225 | 6499 | Generation Constraint in GWh | FALSE | L | Annual | Generation | TWh | 0.07746 | 0.07746 | 0.07746 | 0.07746 | 0.07746 | 0.07746 | 0.07746
Solar Generation Cap 20% - PJM_AP v5.14 | 1225 | 6499 | Generation Constraint in GWh | FALSE | L | Annual | Qualifying Generation | TWh | 0.07746 | 0.07746 | 0.07746 | 0.07746 | 0.07746 | 0.07746 | 0.07746
Solar Generation Cap 20% - PJM_AP v5.14 | 1225 | 6499 | Generation Constraint in GWh | FALSE | L | Annual | Rate | lb/MWh | 0 | 0 | 0 | 0 | 0 | 0 | 0
Solar Generation Cap 20% - PJM_AP v5.14 | 1225 | 6499 | Generation Constraint in GWh | FALSE | L | Annual | Constraint Shadow Price | US2011$/MWh | 0 | 0 | 0 | 0 | 0 | 0 | 0
Solar Generation Cap 20% - PJM_ATSI v5.14 | 1226 | 6500 | Generation Constraint in GWh | FALSE | L | Annual | Seasons Included | Seasons | Winter, Summer | Winter, Summer | Winter, Summer | Winter, Summer | Winter, Summer | Winter, Summer | Winter, Summer
Solar Generation Cap 20% - PJM_ATSI v5.14 | 1226 | 6500 | Generation Constraint in GWh | FALSE | L | Annual | Standard GWh | GWh | 14147 | 14494 | 14612 | 14962 | 15200 | 15664 | 16141
Solar Generation Cap 20% - PJM_ATSI v5.14 | 1226 | 6500 | Generation Constraint in GWh | FALSE | L | Annual | Emissions at Affected Plants | GWh | 47.4602 | 47.4602 | 47.4602 | 47.4602 | 47.4602 | 47.4602 | 47.4602
Solar Generation Cap 20% - PJM_ATSI v5.14 | 1226 | 6500 | Generation Constraint in GWh | FALSE | L | Annual | Allowances Purchased | GWh | 0 | 0 | 0 | 0 | 0 | 0 | 0
Solar Generation Cap 20% - PJM_ATSI v5.14 | 1226 | 6500 | Generation Constraint in GWh | FALSE | L | Annual | Allowances Sold | GWh | 0 | 0 | 0 | 0 | 0 | 0 | 0
Solar Generation Cap 20% - PJM_ATSI v5.14 | 1226 | 6500 | Generation Constraint in GWh | FALSE | L | Annual | Allowances Banked | GWh | 0 | 0 | 0 | 0 | 0 | 0 | 0
Solar Generation Cap 20% - PJM_ATSI v5.14 | 1226 | 6500 | Generation Constraint in GWh | FALSE | L | Annual | Allowances Withdrawn (1:1) | GWh | 0 | 0 | 0 | 0 | 0 | 0 | 0
Solar Generation Cap 20% - PJM_ATSI v5.14 | 1226 | 6500 | Generation Constraint in GWh | FALSE | L | Annual | Allowances Withdrawn (n:1) | GWh | 0 | 0 | 0 | 0 | 0 | 0 | 0
Solar Generation Cap 20% - PJM_ATSI v5.14 | 1226 | 6500 | Generation Constraint in GWh | FALSE | L | Annual | Net Emissions Allowance Position | GWh | 47.4602 | 47.4602 | 47.4602 | 47.4602 | 47.4602 | 47.4602 | 47.4602
Solar Generation Cap 20% - PJM_ATSI v5.14 | 1226 | 6500 | Generation Constraint in GWh | FALSE | L | Annual | Fuel Consumed | TBtu | 0 | 0 | 0 | 0 | 0 | 0 | 0
Solar Generation Cap 20% - PJM_ATSI v5.14 | 1226 | 6500 | Generation Constraint in GWh | FALSE | L | Annual | Heat Rate | MMBtu/MWh | 0 | 0 | 0 | 0 | 0 | 0 | 0
Solar Generation Cap 20% - PJM_ATSI v5.14 | 1226 | 6500 | Generation Constraint in GWh | FALSE | L | Annual | Generation | TWh | 0.04746 | 0.04746 | 0.04746 | 0.04746 | 0.04746 | 0.04746 | 0.04746
Solar Generation Cap 20% - PJM_ATSI v5.14 | 1226 | 6500 | Generation Constraint in GWh | FALSE | L | Annual | Qualifying Generation | TWh | 0.04746 | 0.04746 | 0.04746 | 0.04746 | 0.04746 | 0.04746 | 0.04746
Solar Generation Cap 20% - PJM_ATSI v5.14 | 1226 | 6500 | Generation Constraint in GWh | FALSE | L | Annual | Rate | lb/MWh | 0 | 0 | 0 | 0 | 0 | 0 | 0
Solar Generation Cap 20% - PJM_ATSI v5.14 | 1226 | 6500 | Generation Constraint in GWh | FALSE | L | Annual | Constraint Shadow Price | US2011$/MWh | 0 | 0 | 0 | 0 | 0 | 0 | 0
Solar Generation Cap 20% - PJM_COMD v5.14 | 1227 | 6501 | Generation Constraint in GWh | FALSE | L | Annual | Seasons Included | Seasons | Winter, Summer | Winter, Summer | Winter, Summer | Winter, Summer | Winter, Summer | Winter, Summer | Winter, Summer
Solar Generation Cap 20% - PJM_COMD v5.14 | 1227 | 6501 | Generation Constraint in GWh | FALSE | L | Annual | Standard GWh | GWh | 20616 | 21121 | 21293 | 21804 | 22151 | 22826 | 23522
Solar Generation Cap 20% - PJM_COMD v5.14 | 1227 | 6501 | Generation Constraint in GWh | FALSE | L | Annual | Emissions at Affected Plants | GWh | 79.0467 | 79.0467 | 79.0467 | 79.0467 | 79.0467 | 79.0467 | 1661.6949
Solar Generation Cap 20% - PJM_COMD v5.14 | 1227 | 6501 | Generation Constraint in GWh | FALSE | L | Annual | Allowances Purchased | GWh | 0 | 0 | 0 | 0 | 0 | 0 | 0
Solar Generation Cap 20% - PJM_COMD v5.14 | 1227 | 6501 | Generation Constraint in GWh | FALSE | L | Annual | Allowances Sold | GWh | 0 | 0 | 0 | 0 | 0 | 0 | 0
Solar Generation Cap 20% - PJM_COMD v5.14 | 1227 | 6501 | Generation Constraint in GWh | FALSE | L | Annual | Allowances Banked | GWh | 0 | 0 | 0 | 0 | 0 | 0 | 0
Solar Generation Cap 20% - PJM_COMD v5.14 | 1227 | 6501 | Generation Constraint in GWh | FALSE | L | Annual | Allowances Withdrawn (1:1) | GWh | 0 | 0 | 0 | 0 | 0 | 0 | 0
Solar Generation Cap 20% - PJM_COMD v5.14 | 1227 | 6501 | Generation Constraint in GWh | FALSE | L | Annual | Allowances Withdrawn (n:1) | GWh | 0 | 0 | 0 | 0 | 0 | 0 | 0
Solar Generation Cap 20% - PJM_COMD v5.14 | 1227 | 6501 | Generation Constraint in GWh | FALSE | L | Annual | Net Emissions Allowance Position | GWh | 79.0467 | 79.0467 | 79.0467 | 79.0467 | 79.0467 | 79.0467 | 1661.6949
Solar Generation Cap 20% - PJM_COMD v5.14 | 1227 | 6501 | Generation Constraint in GWh | FALSE | L | Annual | Fuel Consumed | TBtu | 0 | 0 | 0 | 0 | 0 | 0 | 0
Solar Generation Cap 20% - PJM_COMD v5.14 | 1227 | 6501 | Generation Constraint in GWh | FALSE | L | Annual | Heat Rate | MMBtu/MWh | 0 | 0 | 0 | 0 | 0 | 0 | 0
Solar Generation Cap 20% - PJM_COMD v5.14 | 1227 | 6501 | Generation Constraint in GWh | FALSE | L | Annual | Generation | TWh | 0.079047 | 0.079047 | 0.079047 | 0.079047 | 0.079047 | 0.079047 | 1.6617
Solar Generation Cap 20% - PJM_COMD v5.14 | 1227 | 6501 | Generation Constraint in GWh | FALSE | L | Annual | Qualifying Generation | TWh | 0.079047 | 0.079047 | 0.079047 | 0.079047 | 0.079047 | 0.079047 | 1.6617
Solar Generation Cap 20% - PJM_COMD v5.14 | 1227 | 6501 | Generation Constraint in GWh | FALSE | L | Annual | Rate | lb/MWh | 0 | 0 | 0 | 0 | 0 | 0 | 0
Solar Generation Cap 20% - PJM_COMD v5.14 | 1227 | 6501 | Generation Constraint in GWh | FALSE | L | Annual | Constraint Shadow Price | US2011$/MWh | 0 | 0 | 0 | 0 | 0 | 0 | 0
Solar Generation Cap 20% - PJM_Dom v5.14 | 1228 | 6502 | Generation Constraint in GWh | FALSE | L | Annual | Seasons Included | Seasons | Winter, Summer | Winter, Summer | Winter, Summer | Winter, Summer | Winter, Summer | Winter, Summer | Winter, Summer
Solar Generation Cap 20% - PJM_Dom v5.14 | 1228 | 6502 | Generation Constraint in GWh | FALSE | L | Annual | Standard GWh | GWh | 19197 | 19760 | 20115 | 20983 | 21869 | 23585 | 25435
Solar Generation Cap 20% - PJM_Dom v5.14 | 1228 | 6502 | Generation Constraint in GWh | FALSE | L | Annual | Emissions at Affected Plants | GWh | 386.2696 | 386.2696 | 386.2696 | 386.2696 | 386.2696 | 23585 | 25435
Solar Generation Cap 20% - PJM_Dom v5.14 | 1228 | 6502 | Generation Constraint in GWh | FALSE | L | Annual | Allowances Purchased | GWh | 0 | 0 | 0 | 0 | 0 | 0 | 0
Solar Generation Cap 20% - PJM_Dom v5.14 | 1228 | 6502 | Generation Constraint in GWh | FALSE | L | Annual | Allowances Sold | GWh | 0 | 0 | 0 | 0 | 0 | 0 | 0
Solar Generation Cap 20% - PJM_Dom v5.14 | 1228 | 6502 | Generation Constraint in GWh | FALSE | L | Annual | Allowances Banked | GWh | 0 | 0 | 0 | 0 | 0 | 0 | 0
Solar Generation Cap 20% - PJM_Dom v5.14 | 1228 | 6502 | Generation Constraint in GWh | FALSE | L | Annual | Allowances Withdrawn (1:1) | GWh | 0 | 0 | 0 | 0 | 0 | 0 | 0
Solar Generation Cap 20% - PJM_Dom v5.14 | 1228 | 6502 | Generation Constraint in GWh | FALSE | L | Annual | Allowances Withdrawn (n:1) | GWh | 0 | 0 | 0 | 0 | 0 | 0 | 0
Solar Generation Cap 20% - PJM_Dom v5.14 | 1228 | 6502 | Generation Constraint in GWh | FALSE | L | Annual | Net Emissions Allowance Position | GWh | 386.2696 | 386.2696 | 386.2696 | 386.2696 | 386.2696 | 23585 | 25435
Solar Generation Cap 20% - PJM_Dom v5.14 | 1228 | 6502 | Generation Constraint in GWh | FALSE | L | Annual | Fuel Consumed | TBtu | 0 | 0 | 0 | 0 | 0 | 0 | 0
Solar Generation Cap 20% - PJM_Dom v5.14 | 1228 | 6502 | Generation Constraint in GWh | FALSE | L | Annual | Heat Rate | MMBtu/MWh | 0 | 0 | 0 | 0 | 0 | 0 | 0
Solar Generation Cap 20% - PJM_Dom v5.14 | 1228 | 6502 | Generation Constraint in GWh | FALSE | L | Annual | Generation | TWh | 0.38627 | 0.38627 | 0.38627 | 0.38627 | 0.38627 | 23.585 | 25.435
Solar Generation Cap 20% - PJM_Dom v5.14 | 1228 | 6502 | Generation Constraint in GWh | FALSE | L | Annual | Qualifying Generation | TWh | 0.38627 | 0.38627 | 0.38627 | 0.38627 | 0.38627 | 23.585 | 25.435
Solar Generation Cap 20% - PJM_Dom v5.14 | 1228 | 6502 | Generation Constraint in GWh | FALSE | L | Annual | Rate | lb/MWh | 0 | 0 | 0 | 0 | 0 | 0 | 0
Solar Generation Cap 20% - PJM_Dom v5.14 | 1228 | 6502 | Generation Constraint in GWh | FALSE | L | Annual | Constraint Shadow Price | US2011$/MWh | 0 | 0 | 0 | 0 | 0 | 0.94677 | 5.6169
Solar Generation Cap 20% - PJM_EMAC v5.14 | 1229 | 6503 | Generation Constraint in GWh | FALSE | L | Annual | Seasons Included | Seasons | Winter, Summer | Winter, Summer | Winter, Summer | Winter, Summer | Winter, Summer | Winter, Summer | Winter, Summer
Solar Generation Cap 20% - PJM_EMAC v5.14 | 1229 | 6503 | Generation Constraint in GWh | FALSE | L | Annual | Standard GWh | GWh | 28434 | 28624 | 28593 | 28755 | 29257 | 30338 | 31459
Solar Generation Cap 20% - PJM_EMAC v5.14 | 1229 | 6503 | Generation Constraint in GWh | FALSE | L | Annual | Emissions at Affected Plants | GWh | 1028.8345 | 1028.8345 | 1669.285 | 1811.9577 | 8922.4492 | 19656.7842 | 21235.4102
Solar Generation Cap 20% - PJM_EMAC v5.14 | 1229 | 6503 | Generation Constraint in GWh | FALSE | L | Annual | Allowances Purchased | GWh | 0 | 0 | 0 | 0 | 0 | 0 | 0
Solar Generation Cap 20% - PJM_EMAC v5.14 | 1229 | 6503 | Generation Constraint in GWh | FALSE | L | Annual | Allowances Sold | GWh | 0 | 0 | 0 | 0 | 0 | 0 | 0
Solar Generation Cap 20% - PJM_EMAC v5.14 | 1229 | 6503 | Generation Constraint in GWh | FALSE | L | Annual | Allowances Banked | GWh | 0 | 0 | 0 | 0 | 0 | 0 | 0
Solar Generation Cap 20% - PJM_EMAC v5.14 | 1229 | 6503 | Generation Constraint in GWh | FALSE | L | Annual | Allowances Withdrawn (1:1) | GWh | 0 | 0 | 0 | 0 | 0 | 0 | 0
Solar Generation Cap 20% - PJM_EMAC v5.14 | 1229 | 6503 | Generation Constraint in GWh | FALSE | L | Annual | Allowances Withdrawn (n:1) | GWh | 0 | 0 | 0 | 0 | 0 | 0 | 0
Solar Generation Cap 20% - PJM_EMAC v5.14 | 1229 | 6503 | Generation Constraint in GWh | FALSE | L | Annual | Net Emissions Allowance Position | GWh | 1028.8345 | 1028.8345 | 1669.285 | 1811.9577 | 8922.4492 | 19656.7842 | 21235.4102
Solar Generation Cap 20% - PJM_EMAC v5.14 | 1229 | 6503 | Generation Constraint in GWh | FALSE | L | Annual | Fuel Consumed | TBtu | 0 | 0 | 0 | 0 | 0 | 0 | 0
Solar Generation Cap 20% - PJM_EMAC v5.14 | 1229 | 6503 | Generation Constraint in GWh | FALSE | L | Annual | Heat Rate | MMBtu/MWh | 0 | 0 | 0 | 0 | 0 | 0 | 0
Solar Generation Cap 20% - PJM_EMAC v5.14 | 1229 | 6503 | Generation Constraint in GWh | FALSE | L | Annual | Generation | TWh | 1.0288 | 1.0288 | 1.6693 | 1.812 | 8.9224 | 19.6568 | 21.2354
Solar Generation Cap 20% - PJM_EMAC v5.14 | 1229 | 6503 | Generation Constraint in GWh | FALSE | L | Annual | Qualifying Generation | TWh | 1.0288 | 1.0288 | 1.6693 | 1.812 | 8.9224 | 19.6568 | 21.2354
Solar Generation Cap 20% - PJM_EMAC v5.14 | 1229 | 6503 | Generation Constraint in GWh | FALSE | L | Annual | Rate | lb/MWh | 0 | 0 | 0 | 0 | 0 | 0 | 0
Solar Generation Cap 20% - PJM_EMAC v5.14 | 1229 | 6503 | Generation Constraint in GWh | FALSE | L | Annual | Constraint Shadow Price | US2011$/MWh | 0 | 0 | 0 | 0 | 0 | 0 | 0
Solar Generation Cap 20% - PJM_PENE v5.14 | 1230 | 6504 | Generation Constraint in GWh | FALSE | L | Annual | Seasons Included | Seasons | Winter, Summer | Winter, Summer | Winter, Summer | Winter, Summer | Winter, Summer | Winter, Summer | Winter, Summer
Solar Generation Cap 20% - PJM_PENE v5.14 | 1230 | 6504 | Generation Constraint in GWh | FALSE | L | Annual | Standard GWh | GWh | 3465 | 3488 | 3485 | 3504 | 3565 | 3697 | 3834
Solar Generation Cap 20% - PJM_PENE v5.14 | 1230 | 6504 | Generation Constraint in GWh | FALSE | L | Annual | Emissions at Affected Plants | GWh | 0 | 0 | 0 | 0 | 0 | 0 | 0
Solar Generation Cap 20% - PJM_PENE v5.14 | 1230 | 6504 | Generation Constraint in GWh | FALSE | L | Annual | Allowances Purchased | GWh | 0 | 0 | 0 | 0 | 0 | 0 | 0
Solar Generation Cap 20% - PJM_PENE v5.14 | 1230 | 6504 | Generation Constraint in GWh | FALSE | L | Annual | Allowances Sold | GWh | 0 | 0 | 0 | 0 | 0 | 0 | 0
Solar Generation Cap 20% - PJM_PENE v5.14 | 1230 | 6504 | Generation Constraint in GWh | FALSE | L | Annual | Allowances Banked | GWh | 0 | 0 | 0 | 0 | 0 | 0 | 0
Solar Generation Cap 20% - PJM_PENE v5.14 | 1230 | 6504 | Generation Constraint in GWh | FALSE | L | Annual | Allowances Withdrawn (1:1) | GWh | 0 | 0 | 0 | 0 | 0 | 0 | 0
Solar Generation Cap 20% - PJM_PENE v5.14 | 1230 | 6504 | Generation Constraint in GWh | FALSE | L | Annual | Allowances Withdrawn (n:1) | GWh | 0 | 0 | 0 | 0 | 0 | 0 | 0
Solar Generation Cap 20% - PJM_PENE v5.14 | 1230 | 6504 | Generation Constraint in GWh | FALSE | L | Annual | Net Emissions Allowance Position | GWh | 0 | 0 | 0 | 0 | 0 | 0 | 0
Solar Generation Cap 20% - PJM_PENE v5.14 | 1230 | 6504 | Generation Constraint in GWh | FALSE | L | Annual | Fuel Consumed | TBtu | 0 | 0 | 0 | 0 | 0 | 0 | 0
Solar Generation Cap 20% - PJM_PENE v5.14 | 1230 | 6504 | Generation Constraint in GWh | FALSE | L | Annual | Heat Rate | MMBtu/MWh | 0 | 0 | 0 | 0 | 0 | 0 | 0
Solar Generation Cap 20% - PJM_PENE v5.14 | 1230 | 6504 | Generation Constraint in GWh | FALSE | L | Annual | Generation | TWh | 0 | 0 | 0 | 0 | 0 | 0 | 0
Solar Generation Cap 20% - PJM_PENE v5.14 | 1230 | 6504 | Generation Constraint in GWh | FALSE | L | Annual | Qualifying Generation | TWh | 0 | 0 | 0 | 0 | 0 | 0 | 0
Solar Generation Cap 20% - PJM_PENE v5.14 | 1230 | 6504 | Generation Constraint in GWh | FALSE | L | Annual | Rate | lb/MWh | 0 | 0 | 0 | 0 | 0 | 0 | 0
Solar Generation Cap 20% - PJM_PENE v5.14 | 1230 | 6504 | Generation Constraint in GWh | FALSE | L | Annual | Constraint Shadow Price | US2011$/MWh | 0 | 0 | 0 | 0 | 0 | 0 | 0
Solar Generation Cap 20% - PJM_SMAC v5.14 | 1231 | 6505 | Generation Constraint in GWh | FALSE | L | Annual | Seasons Included | Seasons | Winter, Summer | Winter, Summer | Winter, Summer | Winter, Summer | Winter, Summer | Winter, Summer | Winter, Summer
Solar Generation Cap 20% - PJM_SMAC v5.14 | 1231 | 6505 | Generation Constraint in GWh | FALSE | L | Annual | Standard GWh | GWh | 13008 | 13095 | 13080 | 13155 | 13384 | 13879 | 14392
Solar Generation Cap 20% - PJM_SMAC v5.14 | 1231 | 6505 | Generation Constraint in GWh | FALSE | L | Annual | Emissions at Affected Plants | GWh | 41.509 | 41.509 | 41.509 | 41.509 | 41.509 | 41.509 | 41.509
Solar Generation Cap 20% - PJM_SMAC v5.14 | 1231 | 6505 | Generation Constraint in GWh | FALSE | L | Annual | Allowances Purchased | GWh | 0 | 0 | 0 | 0 | 0 | 0 | 0
Solar Generation Cap 20% - PJM_SMAC v5.14 | 1231 | 6505 | Generation Constraint in GWh | FALSE | L | Annual | Allowances Sold | GWh | 0 | 0 | 0 | 0 | 0 | 0 | 0
Solar Generation Cap 20% - PJM_SMAC v5.14 | 1231 | 6505 | Generation Constraint in GWh | FALSE | L | Annual | Allowances Banked | GWh | 0 | 0 | 0 | 0 | 0 | 0 | 0
Solar Generation Cap 20% - PJM_SMAC v5.14 | 1231 | 6505 | Generation Constraint in GWh | FALSE | L | Annual | Allowances Withdrawn (1:1) | GWh | 0 | 0 | 0 | 0 | 0 | 0 | 0
Solar Generation Cap 20% - PJM_SMAC v5.14 | 1231 | 6505 | Generation Constraint in GWh | FALSE | L | Annual | Allowances Withdrawn (n:1) | GWh | 0 | 0 | 0 | 0 | 0 | 0 | 0
Solar Generation Cap 20% - PJM_SMAC v5.14 | 1231 | 6505 | Generation Constraint in GWh | FALSE | L | Annual | Net Emissions Allowance Position | GWh | 41.509 | 41.509 | 41.509 | 41.509 | 41.509 | 41.509 | 41.509
Solar Generation Cap 20% - PJM_SMAC v5.14 | 1231 | 6505 | Generation Constraint in GWh | FALSE | L | Annual | Fuel Consumed | TBtu | 0 | 0 | 0 | 0 | 0 | 0 | 0
Solar Generation Cap 20% - PJM_SMAC v5.14 | 1231 | 6505 | Generation Constraint in GWh | FALSE | L | Annual | Heat Rate | MMBtu/MWh | 0 | 0 | 0 | 0 | 0 | 0 | 0
Solar Generation Cap 20% - PJM_SMAC v5.14 | 1231 | 6505 | Generation Constraint in GWh | FALSE | L | Annual | Generation | TWh | 0.041509 | 0.041509 | 0.041509 | 0.041509 | 0.041509 | 0.041509 | 0.041509
Solar Generation Cap 20% - PJM_SMAC v5.14 | 1231 | 6505 | Generation Constraint in GWh | FALSE | L | Annual | Qualifying Generation | TWh | 0.041509 | 0.041509 | 0.041509 | 0.041509 | 0.041509 | 0.041509 | 0.041509
Solar Generation Cap 20% - PJM_SMAC v5.14 | 1231 | 6505 | Generation Constraint in GWh | FALSE | L | Annual | Rate | lb/MWh | 0 | 0 | 0 | 0 | 0 | 0 | 0
Solar Generation Cap 20% - PJM_SMAC v5.14 | 1231 | 6505 | Generation Constraint in GWh | FALSE | L | Annual | Constraint Shadow Price | US2011$/MWh | 0 | 0 | 0 | 0 | 0 | 0 | 0
Solar Generation Cap 20% - PJM_West v5.14 | 1232 | 6506 | Generation Constraint in GWh | FALSE | L | Annual | Seasons Included | Seasons | Winter, Summer | Winter, Summer | Winter, Summer | Winter, Summer | Winter, Summer | Winter, Summer | Winter, Summer
Solar Generation Cap 20% - PJM_West v5.14 | 1232 | 6506 | Generation Constraint in GWh | FALSE | L | Annual | Standard GWh | GWh | 40729 | 41726 | 42065 | 43075 | 43760 | 45094 | 46469
Solar Generation Cap 20% - PJM_West v5.14 | 1232 | 6506 | Generation Constraint in GWh | FALSE | L | Annual | Emissions at Affected Plants | GWh | 42.5197 | 42.5197 | 1302.3403 | 1882.268 | 2051.5358 | 4165.7967 | 4165.7967
Solar Generation Cap 20% - PJM_West v5.14 | 1232 | 6506 | Generation Constraint in GWh | FALSE | L | Annual | Allowances Purchased | GWh | 0 | 0 | 0 | 0 | 0 | 0 | 0
Solar Generation Cap 20% - PJM_West v5.14 | 1232 | 6506 | Generation Constraint in GWh | FALSE | L | Annual | Allowances Sold | GWh | 0 | 0 | 0 | 0 | 0 | 0 | 0
Solar Generation Cap 20% - PJM_West v5.14 | 1232 | 6506 | Generation Constraint in GWh | FALSE | L | Annual | Allowances Banked | GWh | 0 | 0 | 0 | 0 | 0 | 0 | 0
Solar Generation Cap 20% - PJM_West v5.14 | 1232 | 6506 | Generation Constraint in GWh | FALSE | L | Annual | Allowances Withdrawn (1:1) | GWh | 0 | 0 | 0 | 0 | 0 | 0 | 0
Solar Generation Cap 20% - PJM_West v5.14 | 1232 | 6506 | Generation Constraint in GWh | FALSE | L | Annual | Allowances Withdrawn (n:1) | GWh | 0 | 0 | 0 | 0 | 0 | 0 | 0
Solar Generation Cap 20% - PJM_West v5.14 | 1232 | 6506 | Generation Constraint in GWh | FALSE | L | Annual | Net Emissions Allowance Position | GWh | 42.5197 | 42.5197 | 1302.3403 | 1882.268 | 2051.5358 | 4165.7967 | 4165.7967
Solar Generation Cap 20% - PJM_West v5.14 | 1232 | 6506 | Generation Constraint in GWh | FALSE | L | Annual | Fuel Consumed | TBtu | 0 | 0 | 0 | 0 | 0 | 0 | 0
Solar Generation Cap 20% - PJM_West v5.14 | 1232 | 6506 | Generation Constraint in GWh | FALSE | L | Annual | Heat Rate | MMBtu/MWh | 0 | 0 | 0 | 0 | 0 | 0 | 0
Solar Generation Cap 20% - PJM_West v5.14 | 1232 | 6506 | Generation Constraint in GWh | FALSE | L | Annual | Generation | TWh | 0.04252 | 0.04252 | 1.3023 | 1.8823 | 2.0515 | 4.1658 | 4.1658
Solar Generation Cap 20% - PJM_West v5.14 | 1232 | 6506 | Generation Constraint in GWh | FALSE | L | Annual | Qualifying Generation | TWh | 0.04252 | 0.04252 | 1.3023 | 1.8823 | 2.0515 | 4.1658 | 4.1658
Solar Generation Cap 20% - PJM_West v5.14 | 1232 | 6506 | Generation Constraint in GWh | FALSE | L | Annual | Rate | lb/MWh | 0 | 0 | 0 | 0 | 0 | 0 | 0
Solar Generation Cap 20% - PJM_West v5.14 | 1232 | 6506 | Generation Constraint in GWh | FALSE | L | Annual | Constraint Shadow Price | US2011$/MWh | 0 | 0 | 0 | 0 | 0 | 0 | 0
Solar Generation Cap 20% - PJM_WMAC v5.14 | 1233 | 6507 | Generation Constraint in GWh | FALSE | L | Annual | Seasons Included | Seasons | Winter, Summer | Winter, Summer | Winter, Summer | Winter, Summer | Winter, Summer | Winter, Summer | Winter, Summer
Solar Generation Cap 20% - PJM_WMAC v5.14 | 1233 | 6507 | Generation Constraint in GWh | FALSE | L | Annual | Standard GWh | GWh | 11334 | 11410 | 11397 | 11462 | 11662 | 12093 | 12540
Solar Generation Cap 20% - PJM_WMAC v5.14 | 1233 | 6507 | Generation Constraint in GWh | FALSE | L | Annual | Emissions at Affected Plants | GWh | 28.8725 | 28.8725 | 28.8725 | 28.8725 | 28.8725 | 28.8725 | 28.8725
Solar Generation Cap 20% - PJM_WMAC v5.14 | 1233 | 6507 | Generation Constraint in GWh | FALSE | L | Annual | Allowances Purchased | GWh | 0 | 0 | 0 | 0 | 0 | 0 | 0
Solar Generation Cap 20% - PJM_WMAC v5.14 | 1233 | 6507 | Generation Constraint in GWh | FALSE | L | Annual | Allowances Sold | GWh | 0 | 0 | 0 | 0 | 0 | 0 | 0
Solar Generation Cap 20% - PJM_WMAC v5.14 | 1233 | 6507 | Generation Constraint in GWh | FALSE | L | Annual | Allowances Banked | GWh | 0 | 0 | 0 | 0 | 0 | 0 | 0
Solar Generation Cap 20% - PJM_WMAC v5.14 | 1233 | 6507 | Generation Constraint in GWh | FALSE | L | Annual | Allowances Withdrawn (1:1) | GWh | 0 | 0 | 0 | 0 | 0 | 0 | 0
Solar Generation Cap 20% - PJM_WMAC v5.14 | 1233 | 6507 | Generation Constraint in GWh | FALSE | L | Annual | Allowances Withdrawn (n:1) | GWh | 0 | 0 | 0 | 0 | 0 | 0 | 0
Solar Generation Cap 20% - PJM_WMAC v5.14 | 1233 | 6507 | Generation Constraint in GWh | FALSE | L | Annual | Net Emissions Allowance Position | GWh | 28.8725 | 28.8725 | 28.8725 | 28.8725 | 28.8725 | 28.8725 | 28.8725
Solar Generation Cap 20% - PJM_WMAC v5.14 | 1233 | 6507 | Generation Constraint in GWh | FALSE | L | Annual | Fuel Consumed | TBtu | 0 | 0 | 0 | 0 | 0 | 0 | 0
Solar Generation Cap 20% - PJM_WMAC v5.14 | 1233 | 6507 | Generation Constraint in GWh | FALSE | L | Annual | Heat Rate | MMBtu/MWh | 0 | 0 | 0 | 0 | 0 | 0 | 0
Solar Generation Cap 20% - PJM_WMAC v5.14 | 1233 | 6507 | Generation Constraint in GWh | FALSE | L | Annual | Generation | TWh | 0.028872 | 0.028872 | 0.028872 | 0.028872 | 0.028872 | 0.028872 | 0.028872
Solar Generation Cap 20% - PJM_WMAC v5.14 | 1233 | 6507 | Generation Constraint in GWh | FALSE | L | Annual | Qualifying Generation | TWh | 0.028872 | 0.028872 | 0.028872 | 0.028872 | 0.028872 | 0.028872 | 0.028872
Solar Generation Cap 20% - PJM_WMAC v5.14 | 1233 | 6507 | Generation Constraint in GWh | FALSE | L | Annual | Rate | lb/MWh | 0 | 0 | 0 | 0 | 0 | 0 | 0
Solar Generation Cap 20% - PJM_WMAC v5.14 | 1233 | 6507 | Generation Constraint in GWh | FALSE | L | Annual | Constraint Shadow Price | US2011$/MWh | 0 | 0 | 0 | 0 | 0 | 0 | 0
Solar Generation Cap 20% - S_C_KY v5.14 | 1234 | 6508 | Generation Constraint in GWh | FALSE | L | Annual | Seasons Included | Seasons | Winter, Summer | Winter, Summer | Winter, Summer | Winter, Summer | Winter, Summer | Winter, Summer | Winter, Summer
Solar Generation Cap 20% - S_C_KY v5.14 | 1234 | 6508 | Generation Constraint in GWh | FALSE | L | Annual | Standard GWh | GWh | 8438 | 8744 | 8959 | 9417 | 9749 | 10316 | 10917
Solar Generation Cap 20% - S_C_KY v5.14 | 1234 | 6508 | Generation Constraint in GWh | FALSE | L | Annual | Emissions at Affected Plants | GWh | 0 | 0 | 0 | 0 | 0 | 0 | 4.7682
Solar Generation Cap 20% - S_C_KY v5.14 | 1234 | 6508 | Generation Constraint in GWh | FALSE | L | Annual | Allowances Purchased | GWh | 0 | 0 | 0 | 0 | 0 | 0 | 0
Solar Generation Cap 20% - S_C_KY v5.14 | 1234 | 6508 | Generation Constraint in GWh | FALSE | L | Annual | Allowances Sold | GWh | 0 | 0 | 0 | 0 | 0 | 0 | 0
Solar Generation Cap 20% - S_C_KY v5.14 | 1234 | 6508 | Generation Constraint in GWh | FALSE | L | Annual | Allowances Banked | GWh | 0 | 0 | 0 | 0 | 0 | 0 | 0
Solar Generation Cap 20% - S_C_KY v5.14 | 1234 | 6508 | Generation Constraint in GWh | FALSE | L | Annual | Allowances Withdrawn (1:1) | GWh | 0 | 0 | 0 | 0 | 0 | 0 | 0
Solar Generation Cap 20% - S_C_KY v5.14 | 1234 | 6508 | Generation Constraint in GWh | FALSE | L | Annual | Allowances Withdrawn (n:1) | GWh | 0 | 0 | 0 | 0 | 0 | 0 | 0
Solar Generation Cap 20% - S_C_KY v5.14 | 1234 | 6508 | Generation Constraint in GWh | FALSE | L | Annual | Net Emissions Allowance Position | GWh | 0 | 0 | 0 | 0 | 0 | 0 | 4.7682
Solar Generation Cap 20% - S_C_KY v5.14 | 1234 | 6508 | Generation Constraint in GWh | FALSE | L | Annual | Fuel Consumed | TBtu | 0 | 0 | 0 | 0 | 0 | 0 | 0
Solar Generation Cap 20% - S_C_KY v5.14 | 1234 | 6508 | Generation Constraint in GWh | FALSE | L | Annual | Heat Rate | MMBtu/MWh | 0 | 0 | 0 | 0 | 0 | 0 | 0
Solar Generation Cap 20% - S_C_KY v5.14 | 1234 | 6508 | Generation Constraint in GWh | FALSE | L | Annual | Generation | TWh | 0 | 0 | 0 | 0 | 0 | 0 | 0.0047682
Solar Generation Cap 20% - S_C_KY v5.14 | 1234 | 6508 | Generation Constraint in GWh | FALSE | L | Annual | Qualifying Generation | TWh | 0 | 0 | 0 | 0 | 0 | 0 | 0.0047682
Solar Generation Cap 20% - S_C_KY v5.14 | 1234 | 6508 | Generation Constraint in GWh | FALSE | L | Annual | Rate | lb/MWh | 0 | 0 | 0 | 0 | 0 | 0 | 0
Solar Generation Cap 20% - S_C_KY v5.14 | 1234 | 6508 | Generation Constraint in GWh | FALSE | L | Annual | Constraint Shadow Price | US2011$/MWh | 0 | 0 | 0 | 0 | 0 | 0 | 0
Solar Generation Cap 20% - S_C_TVA v5.14 | 1235 | 6509 | Generation Constraint in GWh | FALSE | L | Annual | Seasons Included | Seasons | Winter, Summer | Winter, Summer | Winter, Summer | Winter, Summer | Winter, Summer | Winter, Summer | Winter, Summer
Solar Generation Cap 20% - S_C_TVA v5.14 | 1235 | 6509 | Generation Constraint in GWh | FALSE | L | Annual | Standard GWh | GWh | 34597 | 35851 | 36732 | 38609 | 39970 | 42297 | 44760
Solar Generation Cap 20% - S_C_TVA v5.14 | 1235 | 6509 | Generation Constraint in GWh | FALSE | L | Annual | Emissions at Affected Plants | GWh | 178.5665 | 178.5665 | 178.5665 | 178.5665 | 178.5665 | 6349.7464 | 44760
Solar Generation Cap 20% - S_C_TVA v5.14 | 1235 | 6509 | Generation Constraint in GWh | FALSE | L | Annual | Allowances Purchased | GWh | 0 | 0 | 0 | 0 | 0 | 0 | 0
Solar Generation Cap 20% - S_C_TVA v5.14 | 1235 | 6509 | Generation Constraint in GWh | FALSE | L | Annual | Allowances Sold | GWh | 0 | 0 | 0 | 0 | 0 | 0 | 0
Solar Generation Cap 20% - S_C_TVA v5.14 | 1235 | 6509 | Generation Constraint in GWh | FALSE | L | Annual | Allowances Banked | GWh | 0 | 0 | 0 | 0 | 0 | 0 | 0
Solar Generation Cap 20% - S_C_TVA v5.14 | 1235 | 6509 | Generation Constraint in GWh | FALSE | L | Annual | Allowances Withdrawn (1:1) | GWh | 0 | 0 | 0 | 0 | 0 | 0 | 0
Solar Generation Cap 20% - S_C_TVA v5.14 | 1235 | 6509 | Generation Constraint in GWh | FALSE | L | Annual | Allowances Withdrawn (n:1) | GWh | 0 | 0 | 0 | 0 | 0 | 0 | 0
Solar Generation Cap 20% - S_C_TVA v5.14 | 1235 | 6509 | Generation Constraint in GWh | FALSE | L | Annual | Net Emissions Allowance Position | GWh | 178.5665 | 178.5665 | 178.5665 | 178.5665 | 178.5665 | 6349.7464 | 44760
Solar Generation Cap 20% - S_C_TVA v5.14 | 1235 | 6509 | Generation Constraint in GWh | FALSE | L | Annual | Fuel Consumed | TBtu | 0 | 0 | 0 | 0 | 0 | 0 | 0
Solar Generation Cap 20% - S_C_TVA v5.14 | 1235 | 6509 | Generation Constraint in GWh | FALSE | L | Annual | Heat Rate | MMBtu/MWh | 0 | 0 | 0 | 0 | 0 | 0 | 0
Solar Generation Cap 20% - S_C_TVA v5.14 | 1235 | 6509 | Generation Constraint in GWh | FALSE | L | Annual | Generation | TWh | 0.17857 | 0.17857 | 0.17857 | 0.17857 | 0.17857 | 6.3497 | 44.76
Solar Generation Cap 20% - S_C_TVA v5.14 | 1235 | 6509 | Generation Constraint in GWh | FALSE | L | Annual | Qualifying Generation | TWh | 0.17857 | 0.17857 | 0.17857 | 0.17857 | 0.17857 | 6.3497 | 44.76
Solar Generation Cap 20% - S_C_TVA v5.14 | 1235 | 6509 | Generation Constraint in GWh | FALSE | L | Annual | Rate | lb/MWh | 0 | 0 | 0 | 0 | 0 | 0 | 0
Solar Generation Cap 20% - S_C_TVA v5.14 | 1235 | 6509 | Generation Constraint in GWh | FALSE | L | Annual | Constraint Shadow Price | US2011$/MWh | 0 | 0 | 0 | 0 | 0 | 0 | 2.7888
Solar Generation Cap 20% - S_D_AMSO v5.14 | 1236 | 6510 | Generation Constraint in GWh | FALSE | L | Annual | Seasons Included | Seasons | Winter, Summer | Winter, Summer | Winter, Summer | Winter, Summer | Winter, Summer | Winter, Summer | Winter, Summer
Solar Generation Cap 20% - S_D_AMSO v5.14 | 1236 | 6510 | Generation Constraint in GWh | FALSE | L | Annual | Standard GWh | GWh | 6363 | 6440 | 6613 | 6950 | 7256 | 7834 | 8457
Solar Generation Cap 20% - S_D_AMSO v5.14 | 1236 | 6510 | Generation Constraint in GWh | FALSE | L | Annual | Emissions at Affected Plants | GWh | 0 | 0 | 0 | 0 | 0 | 0 | 8457
Solar Generation Cap 20% - S_D_AMSO v5.14 | 1236 | 6510 | Generation Constraint in GWh | FALSE | L | Annual | Allowances Purchased | GWh | 0 | 0 | 0 | 0 | 0 | 0 | 0
Solar Generation Cap 20% - S_D_AMSO v5.14 | 1236 | 6510 | Generation Constraint in GWh | FALSE | L | Annual | Allowances Sold | GWh | 0 | 0 | 0 | 0 | 0 | 0 | 0
Solar Generation Cap 20% - S_D_AMSO v5.14 | 1236 | 6510 | Generation Constraint in GWh | FALSE | L | Annual | Allowances Banked | GWh | 0 | 0 | 0 | 0 | 0 | 0 | 0
Solar Generation Cap 20% - S_D_AMSO v5.14 | 1236 | 6510 | Generation Constraint in GWh | FALSE | L | Annual | Allowances Withdrawn (1:1) | GWh | 0 | 0 | 0 | 0 | 0 | 0 | 0
Solar Generation Cap 20% - S_D_AMSO v5.14 | 1236 | 6510 | Generation Constraint in GWh | FALSE | L | Annual | Allowances Withdrawn (n:1) | GWh | 0 | 0 | 0 | 0 | 0 | 0 | 0
Solar Generation Cap 20% - S_D_AMSO v5.14 | 1236 | 6510 | Generation Constraint in GWh | FALSE | L | Annual | Net Emissions Allowance Position | GWh | 0 | 0 | 0 | 0 | 0 | 0 | 8457
Solar Generation Cap 20% - S_D_AMSO v5.14 | 1236 | 6510 | Generation Constraint in GWh | FALSE | L | Annual | Fuel Consumed | TBtu | 0 | 0 | 0 | 0 | 0 | 0 | 0
Solar Generation Cap 20% - S_D_AMSO v5.14 | 1236 | 6510 | Generation Constraint in GWh | FALSE | L | Annual | Heat Rate | MMBtu/MWh | 0 | 0 | 0 | 0 | 0 | 0 | 0
Solar Generation Cap 20% - S_D_AMSO v5.14 | 1236 | 6510 | Generation Constraint in GWh | FALSE | L | Annual | Generation | TWh | 0 | 0 | 0 | 0 | 0 | 0 | 8.457
Solar Generation Cap 20% - S_D_AMSO v5.14 | 1236 | 6510 | Generation Constraint in GWh | FALSE | L | Annual | Qualifying Generation | TWh | 0 | 0 | 0 | 0 | 0 | 0 | 8.457
Solar Generation Cap 20% - S_D_AMSO v5.14 | 1236 | 6510 | Generation Constraint in GWh | FALSE | L | Annual | Rate | lb/MWh | 0 | 0 | 0 | 0 | 0 | 0 | 0
Solar Generation Cap 20% - S_D_AMSO v5.14 | 1236 | 6510 | Generation Constraint in GWh | FALSE | L | Annual | Constraint Shadow Price | US2011$/MWh | 0 | 0 | 0 | 0 | 0 | 0 | 3.3224
Solar Generation Cap 20% - S_D_N_AR v5.14 | 1237 | 6511 | Generation Constraint in GWh | FALSE | L | Annual | Seasons Included | Seasons | Winter, Summer | Winter, Summer | Winter, Summer | Winter, Summer | Winter, Summer | Winter, Summer | Winter, Summer
Solar Generation Cap 20% - S_D_N_AR v5.14 | 1237 | 6511 | Generation Constraint in GWh | FALSE | L | Annual | Standard GWh | GWh | 7761 | 7936 | 8141 | 8556 | 8901 | 9526 | 10196
Solar Generation Cap 20% - S_D_N_AR v5.14 | 1237 | 6511 | Generation Constraint in GWh | FALSE | L | Annual | Emissions at Affected Plants | GWh | 0 | 0 | 0 | 0 | 0 | 5603.9024 | 10196
Solar Generation Cap 20% - S_D_N_AR v5.14 | 1237 | 6511 | Generation Constraint in GWh | FALSE | L | Annual | Allowances Purchased | GWh | 0 | 0 | 0 | 0 | 0 | 0 | 0
Solar Generation Cap 20% - S_D_N_AR v5.14 | 1237 | 6511 | Generation Constraint in GWh | FALSE | L | Annual | Allowances Sold | GWh | 0 | 0 | 0 | 0 | 0 | 0 | 0
Solar Generation Cap 20% - S_D_N_AR v5.14 | 1237 | 6511 | Generation Constraint in GWh | FALSE | L | Annual | Allowances Banked | GWh | 0 | 0 | 0 | 0 | 0 | 0 | 0
Solar Generation Cap 20% - S_D_N_AR v5.14 | 1237 | 6511 | Generation Constraint in GWh | FALSE | L | Annual | Allowances Withdrawn (1:1) | GWh | 0 | 0 | 0 | 0 | 0 | 0 | 0
Solar Generation Cap 20% - S_D_N_AR v5.14 | 1237 | 6511 | Generation Constraint in GWh | FALSE | L | Annual | Allowances Withdrawn (n:1) | GWh | 0 | 0 | 0 | 0 | 0 | 0 | 0
Solar Generation Cap 20% - S_D_N_AR v5.14 | 1237 | 6511 | Generation Constraint in GWh | FALSE | L | Annual | Net Emissions Allowance Position | GWh | 0 | 0 | 0 | 0 | 0 | 5603.9024 | 10196
Solar Generation Cap 20% - S_D_N_AR v5.14 | 1237 | 6511 | Generation Constraint in GWh | FALSE | L | Annual | Fuel Consumed | TBtu | 0 | 0 | 0 | 0 | 0 | 0 | 0
Solar Generation Cap 20% - S_D_N_AR v5.14 | 1237 | 6511 | Generation Constraint in GWh | FALSE | L | Annual | Heat Rate | MMBtu/MWh | 0 | 0 | 0 | 0 | 0 | 0 | 0
Solar Generation Cap 20% - S_D_N_AR v5.14 | 1237 | 6511 | Generation Constraint in GWh | FALSE | L | Annual | Generation | TWh | 0 | 0 | 0 | 0 | 0 | 5.6039 | 10.196
Solar Generation Cap 20% - S_D_N_AR v5.14 | 1237 | 6511 | Generation Constraint in GWh | FALSE | L | Annual | Qualifying Generation | TWh | 0 | 0 | 0 | 0 | 0 | 5.6039 | 10.196
Solar Generation Cap 20% - S_D_N_AR v5.14 | 1237 | 6511 | Generation Constraint in GWh | FALSE | L | Annual | Rate | lb/MWh | 0 | 0 | 0 | 0 | 0 | 0 | 0
Solar Generation Cap 20% - S_D_N_AR v5.14 | 1237 | 6511 | Generation Constraint in GWh | FALSE | L | Annual | Constraint Shadow Price | US2011$/MWh | 0 | 0 | 0 | 0 | 0 | 0 | 4.7682
Solar Generation Cap 20% - S_D_REST v5.14 | 1238 | 6512 | Generation Constraint in GWh | FALSE | L | Annual | Seasons Included | Seasons | Winter, Summer | Winter, Summer | Winter, Summer | Winter, Summer | Winter, Summer | Winter, Summer | Winter, Summer
Solar Generation Cap 20% - S_D_REST v5.14 | 1238 | 6512 | Generation Constraint in GWh | FALSE | L | Annual | Standard GWh | GWh | 10498 | 10625 | 10910 | 11466 | 11972 | 12925 | 13953
Solar Generation Cap 20% - S_D_REST v5.14 | 1238 | 6512 | Generation Constraint in GWh | FALSE | L | Annual | Emissions at Affected Plants | GWh | 0 | 0 | 0 | 0 | 0 | 12482.7437 | 13953
Solar Generation Cap 20% - S_D_REST v5.14 | 1238 | 6512 | Generation Constraint in GWh | FALSE | L | Annual | Allowances Purchased | GWh | 0 | 0 | 0 | 0 | 0 | 0 | 0
Solar Generation Cap 20% - S_D_REST v5.14 | 1238 | 6512 | Generation Constraint in GWh | FALSE | L | Annual | Allowances Sold | GWh | 0 | 0 | 0 | 0 | 0 | 0 | 0
Solar Generation Cap 20% - S_D_REST v5.14 | 1238 | 6512 | Generation Constraint in GWh | FALSE | L | Annual | Allowances Banked | GWh | 0 | 0 | 0 | 0 | 0 | 0 | 0
Solar Generation Cap 20% - S_D_REST v5.14 | 1238 | 6512 | Generation Constraint in GWh | FALSE | L | Annual | Allowances Withdrawn (1:1) | GWh | 0 | 0 | 0 | 0 | 0 | 0 | 0
Solar Generation Cap 20% - S_D_REST v5.14 | 1238 | 6512 | Generation Constraint in GWh | FALSE | L | Annual | Allowances Withdrawn (n:1) | GWh | 0 | 0 | 0 | 0 | 0 | 0 | 0
Solar Generation Cap 20% - S_D_REST v5.14 | 1238 | 6512 | Generation Constraint in GWh | FALSE | L | Annual | Net Emissions Allowance Position | GWh | 0 | 0 | 0 | 0 | 0 | 12482.7437 | 13953
Solar Generation Cap 20% - S_D_REST v5.14 | 1238 | 6512 | Generation Constraint in GWh | FALSE | L | Annual | Fuel Consumed | TBtu | 0 | 0 | 0 | 0 | 0 | 0 | 0
Solar Generation Cap 20% - S_D_REST v5.14 | 1238 | 6512 | Generation Constraint in GWh | FALSE | L | Annual | Heat Rate | MMBtu/MWh | 0 | 0 | 0 | 0 | 0 | 0 | 0
Solar Generation Cap 20% - S_D_REST v5.14 | 1238 | 6512 | Generation Constraint in GWh | FALSE | L | Annual | Generation | TWh | 0 | 0 | 0 | 0 | 0 | 12.4827 | 13.953
Solar Generation Cap 20% - S_D_REST v5.14 | 1238 | 6512 | Generation Constraint in GWh | FALSE | L | Annual | Qualifying Generation | TWh | 0 | 0 | 0 | 0 | 0 | 12.4827 | 13.953
Solar Generation Cap 20% - S_D_REST v5.14 | 1238 | 6512 | Generation Constraint in GWh | FALSE | L | Annual | Rate | lb/MWh | 0 | 0 | 0 | 0 | 0 | 0 | 0
Solar Generation Cap 20% - S_D_REST v5.14 | 1238 | 6512 | Generation Constraint in GWh | FALSE | L | Annual | Constraint Shadow Price | US2011$/MWh | 0 | 0 | 0 | 0 | 0 | 0 | 5.462
Solar Generation Cap 20% - S_D_WOTA v5.14 | 1239 | 6513 | Generation Constraint in GWh | FALSE | L | Annual | Seasons Included | Seasons | Winter, Summer | Winter, Summer | Winter, Summer | Winter, Summer | Winter, Summer | Winter, Summer | Winter, Summer
Solar Generation Cap 20% - S_D_WOTA v5.14 | 1239 | 6513 | Generation Constraint in GWh | FALSE | L | Annual | Standard GWh | GWh | 6363 | 6440 | 6613 | 6950 | 7256 | 7834 | 8457
Solar Generation Cap 20% - S_D_WOTA v5.14 | 1239 | 6513 | Generation Constraint in GWh | FALSE | L | Annual | Emissions at Affected Plants | GWh | 0 | 0 | 0 | 0 | 0 | 7834 | 8457
Solar Generation Cap 20% - S_D_WOTA v5.14 | 1239 | 6513 | Generation Constraint in GWh | FALSE | L | Annual | Allowances Purchased | GWh | 0 | 0 | 0 | 0 | 0 | 0 | 0
Solar Generation Cap 20% - S_D_WOTA v5.14 | 1239 | 6513 | Generation Constraint in GWh | FALSE | L | Annual | Allowances Sold | GWh | 0 | 0 | 0 | 0 | 0 | 0 | 0
Solar Generation Cap 20% - S_D_WOTA v5.14 | 1239 | 6513 | Generation Constraint in GWh | FALSE | L | Annual | Allowances Banked | GWh | 0 | 0 | 0 | 0 | 0 | 0 | 0
Solar Generation Cap 20% - S_D_WOTA v5.14 | 1239 | 6513 | Generation Constraint in GWh | FALSE | L | Annual | Allowances Withdrawn (1:1) | GWh | 0 | 0 | 0 | 0 | 0 | 0 | 0
Solar Generation Cap 20% - S_D_WOTA v5.14 | 1239 | 6513 | Generation Constraint in GWh | FALSE | L | Annual | Allowances Withdrawn (n:1) | GWh | 0 | 0 | 0 | 0 | 0 | 0 | 0
Solar Generation Cap 20% - S_D_WOTA v5.14 | 1239 | 6513 | Generation Constraint in GWh | FALSE | L | Annual | Net Emissions Allowance Position | GWh | 0 | 0 | 0 | 0 | 0 | 7834 | 8457
Solar Generation Cap 20% - S_D_WOTA v5.14 | 1239 | 6513 | Generation Constraint in GWh | FALSE | L | Annual | Fuel Consumed | TBtu | 0 | 0 | 0 | 0 | 0 | 0 | 0
Solar Generation Cap 20% - S_D_WOTA v5.14 | 1239 | 6513 | Generation Constraint in GWh | FALSE | L | Annual | Heat Rate | MMBtu/MWh | 0 | 0 | 0 | 0 | 0 | 0 | 0
Solar Generation Cap 20% - S_D_WOTA v5.14 | 1239 | 6513 | Generation Constraint in GWh | FALSE | L | Annual | Generation | TWh | 0 | 0 | 0 | 0 | 0 | 7.834 | 8.457
Solar Generation Cap 20% - S_D_WOTA v5.14 | 1239 | 6513 | Generation Constraint in GWh | FALSE | L | Annual | Qualifying Generation | TWh | 0 | 0 | 0 | 0 | 0 | 7.834 | 8.457
Solar Generation Cap 20% - S_D_WOTA v5.14 | 1239 | 6513 | Generation Constraint in GWh | FALSE | L | Annual | Rate | lb/MWh | 0 | 0 | 0 | 0 | 0 | 0 | 0
Solar Generation Cap 20% - S_D_WOTA v5.14 | 1239 | 6513 | Generation Constraint in GWh | FALSE | L | Annual | Constraint Shadow Price | US2011$/MWh | 0 | 0 | 0 | 0 | 0 | 5.9932 | 9.7628
Solar Generation Cap 20% - S_SOU v5.14 | 1240 | 6514 | Generation Constraint in GWh | FALSE | L | Annual | Seasons Included | Seasons | Winter, Summer | Winter, Summer | Winter, Summer | Winter, Summer | Winter, Summer | Winter, Summer | Winter, Summer
Solar Generation Cap 20% - S_SOU v5.14 | 1240 | 6514 | Generation Constraint in GWh | FALSE | L | Annual | Standard GWh | GWh | 49716 | 51249 | 52274 | 54656 | 56816 | 60832 | 65132
Solar Generation Cap 20% - S_SOU v5.14 | 1240 | 6514 | Generation Constraint in GWh | FALSE | L | Annual | Emissions at Affected Plants | GWh | 502.0885 | 608.7853 | 608.7853 | 608.7853 | 608.7853 | 60832 | 65132
Solar Generation Cap 20% - S_SOU v5.14 | 1240 | 6514 | Generation Constraint in GWh | FALSE | L | Annual | Allowances Purchased | GWh | 0 | 0 | 0 | 0 | 0 | 0 | 0
Solar Generation Cap 20% - S_SOU v5.14 | 1240 | 6514 | Generation Constraint in GWh | FALSE | L | Annual | Allowances Sold | GWh | 0 | 0 | 0 | 0 | 0 | 0 | 0
Solar Generation Cap 20% - S_SOU v5.14 | 1240 | 6514 | Generation Constraint in GWh | FALSE | L | Annual | Allowances Banked | GWh | 0 | 0 | 0 | 0 | 0 | 0 | 0
Solar Generation Cap 20% - S_SOU v5.14 | 1240 | 6514 | Generation Constraint in GWh | FALSE | L | Annual | Allowances Withdrawn (1:1) | GWh | 0 | 0 | 0 | 0 | 0 | 0 | 0
Solar Generation Cap 20% - S_SOU v5.14 | 1240 | 6514 | Generation Constraint in GWh | FALSE | L | Annual | Allowances Withdrawn (n:1) | GWh | 0 | 0 | 0 | 0 | 0 | 0 | 0
Solar Generation Cap 20% - S_SOU v5.14 | 1240 | 6514 | Generation Constraint in GWh | FALSE | L | Annual | Net Emissions Allowance Position | GWh | 502.0885 | 608.7853 | 608.7853 | 608.7853 | 608.7853 | 60832 | 65132
Solar Generation Cap 20% - S_SOU v5.14 | 1240 | 6514 | Generation Constraint in GWh | FALSE | L | Annual | Fuel Consumed | TBtu | 0 | 0 | 0 | 0 | 0 | 0 | 0
Solar Generation Cap 20% - S_SOU v5.14 | 1240 | 6514 | Generation Constraint in GWh | FALSE | L | Annual | Heat Rate | MMBtu/MWh | 0 | 0 | 0 | 0 | 0 | 0 | 0
Solar Generation Cap 20% - S_SOU v5.14 | 1240 | 6514 | Generation Constraint in GWh | FALSE | L | Annual | Generation | TWh | 0.50209 | 0.60879 | 0.60879 | 0.60879 | 0.60879 | 60.832 | 65.132
Solar Generation Cap 20% - S_SOU v5.14 | 1240 | 6514 | Generation Constraint in GWh | FALSE | L | Annual | Qualifying Generation | TWh | 0.50209 | 0.60879 | 0.60879 | 0.60879 | 0.60879 | 60.832 | 65.132
Solar Generation Cap 20% - S_SOU v5.14 | 1240 | 6514 | Generation Constraint in GWh | FALSE | L | Annual | Rate | lb/MWh | 0 | 0 | 0 | 0 | 0 | 0 | 0
Solar Generation Cap 20% - S_SOU v5.14 | 1240 | 6514 | Generation Constraint in GWh | FALSE | L | Annual | Constraint Shadow Price | US2011$/MWh | 0 | 0 | 0 | 0 | 0 | 2.4203 | 7.8771
Solar Generation Cap 20% - S_VACA v5.14 | 1241 | 6515 | Generation Constraint in GWh | FALSE | L | Annual | Seasons Included | Seasons | Winter, Summer | Winter, Summer | Winter, Summer | Winter, Summer | Winter, Summer | Winter, Summer | Winter, Summer
Solar Generation Cap 20% - S_VACA v5.14 | 1241 | 6515 | Generation Constraint in GWh | FALSE | L | Annual | Standard GWh | GWh | 44313 | 45612 | 46432 | 48437 | 50481 | 54442 | 58715
Solar Generation Cap 20% - S_VACA v5.14 | 1241 | 6515 | Generation Constraint in GWh | FALSE | L | Annual | Emissions at Affected Plants | GWh | 1274.7285 | 1274.7285 | 5592.6572 | 7479.3114 | 8176.3566 | 54442 | 58715
Solar Generation Cap 20% - S_VACA v5.14 | 1241 | 6515 | Generation Constraint in GWh | FALSE | L | Annual | Allowances Purchased | GWh | 0 | 0 | 0 | 0 | 0 | 0 | 0
Solar Generation Cap 20% - S_VACA v5.14 | 1241 | 6515 | Generation Constraint in GWh | FALSE | L | Annual | Allowances Sold | GWh | 0 | 0 | 0 | 0 | 0 | 0 | 0
Solar Generation Cap 20% - S_VACA v5.14 | 1241 | 6515 | Generation Constraint in GWh | FALSE | L | Annual | Allowances Banked | GWh | 0 | 0 | 0 | 0 | 0 | 0 | 0
Solar Generation Cap 20% - S_VACA v5.14 | 1241 | 6515 | Generation Constraint in GWh | FALSE | L | Annual | Allowances Withdrawn (1:1) | GWh | 0 | 0 | 0 | 0 | 0 | 0 | 0
Solar Generation Cap 20% - S_VACA v5.14 | 1241 | 6515 | Generation Constraint in GWh | FALSE | L | Annual | Allowances Withdrawn (n:1) | GWh | 0 | 0 | 0 | 0 | 0 | 0 | 0
Solar Generation Cap 20% - S_VACA v5.14 | 1241 | 6515 | Generation Constraint in GWh | FALSE | L | Annual | Net Emissions Allowance Position | GWh | 1274.7285 | 1274.7285 | 5592.6572 | 7479.3114 | 8176.3566 | 54442 | 58715
Solar Generation Cap 20% - S_VACA v5.14 | 1241 | 6515 | Generation Constraint in GWh | FALSE | L | Annual | Fuel Consumed | TBtu | 0 | 0 | 0 | 0 | 0 | 0 | 0
Solar Generation Cap 20% - S_VACA v5.14 | 1241 | 6515 | Generation Constraint in GWh | FALSE | L | Annual | Heat Rate | MMBtu/MWh | 0 | 0 | 0 | 0 | 0 | 0 | 0
Solar Generation Cap 20% - S_VACA v5.14 | 1241 | 6515 | Generation Constraint in GWh | FALSE | L | Annual | Generation | TWh | 1.2747 | 1.2747 | 5.5927 | 7.4793 | 8.1764 | 54.442 | 58.715
Solar Generation Cap 20% - S_VACA v5.14 | 1241 | 6515 | Generation Constraint in GWh | FALSE | L | Annual | Qualifying Generation | TWh | 1.2747 | 1.2747 | 5.5927 | 7.4793 | 8.1764 | 54.442 | 58.715
Solar Generation Cap 20% - S_VACA v5.14 | 1241 | 6515 | Generation Constraint in GWh | FALSE | L | Annual | Rate | lb/MWh | 0 | 0 | 0 | 0 | 0 | 0 | 0
Solar Generation Cap 20% - S_VACA v5.14 | 1241 | 6515 | Generation Constraint in GWh | FALSE | L | Annual | Constraint Shadow Price | US2011$/MWh | 0 | 0 | 0 | 0 | 0 | 2.2936 | 7.1138
Solar Generation Cap 20% - SPP_N v5.14 | 1242 | 6516 | Generation Constraint in GWh | FALSE | L | Annual | Seasons Included | Seasons | Winter, Summer | Winter, Summer | Winter, Summer | Winter, Summer | Winter, Summer | Winter, Summer | Winter, Summer
Solar Generation Cap 20% - SPP_N v5.14 | 1242 | 6516 | Generation Constraint in GWh | FALSE | L | Annual | Standard GWh | GWh | 14395 | 14656 | 14816 | 15287 | 15663 | 16476 | 17331
Solar Generation Cap 20% - SPP_N v5.14 | 1242 | 6516 | Generation Constraint in GWh | FALSE | L | Annual | Emissions at Affected Plants | GWh | 20.3552 | 35.0716 | 43.8699 | 53.8973 | 55.6387 | 8237 | 8665
Solar Generation Cap 20% - SPP_N v5.14 | 1242 | 6516 | Generation Constraint in GWh | FALSE | L | Annual | Allowances Purchased | GWh | 0 | 0 | 0 | 0 | 0 | 0 | 0
Solar Generation Cap 20% - SPP_N v5.14 | 1242 | 6516 | Generation Constraint in GWh | FALSE | L | Annual | Allowances Sold | GWh | 0 | 0 | 0 | 0 | 0 | 0 | 0
Solar Generation Cap 20% - SPP_N v5.14 | 1242 | 6516 | Generation Constraint in GWh | FALSE | L | Annual | Allowances Banked | GWh | 0 | 0 | 0 | 0 | 0 | 0 | 0
Solar Generation Cap 20% - SPP_N v5.14 | 1242 | 6516 | Generation Constraint in GWh | FALSE | L | Annual | Allowances Withdrawn (1:1) | GWh | 0 | 0 | 0 | 0 | 0 | 0 | 0
Solar Generation Cap 20% - SPP_N v5.14 | 1242 | 6516 | Generation Constraint in GWh | FALSE | L | Annual | Allowances Withdrawn (n:1) | GWh | 0 | 0 | 0 | 0 | 0 | 0 | 0
Solar Generation Cap 20% - SPP_N v5.14 | 1242 | 6516 | Generation Constraint in GWh | FALSE | L | Annual | Net Emissions Allowance Position | GWh | 20.3552 | 35.0716 | 43.8699 | 53.8973 | 55.6387 | 8237 | 8665
Solar Generation Cap 20% - SPP_N v5.14 | 1242 | 6516 | Generation Constraint in GWh | FALSE | L | Annual | Fuel Consumed | TBtu | 0 | 0 | 0 | 0 | 0 | 0 | 0
Solar Generation Cap 20% - SPP_N v5.14 | 1242 | 6516 | Generation Constraint in GWh | FALSE | L | Annual | Heat Rate | MMBtu/MWh | 0 | 0 | 0 | 0 | 0 | 0 | 0
Solar Generation Cap 20% - SPP_N v5.14 | 1242 | 6516 | Generation Constraint in GWh | FALSE | L | Annual | Generation | TWh | 0.020355 | 0.035072 | 0.04387 | 0.053897 | 0.055639 | 8.237 | 8.665
Solar Generation Cap 20% - SPP_N v5.14 | 1242 | 6516 | Generation Constraint in GWh | FALSE | L | Annual | Qualifying Generation | TWh | 0.020355 | 0.035072 | 0.04387 | 0.053897 | 0.055639 | 8.237 | 8.665
Solar Generation Cap 20% - SPP_N v5.14 | 1242 | 6516 | Generation Constraint in GWh | FALSE | L | Annual | Rate | lb/MWh | 0 | 0 | 0 | 0 | 0 | 0 | 0
Solar Generation Cap 20% - SPP_N v5.14 | 1242 | 6516 | Generation Constraint in GWh | FALSE | L | Annual | Constraint Shadow Price | US2011$/MWh | 0 | 0 | 0 | 0 | 0 | 0 | 0
Solar Generation Cap 20% - SPP_NEBR v5.14 | 1243 | 6517 | Generation Constraint in GWh | FALSE | L | Annual | Seasons Included | Seasons | Winter, Summer | Winter, Summer | Winter, Summer | Winter, Summer | Winter, Summer | Winter, Summer | Winter, Summer
Solar Generation Cap 20% - SPP_NEBR v5.14 | 1243 | 6517 | Generation Constraint in GWh | FALSE | L | Annual | Standard GWh | GWh | 6585 | 6764 | 6850 | 7086 | 7227 | 7532 | 7850
Solar Generation Cap 20% - SPP_NEBR v5.14 | 1243 | 6517 | Generation Constraint in GWh | FALSE | L | Annual | Emissions at Affected Plants | GWh | 0 | 0 | 0 | 0 | 0 | 0 | 3925
Solar Generation Cap 20% - SPP_NEBR v5.14 | 1243 | 6517 | Generation Constraint in GWh | FALSE | L | Annual | Allowances Purchased | GWh | 0 | 0 | 0 | 0 | 0 | 0 | 0
Solar Generation Cap 20% - SPP_NEBR v5.14 | 1243 | 6517 | Generation Constraint in GWh | FALSE | L | Annual | Allowances Sold | GWh | 0 | 0 | 0 | 0 | 0 | 0 | 0
Solar Generation Cap 20% - SPP_NEBR v5.14 | 1243 | 6517 | Generation Constraint in GWh | FALSE | L | Annual | Allowances Banked | GWh | 0 | 0 | 0 | 0 | 0 | 0 | 0
Solar Generation Cap 20% - SPP_NEBR v5.14 | 1243 | 6517 | Generation Constraint in GWh | FALSE | L | Annual | Allowances Withdrawn (1:1) | GWh | 0 | 0 | 0 | 0 | 0 | 0 | 0
Solar Generation Cap 20% - SPP_NEBR v5.14 | 1243 | 6517 | Generation Constraint in GWh | FALSE | L | Annual | Allowances Withdrawn (n:1) | GWh | 0 | 0 | 0 | 0 | 0 | 0 | 0
Solar Generation Cap 20% - SPP_NEBR v5.14 | 1243 | 6517 | Generation Constraint in GWh | FALSE | L | Annual | Net Emissions Allowance Position | GWh | 0 | 0 | 0 | 0 | 0 | 0 | 3925
Solar Generation Cap 20% - SPP_NEBR v5.14 | 1243 | 6517 | Generation Constraint in GWh | FALSE | L | Annual | Fuel Consumed | TBtu | 0 | 0 | 0 | 0 | 0 | 0 | 0
Solar Generation Cap 20% - SPP_NEBR v5.14 | 1243 | 6517 | Generation Constraint in GWh | FALSE | L | Annual | Heat Rate | MMBtu/MWh | 0 | 0 | 0 | 0 | 0 | 0 | 0
Solar Generation Cap 20% - SPP_NEBR v5.14 | 1243 | 6517 | Generation Constraint in GWh | FALSE | L | Annual | Generation | TWh | 0 | 0 | 0 | 0 | 0 | 0 | 3.925
Solar Generation Cap 20% - SPP_NEBR v5.14 | 1243 | 6517 | Generation Constraint in GWh | FALSE | L | Annual | Qualifying Generation | TWh | 0 | 0 | 0 | 0 | 0 | 0 | 3.925
Solar Generation Cap 20% - SPP_NEBR v5.14 | 1243 | 6517 | Generation Constraint in GWh | FALSE | L | Annual | Rate | lb/MWh | 0 | 0 | 0 | 0 | 0 | 0 | 0
Solar Generation Cap 20% - SPP_NEBR v5.14 | 1243 | 6517 | Generation Constraint in GWh | FALSE | L | Annual | Constraint Shadow Price | US2011$/MWh | 0 | 0 | 0 | 0 | 0 | 0 | 0
Solar Generation Cap 20% - SPP_SE v5.14 | 1244 | 6518 | Generation Constraint in GWh | FALSE | L | Annual | Seasons Included | Seasons | Winter, Summer | Winter, Summer | Winter, Summer | Winter, Summer | Winter, Summer | Winter, Summer | Winter, Summer
Solar Generation Cap 20% - SPP_SE v5.14 | 1244 | 6518 | Generation Constraint in GWh | FALSE | L | Annual | Standard GWh | GWh | 2703 | 2740 | 2808 | 2946 | 3083 | 3346 | 3632
Solar Generation Cap 20% - SPP_SE v5.14 | 1244 | 6518 | Generation Constraint in GWh | FALSE | L | Annual | Emissions at Affected Plants | GWh | 0 | 0 | 0 | 0 | 0 | 0 | 0
Solar Generation Cap 20% - SPP_SE v5.14 | 1244 | 6518 | Generation Constraint in GWh | FALSE | L | Annual | Allowances Purchased | GWh | 0 | 0 | 0 | 0 | 0 | 0 | 0
Solar Generation Cap 20% - SPP_SE v5.14 | 1244 | 6518 | Generation Constraint in GWh | FALSE | L | Annual | Allowances Sold | GWh | 0 | 0 | 0 | 0 | 0 | 0 | 0
Solar Generation Cap 20% - SPP_SE v5.14 | 1244 | 6518 | Generation Constraint in GWh | FALSE | L | Annual | Allowances Banked | GWh | 0 | 0 | 0 | 0 | 0 | 0 | 0
Solar Generation Cap 20% - SPP_SE v5.14 | 1244 | 6518 | Generation Constraint in GWh | FALSE | L | Annual | Allowances Withdrawn (1:1) | GWh | 0 | 0 | 0 | 0 | 0 | 0 | 0
Solar Generation Cap 20% - SPP_SE v5.14 | 1244 | 6518 | Generation Constraint in GWh | FALSE | L | Annual | Allowances Withdrawn (n:1) | GWh | 0 | 0 | 0 | 0 | 0 | 0 | 0
Solar Generation Cap 20% - SPP_SE v5.14 | 1244 | 6518 | Generation Constraint in GWh | FALSE | L | Annual | Net Emissions Allowance Position | GWh | 0 | 0 | 0 | 0 | 0 | 0 | 0
Solar Generation Cap 20% - SPP_SE v5.14 | 1244 | 6518 | Generation Constraint in GWh | FALSE | L | Annual | Fuel Consumed | TBtu | 0 | 0 | 0 | 0 | 0 | 0 | 0
Solar Generation Cap 20% - SPP_SE v5.14 | 1244 | 6518 | Generation Constraint in GWh | FALSE | L | Annual | Heat Rate | MMBtu/MWh | 0 | 0 | 0 | 0 | 0 | 0 | 0
Solar Generation Cap 20% - SPP_SE v5.14 | 1244 | 6518 | Generation Constraint in GWh | FALSE | L | Annual | Generation | TWh | 0 | 0 | 0 | 0 | 0 | 0 | 0
Solar Generation Cap 20% - SPP_SE v5.14 | 1244 | 6518 | Generation Constraint in GWh | FALSE | L | Annual | Qualifying Generation | TWh | 0 | 0 | 0 | 0 | 0 | 0 | 0
Solar Generation Cap 20% - SPP_SE v5.14 | 1244 | 6518 | Generation Constraint in GWh | FALSE | L | Annual | Rate | lb/MWh | 0 | 0 | 0 | 0 | 0 | 0 | 0
Solar Generation Cap 20% - SPP_SE v5.14 | 1244 | 6518 | Generation Constraint in GWh | FALSE | L | Annual | Constraint Shadow Price | US2011$/MWh | 0 | 0 | 0 | 0 | 0 | 0 | 0
Solar Generation Cap 20% - SPP_SPS v5.14 | 1245 | 6519 | Generation Constraint in GWh | FALSE | L | Annual | Seasons Included | Seasons | Winter, Summer | Winter, Summer | Winter, Summer | Winter, Summer | Winter, Summer | Winter, Summer | Winter, Summer
Solar Generation Cap 20% - SPP_SPS v5.14 | 1245 | 6519 | Generation Constraint in GWh | FALSE | L | Annual | Standard GWh | GWh | 5621 | 5698 | 5839 | 6127 | 6411 | 6959 | 7554
Solar Generation Cap 20% - SPP_SPS v5.14 | 1245 | 6519 | Generation Constraint in GWh | FALSE | L | Annual | Emissions at Affected Plants | GWh | 254.8477 | 254.8477 | 254.8477 | 254.8477 | 254.8477 | 255 | 255
Solar Generation Cap 20% - SPP_SPS v5.14 | 1245 | 6519 | Generation Constraint in GWh | FALSE | L | Annual | Allowances Purchased | GWh | 0 | 0 | 0 | 0 | 0 | 0 | 0
Solar Generation Cap 20% - SPP_SPS v5.14 | 1245 | 6519 | Generation Constraint in GWh | FALSE | L | Annual | Allowances Sold | GWh | 0 | 0 | 0 | 0 | 0 | 0 | 0
Solar Generation Cap 20% - SPP_SPS v5.14 | 1245 | 6519 | Generation Constraint in GWh | FALSE | L | Annual | Allowances Banked | GWh | 0 | 0 | 0 | 0 | 0 | 0 | 0
Solar Generation Cap 20% - SPP_SPS v5.14 | 1245 | 6519 | Generation Constraint in GWh | FALSE | L | Annual | Allowances Withdrawn (1:1) | GWh | 0 | 0 | 0 | 0 | 0 | 0 | 0
Solar Generation Cap 20% - SPP_SPS v5.14 | 1245 | 6519 | Generation Constraint in GWh | FALSE | L | Annual | Allowances Withdrawn (n:1) | GWh | 0 | 0 | 0 | 0 | 0 | 0 | 0
Solar Generation Cap 20% - SPP_SPS v5.14 | 1245 | 6519 | Generation Constraint in GWh | FALSE | L | Annual | Net Emissions Allowance Position | GWh | 254.8477 | 254.8477 | 254.8477 | 254.8477 | 254.8477 | 255 | 255
Solar Generation Cap 20% - SPP_SPS v5.14 | 1245 | 6519 | Generation Constraint in GWh | FALSE | L | Annual | Fuel Consumed | TBtu | 0 | 0 | 0 | 0 | 0 | 0 | 0
Solar Generation Cap 20% - SPP_SPS v5.14 | 1245 | 6519 | Generation Constraint in GWh | FALSE | L | Annual | Heat Rate | MMBtu/MWh | 0 | 0 | 0 | 0 | 0 | 0 | 0
Solar Generation Cap 20% - SPP_SPS v5.14 | 1245 | 6519 | Generation Constraint in GWh | FALSE | L | Annual | Generation | TWh | 0.25485 | 0.25485 | 0.25485 | 0.25485 | 0.25485 | 0.255 | 0.255
Solar Generation Cap 20% - SPP_SPS v5.14 | 1245 | 6519 | Generation Constraint in GWh | FALSE | L | Annual | Qualifying Generation | TWh | 0.25485 | 0.25485 | 0.25485 | 0.25485 | 0.25485 | 0.255 | 0.255
Solar Generation Cap 20% - SPP_SPS v5.14 | 1245 | 6519 | Generation Constraint in GWh | FALSE | L | Annual | Rate | lb/MWh | 0 | 0 | 0 | 0 | 0 | 0 | 0
Solar Generation Cap 20% - SPP_SPS v5.14 | 1245 | 6519 | Generation Constraint in GWh | FALSE | L | Annual | Constraint Shadow Price | US2011$/MWh | 0 | 0 | 0 | 0 | 0 | 0 | 0
Solar Generation Cap 20% - SPP_WEST v5.14 | 1246 | 6520 | Generation Constraint in GWh | FALSE | L | Annual | Seasons Included | Seasons | Winter, Summer | Winter, Summer | Winter, Summer | Winter, Summer | Winter, Summer | Winter, Summer | Winter, Summer
Solar Generation Cap 20% - SPP_WEST v5.14 | 1246 | 6520 | Generation Constraint in GWh | FALSE | L | Annual | Standard GWh | GWh | 24654 | 24985 | 25613 | 26881 | 28120 | 30507 | 33096
Solar Generation Cap 20% - SPP_WEST v5.14 | 1246 | 6520 | Generation Constraint in GWh | FALSE | L | Annual | Emissions at Affected Plants | GWh | 4.8837 | 4.8837 | 4.8837 | 4.8837 | 4.8837 | 22339.5271 | 26223.5271
Solar Generation Cap 20% - SPP_WEST v5.14 | 1246 | 6520 | Generation Constraint in GWh | FALSE | L | Annual | Allowances Purchased | GWh | 0 | 0 | 0 | 0 | 0 | 0 | 0
Solar Generation Cap 20% - SPP_WEST v5.14 | 1246 | 6520 | Generation Constraint in GWh | FALSE | L | Annual | Allowances Sold | GWh | 0 | 0 | 0 | 0 | 0 | 0 | 0
Solar Generation Cap 20% - SPP_WEST v5.14 | 1246 | 6520 | Generation Constraint in GWh | FALSE | L | Annual | Allowances Banked | GWh | 0 | 0 | 0 | 0 | 0 | 0 | 0
Solar Generation Cap 20% - SPP_WEST v5.14 | 1246 | 6520 | Generation Constraint in GWh | FALSE | L | Annual | Allowances Withdrawn (1:1) | GWh | 0 | 0 | 0 | 0 | 0 | 0 | 0
Solar Generation Cap 20% - SPP_WEST v5.14 | 1246 | 6520 | Generation Constraint in GWh | FALSE | L | Annual | Allowances Withdrawn (n:1) | GWh | 0 | 0 | 0 | 0 | 0 | 0 | 0
Solar Generation Cap 20% - SPP_WEST v5.14 | 1246 | 6520 | Generation Constraint in GWh | FALSE | L | Annual | Net Emissions Allowance Position | GWh | 4.8837 | 4.8837 | 4.8837 | 4.8837 | 4.8837 | 22339.5271 | 26223.5271
Solar Generation Cap 20% - SPP_WEST v5.14 | 1246 | 6520 | Generation Constraint in GWh | FALSE | L | Annual | Fuel Consumed | TBtu | 0 | 0 | 0 | 0 | 0 | 0 | 0
Solar Generation Cap 20% - SPP_WEST v5.14 | 1246 | 6520 | Generation Constraint in GWh | FALSE | L | Annual | Heat Rate | MMBtu/MWh | 0 | 0 | 0 | 0 | 0 | 0 | 0
Solar Generation Cap 20% - SPP_WEST v5.14 | 1246 | 6520 | Generation Constraint in GWh | FALSE | L | Annual | Generation | TWh | 0.0048837 | 0.0048837 | 0.0048837 | 0.0048837 | 0.0048837 | 22.3395 | 26.2235
Solar Generation Cap 20% - SPP_WEST v5.14 | 1246 | 6520 | Generation Constraint in GWh | FALSE | L | Annual | Qualifying Generation | TWh | 0.0048837 | 0.0048837 | 0.0048837 | 0.0048837 | 0.0048837 | 22.3395 | 26.2235
Solar Generation Cap 20% - SPP_WEST v5.14 | 1246 | 6520 | Generation Constraint in GWh | FALSE | L | Annual | Rate | lb/MWh | 0 | 0 | 0 | 0 | 0 | 0 | 0
Solar Generation Cap 20% - SPP_WEST v5.14 | 1246 | 6520 | Generation Constraint in GWh | FALSE | L | Annual | Constraint Shadow Price | US2011$/MWh | 0 | 0 | 0 | 0 | 0 | 0 | 0
Solar Generation Cap 20% - WEC_CALN v5.14 | 1247 | 6521 | Generation Constraint in GWh | FALSE | L | Annual | Seasons Included | Seasons | Winter, Summer | Winter, Summer | Winter, Summer | Winter, Summer | Winter, Summer | Winter, Summer | Winter, Summer
Solar Generation Cap 20% - WEC_CALN v5.14 | 1247 | 6521 | Generation Constraint in GWh | FALSE | L | Annual | Standard GWh | GWh | 22803 | 23071 | 23370 | 24288 | 25159 | 27300 | 29623
Solar Generation Cap 20% - WEC_CALN v5.14 | 1247 | 6521 | Generation Constraint in GWh | FALSE | L | Annual | Emissions at Affected Plants | GWh | 3452.3912 | 3677.5583 | 3677.5583 | 3677.5583 | 3677.5583 | 27300 | 29623
Solar Generation Cap 20% - WEC_CALN v5.14 | 1247 | 6521 | Generation Constraint in GWh | FALSE | L | Annual | Allowances Purchased | GWh | 0 | 0 | 0 | 0 | 0 | 0 | 0
Solar Generation Cap 20% - WEC_CALN v5.14 | 1247 | 6521 | Generation Constraint in GWh | FALSE | L | Annual | Allowances Sold | GWh | 0 | 0 | 0 | 0 | 0 | 0 | 0
Solar Generation Cap 20% - WEC_CALN v5.14 | 1247 | 6521 | Generation Constraint in GWh | FALSE | L | Annual | Allowances Banked | GWh | 0 | 0 | 0 | 0 | 0 | 0 | 0
Solar Generation Cap 20% - WEC_CALN v5.14 | 1247 | 6521 | Generation Constraint in GWh | FALSE | L | Annual | Allowances Withdrawn (1:1) | GWh | 0 | 0 | 0 | 0 | 0 | 0 | 0
Solar Generation Cap 20% - WEC_CALN v5.14 | 1247 | 6521 | Generation Constraint in GWh | FALSE | L | Annual | Allowances Withdrawn (n:1) | GWh | 0 | 0 | 0 | 0 | 0 | 0 | 0
Solar Generation Cap 20% - WEC_CALN v5.14 | 1247 | 6521 | Generation Constraint in GWh | FALSE | L | Annual | Net Emissions Allowance Position | GWh | 3452.3912 | 3677.5583 | 3677.5583 | 3677.5583 | 3677.5583 | 27300 | 29623
Solar Generation Cap 20% - WEC_CALN v5.14 | 1247 | 6521 | Generation Constraint in GWh | FALSE | L | Annual | Fuel Consumed | TBtu | 0 | 0 | 0 | 0 | 0 | 0 | 0
Solar Generation Cap 20% - WEC_CALN v5.14 | 1247 | 6521 | Generation Constraint in GWh | FALSE | L | Annual | Heat Rate | MMBtu/MWh | 0 | 0 | 0 | 0 | 0 | 0 | 0
Solar Generation Cap 20% - WEC_CALN v5.14 | 1247 | 6521 | Generation Constraint in GWh | FALSE | L | Annual | Generation | TWh | 3.4524 | 3.6776 | 3.6776 | 3.6776 | 3.6776 | 27.3 | 29.623
Solar Generation Cap 20% - WEC_CALN v5.14 | 1247 | 6521 | Generation Constraint in GWh | FALSE | L | Annual | Qualifying Generation | TWh | 3.4524 | 3.6776 | 3.6776 | 3.6776 | 3.6776 | 27.3 | 29.623
Solar Generation Cap 20% - WEC_CALN v5.14 | 1247 | 6521 | Generation Constraint in GWh | FALSE | L | Annual | Rate | lb/MWh | 0 | 0 | 0 | 0 | 0 | 0 | 0
Solar Generation Cap 20% - WEC_CALN v5.14 | 1247 | 6521 | Generation Constraint in GWh | FALSE | L | Annual | Constraint Shadow Price | US2011$/MWh | 0 | 0 | 0 | 0 | 0 | 2.1554 | 28.0514
Solar Generation Cap 20% - WEC_LADW v5.14 | 1248 | 6522 | Generation Constraint in GWh | FALSE | L | Annual | Seasons Included | Seasons | Winter, Summer | Winter, Summer | Winter, Summer | Winter, Summer | Winter, Summer | Winter, Summer | Winter, Summer
Solar Generation Cap 20% - WEC_LADW v5.14 | 1248 | 6522 | Generation Constraint in GWh | FALSE | L | Annual | Standard GWh | GWh | 5249 | 5311 | 5380 | 5591 | 5792 | 6285 | 6819
Solar Generation Cap 20% - WEC_LADW v5.14 | 1248 | 6522 | Generation Constraint in GWh | FALSE | L | Annual | Emissions at Affected Plants | GWh | 1275.4523 | 1693.1605 | 1693.1605 | 1693.1605 | 1693.1605 | 6285 | 6819
Solar Generation Cap 20% - WEC_LADW v5.14 | 1248 | 6522 | Generation Constraint in GWh | FALSE | L | Annual | Allowances Purchased | GWh | 0 | 0 | 0 | 0 | 0 | 0 | 0
Solar Generation Cap 20% - WEC_LADW v5.14 | 1248 | 6522 | Generation Constraint in GWh | FALSE | L | Annual | Allowances Sold | GWh | 0 | 0 | 0 | 0 | 0 | 0 | 0
Solar Generation Cap 20% - WEC_LADW v5.14 | 1248 | 6522 | Generation Constraint in GWh | FALSE | L | Annual | Allowances Banked | GWh | 0 | 0 | 0 | 0 | 0 | 0 | 0
Solar Generation Cap 20% - WEC_LADW v5.14 | 1248 | 6522 | Generation Constraint in GWh | FALSE | L | Annual | Allowances Withdrawn (1:1) | GWh | 0 | 0 | 0 | 0 | 0 | 0 | 0
Solar Generation Cap 20% - WEC_LADW v5.14 | 1248 | 6522 | Generation Constraint in GWh | FALSE | L | Annual | Allowances Withdrawn (n:1) | GWh | 0 | 0 | 0 | 0 | 0 | 0 | 0
Solar Generation Cap 20% - WEC_LADW v5.14 | 1248 | 6522 | Generation Constraint in GWh | FALSE | L | Annual | Net Emissions Allowance Position | GWh | 1275.4523 | 1693.1605 | 1693.1605 | 1693.1605 | 1693.1605 | 6285 | 6819
Solar Generation Cap 20% - WEC_LADW v5.14 | 1248 | 6522 | Generation Constraint in GWh | FALSE | L | Annual | Fuel Consumed | TBtu | 0 | 0 | 0 | 0 | 0 | 0 | 0
Solar Generation Cap 20% - WEC_LADW v5.14 | 1248 | 6522 | Generation Constraint in GWh | FALSE | L | Annual | Heat Rate | MMBtu/MWh | 0 | 0 | 0 | 0 | 0 | 0 | 0
Solar Generation Cap 20% - WEC_LADW v5.14 | 1248 | 6522 | Generation Constraint in GWh | FALSE | L | Annual | Generation | TWh | 1.2755 | 1.6932 | 1.6932 | 1.6932 | 1.6932 | 6.285 | 6.819
Solar Generation Cap 20% - WEC_LADW v5.14 | 1248 | 6522 | Generation Constraint in GWh | FALSE | L | Annual | Qualifying Generation | TWh | 1.2755 | 1.6932 | 1.6932 | 1.6932 | 1.6932 | 6.285 | 6.819
Solar Generation Cap 20% - WEC_LADW v5.14 | 1248 | 6522 | Generation Constraint in GWh | FALSE | L | Annual | Rate | lb/MWh | 0 | 0 | 0 | 0 | 0 | 0 | 0
Solar Generation Cap 20% - WEC_LADW v5.14 | 1248 | 6522 | Generation Constraint in GWh | FALSE | L | Annual | Constraint Shadow Price | US2011$/MWh | 0 | 0 | 0 | 0 | 0 | 10.9124 | 29.9022
Solar Generation Cap 20% - WEC_SDGE v5.14 | 1249 | 6523 | Generation Constraint in GWh | FALSE | L | Annual | Seasons Included | Seasons | Winter, Summer | Winter, Summer | Winter, Summer | Winter, Summer | Winter, Summer | Winter, Summer | Winter, Summer
Solar Generation Cap 20% - WEC_SDGE v5.14 | 1249 | 6523 | Generation Constraint in GWh | FALSE | L | Annual | Standard GWh | GWh | 4114 | 4162 | 4216 | 4382 | 4570 | 4956 | 5375
Solar Generation Cap 20% - WEC_SDGE v5.14 | 1249 | 6523 | Generation Constraint in GWh | FALSE | L | Annual | Emissions at Affected Plants | GWh | 128.4392 | 128.4392 | 128.4392 | 3174.8759 | 4570 | 4956 | 5375
Solar Generation Cap 20% - WEC_SDGE v5.14 | 1249 | 6523 | Generation Constraint in GWh | FALSE | L | Annual | Allowances Purchased | GWh | 0 | 0 | 0 | 0 | 0 | 0 | 0
Solar Generation Cap 20% - WEC_SDGE v5.14 | 1249 | 6523 | Generation Constraint in GWh | FALSE | L | Annual | Allowances Sold | GWh | 0 | 0 | 0 | 0 | 0 | 0 | 0
Solar Generation Cap 20% - WEC_SDGE v5.14 | 1249 | 6523 | Generation Constraint in GWh | FALSE | L | Annual | Allowances Banked | GWh | 0 | 0 | 0 | 0 | 0 | 0 | 0
Solar Generation Cap 20% - WEC_SDGE v5.14 | 1249 | 6523 | Generation Constraint in GWh | FALSE | L | Annual | Allowances Withdrawn (1:1) | GWh | 0 | 0 | 0 | 0 | 0 | 0 | 0
Solar Generation Cap 20% - WEC_SDGE v5.14 | 1249 | 6523 | Generation Constraint in GWh | FALSE | L | Annual | Allowances Withdrawn (n:1) | GWh | 0 | 0 | 0 | 0 | 0 | 0 | 0
Solar Generation Cap 20% - WEC_SDGE v5.14 | 1249 | 6523 | Generation Constraint in GWh | FALSE | L | Annual | Net Emissions Allowance Position | GWh | 128.4392 | 128.4392 | 128.4392 | 3174.8759 | 4570 | 4956 | 5375
Solar Generation Cap 20% - WEC_SDGE v5.14 | 1249 | 6523 | Generation Constraint in GWh | FALSE | L | Annual | Fuel Consumed | TBtu | 0 | 0 | 0 | 0 | 0 | 0 | 0
Solar Generation Cap 20% - WEC_SDGE v5.14 | 1249 | 6523 | Generation Constraint in GWh | FALSE | L | Annual | Heat Rate | MMBtu/MWh | 0 | 0 | 0 | 0 | 0 | 0 | 0
Solar Generation Cap 20% - WEC_SDGE v5.14 | 1249 | 6523 | Generation Constraint in GWh | FALSE | L | Annual | Generation | TWh | 0.12844 | 0.12844 | 0.12844 | 3.1749 | 4.57 | 4.956 | 5.375
Solar Generation Cap 20% - WEC_SDGE v5.14 | 1249 | 6523 | Generation Constraint in GWh | FALSE | L | Annual | Qualifying Generation | TWh | 0.12844 | 0.12844 | 0.12844 | 3.1749 | 4.57 | 4.956 | 5.375
Solar Generation Cap 20% - WEC_SDGE v5.14 | 1249 | 6523 | Generation Constraint in GWh | FALSE | L | Annual | Rate | lb/MWh | 0 | 0 | 0 | 0 | 0 | 0 | 0
Solar Generation Cap 20% - WEC_SDGE v5.14 | 1249 | 6523 | Generation Constraint in GWh | FALSE | L | Annual | Constraint Shadow Price | US2011$/MWh | 0 | 0 | 0 | 0 | 0.95638 | 13.2051 | 31.2969
Solar Generation Cap 20% - WECC_AZ v5.14 | 1250 | 6524 | Generation Constraint in GWh | FALSE | L | Annual | Seasons Included | Seasons | Winter, Summer | Winter, Summer | Winter, Summer | Winter, Summer | Winter, Summer | Winter, Summer | Winter, Summer
Solar Generation Cap 20% - WECC_AZ v5.14 | 1250 | 6524 | Generation Constraint in GWh | FALSE | L | Annual | Standard GWh | GWh | 18332 | 18775 | 19116 | 20062 | 21089 | 23191 | 25503
Solar Generation Cap 20% - WECC_AZ v5.14 | 1250 | 6524 | Generation Constraint in GWh | FALSE | L | Annual | Emissions at Affected Plants | GWh | 3778.4965 | 3778.4965 | 3778.4965 | 3778.4965 | 3778.4965 | 23191 | 25503
Solar Generation Cap 20% - WECC_AZ v5.14 | 1250 | 6524 | Generation Constraint in GWh | FALSE | L | Annual | Allowances Purchased | GWh | 0 | 0 | 0 | 0 | 0 | 0 | 0
Solar Generation Cap 20% - WECC_AZ v5.14 | 1250 | 6524 | Generation Constraint in GWh | FALSE | L | Annual | Allowances Sold | GWh | 0 | 0 | 0 | 0 | 0 | 0 | 0
Solar Generation Cap 20% - WECC_AZ v5.14 | 1250 | 6524 | Generation Constraint in GWh | FALSE | L | Annual | Allowances Banked | GWh | 0 | 0 | 0 | 0 | 0 | 0 | 0
Solar Generation Cap 20% - WECC_AZ v5.14 | 1250 | 6524 | Generation Constraint in GWh | FALSE | L | Annual | Allowances Withdrawn (1:1) | GWh | 0 | 0 | 0 | 0 | 0 | 0 | 0
Solar Generation Cap 20% - WECC_AZ v5.14 | 1250 | 6524 | Generation Constraint in GWh | FALSE | L | Annual | Allowances Withdrawn (n:1) | GWh | 0 | 0 | 0 | 0 | 0 | 0 | 0
Solar Generation Cap 20% - WECC_AZ v5.14 | 1250 | 6524 | Generation Constraint in GWh | FALSE | L | Annual | Net Emissions Allowance Position | GWh | 3778.4965 | 3778.4965 | 3778.4965 | 3778.4965 | 3778.4965 | 23191 | 25503
Solar Generation Cap 20% - WECC_AZ v5.14 | 1250 | 6524 | Generation Constraint in GWh | FALSE | L | Annual | Fuel Consumed | TBtu | 0 | 0 | 0 | 0 | 0 | 0 | 0
Solar Generation Cap 20% - WECC_AZ v5.14 | 1250 | 6524 | Generation Constraint in GWh | FALSE | L | Annual | Heat Rate | MMBtu/MWh | 0 | 0 | 0 | 0 | 0 | 0 | 0
Solar Generation Cap 20% - WECC_AZ v5.14 | 1250 | 6524 | Generation Constraint in GWh | FALSE | L | Annual | Generation | TWh | 3.7785 | 3.7785 | 3.7785 | 3.7785 | 3.7785 | 23.191 | 25.503
Solar Generation Cap 20% - WECC_AZ v5.14 | 1250 | 6524 | Generation Constraint in GWh | FALSE | L | Annual | Qualifying Generation | TWh | 3.7785 | 3.7785 | 3.7785 | 3.7785 | 3.7785 | 23.191 | 25.503
Solar Generation Cap 20% - WECC_AZ v5.14 | 1250 | 6524 | Generation Constraint in GWh | FALSE | L | Annual | Rate | lb/MWh | 0 | 0 | 0 | 0 | 0 | 0 | 0
Solar Generation Cap 20% - WECC_AZ v5.14 | 1250 | 6524 | Generation Constraint in GWh | FALSE | L | Annual | Constraint Shadow Price | US2011$/MWh | 0 | 0 | 0 | 0 | 0 | 11.2459 | 18.7807
Solar Generation Cap 20% - WECC_CO v5.14 | 1251 | 6525 | Generation Constraint in GWh | FALSE | L | Annual | Seasons Included | Seasons | Winter, Summer | Winter, Summer | Winter, Summer | Winter, Summer | Winter, Summer | Winter, Summer | Winter, Summer
Solar Generation Cap 20% - WECC_CO v5.14 | 1251 | 6525 | Generation Constraint in GWh | FALSE | L | Annual | Standard GWh | GWh | 12587 | 12972 | 13246 | 13946 | 14624 | 15945 | 17385
Solar Generation Cap 20% - WECC_CO v5.14 | 1251 | 6525 | Generation Constraint in GWh | FALSE | L | Annual | Emissions at Affected Plants | GWh | 381.7361 | 381.7361 | 381.7361 | 1237.4351 | 2312.0054 | 11688.1859 | 13848.1859
Solar Generation Cap 20% - WECC_CO v5.14 | 1251 | 6525 | Generation Constraint in GWh | FALSE | L | Annual | Allowances Purchased | GWh | 0 | 0 | 0 | 0 | 0 | 0 | 0
Solar Generation Cap 20% - WECC_CO v5.14 | 1251 | 6525 | Generation Constraint in GWh | FALSE | L | Annual | Allowances Sold | GWh | 0 | 0 | 0 | 0 | 0 | 0 | 0
Solar Generation Cap 20% - WECC_CO v5.14 | 1251 | 6525 | Generation Constraint in GWh | FALSE | L | Annual | Allowances Banked | GWh | 0 | 0 | 0 | 0 | 0 | 0 | 0
Solar Generation Cap 20% - WECC_CO v5.14 | 1251 | 6525 | Generation Constraint in GWh | FALSE | L | Annual | Allowances Withdrawn (1:1) | GWh | 0 | 0 | 0 | 0 | 0 | 0 | 0
Solar Generation Cap 20% - WECC_CO v5.14 | 1251 | 6525 | Generation Constraint in GWh | FALSE | L | Annual | Allowances Withdrawn (n:1) | GWh | 0 | 0 | 0 | 0 | 0 | 0 | 0
Solar Generation Cap 20% - WECC_CO v5.14 | 1251 | 6525 | Generation Constraint in GWh | FALSE | L | Annual | Net Emissions Allowance Position | GWh | 381.7361 | 381.7361 | 381.7361 | 1237.4351 | 2312.0054 | 11688.1859 | 13848.1859
Solar Generation Cap 20% - WECC_CO v5.14 | 1251 | 6525 | Generation Constraint in GWh | FALSE | L | Annual | Fuel Consumed | TBtu | 0 | 0 | 0 | 0 | 0 | 0 | 0
Solar Generation Cap 20% - WECC_CO v5.14 | 1251 | 6525 | Generation Constraint in GWh | FALSE | L | Annual | Heat Rate | MMBtu/MWh | 0 | 0 | 0 | 0 | 0 | 0 | 0
Solar Generation Cap 20% - WECC_CO v5.14 | 1251 | 6525 | Generation Constraint in GWh | FALSE | L | Annual | Generation | TWh | 0.38174 | 0.38174 | 0.38174 | 1.2374 | 2.312 | 11.6882 | 13.8482
Solar Generation Cap 20% - WECC_CO v5.14 | 1251 | 6525 | Generation Constraint in GWh | FALSE | L | Annual | Qualifying Generation | TWh | 0.38174 | 0.38174 | 0.38174 | 1.2374 | 2.312 | 11.6882 | 13.8482
Solar Generation Cap 20% - WECC_CO v5.14 | 1251 | 6525 | Generation Constraint in GWh | FALSE | L | Annual | Rate | lb/MWh | 0 | 0 | 0 | 0 | 0 | 0 | 0
Solar Generation Cap 20% - WECC_CO v5.14 | 1251 | 6525 | Generation Constraint in GWh | FALSE | L | Annual | Constraint Shadow Price | US2011$/MWh | 0 | 0 | 0 | 0 | 0 | 0 | 0
Solar Generation Cap 20% - WECC_ID v5.14 | 1252 | 6526 | Generation Constraint in GWh | FALSE | L | Annual | Seasons Included | Seasons | Winter, Summer | Winter, Summer | Winter, Summer | Winter, Summer | Winter, Summer | Winter, Summer | Winter, Summer
Solar Generation Cap 20% - WECC_ID v5.14 | 1252 | 6526 | Generation Constraint in GWh | FALSE | L | Annual | Standard GWh | GWh | 4363 | 4465 | 4536 | 4725 | 4902 | 5258 | 5641
Solar Generation Cap 20% - WECC_ID v5.14 | 1252 | 6526 | Generation Constraint in GWh | FALSE | L | Annual | Emissions at Affected Plants | GWh | 28.555 | 28.555 | 28.555 | 28.555 | 28.555 | 28.555 | 4776.2531
Solar Generation Cap 20% - WECC_ID v5.14 | 1252 | 6526 | Generation Constraint in GWh | FALSE | L | Annual | Allowances Purchased | GWh | 0 | 0 | 0 | 0 | 0 | 0 | 0
Solar Generation Cap 20% - WECC_ID v5.14 | 1252 | 6526 | Generation Constraint in GWh | FALSE | L | Annual | Allowances Sold | GWh | 0 | 0 | 0 | 0 | 0 | 0 | 0
Solar Generation Cap 20% - WECC_ID v5.14 | 1252 | 6526 | Generation Constraint in GWh | FALSE | L | Annual | Allowances Banked | GWh | 0 | 0 | 0 | 0 | 0 | 0 | 0
Solar Generation Cap 20% - WECC_ID v5.14 | 1252 | 6526 | Generation Constraint in GWh | FALSE | L | Annual | Allowances Withdrawn (1:1) | GWh | 0 | 0 | 0 | 0 | 0 | 0 | 0
Solar Generation Cap 20% - WECC_ID v5.14 | 1252 | 6526 | Generation Constraint in GWh | FALSE | L | Annual | Allowances Withdrawn (n:1) | GWh | 0 | 0 | 0 | 0 | 0 | 0 | 0
Solar Generation Cap 20% - WECC_ID v5.14 | 1252 | 6526 | Generation Constraint in GWh | FALSE | L | Annual | Net Emissions Allowance Position | GWh | 28.555 | 28.555 | 28.555 | 28.555 | 28.555 | 28.555 | 4776.2531
Solar Generation Cap 20% - WECC_ID v5.14 | 1252 | 6526 | Generation Constraint in GWh | FALSE | L | Annual | Fuel Consumed | TBtu | 0 | 0 | 0 | 0 | 0 | 0 | 0
Solar Generation Cap 20% - WECC_ID v5.14 | 1252 | 6526 | Generation Constraint in GWh | FALSE | L | Annual | Heat Rate | MMBtu/MWh | 0 | 0 | 0 | 0 | 0 | 0 | 0
Solar Generation Cap 20% - WECC_ID v5.14 | 1252 | 6526 | Generation Constraint in GWh | FALSE | L | Annual | Generation | TWh | 0.028555 | 0.028555 | 0.028555 | 0.028555 | 0.028555 | 0.028555 | 4.7763
Solar Generation Cap 20% - WECC_ID v5.14 | 1252 | 6526 | Generation Constraint in GWh | FALSE | L | Annual | Qualifying Generation | TWh | 0.028555 | 0.028555 | 0.028555 | 0.028555 | 0.028555 | 0.028555 | 4.7763
Solar Generation Cap 20% - WECC_ID v5.14 | 1252 | 6526 | Generation Constraint in GWh | FALSE | L | Annual | Rate | lb/MWh | 0 | 0 | 0 | 0 | 0 | 0 | 0
Solar Generation Cap 20% - WECC_ID v5.14 | 1252 | 6526 | Generation Constraint in GWh | FALSE | L | Annual | Constraint Shadow Price | US2011$/MWh | 0 | 0 | 0 | 0 | 0 | 0 | 0
Solar Generation Cap 20% - WECC_IID v5.14 | 1253 | 6527 | Generation Constraint in GWh | FALSE | L | Annual | Seasons Included | Seasons | Winter, Summer | Winter, Summer | Winter, Summer | Winter, Summer | Winter, Summer | Winter, Summer | Winter, Summer
Solar Generation Cap 20% - WECC_IID v5.14 | 1253 | 6527 | Generation Constraint in GWh | FALSE | L | Annual | Standard GWh | GWh | 2716 | 3047 | 3047 | 3047 | 3047 | 3047 | 3047
Solar Generation Cap 20% - WECC_IID v5.14 | 1253 | 6527 | Generation Constraint in GWh | FALSE | L | Annual | Emissions at Affected Plants | GWh | 2715.1923 | 3046.3203 | 3046.3203 | 3046.3203 | 3046.3203 | 3046.3203 | 3046.3203
Solar Generation Cap 20% - WECC_IID v5.14 | 1253 | 6527 | Generation Constraint in GWh | FALSE | L | Annual | Allowances Purchased | GWh | 0 | 0 | 0 | 0 | 0 | 0 | 0
Solar Generation Cap 20% - WECC_IID v5.14 | 1253 | 6527 | Generation Constraint in GWh | FALSE | L | Annual | Allowances Sold | GWh | 0 | 0 | 0 | 0 | 0 | 0 | 0
Solar Generation Cap 20% - WECC_IID v5.14 | 1253 | 6527 | Generation Constraint in GWh | FALSE | L | Annual | Allowances Banked | GWh | 0 | 0 | 0 | 0 | 0 | 0 | 0
Solar Generation Cap 20% - WECC_IID v5.14 | 1253 | 6527 | Generation Constraint in GWh | FALSE | L | Annual | Allowances Withdrawn (1:1) | GWh | 0 | 0 | 0 | 0 | 0 | 0 | 0
Solar Generation Cap 20% - WECC_IID v5.14 | 1253 | 6527 | Generation Constraint in GWh | FALSE | L | Annual | Allowances Withdrawn (n:1) | GWh | 0 | 0 | 0 | 0 | 0 | 0 | 0
Solar Generation Cap 20% - WECC_IID v5.14 | 1253 | 6527 | Generation Constraint in GWh | FALSE | L | Annual | Net Emissions Allowance Position | GWh | 2715.1923 | 3046.3203 | 3046.3203 | 3046.3203 | 3046.3203 | 3046.3203 | 3046.3203
Solar Generation Cap 20% - WECC_IID v5.14 | 1253 | 6527 | Generation Constraint in GWh | FALSE | L | Annual | Fuel Consumed | TBtu | 0 | 0 | 0 | 0 | 0 | 0 | 0
Solar Generation Cap 20% - WECC_IID v5.14 | 1253 | 6527 | Generation Constraint in GWh | FALSE | L | Annual | Heat Rate | MMBtu/MWh | 0 | 0 | 0 | 0 | 0 | 0 | 0
Solar Generation Cap 20% - WECC_IID v5.14 | 1253 | 6527 | Generation Constraint in GWh | FALSE | L | Annual | Generation | TWh | 2.7152 | 3.0463 | 3.0463 | 3.0463 | 3.0463 | 3.0463 | 3.0463
Solar Generation Cap 20% - WECC_IID v5.14 | 1253 | 6527 | Generation Constraint in GWh | FALSE | L | Annual | Qualifying Generation | TWh | 2.7152 | 3.0463 | 3.0463 | 3.0463 | 3.0463 | 3.0463 | 3.0463
Solar Generation Cap 20% - WECC_IID v5.14 | 1253 | 6527 | Generation Constraint in GWh | FALSE | L | Annual | Rate | lb/MWh | 0 | 0 | 0 | 0 | 0 | 0 | 0
Solar Generation Cap 20% - WECC_IID v5.14 | 1253 | 6527 | Generation Constraint in GWh | FALSE | L | Annual | Constraint Shadow Price | US2011$/MWh | 0 | 0 | 0 | 0 | 0 | 0 | 0
Solar Generation Cap 20% - WECC_MT v5.14 | 1254 | 6528 | Generation Constraint in GWh | FALSE | L | Annual | Seasons Included | Seasons | Winter, Summer | Winter, Summer | Winter, Summer | Winter, Summer | Winter, Summer | Winter, Summer | Winter, Summer
Solar Generation Cap 20% - WECC_MT v5.14 | 1254 | 6528 | Generation Constraint in GWh | FALSE | L | Annual | Standard GWh | GWh | 2190 | 2241 | 2277 | 2372 | 2460 | 2639 | 2831
Solar Generation Cap 20% - WECC_MT v5.14 | 1254 | 6528 | Generation Constraint in GWh | FALSE | L | Annual | Emissions at Affected Plants | GWh | 0 | 0 | 0 | 0 | 0 | 0 | 0
Solar Generation Cap 20% - WECC_MT v5.14 | 1254 | 6528 | Generation Constraint in GWh | FALSE | L | Annual | Allowances Purchased | GWh | 0 | 0 | 0 | 0 | 0 | 0 | 0
Solar Generation Cap 20% - WECC_MT v5.14 | 1254 | 6528 | Generation Constraint in GWh | FALSE | L | Annual | Allowances Sold | GWh | 0 | 0 | 0 | 0 | 0 | 0 | 0
Solar Generation Cap 20% - WECC_MT v5.14 | 1254 | 6528 | Generation Constraint in GWh | FALSE | L | Annual | Allowances Banked | GWh | 0 | 0 | 0 | 0 | 0 | 0 | 0
Solar Generation Cap 20% - WECC_MT v5.14 | 1254 | 6528 | Generation Constraint in GWh | FALSE | L | Annual | Allowances Withdrawn (1:1) | GWh | 0 | 0 | 0 | 0 | 0 | 0 | 0
Solar Generation Cap 20% - WECC_MT v5.14 | 1254 | 6528 | Generation Constraint in GWh | FALSE | L | Annual | Allowances Withdrawn (n:1) | GWh | 0 | 0 | 0 | 0 | 0 | 0 | 0
Solar Generation Cap 20% - WECC_MT v5.14 | 1254 | 6528 | Generation Constraint in GWh | FALSE | L | Annual | Net Emissions Allowance Position | GWh | 0 | 0 | 0 | 0 | 0 | 0 | 0
Solar Generation Cap 20% - WECC_MT v5.14 | 1254 | 6528 | Generation Constraint in GWh | FALSE | L | Annual | Fuel Consumed | TBtu | 0 | 0 | 0 | 0 | 0 | 0 | 0
Solar Generation Cap 20% - WECC_MT v5.14 | 1254 | 6528 | Generation Constraint in GWh | FALSE | L | Annual | Heat Rate | MMBtu/MWh | 0 | 0 | 0 | 0 | 0 | 0 | 0
Solar Generation Cap 20% - WECC_MT v5.14 | 1254 | 6528 | Generation Constraint in GWh | FALSE | L | Annual | Generation | TWh | 0 | 0 | 0 | 0 | 0 | 0 | 0
Solar Generation Cap 20% - WECC_MT v5.14 | 1254 | 6528 | Generation Constraint in GWh | FALSE | L | Annual | Qualifying Generation | TWh | 0 | 0 | 0 | 0 | 0 | 0 | 0
Solar Generation Cap 20% - WECC_MT v5.14 | 1254 | 6528 | Generation Constraint in GWh | FALSE | L | Annual | Rate | lb/MWh | 0 | 0 | 0 | 0 | 0 | 0 | 0
Solar Generation Cap 20% - WECC_MT v5.14 | 1254 | 6528 | Generation Constraint in GWh | FALSE | L | Annual | Constraint Shadow Price | US2011$/MWh | 0 | 0 | 0 | 0 | 0 | 0 | 0
Solar Generation Cap 20% - WECC_NM v5.14 | 1255 | 6529 | Generation Constraint in GWh | FALSE | L | Annual | Seasons Included | Seasons | Winter, Summer | Winter, Summer | Winter, Summer | Winter, Summer | Winter, Summer | Winter, Summer | Winter, Summer
Solar Generation Cap 20% - WECC_NM v5.14 | 1255 | 6529 | Generation Constraint in GWh | FALSE | L | Annual | Standard GWh | GWh | 4424 | 4531 | 4613 | 4841 | 5089 | 5596 | 6154
Solar Generation Cap 20% - WECC_NM v5.14 | 1255 | 6529 | Generation Constraint in GWh | FALSE | L | Annual | Emissions at Affected Plants | GWh | 543.4857 | 543.4857 | 541.199 | 541.199 | 541.199 | 4144.4766 | 4980.4766
Solar Generation Cap 20% - WECC_NM v5.14 | 1255 | 6529 | Generation Constraint in GWh | FALSE | L | Annual | Allowances Purchased | GWh | 0 | 0 | 0 | 0 | 0 | 0 | 0
Solar Generation Cap 20% - WECC_NM v5.14 | 1255 | 6529 | Generation Constraint in GWh | FALSE | L | Annual | Allowances Sold | GWh | 0 | 0 | 0 | 0 | 0 | 0 | 0
Solar Generation Cap 20% - WECC_NM v5.14 | 1255 | 6529 | Generation Constraint in GWh | FALSE | L | Annual | Allowances Banked | GWh | 0 | 0 | 0 | 0 | 0 | 0 | 0
Solar Generation Cap 20% - WECC_NM v5.14 | 1255 | 6529 | Generation Constraint in GWh | FALSE | L | Annual | Allowances Withdrawn (1:1) | GWh | 0 | 0 | 0 | 0 | 0 | 0 | 0
Solar Generation Cap 20% - WECC_NM v5.14 | 1255 | 6529 | Generation Constraint in GWh | FALSE | L | Annual | Allowances Withdrawn (n:1) | GWh | 0 | 0 | 0 | 0 | 0 | 0 | 0
Solar Generation Cap 20% - WECC_NM v5.14 | 1255 | 6529 | Generation Constraint in GWh | FALSE | L | Annual | Net Emissions Allowance Position | GWh | 543.4857 | 543.4857 | 541.199 | 541.199 | 541.199 | 4144.4766 | 4980.4766
Solar Generation Cap 20% - WECC_NM v5.14 | 1255 | 6529 | Generation Constraint in GWh | FALSE | L | Annual | Fuel Consumed | TBtu | 0 | 0 | 0 | 0 | 0 | 0 | 0
Solar Generation Cap 20% - WECC_NM v5.14 | 1255 | 6529 | Generation Constraint in GWh | FALSE | L | Annual | Heat Rate | MMBtu/MWh | 0 | 0 | 0 | 0 | 0 | 0 | 0
Solar Generation Cap 20% - WECC_NM v5.14 | 1255 | 6529 | Generation Constraint in GWh | FALSE | L | Annual | Generation | TWh | 0.54349 | 0.54349 | 0.5412 | 0.5412 | 0.5412 | 4.1445 | 4.9805
Solar Generation Cap 20% - WECC_NM v5.14 | 1255 | 6529 | Generation Constraint in GWh | FALSE | L | Annual | Qualifying Generation | TWh | 0.54349 | 0.54349 | 0.5412 | 0.5412 | 0.5412 | 4.1445 | 4.9805
Solar Generation Cap 20% - WECC_NM v5.14 | 1255 | 6529 | Generation Constraint in GWh | FALSE | L | Annual | Rate | lb/MWh | 0 | 0 | 0 | 0 | 0 | 0 | 0
Solar Generation Cap 20% - WECC_NM v5.14 | 1255 | 6529 | Generation Constraint in GWh | FALSE | L | Annual | Constraint Shadow Price | US2011$/MWh | 0 | 0 | 0 | 0 | 0 | 0 | 0
Solar Generation Cap 20% - WECC_NNV v5.14 | 1256 | 6530 | Generation Constraint in GWh | FALSE | L | Annual | Seasons Included | Seasons | Winter, Summer | Winter, Summer | Winter, Summer | Winter, Summer | Winter, Summer | Winter, Summer | Winter, Summer
Solar Generation Cap 20% - WECC_NNV v5.14 | 1256 | 6530 | Generation Constraint in GWh | FALSE | L | Annual | Standard GWh | GWh | 2495 | 2554 | 2594 | 2702 | 2803 | 3007 | 3226
Solar Generation Cap 20% - WECC_NNV v5.14 | 1256 | 6530 | Generation Constraint in GWh | FALSE | L | Annual | Emissions at Affected Plants | GWh | 239.5871 | 239.5871 | 239.5871 | 239.5871 | 239.5871 | 3007 | 3226
Solar Generation Cap 20% - WECC_NNV v5.14 | 1256 | 6530 | Generation Constraint in GWh | FALSE | L | Annual | Allowances Purchased | GWh | 0 | 0 | 0 | 0 | 0 | 0 | 0
Solar Generation Cap 20% - WECC_NNV v5.14 | 1256 | 6530 | Generation Constraint in GWh | FALSE | L | Annual | Allowances Sold | GWh | 0 | 0 | 0 | 0 | 0 | 0 | 0
Solar Generation Cap 20% - WECC_NNV v5.14 | 1256 | 6530 | Generation Constraint in GWh | FALSE | L | Annual | Allowances Banked | GWh | 0 | 0 | 0 | 0 | 0 | 0 | 0
Solar Generation Cap 20% - WECC_NNV v5.14 | 1256 | 6530 | Generation Constraint in GWh | FALSE | L | Annual | Allowances Withdrawn (1:1) | GWh | 0 | 0 | 0 | 0 | 0 | 0 | 0
Solar Generation Cap 20% - WECC_NNV v5.14 | 1256 | 6530 | Generation Constraint in GWh | FALSE | L | Annual | Allowances Withdrawn (n:1) | GWh | 0 | 0 | 0 | 0 | 0 | 0 | 0
Solar Generation Cap 20% - WECC_NNV v5.14 | 1256 | 6530 | Generation Constraint in GWh | FALSE | L | Annual | Net Emissions Allowance Position | GWh | 239.5871 | 239.5871 | 239.5871 | 239.5871 | 239.5871 | 3007 | 3226
Solar Generation Cap 20% - WECC_NNV v5.14 | 1256 | 6530 | Generation Constraint in GWh | FALSE | L | Annual | Fuel Consumed | TBtu | 0 | 0 | 0 | 0 | 0 | 0 | 0
Solar Generation Cap 20% - WECC_NNV v5.14 | 1256 | 6530 | Generation Constraint in GWh | FALSE | L | Annual | Heat Rate | MMBtu/MWh | 0 | 0 | 0 | 0 | 0 | 0 | 0
Solar Generation Cap 20% - WECC_NNV v5.14 | 1256 | 6530 | Generation Constraint in GWh | FALSE | L | Annual | Generation | TWh | 0.23959 | 0.23959 | 0.23959 | 0.23959 | 0.23959 | 3.007 | 3.226
Solar Generation Cap 20% - WECC_NNV v5.14 | 1256 | 6530 | Generation Constraint in GWh | FALSE | L | Annual | Qualifying Generation | TWh | 0.23959 | 0.23959 | 0.23959 | 0.23959 | 0.23959 | 3.007 | 3.226
Solar Generation Cap 20% - WECC_NNV v5.14 | 1256 | 6530 | Generation Constraint in GWh | FALSE | L | Annual | Rate | lb/MWh | 0 | 0 | 0 | 0 | 0 | 0 | 0
Solar Generation Cap 20% - WECC_NNV v5.14 | 1256 | 6530 | Generation Constraint in GWh | FALSE | L | Annual | Constraint Shadow Price | US2011$/MWh | 0 | 0 | 0 | 0 | 0 | 6.1506 | 10.5917
Solar Generation Cap 20% - WECC_PNW v5.14 | 1257 | 6531 | Generation Constraint in GWh | FALSE | L | Annual | Seasons Included | Seasons | Winter, Summer | Winter, Summer | Winter, Summer | Winter, Summer | Winter, Summer | Winter, Summer | Winter, Summer
Solar Generation Cap 20% - WECC_PNW v5.14 | 1257 | 6531 | Generation Constraint in GWh | FALSE | L | Annual | Standard GWh | GWh | 33496 | 34281 | 34831 | 36278 | 37635 | 40372 | 43310
Solar Generation Cap 20% - WECC_PNW v5.14 | 1257 | 6531 | Generation Constraint in GWh | FALSE | L | Annual | Emissions at Affected Plants | GWh | 20.3616 | 20.3616 | 20.3616 | 20.3616 | 20.3616 | 20.3616 | 43310
Solar Generation Cap 20% - WECC_PNW v5.14 | 1257 | 6531 | Generation Constraint in GWh | FALSE | L | Annual | Allowances Purchased | GWh | 0 | 0 | 0 | 0 | 0 | 0 | 0
Solar Generation Cap 20% - WECC_PNW v5.14 | 1257 | 6531 | Generation Constraint in GWh | FALSE | L | Annual | Allowances Sold | GWh | 0 | 0 | 0 | 0 | 0 | 0 | 0
Solar Generation Cap 20% - WECC_PNW v5.14 | 1257 | 6531 | Generation Constraint in GWh | FALSE | L | Annual | Allowances Banked | GWh | 0 | 0 | 0 | 0 | 0 | 0 | 0
Solar Generation Cap 20% - WECC_PNW v5.14 | 1257 | 6531 | Generation Constraint in GWh | FALSE | L | Annual | Allowances Withdrawn (1:1) | GWh | 0 | 0 | 0 | 0 | 0 | 0 | 0
Solar Generation Cap 20% - WECC_PNW v5.14 | 1257 | 6531 | Generation Constraint in GWh | FALSE | L | Annual | Allowances Withdrawn (n:1) | GWh | 0 | 0 | 0 | 0 | 0 | 0 | 0
Solar Generation Cap 20% - WECC_PNW v5.14 | 1257 | 6531 | Generation Constraint in GWh | FALSE | L | Annual | Net Emissions Allowance Position | GWh | 20.3616 | 20.3616 | 20.3616 | 20.3616 | 20.3616 | 20.3616 | 43310
Solar Generation Cap 20% - WECC_PNW v5.14 | 1257 | 6531 | Generation Constraint in GWh | FALSE | L | Annual | Fuel Consumed | TBtu | 0 | 0 | 0 | 0 | 0 | 0 | 0
Solar Generation Cap 20% - WECC_PNW v5.14 | 1257 | 6531 | Generation Constraint in GWh | FALSE | L | Annual | Heat Rate | MMBtu/MWh | 0 | 0 | 0 | 0 | 0 | 0 | 0
Solar Generation Cap 20% - WECC_PNW v5.14 | 1257 | 6531 | Generation Constraint in GWh | FALSE | L | Annual | Generation | TWh | 0.020362 | 0.020362 | 0.020362 | 0.020362 | 0.020362 | 0.020362 | 43.31
Solar Generation Cap 20% - WECC_PNW v5.14 | 1257 | 6531 | Generation Constraint in GWh | FALSE | L | Annual | Qualifying Generation | TWh | 0.020362 | 0.020362 | 0.020362 | 0.020362 | 0.020362 | 0.020362 | 43.31
Solar Generation Cap 20% - WECC_PNW v5.14 | 1257 | 6531 | Generation Constraint in GWh | FALSE | L | Annual | Rate | lb/MWh | 0 | 0 | 0 | 0 | 0 | 0 | 0
Solar Generation Cap 20% - WECC_PNW v5.14 | 1257 | 6531 | Generation Constraint in GWh | FALSE | L | Annual | Constraint Shadow Price | US2011$/MWh | 0 | 0 | 0 | 0 | 0 | 0 | 0.13353
Solar Generation Cap 20% - WECC_SCE v5.14 | 1258 | 6532 | Generation Constraint in GWh | FALSE | L | Annual | Seasons Included | Seasons | Winter, Summer | Winter, Summer | Winter, Summer | Winter, Summer | Winter, Summer | Winter, Summer | Winter, Summer
Solar Generation Cap 20% - WECC_SCE v5.14 | 1258 | 6532 | Generation Constraint in GWh | FALSE | L | Annual | Standard GWh | GWh | 21748 | 22004 | 22289 | 23165 | 23995 | 26037 | 28253
Solar Generation Cap 20% - WECC_SCE v5.14 | 1258 | 6532 | Generation Constraint in GWh | FALSE | L | Annual | Emissions at Affected Plants | GWh | 10892.4697 | 13541.7684 | 13541.7684 | 13706.5795 | 20621.8379 | 26037 | 28253
Solar Generation Cap 20% - WECC_SCE v5.14 | 1258 | 6532 | Generation Constraint in GWh | FALSE | L | Annual | Allowances Purchased | GWh | 0 | 0 | 0 | 0 | 0 | 0 | 0
Solar Generation Cap 20% - WECC_SCE v5.14 | 1258 | 6532 | Generation Constraint in GWh | FALSE | L | Annual | Allowances Sold | GWh | 0 | 0 | 0 | 0 | 0 | 0 | 0
Solar Generation Cap 20% - WECC_SCE v5.14 | 1258 | 6532 | Generation Constraint in GWh | FALSE | L | Annual | Allowances Banked | GWh | 0 | 0 | 0 | 0 | 0 | 0 | 0
Solar Generation Cap 20% - WECC_SCE v5.14 | 1258 | 6532 | Generation Constraint in GWh | FALSE | L | Annual | Allowances Withdrawn (1:1) | GWh | 0 | 0 | 0 | 0 | 0 | 0 | 0
Solar Generation Cap 20% - WECC_SCE v5.14 | 1258 | 6532 | Generation Constraint in GWh | FALSE | L | Annual | Allowances Withdrawn (n:1) | GWh | 0 | 0 | 0 | 0 | 0 | 0 | 0
Solar Generation Cap 20% - WECC_SCE v5.14 | 1258 | 6532 | Generation Constraint in GWh | FALSE | L | Annual | Net Emissions Allowance Position | GWh | 10892.4697 | 13541.7684 | 13541.7684 | 13706.5795 | 20621.8379 | 26037 | 28253
Solar Generation Cap 20% - WECC_SCE v5.14 | 1258 | 6532 | Generation Constraint in GWh | FALSE | L | Annual | Fuel Consumed | TBtu | 0 | 0 | 0 | 0 | 0 | 0 | 0
Solar Generation Cap 20% - WECC_SCE v5.14 | 1258 | 6532 | Generation Constraint in GWh | FALSE | L | Annual | Heat Rate | MMBtu/MWh | 0 | 0 | 0 | 0 | 0 | 0 | 0
Solar Generation Cap 20% - WECC_SCE v5.14 | 1258 | 6532 | Generation Constraint in GWh | FALSE | L | Annual | Generation | TWh | 10.8925 | 13.5418 | 13.5418 | 13.7066 | 20.6218 | 26.037 | 28.253
Solar Generation Cap 20% - WECC_SCE v5.14 | 1258 | 6532 | Generation Constraint in GWh | FALSE | L | Annual | Qualifying Generation | TWh | 10.8925 | 13.5418 | 13.5418 | 13.7066 | 20.6218 | 26.037 | 28.253
Solar Generation Cap 20% - WECC_SCE v5.14 | 1258 | 6532 | Generation Constraint in GWh | FALSE | L | Annual | Rate | lb/MWh | 0 | 0 | 0 | 0 | 0 | 0 | 0
Solar Generation Cap 20% - WECC_SCE v5.14 | 1258 | 6532 | Generation Constraint in GWh | FALSE | L | Annual | Constraint Shadow Price | US2011$/MWh | 0 | 0 | 0 | 0 | 0 | 2.9824 | 26.2146
Solar Generation Cap 20% - WECC_SF v5.14 | 1259 | 6533 | Generation Constraint in GWh | FALSE | L | Annual | Seasons Included | Seasons | Winter, Summer | Winter, Summer | Winter, Summer | Winter, Summer | Winter, Summer | Winter, Summer | Winter, Summer
Solar Generation Cap 20% - WECC_SF v5.14 | 1259 | 6533 | Generation Constraint in GWh | FALSE | L | Annual | Standard GWh | GWh | 1151 | 1164 | 1179 | 1226 | 1270 | 1378 | 1495
Solar Generation Cap 20% - WECC_SF v5.14 | 1259 | 6533 | Generation Constraint in GWh | FALSE | L | Annual | Emissions at Affected Plants | GWh | 78.799 | 78.799 | 78.799 | 78.799 | 78.799 | 902 | 1078
Solar Generation Cap 20% - WECC_SF v5.14 | 1259 | 6533 | Generation Constraint in GWh | FALSE | L | Annual | Allowances Purchased | GWh | 0 | 0 | 0 | 0 | 0 | 0 | 0
Solar Generation Cap 20% - WECC_SF v5.14 | 1259 | 6533 | Generation Constraint in GWh | FALSE | L | Annual | Allowances Sold | GWh | 0 | 0 | 0 | 0 | 0 | 0 | 0
Solar Generation Cap 20% - WECC_SF v5.14 | 1259 | 6533 | Generation Constraint in GWh | FALSE | L | Annual | Allowances Banked | GWh | 0 | 0 | 0 | 0 | 0 | 0 | 0
Solar Generation Cap 20% - WECC_SF v5.14 | 1259 | 6533 | Generation Constraint in GWh | FALSE | L | Annual | Allowances Withdrawn (1:1) | GWh | 0 | 0 | 0 | 0 | 0 | 0 | 0
Solar Generation Cap 20% - WECC_SF v5.14 | 1259 | 6533 | Generation Constraint in GWh | FALSE | L | Annual | Allowances Withdrawn (n:1) | GWh | 0 | 0 | 0 | 0 | 0 | 0 | 0
Solar Generation Cap 20% - WECC_SF v5.14 | 1259 | 6533 | Generation Constraint in GWh | FALSE | L | Annual | Net Emissions Allowance Position | GWh | 78.799 | 78.799 | 78.799 | 78.799 | 78.799 | 902 | 1078
Solar Generation Cap 20% - WECC_SF v5.14 | 1259 | 6533 | Generation Constraint in GWh | FALSE | L | Annual | Fuel Consumed | TBtu | 0 | 0 | 0 | 0 | 0 | 0 | 0
Solar Generation Cap 20% - WECC_SF v5.14 | 1259 | 6533 | Generation Constraint in GWh | FALSE | L | Annual | Heat Rate | MMBtu/MWh | 0 | 0 | 0 | 0 | 0 | 0 | 0
Solar Generation Cap 20% - WECC_SF v5.14 | 1259 | 6533 | Generation Constraint in GWh | FALSE | L | Annual | Generation | TWh | 0.078799 | 0.078799 | 0.078799 | 0.078799 | 0.078799 | 0.902 | 1.078
Solar Generation Cap 20% - WECC_SF v5.14 | 1259 | 6533 | Generation Constraint in GWh | FALSE | L | Annual | Qualifying Generation | TWh | 0.078799 | 0.078799 | 0.078799 | 0.078799 | 0.078799 | 0.902 | 1.078
Solar Generation Cap 20% - WECC_SF v5.14 | 1259 | 6533 | Generation Constraint in GWh | FALSE | L | Annual | Rate | lb/MWh | 0 | 0 | 0 | 0 | 0 | 0 | 0
Solar Generation Cap 20% - WECC_SF v5.14 | 1259 | 6533 | Generation Constraint in GWh | FALSE | L | Annual | Constraint Shadow Price | US2011$/MWh | 0 | 0 | 0 | 0 | 0 | 0 | 0
Solar Generation Cap 20% - WECC_SNV v5.14 | 1260 | 6534 | Generation Constraint in GWh | FALSE | L | Annual | Seasons Included | Seasons | Winter, Summer | Winter, Summer | Winter, Summer | Winter, Summer | Winter, Summer | Winter, Summer | Winter, Summer
Solar Generation Cap 20% - WECC_SNV v5.14 | 1260 | 6534 | Generation Constraint in GWh | FALSE | L | Annual | Standard GWh | GWh | 4306 | 4410 | 4490 | 4713 | 4954 | 5447 | 5990
Solar Generation Cap 20% - WECC_SNV v5.14 | 1260 | 6534 | Generation Constraint in GWh | FALSE | L | Annual | Emissions at Affected Plants | GWh | 2841.7628 | 3634.2975 | 3634.2975 | 3634.2975 | 3634.2975 | 5447 | 5990
Solar Generation Cap 20% - WECC_SNV v5.14 | 1260 | 6534 | Generation Constraint in GWh | FALSE | L | Annual | Allowances Purchased | GWh | 0 | 0 | 0 | 0 | 0 | 0 | 0
Solar Generation Cap 20% - WECC_SNV v5.14 | 1260 | 6534 | Generation Constraint in GWh | FALSE | L | Annual | Allowances Sold | GWh | 0 | 0 | 0 | 0 | 0 | 0 | 0
Solar Generation Cap 20% - WECC_SNV v5.14 | 1260 | 6534 | Generation Constraint in GWh | FALSE | L | Annual | Allowances Banked | GWh | 0 | 0 | 0 | 0 | 0 | 0 | 0
Solar Generation Cap 20% - WECC_SNV v5.14 | 1260 | 6534 | Generation Constraint in GWh | FALSE | L | Annual | Allowances Withdrawn (1:1) | GWh | 0 | 0 | 0 | 0 | 0 | 0 | 0
Solar Generation Cap 20% - WECC_SNV v5.14 | 1260 | 6534 | Generation Constraint in GWh | FALSE | L | Annual | Allowances Withdrawn (n:1) | GWh | 0 | 0 | 0 | 0 | 0 | 0 | 0
Solar Generation Cap 20% - WECC_SNV v5.14 | 1260 | 6534 | Generation Constraint in GWh | FALSE | L | Annual | Net Emissions Allowance Position | GWh | 2841.7628 | 3634.2975 | 3634.2975 | 3634.2975 | 3634.2975 | 5447 | 5990
Solar Generation Cap 20% - WECC_SNV v5.14 | 1260 | 6534 | Generation Constraint in GWh | FALSE | L | Annual | Fuel Consumed | TBtu | 0 | 0 | 0 | 0 | 0 | 0 | 0
Solar Generation Cap 20% - WECC_SNV v5.14 | 1260 | 6534 | Generation Constraint in GWh | FALSE | L | Annual | Heat Rate | MMBtu/MWh | 0 | 0 | 0 | 0 | 0 | 0 | 0
Solar Generation Cap 20% - WECC_SNV v5.14 | 1260 | 6534 | Generation Constraint in GWh | FALSE | L | Annual | Generation | TWh | 2.8418 | 3.6343 | 3.6343 | 3.6343 | 3.6343 | 5.447 | 5.99
Solar Generation Cap 20% - WECC_SNV v5.14 | 1260 | 6534 | Generation Constraint in GWh | FALSE | L | Annual | Qualifying Generation | TWh | 2.8418 | 3.6343 | 3.6343 | 3.6343 | 3.6343 | 5.447 | 5.99
Solar Generation Cap 20% - WECC_SNV v5.14 | 1260 | 6534 | Generation Constraint in GWh | FALSE | L | Annual | Rate | lb/MWh | 0 | 0 | 0 | 0 | 0 | 0 | 0
Solar Generation Cap 20% - WECC_SNV v5.14 | 1260 | 6534 | Generation Constraint in GWh | FALSE | L | Annual | Constraint Shadow Price | US2011$/MWh | 0 | 0 | 0 | 0 | 0 | 10.772 | 18.33
Solar Generation Cap 20% - WECC_UT v5.14 | 1261 | 6535 | Generation Constraint in GWh | FALSE | L | Annual | Seasons Included | Seasons | Winter, Summer | Winter, Summer | Winter, Summer | Winter, Summer | Winter, Summer | Winter, Summer | Winter, Summer
Solar Generation Cap 20% - WECC_UT v5.14 | 1261 | 6535 | Generation Constraint in GWh | FALSE | L | Annual | Standard GWh | GWh | 7377 | 7550 | 7671 | 7990 | 8289 | 8891 | 9538
Solar Generation Cap 20% - WECC_UT v5.14 | 1261 | 6535 | Generation Constraint in GWh | FALSE | L | Annual | Emissions at Affected Plants | GWh | 349.1684 | 349.1684 | 349.1684 | 349.1684 | 349.1684 | 8891 | 9538
Solar Generation Cap 20% - WECC_UT v5.14 | 1261 | 6535 | Generation Constraint in GWh | FALSE | L | Annual | Allowances Purchased | GWh | 0 | 0 | 0 | 0 | 0 | 0 | 0
Solar Generation Cap 20% - WECC_UT v5.14 | 1261 | 6535 | Generation Constraint in GWh | FALSE | L | Annual | Allowances Sold | GWh | 0 | 0 | 0 | 0 | 0 | 0 | 0
Solar Generation Cap 20% - WECC_UT v5.14 | 1261 | 6535 | Generation Constraint in GWh | FALSE | L | Annual | Allowances Banked | GWh | 0 | 0 | 0 | 0 | 0 | 0 | 0
Solar Generation Cap 20% - WECC_UT v5.14 | 1261 | 6535 | Generation Constraint in GWh | FALSE | L | Annual | Allowances Withdrawn (1:1) | GWh | 0 | 0 | 0 | 0 | 0 | 0 | 0
Solar Generation Cap 20% - WECC_UT v5.14 | 1261 | 6535 | Generation Constraint in GWh | FALSE | L | Annual | Allowances Withdrawn (n:1) | GWh | 0 | 0 | 0 | 0 | 0 | 0 | 0
Solar Generation Cap 20% - WECC_UT v5.14 | 1261 | 6535 | Generation Constraint in GWh | FALSE | L | Annual | Net Emissions Allowance Position | GWh | 349.1684 | 349.1684 | 349.1684 | 349.1684 | 349.1684 | 8891 | 9538
Solar Generation Cap 20% - WECC_UT v5.14 | 1261 | 6535 | Generation Constraint in GWh | FALSE | L | Annual | Fuel Consumed | TBtu | 0 | 0 | 0 | 0 | 0 | 0 | 0
Solar Generation Cap 20% - WECC_UT v5.14 | 1261 | 6535 | Generation Constraint in GWh | FALSE | L | Annual | Heat Rate | MMBtu/MWh | 0 | 0 | 0 | 0 | 0 | 0 | 0
Solar Generation Cap 20% - WECC_UT v5.14 | 1261 | 6535 | Generation Constraint in GWh | FALSE | L | Annual | Generation | TWh | 0.34917 | 0.34917 | 0.34917 | 0.34917 | 0.34917 | 8.891 | 9.538
Solar Generation Cap 20% - WECC_UT v5.14 | 1261 | 6535 | Generation Constraint in GWh | FALSE | L | Annual | Qualifying Generation | TWh | 0.34917 | 0.34917 | 0.34917 | 0.34917 | 0.34917 | 8.891 | 9.538
Solar Generation Cap 20% - WECC_UT v5.14 | 1261 | 6535 | Generation Constraint in GWh | FALSE | L | Annual | Rate | lb/MWh | 0 | 0 | 0 | 0 | 0 | 0 | 0
Solar Generation Cap 20% - WECC_UT v5.14 | 1261 | 6535 | Generation Constraint in GWh | FALSE | L | Annual | Constraint Shadow Price | US2011$/MWh | 0 | 0 | 0 | 0 | 0 | 0.66667 | 5.2991
Solar Generation Cap 20% - WECC_WY v5.14 | 1262 | 6536 | Generation Constraint in GWh | FALSE | L | Annual | Seasons Included | Seasons | Winter, Summer | Winter, Summer | Winter, Summer | Winter, Summer | Winter, Summer | Winter, Summer | Winter, Summer
Solar Generation Cap 20% - WECC_WY v5.14 | 1262 | 6536 | Generation Constraint in GWh | FALSE | L | Annual | Standard GWh | GWh | 2370 | 2432 | 2477 | 2591 | 2700 | 2917 | 3151
Solar Generation Cap 20% - WECC_WY v5.14 | 1262 | 6536 | Generation Constraint in GWh | FALSE | L | Annual | Emissions at Affected Plants | GWh | 0 | 0 | 0 | 0 | 0 | 0 | 0
Solar Generation Cap 20% - WECC_WY v5.14 | 1262 | 6536 | Generation Constraint in GWh | FALSE | L | Annual | Allowances Purchased | GWh | 0 | 0 | 0 | 0 | 0 | 0 | 0
Solar Generation Cap 20% - WECC_WY v5.14 | 1262 | 6536 | Generation Constraint in GWh | FALSE | L | Annual | Allowances Sold | GWh | 0 | 0 | 0 | 0 | 0 | 0 | 0
Solar Generation Cap 20% - WECC_WY v5.14 | 1262 | 6536 | Generation Constraint in GWh | FALSE | L | Annual | Allowances Banked | GWh | 0 | 0 | 0 | 0 | 0 | 0 | 0
Solar Generation Cap 20% - WECC_WY v5.14 | 1262 | 6536 | Generation Constraint in GWh | FALSE | L | Annual | Allowances Withdrawn (1:1) | GWh | 0 | 0 | 0 | 0 | 0 | 0 | 0
Solar Generation Cap 20% - WECC_WY v5.14 | 1262 | 6536 | Generation Constraint in GWh | FALSE | L | Annual | Allowances Withdrawn (n:1) | GWh | 0 | 0 | 0 | 0 | 0 | 0 | 0
Solar Generation Cap 20% - WECC_WY v5.14 | 1262 | 6536 | Generation Constraint in GWh | FALSE | L | Annual | Net Emissions Allowance Position | GWh | 0 | 0 | 0 | 0 | 0 | 0 | 0
Solar Generation Cap 20% - WECC_WY v5.14 | 1262 | 6536 | Generation Constraint in GWh | FALSE | L | Annual | Fuel Consumed | TBtu | 0 | 0 | 0 | 0 | 0 | 0 | 0
Solar Generation Cap 20% - WECC_WY v5.14 | 1262 | 6536 | Generation Constraint in GWh | FALSE | L | Annual | Heat Rate | MMBtu/MWh | 0 | 0 | 0 | 0 | 0 | 0 | 0
Solar Generation Cap 20% - WECC_WY v5.14 | 1262 | 6536 | Generation Constraint in GWh | FALSE | L | Annual | Generation | TWh | 0 | 0 | 0 | 0 | 0 | 0 | 0
Solar Generation Cap 20% - WECC_WY v5.14 | 1262 | 6536 | Generation Constraint in GWh | FALSE | L | Annual | Qualifying Generation | TWh | 0 | 0 | 0 | 0 | 0 | 0 | 0
Solar Generation Cap 20% - WECC_WY v5.14 | 1262 | 6536 | Generation Constraint in GWh | FALSE | L | Annual | Rate | lb/MWh | 0 | 0 | 0 | 0 | 0 | 0 | 0
Solar Generation Cap 20% - WECC_WY v5.14 | 1262 | 6536 | Generation Constraint in GWh | FALSE | L | Annual | Constraint Shadow Price | US2011$/MWh | 0 | 0 | 0 | 0 | 0 | 0 | 0
State Niagara Mohawk Power - NOX Cap Annual v3.1 | 1263 | 1890 | Rate Constraint in MTons | FALSE | L | Annual | Seasons Included | Seasons | Winter, Summer | Winter, Summer | Winter, Summer | Winter, Summer | Winter, Summer | Winter, Summer | Winter, Summer
State Niagara Mohawk Power - NOX Cap Annual v3.1 | 1263 | 1890 | Rate Constraint in MTons | FALSE | L | Annual | Standard NOX | Thousand Tons | 3.241 | 3.241 | 3.241 | 3.241 | 3.241 | 3.241 | 3.241
State Niagara Mohawk Power - NOX Cap Annual v3.1 | 1263 | 1890 | Rate Constraint in MTons | FALSE | L | Annual | Emissions at Affected Plants NOX | Thousand Tons | 0 | 0 | 0 | 0 | 0 | 0 | 0
State Niagara Mohawk Power - NOX Cap Annual v3.1 | 1263 | 1890 | Rate Constraint in MTons | FALSE | L | Annual | Allowances Purchased NOX | Thousand Tons | 0 | 0 | 0 | 0 | 0 | 0 | 0
State Niagara Mohawk Power - NOX Cap Annual v3.1 | 1263 | 1890 | Rate Constraint in MTons | FALSE | L | Annual | Allowances Sold NOX | Thousand Tons | 0 | 0 | 0 | 0 | 0 | 0 | 0
State Niagara Mohawk Power - NOX Cap Annual v3.1 | 1263 | 1890 | Rate Constraint in MTons | FALSE | L | Annual | Allowances Banked | Thousand Tons | 0 | 0 | 0 | 0 | 0 | 0 | 0
State Niagara Mohawk Power - NOX Cap Annual v3.1 | 1263 | 1890 | Rate Constraint in MTons | FALSE | L | Annual | Allowances Withdrawn (1:1) | Thousand Tons | 0 | 0 | 0 | 0 | 0 | 0 | 0
State Niagara Mohawk Power - NOX Cap Annual v3.1 | 1263 | 1890 | Rate Constraint in MTons | FALSE | L | Annual | Allowances Withdrawn (n:1) | Thousand Tons | 0 | 0 | 0 | 0 | 0 | 0 | 0
State Niagara Mohawk Power - NOX Cap Annual v3.1 | 1263 | 1890 | Rate Constraint in MTons | FALSE | L | Annual | Net Emissions Allowance Position | Thousand Tons | 0 | 0 | 0 | 0 | 0 | 0 | 0
State Niagara Mohawk Power - NOX Cap Annual v3.1 | 1263 | 1890 | Rate Constraint in MTons | FALSE | L | Annual | Fuel Consumed | TBtu | 0 | 0 | 0 | 0 | 0 | 0 | 0
State Niagara Mohawk Power - NOX Cap Annual v3.1 | 1263 | 1890 | Rate Constraint in MTons | FALSE | L | Annual | Rate | lb/MMBtu | 0 | 0 | 0 | 0 | 0 | 0 | 0
State Niagara Mohawk Power - NOX Cap Annual v3.1 | 1263 | 1890 | Rate Constraint in MTons | FALSE | L | Annual | Generation | TWh | 0 | 0 | 0 | 0 | 0 | 0 | 0
State Niagara Mohawk Power - NOX Cap Annual v3.1 | 1263 | 1890 | Rate Constraint in MTons | FALSE | L | Annual | Qualifying Generation | TWh | 0 | 0 | 0 | 0 | 0 | 0 | 0
State Niagara Mohawk Power - NOX Cap Annual v3.1 | 1263 | 1890 | Rate Constraint in MTons | FALSE | L | Annual | Rate | lb/MWh | 0 | 0 | 0 | 0 | 0 | 0 | 0
State Niagara Mohawk Power - NOX Cap Annual v3.1 | 1263 | 1890 | Rate Constraint in MTons | FALSE | L | Annual | Constraint Shadow Price | US2011$/Ton | 0 | 0 | 0 | 0 | 0 | 0 | 0
State Niagara Mohawk Power - SO2 Cap Annual v3.1 | 1264 | 1891 | Rate Constraint in MTons | FALSE | L | Annual | Seasons Included | Seasons | Winter, Summer | Winter, Summer | Winter, Summer | Winter, Summer | Winter, Summer | Winter, Summer | Winter, Summer
State Niagara Mohawk Power - SO2 Cap Annual v3.1 | 1264 | 1891 | Rate Constraint in MTons | FALSE | L | Annual | Standard SO2 | Thousand Tons | 14.169 | 14.169 | 14.169 | 14.169 | 14.169 | 14.169 | 14.169
State Niagara Mohawk Power - SO2 Cap Annual v3.1 | 1264 | 1891 | Rate Constraint in MTons | FALSE | L | Annual | Emissions at Affected Plants SO2 | Thousand Tons | 0 | 0 | 0 | 0 | 0 | 0 | 0
State Niagara Mohawk Power - SO2 Cap Annual v3.1 | 1264 | 1891 | Rate Constraint in MTons | FALSE | L | Annual | Allowances Purchased SO2 | Thousand Tons | 0 | 0 | 0 | 0 | 0 | 0 | 0
State Niagara Mohawk Power - SO2 Cap Annual v3.1 | 1264 | 1891 | Rate Constraint in MTons | FALSE | L | Annual | Allowances Sold SO2 | Thousand Tons | 0 | 0 | 0 | 0 | 0 | 0 | 0
State Niagara Mohawk Power - SO2 Cap Annual v3.1 | 1264 | 1891 | Rate Constraint in MTons | FALSE | L | Annual | Allowances Banked | Thousand Tons | 0 | 0 | 0 | 0 | 0 | 0 | 0
State Niagara Mohawk Power - SO2 Cap Annual v3.1 | 1264 | 1891 | Rate Constraint in MTons | FALSE | L | Annual | Allowances Withdrawn (1:1) | Thousand Tons | 0 | 0 | 0 | 0 | 0 | 0 | 0
State Niagara Mohawk Power - SO2 Cap Annual v3.1 | 1264 | 1891 | Rate Constraint in MTons | FALSE | L | Annual | Allowances Withdrawn (n:1) | Thousand Tons | 0 | 0 | 0 | 0 | 0 | 0 | 0
State Niagara Mohawk Power - SO2 Cap Annual v3.1 | 1264 | 1891 | Rate Constraint in MTons | FALSE | L | Annual | Net Emissions Allowance Position | Thousand Tons | 0 | 0 | 0 | 0 | 0 | 0 | 0
State Niagara Mohawk Power - SO2 Cap Annual v3.1 | 1264 | 1891 | Rate Constraint in MTons | FALSE | L | Annual | Fuel Consumed | TBtu | 0 | 0 | 0 | 0 | 0 | 0 | 0
State Niagara Mohawk Power - SO2 Cap Annual v3.1 | 1264 | 1891 | Rate Constraint in MTons | FALSE | L | Annual | Rate | lb/MMBtu | 0 | 0 | 0 | 0 | 0 | 0 | 0
State Niagara Mohawk Power - SO2 Cap Annual v3.1 | 1264 | 1891 | Rate Constraint in MTons | FALSE | L | Annual | Generation | TWh | 0 | 0 | 0 | 0 | 0 | 0 | 0
State Niagara Mohawk Power - SO2 Cap Annual v3.1 | 1264 | 1891 | Rate Constraint in MTons | FALSE | L | Annual | Qualifying Generation | TWh | 0 | 0 | 0 | 0 | 0 | 0 | 0
State Niagara Mohawk Power - SO2 Cap Annual v3.1 | 1264 | 1891 | Rate Constraint in MTons | FALSE | L | Annual | Rate | lb/MWh | 0 | 0 | 0 | 0 | 0 | 0 | 0
State Niagara Mohawk Power - SO2 Cap Annual v3.1 | 1264 | 1891 | Rate Constraint in MTons | FALSE | L | Annual | Constraint Shadow Price | US2011$/Ton | 0 | 0 | 0 | 0 | 0 | 0 | 0
Texas East - NOX Cap Annual v3.1 | 1265 | 1901 | Rate Constraint in MTons | FALSE | L | Annual | Seasons Included | Seasons | Winter, Summer | Winter, Summer | Winter, Summer | Winter, Summer | Winter, Summer | Winter, Summer | Winter, Summer
Texas East - NOX Cap Annual v3.1 | 1265 | 1901 | Rate Constraint in MTons | FALSE | L | Annual | Standard NOX | Thousand Tons | 84.484 | 84.484 | 84.484 | 84.484 | 84.484 | 84.484 | 84.484
Texas East - NOX Cap Annual v3.1 | 1265 | 1901 | Rate Constraint in MTons | FALSE | L | Annual | Emissions at Affected Plants NOX | Thousand Tons | 10.0668 | 10.1519 | 15.1636 | 12.799 | 12.3795 | 5.5206 | 5.4871
Texas East - NOX Cap Annual v3.1 | 1265 | 1901 | Rate Constraint in MTons | FALSE | L | Annual | Allowances Purchased NOX | Thousand Tons | 0 | 0 | 0 | 0 | 0 | 0 | 0
Texas East - NOX Cap Annual v3.1 | 1265 | 1901 | Rate Constraint in MTons | FALSE | L | Annual | Allowances Sold NOX | Thousand Tons | 0 | 0 | 0 | 0 | 0 | 0 | 0
Texas East - NOX Cap Annual v3.1 | 1265 | 1901 | Rate Constraint in MTons | FALSE | L | Annual | Allowances Banked | Thousand Tons | 0 | 74.3321 | 0 | 71.685 | 72.1046 | 78.9634 | 0
Texas East - NOX Cap Annual v3.1 | 1265 | 1901 | Rate Constraint in MTons | FALSE | L | Annual | Allowances Withdrawn (1:1) | Thousand Tons | 0 | 0 | -18.583 | 0 | 0 | 0 | 0
Texas East - NOX Cap Annual v3.1 | 1265 | 1901 | Rate Constraint in MTons | FALSE | L | Annual | Allowances Withdrawn (n:1) | Thousand Tons | 0 | 0 | 0 | 0 | 0 | 0 | 0
Texas East - NOX Cap Annual v3.1 | 1265 | 1901 | Rate Constraint in MTons | FALSE | L | Annual | Net Emissions Allowance Position | Thousand Tons | 10.0668 | 84.484 | -3.4194 | 84.484 | 84.484 | 84.484 | 5.4871
Texas East - NOX Cap Annual v3.1 | 1265 | 1901 | Rate Constraint in MTons | FALSE | L | Annual | Fuel Consumed | TBtu | 171.5867 | 171.7769 | 248.3775 | 230.9999 | 222.0429 | 84.0919 | 83.581
Texas East - NOX Cap Annual v3.1 | 1265 | 1901 | Rate Constraint in MTons | FALSE | L | Annual | Rate | lb/MMBtu | 0.11734 | 0.1182 | 0.1221 | 0.11081 | 0.11151 | 0.1313 | 0.1313
Texas East - NOX Cap Annual v3.1 | 1265 | 1901 | Rate Constraint in MTons | FALSE | L | Annual | Generation | TWh | 15.1436 | 15.1845 | 22.1142 | 20.5359 | 19.756 | 7.5359 | 7.4899
Texas East - NOX Cap Annual v3.1 | 1265 | 1901 | Rate Constraint in MTons | FALSE | L | Annual | Qualifying Generation | TWh | 15.1436 | 15.1845 | 22.1142 | 20.5359 | 19.756 | 7.5359 | 7.4899
Texas East - NOX Cap Annual v3.1 | 1265 | 1901 | Rate Constraint in MTons | FALSE | L | Annual | Rate | lb/MWh | 1.3295 | 1.3371 | 1.3714 | 1.2465 | 1.2532 | 1.4652 | 1.4652
Texas East - NOX Cap Annual v3.1 | 1265 | 1901 | Rate Constraint in MTons | FALSE | L | Annual | Constraint Shadow Price | US2011$/Ton | 0 | 0 | 0 | 0 | 0 | 0 | 0
Texas East - SO2 Cap Annual v3.1 | 1266 | 1902 | Rate Constraint in MTons | FALSE | L | Annual | Seasons Included | Seasons | Winter, Summer | Winter, Summer | Winter, Summer | Winter, Summer | Winter, Summer | Winter, Summer | Winter, Summer
Texas East - SO2 Cap Annual v3.1 | 1266 | 1902 | Rate Constraint in MTons | FALSE | L | Annual | Standard SO2 | Thousand Tons | 273.95 | 273.95 | 273.95 | 273.95 | 273.95 | 273.95 | 273.95
Texas East - SO2 Cap Annual v3.1 | 1266 | 1902 | Rate Constraint in MTons | FALSE | L | Annual | Emissions at Affected Plants SO2 | Thousand Tons | 0 | 0 | 0 | 0 | 0 | 0 | 0
Texas East - SO2 Cap Annual v3.1 | 1266 | 1902 | Rate Constraint in MTons | FALSE | L | Annual | Allowances Purchased SO2 | Thousand Tons | 0 | 0 | 0 | 0 | 0 | 0 | 0
Texas East - SO2 Cap Annual v3.1 | 1266 | 1902 | Rate Constraint in MTons | FALSE | L | Annual | Allowances Sold SO2 | Thousand Tons | 0 | 0 | 0 | 0 | 0 | 0 | 0
Texas East - SO2 Cap Annual v3.1 | 1266 | 1902 | Rate Constraint in MTons | FALSE | L | Annual | Allowances Banked | Thousand Tons | 273.95 | 273.95 | 479.4125 | 657.48 | 821.85 | 684.875 | 0
Texas East - SO2 Cap Annual v3.1 | 1266 | 1902 | Rate Constraint in MTons | FALSE | L | Annual | Allowances Withdrawn (1:1) | Thousand Tons | 0 | 0 | 0 | 0 | 0 | 0 | 0
Texas East - SO2 Cap Annual v3.1 | 1266 | 1902 | Rate Constraint in MTons | FALSE | L | Annual | Allowances Withdrawn (n:1) | Thousand Tons | 0 | 0 | -205462.5 | -383530.0057 | -547900.0163 | -410925.0122 | 0
Texas East - SO2 Cap Annual v3.1 | 1266 | 1902 | Rate Constraint in MTons | FALSE | L | Annual | Net Emissions Allowance Position | Thousand Tons | 273.95 | 273.95 | -204983.0875 | -382872.5257 | -547078.1663 | -410240.1372 | 0
Texas East - SO2 Cap Annual v3.1 | 1266 | 1902 | Rate Constraint in MTons | FALSE | L | Annual | Fuel Consumed | TBtu | 54.6062 | 51.9643 | 46.0155 | 44.6409 | 31.2099 | 0 | 0
Texas East - SO2 Cap Annual v3.1 | 1266 | 1902 | Rate Constraint in MTons | FALSE | L | Annual | Rate | lb/MMBtu | 0 | 0 | 0 | 0 | 0 | 0 | 0
Texas East - SO2 Cap Annual v3.1 | 1266 | 1902 | Rate Constraint in MTons | FALSE | L | Annual | Generation | TWh | 4.7773 | 4.5587 | 4.0538 | 3.8822 | 2.668 | 0 | 0
Texas East - SO2 Cap Annual v3.1 | 1266 | 1902 | Rate Constraint in MTons | FALSE | L | Annual | Qualifying Generation | TWh | 4.7773 | 4.5587 | 4.0538 | 3.8822 | 2.668 | 0 | 0
Texas East - SO2 Cap Annual v3.1 | 1266 | 1902 | Rate Constraint in MTons | FALSE | L | Annual | Rate | lb/MWh | 0 | 0 | 0 | 0 | 0 | 0 | 0
Texas East - SO2 Cap Annual v3.1 | 1266 | 1902 | Rate Constraint in MTons | FALSE | L | Annual | Constraint Shadow Price | US2011$/Ton | 0 | 0 | 0 | 0 | 0 | 0 | 0
Texas El Paso - NOX Cap Annual v3.1 | 1267 | 1904 | Rate Constraint in MTons | FALSE | L | Annual | Seasons Included | Seasons | Winter, Summer | Winter, Summer | Winter, Summer | Winter, Summer | Winter, Summer | Winter, Summer | Winter, Summer
Texas El Paso - NOX Cap Annual v3.1 | 1267 | 1904 | Rate Constraint in MTons | FALSE | L | Annual | Standard NOX | Thousand Tons | 1.06 | 1.06 | 1.06 | 1.06 | 1.06 | 1.06 | 1.06
Texas El Paso - NOX Cap Annual v3.1 | 1267 | 1904 | Rate Constraint in MTons | FALSE | L | Annual | Emissions at Affected Plants NOX | Thousand Tons | 0.49456 | 0.4834 | 0 | 0 | 0 | 0 | 0
Texas El Paso - NOX Cap Annual v3.1 | 1267 | 1904 | Rate Constraint in MTons | FALSE | L | Annual | Allowances Purchased NOX | Thousand Tons | 0 | 0 | 0 | 0 | 0 | 0 | 0
Texas El Paso - NOX Cap Annual v3.1 | 1267 | 1904 | Rate Constraint in MTons | FALSE | L | Annual | Allowances Sold NOX | Thousand Tons | 0 | 0 | 0 | 0 | 0 | 0 | 0
Texas El Paso - NOX Cap Annual v3.1 | 1267 | 1904 | Rate Constraint in MTons | FALSE | L | Annual | Allowances Banked | Thousand Tons | 0 | 0.5766 | 0 | 0 | 0 | 0 | 0
Texas El Paso - NOX Cap Annual v3.1 | 1267 | 1904 | Rate Constraint in MTons | FALSE | L | Annual | Allowances Withdrawn (1:1) | Thousand Tons | 0 | 0 | 0 | 0 | 0 | 0 | -0.064066
Texas El Paso - NOX Cap Annual v3.1 | 1267 | 1904 | Rate Constraint in MTons | FALSE | L | Annual | Allowances Withdrawn (n:1) | Thousand Tons | 0 | 0 | 0 | 0 | 0 | 0 | 0
Texas El Paso - NOX Cap Annual v3.1 | 1267 | 1904 | Rate Constraint in MTons | FALSE | L | Annual | Net Emissions Allowance Position | Thousand Tons | 0.49456 | 1.06 | 0 | 0 | 0 | 0 | -0.064066
Texas El Paso - NOX Cap Annual v3.1 | 1267 | 1904 | Rate Constraint in MTons | FALSE | L | Annual | Fuel Consumed | TBtu | 5.9276 | 5.8036 | 0 | 0 | 0 | 0 | 0
Texas El Paso - NOX Cap Annual v3.1 | 1267 | 1904 | Rate Constraint in MTons | FALSE | L | Annual | Rate | lb/MMBtu | 0.16687 | 0.16659 | 0 | 0 | 0 | 0 | 0
Texas El Paso - NOX Cap Annual v3.1 | 1267 | 1904 | Rate Constraint in MTons | FALSE | L | Annual | Generation | TWh | 0.5215 | 0.50925 | 0 | 0 | 0 | 0 | 0
Texas El Paso - NOX Cap Annual v3.1 | 1267 | 1904 | Rate Constraint in MTons | FALSE | L | Annual | Qualifying Generation | TWh | 0.5215 | 0.50925 | 0 | 0 | 0 | 0 | 0
Texas El Paso - NOX Cap Annual v3.1 | 1267 | 1904 | Rate Constraint in MTons | FALSE | L | Annual | Rate | lb/MWh | 1.8967 | 1.8985 | 0 | 0 | 0 | 0 | 0
Texas El Paso - NOX Cap Annual v3.1 | 1267 | 1904 | Rate Constraint in MTons | FALSE | L | Annual | Constraint Shadow Price | US2011$/Ton | 0 | 0 | 0 | 0 | 0 | 0 | 0
Texas Houston - NOX Cap Annual v3.1 | 1268 | 1905 | Rate Constraint in MTons | FALSE | L | Annual | Seasons Included | Seasons | Winter, Summer | Winter, Summer | Winter, Summer | Winter, Summer | Winter, Summer | Winter, Summer | Winter, Summer
Texas Houston - NOX Cap Annual v3.1 | 1268 | 1905 | Rate Constraint in MTons | FALSE | L | Annual | Standard NOX | Thousand Tons | 17.57 | 17.57 | 17.57 | 17.57 | 17.57 | 17.57 | 17.57
Texas Houston - NOX Cap Annual v3.1 | 1268 | 1905 | Rate Constraint in MTons | FALSE | L | Annual | Emissions at Affected Plants NOX | Thousand Tons | 7.2905 | 7.0114 | 9.191 | 9.0192 | 9.19 | 6.1821 | 6.2721
Texas Houston - NOX Cap Annual v3.1 | 1268 | 1905 | Rate Constraint in MTons | FALSE | L | Annual | Allowances Purchased NOX | Thousand Tons | 0 | 0 | 0 | 0 | 0 | 0 | 0
Texas Houston - NOX Cap Annual v3.1 | 1268 | 1905 | Rate Constraint in MTons | FALSE | L | Annual | Allowances Sold NOX | Thousand Tons | 0 | 0 | 0 | 0 | 0 | 0 | 0
Texas Houston - NOX Cap Annual v3.1 | 1268 | 1905 | Rate Constraint in MTons | FALSE | L | Annual | Allowances Banked | Thousand Tons | 0 | 10.5586 | 0 | 0 | 0 | 0 | 0
Texas Houston - NOX Cap Annual v3.1 | 1268 | 1905 | Rate Constraint in MTons | FALSE | L | Annual | Allowances Withdrawn (1:1) | Thousand Tons | 0 | 0 | -2.6397 | 0 | 0 | 0 | 0
Texas Houston - NOX Cap Annual v3.1 | 1268 | 1905 | Rate Constraint in MTons | FALSE | L | Annual | Allowances Withdrawn (n:1) | Thousand Tons | 0 | 0 | 0 | 0 | 0 | 0 | 0
Texas Houston - NOX Cap Annual v3.1 | 1268 | 1905 | Rate Constraint in MTons | FALSE | L | Annual | Net Emissions Allowance Position | Thousand Tons | 7.2905 | 17.57 | 6.5513 | 9.0192 | 9.19 | 6.1821 | 6.2721
Texas Houston - NOX Cap Annual v3.1 | 1268 | 1905 | Rate Constraint in MTons | FALSE | L | Annual | Fuel Consumed | TBtu | 366.7011 | 345.8474 | 429.9223 | 421.948 | 433.565 | 311.5213 | 318.9773
Texas Houston - NOX Cap Annual v3.1 | 1268 | 1905 | Rate Constraint in MTons | FALSE | L | Annual | Rate | lb/MMBtu | 0.039763 | 0.040546 | 0.042756 | 0.04275 | 0.042393 | 0.03969 | 0.039326
Texas Houston - NOX Cap Annual v3.1 | 1268 | 1905 | Rate Constraint in MTons | FALSE | L | Annual | Generation | TWh | 52.3237 | 49.6425 | 57.3598 | 56.5062 | 57.4865 | 45.9834 | 47.1881
Texas Houston - NOX Cap Annual v3.1 | 1268 | 1905 | Rate Constraint in MTons | FALSE | L | Annual | Qualifying Generation | TWh | 52.3237 | 49.6425 | 57.3598 | 56.5062 | 57.4865 | 45.9834 | 47.1881
Texas Houston - NOX Cap Annual v3.1 | 1268 | 1905 | Rate Constraint in MTons | FALSE | L | Annual | Rate | lb/MWh | 0.27867 | 0.28247 | 0.32047 | 0.31923 | 0.31973 | 0.26888 | 0.26583
Texas Houston - NOX Cap Annual v3.1 | 1268 | 1905 | Rate Constraint in MTons | FALSE | L | Annual | Constraint Shadow Price | US2011$/Ton | 0 | 0 | 0 | 0 | 0 | 0 | 0
Texas West - NOX Cap Annual v3.1 | 1269 | 1906 | Rate Constraint in MTons | FALSE | L | Annual | Seasons Included | Seasons | Winter, Summer | Winter, Summer | Winter, Summer | Winter, Summer | Winter, Summer | Winter, Summer | Winter, Summer
Texas West - NOX Cap Annual v3.1 | 1269 | 1906 | Rate Constraint in MTons | FALSE | L | Annual | Standard NOX | Thousand Tons | 18.1 | 18.1 | 18.1 | 18.1 | 18.1 | 18.1 | 18.1
Texas West - NOX Cap Annual v3.1 | 1269 | 1906 | Rate Constraint in MTons | FALSE | L | Annual | Emissions at Affected Plants NOX | Thousand Tons | 2.3416 | 1.7121 | 1.3868 | 0.78529 | 0.78529 | 0 | 0
Texas West - NOX Cap Annual v3.1 | 1269 | 1906 | Rate Constraint in MTons | FALSE | L | Annual | Allowances Purchased NOX | Thousand Tons | 0 | 0 | 0 | 0 | 0 | 0 | 0
Texas West - NOX Cap Annual v3.1 | 1269 | 1906 | Rate Constraint in MTons | FALSE | L | Annual | Allowances Sold NOX | Thousand Tons | 0 | 0 | 0 | 0 | 0 | 0 | 0
Texas West - NOX Cap Annual v3.1 | 1269 | 1906 | Rate Constraint in MTons | FALSE | L | Annual | Allowances Banked | Thousand Tons | 0 | 16.3879 | 0 | 0 | 0 | 0 | 0
Texas West - NOX Cap Annual v3.1 | 1269 | 1906 | Rate Constraint in MTons | FALSE | L | Annual | Allowances Withdrawn (1:1) | Thousand Tons | 0 | 0 | 0 | 0 | 0 | 0 | 0
Texas West - NOX Cap Annual v3.1 | 1269 | 1906 | Rate Constraint in MTons | FALSE | L | Annual | Allowances Withdrawn (n:1) | Thousand Tons | 0 | 0 | -4096.9679 | 0 | 0 | 0 | 0
Texas West - NOX Cap Annual v3.1 | 1269 | 1906 | Rate Constraint in MTons | FALSE | L | Annual | Net Emissions Allowance Position | Thousand Tons | 2.3416 | 18.1 | -4095.5811 | 0.78529 | 0.78529 | 0 | 0
Texas West - NOX Cap Annual v3.1 | 1269 | 1906 | Rate Constraint in MTons | FALSE | L | Annual | Fuel Consumed | TBtu | 31.1299 | 25.7129 | 18.8495 | 7.5375 | 7.5375 | 0 | 0
Texas West - NOX Cap Annual v3.1 | 1269 | 1906 | Rate Constraint in MTons | FALSE | L | Annual | Rate | lb/MMBtu | 0.15044 | 0.13317 | 0.14715 | 0.20837 | 0.20837 | 0 | 0
Texas West - NOX Cap Annual v3.1 | 1269 | 1906 | Rate Constraint in MTons | FALSE | L | Annual | Generation | TWh | 2.9264 | 2.4857 | 1.7532 | 0.62205 | 0.62205 | 0 | 0
Texas West - NOX Cap Annual v3.1 | 1269 | 1906 | Rate Constraint in MTons | FALSE | L | Annual | Qualifying Generation | TWh | 2.9264 | 2.4857 | 1.7532 | 0.62205 | 0.62205 | 0 | 0
Texas West - NOX Cap Annual v3.1 | 1269 | 1906 | Rate Constraint in MTons | FALSE | L | Annual | Rate | lb/MWh | 1.6003 | 1.3776 | 1.582 | 2.5249 | 2.5249 | 0 | 0
Texas West - NOX Cap Annual v3.1 | 1269 | 1906 | Rate Constraint in MTons | FALSE | L | Annual | Constraint Shadow Price | US2011$/Ton | 0 | 0 | 0 | 0 | 0 | 0 | 0
Unit Bridgeport Station 3 - SO2 Rate Annual v4.10, Unit 4317 and retrofits | 1270 | 2243 | Rate Constraint in lbs/MMBtu | FALSE | L | Annual | Seasons Included | Seasons | Winter, Summer | Winter, Summer | Winter, Summer | Winter, Summer | Winter, Summer | Winter, Summer | Winter, Summer
Unit Bridgeport Station 3 - SO2 Rate Annual v4.10, Unit 4317 and retrofits | 1270 | 2243 | Rate Constraint in lbs/MMBtu | FALSE | L | Annual | Standard SO2 | lb/MMBtu | 0.13226 | 0.13226 | 0.13226 | 0.13226 | 0.13226 | 0.13226 | 0.13226
Unit Bridgeport Station 3 - SO2 Rate Annual v4.10, Unit 4317 and retrofits | 1270 | 2243 | Rate Constraint in lbs/MMBtu | FALSE | L | Annual | Emissions at Affected Plants SO2 | Thousand Tons | 0 | 0 | 0 | 0 | 0 | 0 | 0
Unit Bridgeport Station 3 - SO2 Rate Annual v4.10, Unit 4317 and retrofits | 1270 | 2243 | Rate Constraint in lbs/MMBtu | FALSE | L | Annual | Allowances Purchased SO2 | Thousand Tons | 0 | 0 | 0 | 0 | 0 | 0 | 0
Unit Bridgeport Station 3 - SO2 Rate Annual v4.10, Unit 4317 and retrofits | 1270 | 2243 | Rate Constraint in lbs/MMBtu | FALSE | L | Annual | Allowances Sold SO2 | Thousand Tons | 0 | 0 | 0 | 0 | 0 | 0 | 0
Unit Bridgeport Station 3 - SO2 Rate Annual v4.10, Unit 4317 and retrofits | 1270 | 2243 | Rate Constraint in lbs/MMBtu | FALSE | L | Annual | Allowances Banked | Thousand Tons | 0 | 0 | 0 | 0 | 0 | 0 | 0
Unit Bridgeport Station 3 - SO2 Rate Annual v4.10, Unit 4317 and retrofits | 1270 | 2243 | Rate Constraint in lbs/MMBtu | FALSE | L | Annual | Allowances Withdrawn (1:1) | Thousand Tons | 0 | 0 | 0 | 0 | 0 | 0 | 0
Unit Bridgeport Station 3 - SO2 Rate Annual v4.10, Unit 4317 and retrofits | 1270 | 2243 | Rate Constraint in lbs/MMBtu | FALSE | L | Annual | Allowances Withdrawn (n:1) | Thousand Tons | 0 | 0 | 0 | 0 | 0 | 0 | 0
Unit Bridgeport Station 3 - SO2 Rate Annual v4.10, Unit 4317 and retrofits | 1270 | 2243 | Rate Constraint in lbs/MMBtu | FALSE | L | Annual | Net Emissions Allowance Position | Thousand Tons | 0 | 0 | 0 | 0 | 0 | 0 | 0
Unit Bridgeport Station 3 - SO2 Rate Annual v4.10, Unit 4317 and retrofits | 1270 | 2243 | Rate Constraint in lbs/MMBtu | FALSE | L | Annual | Fuel Consumed | TBtu | 0 | 0 | 0 | 0 | 0 | 0 | 0
Unit Bridgeport Station 3 - SO2 Rate Annual v4.10, Unit 4317 and retrofits | 1270 | 2243 | Rate Constraint in lbs/MMBtu | FALSE | L | Annual | Rate | lb/MMBtu | 0 | 0 | 0 | 0 | 0 | 0 | 0
Unit Bridgeport Station 3 - SO2 Rate Annual v4.10, Unit 4317 and retrofits | 1270 | 2243 | Rate Constraint in lbs/MMBtu | FALSE | L | Annual | Generation | TWh | 0 | 0 | 0 | 0 | 0 | 0 | 0
Unit Bridgeport Station 3 - SO2 Rate Annual v4.10, Unit 4317 and retrofits | 1270 | 2243 | Rate Constraint in lbs/MMBtu | FALSE | L | Annual | Qualifying Generation | TWh | 0 | 0 | 0 | 0 | 0 | 0 | 0
Unit Bridgeport Station 3 - SO2 Rate Annual v4.10, Unit 4317 and retrofits | 1270 | 2243 | Rate Constraint in lbs/MMBtu | FALSE | L | Annual | Rate | lb/MWh | 0 | 0 | 0 | 0 | 0 | 0 | 0
Unit Bridgeport Station 3 - SO2 Rate Annual v4.10, Unit 4317 and retrofits | 1270 | 2243 | Rate Constraint in lbs/MMBtu | FALSE | L | Annual | Constraint Shadow Price | US2011$/Ton | 0 | 0 | 0 | 69.0196 | 401.9344 | 2.2149 | 0
Unit Comanche 1,2 - NOX Rate Annual v3.1, Unit 4282 and retrofits | 1271 | 1892 | Rate Constraint in lbs/MMBtu | FALSE | L | Annual | Seasons Included | Seasons | Winter, Summer | Winter, Summer | Winter, Summer | Winter, Summer | Winter, Summer | Winter, Summer | Winter, Summer
Unit Comanche 1,2 - NOX Rate Annual v3.1, Unit 4282 and retrofits | 1271 | 1892 | Rate Constraint in lbs/MMBtu | FALSE | L | Annual | Standard NOX | lb/MMBtu | 0.15 | 0.15 | 0.15 | 0.15 | 0.15 | 0.15 | 0.15
Unit Comanche 1,2 - NOX Rate Annual v3.1, Unit 4282 and retrofits | 1271 | 1892 | Rate Constraint in lbs/MMBtu | FALSE | L | Annual | Emissions at Affected Plants NOX | Thousand Tons | 1.3474 | 1.5425 | 1.5425 | 1.5425 | 1.5425 | 1.5425 | 1.5425
Unit Comanche 1,2 - NOX Rate Annual v3.1, Unit 4282 and retrofits | 1271 | 1892 | Rate Constraint in lbs/MMBtu | FALSE | L | Annual | Allowances Purchased NOX | Thousand Tons | 0 | 0 | 0 | 0 | 0 | 0 | 0
Unit Comanche 1,2 - NOX Rate Annual v3.1, Unit 4282 and retrofits | 1271 | 1892 | Rate Constraint in lbs/MMBtu | FALSE | L | Annual | Allowances Sold NOX | Thousand Tons | 0 | 0 | 0 | 0 | 0 | 0 | 0
Unit Comanche 1,2 - NOX Rate Annual v3.1, Unit 4282 and retrofits | 1271 | 1892 | Rate Constraint in lbs/MMBtu | FALSE | L | Annual | Allowances Banked | Thousand Tons | 0 | 0 | 0 | 0 | 0 | 0 | 0
Unit Comanche 1,2 - NOX Rate Annual v3.1, Unit 4282 and retrofits | 1271 | 1892 | Rate Constraint in lbs/MMBtu | FALSE | L | Annual | Allowances Withdrawn (1:1) | Thousand Tons | 0 | 0 | 0 | 0 | 0 | 0 | 0
Unit Comanche 1,2 - NOX Rate Annual v3.1, Unit 4282 and retrofits | 1271 | 1892 | Rate Constraint in lbs/MMBtu | FALSE | L | Annual | Allowances Withdrawn (n:1) | Thousand Tons | 0 | 0 | 0 | 0 | 0 | 0 | 0
Unit Comanche 1,2 - NOX Rate Annual v3.1, Unit 4282 and retrofits | 1271 | 1892 | Rate Constraint in lbs/MMBtu | FALSE | L | Annual | Net Emissions Allowance Position | Thousand Tons | 1.3474 | 1.5425 | 1.5425 | 1.5425 | 1.5425 | 1.5425 | 1.5425
Unit Comanche 1,2 - NOX Rate Annual v3.1, Unit 4282 and retrofits | 1271 | 1892 | Rate Constraint in lbs/MMBtu | FALSE | L | Annual | Fuel Consumed | TBtu | 21.9224 | 25.0972 | 25.0972 | 25.0972 | 25.0972 | 25.0972 | 25.0972
Unit Comanche 1,2 - NOX Rate Annual v3.1, Unit 4282 and retrofits | 1271 | 1892 | Rate Constraint in lbs/MMBtu | FALSE | L | Annual | Rate | lb/MMBtu | 0.12292 | 0.12292 | 0.12292 | 0.12292 | 0.12292 | 0.12292 | 0.12292
Unit Comanche 1,2 - NOX Rate Annual v3.1, Unit 4282 and retrofits | 1271 | 1892 | Rate Constraint in lbs/MMBtu | FALSE | L | Annual | Generation | TWh | 2.0992 | 2.4033 | 2.4033 | 2.4033 | 2.4033 | 2.4033 | 2.4033
Unit Comanche 1,2 - NOX Rate Annual v3.1, Unit 4282 and retrofits | 1271 | 1892 | Rate Constraint in lbs/MMBtu | FALSE | L | Annual | Qualifying Generation | TWh | 2.0992 | 2.4033 | 2.4033 | 2.4033 | 2.4033 | 2.4033 | 2.4033
Unit Comanche 1,2 - NOX Rate Annual v3.1, Unit 4282 and retrofits | 1271 | 1892 | Rate Constraint in lbs/MMBtu | FALSE | L | Annual | Rate | lb/MWh | 1.2837 | 1.2837 | 1.2837 | 1.2837 | 1.2837 | 1.2837 | 1.2837
Unit Comanche 1,2 - NOX Rate Annual v3.1, Unit 4282 and retrofits | 1271 | 1892 | Rate Constraint in lbs/MMBtu | FALSE | L | Annual | Constraint Shadow Price | US2011$/Ton | 0 | 0 | 0 | 0 | 0 | 0 | 0
Unit Comanche 1,2 - NOX Rate Annual v3.1, Unit 4283 and retrofits | 1272 | 1892 | Rate Constraint in lbs/MMBtu | FALSE | L | Annual | Seasons Included | Seasons | Winter, Summer | Winter, Summer | Winter, Summer | Winter, Summer | Winter, Summer | Winter, Summer | Winter, Summer
Unit Comanche 1,2 - NOX Rate Annual v3.1, Unit 4283 and retrofits | 1272 | 1892 | Rate Constraint in lbs/MMBtu | FALSE | L | Annual | Standard NOX | lb/MMBtu | 0.15 | 0.15 | 0.15 | 0.15 | 0.15 | 0.15 | 0.15
Unit Comanche 1,2 - NOX Rate Annual v3.1, Unit 4283 and retrofits | 1272 | 1892 | Rate Constraint in lbs/MMBtu | FALSE | L | Annual | Emissions at Affected Plants NOX | Thousand Tons | 1.7675 | 1.8846 | 1.9946 | 1.9946 | 1.9946 | 1.9946 | 1.9946
Unit Comanche 1,2 - NOX Rate Annual v3.1, Unit 4283 and retrofits | 1272 | 1892 | Rate Constraint in lbs/MMBtu | FALSE | L | Annual | Allowances Purchased NOX | Thousand Tons | 0 | 0 | 0 | 0 | 0 | 0 | 0
Unit Comanche 1,2 - NOX Rate Annual v3.1, Unit 4283 and retrofits | 1272 | 1892 | Rate Constraint in lbs/MMBtu | FALSE | L | Annual | Allowances Sold NOX | Thousand Tons | 0 | 0 | 0 | 0 | 0 | 0 | 0
Unit Comanche 1,2 - NOX Rate Annual v3.1, Unit 4283 and retrofits | 1272 | 1892 | Rate Constraint in lbs/MMBtu | FALSE | L | Annual | Allowances Banked | Thousand Tons | 0 | 0 | 0 | 0 | 0 | 0 | 0
Unit Comanche 1,2 - NOX Rate Annual v3.1, Unit 4283 and retrofits | 1272 | 1892 | Rate Constraint in lbs/MMBtu | FALSE | L | Annual | Allowances Withdrawn (1:1) | Thousand Tons | 0 | 0 | 0 | 0 | 0 | 0 | 0
Unit Comanche 1,2 - NOX Rate Annual v3.1, Unit 4283 and retrofits | 1272 | 1892 | Rate Constraint in lbs/MMBtu | FALSE | L | Annual | Allowances Withdrawn (n:1) | Thousand Tons | 0 | 0 | 0 | 0 | 0 | 0 | 0
Unit Comanche 1,2 - NOX Rate Annual v3.1, Unit 4283 and retrofits | 1272 | 1892 | Rate Constraint in lbs/MMBtu | FALSE | L | Annual | Net Emissions Allowance Position | Thousand Tons | 1.7675 | 1.8846 | 1.9946 | 1.9946 | 1.9946 | 1.9946 | 1.9946
Unit Comanche 1,2 - NOX Rate Annual v3.1, Unit 4283 and retrofits | 1272 | 1892 | Rate Constraint in lbs/MMBtu | FALSE | L | Annual | Fuel Consumed | TBtu | 23.5661 | 25.1284 | 26.5953 | 26.5953 | 26.5953 | 26.5953 | 26.5953
Unit Comanche 1,2 - NOX Rate Annual v3.1, Unit 4283 and retrofits | 1272 | 1892 | Rate Constraint in lbs/MMBtu | FALSE | L | Annual | Rate | lb/MMBtu | 0.15 | 0.15 | 0.15 | 0.15 | 0.15 | 0.15 | 0.15
Unit Comanche 1,2 - NOX Rate Annual v3.1, Unit 4283 and retrofits | 1272 | 1892 | Rate Constraint in lbs/MMBtu | FALSE | L | Annual | Generation | TWh | 2.1936 | 2.339 | 2.4756 | 2.4756 | 2.4756 | 2.4756 | 2.4756
Unit Comanche 1,2 - NOX Rate Annual v3.1, Unit 4283 and retrofits | 1272 | 1892 | Rate Constraint in lbs/MMBtu | FALSE | L | Annual | Qualifying Generation | TWh | 2.1936 | 2.339 | 2.4756 | 2.4756 | 2.4756 | 2.4756 | 2.4756
Unit Comanche 1,2 - NOX Rate Annual v3.1, Unit 4283 and retrofits | 1272 | 1892 | Rate Constraint in lbs/MMBtu | FALSE | L | Annual | Rate | lb/MWh | 1.6115 | 1.6115 | 1.6115 | 1.6115 | 1.6115 | 1.6115 | 1.6115
Unit Comanche 1,2 - NOX Rate Annual v3.1, Unit 4283 and retrofits | 1272 | 1892 | Rate Constraint in lbs/MMBtu | FALSE | L | Annual | Constraint Shadow Price | US2011$/Ton | 5771.8262 | 1729.9582 | 12454.8517 | 12079.9532 | 4688.8875 | 2678.3827 | 0
Unit Comanche 1,2 - SO2 Rate Annual v3.1, Unit 4282 and retrofits | 1273 | 1893 | Rate Constraint in lbs/MMBtu | FALSE | L | Annual | Seasons Included | Seasons | Winter, Summer | Winter, Summer | Winter, Summer | Winter, Summer | Winter, Summer | Winter, Summer | Winter, Summer
Unit Comanche 1,2 - SO2 Rate Annual v3.1, Unit 4282 and retrofits | 1273 | 1893 | Rate Constraint in lbs/MMBtu | FALSE | L | Annual | Standard SO2 | lb/MMBtu | 0.1 | 0.1 | 0.1 | 0.1 | 0.1 | 0.1 | 0.1
Unit Comanche 1,2 - SO2 Rate Annual v3.1, Unit 4282 and retrofits | 1273 | 1893 | Rate Constraint in lbs/MMBtu | FALSE | L | Annual | Emissions at Affected Plants SO2 | Thousand Tons | 0.8769 | 1.0039 | 1.0039 | 1.0039 | 1.0039 | 1.0039 | 1.0039
Unit Comanche 1,2 - SO2 Rate Annual v3.1, Unit 4282 and retrofits | 1273 | 1893 | Rate Constraint in lbs/MMBtu | FALSE | L | Annual | Allowances Purchased SO2 | Thousand Tons | 0 | 0 | 0 | 0 | 0 | 0 | 0
Unit Comanche 1,2 - SO2 Rate Annual v3.1, Unit 4282 and retrofits | 1273 | 1893 | Rate Constraint in lbs/MMBtu | FALSE | L | Annual | Allowances Sold SO2 | Thousand Tons | 0 | 0 | 0 | 0 | 0 | 0 | 0
Unit Comanche 1,2 - SO2 Rate Annual v3.1, Unit 4282 and retrofits | 1273 | 1893 | Rate Constraint in lbs/MMBtu | FALSE | L | Annual | Allowances Banked | Thousand Tons | 0 | 0 | 0 | 0 | 0 | 0 | 0
Unit Comanche 1,2 - SO2 Rate Annual v3.1, Unit 4282 and retrofits | 1273 | 1893 | Rate Constraint in lbs/MMBtu | FALSE | L | Annual | Allowances Withdrawn (1:1) | Thousand Tons | 0 | 0 | 0 | 0 | 0 | 0 | 0
Unit Comanche 1,2 - SO2 Rate Annual v3.1, Unit 4282 and retrofits | 1273 | 1893 | Rate Constraint in lbs/MMBtu | FALSE | L | Annual | Allowances Withdrawn (n:1) | Thousand Tons | 0 | 0 | 0 | 0 | 0 | 0 | 0
Unit Comanche 1,2 - SO2 Rate Annual v3.1, Unit 4282 and retrofits | 1273 | 1893 | Rate Constraint in lbs/MMBtu | FALSE | L | Annual | Net Emissions Allowance Position | Thousand Tons | 0.8769 | 1.0039 | 1.0039 | 1.0039 | 1.0039 | 1.0039 | 1.0039
Unit Comanche 1,2 - SO2 Rate Annual v3.1, Unit 4282 and retrofits | 1273 | 1893 | Rate Constraint in lbs/MMBtu | FALSE | L | Annual | Fuel Consumed | TBtu | 21.9224 | 25.0972 | 25.0972 | 25.0972 | 25.0972 | 25.0972 | 25.0972
Unit Comanche 1,2 - SO2 Rate Annual v3.1, Unit 4282 and retrofits | 1273 | 1893 | Rate Constraint in lbs/MMBtu | FALSE | L | Annual | Rate | lb/MMBtu | 0.08 | 0.08 | 0.08 | 0.08 | 0.08 | 0.08 | 0.08
Unit Comanche 1,2 - SO2 Rate Annual v3.1, Unit 4282 and retrofits | 1273 | 1893 | Rate Constraint in lbs/MMBtu | FALSE | L | Annual | Generation | TWh | 2.0992 | 2.4033 | 2.4033 | 2.4033 | 2.4033 | 2.4033 | 2.4033
Unit Comanche 1,2 - SO2 Rate Annual v3.1, Unit 4282 and retrofits | 1273 | 1893 | Rate Constraint in lbs/MMBtu | FALSE | L | Annual | Qualifying Generation | TWh | 2.0992 | 2.4033 | 2.4033 | 2.4033 | 2.4033 | 2.4033 | 2.4033
Unit Comanche 1,2 - SO2 Rate Annual v3.1, Unit 4282 and retrofits | 1273 | 1893 | Rate Constraint in lbs/MMBtu | FALSE | L | Annual | Rate | lb/MWh | 0.83544 | 0.83544 | 0.83544 | 0.83544 | 0.83544 | 0.83544 | 0.83544
Unit Comanche 1,2 - SO2 Rate Annual v3.1, Unit 4282 and retrofits | 1273 | 1893 | Rate Constraint in lbs/MMBtu | FALSE | L | Annual | Constraint Shadow Price | US2011$/Ton | 0 | 0 | 0 | 0 | 0 | 0 | 0
Unit Comanche 1,2 - SO2 Rate Annual v3.1, Unit 4283 and retrofits | 1274 | 1893 | Rate Constraint in lbs/MMBtu | FALSE | L | Annual | Seasons Included | Seasons | Winter, Summer | Winter, Summer | Winter, Summer | Winter, Summer | Winter, Summer | Winter, Summer | Winter, Summer
Unit Comanche 1,2 - SO2 Rate Annual v3.1, Unit 4283 and retrofits | 1274 | 1893 | Rate Constraint in lbs/MMBtu | FALSE | L | Annual | Standard SO2 | lb/MMBtu | 0.1 | 0.1 | 0.1 | 0.1 | 0.1 | 0.1 | 0.1
Unit Comanche 1,2 - SO2 Rate Annual v3.1, Unit 4283 and retrofits | 1274 | 1893 | Rate Constraint in lbs/MMBtu | FALSE | L | Annual | Emissions at Affected Plants SO2 | Thousand Tons | 0.94264 | 1.0051 | 1.0638 | 1.0638 | 1.0638 | 1.0638 | 1.0638
Unit Comanche 1,2 - SO2 Rate Annual v3.1, Unit 4283 and retrofits | 1274 | 1893 | Rate Constraint in lbs/MMBtu | FALSE | L | Annual | Allowances Purchased SO2 | Thousand Tons | 0 | 0 | 0 | 0 | 0 | 0 | 0
Unit Comanche 1,2 - SO2 Rate Annual v3.1, Unit 4283 and retrofits | 1274 | 1893 | Rate Constraint in lbs/MMBtu | FALSE | L | Annual | Allowances Sold SO2 | Thousand Tons | 0 | 0 | 0 | 0 | 0 | 0 | 0
Unit Comanche 1,2 - SO2 Rate Annual v3.1, Unit 4283 and retrofits | 1274 | 1893 | Rate Constraint in lbs/MMBtu | FALSE | L | Annual | Allowances Banked | Thousand Tons | 0 | 0 | 0 | 0 | 0 | 0 | 0
Unit Comanche 1,2 - SO2 Rate Annual v3.1, Unit 4283 and retrofits | 1274 | 1893 | Rate Constraint in lbs/MMBtu | FALSE | L | Annual | Allowances Withdrawn (1:1) | Thousand Tons | 0 | 0 | 0 | 0 | 0 | 0 | 0
Unit Comanche 1,2 - SO2 Rate Annual v3.1, Unit 4283 and retrofits | 1274 | 1893 | Rate Constraint in lbs/MMBtu | FALSE | L | Annual | Allowances Withdrawn (n:1) | Thousand Tons | 0 | 0 | 0 | 0 | 0 | 0 | 0
Unit Comanche 1,2 - SO2 Rate Annual v3.1, Unit 4283 and retrofits | 1274 | 1893 | Rate Constraint in lbs/MMBtu | FALSE | L | Annual | Net Emissions Allowance Position | Thousand Tons | 0.94264 | 1.0051 | 1.0638 | 1.0638 | 1.0638 | 1.0638 | 1.0638
Unit Comanche 1,2 - SO2 Rate Annual v3.1, Unit 4283 and retrofits | 1274 | 1893 | Rate Constraint in lbs/MMBtu | FALSE | L | Annual | Fuel Consumed | TBtu | 23.5661 | 25.1284 | 26.5953 | 26.5953 | 26.5953 | 26.5953 | 26.5953
Unit Comanche 1,2 - SO2 Rate Annual v3.1, Unit 4283 and retrofits | 1274 | 1893 | Rate Constraint in lbs/MMBtu | FALSE | L | Annual | Rate | lb/MMBtu | 0.08 | 0.08 | 0.08 | 0.08 | 0.08 | 0.08 | 0.08
Unit Comanche 1,2 - SO2 Rate Annual v3.1, Unit 4283 and retrofits | 1274 | 1893 | Rate Constraint in lbs/MMBtu | FALSE | L | Annual | Generation | TWh | 2.1936 | 2.339 | 2.4756 | 2.4756 | 2.4756 | 2.4756 | 2.4756
Unit Comanche 1,2 - SO2 Rate Annual v3.1, Unit 4283 and retrofits | 1274 | 1893 | Rate Constraint in lbs/MMBtu | FALSE | L | Annual | Qualifying Generation | TWh | 2.1936 | 2.339 | 2.4756 | 2.4756 | 2.4756 | 2.4756 | 2.4756
Unit Comanche 1,2 - SO2 Rate Annual v3.1, Unit 4283 and retrofits | 1274 | 1893 | Rate Constraint in lbs/MMBtu | FALSE | L | Annual | Rate | lb/MWh | 0.85945 | 0.85945 | 0.85945 | 0.85945 | 0.85945 | 0.85945 | 0.85945
Unit Comanche 1,2 - SO2 Rate Annual v3.1, Unit 4283 and retrofits | 1274 | 1893 | Rate Constraint in lbs/MMBtu | FALSE | L | Annual | Constraint Shadow Price | US2011$/Ton | 0 | 0 | 0 | 0 | 0 | 0 | 0
Unit Comanche 3 - NOX Rate Annual v3.1, Unit 4253 and retrofits | 1275 | 1894 | Rate Constraint in lbs/MMBtu | FALSE | L | Annual | Seasons Included | Seasons | Winter, Summer | Winter, Summer | Winter, Summer | Winter, Summer | Winter, Summer | Winter, Summer | Winter, Summer
Unit Comanche 3 - NOX Rate Annual v3.1, Unit 4253 and retrofits | 1275 | 1894 | Rate Constraint in lbs/MMBtu | FALSE | L | Annual | Standard NOX | lb/MMBtu | 0.08 | 0.08 | 0.08 | 0.08 | 0.08 | 0.08 | 0.08
Unit Comanche 3 - NOX Rate Annual v3.1, Unit 4253 and retrofits | 1275 | 1894 | Rate Constraint in lbs/MMBtu | FALSE | L | Annual | Emissions at Affected Plants NOX | Thousand Tons | 1.6497 | 1.6783 | 1.6783 | 1.6783 | 1.6783 | 1.6783 | 1.6783
Unit Comanche 3 - NOX Rate Annual v3.1, Unit 4253 and retrofits | 1275 | 1894 | Rate Constraint in lbs/MMBtu | FALSE | L | Annual | Allowances Purchased NOX | Thousand Tons | 0 | 0 | 0 | 0 | 0 | 0 | 0
Unit Comanche 3 - NOX Rate Annual v3.1, Unit 4253 and retrofits | 1275 | 1894 | Rate Constraint in lbs/MMBtu | FALSE | L | Annual | Allowances Sold NOX | Thousand Tons | 0 | 0 | 0 | 0 | 0 | 0 | 0
Unit Comanche 3 - NOX Rate Annual v3.1, Unit 4253 and retrofits | 1275 | 1894 | Rate Constraint in lbs/MMBtu | FALSE | L | Annual | Allowances Banked | Thousand Tons | 0 | 0 | 0 | 0 | 0 | 0 | 0
Unit Comanche 3 - NOX Rate Annual v3.1, Unit 4253 and retrofits | 1275 | 1894 | Rate Constraint in lbs/MMBtu | FALSE | L | Annual | Allowances Withdrawn (1:1) | Thousand Tons | 0 | 0 | 0 | 0 | 0 | 0 | 0
Unit Comanche 3 - NOX Rate Annual v3.1, Unit 4253 and retrofits | 1275 | 1894 | Rate Constraint in lbs/MMBtu | FALSE | L | Annual | Allowances Withdrawn (n:1) | Thousand Tons | 0 | 0 | 0 | 0 | 0 | 0 | 0
Unit Comanche 3 - NOX Rate Annual v3.1, Unit 4253 and retrofits | 1275 | 1894 | Rate Constraint in lbs/MMBtu | FALSE | L | Annual | Net Emissions Allowance Position | Thousand Tons | 1.6497 | 1.6783 | 1.6783 | 1.6783 | 1.6783 | 1.6783 | 1.6783
Unit Comanche 3 - NOX Rate Annual v3.1, Unit 4253 and retrofits | 1275 | 1894 | Rate Constraint in lbs/MMBtu | FALSE | L | Annual | Fuel Consumed | TBtu | 51.5598 | 52.4542 | 52.4542 | 52.4664 | 52.4542 | 52.4542 | 52.4542
Unit Comanche 3 - NOX Rate Annual v3.1, Unit 4253 and retrofits | 1275 | 1894 | Rate Constraint in lbs/MMBtu | FALSE | L | Annual | Rate | lb/MMBtu | 0.06399 | 0.06399 | 0.06399 | 0.063976 | 0.06399 | 0.06399 | 0.06399
Unit Comanche 3 - NOX Rate Annual v3.1, Unit 4253 and retrofits | 1275 | 1894 | Rate Constraint in lbs/MMBtu | FALSE | L | Annual | Generation | TWh | 5.4898 | 5.585 | 5.585 | 5.585 | 5.585 | 5.585 | 5.585
Unit Comanche 3 - NOX Rate Annual v3.1, Unit 4253 and retrofits | 1275 | 1894 | Rate Constraint in lbs/MMBtu | FALSE | L | Annual | Qualifying Generation | TWh | 5.4898 | 5.585 | 5.585 | 5.585 | 5.585 | 5.585 | 5.585
Unit Comanche 3 - NOX Rate Annual v3.1, Unit 4253 and retrofits | 1275 | 1894 | Rate Constraint in lbs/MMBtu | FALSE | L | Annual | Rate | lb/MWh | 0.601 | 0.601 | 0.601 | 0.601 | 0.601 | 0.601 | 0.601
Unit Comanche 3 - NOX Rate Annual v3.1, Unit 4253 and retrofits | 1275 | 1894 | Rate Constraint in lbs/MMBtu | FALSE | L | Annual | Constraint Shadow Price | US2011$/Ton | 0 | 0 | 0 | 0 | 0 | 0 | 0
Unit Comanche 3 - SO2 Rate Annual v3.1, Unit 4253 and retrofits | 1276 | 1895 | Rate Constraint in lbs/MMBtu | FALSE | L | Annual | Seasons Included | Seasons | Winter, Summer | Winter, Summer | Winter, Summer | Winter, Summer | Winter, Summer | Winter, Summer | Winter, Summer
Unit Comanche 3 - SO2 Rate Annual v3.1, Unit 4253 and retrofits | 1276 | 1895 | Rate Constraint in lbs/MMBtu | FALSE | L | Annual | Standard SO2 | lb/MMBtu | 0.1 | 0.1 | 0.1 | 0.1 | 0.1 | 0.1 | 0.1
Unit Comanche 3 - SO2 Rate Annual v3.1, Unit 4253 and retrofits | 1276 | 1895 | Rate Constraint in lbs/MMBtu | FALSE | L | Annual | Emissions at Affected Plants SO2 | Thousand Tons | 2.0624 | 2.0982 | 2.0982 | 2.0982 | 2.0982 | 2.0982 | 2.0982
Unit Comanche 3 - SO2 Rate Annual v3.1, Unit 4253 and retrofits | 1276 | 1895 | Rate Constraint in lbs/MMBtu | FALSE | L | Annual | Allowances Purchased SO2 | Thousand Tons | 0 | 0 | 0 | 0 | 0 | 0 | 0
Unit Comanche 3 - SO2 Rate Annual v3.1, Unit 4253 and retrofits | 1276 | 1895 | Rate Constraint in lbs/MMBtu | FALSE | L | Annual | Allowances Sold SO2 | Thousand Tons | 0 | 0 | 0 | 0 | 0 | 0 | 0
Unit Comanche 3 - SO2 Rate Annual v3.1, Unit 4253 and retrofits | 1276 | 1895 | Rate Constraint in lbs/MMBtu | FALSE | L | Annual | Allowances Banked | Thousand Tons | 0 | 0 | 0 | 0 | 0 | 0 | 0
Unit Comanche 3 - SO2 Rate Annual v3.1, Unit 4253 and retrofits | 1276 | 1895 | Rate Constraint in lbs/MMBtu | FALSE | L | Annual | Allowances Withdrawn (1:1) | Thousand Tons | 0 | 0 | 0 | 0 | 0 | 0 | 0
Unit Comanche 3 - SO2 Rate Annual v3.1, Unit 4253 and retrofits | 1276 | 1895 | Rate Constraint in lbs/MMBtu | FALSE | L | Annual | Allowances Withdrawn (n:1) | Thousand Tons | 0 | 0 | 0 | 0 | 0 | 0 | 0
Unit Comanche 3 - SO2 Rate Annual v3.1, Unit 4253 and retrofits | 1276 | 1895 | Rate Constraint in lbs/MMBtu | FALSE | L | Annual | Net Emissions Allowance Position | Thousand Tons | 2.0624 | 2.0982 | 2.0982 | 2.0982 | 2.0982 | 2.0982 | 2.0982
Unit Comanche 3 - SO2 Rate Annual v3.1, Unit 4253 and retrofits | 1276 | 1895 | Rate Constraint in lbs/MMBtu | FALSE | L | Annual | Fuel Consumed | TBtu | 51.5598 | 52.4542 | 52.4542 | 52.4664 | 52.4542 | 52.4542 | 52.4542
Unit Comanche 3 - SO2 Rate Annual v3.1, Unit 4253 and retrofits | 1276 | 1895 | Rate Constraint in lbs/MMBtu | FALSE | L | Annual | Rate | lb/MMBtu | 0.08 | 0.08 | 0.08 | 0.079981 | 0.08 | 0.08 | 0.08
Unit Comanche 3 - SO2 Rate Annual v3.1, Unit 4253 and retrofits | 1276 | 1895 | Rate Constraint in lbs/MMBtu | FALSE | L | Annual | Generation | TWh | 5.4898 | 5.585 | 5.585 | 5.585 | 5.585 | 5.585 | 5.585
Unit Comanche 3 - SO2 Rate Annual v3.1, Unit 4253 and retrofits | 1276 | 1895 | Rate Constraint in lbs/MMBtu | FALSE | L | Annual | Qualifying Generation | TWh | 5.4898 | 5.585 | 5.585 | 5.585 | 5.585 | 5.585 | 5.585
Unit Comanche 3 - SO2 Rate Annual v3.1, Unit 4253 and retrofits | 1276 | 1895 | Rate Constraint in lbs/MMBtu | FALSE | L | Annual | Rate | lb/MWh | 0.75136 | 0.75136 | 0.75136 | 0.75136 | 0.75136 | 0.75136 | 0.75136
Unit Comanche 3 - SO2 Rate Annual v3.1, Unit 4253 and retrofits | 1276 | 1895 | Rate Constraint in lbs/MMBtu | FALSE | L | Annual | Constraint Shadow Price | US2011$/Ton | 0 | 0 | 0 | 0 | 0 | 0 | 0
Unit E D Edwards 1 - SO2 Rate Annual v4.10, Unit 4311 and retrofits | 1277 | 2241 | Rate Constraint in lbs/MMBtu | FALSE | L | Annual | Seasons Included | Seasons | Winter, Summer | Winter, Summer | Winter, Summer | Winter, Summer | Winter, Summer | Winter, Summer | Winter, Summer
Unit E D Edwards 1 - SO2 Rate Annual v4.10, Unit 4311 and retrofits | 1277 | 2241 | Rate Constraint in lbs/MMBtu | FALSE | L | Annual | Standard SO2 | lb/MMBtu | 0.4578 | 0.4578 | 0.4578 | 0.4578 | 0.4578 | 0.4578 | 0.4578
Unit E D Edwards 1 - SO2 Rate Annual v4.10, Unit 4311 and retrofits | 1277 | 2241 | Rate Constraint in lbs/MMBtu | FALSE | L | Annual | Emissions at Affected Plants SO2 | Thousand Tons | 0 | 0 | 0 | 0 | 0 | 0 | 0
Unit E D Edwards 1 - SO2 Rate Annual v4.10, Unit 4311 and retrofits | 1277 | 2241 | Rate Constraint in lbs/MMBtu | FALSE | L | Annual | Allowances Purchased SO2 | Thousand Tons | 0 | 0 | 0 | 0 | 0 | 0 | 0
Unit E D Edwards 1 - SO2 Rate Annual v4.10, Unit 4311 and retrofits | 1277 | 2241 | Rate Constraint in lbs/MMBtu | FALSE | L | Annual | Allowances Sold SO2 | Thousand Tons | 0 | 0 | 0 | 0 | 0 | 0 | 0
Unit E D Edwards 1 - SO2 Rate Annual v4.10, Unit 4311 and retrofits | 1277 | 2241 | Rate Constraint in lbs/MMBtu | FALSE | L | Annual | Allowances Banked | Thousand Tons | 0 | 0 | 0 | 0 | 0 | 0 | 0
Unit E D Edwards 1 - SO2 Rate Annual v4.10, Unit 4311 and retrofits | 1277 | 2241 | Rate Constraint in lbs/MMBtu | FALSE | L | Annual | Allowances Withdrawn (1:1) | Thousand Tons | 0 | 0 | 0 | 0 | 0 | 0 | 0
Unit E D Edwards 1 - SO2 Rate Annual v4.10, Unit 4311 and retrofits | 1277 | 2241 | Rate Constraint in lbs/MMBtu | FALSE | L | Annual | Allowances Withdrawn (n:1) | Thousand Tons | 0 | 0 | 0 | 0 | 0 | 0 | 0
Unit E D Edwards 1 - SO2 Rate Annual v4.10, Unit 4311 and retrofits | 1277 | 2241 | Rate Constraint in lbs/MMBtu | FALSE | L | Annual | Net Emissions Allowance Position | Thousand Tons | 0 | 0 | 0 | 0 | 0 | 0 | 0
Unit E D Edwards 1 - SO2 Rate Annual v4.10, Unit 4311 and retrofits | 1277 | 2241 | Rate Constraint in lbs/MMBtu | FALSE | L | Annual | Fuel Consumed | TBtu | 0 | 0 | 0 | 0 | 0 | 0 | 0
Unit E D Edwards 1 - SO2 Rate Annual v4.10, Unit 4311 and retrofits | 1277 | 2241 | Rate Constraint in lbs/MMBtu | FALSE | L | Annual | Rate | lb/MMBtu | 0 | 0 | 0 | 0 | 0 | 0 | 0
Unit E D Edwards 1 - SO2 Rate Annual v4.10, Unit 4311 and retrofits | 1277 | 2241 | Rate Constraint in lbs/MMBtu | FALSE | L | Annual | Generation | TWh | 0 | 0 | 0 | 0 | 0 | 0 | 0
Unit E D Edwards 1 - SO2 Rate Annual v4.10, Unit 4311 and retrofits | 1277 | 2241 | Rate Constraint in lbs/MMBtu | FALSE | L | Annual | Qualifying Generation | TWh | 0 | 0 | 0 | 0 | 0 | 0 | 0
Unit E D Edwards 1 - SO2 Rate Annual v4.10, Unit 4311 and retrofits | 1277 | 2241 | Rate Constraint in lbs/MMBtu | FALSE | L | Annual | Rate | lb/MWh | 0 | 0 | 0 | 0 | 0 | 0 | 0
Unit E D Edwards 1 - SO2 Rate Annual v4.10, Unit 4311 and retrofits | 1277 | 2241 | Rate Constraint in lbs/MMBtu | FALSE | L | Annual | Constraint Shadow Price | US2011$/Ton | 0 | 0 | 0 | 0 | 0 | 0 | 0
Unit E D Edwards 2 - SO2 Rate Annual v4.10, Unit 4310 and retrofits | 1278 | 2242 | Rate Constraint in lbs/MMBtu | FALSE | L | Annual | Seasons Included | Seasons | Winter, Summer | Winter, Summer | Winter, Summer | Winter, Summer | Winter, Summer | Winter, Summer | Winter, Summer
Unit E D Edwards 2 - SO2 Rate Annual v4.10, Unit 4310 and retrofits | 1278 | 2242 | Rate Constraint in lbs/MMBtu | FALSE | L | Annual | Standard SO2 | lb/MMBtu | 0.45782 | 0.45782 | 0.45782 | 0.45782 | 0.45782 | 0.45782 | 0.45782
Unit E D Edwards 2 - SO2 Rate Annual v4.10, Unit 4310 and retrofits | 1278 | 2242 | Rate Constraint in lbs/MMBtu | FALSE | L | Annual | Emissions at Affected Plants SO2 | Thousand Tons | 1.525 | 1.6219 | 1.525 | 1.525 | 1.525 | 1.525 | 1.525
Unit E D Edwards 2 - SO2 Rate Annual v4.10, Unit 4310 and retrofits | 1278 | 2242 | Rate Constraint in lbs/MMBtu | FALSE | L | Annual | Allowances Purchased SO2 | Thousand Tons | 0 | 0 | 0 | 0 | 0 | 0 | 0
Unit E D Edwards 2 - SO2 Rate Annual v4.10, Unit 4310 and retrofits | 1278 | 2242 | Rate Constraint in lbs/MMBtu | FALSE | L | Annual | Allowances Sold SO2 | Thousand Tons | 0 | 0 | 0 | 0 | 0 | 0 | 0
Unit E D Edwards 2 - SO2 Rate Annual v4.10, Unit 4310 and retrofits | 1278 | 2242 | Rate Constraint in lbs/MMBtu | FALSE | L | Annual | Allowances Banked | Thousand Tons | 0 | 0 | 0 | 0 | 0 | 0 | 0
Unit E D Edwards 2 - SO2 Rate Annual v4.10, Unit 4310 and retrofits | 1278 | 2242 | Rate Constraint in lbs/MMBtu | FALSE | L | Annual | Allowances Withdrawn (1:1) | Thousand Tons | 0 | 0 | 0 | 0 | 0 | 0 | 0
Unit E D Edwards 2 - SO2 Rate Annual v4.10, Unit 4310 and retrofits | 1278 | 2242 | Rate Constraint in lbs/MMBtu | FALSE | L | Annual | Allowances Withdrawn (n:1) | Thousand Tons | 0 | 0 | 0 | 0 | 0 | 0 | 0
Unit E D Edwards 2 - SO2 Rate Annual v4.10, Unit 4310 and retrofits | 1278 | 2242 | Rate Constraint in lbs/MMBtu | FALSE | L | Annual | Net Emissions Allowance Position | Thousand Tons | 1.525 | 1.6219 | 1.525 | 1.525 | 1.525 | 1.525 | 1.525
Unit E D Edwards 2 - SO2 Rate Annual v4.10, Unit 4310 and retrofits | 1278 | 2242 | Rate Constraint in lbs/MMBtu | FALSE | L | Annual | Fuel Consumed | TBtu | 19.5877 | 19.5747 | 19.5877 | 19.5877 | 19.5877 | 19.5877 | 19.5877
Unit E D Edwards 2 - SO2 Rate Annual v4.10, Unit 4310 and retrofits | 1278 | 2242 | Rate Constraint in lbs/MMBtu | FALSE | L | Annual | Rate | lb/MMBtu | 0.15571 | 0.16571 | 0.15571 | 0.15571 | 0.15571 | 0.15571 | 0.15571
Unit E D Edwards 2 - SO2 Rate Annual v4.10, Unit 4310 and retrofits | 1278 | 2242 | Rate Constraint in lbs/MMBtu | FALSE | L | Annual | Generation | TWh | 1.8961 | 1.8961 | 1.8961 | 1.8961 | 1.8961 | 1.8961 | 1.8961
Unit E D Edwards 2 - SO2 Rate Annual v4.10, Unit 4310 and retrofits | 1278 | 2242 | Rate Constraint in lbs/MMBtu | FALSE | L | Annual | Qualifying Generation | TWh | 1.8961 | 1.8961 | 1.8961 | 1.8961 | 1.8961 | 1.8961 | 1.8961
Unit E D Edwards 2 - SO2 Rate Annual v4.10, Unit 4310 and retrofits | 1278 | 2242 | Rate Constraint in lbs/MMBtu | FALSE | L | Annual | Rate | lb/MWh | 1.6086 | 1.7108 | 1.6086 | 1.6086 | 1.6086 | 1.6086 | 1.6086
Unit E D Edwards 2 - SO2 Rate Annual v4.10, Unit 4310 and retrofits | 1278 | 2242 | Rate Constraint in lbs/MMBtu | FALSE | L | Annual | Constraint Shadow Price | US2011$/Ton | 0 | 0 | 0 | 0 | 0 | 0 | 0
Unit E D Edwards 3 - SO2 Rate Annual v4.10, Unit 4293 and retrofits | 1279 | 2240 | Rate Constraint in lbs/MMBtu | FALSE | L | Annual | Seasons Included | Seasons | Winter, Summer | Winter, Summer | Winter, Summer | Winter, Summer | Winter, Summer | Winter, Summer | Winter, Summer
Unit E D Edwards 3 - SO2 Rate Annual v4.10, Unit 4293 and retrofits | 1279 | 2240 | Rate Constraint in lbs/MMBtu | FALSE | L | Annual | Standard SO2 | lb/MMBtu | 0.42492 | 0.42492 | 0.42492 | 0.42492 | 0.42492 | 0.42492 | 0.42492
Unit E D Edwards 3 - SO2 Rate Annual v4.10, Unit 4293 and retrofits | 1279 | 2240 | Rate Constraint in lbs/MMBtu | FALSE | L | Annual | Emissions at Affected Plants SO2 | Thousand Tons | 2.0042 | 2.1316 | 2.0042 | 2.0042 | 2.0042 | 2.0042 | 2.0042
Unit E D Edwards 3 - SO2 Rate Annual v4.10, Unit 4293 and retrofits | 1279 | 2240 | Rate Constraint in lbs/MMBtu | FALSE | L | Annual | Allowances Purchased SO2 | Thousand Tons | 0 | 0 | 0 | 0 | 0 | 0 | 0
Unit E D Edwards 3 - SO2 Rate Annual v4.10, Unit 4293 and retrofits | 1279 | 2240 | Rate Constraint in lbs/MMBtu | FALSE | L | Annual | Allowances Sold SO2 | Thousand Tons | 0 | 0 | 0 | 0 | 0 | 0 | 0
Unit E D Edwards 3 - SO2 Rate Annual v4.10, Unit 4293 and retrofits | 1279 | 2240 | Rate Constraint in lbs/MMBtu | FALSE | L | Annual | Allowances Banked | Thousand Tons | 0 | 0 | 0 | 0 | 0 | 0 | 0
Unit E D Edwards 3 - SO2 Rate Annual v4.10, Unit 4293 and retrofits | 1279 | 2240 | Rate Constraint in lbs/MMBtu | FALSE | L | Annual | Allowances Withdrawn (1:1) | Thousand Tons | 0 | 0 | 0 | 0 | 0 | 0 | 0
Unit E D Edwards 3 - SO2 Rate Annual v4.10, Unit 4293 and retrofits | 1279 | 2240 | Rate Constraint in lbs/MMBtu | FALSE | L | Annual | Allowances Withdrawn (n:1) | Thousand Tons | 0 | 0 | 0 | 0 | 0 | 0 | 0
Unit E D Edwards 3 - SO2 Rate Annual v4.10, Unit 4293 and retrofits | 1279 | 2240 | Rate Constraint in lbs/MMBtu | FALSE | L | Annual | Net Emissions Allowance Position | Thousand Tons | 2.0042 | 2.1316 | 2.0042 | 2.0042 | 2.0042 | 2.0042 | 2.0042
Unit E D Edwards 3 - SO2 Rate Annual v4.10, Unit 4293 and retrofits | 1279 | 2240 | Rate Constraint in lbs/MMBtu | FALSE | L | Annual | Fuel Consumed | TBtu | 25.7428 | 25.7258 | 25.7428 | 25.7428 | 25.7428 | 25.7428 | 25.7428
Unit E D Edwards 3 - SO2 Rate Annual v4.10, Unit 4293 and retrofits | 1279 | 2240 | Rate Constraint in lbs/MMBtu | FALSE | L | Annual | Rate | lb/MMBtu | 0.15571 | 0.16571 | 0.15571 | 0.15571 | 0.15571 | 0.15571 | 0.15571
Unit E D Edwards 3 - SO2 Rate Annual v4.10, Unit 4293 and retrofits | 1279 | 2240 | Rate Constraint in lbs/MMBtu | FALSE | L | Annual | Generation | TWh | 2.4538 | 2.4538 | 2.4538 | 2.4538 | 2.4538 | 2.4538 | 2.4538
Unit E D Edwards 3 - SO2 Rate Annual v4.10, Unit 4293 and retrofits | 1279 | 2240 | Rate Constraint in lbs/MMBtu | FALSE | L | Annual | Qualifying Generation | TWh | 2.4538 | 2.4538 | 2.4538 | 2.4538 | 2.4538 | 2.4538 | 2.4538
Unit E D Edwards 3 - SO2 Rate Annual v4.10, Unit 4293 and retrofits | 1279 | 2240 | Rate Constraint in lbs/MMBtu | FALSE | L | Annual | Rate | lb/MWh | 1.6336 | 1.7374 | 1.6336 | 1.6336 | 1.6336 | 1.6336 | 1.6336
Unit E D Edwards 3 - SO2 Rate Annual v4.10, Unit 4293 and retrofits | 1279 | 2240 | Rate Constraint in lbs/MMBtu | FALSE | L | Annual | Constraint Shadow Price | US2011$/Ton | 0 | 0 | 0 | 0 | 0 | 0 | 0
Unit Gerald Gentleman 1 - SO2 Rate Annual v4.10, Unit 3690 and retrofits | 1280 | 2227 | Rate Constraint in lbs/MMBtu | FALSE | L | Annual | Seasons Included | Seasons | Winter, Summer | Winter, Summer | Winter, Summer | Winter, Summer | Winter, Summer | Winter, Summer | Winter, Summer
Unit Gerald Gentleman 1 - SO2 Rate Annual v4.10, Unit 3690 and retrofits | 1280 | 2227 | Rate Constraint in lbs/MMBtu | FALSE | L | Annual | Standard SO2 | lb/MMBtu | 0.60552 | 0.60552 | 0.60552 | 0.60552 | 0.60552 | 0.60552 | 0.60552
Unit Gerald Gentleman 1 - SO2 Rate Annual v4.10, Unit 3690 and retrofits | 1280 | 2227 | Rate Constraint in lbs/MMBtu | FALSE | L | Annual | Emissions at Affected Plants SO2 | Thousand Tons | 4.3242 | 4.3242 | 4.3167 | 4.3242 | 4.3242 | 4.6236 | 7.0081
Unit Gerald Gentleman 1 - SO2 Rate Annual v4.10, Unit 3690 and retrofits | 1280 | 2227 | Rate Constraint in lbs/MMBtu | FALSE | L | Annual | Allowances Purchased SO2 | Thousand Tons | 0 | 0 | 0 | 0 | 0 | 0 | 0
Unit Gerald Gentleman 1 - SO2 Rate Annual v4.10, Unit 3690 and retrofits | 1280 | 2227 | Rate Constraint in lbs/MMBtu | FALSE | L | Annual | Allowances Sold SO2 | Thousand Tons | 0 | 0 | 0 | 0 | 0 | 0 | 0
Unit Gerald Gentleman 1 - SO2 Rate Annual v4.10, Unit 3690 and retrofits | 1280 | 2227 | Rate Constraint in lbs/MMBtu | FALSE | L | Annual | Allowances Banked | Thousand Tons | 0 | 0 | 0 | 0 | 0 | 0 | 0
Unit Gerald Gentleman 1 - SO2 Rate Annual v4.10, Unit 3690 and retrofits | 1280 | 2227 | Rate Constraint in lbs/MMBtu | FALSE | L | Annual | Allowances Withdrawn (1:1) | Thousand Tons | 0 | 0 | 0 | 0 | 0 | 0 | 0
Unit Gerald Gentleman 1 - SO2 Rate Annual v4.10, Unit 3690 and retrofits | 1280 | 2227 | Rate Constraint in lbs/MMBtu | FALSE | L | Annual | Allowances Withdrawn (n:1) | Thousand Tons | 0 | 0 | 0 | 0 | 0 | 0 | 0
Unit Gerald Gentleman 1 - SO2 Rate Annual v4.10, Unit 3690 and retrofits | 1280 | 2227 | Rate Constraint in lbs/MMBtu | FALSE | L | Annual | Net Emissions Allowance Position | Thousand Tons | 4.3242 | 4.3242 | 4.3167 | 4.3242 | 4.3242 | 4.6236 | 7.0081
Unit Gerald Gentleman 1 - SO2 Rate Annual v4.10, Unit 3690 and retrofits | 1280 | 2227 | Rate Constraint in lbs/MMBtu | FALSE | L | Annual | Fuel Consumed | TBtu | 49.7029 | 49.7029 | 49.617 | 49.7029 | 49.7029 | 49.7029 | 49.7029
Unit Gerald Gentleman 1 - SO2 Rate Annual v4.10, Unit 3690 and retrofits | 1280 | 2227 | Rate Constraint in lbs/MMBtu | FALSE | L | Annual | Rate | lb/MMBtu | 0.174 | 0.174 | 0.174 | 0.174 | 0.174 | 0.18605 | 0.282
Unit Gerald Gentleman 1 - SO2 Rate Annual v4.10, Unit 3690 and retrofits | 1280 | 2227 | Rate Constraint in lbs/MMBtu | FALSE | L | Annual | Generation | TWh | 4.8295 | 4.8295 | 4.8212 | 4.8295 | 4.8295 | 4.8295 | 4.8295
Unit Gerald Gentleman 1 - SO2 Rate Annual v4.10, Unit 3690 and retrofits | 1280 | 2227 | Rate Constraint in lbs/MMBtu | FALSE | L | Annual | Qualifying Generation | TWh | 4.8295 | 4.8295 | 4.8212 | 4.8295 | 4.8295 | 4.8295 | 4.8295
Unit Gerald Gentleman 1 - SO2 Rate Annual v4.10, Unit 3690 and retrofits | 1280 | 2227 | Rate Constraint in lbs/MMBtu | FALSE | L | Annual | Rate | lb/MWh | 1.7907 | 1.7907 | 1.7907 | 1.7907 | 1.7907 | 1.9147 | 2.9022
Unit Gerald Gentleman 1 - SO2 Rate Annual v4.10, Unit 3690 and retrofits | 1280 | 2227 | Rate Constraint in lbs/MMBtu | FALSE | L | Annual | Constraint Shadow Price | US2011$/Ton | 0 | 0 | 0 | 0 | 0 | 0 | 0
Unit Gerald Gentleman 2 - SO2 Rate Annual v4.10, Unit 3689 and retrofits | 1281 | 2226 | Rate Constraint in lbs/MMBtu | FALSE | L | Annual | Seasons Included | Seasons | Winter, Summer | Winter, Summer | Winter, Summer | Winter, Summer | Winter, Summer | Winter, Summer | Winter, Summer
Unit Gerald Gentleman 2 - SO2 Rate Annual v4.10, Unit 3689 and retrofits | 1281 | 2226 | Rate Constraint in lbs/MMBtu | FALSE | L | Annual | Standard SO2 | lb/MMBtu | 0.59507 | 0.59507 | 0.59507 | 0.59507 | 0.59507 | 0.59507 | 0.59507
Unit Gerald Gentleman 2 - SO2 Rate Annual v4.10, Unit 3689 and retrofits | 1281 | 2226 | Rate Constraint in lbs/MMBtu | FALSE | L | Annual | Emissions at Affected Plants SO2 | Thousand Tons | 4.5784 | 4.5784 | 4.5705 | 4.5784 | 4.5784 | 6.1705 | 7.4201
Unit Gerald Gentleman 2 - SO2 Rate Annual v4.10, Unit 3689 and retrofits | 1281 | 2226 | Rate Constraint in lbs/MMBtu | FALSE | L | Annual | Allowances Purchased SO2 | Thousand Tons | 0 | 0 | 0 | 0 | 0 | 0 | 0
Unit Gerald Gentleman 2 - SO2 Rate Annual v4.10, Unit 3689 and retrofits | 1281 | 2226 | Rate Constraint in lbs/MMBtu | FALSE | L | Annual | Allowances Sold SO2 | Thousand Tons | 0 | 0 | 0 | 0 | 0 | 0 | 0
Unit Gerald Gentleman 2 - SO2 Rate Annual v4.10, Unit 3689 and retrofits | 1281 | 2226 | Rate Constraint in lbs/MMBtu | FALSE | L | Annual | Allowances Banked | Thousand Tons | 0 | 0 | 0 | 0 | 0 | 0 | 0
Unit Gerald Gentleman 2 - SO2 Rate Annual v4.10, Unit 3689 and retrofits | 1281 | 2226 | Rate Constraint in lbs/MMBtu | FALSE | L | Annual | Allowances Withdrawn (1:1) | Thousand Tons | 0 | 0 | 0 | 0 | 0 | 0 | 0
Unit Gerald Gentleman 2 - SO2 Rate Annual v4.10, Unit 3689 and retrofits | 1281 | 2226 | Rate Constraint in lbs/MMBtu | FALSE | L | Annual | Allowances Withdrawn (n:1) | Thousand Tons | 0 | 0 | 0 | 0 | 0 | 0 | 0
Unit Gerald Gentleman 2 - SO2 Rate Annual v4.10, Unit 3689 and retrofits | 1281 | 2226 | Rate Constraint in lbs/MMBtu | FALSE | L | Annual | Net Emissions Allowance Position | Thousand Tons | 4.5784 | 4.5784 | 4.5705 | 4.5784 | 4.5784 | 6.1705 | 7.4201
Unit Gerald Gentleman 2 - SO2 Rate Annual v4.10, Unit 3689 and retrofits | 1281 | 2226 | Rate Constraint in lbs/MMBtu | FALSE | L | Annual | Fuel Consumed | TBtu | 52.625 | 52.625 | 52.5341 | 52.625 | 52.625 | 52.625 | 52.625
Unit Gerald Gentleman 2 - SO2 Rate Annual v4.10, Unit 3689 and retrofits | 1281 | 2226 | Rate Constraint in lbs/MMBtu | FALSE | L | Annual | Rate | lb/MMBtu | 0.174 | 0.174 | 0.174 | 0.174 | 0.174 | 0.23451 | 0.282
Unit Gerald Gentleman 2 - SO2 Rate Annual v4.10, Unit 3689 and retrofits | 1281 | 2226 | Rate Constraint in lbs/MMBtu | FALSE | L | Annual | Generation | TWh | 5.0836 | 5.0836 | 5.0748 | 5.0836 | 5.0836 | 5.0836 | 5.0836
Unit Gerald Gentleman 2 - SO2 Rate Annual v4.10, Unit 3689 and retrofits | 1281 | 2226 | Rate Constraint in lbs/MMBtu | FALSE | L | Annual | Qualifying Generation | TWh | 5.0836 | 5.0836 | 5.0748 | 5.0836 | 5.0836 | 5.0836 | 5.0836
Unit Gerald Gentleman 2 - SO2 Rate Annual v4.10, Unit 3689 and retrofits | 1281 | 2226 | Rate Constraint in lbs/MMBtu | FALSE | L | Annual | Rate | lb/MWh | 1.8012 | 1.8012 | 1.8012 | 1.8012 | 1.8012 | 2.4276 | 2.9192
Unit Gerald Gentleman 2 - SO2 Rate Annual v4.10, Unit 3689 and retrofits | 1281 | 2226 | Rate Constraint in lbs/MMBtu | FALSE | L | Annual | Constraint Shadow Price | US2011$/Ton | 0 | 0 | 0 | 0 | 0 | 0 | 0
Unit Lon Wright 8 - SO2 Rate Annual v4.10, Unit 3693 and retrofits | 1282 | 2222 | Rate Constraint in lbs/MMBtu | FALSE | L | Annual | Seasons Included | Seasons | Winter, Summer | Winter, Summer | Winter, Summer | Winter, Summer | Winter, Summer | Winter, Summer | Winter, Summer
Unit Lon Wright 8 - SO2 Rate Annual v4.10, Unit 3693 and retrofits | 1282 | 2222 | Rate Constraint in lbs/MMBtu | FALSE | L | Annual | Standard SO2 | lb/MMBtu | 0.64321 | 0.64321 | 0.64321 | 0.64321 | 0.64321 | 0.64321 | 0.64321
Unit Lon Wright 8 - SO2 Rate Annual v4.10, Unit 3693 and retrofits | 1282 | 2222 | Rate Constraint in lbs/MMBtu | FALSE | L | Annual | Emissions at Affected Plants SO2 | Thousand Tons | 0.31039 | 0.31138 | 0.31138 | 0.31138 | 0.31138 | 0.31138 | 0.31138
Unit Lon Wright 8 - SO2 Rate Annual v4.10, Unit 3693 and retrofits | 1282 | 2222 | Rate Constraint in lbs/MMBtu | FALSE | L | Annual | Allowances Purchased SO2 | Thousand Tons | 0 | 0 | 0 | 0 | 0 | 0 | 0
Unit Lon Wright 8 - SO2 Rate Annual v4.10, Unit 3693 and retrofits | 1282 | 2222 | Rate Constraint in lbs/MMBtu | FALSE | L | Annual | Allowances Sold SO2 | Thousand Tons | 0 | 0 | 0 | 0 | 0 | 0 | 0
Unit Lon Wright 8 - SO2 Rate Annual v4.10, Unit 3693 and retrofits | 1282 | 2222 | Rate Constraint in lbs/MMBtu | FALSE | L | Annual | Allowances Banked | Thousand Tons | 0 | 0 | 0 | 0 | 0 | 0 | 0
Unit Lon Wright 8 - SO2 Rate Annual v4.10, Unit 3693 and retrofits | 1282 | 2222 | Rate Constraint in lbs/MMBtu | FALSE | L | Annual | Allowances Withdrawn (1:1) | Thousand Tons | 0 | 0 | 0 | 0 | 0 | 0 | 0
Unit Lon Wright 8 - SO2 Rate Annual v4.10, Unit 3693 and retrofits | 1282 | 2222 | Rate Constraint in lbs/MMBtu | FALSE | L | Annual | Allowances Withdrawn (n:1) | Thousand Tons | 0 | 0 | 0 | 0 | 0 | 0 | 0
Unit Lon Wright 8 - SO2 Rate Annual v4.10, Unit 3693 and retrofits | 1282 | 2222 | Rate Constraint in lbs/MMBtu | FALSE | L | Annual | Net Emissions Allowance Position | Thousand Tons | 0.31039 | 0.31138 | 0.31138 | 0.31138 | 0.31138 | 0.31138 | 0.31138
Unit Lon Wright 8 - SO2 Rate Annual v4.10, Unit 3693 and retrofits | 1282 | 2222 | Rate Constraint in lbs/MMBtu | FALSE | L | Annual | Fuel Consumed | TBtu | 7.667 | 7.6784 | 7.6784 | 7.6784 | 7.6784 | 7.6784 | 7.6784
Unit Lon Wright 8 - SO2 Rate Annual v4.10, Unit 3693 and retrofits | 1282 | 2222 | Rate Constraint in lbs/MMBtu | FALSE | L | Annual | Rate | lb/MMBtu | 0.080967 | 0.081106 | 0.081106 | 0.081106 | 0.081106 | 0.081106 | 0.081106
Unit Lon Wright 8 - SO2 Rate Annual v4.10, Unit 3693 and retrofits | 1282 | 2222 | Rate Constraint in lbs/MMBtu | FALSE | L | Annual | Generation | TWh | 0.61394 | 0.61487 | 0.61487 | 0.61487 | 0.61487 | 0.61487 | 0.61487
Unit Lon Wright 8 - SO2 Rate Annual v4.10, Unit 3693 and retrofits | 1282 | 2222 | Rate Constraint in lbs/MMBtu | FALSE | L | Annual | Qualifying Generation | TWh | 0.61394 | 0.61487 | 0.61487 | 0.61487 | 0.61487 | 0.61487 | 0.61487
Unit Lon Wright 8 - SO2 Rate Annual v4.10, Unit 3693 and retrofits | 1282 | 2222 | Rate Constraint in lbs/MMBtu | FALSE | L | Annual | Rate | lb/MWh | 1.0111 | 1.0128 | 1.0128 | 1.0128 | 1.0128 | 1.0128 | 1.0128
Unit Lon Wright 8 - SO2 Rate Annual v4.10, Unit 3693 and retrofits | 1282 | 2222 | Rate Constraint in lbs/MMBtu | FALSE | L | Annual | Constraint Shadow Price | US2011$/Ton | 0 | 0 | 0 | 0 | 0 | 0 | 0
Unit Nebraska City 1 - SO2 Rate Annual v4.10, Unit 3694 and retrofits | 1283 | 2231 | Rate Constraint in lbs/MMBtu | FALSE | L | Annual | Seasons Included | Seasons | Winter, Summer | Winter, Summer | Winter, Summer | Winter, Summer | Winter, Summer | Winter, Summer | Winter, Summer
Unit Nebraska City 1 - SO2 Rate Annual v4.10, Unit 3694 and retrofits | 1283 | 2231 | Rate Constraint in lbs/MMBtu | FALSE | L | Annual | Standard SO2 | lb/MMBtu | 0.70894 | 0.70894 | 0.70894 | 0.70894 | 0.70894 | 0.70894 | 0.70894
Unit Nebraska City 1 - SO2 Rate Annual v4.10, Unit 3694 and retrofits | 1283 | 2231 | Rate Constraint in lbs/MMBtu | FALSE | L | Annual | Emissions at Affected Plants SO2 | Thousand Tons | 4.1215 | 4.1215 | 4.1144 | 4.1215 | 4.1215 | 4.1158 | 4.1158
Unit Nebraska City 1 - SO2 Rate Annual v4.10, Unit 3694 and retrofits | 1283 | 2231 | Rate Constraint in lbs/MMBtu | FALSE | L | Annual | Allowances Purchased SO2 | Thousand Tons | 0 | 0 | 0 | 0 | 0 | 0 | 0
Unit Nebraska City 1 - SO2 Rate Annual v4.10, Unit 3694 and retrofits | 1283 | 2231 | Rate Constraint in lbs/MMBtu | FALSE | L | Annual | Allowances Sold SO2 | Thousand Tons | 0 | 0 | 0 | 0 | 0 | 0 | 0
Unit Nebraska City 1 - SO2 Rate Annual v4.10, Unit 3694 and retrofits | 1283 | 2231 | Rate Constraint in lbs/MMBtu | FALSE | L | Annual | Allowances Banked | Thousand Tons | 0 | 0 | 0 | 0 | 0 | 0 | 0
Unit Nebraska City 1 - SO2 Rate Annual v4.10, Unit 3694 and retrofits | 1283 | 2231 | Rate Constraint in lbs/MMBtu | FALSE | L | Annual | Allowances Withdrawn (1:1) | Thousand Tons | 0 | 0 | 0 | 0 | 0 | 0 | 0
Unit Nebraska City 1 - SO2 Rate Annual v4.10, Unit 3694 and retrofits | 1283 | 2231 | Rate Constraint in lbs/MMBtu | FALSE | L | Annual | Allowances Withdrawn (n:1) | Thousand Tons | 0 | 0 | 0 | 0 | 0 | 0 | 0
Unit Nebraska City 1 - SO2 Rate Annual v4.10, Unit 3694 and retrofits | 1283 | 2231 | Rate Constraint in lbs/MMBtu | FALSE | L | Annual | Net Emissions Allowance Position | Thousand Tons | 4.1215 | 4.1215 | 4.1144 | 4.1215 | 4.1215 | 4.1158 | 4.1158
Unit Nebraska City 1 - SO2 Rate Annual v4.10, Unit 3694 and retrofits | 1283 | 2231 | Rate Constraint in lbs/MMBtu | FALSE | L | Annual | Fuel Consumed | TBtu | 47.374 | 47.374 | 47.2921 | 47.374 | 47.374 | 47.3785 | 47.3785
Unit Nebraska City 1 - SO2 Rate Annual v4.10, Unit 3694 and retrofits | 1283 | 2231 | Rate Constraint in lbs/MMBtu | FALSE | L | Annual | Rate | lb/MMBtu | 0.174 | 0.174 | 0.174 | 0.174 | 0.174 | 0.17374 | 0.17374
Unit Nebraska City 1 - SO2 Rate Annual v4.10, Unit 3694 and retrofits | 1283 | 2231 | Rate Constraint in lbs/MMBtu | FALSE | L | Annual | Generation | TWh | 4.6782 | 4.6782 | 4.6701 | 4.6782 | 4.6782 | 4.6782 | 4.6782
Unit Nebraska City 1 - SO2 Rate Annual v4.10, Unit 3694 and retrofits | 1283 | 2231 | Rate Constraint in lbs/MMBtu | FALSE | L | Annual | Qualifying Generation | TWh | 4.6782 | 4.6782 | 4.6701 | 4.6782 | 4.6782 | 4.6782 | 4.6782
Unit Nebraska City 1 - SO2 Rate Annual v4.10, Unit 3694 and retrofits | 1283 | 2231 | Rate Constraint in lbs/MMBtu | FALSE | L | Annual | Rate | lb/MWh | 1.762 | 1.762 | 1.762 | 1.762 | 1.762 | 1.7596 | 1.7596
Unit Nebraska City 1 - SO2 Rate Annual v4.10, Unit 3694 and retrofits | 1283 | 2231 | Rate Constraint in lbs/MMBtu | FALSE | L | Annual | Constraint Shadow Price | US2011$/Ton | 0 | 0 | 0 | 0 | 0 | 0 | 0
Unit North Omaha 1 - SO2 Rate Annual v4.10, Unit 3695 and retrofits | 1284 | 2228 | Rate Constraint in lbs/MMBtu | FALSE | L | Annual | Seasons Included | Seasons | Winter, Summer | Winter, Summer | Winter, Summer | Winter, Summer | Winter, Summer | Winter, Summer | Winter, Summer
Unit North Omaha 1 - SO2 Rate Annual v4.10, Unit 3695 and retrofits | 1284 | 2228 | Rate Constraint in lbs/MMBtu | FALSE | L | Annual | Standard SO2 | lb/MMBtu | 0.7567 | 0.7567 | 0.7567 | 0.7567 | 0.7567 | 0.7567 | 0.7567
Unit North Omaha 1 - SO2 Rate Annual v4.10, Unit 3695 and retrofits | 1284 | 2228 | Rate Constraint in lbs/MMBtu | FALSE | L | Annual | Emissions at Affected Plants SO2 | Thousand Tons | 0 | 0 | 0 | 0 | 0 | 0 | 0
Unit North Omaha 1 - SO2 Rate Annual v4.10, Unit 3695 and retrofits | 1284 | 2228 | Rate Constraint in lbs/MMBtu | FALSE | L | Annual | Allowances Purchased SO2 | Thousand Tons | 0 | 0 | 0 | 0 | 0 | 0 | 0
Unit North Omaha 1 - SO2 Rate Annual v4.10, Unit 3695 and retrofits | 1284 | 2228 | Rate Constraint in lbs/MMBtu | FALSE | L | Annual | Allowances Sold SO2 | Thousand Tons | 0 | 0 | 0 | 0 | 0 | 0 | 0
Unit North Omaha 1 - SO2 Rate Annual v4.10, Unit 3695 and retrofits | 1284 | 2228 | Rate Constraint in lbs/MMBtu | FALSE | L | Annual | Allowances Banked | Thousand Tons | 0 | 0 | 0 | 0 | 0 | 0 | 0
Unit North Omaha 1 - SO2 Rate Annual v4.10, Unit 3695 and retrofits | 1284 | 2228 | Rate Constraint in lbs/MMBtu | FALSE | L | Annual | Allowances Withdrawn (1:1) | Thousand Tons | 0 | 0 | 0 | 0 | 0 | 0 | 0
Unit North Omaha 1 - SO2 Rate Annual v4.10, Unit 3695 and retrofits | 1284 | 2228 | Rate Constraint in lbs/MMBtu | FALSE | L | Annual | Allowances Withdrawn (n:1) | Thousand Tons | 0 | 0 | 0 | 0 | 0 | 0 | 0
Unit North Omaha 1 - SO2 Rate Annual v4.10, Unit 3695 and retrofits | 1284 | 2228 | Rate Constraint in lbs/MMBtu | FALSE | L | Annual | Net Emissions Allowance Position | Thousand Tons | 0 | 0 | 0 | 0 | 0 | 0 | 0
Unit North Omaha 1 - SO2 Rate Annual v4.10, Unit 3695 and retrofits | 1284 | 2228 | Rate Constraint in lbs/MMBtu | FALSE | L | Annual | Fuel Consumed | TBtu | 0 | 0 | 0 | 0 | 0 | 0 | 0
Unit North Omaha 1 - SO2 Rate Annual v4.10, Unit 3695 and retrofits | 1284 | 2228 | Rate Constraint in lbs/MMBtu | FALSE | L | Annual | Rate | lb/MMBtu | 0 | 0 | 0 | 0 | 0 | 0 | 0
Unit North Omaha 1 - SO2 Rate Annual v4.10, Unit 3695 and retrofits | 1284 | 2228 | Rate Constraint in lbs/MMBtu | FALSE | L | Annual | Generation | TWh | 0 | 0 | 0 | 0 | 0 | 0 | 0
Unit North Omaha 1 - SO2 Rate Annual v4.10, Unit 3695 and retrofits | 1284 | 2228 | Rate Constraint in lbs/MMBtu | FALSE | L | Annual | Qualifying Generation | TWh | 0 | 0 | 0 | 0 | 0 | 0 | 0
Unit North Omaha 1 - SO2 Rate Annual v4.10, Unit 3695 and retrofits | 1284 | 2228 | Rate Constraint in lbs/MMBtu | FALSE | L | Annual | Rate | lb/MWh | 0 | 0 | 0 | 0 | 0 | 0 | 0
Unit North Omaha 1 - SO2 Rate Annual v4.10, Unit 3695 and retrofits | 1284 | 2228 | Rate Constraint in lbs/MMBtu | FALSE | L | Annual | Constraint Shadow Price | US2011$/Ton | 0 | 0 | 0 | 0 | 0 | 0 | 0
Unit North Omaha 5 - SO2 Rate Annual v4.10, Unit 3698 and retrofits | 1285 | 2230 | Rate Constraint in lbs/MMBtu | FALSE | L | Annual | Seasons Included | Seasons | Winter, Summer | Winter, Summer | Winter, Summer | Winter, Summer | Winter, Summer | Winter, Summer | Winter, Summer
Unit North Omaha 5 - SO2 Rate Annual v4.10, Unit 3698 and retrofits | 1285 | 2230 | Rate Constraint in lbs/MMBtu | FALSE | L | Annual | Standard SO2 | lb/MMBtu | 0.73382 | 0.73382 | 0.73382 | 0.73382 | 0.73382 | 0.73382 | 0.73382
Unit North Omaha 5 - SO2 Rate Annual v4.10, Unit 3698 and retrofits | 1285 | 2230 | Rate Constraint in lbs/MMBtu | FALSE | L | Annual | Emissions at Affected Plants SO2 | Thousand Tons | 0 | 0 | 0 | 0 | 0 | 0 | 0
Unit North Omaha 5 - SO2 Rate Annual v4.10, Unit 3698 and retrofits | 1285 | 2230 | Rate Constraint in lbs/MMBtu | FALSE | L | Annual | Allowances Purchased SO2 | Thousand Tons | 0 | 0 | 0 | 0 | 0 | 0 | 0
Unit North Omaha 5 - SO2 Rate Annual v4.10, Unit 3698 and retrofits | 1285 | 2230 | Rate Constraint in lbs/MMBtu | FALSE | L | Annual | Allowances Sold SO2 | Thousand Tons | 0 | 0 | 0 | 0 | 0 | 0 | 0
Unit North Omaha 5 - SO2 Rate Annual v4.10, Unit 3698 and retrofits | 1285 | 2230 | Rate Constraint in lbs/MMBtu | FALSE | L | Annual | Allowances Banked | Thousand Tons | 0 | 0 | 0 | 0 | 0 | 0 | 0
Unit North Omaha 5 - SO2 Rate Annual v4.10, Unit 3698 and retrofits | 1285 | 2230 | Rate Constraint in lbs/MMBtu | FALSE | L | Annual | Allowances Withdrawn (1:1) | Thousand Tons | 0 | 0 | 0 | 0 | 0 | 0 | 0
Unit North Omaha 5 - SO2 Rate Annual v4.10, Unit 3698 and retrofits | 1285 | 2230 | Rate Constraint in lbs/MMBtu | FALSE | L | Annual | Allowances Withdrawn (n:1) | Thousand Tons | 0 | 0 | 0 | 0 | 0 | 0 | 0
Unit North Omaha 5 - SO2 Rate Annual v4.10, Unit 3698 and retrofits | 1285 | 2230 | Rate Constraint in lbs/MMBtu | FALSE | L | Annual | Net Emissions Allowance Position | Thousand Tons | 0 | 0 | 0 | 0 | 0 | 0 | 0
Unit North Omaha 5 - SO2 Rate Annual v4.10, Unit 3698 and retrofits | 1285 | 2230 | Rate Constraint in lbs/MMBtu | FALSE | L | Annual | Fuel Consumed | TBtu | 0 | 0 | 0 | 0 | 0 | 0 | 0
Unit North Omaha 5 - SO2 Rate Annual v4.10, Unit 3698 and retrofits | 1285 | 2230 | Rate Constraint in lbs/MMBtu | FALSE | L | Annual | Rate | lb/MMBtu | 0 | 0 | 0 | 0 | 0 | 0 | 0
Unit North Omaha 5 - SO2 Rate Annual v4.10, Unit 3698 and retrofits | 1285 | 2230 | Rate Constraint in lbs/MMBtu | FALSE | L | Annual | Generation | TWh | 0 | 0 | 0 | 0 | 0 | 0 | 0
Unit North Omaha 5 - SO2 Rate Annual v4.10, Unit 3698 and retrofits | 1285 | 2230 | Rate Constraint in lbs/MMBtu | FALSE | L | Annual | Qualifying Generation | TWh | 0 | 0 | 0 | 0 | 0 | 0 | 0
Unit North Omaha 5 - SO2 Rate Annual v4.10, Unit 3698 and retrofits | 1285 | 2230 | Rate Constraint in lbs/MMBtu | FALSE | L | Annual | Rate | lb/MWh | 0 | 0 | 0 | 0 | 0 | 0 | 0
Unit North Omaha 5 - SO2 Rate Annual v4.10, Unit 3698 and retrofits | 1285 | 2230 | Rate Constraint in lbs/MMBtu | FALSE | L | Annual | Constraint Shadow Price | US2011$/Ton | 0 | 0 | 0 | 0 | 0 | 0 | 0
Unit Northport 1 - SO2 Rate Annual v4.10, Unit 3930 and retrofits | 1286 | 2237 | Rate Constraint in lbs/MMBtu | FALSE | L | Annual | Seasons Included | Seasons | Winter, Summer | Winter, Summer | Winter, Summer | Winter, Summer | Winter, Summer | Winter, Summer | Winter, Summer
Unit Northport 1 - SO2 Rate Annual v4.10, Unit 3930 and retrofits | 1286 | 2237 | Rate Constraint in lbs/MMBtu | FALSE | L | Annual | Standard SO2 | lb/MMBtu | 0.067089 | 0.067089 | 0.067089 | 0.067089 | 0.067089 | 0.067089 | 0.067089
Unit Northport 1 - SO2 Rate Annual v4.10, Unit 3930 and retrofits | 1286 | 2237 | Rate Constraint in lbs/MMBtu | FALSE | L | Annual | Emissions at Affected Plants SO2 | Thousand Tons | 0 | 0 | 0 | 0 | 0 | 0 | 0
Unit Northport 1 - SO2 Rate Annual v4.10, Unit 3930 and retrofits | 1286 | 2237 | Rate Constraint in lbs/MMBtu | FALSE | L | Annual | Allowances Purchased SO2 | Thousand Tons | 0 | 0 | 0 | 0 | 0 | 0 | 0
Unit Northport 1 - SO2 Rate Annual v4.10, Unit 3930 and retrofits | 1286 | 2237 | Rate Constraint in lbs/MMBtu | FALSE | L | Annual | Allowances Sold SO2 | Thousand Tons | 0 | 0 | 0 | 0 | 0 | 0 | 0
Unit Northport 1 - SO2 Rate Annual v4.10, Unit 3930 and retrofits | 1286 | 2237 | Rate Constraint in lbs/MMBtu | FALSE | L | Annual | Allowances Banked | Thousand Tons | 0 | 0 | 0 | 0 | 0 | 0 | 0
Unit Northport 1 - SO2 Rate Annual v4.10, Unit 3930 and retrofits | 1286 | 2237 | Rate Constraint in lbs/MMBtu | FALSE | L | Annual | Allowances Withdrawn (1:1) | Thousand Tons | 0 | 0 | 0 | 0 | 0 | 0 | 0
Unit Northport 1 - SO2 Rate Annual v4.10, Unit 3930 and retrofits | 1286 | 2237 | Rate Constraint in lbs/MMBtu | FALSE | L | Annual | Allowances Withdrawn (n:1) | Thousand Tons | 0 | 0 | 0 | 0 | 0 | 0 | 0
Unit Northport 1 - SO2 Rate Annual v4.10, Unit 3930 and retrofits | 1286 | 2237 | Rate Constraint in lbs/MMBtu | FALSE | L | Annual | Net Emissions Allowance Position | Thousand Tons | 0 | 0 | 0 | 0 | 0 | 0 | 0
Unit Northport 1 - SO2 Rate Annual v4.10, Unit 3930 and retrofits | 1286 | 2237 | Rate Constraint in lbs/MMBtu | FALSE | L | Annual | Fuel Consumed | TBtu | 10.8598 | 7.8646 | 7.8646 | 4.8217 | 4.8217 | 3.8242 | 0
Unit Northport 1 - SO2 Rate Annual v4.10, Unit 3930 and retrofits | 1286 | 2237 | Rate Constraint in lbs/MMBtu | FALSE | L | Annual | Rate | lb/MMBtu | 0 | 0 | 0 | 0 | 0 | 0 | 0
Unit Northport 1 - SO2 Rate Annual v4.10, Unit 3930 and retrofits | 1286 | 2237 | Rate Constraint in lbs/MMBtu | FALSE | L | Annual | Generation | TWh | 1.0035 | 0.72672 | 0.72672 | 0.44555 | 0.44555 | 0.35338 | 0
Unit Northport 1 - SO2 Rate Annual v4.10, Unit 3930 and retrofits | 1286 | 2237 | Rate Constraint in lbs/MMBtu | FALSE | L | Annual | Qualifying Generation | TWh | 1.0035 | 0.72672 | 0.72672 | 0.44555 | 0.44555 | 0.35338 | 0
Unit Northport 1 - SO2 Rate Annual v4.10, Unit 3930 and retrofits | 1286 | 2237 | Rate Constraint in lbs/MMBtu | FALSE | L | Annual | Rate | lb/MWh | 0 | 0 | 0 | 0 | 0 | 0 | 0
Unit Northport 1 - SO2 Rate Annual v4.10, Unit 3930 and retrofits | 1286 | 2237 | Rate Constraint in lbs/MMBtu | FALSE | L | Annual | Constraint Shadow Price | US2011$/Ton | 0 | 0 | 0 | 0 | 0 | 0 | 0
Unit Northport 2 - SO2 Rate Annual v4.10, Unit 3934 and retrofits | 1287 | 2236 | Rate Constraint in lbs/MMBtu | FALSE | L | Annual | Seasons Included | Seasons | Winter, Summer | Winter, Summer | Winter, Summer | Winter, Summer | Winter, Summer | Winter, Summer | Winter, Summer
Unit Northport 2 - SO2 Rate Annual v4.10, Unit 3934 and retrofits | 1287 | 2236 | Rate Constraint in lbs/MMBtu | FALSE | L | Annual | Standard SO2 | lb/MMBtu | 0.22071 | 0.22071 | 0.22071 | 0.22071 | 0.22071 | 0.22071 | 0.22071
Unit Northport 2 - SO2 Rate Annual v4.10, Unit 3934 and retrofits | 1287 | 2236 | Rate Constraint in lbs/MMBtu | FALSE | L | Annual | Emissions at Affected Plants SO2 | Thousand Tons | 0 | 0 | 0 | 0 | 0 | 0 | 0
Unit Northport 2 - SO2 Rate Annual v4.10, Unit 3934 and retrofits | 1287 | 2236 | Rate Constraint in lbs/MMBtu | FALSE | L | Annual | Allowances Purchased SO2 | Thousand Tons | 0 | 0 | 0 | 0 | 0 | 0 | 0
Unit Northport 2 - SO2 Rate Annual v4.10, Unit 3934 and retrofits | 1287 | 2236 | Rate Constraint in lbs/MMBtu | FALSE | L | Annual | Allowances Sold SO2 | Thousand Tons | 0 | 0 | 0 | 0 | 0 | 0 | 0
Unit Northport 2 - SO2 Rate Annual v4.10, Unit 3934 and retrofits | 1287 | 2236 | Rate Constraint in lbs/MMBtu | FALSE | L | Annual | Allowances Banked | Thousand Tons | 0 | 0 | 0 | 0 | 0 | 0 | 0
Unit Northport 2 - SO2 Rate Annual v4.10, Unit 3934 and retrofits | 1287 | 2236 | Rate Constraint in lbs/MMBtu | FALSE | L | Annual | Allowances Withdrawn (1:1) | Thousand Tons | 0 | 0 | 0 | 0 | 0 | 0 | 0
Unit Northport 2 - SO2 Rate Annual v4.10, Unit 3934 and retrofits | 1287 | 2236 | Rate Constraint in lbs/MMBtu | FALSE | L | Annual | Allowances Withdrawn (n:1) | Thousand Tons | 0 | 0 | 0 | 0 | 0 | 0 | 0
Unit Northport 2 - SO2 Rate Annual v4.10, Unit 3934 and retrofits | 1287 | 2236 | Rate Constraint in lbs/MMBtu | FALSE | L | Annual | Net Emissions Allowance Position | Thousand Tons | 0 | 0 | 0 | 0 | 0 | 0 | 0
Unit Northport 2 - SO2 Rate Annual v4.10, Unit 3934 and retrofits | 1287 | 2236 | Rate Constraint in lbs/MMBtu | FALSE | L | Annual | Fuel Consumed | TBtu | 12.2615 | 9.0859 | 9.0859 | 9.0859 | 5.1121 | 4.0545 | 2.4542
Unit Northport 2 - SO2 Rate Annual v4.10, Unit 3934 and retrofits | 1287 | 2236 | Rate Constraint in lbs/MMBtu | FALSE | L | Annual | Rate | lb/MMBtu | 0 | 0 | 0 | 0 | 0 | 0 | 0
Unit Northport 2 - SO2 Rate Annual v4.10, Unit 3934 and retrofits | 1287 | 2236 | Rate Constraint in lbs/MMBtu | FALSE | L | Annual | Generation | TWh | 1.1344 | 0.84059 | 0.84059 | 0.84059 | 0.47295 | 0.37511 | 0.22706
Unit Northport 2 - SO2 Rate Annual v4.10, Unit 3934 and retrofits | 1287 | 2236 | Rate Constraint in lbs/MMBtu | FALSE | L | Annual | Qualifying Generation | TWh | 1.1344 | 0.84059 | 0.84059 | 0.84059 | 0.47295 | 0.37511 | 0.22706
Unit Northport 2 - SO2 Rate Annual v4.10, Unit 3934 and retrofits | 1287 | 2236 | Rate Constraint in lbs/MMBtu | FALSE | L | Annual | Rate | lb/MWh | 0 | 0 | 0 | 0 | 0 | 0 | 0
Unit Northport 2 - SO2 Rate Annual v4.10, Unit 3934 and retrofits | 1287 | 2236 | Rate Constraint in lbs/MMBtu | FALSE | L | Annual | Constraint Shadow Price | US2011$/Ton | 0 | 0 | 0 | 0 | 0 | 0 | 0
Unit Northport 3 - SO2 Rate Annual v4.10, Unit 3931 and retrofits | 1288 | 2235 | Rate Constraint in lbs/MMBtu | FALSE | L | Annual | Seasons Included | Seasons | Winter, Summer | Winter, Summer | Winter, Summer | Winter, Summer | Winter, Summer | Winter, Summer | Winter, Summer
Unit Northport 3 - SO2 Rate Annual v4.10, Unit 3931 and retrofits | 1288 | 2235 | Rate Constraint in lbs/MMBtu | FALSE | L | Annual | Standard SO2 | lb/MMBtu | 0.22456 | 0.22456 | 0.22456 | 0.22456 | 0.22456 | 0.22456 | 0.22456
Unit Northport 3 - SO2 Rate Annual v4.10, Unit 3931 and retrofits | 1288 | 2235 | Rate Constraint in lbs/MMBtu | FALSE | L | Annual | Emissions at Affected Plants SO2 | Thousand Tons | 0 | 0 | 0 | 0 | 0 | 0 | 0
Unit Northport 3 - SO2 Rate Annual v4.10, Unit 3931 and retrofits | 1288 | 2235 | Rate Constraint in lbs/MMBtu | FALSE | L | Annual | Allowances Purchased SO2 | Thousand Tons | 0 | 0 | 0 | 0 | 0 | 0 | 0
Unit Northport 3 - SO2 Rate Annual v4.10, Unit 3931 and retrofits | 1288 | 2235 | Rate Constraint in lbs/MMBtu | FALSE | L | Annual | Allowances Sold SO2 | Thousand Tons | 0 | 0 | 0 | 0 | 0 | 0 | 0
Unit Northport 3 - SO2 Rate Annual v4.10, Unit 3931 and retrofits | 1288 | 2235 | Rate Constraint in lbs/MMBtu | FALSE | L | Annual | Allowances Banked | Thousand Tons | 0 | 0 | 0 | 0 | 0 | 0 | 0
Unit Northport 3 - SO2 Rate Annual v4.10, Unit 3931 and retrofits | 1288 | 2235 | Rate Constraint in lbs/MMBtu | FALSE | L | Annual | Allowances Withdrawn (1:1) | Thousand Tons | 0 | 0 | 0 | 0 | 0 | 0 | 0
Unit Northport 3 - SO2 Rate Annual v4.10, Unit 3931 and retrofits | 1288 | 2235 | Rate Constraint in lbs/MMBtu | FALSE | L | Annual | Allowances Withdrawn (n:1) | Thousand Tons | 0 | 0 | 0 | 0 | 0 | 0 | 0
Unit Northport 3 - SO2 Rate Annual v4.10, Unit 3931 and retrofits | 1288 | 2235 | Rate Constraint in lbs/MMBtu | FALSE | L | Annual | Net Emissions Allowance Position | Thousand Tons | 0 | 0 | 0 | 0 | 0 | 0 | 0
Unit Northport 3 - SO2 Rate Annual v4.10, Unit 3931 and retrofits | 1288 | 2235 | Rate Constraint in lbs/MMBtu | FALSE | L | Annual | Fuel Consumed | TBtu | 11.2442 | 8.1676 | 8.1676 | 8.1676 | 4.9527 | 3.9281 | 3.9281
Unit Northport 3 - SO2 Rate Annual v4.10, Unit 3931 and retrofits | 1288 | 2235 | Rate Constraint in lbs/MMBtu | FALSE | L | Annual | Rate | lb/MMBtu | 0 | 0 | 0 | 0 | 0 | 0 | 0
Unit Northport 3 - SO2 Rate Annual v4.10, Unit 3931 and retrofits | 1288 | 2235 | Rate Constraint in lbs/MMBtu | FALSE | L | Annual | Generation | TWh | 1.0548 | 0.76619 | 0.76619 | 0.76619 | 0.46461 | 0.36849 | 0.36849
Unit Northport 3 - SO2 Rate Annual v4.10, Unit 3931 and retrofits | 1288 | 2235 | Rate Constraint in lbs/MMBtu | FALSE | L | Annual | Qualifying Generation | TWh | 1.0548 | 0.76619 | 0.76619 | 0.76619 | 0.46461 | 0.36849 | 0.36849
Unit Northport 3 - SO2 Rate Annual v4.10, Unit 3931 and retrofits | 1288 | 2235 | Rate Constraint in lbs/MMBtu | FALSE | L | Annual | Rate | lb/MWh | 0 | 0 | 0 | 0 | 0 | 0 | 0
Unit Northport 3 - SO2 Rate Annual v4.10, Unit 3931 and retrofits | 1288 | 2235 | Rate Constraint in lbs/MMBtu | FALSE | L | Annual | Constraint Shadow Price | US2011$/Ton | 0 | 0 | 0 | 0 | 0 | 0 | 0
Unit Northport 4 - SO2 Rate Annual v4.10, Unit 3932 and retrofits | 1289 | 2234 | Rate Constraint in lbs/MMBtu | FALSE | L | Annual | Seasons Included | Seasons | Winter, Summer | Winter, Summer | Winter, Summer | Winter, Summer | Winter, Summer | Winter, Summer | Winter, Summer
Unit Northport 4 - SO2 Rate Annual v4.10, Unit 3932 and retrofits | 1289 | 2234 | Rate Constraint in lbs/MMBtu | FALSE | L | Annual | Standard SO2 | lb/MMBtu | 0.15763 | 0.15763 | 0.15763 | 0.15763 | 0.15763 | 0.15763 | 0.15763
Unit Northport 4 - SO2 Rate Annual v4.10, Unit 3932 and retrofits | 1289 | 2234 | Rate Constraint in lbs/MMBtu | FALSE | L | Annual | Emissions at Affected Plants SO2 | Thousand Tons | 0 | 0 | 0 | 0 | 0 | 0 | 0
Unit Northport 4 - SO2 Rate Annual v4.10, Unit 3932 and retrofits | 1289 | 2234 | Rate Constraint in lbs/MMBtu | FALSE | L | Annual | Allowances Purchased SO2 | Thousand Tons | 0 | 0 | 0 | 0 | 0 | 0 | 0
Unit Northport 4 - SO2 Rate Annual v4.10, Unit 3932 and retrofits | 1289 | 2234 | Rate Constraint in lbs/MMBtu | FALSE | L | Annual | Allowances Sold SO2 | Thousand Tons | 0 | 0 | 0 | 0 | 0 | 0 | 0
Unit Northport 4 - SO2 Rate Annual v4.10, Unit 3932 and retrofits | 1289 | 2234 | Rate Constraint in lbs/MMBtu | FALSE | L | Annual | Allowances Banked | Thousand Tons | 0 | 0 | 0 | 0 | 0 | 0 | 0
Unit Northport 4 - SO2 Rate Annual v4.10, Unit 3932 and retrofits | 1289 | 2234 | Rate Constraint in lbs/MMBtu | FALSE | L | Annual | Allowances Withdrawn (1:1) | Thousand Tons | 0 | 0 | 0 | 0 | 0 | 0 | 0
Unit Northport 4 - SO2 Rate Annual v4.10, Unit 3932 and retrofits | 1289 | 2234 | Rate Constraint in lbs/MMBtu | FALSE | L | Annual | Allowances Withdrawn (n:1) | Thousand Tons | 0 | 0 | 0 | 0 | 0 | 0 | 0
Unit Northport 4 - SO2 Rate Annual v4.10, Unit 3932 and retrofits | 1289 | 2234 | Rate Constraint in lbs/MMBtu | FALSE | L | Annual | Net Emissions Allowance Position | Thousand Tons | 0 | 0 | 0 | 0 | 0 | 0 | 0
Unit Northport 4 - SO2 Rate Annual v4.10, Unit 3932 and retrofits | 1289 | 2234 | Rate Constraint in lbs/MMBtu | FALSE | L | Annual | Fuel Consumed | TBtu | 11.5036 | 8.6107 | 8.6107 | 8.8777 | 5.292 | 4.0042 | 4.0042
Unit Northport 4 - SO2 Rate Annual v4.10, Unit 3932 and retrofits | 1289 | 2234 | Rate Constraint in lbs/MMBtu | FALSE | L | Annual | Rate | lb/MMBtu | 0 | 0 | 0 | 0 | 0 | 0 | 0
Unit Northport 4 - SO2 Rate Annual v4.10, Unit 3932 and retrofits | 1289 | 2234 | Rate Constraint in lbs/MMBtu | FALSE | L | Annual | Generation | TWh | 1.0804 | 0.80867 | 0.80867 | 0.83374 | 0.49699 | 0.37605 | 0.37605
Unit Northport 4 - SO2 Rate Annual v4.10, Unit 3932 and retrofits | 1289 | 2234 | Rate Constraint in lbs/MMBtu | FALSE | L | Annual | Qualifying Generation | TWh | 1.0804 | 0.80867 | 0.80867 | 0.83374 | 0.49699 | 0.37605 | 0.37605
Unit Northport 4 - SO2 Rate Annual v4.10, Unit 3932 and retrofits | 1289 | 2234 | Rate Constraint in lbs/MMBtu | FALSE | L | Annual | Rate | lb/MWh | 0 | 0 | 0 | 0 | 0 | 0 | 0
Unit Northport 4 - SO2 Rate Annual v4.10, Unit 3932 and retrofits | 1289 | 2234 | Rate Constraint in lbs/MMBtu | FALSE | L | Annual | Constraint Shadow Price | US2011$/Ton | 0 | 0 | 0 | 0 | 0 | 0 | 0
Unit Platte 1 - SO2 Rate Annual v4.10, Unit 4232 and retrofits | 1290 | 2225 | Rate Constraint in lbs/MMBtu | FALSE | L | Annual | Seasons Included | Seasons | Winter, Summer | Winter, Summer | Winter, Summer | Winter, Summer | Winter, Summer | Winter, Summer | Winter, Summer
Unit Platte 1 - SO2 Rate Annual v4.10, Unit 4232 and retrofits | 1290 | 2225 | Rate Constraint in lbs/MMBtu | FALSE | L | Annual | Standard SO2 | lb/MMBtu | 0.73393 | 0.73393 | 0.73393 | 0.73393 | 0.73393 | 0.73393 | 0.73393
Unit Platte 1 - SO2 Rate Annual v4.10, Unit 4232 and retrofits | 1290 | 2225 | Rate Constraint in lbs/MMBtu | FALSE | L | Annual | Emissions at Affected Plants SO2 | Thousand Tons | 0.24686 | 0.24686 | 0.24686 | 0.24686 | 0.24686 | 0.24686 | 0.24686
Unit Platte 1 - SO2 Rate Annual v4.10, Unit 4232 and retrofits | 1290 | 2225 | Rate Constraint in lbs/MMBtu | FALSE | L | Annual | Allowances Purchased SO2 | Thousand Tons | 0 | 0 | 0 | 0 | 0 | 0 | 0
Unit Platte 1 - SO2 Rate Annual v4.10, Unit 4232 and retrofits | 1290 | 2225 | Rate Constraint in lbs/MMBtu | FALSE | L | Annual | Allowances Sold SO2 | Thousand Tons | 0 | 0 | 0 | 0 | 0 | 0 | 0
Unit Platte 1 - SO2 Rate Annual v4.10, Unit 4232 and retrofits | 1290 | 2225 | Rate Constraint in lbs/MMBtu | FALSE | L | Annual | Allowances Banked | Thousand Tons | 0 | 0 | 0 | 0 | 0 | 0 | 0
Unit Platte 1 - SO2 Rate Annual v4.10, Unit 4232 and retrofits | 1290 | 2225 | Rate Constraint in lbs/MMBtu | FALSE | L | Annual | Allowances Withdrawn (1:1) | Thousand Tons | 0 | 0 | 0 | 0 | 0 | 0 | 0
Unit Platte 1 - SO2 Rate Annual v4.10, Unit 4232 and retrofits | 1290 | 2225 | Rate Constraint in lbs/MMBtu | FALSE | L | Annual | Allowances Withdrawn (n:1) | Thousand Tons | 0 | 0 | 0 | 0 | 0 | 0 | 0
Unit Platte 1 - SO2 Rate Annual v4.10, Unit 4232 and retrofits | 1290 | 2225 | Rate Constraint in lbs/MMBtu | FALSE | L | Annual | Net Emissions Allowance Position | Thousand Tons | 0.24686 | 0.24686 | 0.24686 | 0.24686 | 0.24686 | 0.24686 | 0.24686
Unit Platte 1 - SO2 Rate Annual v4.10, Unit 4232 and retrofits | 1290 | 2225 | Rate Constraint in lbs/MMBtu | FALSE | L | Annual | Fuel Consumed | TBtu | 8.2287 | 8.2287 | 8.2287 | 8.2287 | 8.2287 | 8.2287 | 8.2287
Unit Platte 1 - SO2 Rate Annual v4.10, Unit 4232 and retrofits | 1290 | 2225 | Rate Constraint in lbs/MMBtu | FALSE | L | Annual | Rate | lb/MMBtu | 0.06 | 0.06 | 0.06 | 0.06 | 0.06 | 0.06 | 0.06
Unit Platte 1 - SO2 Rate Annual v4.10, Unit 4232 and retrofits | 1290 | 2225 | Rate Constraint in lbs/MMBtu | FALSE | L | Annual | Generation | TWh | 0.74448 | 0.74448 | 0.74448 | 0.74448 | 0.74448 | 0.74448 | 0.74448
Unit Platte 1 - SO2 Rate Annual v4.10, Unit 4232 and retrofits | 1290 | 2225 | Rate Constraint in lbs/MMBtu | FALSE | L | Annual | Qualifying Generation | TWh | 0.74448 | 0.74448 | 0.74448 | 0.74448 | 0.74448 | 0.74448 | 0.74448
Unit Platte 1 - SO2 Rate Annual v4.10, Unit 4232 and retrofits | 1290 | 2225 | Rate Constraint in lbs/MMBtu | FALSE | L | Annual | Rate | lb/MWh | 0.66318 | 0.66318 | 0.66318 | 0.66318 | 0.66318 | 0.66318 | 0.66318
Unit Platte 1 - SO2 Rate Annual v4.10, Unit 4232 and retrofits | 1290 | 2225 | Rate Constraint in lbs/MMBtu | FALSE | L | Annual | Constraint Shadow Price | US2011$/Ton | 0 | 0 | 0 | 0 | 0 | 0 | 0
Unit Port Jefferson 3 - SO2 Rate Annual v4.10, Unit 3933 and retrofits | 1291 | 2238 | Rate Constraint in lbs/MMBtu | FALSE | L | Annual | Seasons Included | Seasons | Winter, Summer | Winter, Summer | Winter, Summer | Winter, Summer | Winter, Summer | Winter, Summer | Winter, Summer
Unit Port Jefferson 3 - SO2 Rate Annual v4.10, Unit 3933 and retrofits | 1291 | 2238 | Rate Constraint in lbs/MMBtu | FALSE | L | Annual | Standard SO2 | lb/MMBtu | 0.19639 | 0.19639 | 0.19639 | 0.19639 | 0.19639 | 0.19639 | 0.19639
Unit Port Jefferson 3 - SO2 Rate Annual v4.10, Unit 3933 and retrofits | 1291 | 2238 | Rate Constraint in lbs/MMBtu | FALSE | L | Annual | Emissions at Affected Plants SO2 | Thousand Tons | 0 | 0 | 0 | 0 | 0 | 0 | 0
Unit Port Jefferson 3 - SO2 Rate Annual v4.10, Unit 3933 and retrofits | 1291 | 2238 | Rate Constraint in lbs/MMBtu | FALSE | L | Annual | Allowances Purchased SO2 | Thousand Tons | 0 | 0 | 0 | 0 | 0 | 0 | 0
Unit Port Jefferson 3 - SO2 Rate Annual v4.10, Unit 3933 and retrofits | 1291 | 2238 | Rate Constraint in lbs/MMBtu | FALSE | L | Annual | Allowances Sold SO2 | Thousand Tons | 0 | 0 | 0 | 0 | 0 | 0 | 0
Unit Port Jefferson 3 - SO2 Rate Annual v4.10, Unit 3933 and retrofits | 1291 | 2238 | Rate Constraint in lbs/MMBtu | FALSE | L | Annual | Allowances Banked | Thousand Tons | 0 | 0 | 0 | 0 | 0 | 0 | 0
Unit Port Jefferson 3 - SO2 Rate Annual v4.10, Unit 3933 and retrofits | 1291 | 2238 | Rate Constraint in lbs/MMBtu | FALSE | L | Annual | Allowances Withdrawn (1:1) | Thousand Tons | 0 | 0 | 0 | 0 | 0 | 0 | 0
Unit Port Jefferson 3 - SO2 Rate Annual v4.10, Unit 3933 and retrofits | 1291 | 2238 | Rate Constraint in lbs/MMBtu | FALSE | L | Annual | Allowances Withdrawn (n:1) | Thousand Tons | 0 | 0 | 0 | 0 | 0 | 0 | 0
Unit Port Jefferson 3 - SO2 Rate Annual v4.10, Unit 3933 and retrofits | 1291 | 2238 | Rate Constraint in lbs/MMBtu | FALSE | L | Annual | Net Emissions Allowance Position | Thousand Tons | 0 | 0 | 0 | 0 | 0 | 0 | 0
Unit Port Jefferson 3 - SO2 Rate Annual v4.10, Unit 3933 and retrofits | 1291 | 2238 | Rate Constraint in lbs/MMBtu | FALSE | L | Annual | Fuel Consumed | TBtu | 1.6133 | 1.5269 | 0 | 0 | 0 | 0 | 0
Unit Port Jefferson 3 - SO2 Rate Annual v4.10, Unit 3933 and retrofits | 1291 | 2238 | Rate Constraint in lbs/MMBtu | FALSE | L | Annual | Rate | lb/MMBtu | 0 | 0 | 0 | 0 | 0 | 0 | 0
Unit Port Jefferson 3 - SO2 Rate Annual v4.10, Unit 3933 and retrofits | 1291 | 2238 | Rate Constraint in lbs/MMBtu | FALSE | L | Annual | Generation | TWh | 0.14185 | 0.13425 | 0 | 0 | 0 | 0 | 0
Unit Port Jefferson 3 - SO2 Rate Annual v4.10, Unit 3933 and retrofits | 1291 | 2238 | Rate Constraint in lbs/MMBtu | FALSE | L | Annual | Qualifying Generation | TWh | 0.14185 | 0.13425 | 0 | 0 | 0 | 0 | 0
Unit Port Jefferson 3 - SO2 Rate Annual v4.10, Unit 3933 and retrofits | 1291 | 2238 | Rate Constraint in lbs/MMBtu | FALSE | L | Annual | Rate | lb/MWh | 0 | 0 | 0 | 0 | 0 | 0 | 0
Unit Port Jefferson 3 - SO2 Rate Annual v4.10, Unit 3933 and retrofits | 1291 | 2238 | Rate Constraint in lbs/MMBtu | FALSE | L | Annual | Constraint Shadow Price | US2011$/Ton | 0 | 0 | 0 | 0 | 0 | 0 | 0
Unit Port Jefferson 4 - SO2 Rate Annual v4.10, Unit 3935 and retrofits | 1292 | 2239 | Rate Constraint in lbs/MMBtu | FALSE | L | Annual | Seasons Included | Seasons | Winter, Summer | Winter, Summer | Winter, Summer | Winter, Summer | Winter, Summer | Winter, Summer | Winter, Summer
Unit Port Jefferson 4 - SO2 Rate Annual v4.10, Unit 3935 and retrofits | 1292 | 2239 | Rate Constraint in lbs/MMBtu | FALSE | L | Annual | Standard SO2 | lb/MMBtu | 0.25483 | 0.25483 | 0.25483 | 0.25483 | 0.25483 | 0.25483 | 0.25483
Unit Port Jefferson 4 - SO2 Rate Annual v4.10, Unit 3935 and retrofits | 1292 | 2239 | Rate Constraint in lbs/MMBtu | FALSE | L | Annual | Emissions at Affected Plants SO2 | Thousand Tons | 0 | 0 | 0 | 0 | 0 | 0 | 0
Unit Port Jefferson 4 - SO2 Rate Annual v4.10, Unit 3935 and retrofits | 1292 | 2239 | Rate Constraint in lbs/MMBtu | FALSE | L | Annual | Allowances Purchased SO2 | Thousand Tons | 0 | 0 | 0 | 0 | 0 | 0 | 0
Unit Port Jefferson 4 - SO2 Rate Annual v4.10, Unit 3935 and retrofits | 1292 | 2239 | Rate Constraint in lbs/MMBtu | FALSE | L | Annual | Allowances Sold SO2 | Thousand Tons | 0 | 0 | 0 | 0 | 0 | 0 | 0
Unit Port Jefferson 4 - SO2 Rate Annual v4.10, Unit 3935 and retrofits | 1292 | 2239 | Rate Constraint in lbs/MMBtu | FALSE | L | Annual | Allowances Banked | Thousand Tons | 0 | 0 | 0 | 0 | 0 | 0 | 0
Unit Port Jefferson 4 - SO2 Rate Annual v4.10, Unit 3935 and retrofits | 1292 | 2239 | Rate Constraint in lbs/MMBtu | FALSE | L | Annual | Allowances Withdrawn (1:1) | Thousand Tons | 0 | 0 | 0 | 0 | 0 | 0 | 0
Unit Port Jefferson 4 - SO2 Rate Annual v4.10, Unit 3935 and retrofits | 1292 | 2239 | Rate Constraint in lbs/MMBtu | FALSE | L | Annual | Allowances Withdrawn (n:1) | Thousand Tons | 0 | 0 | 0 | 0 | 0 | 0 | 0
Unit Port Jefferson 4 - SO2 Rate Annual v4.10, Unit 3935 and retrofits | 1292 | 2239 | Rate Constraint in lbs/MMBtu | FALSE | L | Annual | Net Emissions Allowance Position | Thousand Tons | 0 | 0 | 0 | 0 | 0 | 0 | 0
Unit Port Jefferson 4 - SO2 Rate Annual v4.10, Unit 3935 and retrofits | 1292 | 2239 | Rate Constraint in lbs/MMBtu | FALSE | L | Annual | Fuel Consumed | TBtu | 1.1957 | 1.1957 | 0.88705 | 0 | 0 | 0 | 0
Unit Port Jefferson 4 - SO2 Rate Annual v4.10, Unit 3935 and retrofits | 1292 | 2239 | Rate Constraint in lbs/MMBtu | FALSE | L | Annual | Rate | lb/MMBtu | 0 | 0 | 0 | 0 | 0 | 0 | 0
Unit Port Jefferson 4 - SO2 Rate Annual v4.10, Unit 3935 and retrofits | 1292 | 2239 | Rate Constraint in lbs/MMBtu | FALSE | L | Annual | Generation | TWh | 0.10529 | 0.10529 | 0.078113 | 0 | 0 | 0 | 0
Unit Port Jefferson 4 - SO2 Rate Annual v4.10, Unit 3935 and retrofits | 1292 | 2239 | Rate Constraint in lbs/MMBtu | FALSE | L | Annual | Qualifying Generation | TWh | 0.10529 | 0.10529 | 0.078113 | 0 | 0 | 0 | 0
Unit Port Jefferson 4 - SO2 Rate Annual v4.10, Unit 3935 and retrofits | 1292 | 2239 | Rate Constraint in lbs/MMBtu | FALSE | L | Annual | Rate | lb/MWh | 0 | 0 | 0 | 0 | 0 | 0 | 0
Unit Port Jefferson 4 - SO2 Rate Annual v4.10, Unit 3935 and retrofits | 1292 | 2239 | Rate Constraint in lbs/MMBtu | FALSE | L | Annual | Constraint Shadow Price | US2011$/Ton | 0 | 0 | 0 | 0 | 0 | 0 | 0
Unit San Juan 1-4 - NOX Rate Annual v3.1, Unit 4226 and retrofits | 1293 | 1896 | Rate Constraint in lbs/MMBtu | FALSE | L | Annual | Seasons Included | Seasons | Winter, Summer | Winter, Summer | Winter, Summer | Winter, Summer | Winter, Summer | Winter, Summer | Winter, Summer
Unit San Juan 1-4 - NOX Rate Annual v3.1, Unit 4226 and retrofits | 1293 | 1896 | Rate Constraint in lbs/MMBtu | FALSE | L | Annual | Standard NOX | lb/MMBtu | 0.3 | 0.3 | 0.3 | 0.3 | 0.3 | 0.3 | 0.3
Unit San Juan 1-4 - NOX Rate Annual v3.1, Unit 4226 and retrofits | 1293 | 1896 | Rate Constraint in lbs/MMBtu | FALSE | L | Annual | Emissions at Affected Plants NOX | Thousand Tons | 1.2094 | 3.4738 | 4.26 | 3.7211 | 4.26 | 2.9282 | 3.1238
Unit San Juan 1-4 - NOX Rate Annual v3.1, Unit 4226 and retrofits | 1293 | 1896 | Rate Constraint in lbs/MMBtu | FALSE | L | Annual | Allowances Purchased NOX | Thousand Tons | 0 | 0 | 0 | 0 | 0 | 0 | 0
Unit San Juan 1-4 - NOX Rate Annual v3.1, Unit 4226 and retrofits | 1293 | 1896 | Rate Constraint in lbs/MMBtu | FALSE | L | Annual | Allowances Sold NOX | Thousand Tons | 0 | 0 | 0 | 0 | 0 | 0 | 0
Unit San Juan 1-4 - NOX Rate Annual v3.1, Unit 4226 and retrofits | 1293 | 1896 | Rate Constraint in lbs/MMBtu | FALSE | L | Annual | Allowances Banked | Thousand Tons | 0 | 0 | 0 | 0 | 0 | 0 | 0
Unit San Juan 1-4 - NOX Rate Annual v3.1, Unit 4226 and retrofits | 1293 | 1896 | Rate Constraint in lbs/MMBtu | FALSE | L | Annual | Allowances Withdrawn (1:1) | Thousand Tons | 0 | 0 | 0 | 0 | 0 | 0 | 0
Unit San Juan 1-4 - NOX Rate Annual v3.1, Unit 4226 and retrofits | 1293 | 1896 | Rate Constraint in lbs/MMBtu | FALSE | L | Annual | Allowances Withdrawn (n:1) | Thousand Tons | 0 | 0 | 0 | 0 | 0 | 0 | 0
Unit San Juan 1-4 - NOX Rate Annual v3.1, Unit 4226 and retrofits | 1293 | 1896 | Rate Constraint in lbs/MMBtu | FALSE | L | Annual | Net Emissions Allowance Position | Thousand Tons | 1.2094 | 3.4738 | 4.26 | 3.7211 | 4.26 | 2.9282 | 3.1238
Unit San Juan 1-4 - NOX Rate Annual v3.1, Unit 4226 and retrofits | 1293 | 1896 | Rate Constraint in lbs/MMBtu | FALSE | L | Annual | Fuel Consumed | TBtu | 10.9946 | 31.58 | 38.7276 | 33.8869 | 38.7944 | 26.666 | 28.4474
Unit San Juan 1-4 - NOX Rate Annual v3.1, Unit 4226 and retrofits | 1293 | 1896 | Rate Constraint in lbs/MMBtu | FALSE | L | Annual | Rate | lb/MMBtu | 0.22 | 0.22 | 0.22 | 0.21962 | 0.21962 | 0.21962 | 0.21962
Unit San Juan 1-4 - NOX Rate Annual v3.1, Unit 4226 and retrofits | 1293 | 1896 | Rate Constraint in lbs/MMBtu | FALSE | L | Annual | Generation | TWh | 1.0197 | 2.929 | 3.5919 | 3.1375 | 3.5919 | 2.4689 | 2.6339
Unit San Juan 1-4 - NOX Rate Annual v3.1, Unit 4226 and retrofits | 1293 | 1896 | Rate Constraint in lbs/MMBtu | FALSE | L | Annual | Qualifying Generation | TWh | 1.0197 | 2.929 | 3.5919 | 3.1375 | 3.5919 | 2.4689 | 2.6339
Unit San Juan 1-4 - NOX Rate Annual v3.1, Unit 4226 and retrofits | 1293 | 1896 | Rate Constraint in lbs/MMBtu | FALSE | L | Annual | Rate | lb/MWh | 2.372 | 2.372 | 2.372 | 2.372 | 2.372 | 2.372 | 2.372
Unit San Juan 1-4 - NOX Rate Annual v3.1, Unit 4226 and retrofits | 1293 | 1896 | Rate Constraint in lbs/MMBtu | FALSE | L | Annual | Constraint Shadow Price | US2011$/Ton | 0 | 0 | 0 | 0 | 0 | 0 | 0
Unit San Juan 1-4 - NOX Rate Annual v3.1, Unit 4227 and retrofits | 1294 | 1896 | Rate Constraint in lbs/MMBtu | FALSE | L | Annual | Seasons Included | Seasons | Winter, Summer | Winter, Summer | Winter, Summer | Winter, Summer | Winter, Summer | Winter, Summer | Winter, Summer
Unit San Juan 1-4 - NOX Rate Annual v3.1, Unit 4227 and retrofits | 1294 | 1896 | Rate Constraint in lbs/MMBtu | FALSE | L | Annual | Standard NOX | lb/MMBtu | 0.3 | 0.3 | 0.3 | 0.3 | 0.3 | 0.3 | 0.3
Unit San Juan 1-4 - NOX Rate Annual v3.1, Unit 4227 and retrofits | 1294 | 1896 | Rate Constraint in lbs/MMBtu | FALSE | L | Annual | Emissions at Affected Plants NOX | Thousand Tons | 0 | 0 | 0 | 0 | 0 | 0 | 0
Unit San Juan 1-4 - NOX Rate Annual v3.1, Unit 4227 and retrofits | 1294 | 1896 | Rate Constraint in lbs/MMBtu | FALSE | L | Annual | Allowances Purchased NOX | Thousand Tons | 0 | 0 | 0 | 0 | 0 | 0 | 0
Unit San Juan 1-4 - NOX Rate Annual v3.1, Unit 4227 and retrofits | 1294 | 1896 | Rate Constraint in lbs/MMBtu | FALSE | L | Annual | Allowances Sold NOX | Thousand Tons | 0 | 0 | 0 | 0 | 0 | 0 | 0
Unit San Juan 1-4 - NOX Rate Annual v3.1, Unit 4227 and retrofits | 1294 | 1896 | Rate Constraint in lbs/MMBtu | FALSE | L | Annual | Allowances Banked | Thousand Tons | 0 | 0 | 0 | 0 | 0 | 0 | 0
Unit San Juan 1-4 - NOX Rate Annual v3.1, Unit 4227 and retrofits | 1294 | 1896 | Rate Constraint in lbs/MMBtu | FALSE | L | Annual | Allowances Withdrawn (1:1) | Thousand Tons | 0 | 0 | 0 | 0 | 0 | 0 | 0
Unit San Juan 1-4 - NOX Rate Annual v3.1, Unit 4227 and retrofits | 1294 | 1896 | Rate Constraint in lbs/MMBtu | FALSE | L | Annual | Allowances Withdrawn (n:1) | Thousand Tons | 0 | 0 | 0 | 0 | 0 | 0 | 0
Unit San Juan 1-4 - NOX Rate Annual v3.1, Unit 4227 and retrofits | 1294 | 1896 | Rate Constraint in lbs/MMBtu | FALSE | L | Annual | Net Emissions Allowance Position | Thousand Tons | 0 | 0 | 0 | 0 | 0 | 0 | 0
Unit San Juan 1-4 - NOX Rate Annual v3.1, Unit 4227 and retrofits | 1294 | 1896 | Rate Constraint in lbs/MMBtu | FALSE | L | Annual | Fuel Consumed | TBtu | 0 | 0 | 0 | 0 | 0 | 0 | 0
Unit San Juan 1-4 - NOX Rate Annual v3.1, Unit 4227 and retrofits | 1294 | 1896 | Rate Constraint in lbs/MMBtu | FALSE | L | Annual | Rate | lb/MMBtu | 0 | 0 | 0 | 0 | 0 | 0 | 0
Unit San Juan 1-4 - NOX Rate Annual v3.1, Unit 4227 and retrofits | 1294 | 1896 | Rate Constraint in lbs/MMBtu | FALSE | L | Annual | Generation | TWh | 0 | 0 | 0 | 0 | 0 | 0 | 0
Unit San Juan 1-4 - NOX Rate Annual v3.1, Unit 4227 and retrofits | 1294 | 1896 | Rate Constraint in lbs/MMBtu | FALSE | L | Annual | Qualifying Generation | TWh | 0 | 0 | 0 | 0 | 0 | 0 | 0
Unit San Juan 1-4 - NOX Rate Annual v3.1, Unit 4227 and retrofits | 1294 | 1896 | Rate Constraint in lbs/MMBtu | FALSE | L | Annual | Rate | lb/MWh | 0 | 0 | 0 | 0 | 0 | 0 | 0
Unit San Juan 1-4 - NOX Rate Annual v3.1, Unit 4227 and retrofits | 1294 | 1896 | Rate Constraint in lbs/MMBtu | FALSE | L | Annual | Constraint Shadow Price | US2011$/Ton | 0 | 0 | 0 | 0 | 0 | 0 | 0
Unit San Juan 1-4 - NOX Rate Annual v3.1, Unit 4228 and retrofits | 1295 | 1896 | Rate Constraint in lbs/MMBtu | FALSE | L | Annual | Seasons Included | Seasons | Winter, Summer | Winter, Summer | Winter, Summer | Winter, Summer | Winter, Summer | Winter, Summer | Winter, Summer
Unit San Juan 1-4 - NOX Rate Annual v3.1, Unit 4228 and retrofits | 1295 | 1896 | Rate Constraint in lbs/MMBtu | FALSE | L | Annual | Standard NOX | lb/MMBtu | 0.3 | 0.3 | 0.3 | 0.3 | 0.3 | 0.3 | 0.3
Unit San Juan 1-4 - NOX Rate Annual v3.1, Unit 4228 and retrofits | 1295 | 1896 | Rate Constraint in lbs/MMBtu | FALSE | L | Annual | Emissions at Affected Plants NOX | Thousand Tons | 2.2134 | 2.2134 | 2.7418 | 2.5905 | 2.7418 | 2.5905 | 2.3949
Unit San Juan 1-4 - NOX Rate Annual v3.1, Unit 4228 and retrofits | 1295 | 1896 | Rate Constraint in lbs/MMBtu | FALSE | L | Annual | Allowances Purchased NOX | Thousand Tons | 0 | 0 | 0 | 0 | 0 | 0 | 0
Unit San Juan 1-4 - NOX Rate Annual v3.1, Unit 4228 and retrofits | 1295 | 1896 | Rate Constraint in lbs/MMBtu | FALSE | L | Annual | Allowances Sold NOX | Thousand Tons | 0 | 0 | 0 | 0 | 0 | 0 | 0
Unit San Juan 1-4 - NOX Rate Annual v3.1, Unit 4228 and retrofits | 1295 | 1896 | Rate Constraint in lbs/MMBtu | FALSE | L | Annual | Allowances Banked | Thousand Tons | 0 | 0 | 0 | 0 | 0 | 0 | 0
Unit San Juan 1-4 - NOX Rate Annual v3.1, Unit 4228 and retrofits | 1295 | 1896 | Rate Constraint in lbs/MMBtu | FALSE | L | Annual | Allowances Withdrawn (1:1) | Thousand Tons | 0 | 0 | 0 | 0 | 0 | 0 | 0
Unit San Juan 1-4 - NOX Rate Annual v3.1, Unit 4228 and retrofits | 1295 | 1896 | Rate Constraint in lbs/MMBtu | FALSE | L | Annual | Allowances Withdrawn (n:1) | Thousand Tons | 0 | 0 | 0 | 0 | 0 | 0 | 0
Unit San Juan 1-4 - NOX Rate Annual v3.1, Unit 4228 and retrofits | 1295 | 1896 | Rate Constraint in lbs/MMBtu | FALSE | L | Annual | Net Emissions Allowance Position | Thousand Tons | 2.2134 | 2.2134 | 2.7418 | 2.5905 | 2.7418 | 2.5905 | 2.3949
Unit San Juan 1-4 - NOX Rate Annual v3.1, Unit 4228 and retrofits | 1295 | 1896 | Rate Constraint in lbs/MMBtu | FALSE | L | Annual | Fuel Consumed | TBtu | 20.1218 | 20.1218 | 24.9251 | 23.591 | 24.9681 | 23.591 | 21.8096
Unit San Juan 1-4 - NOX Rate Annual v3.1, Unit 4228 and retrofits | 1295 | 1896 | Rate Constraint in lbs/MMBtu | FALSE | L | Annual | Rate | lb/MMBtu | 0.22 | 0.22 | 0.22 | 0.21962 | 0.21962 | 0.21962 | 0.21962
Unit San Juan 1-4 - NOX Rate Annual v3.1, Unit 4228 and retrofits | 1295 | 1896 | Rate Constraint in lbs/MMBtu | FALSE | L | Annual | Generation | TWh | 1.9222 | 1.9222 | 2.3811 | 2.2497 | 2.3811 | 2.2497 | 2.0799
Unit San Juan 1-4 - NOX Rate Annual v3.1, Unit 4228 and retrofits | 1295 | 1896 | Rate Constraint in lbs/MMBtu | FALSE | L | Annual | Qualifying Generation | TWh | 1.9222 | 1.9222 | 2.3811 | 2.2497 | 2.3811 | 2.2497 | 2.0799
Unit San Juan 1-4 - NOX Rate Annual v3.1, Unit 4228 and retrofits | 1295 | 1896 | Rate Constraint in lbs/MMBtu | FALSE | L | Annual | Rate | lb/MWh | 2.303 | 2.303 | 2.303 | 2.303 | 2.303 | 2.303 | 2.303
Unit San Juan 1-4 - NOX Rate Annual v3.1, Unit 4228 and retrofits | 1295 | 1896 | Rate Constraint in lbs/MMBtu | FALSE | L | Annual | Constraint Shadow Price | US2011$/Ton | 0 | 0 | 0 | 0 | 0 | 0 | 0
Unit San Juan 1-4 - NOX Rate Annual v3.1, Unit 4229 and retrofits | 1296 | 1896 | Rate Constraint in lbs/MMBtu | FALSE | L | Annual | Seasons Included | Seasons | Winter, Summer | Winter, Summer | Winter, Summer | Winter, Summer | Winter, Summer | Winter, Summer | Winter, Summer
Unit San Juan 1-4 - NOX Rate Annual v3.1, Unit 4229 and retrofits | 1296 | 1896 | Rate Constraint in lbs/MMBtu | FALSE | L | Annual | Standard NOX | lb/MMBtu | 0.3 | 0.3 | 0.3 | 0.3 | 0.3 | 0.3 | 0.3
Unit San Juan 1-4 - NOX Rate Annual v3.1, Unit 4229 and retrofits | 1296 | 1896 | Rate Constraint in lbs/MMBtu | FALSE | L | Annual | Emissions at Affected Plants NOX | Thousand Tons | 2.808 | 0 | 0 | 0 | 0 | 0 | 0
Unit San Juan 1-4 - NOX Rate Annual v3.1, Unit 4229 and retrofits | 1296 | 1896 | Rate Constraint in lbs/MMBtu | FALSE | L | Annual | Allowances Purchased NOX | Thousand Tons | 0 | 0 | 0 | 0 | 0 | 0 | 0
Unit San Juan 1-4 - NOX Rate Annual v3.1, Unit 4229 and retrofits | 1296 | 1896 | Rate Constraint in lbs/MMBtu | FALSE | L | Annual | Allowances Sold NOX | Thousand Tons | 0 | 0 | 0 | 0 | 0 | 0 | 0
Unit San Juan 1-4 - NOX Rate Annual v3.1, Unit 4229 and retrofits | 1296 | 1896 | Rate Constraint in lbs/MMBtu | FALSE | L | Annual | Allowances Banked | Thousand Tons | 0 | 0 | 0 | 0 | 0 | 0 | 0
Unit San Juan 1-4 - NOX Rate Annual v3.1, Unit 4229 and retrofits | 1296 | 1896 | Rate Constraint in lbs/MMBtu | FALSE | L | Annual | Allowances Withdrawn (1:1) | Thousand Tons | 0 | 0 | 0 | 0 | 0 | 0 | 0
Unit San Juan 1-4 - NOX Rate Annual v3.1, Unit 4229 and retrofits | 1296 | 1896 | Rate Constraint in lbs/MMBtu | FALSE | L | Annual | Allowances Withdrawn (n:1) | Thousand Tons | 0 | 0 | 0 | 0 | 0 | 0 | 0
Unit San Juan 1-4 - NOX Rate Annual v3.1, Unit 4229 and retrofits | 1296 | 1896 | Rate Constraint in lbs/MMBtu | FALSE | L | Annual | Net Emissions Allowance Position | Thousand Tons | 2.808 | 0 | 0 | 0 | 0 | 0 | 0
Unit San Juan 1-4 - NOX Rate Annual v3.1, Unit 4229 and retrofits | 1296 | 1896 | Rate Constraint in lbs/MMBtu | FALSE | L | Annual | Fuel Consumed | TBtu | 20.0255 | 0 | 0 | 0 | 0 | 0 | 0
Unit San Juan 1-4 - NOX Rate Annual v3.1, Unit 4229 and retrofits | 1296 | 1896 | Rate Constraint in lbs/MMBtu | FALSE | L | Annual | Rate | lb/MMBtu | 0.28044 | 0 | 0 | 0 | 0 | 0 | 0
Unit San Juan 1-4 - NOX Rate Annual v3.1, Unit 4229 and retrofits | 1296 | 1896 | Rate Constraint in lbs/MMBtu | FALSE | L | Annual | Generation | TWh | 1.8726 | 0 | 0 | 0 | 0 | 0 | 0
Unit San Juan 1-4 - NOX Rate Annual v3.1, Unit 4229 and retrofits | 1296 | 1896 | Rate Constraint in lbs/MMBtu | FALSE | L | Annual | Qualifying Generation | TWh | 1.8726 | 0 | 0 | 0 | 0 | 0 | 0
Unit San Juan 1-4 - NOX Rate Annual v3.1, Unit 4229 and retrofits | 1296 | 1896 | Rate Constraint in lbs/MMBtu | FALSE | L | Annual | Rate | lb/MWh | 2.999 | 0 | 0 | 0 | 0 | 0 | 0
Unit San Juan 1-4 - NOX Rate Annual v3.1, Unit 4229 and retrofits | 1296 | 1896 | Rate Constraint in lbs/MMBtu | FALSE | L | Annual | Constraint Shadow Price | US2011$/Ton | 0 | 0 | 0 | 0 | 0 | 0 | 0
Unit San Juan 1-4 - SO2 Rate Annual v3.1, Unit 4226 and retrofits | 1297 | 1897 | Rate Constraint in lbs/MMBtu | FALSE | L | Annual | Seasons Included | Seasons | Winter, Summer | Winter, Summer | Winter, Summer | Winter, Summer | Winter, Summer | Winter, Summer | Winter, Summer
Unit San Juan 1-4 - SO2 Rate Annual v3.1, Unit 4226 and retrofits | 1297 | 1897 | Rate Constraint in lbs/MMBtu | FALSE | L | Annual | Standard SO2 | lb/MMBtu | 0.25 | 0.25 | 0.25 | 0.25 | 0.25 | 0.25 | 0.25
Unit San Juan 1-4 - SO2 Rate Annual v3.1, Unit 4226 and retrofits | 1297 | 1897 | Rate Constraint in lbs/MMBtu | FALSE | L | Annual | Emissions at Affected Plants SO2 | Thousand Tons | 0.39141 | 1.1242 | 1.3787 | 1.1988 | 1.3725 | 0.94339 | 1.0064
Unit San Juan 1-4 - SO2 Rate Annual v3.1, Unit 4226 and retrofits | 1297 | 1897 | Rate Constraint in lbs/MMBtu | FALSE | L | Annual | Allowances Purchased SO2 | Thousand Tons | 0 | 0 | 0 | 0 | 0 | 0 | 0
Unit San Juan 1-4 - SO2 Rate Annual v3.1, Unit 4226 and retrofits | 1297 | 1897 | Rate Constraint in lbs/MMBtu | FALSE | L | Annual | Allowances Sold SO2 | Thousand Tons | 0 | 0 | 0 | 0 | 0 | 0 | 0
Unit San Juan 1-4 - SO2 Rate Annual v3.1, Unit 4226 and retrofits | 1297 | 1897 | Rate Constraint in lbs/MMBtu | FALSE | L | Annual | Allowances Banked | Thousand Tons | 0 | 0 | 0 | 0 | 0 | 0 | 0
Unit San Juan 1-4 - SO2 Rate Annual v3.1, Unit 4226 and retrofits | 1297 | 1897 | Rate Constraint in lbs/MMBtu | FALSE | L | Annual | Allowances Withdrawn (1:1) | Thousand Tons | 0 | 0 | 0 | 0 | 0 | 0 | 0
Unit San Juan 1-4 - SO2 Rate Annual v3.1, Unit 4226 and retrofits | 1297 | 1897 | Rate Constraint in lbs/MMBtu | FALSE | L | Annual | Allowances Withdrawn (n:1) | Thousand Tons | 0 | 0 | 0 | 0 | 0 | 0 | 0
Unit San Juan 1-4 - SO2 Rate Annual v3.1, Unit 4226 and retrofits | 1297 | 1897 | Rate Constraint in lbs/MMBtu | FALSE | L | Annual | Net Emissions Allowance Position | Thousand Tons | 0.39141 | 1.1242 | 1.3787 | 1.1988 | 1.3725 | 0.94339 | 1.0064
Unit San Juan 1-4 - SO2 Rate Annual v3.1, Unit 4226 and retrofits | 1297 | 1897 | Rate Constraint in lbs/MMBtu | FALSE | L | Annual | Fuel Consumed | TBtu | 10.9946 | 31.58 | 38.7276 | 33.8869 | 38.7944 | 26.666 | 28.4474
Unit San Juan 1-4 - SO2 Rate Annual v3.1, Unit 4226 and retrofits | 1297 | 1897 | Rate Constraint in lbs/MMBtu | FALSE | L | Annual | Rate | lb/MMBtu | 0.0712 | 0.0712 | 0.0712 | 0.070756 | 0.070756 | 0.070756 | 0.070756
Unit San Juan 1-4 - SO2 Rate Annual v3.1, Unit 4226 and retrofits | 1297 | 1897 | Rate Constraint in lbs/MMBtu | FALSE | L | Annual | Generation | TWh | 1.0197 | 2.929 | 3.5919 | 3.1375 | 3.5919 | 2.4689 | 2.6339
Unit San Juan 1-4 - SO2 Rate Annual v3.1, Unit 4226 and retrofits | 1297 | 1897 | Rate Constraint in lbs/MMBtu | FALSE | L | Annual | Qualifying Generation | TWh | 1.0197 | 2.929 | 3.5919 | 3.1375 | 3.5919 | 2.4689 | 2.6339
Unit San Juan 1-4 - SO2 Rate Annual v3.1, Unit 4226 and retrofits | 1297 | 1897 | Rate Constraint in lbs/MMBtu | FALSE | L | Annual | Rate | lb/MWh | 0.76768 | 0.76768 | 0.76768 | 0.76421 | 0.76421 | 0.76421 | 0.76421
Unit San Juan 1-4 - SO2 Rate Annual v3.1, Unit 4226 and retrofits | 1297 | 1897 | Rate Constraint in lbs/MMBtu | FALSE | L | Annual | Constraint Shadow Price | US2011$/Ton | 0 | 0 | 0 | 0 | 0 | 0 | 0
Unit San Juan 1-4 - SO2 Rate Annual v3.1, Unit 4227 and retrofits | 1298 | 1897 | Rate Constraint in lbs/MMBtu | FALSE | L | Annual | Seasons Included | Seasons | Winter, Summer | Winter, Summer | Winter, Summer | Winter, Summer | Winter, Summer | Winter, Summer | Winter, Summer
Unit San Juan 1-4 - SO2 Rate Annual v3.1, Unit 4227 and retrofits | 1298 | 1897 | Rate Constraint in lbs/MMBtu | FALSE | L | Annual | Standard SO2 | lb/MMBtu | 0.25 | 0.25 | 0.25 | 0.25 | 0.25 | 0.25 | 0.25
Unit San Juan 1-4 - SO2 Rate Annual v3.1, Unit 4227 and retrofits | 1298 | 1897 | Rate Constraint in lbs/MMBtu | FALSE | L | Annual | Emissions at Affected Plants SO2 | Thousand Tons | 0 | 0 | 0 | 0 | 0 | 0 | 0
Unit San Juan 1-4 - SO2 Rate Annual v3.1, Unit 4227 and retrofits | 1298 | 1897 | Rate Constraint in lbs/MMBtu | FALSE | L | Annual | Allowances Purchased SO2 | Thousand Tons | 0 | 0 | 0 | 0 | 0 | 0 | 0
Unit San Juan 1-4 - SO2 Rate Annual v3.1, Unit 4227 and retrofits | 1298 | 1897 | Rate Constraint in lbs/MMBtu | FALSE | L | Annual | Allowances Sold SO2 | Thousand Tons | 0 | 0 | 0 | 0 | 0 | 0 | 0
Unit San Juan 1-4 - SO2 Rate Annual v3.1, Unit 4227 and retrofits | 1298 | 1897 | Rate Constraint in lbs/MMBtu | FALSE | L | Annual | Allowances Banked | Thousand Tons | 0 | 0 | 0 | 0 | 0 | 0 | 0
Unit San Juan 1-4 - SO2 Rate Annual v3.1, Unit 4227 and retrofits | 1298 | 1897 | Rate Constraint in lbs/MMBtu | FALSE | L | Annual | Allowances Withdrawn (1:1) | Thousand Tons | 0 | 0 | 0 | 0 | 0 | 0 | 0
Unit San Juan 1-4 - SO2 Rate Annual v3.1, Unit 4227 and retrofits | 1298 | 1897 | Rate Constraint in lbs/MMBtu | FALSE | L | Annual | Allowances Withdrawn (n:1) | Thousand Tons | 0 | 0 | 0 | 0 | 0 | 0 | 0
Unit San Juan 1-4 - SO2 Rate Annual v3.1, Unit 4227 and retrofits | 1298 | 1897 | Rate Constraint in lbs/MMBtu | FALSE | L | Annual | Net Emissions Allowance Position | Thousand Tons | 0 | 0 | 0 | 0 | 0 | 0 | 0
Unit San Juan 1-4 - SO2 Rate Annual v3.1, Unit 4227 and retrofits | 1298 | 1897 | Rate Constraint in lbs/MMBtu | FALSE | L | Annual | Fuel Consumed | TBtu | 0 | 0 | 0 | 0 | 0 | 0 | 0
Unit San Juan 1-4 - SO2 Rate Annual v3.1, Unit 4227 and retrofits | 1298 | 1897 | Rate Constraint in lbs/MMBtu | FALSE | L | Annual | Rate | lb/MMBtu | 0 | 0 | 0 | 0 | 0 | 0 | 0
Unit San Juan 1-4 - SO2 Rate Annual v3.1, Unit 4227 and retrofits | 1298 | 1897 | Rate Constraint in lbs/MMBtu | FALSE | L | Annual | Generation | TWh | 0 | 0 | 0 | 0 | 0 | 0 | 0
Unit San Juan 1-4 - SO2 Rate Annual v3.1, Unit 4227 and retrofits | 1298 | 1897 | Rate Constraint in lbs/MMBtu | FALSE | L | Annual | Qualifying Generation | TWh | 0 | 0 | 0 | 0 | 0 | 0 | 0
Unit San Juan 1-4 - SO2 Rate Annual v3.1, Unit 4227 and retrofits | 1298 | 1897 | Rate Constraint in lbs/MMBtu | FALSE | L | Annual | Rate | lb/MWh | 0 | 0 | 0 | 0 | 0 | 0 | 0
Unit San Juan 1-4 - SO2 Rate Annual v3.1, Unit 4227 and retrofits | 1298 | 1897 | Rate Constraint in lbs/MMBtu | FALSE | L | Annual | Constraint Shadow Price | US2011$/Ton | 0 | 0 | 0 | 0 | 0 | 0 | 0
Unit San Juan 1-4 - SO2 Rate Annual v3.1, Unit 4228 and retrofits | 1299 | 1897 | Rate Constraint in lbs/MMBtu | FALSE | L | Annual | Seasons Included | Seasons | Winter, Summer | Winter, Summer | Winter, Summer | Winter, Summer | Winter, Summer | Winter, Summer | Winter, Summer
Unit San Juan 1-4 - SO2 Rate Annual v3.1, Unit 4228 and retrofits | 1299 | 1897 | Rate Constraint in lbs/MMBtu | FALSE | L | Annual | Standard SO2 | lb/MMBtu | 0.25 | 0.25 | 0.25 | 0.25 | 0.25 | 0.25 | 0.25
Unit San Juan 1-4 - SO2 Rate Annual v3.1, Unit 4228 and retrofits | 1299 | 1897 | Rate Constraint in lbs/MMBtu | FALSE | L | Annual | Emissions at Affected Plants SO2 | Thousand Tons | 0.71633 | 0.71633 | 0.88733 | 0.8346 | 0.88332 | 0.8346 | 0.77158
Unit San Juan 1-4 - SO2 Rate Annual v3.1, Unit 4228 and retrofits | 1299 | 1897 | Rate Constraint in lbs/MMBtu | FALSE | L | Annual | Allowances Purchased SO2 | Thousand Tons | 0 | 0 | 0 | 0 | 0 | 0 | 0
Unit San Juan 1-4 - SO2 Rate Annual v3.1, Unit 4228 and retrofits | 1299 | 1897 | Rate Constraint in lbs/MMBtu | FALSE | L | Annual | Allowances Sold SO2 | Thousand Tons | 0 | 0 | 0 | 0 | 0 | 0 | 0
Unit San Juan 1-4 - SO2 Rate Annual v3.1, Unit 4228 and retrofits | 1299 | 1897 | Rate Constraint in lbs/MMBtu | FALSE | L | Annual | Allowances Banked | Thousand Tons | 0 | 0 | 0 | 0 | 0 | 0 | 0
Unit San Juan 1-4 - SO2 Rate Annual v3.1, Unit 4228 and retrofits | 1299 | 1897 | Rate Constraint in lbs/MMBtu | FALSE | L | Annual | Allowances Withdrawn (1:1) | Thousand Tons | 0 | 0 | 0 | 0 | 0 | 0 | 0
Unit San Juan 1-4 - SO2 Rate Annual v3.1, Unit 4228 and retrofits | 1299 | 1897 | Rate Constraint in lbs/MMBtu | FALSE | L | Annual | Allowances Withdrawn (n:1) | Thousand Tons | 0 | 0 | 0 | 0 | 0 | 0 | 0
Unit San Juan 1-4 - SO2 Rate Annual v3.1, Unit 4228 and retrofits | 1299 | 1897 | Rate Constraint in lbs/MMBtu | FALSE | L | Annual | Net Emissions Allowance Position | Thousand Tons | 0.71633 | 0.71633 | 0.88733 | 0.8346 | 0.88332 | 0.8346 | 0.77158
Unit San Juan 1-4 - SO2 Rate Annual v3.1, Unit 4228 and retrofits | 1299 | 1897 | Rate Constraint in lbs/MMBtu | FALSE | L | Annual | Fuel Consumed | TBtu | 20.1218 | 20.1218 | 24.9251 | 23.591 | 24.9681 | 23.591 | 21.8096
Unit San Juan 1-4 - SO2 Rate Annual v3.1, Unit 4228 and retrofits | 1299 | 1897 | Rate Constraint in lbs/MMBtu | FALSE | L | Annual | Rate | lb/MMBtu | 0.0712 | 0.0712 | 0.0712 | 0.070756 | 0.070756 | 0.070756 | 0.070756
Unit San Juan 1-4 - SO2 Rate Annual v3.1, Unit 4228 and retrofits | 1299 | 1897 | Rate Constraint in lbs/MMBtu | FALSE | L | Annual | Generation | TWh | 1.9222 | 1.9222 | 2.3811 | 2.2497 | 2.3811 | 2.2497 | 2.0799
Unit San Juan 1-4 - SO2 Rate Annual v3.1, Unit 4228 and retrofits | 1299 | 1897 | Rate Constraint in lbs/MMBtu | FALSE | L | Annual | Qualifying Generation | TWh | 1.9222 | 1.9222 | 2.3811 | 2.2497 | 2.3811 | 2.2497 | 2.0799
Unit San Juan 1-4 - SO2 Rate Annual v3.1, Unit 4228 and retrofits | 1299 | 1897 | Rate Constraint in lbs/MMBtu | FALSE | L | Annual | Rate | lb/MWh | 0.74532 | 0.74532 | 0.74532 | 0.74195 | 0.74195 | 0.74195 | 0.74195
Unit San Juan 1-4 - SO2 Rate Annual v3.1, Unit 4228 and retrofits | 1299 | 1897 | Rate Constraint in lbs/MMBtu | FALSE | L | Annual | Constraint Shadow Price | US2011$/Ton | 0 | 0 | 0 | 0 | 0 | 0 | 0
Unit San Juan 1-4 - SO2 Rate Annual v3.1, Unit 4229 and retrofits | 1300 | 1897 | Rate Constraint in lbs/MMBtu | FALSE | L | Annual | Seasons Included | Seasons | Winter, Summer | Winter, Summer | Winter, Summer | Winter, Summer | Winter, Summer | Winter, Summer | Winter, Summer
Unit San Juan 1-4 - SO2 Rate Annual v3.1, Unit 4229 and retrofits | 1300 | 1897 | Rate Constraint in lbs/MMBtu | FALSE | L | Annual | Standard SO2 | lb/MMBtu | 0.25 | 0.25 | 0.25 | 0.25 | 0.25 | 0.25 | 0.25
Unit San Juan 1-4 - SO2 Rate Annual v3.1, Unit 4229 and retrofits | 1300 | 1897 | Rate Constraint in lbs/MMBtu | FALSE | L | Annual | Emissions at Affected Plants SO2 | Thousand Tons | 0.71291 | 0 | 0 | 0 | 0 | 0 | 0
Unit San Juan 1-4 - SO2 Rate Annual v3.1, Unit 4229 and retrofits | 1300 | 1897 | Rate Constraint in lbs/MMBtu | FALSE | L | Annual | Allowances Purchased SO2 | Thousand Tons | 0 | 0 | 0 | 0 | 0 | 0 | 0
Unit San Juan 1-4 - SO2 Rate Annual v3.1, Unit 4229 and retrofits | 1300 | 1897 | Rate Constraint in lbs/MMBtu | FALSE | L | Annual | Allowances Sold SO2 | Thousand Tons | 0 | 0 | 0 | 0 | 0 | 0 | 0
Unit San Juan 1-4 - SO2 Rate Annual v3.1, Unit 4229 and retrofits | 1300 | 1897 | Rate Constraint in lbs/MMBtu | FALSE | L | Annual | Allowances Banked | Thousand Tons | 0 | 0 | 0 | 0 | 0 | 0 | 0
Unit San Juan 1-4 - SO2 Rate Annual v3.1, Unit 4229 and retrofits | 1300 | 1897 | Rate Constraint in lbs/MMBtu | FALSE | L | Annual | Allowances Withdrawn (1:1) | Thousand Tons | 0 | 0 | 0 | 0 | 0 | 0 | 0
Unit San Juan 1-4 - SO2 Rate Annual v3.1, Unit 4229 and retrofits | 1300 | 1897 | Rate Constraint in lbs/MMBtu | FALSE | L | Annual | Allowances Withdrawn (n:1) | Thousand Tons | 0 | 0 | 0 | 0 | 0 | 0 | 0
Unit San Juan 1-4 - SO2 Rate Annual v3.1, Unit 4229 and retrofits | 1300 | 1897 | Rate Constraint in lbs/MMBtu | FALSE | L | Annual | Net Emissions Allowance Position | Thousand Tons | 0.71291 | 0 | 0 | 0 | 0 | 0 | 0
Unit San Juan 1-4 - SO2 Rate Annual v3.1, Unit 4229 and retrofits | 1300 | 1897 | Rate Constraint in lbs/MMBtu | FALSE | L | Annual | Fuel Consumed | TBtu | 20.0255 | 0 | 0 | 0 | 0 | 0 | 0
Unit San Juan 1-4 - SO2 Rate Annual v3.1, Unit 4229 and retrofits | 1300 | 1897 | Rate Constraint in lbs/MMBtu | FALSE | L | Annual | Rate | lb/MMBtu | 0.0712 | 0 | 0 | 0 | 0 | 0 | 0
Unit San Juan 1-4 - SO2 Rate Annual v3.1, Unit 4229 and retrofits | 1300 | 1897 | Rate Constraint in lbs/MMBtu | FALSE | L | Annual | Generation | TWh | 1.8726 | 0 | 0 | 0 | 0 | 0 | 0
Unit San Juan 1-4 - SO2 Rate Annual v3.1, Unit 4229 and retrofits | 1300 | 1897 | Rate Constraint in lbs/MMBtu | FALSE | L | Annual | Qualifying Generation | TWh | 1.8726 | 0 | 0 | 0 | 0 | 0 | 0
Unit San Juan 1-4 - SO2 Rate Annual v3.1, Unit 4229 and retrofits | 1300 | 1897 | Rate Constraint in lbs/MMBtu | FALSE | L | Annual | Rate | lb/MWh | 0.76141 | 0 | 0 | 0 | 0 | 0 | 0
Unit San Juan 1-4 - SO2 Rate Annual v3.1, Unit 4229 and retrofits | 1300 | 1897 | Rate Constraint in lbs/MMBtu | FALSE | L | Annual | Constraint Shadow Price | US2011$/Ton | 0 | 0 | 0 | 0 | 0 | 0 | 0
Unit Sheldon 1 - SO2 Rate Annual v4.10, Unit 3699 and retrofits | 1301 | 2223 | Rate Constraint in lbs/MMBtu | FALSE | L | Annual | Seasons Included | Seasons | Winter, Summer | Winter, Summer | Winter, Summer | Winter, Summer | Winter, Summer | Winter, Summer | Winter, Summer
Unit Sheldon 1 - SO2 Rate Annual v4.10, Unit 3699 and retrofits | 1301 | 2223 | Rate Constraint in lbs/MMBtu | FALSE | L | Annual | Standard SO2 | lb/MMBtu | 0.60888 | 0.60888 | 0.60888 | 0.60888 | 0.60888 | 0.60888 | 0.60888
Unit Sheldon 1 - SO2 Rate Annual v4.10, Unit 3699 and retrofits | 1301 | 2223 | Rate Constraint in lbs/MMBtu | FALSE | L | Annual | Emissions at Affected Plants SO2 | Thousand Tons | 0.78488 | 0.78488 | 0.78488 | 0.78488 | 0.78488 | 0.78488 | 0.78488
Unit Sheldon 1 - SO2 Rate Annual v4.10, Unit 3699 and retrofits | 1301 | 2223 | Rate Constraint in lbs/MMBtu | FALSE | L | Annual | Allowances Purchased SO2 | Thousand Tons | 0 | 0 | 0 | 0 | 0 | 0 | 0
Unit Sheldon 1 - SO2 Rate Annual v4.10, Unit 3699 and retrofits | 1301 | 2223 | Rate Constraint in lbs/MMBtu | FALSE | L | Annual | Allowances Sold SO2 | Thousand Tons | 0 | 0 | 0 | 0 | 0 | 0 | 0
Unit Sheldon 1 - SO2 Rate Annual v4.10, Unit 3699 and retrofits | 1301 | 2223 | Rate Constraint in lbs/MMBtu | FALSE | L | Annual | Allowances Banked | Thousand Tons | 0 | 0 | 0 | 0 | 0 | 0 | 0
Unit Sheldon 1 - SO2 Rate Annual v4.10, Unit 3699 and retrofits | 1301 | 2223 | Rate Constraint in lbs/MMBtu | FALSE | L | Annual | Allowances Withdrawn (1:1) | Thousand Tons | 0 | 0 | 0 | 0 | 0 | 0 | 0
Unit Sheldon 1 - SO2 Rate Annual v4.10, Unit 3699 and retrofits | 1301 | 2223 | Rate Constraint in lbs/MMBtu | FALSE | L | Annual | Allowances Withdrawn (n:1) | Thousand Tons | 0 | 0 | 0 | 0 | 0 | 0 | 0
Unit Sheldon 1 - SO2 Rate Annual v4.10, Unit 3699 and retrofits | 1301 | 2223 | Rate Constraint in lbs/MMBtu | FALSE | L | Annual | Net Emissions Allowance Position | Thousand Tons | 0.78488 | 0.78488 | 0.78488 | 0.78488 | 0.78488 | 0.78488 | 0.78488
Unit Sheldon 1 - SO2 Rate Annual v4.10, Unit 3699 and retrofits | 1301 | 2223 | Rate Constraint in lbs/MMBtu | FALSE | L | Annual | Fuel Consumed | TBtu | 9.0217 | 9.0217 | 9.0217 | 9.0217 | 9.0217 | 9.0217 | 9.0217
Unit Sheldon 1 - SO2 Rate Annual v4.10, Unit 3699 and retrofits | 1301 | 2223 | Rate Constraint in lbs/MMBtu | FALSE | L | Annual | Rate | lb/MMBtu | 0.174 | 0.174 | 0.174 | 0.174 | 0.174 | 0.174 | 0.174
Unit Sheldon 1 - SO2 Rate Annual v4.10, Unit 3699 and retrofits | 1301 | 2223 | Rate Constraint in lbs/MMBtu | FALSE | L | Annual | Generation | TWh | 0.77824 | 0.77824 | 0.77824 | 0.77824 | 0.77824 | 0.77824 | 0.77824
Unit Sheldon 1 - SO2 Rate Annual v4.10, Unit 3699 and retrofits | 1301 | 2223 | Rate Constraint in lbs/MMBtu | FALSE | L | Annual | Qualifying Generation | TWh | 0.77824 | 0.77824 | 0.77824 | 0.77824 | 0.77824 | 0.77824 | 0.77824
Unit Sheldon 1 - SO2 Rate Annual v4.10, Unit 3699 and retrofits | 1301 | 2223 | Rate Constraint in lbs/MMBtu | FALSE | L | Annual | Rate | lb/MWh | 2.0171 | 2.0171 | 2.0171 | 2.0171 | 2.0171 | 2.0171 | 2.0171
Unit Sheldon 1 - SO2 Rate Annual v4.10, Unit 3699 and retrofits | 1301 | 2223 | Rate Constraint in lbs/MMBtu | FALSE | L | Annual | Constraint Shadow Price | US2011$/Ton | 0 | 0 | 0 | 0 | 0 | 0 | 0
Unit Sheldon 2 - SO2 Rate Annual v4.10, Unit 3700 and retrofits | 1302 | 2224 | Rate Constraint in lbs/MMBtu | FALSE | L | Annual | Seasons Included | Seasons | Winter, Summer | Winter, Summer | Winter, Summer | Winter, Summer | Winter, Summer | Winter, Summer | Winter, Summer
Unit Sheldon 2 - SO2 Rate Annual v4.10, Unit 3700 and retrofits | 1302 | 2224 | Rate Constraint in lbs/MMBtu | FALSE | L | Annual | Standard SO2 | lb/MMBtu | 0.5884 | 0.5884 | 0.5884 | 0.5884 | 0.5884 | 0.5884 | 0.5884
Unit Sheldon 2 - SO2 Rate Annual v4.10, Unit 3700 and retrofits | 1302 | 2224 | Rate Constraint in lbs/MMBtu | FALSE | L | Annual | Emissions at Affected Plants SO2 | Thousand Tons | 0.8981 | 0.8981 | 0.8981 | 0.8981 | 0.8981 | 0.8981 | 0.8981
Unit Sheldon 2 - SO2 Rate Annual v4.10, Unit 3700 and retrofits | 1302 | 2224 | Rate Constraint in lbs/MMBtu | FALSE | L | Annual | Allowances Purchased SO2 | Thousand Tons | 0 | 0 | 0 | 0 | 0 | 0 | 0
Unit Sheldon 2 - SO2 Rate Annual v4.10, Unit 3700 and retrofits | 1302 | 2224 | Rate Constraint in lbs/MMBtu | FALSE | L | Annual | Allowances Sold SO2 | Thousand Tons | 0 | 0 | 0 | 0 | 0 | 0 | 0
Unit Sheldon 2 - SO2 Rate Annual v4.10, Unit 3700 and retrofits | 1302 | 2224 | Rate Constraint in lbs/MMBtu | FALSE | L | Annual | Allowances Banked | Thousand Tons | 0 | 0 | 0 | 0 | 0 | 0 | 0
Unit Sheldon 2 - SO2 Rate Annual v4.10, Unit 3700 and retrofits | 1302 | 2224 | Rate Constraint in lbs/MMBtu | FALSE | L | Annual | Allowances Withdrawn (1:1) | Thousand Tons | 0 | 0 | 0 | 0 | 0 | 0 | 0
Unit Sheldon 2 - SO2 Rate Annual v4.10, Unit 3700 and retrofits | 1302 | 2224 | Rate Constraint in lbs/MMBtu | FALSE | L | Annual | Allowances Withdrawn (n:1) | Thousand Tons | 0 | 0 | 0 | 0 | 0 | 0 | 0
Unit Sheldon 2 - SO2 Rate Annual v4.10, Unit 3700 and retrofits | 1302 | 2224 | Rate Constraint in lbs/MMBtu | FALSE | L | Annual | Net Emissions Allowance Position | Thousand Tons | 0.8981 | 0.8981 | 0.8981 | 0.8981 | 0.8981 | 0.8981 | 0.8981
Unit Sheldon 2 - SO2 Rate Annual v4.10, Unit 3700 and retrofits | 1302 | 2224 | Rate Constraint in lbs/MMBtu | FALSE | L | Annual | Fuel Consumed | TBtu | 10.323 | 10.323 | 10.323 | 10.323 | 10.323 | 10.323 | 10.323
Unit Sheldon 2 - SO2 Rate Annual v4.10, Unit 3700 and retrofits | 1302 | 2224 | Rate Constraint in lbs/MMBtu | FALSE | L | Annual | Rate | lb/MMBtu | 0.174 | 0.174 | 0.174 | 0.174 | 0.174 | 0.174 | 0.174
Unit Sheldon 2 - SO2 Rate Annual v4.10, Unit 3700 and retrofits | 1302 | 2224 | Rate Constraint in lbs/MMBtu | FALSE | L | Annual | Generation | TWh | 0.88942 | 0.88942 | 0.88942 | 0.88942 | 0.88942 | 0.88942 | 0.88942
Unit Sheldon 2 - SO2 Rate Annual v4.10, Unit 3700 and retrofits | 1302 | 2224 | Rate Constraint in lbs/MMBtu | FALSE | L | Annual | Qualifying Generation | TWh | 0.88942 | 0.88942 | 0.88942 | 0.88942 | 0.88942 | 0.88942 | 0.88942
Unit Sheldon 2 - SO2 Rate Annual v4.10, Unit 3700 and retrofits | 1302 | 2224 | Rate Constraint in lbs/MMBtu | FALSE | L | Annual | Rate | lb/MWh | 2.0195 | 2.0195 | 2.0195 | 2.0195 | 2.0195 | 2.0195 | 2.0195
Unit Sheldon 2 - SO2 Rate Annual v4.10, Unit 3700 and retrofits | 1302 | 2224 | Rate Constraint in lbs/MMBtu | FALSE | L | Annual | Constraint Shadow Price | US2011$/Ton | 0 | 0 | 0 | 0 | 0 | 0 | 0
Unit Whelan Energy Center 1- SO2 Rate Annual v4.10, Unit 3701 and retrofits | 1303 | 2229 | Rate Constraint in lbs/MMBtu | FALSE | L | Annual | Seasons Included | Seasons | Winter, Summer | Winter, Summer | Winter, Summer | Winter, Summer | Winter, Summer | Winter, Summer | Winter, Summer
Unit Whelan Energy Center 1- SO2 Rate Annual v4.10, Unit 3701 and retrofits | 1303 | 2229 | Rate Constraint in lbs/MMBtu | FALSE | L | Annual | Standard SO2 | lb/MMBtu | 0.6904 | 0.6904 | 0.6904 | 0.6904 | 0.6904 | 0.6904 | 0.6904
Unit Whelan Energy Center 1- SO2 Rate Annual v4.10, Unit 3701 and retrofits | 1303 | 2229 | Rate Constraint in lbs/MMBtu | FALSE | L | Annual | Emissions at Affected Plants SO2 | Thousand Tons | 0.89804 | 0.89804 | 0.89804 | 0.89804 | 0.89804 | 0.89804 | 0.89804
Unit Whelan Energy Center 1- SO2 Rate Annual v4.10, Unit 3701 and retrofits | 1303 | 2229 | Rate Constraint in lbs/MMBtu | FALSE | L | Annual | Allowances Purchased SO2 | Thousand Tons | 0 | 0 | 0 | 0 | 0 | 0 | 0
Unit Whelan Energy Center 1- SO2 Rate Annual v4.10, Unit 3701 and retrofits | 1303 | 2229 | Rate Constraint in lbs/MMBtu | FALSE | L | Annual | Allowances Sold SO2 | Thousand Tons | 0 | 0 | 0 | 0 | 0 | 0 | 0
Unit Whelan Energy Center 1- SO2 Rate Annual v4.10, Unit 3701 and retrofits | 1303 | 2229 | Rate Constraint in lbs/MMBtu | FALSE | L | Annual | Allowances Banked | Thousand Tons | 0 | 0 | 0 | 0 | 0 | 0 | 0
Unit Whelan Energy Center 1- SO2 Rate Annual v4.10, Unit 3701 and retrofits | 1303 | 2229 | Rate Constraint in lbs/MMBtu | FALSE | L | Annual | Allowances Withdrawn (1:1) | Thousand Tons | 0 | 0 | 0 | 0 | 0 | 0 | 0
Unit Whelan Energy Center 1- SO2 Rate Annual v4.10, Unit 3701 and retrofits | 1303 | 2229 | Rate Constraint in lbs/MMBtu | FALSE | L | Annual | Allowances Withdrawn (n:1) | Thousand Tons | 0 | 0 | 0 | 0 | 0 | 0 | 0
Unit Whelan Energy Center 1- SO2 Rate Annual v4.10, Unit 3701 and retrofits | 1303 | 2229 | Rate Constraint in lbs/MMBtu | FALSE | L | Annual | Net Emissions Allowance Position | Thousand Tons | 0.89804 | 0.89804 | 0.89804 | 0.89804 | 0.89804 | 0.89804 | 0.89804
Unit Whelan Energy Center 1- SO2 Rate Annual v4.10, Unit 3701 and retrofits | 1303 | 2229 | Rate Constraint in lbs/MMBtu | FALSE | L | Annual | Fuel Consumed | TBtu | 6.3691 | 6.3691 | 6.3691 | 6.3691 | 6.3691 | 6.3691 | 6.3691
Unit Whelan Energy Center 1- SO2 Rate Annual v4.10, Unit 3701 and retrofits | 1303 | 2229 | Rate Constraint in lbs/MMBtu | FALSE | L | Annual | Rate | lb/MMBtu | 0.282 | 0.282 | 0.282 | 0.282 | 0.282 | 0.282 | 0.282
Unit Whelan Energy Center 1- SO2 Rate Annual v4.10, Unit 3701 and retrofits | 1303 | 2229 | Rate Constraint in lbs/MMBtu | FALSE | L | Annual | Generation | TWh | 0.56097 | 0.56097 | 0.56097 | 0.56097 | 0.56097 | 0.56097 | 0.56097
Unit Whelan Energy Center 1- SO2 Rate Annual v4.10, Unit 3701 and retrofits | 1303 | 2229 | Rate Constraint in lbs/MMBtu | FALSE | L | Annual | Qualifying Generation | TWh | 0.56097 | 0.56097 | 0.56097 | 0.56097 | 0.56097 | 0.56097 | 0.56097
Unit Whelan Energy Center 1- SO2 Rate Annual v4.10, Unit 3701 and retrofits | 1303 | 2229 | Rate Constraint in lbs/MMBtu | FALSE | L | Annual | Rate | lb/MWh | 3.2018 | 3.2018 | 3.2018 | 3.2018 | 3.2018 | 3.2018 | 3.2018
Unit Whelan Energy Center 1- SO2 Rate Annual v4.10, Unit 3701 and retrofits | 1303 | 2229 | Rate Constraint in lbs/MMBtu | FALSE | L | Annual | Constraint Shadow Price | US2011$/Ton | 0 | 0 | 0 | 0 | 0 | 0 | 0
UT Hg Rule - MER Removal Annual v.4.10 | 1304 | 2215 | MACT Fuel Choice Floor in lbs/MMBtu | FALSE | L | Annual | Seasons Included | Seasons | Winter, Summer | Winter, Summer | Winter, Summer | Winter, Summer | Winter, Summer | Winter, Summer | Winter, Summer
UT Hg Rule - MER Removal Annual v.4.10 | 1304 | 2215 | MACT Fuel Choice Floor in lbs/MMBtu | FALSE | L | Annual | Emission Floor | lbs/MMBtu | 6.5e-07 | 6.5e-07 | 6.5e-07 | 6.5e-07 | 6.5e-07 | 6.5e-07 | 6.5e-07
UT Hg Rule - MER Removal Annual v.4.10 | 1304 | 2215 | MACT Fuel Choice Floor in lbs/MMBtu | FALSE | L | Annual | Emissions at Affected Plants MER | lbs | 160.1245 | 160.1245 | 160.1245 | 160.1245 | 161.5379 | 163.7675 | 165.1727
UT Hg Rule - MER Removal Annual v.4.10 | 1304 | 2215 | MACT Fuel Choice Floor in lbs/MMBtu | FALSE | L | Annual | Allowances Purchased MER | lbs | 0 | 0 | 0 | 0 | 0 | 0 | 0
UT Hg Rule - MER Removal Annual v.4.10 | 1304 | 2215 | MACT Fuel Choice Floor in lbs/MMBtu | FALSE | L | Annual | Allowances Sold MER | lbs | 0 | 0 | 0 | 0 | 0 | 0 | 0
UT Hg Rule - MER Removal Annual v.4.10 | 1304 | 2215 | MACT Fuel Choice Floor in lbs/MMBtu | FALSE | L | Annual | Allowances Banked | lbs | 0 | 0 | 0 | 0 | 0 | 0 | 0
UT Hg Rule - MER Removal Annual v.4.10 | 1304 | 2215 | MACT Fuel Choice Floor in lbs/MMBtu | FALSE | L | Annual | Allowances Withdrawn (1:1) | lbs | 0 | 0 | 0 | 0 | 0 | 0 | 0
UT Hg Rule - MER Removal Annual v.4.10 | 1304 | 2215 | MACT Fuel Choice Floor in lbs/MMBtu | FALSE | L | Annual | Allowances Withdrawn (n:1) | lbs | 0 | 0 | 0 | 0 | 0 | 0 | 0
UT Hg Rule - MER Removal Annual v.4.10 | 1304 | 2215 | MACT Fuel Choice Floor in lbs/MMBtu | FALSE | L | Annual | Net Emissions Allowance Position | lbs | 160.1245 | 160.1245 | 160.1245 | 160.1245 | 161.5379 | 163.7675 | 165.1727
UT Hg Rule - MER Removal Annual v.4.10 | 1304 | 2215 | MACT Fuel Choice Floor in lbs/MMBtu | FALSE | L | Annual | Fuel Consumed | TBtu | 336.5804 | 336.5804 | 336.5804 | 336.5804 | 336.5804 | 336.7812 | 336.8956
UT Hg Rule - MER Removal Annual v.4.10 | 1304 | 2215 | MACT Fuel Choice Floor in lbs/MMBtu | FALSE | L | Annual | Rate | lb/MMBtu | 4.7574e-07 | 4.7574e-07 | 4.7574e-07 | 4.7574e-07 | 4.7994e-07 | 4.8627e-07 | 4.9028e-07
UT Hg Rule - MER Removal Annual v.4.10 | 1304 | 2215 | MACT Fuel Choice Floor in lbs/MMBtu | FALSE | L | Annual | Generation | TWh | 33.4723 | 33.4723 | 33.4723 | 33.4723 | 33.4723 | 33.4723 | 33.4723
UT Hg Rule - MER Removal Annual v.4.10 | 1304 | 2215 | MACT Fuel Choice Floor in lbs/MMBtu | FALSE | L | Annual | Qualifying Generation | TWh | 33.4723 | 33.4723 | 33.4723 | 33.4723 | 33.4723 | 33.4723 | 33.4723
UT Hg Rule - MER Removal Annual v.4.10 | 1304 | 2215 | MACT Fuel Choice Floor in lbs/MMBtu | FALSE | L | Annual | Constraint Shadow Price | US2011$/Lb | 0 | 0 | 0 | 0 | 0 | 0 | 0
WA - CO2 Penalty Annual v5.13 | 1305 | 6028 | Rate Constraint in MTons | FALSE | L | Annual | Seasons Included | Seasons | Winter, Summer | Winter, Summer | Winter, Summer | Winter, Summer | Winter, Summer | Winter, Summer | Winter, Summer
WA - CO2 Penalty Annual v5.13 | 1305 | 6028 | Rate Constraint in MTons | FALSE | L | Annual | Standard CO2 | Thousand Tons | 0 | 0 | 0 | 0 | 0 | 0 | 0
WA - CO2 Penalty Annual v5.13 | 1305 | 6028 | Rate Constraint in MTons | FALSE | L | Annual | Emissions at Affected Plants CO2 | Thousand Tons | 0 | 0 | 0 | 0 | 0 | 0 | 0
WA - CO2 Penalty Annual v5.13 | 1305 | 6028 | Rate Constraint in MTons | FALSE | L | Annual | Allowances Purchased CO2 | Thousand Tons | 0 | 0 | 0 | 0 | 0 | 0 | 0
WA - CO2 Penalty Annual v5.13 | 1305 | 6028 | Rate Constraint in MTons | FALSE | L | Annual | Allowances Sold CO2 | Thousand Tons | 0 | 0 | 0 | 0 | 0 | 0 | 0
WA - CO2 Penalty Annual v5.13 | 1305 | 6028 | Rate Constraint in MTons | FALSE | L | Annual | Allowances Banked | Thousand Tons | 0 | 0 | 0 | 0 | 0 | 0 | 0
WA - CO2 Penalty Annual v5.13 | 1305 | 6028 | Rate Constraint in MTons | FALSE | L | Annual | Allowances Withdrawn (1:1) | Thousand Tons | 0 | 0 | 0 | 0 | 0 | 0 | 0
WA - CO2 Penalty Annual v5.13 | 1305 | 6028 | Rate Constraint in MTons | FALSE | L | Annual | Allowances Withdrawn (n:1) | Thousand Tons | 0 | 0 | 0 | 0 | 0 | 0 | 0
WA - CO2 Penalty Annual v5.13 | 1305 | 6028 | Rate Constraint in MTons | FALSE | L | Annual | Net Emissions Allowance Position | Thousand Tons | 0 | 0 | 0 | 0 | 0 | 0 | 0
WA - CO2 Penalty Annual v5.13 | 1305 | 6028 | Rate Constraint in MTons | FALSE | L | Annual | Fuel Consumed | TBtu | 0 | 0 | 0 | 0 | 0 | 0 | 0
WA - CO2 Penalty Annual v5.13 | 1305 | 6028 | Rate Constraint in MTons | FALSE | L | Annual | Rate | lb/MMBtu | 0 | 0 | 0 | 0 | 0 | 0 | 0
WA - CO2 Penalty Annual v5.13 | 1305 | 6028 | Rate Constraint in MTons | FALSE | L | Annual | Generation | TWh | 0 | 0 | 0 | 0 | 0 | 0 | 0
WA - CO2 Penalty Annual v5.13 | 1305 | 6028 | Rate Constraint in MTons | FALSE | L | Annual | Qualifying Generation | TWh | 0 | 0 | 0 | 0 | 0 | 0 | 0
WA - CO2 Penalty Annual v5.13 | 1305 | 6028 | Rate Constraint in MTons | FALSE | L | Annual | Rate | lb/MWh | 0 | 0 | 0 | 0 | 0 | 0 | 0
WA - CO2 Penalty Annual v5.13 | 1305 | 6028 | Rate Constraint in MTons | FALSE | L | Annual | Constraint Shadow Price | US2011$/Ton | 1.8726 | 1.8737 | 1.8724 | 1.8723 | 1.8723 | 1.8724 | 1.8729
WA - CO2 Rate Limit (New Advanced Coal with CCS) | 1306 | 2428 | Rate Constraint in lbs/MWh | FALSE | L | Annual | Seasons Included | Seasons | Winter, Summer | Winter, Summer | Winter, Summer | Winter, Summer | Winter, Summer | Winter, Summer | Winter, Summer
WA - CO2 Rate Limit (New Advanced Coal with CCS) | 1306 | 2428 | Rate Constraint in lbs/MWh | FALSE | L | Annual | Standard CO2 | lb/MWh | 1100 | 1100 | 1100 | 1100 | 1100 | 1100 | 1100
WA - CO2 Rate Limit (New Advanced Coal with CCS) | 1306 | 2428 | Rate Constraint in lbs/MWh | FALSE | L | Annual | Emissions at Affected Plants CO2 | Thousand Tons | 0 | 0 | 0 | 0 | 0 | 0 | 0
WA - CO2 Rate Limit (New Advanced Coal with CCS) | 1306 | 2428 | Rate Constraint in lbs/MWh | FALSE | L | Annual | Allowances Purchased CO2 | Thousand Tons | 0 | 0 | 0 | 0 | 0 | 0 | 0
WA - CO2 Rate Limit (New Advanced Coal with CCS) | 1306 | 2428 | Rate Constraint in lbs/MWh | FALSE | L | Annual | Allowances Sold CO2 | Thousand Tons | 0 | 0 | 0 | 0 | 0 | 0 | 0
WA - CO2 Rate Limit (New Advanced Coal with CCS) | 1306 | 2428 | Rate Constraint in lbs/MWh | FALSE | L | Annual | Allowances Banked | Thousand Tons | 0 | 0 | 0 | 0 | 0 | 0 | 0
WA - CO2 Rate Limit (New Advanced Coal with CCS) | 1306 | 2428 | Rate Constraint in lbs/MWh | FALSE | L | Annual | Allowances Withdrawn (1:1) | Thousand Tons | 0 | 0 | 0 | 0 | 0 | 0 | 0
WA - CO2 Rate Limit (New Advanced Coal with CCS) | 1306 | 2428 | Rate Constraint in lbs/MWh | FALSE | L | Annual | Allowances Withdrawn (n:1) | Thousand Tons | 0 | 0 | 0 | 0 | 0 | 0 | 0
WA - CO2 Rate Limit (New Advanced Coal with CCS) | 1306 | 2428 | Rate Constraint in lbs/MWh | FALSE | L | Annual | Net Emissions Allowance Position | Thousand Tons | 0 | 0 | 0 | 0 | 0 | 0 | 0
WA - CO2 Rate Limit (New Advanced Coal with CCS) | 1306 | 2428 | Rate Constraint in lbs/MWh | FALSE | L | Annual | Fuel Consumed | TBtu | 0 | 0 | 0 | 0 | 0 | 0 | 0
WA - CO2 Rate Limit (New Advanced Coal with CCS) | 1306 | 2428 | Rate Constraint in lbs/MWh | FALSE | L | Annual | Rate | lb/MMBtu | 0 | 0 | 0 | 0 | 0 | 0 | 0
WA - CO2 Rate Limit (New Advanced Coal with CCS) | 1306 | 2428 | Rate Constraint in lbs/MWh | FALSE | L | Annual | Generation | TWh | 0 | 0 | 0 | 0 | 0 | 0 | 0
WA - CO2 Rate Limit (New Advanced Coal with CCS) | 1306 | 2428 | Rate Constraint in lbs/MWh | FALSE | L | Annual | Qualifying Generation | TWh | 0 | 0 | 0 | 0 | 0 | 0 | 0
WA - CO2 Rate Limit (New Advanced Coal with CCS) | 1306 | 2428 | Rate Constraint in lbs/MWh | FALSE | L | Annual | Constraint Shadow Price | US2011$/Ton | 0 | 0 | 0 | 0 | 0 | 0 | 0
WA - CO2 Rate Limit (New SPC and IGCC without CCS) | 1307 | 2429 | Rate Constraint in lbs/MWh | FALSE | L | Annual | Seasons Included | Seasons | Winter, Summer | Winter, Summer | Winter, Summer | Winter, Summer | Winter, Summer | Winter, Summer | Winter, Summer
WA - CO2 Rate Limit (New SPC and IGCC without CCS) | 1307 | 2429 | Rate Constraint in lbs/MWh | FALSE | L | Annual | Standard CO2 | lb/MWh | 1100 | 1100 | 1100 | 1100 | 1100 | 1100 | 1100
WA - CO2 Rate Limit (New SPC and IGCC without CCS) | 1307 | 2429 | Rate Constraint in lbs/MWh | FALSE | L | Annual | Emissions at Affected Plants CO2 | Thousand Tons | 0 | 0 | 0 | 0 | 0 | 0 | 0
WA - CO2 Rate Limit (New SPC and IGCC without CCS) | 1307 | 2429 | Rate Constraint in lbs/MWh | FALSE | L | Annual | Allowances Purchased CO2 | Thousand Tons | 0 | 0 | 0 | 0 | 0 | 0 | 0
WA - CO2 Rate Limit (New SPC and IGCC without CCS) | 1307 | 2429 | Rate Constraint in lbs/MWh | FALSE | L | Annual | Allowances Sold CO2 | Thousand Tons | 0 | 0 | 0 | 0 | 0 | 0 | 0
WA - CO2 Rate Limit (New SPC and IGCC without CCS) | 1307 | 2429 | Rate Constraint in lbs/MWh | FALSE | L | Annual | Allowances Banked | Thousand Tons | 0 | 0 | 0 | 0 | 0 | 0 | 0
WA - CO2 Rate Limit (New SPC and IGCC without CCS) | 1307 | 2429 | Rate Constraint in lbs/MWh | FALSE | L | Annual | Allowances Withdrawn (1:1) | Thousand Tons | 0 | 0 | 0 | 0 | 0 | 0 | 0
WA - CO2 Rate Limit (New SPC and IGCC without CCS) | 1307 | 2429 | Rate Constraint in lbs/MWh | FALSE | L | Annual | Allowances Withdrawn (n:1) | Thousand Tons | 0 | 0 | 0 | 0 | 0 | 0 | 0
WA - CO2 Rate Limit (New SPC and IGCC without CCS) | 1307 | 2429 | Rate Constraint in lbs/MWh | FALSE | L | Annual | Net Emissions Allowance Position | Thousand Tons | 0 | 0 | 0 | 0 | 0 | 0 | 0
WA - CO2 Rate Limit (New SPC and IGCC without CCS) | 1307 | 2429 | Rate Constraint in lbs/MWh | FALSE | L | Annual | Fuel Consumed | TBtu | 0 | 0 | 0 | 0 | 0 | 0 | 0
WA - CO2 Rate Limit (New SPC and IGCC without CCS) | 1307 | 2429 | Rate Constraint in lbs/MWh | FALSE | L | Annual | Rate | lb/MMBtu | 0 | 0 | 0 | 0 | 0 | 0 | 0
WA - CO2 Rate Limit (New SPC and IGCC without CCS) | 1307 | 2429 | Rate Constraint in lbs/MWh | FALSE | L | Annual | Generation | TWh | 0 | 0 | 0 | 0 | 0 | 0 | 0
WA - CO2 Rate Limit (New SPC and IGCC without CCS) | 1307 | 2429 | Rate Constraint in lbs/MWh | FALSE | L | Annual | Qualifying Generation | TWh | 0 | 0 | 0 | 0 | 0 | 0 | 0
WA - CO2 Rate Limit (New SPC and IGCC without CCS) | 1307 | 2429 | Rate Constraint in lbs/MWh | FALSE | L | Annual | Constraint Shadow Price | US2011$/Ton | 0 | 0 | 75.8047 | 85.8434 | 123.7032 | 165.1383 | 187.2514
WI CC NGas NOx Annual Rate v3.1 | 1308 | 1938 | Rate Constraint in lbs/MMBtu | FALSE | L | Annual | Seasons Included | Seasons | Winter, Summer | Winter, Summer | Winter, Summer | Winter, Summer | Winter, Summer | Winter, Summer | Winter, Summer
WI CC NGas NOx Annual Rate v3.1 | 1308 | 1938 | Rate Constraint in lbs/MMBtu | FALSE | L | Annual | Standard NOX | lb/MMBtu | 0.04 | 0.04 | 0.04 | 0.04 | 0.04 | 0.04 | 0.04
WI CC NGas NOx Annual Rate v3.1 | 1308 | 1938 | Rate Constraint in lbs/MMBtu | FALSE | L | Annual | Emissions at Affected Plants NOX | Thousand Tons | 0.26488 | 0.1999 | 0.15112 | 0.28553 | 0.27016 | 0.49015 | 0.48942
WI CC NGas NOx Annual Rate v3.1 | 1308 | 1938 | Rate Constraint in lbs/MMBtu | FALSE | L | Annual | Allowances Purchased NOX | Thousand Tons | 0 | 0 | 0 | 0 | 0 | 0 | 0
WI CC NGas NOx Annual Rate v3.1 | 1308 | 1938 | Rate Constraint in lbs/MMBtu | FALSE | L | Annual | Allowances Sold NOX | Thousand Tons | 0 | 0 | 0 | 0 | 0 | 0 | 0
WI CC NGas NOx Annual Rate v3.1 | 1308 | 1938 | Rate Constraint in lbs/MMBtu | FALSE | L | Annual | Allowances Banked | Thousand Tons | 0 | 0 | 0 | 0 | 0 | 0 | 0
WI CC NGas NOx Annual Rate v3.1 | 1308 | 1938 | Rate Constraint in lbs/MMBtu | FALSE | L | Annual | Allowances Withdrawn (1:1) | Thousand Tons | 0 | 0 | 0 | 0 | 0 | 0 | 0
WI CC NGas NOx Annual Rate v3.1 | 1308 | 1938 | Rate Constraint in lbs/MMBtu | FALSE | L | Annual | Allowances Withdrawn (n:1) | Thousand Tons | 0 | 0 | 0 | 0 | 0 | 0 | 0
WI CC NGas NOx Annual Rate v3.1 | 1308 | 1938 | Rate Constraint in lbs/MMBtu | FALSE | L | Annual | Net Emissions Allowance Position | Thousand Tons | 0.26488 | 0.1999 | 0.15112 | 0.28553 | 0.27016 | 0.49015 | 0.48942
WI CC NGas NOx Annual Rate v3.1 | 1308 | 1938 | Rate Constraint in lbs/MMBtu | FALSE | L | Annual | Fuel Consumed | TBtu | 33.3101 | 22.6328 | 19.7292 | 36.4763 | 35.1297 | 70.5584 | 70.0532
WI CC NGas NOx Annual Rate v3.1 | 1308 | 1938 | Rate Constraint in lbs/MMBtu | FALSE | L | Annual | Rate | lb/MMBtu | 0.015904 | 0.017665 | 0.015319 | 0.015656 | 0.015381 | 0.013894 | 0.013973
WI CC NGas NOx Annual Rate v3.1 | 1308 | 1938 | Rate Constraint in lbs/MMBtu | FALSE | L | Annual | Generation | TWh | 4.7478 | 3.2754 | 2.7872 | 5.1879 | 4.9788 | 15.8245 | 15.729
WI CC NGas NOx Annual Rate v3.1 | 1308 | 1938 | Rate Constraint in lbs/MMBtu | FALSE | L | Annual | Qualifying Generation | TWh | 4.7478 | 3.2754 | 2.7872 | 5.1879 | 4.9788 | 9.9599 | 9.8645
WI CC NGas NOx Annual Rate v3.1 | 1308 | 1938 | Rate Constraint in lbs/MMBtu | FALSE | L | Annual | Rate | lb/MWh | 0.11158 | 0.12206 | 0.10844 | 0.11008 | 0.10852 | 0.098425 | 0.099229
WI CC NGas NOx Annual Rate v3.1 | 1308 | 1938 | Rate Constraint in lbs/MMBtu | FALSE | L | Annual | Constraint Shadow Price | US2011$/Ton | 0 | 0 | 0 | 0 | 0 | 0 | 0
WI CoalUnits1 NOx Annual Rate v3.1 | 1309 | 1930 | Rate Constraint in lbs/MMBtu | FALSE | L | Annual | Seasons Included | Seasons | Winter, Summer | Winter, Summer | Winter, Summer | Winter, Summer | Winter, Summer | Winter, Summer | Winter, Summer
WI CoalUnits1 NOx Annual Rate v3.1 | 1309 | 1930 | Rate Constraint in lbs/MMBtu | FALSE | L | Annual | Standard NOX | lb/MMBtu | 0.1 | 0.1 | 0.1 | 0.1 | 0.1 | 0.1 | 0.1
WI CoalUnits1 NOx Annual Rate v3.1 | 1309 | 1930 | Rate Constraint in lbs/MMBtu | FALSE | L | Annual | Emissions at Affected Plants NOX | Thousand Tons | 7.762 | 7.5627 | 9.0761 | 9.0761 | 9.0761 | 8.896 | 8.7475
WI CoalUnits1 NOx Annual Rate v3.1 | 1309 | 1930 | Rate Constraint in lbs/MMBtu | FALSE | L | Annual | Allowances Purchased NOX | Thousand Tons | 0 | 0 | 0 | 0 | 0 | 0 | 0
WI CoalUnits1 NOx Annual Rate v3.1 | 1309 | 1930 | Rate Constraint in lbs/MMBtu | FALSE | L | Annual | Allowances Sold NOX | Thousand Tons | 0 | 0 | 0 | 0 | 0 | 0 | 0
WI CoalUnits1 NOx Annual Rate v3.1 | 1309 | 1930 | Rate Constraint in lbs/MMBtu | FALSE | L | Annual | Allowances Banked | Thousand Tons | 0 | 0 | 0 | 0 | 0 | 0 | 0
WI CoalUnits1 NOx Annual Rate v3.1 | 1309 | 1930 | Rate Constraint in lbs/MMBtu | FALSE | L | Annual | Allowances Withdrawn (1:1) | Thousand Tons | 0 | 0 | 0 | 0 | 0 | 0 | 0
WI CoalUnits1 NOx Annual Rate v3.1 | 1309 | 1930 | Rate Constraint in lbs/MMBtu | FALSE | L | Annual | Allowances Withdrawn (n:1) | Thousand Tons | 0 | 0 | 0 | 0 | 0 | 0 | 0
WI CoalUnits1 NOx Annual Rate v3.1 | 1309 | 1930 | Rate Constraint in lbs/MMBtu | FALSE | L | Annual | Net Emissions Allowance Position | Thousand Tons | 7.762 | 7.5627 | 9.0761 | 9.0761 | 9.0761 | 8.896 | 8.7475
WI CoalUnits1 NOx Annual Rate v3.1 | 1309 | 1930 | Rate Constraint in lbs/MMBtu | FALSE | L | Annual | Fuel Consumed | TBtu | 243.784 | 237.4821 | 290.1866 | 290.218 | 290.2928 | 284.9365 | 280.5272
WI CoalUnits1 NOx Annual Rate v3.1 | 1309 | 1930 | Rate Constraint in lbs/MMBtu | FALSE | L | Annual | Rate | lb/MMBtu | 0.063679 | 0.063691 | 0.062553 | 0.062547 | 0.06253 | 0.062442 | 0.062365
WI CoalUnits1 NOx Annual Rate v3.1 | 1309 | 1930 | Rate Constraint in lbs/MMBtu | FALSE | L | Annual | Generation | TWh | 23.1011 | 22.5479 | 27.5749 | 27.5749 | 27.5749 | 27.0803 | 26.6719
WI CoalUnits1 NOx Annual Rate v3.1 | 1309 | 1930 | Rate Constraint in lbs/MMBtu | FALSE | L | Annual | Qualifying Generation | TWh | 23.1011 | 22.5479 | 27.5749 | 27.5749 | 27.5749 | 27.0803 | 26.6719
WI CoalUnits1 NOx Annual Rate v3.1 | 1309 | 1930 | Rate Constraint in lbs/MMBtu | FALSE | L | Annual | Rate | lb/MWh | 0.672 | 0.67081 | 0.65828 | 0.65828 | 0.65828 | 0.65701 | 0.65594
WI CoalUnits1 NOx Annual Rate v3.1 | 1309 | 1930 | Rate Constraint in lbs/MMBtu | FALSE | L | Annual | Constraint Shadow Price | US2011$/Ton | 0 | 0 | 0 | 0 | 0 | 0 | 0
WI CT DFO NOx Annual Rate v3.1 | 1310 | 1940 | Rate Constraint in lbs/MMBtu | FALSE | L | Annual | Seasons Included | Seasons | Winter, Summer | Winter, Summer | Winter, Summer | Winter, Summer | Winter, Summer | Winter, Summer | Winter, Summer
WI CT DFO NOx Annual Rate v3.1 | 1310 | 1940 | Rate Constraint in lbs/MMBtu | FALSE | L | Annual | Standard NOX | lb/MMBtu | 0.28 | 0.28 | 0.28 | 0.28 | 0.28 | 0.28 | 0.28
WI CT DFO NOx Annual Rate v3.1 | 1310 | 1940 | Rate Constraint in lbs/MMBtu | FALSE | L | Annual | Emissions at Affected Plants NOX | Thousand Tons | 0 | 0 | 0 | 0 | 0.00255 | 0.0043909 | 0.0053469
WI CT DFO NOx Annual Rate v3.1 | 1310 | 1940 | Rate Constraint in lbs/MMBtu | FALSE | L | Annual | Allowances Purchased NOX | Thousand Tons | 0 | 0 | 0 | 0 | 0 | 0 | 0
WI CT DFO NOx Annual Rate v3.1 | 1310 | 1940 | Rate Constraint in lbs/MMBtu | FALSE | L | Annual | Allowances Sold NOX | Thousand Tons | 0 | 0 | 0 | 0 | 0 | 0 | 0
WI CT DFO NOx Annual Rate v3.1 | 1310 | 1940 | Rate Constraint in lbs/MMBtu | FALSE | L | Annual | Allowances Banked | Thousand Tons | 0 | 0 | 0 | 0 | 0 | 0 | 0
WI CT DFO NOx Annual Rate v3.1 | 1310 | 1940 | Rate Constraint in lbs/MMBtu | FALSE | L | Annual | Allowances Withdrawn (1:1) | Thousand Tons | 0 | 0 | 0 | 0 | 0 | 0 | 0
WI CT DFO NOx Annual Rate v3.1 | 1310 | 1940 | Rate Constraint in lbs/MMBtu | FALSE | L | Annual | Allowances Withdrawn (n:1) | Thousand Tons | 0 | 0 | 0 | 0 | 0 | 0 | 0
WI CT DFO NOx Annual Rate v3.1 | 1310 | 1940 | Rate Constraint in lbs/MMBtu | FALSE | L | Annual | Net Emissions Allowance Position | Thousand Tons | 0 | 0 | 0 | 0 | 0.00255 | 0.0043909 | 0.0053469
WI CT DFO NOx Annual Rate v3.1 | 1310 | 1940 | Rate Constraint in lbs/MMBtu | FALSE | L | Annual | Fuel Consumed | TBtu | 0 | 0 | 0 | 0 | 0.018214 | 0.79834 | 0.97217
WI CT DFO NOx Annual Rate v3.1 | 1310 | 1940 | Rate Constraint in lbs/MMBtu | FALSE | L | Annual | Rate | lb/MMBtu | 0 | 0 | 0 | 0 | 0.28 | 0.011 | 0.011
WI CT DFO NOx Annual Rate v3.1 | 1310 | 1940 | Rate Constraint in lbs/MMBtu | FALSE | L | Annual | Generation | TWh | 0 | 0 | 0 | 0 | 0.0014304 | 0.5586 | 0.57741
WI CT DFO NOx Annual Rate v3.1 | 1310 | 1940 | Rate Constraint in lbs/MMBtu | FALSE | L | Annual | Qualifying Generation | TWh | 0 | 0 | 0 | 0 | 0.0014284 | 0.081881 | 0.099709
WI CT DFO NOx Annual Rate v3.1 | 1310 | 1940 | Rate Constraint in lbs/MMBtu | FALSE | L | Annual | Rate | lb/MWh | 0 | 0 | 0 | 0 | 3.5704 | 0.10725 | 0.10725
WI CT DFO NOx Annual Rate v3.1 | 1310 | 1940 | Rate Constraint in lbs/MMBtu | FALSE | L | Annual | Constraint Shadow Price | US2011$/Ton | 16219.7166 | 27037.8927 | 11820.2131 | 8891.9688 | 20180.1399 | 0 | 0
WI CT NGas NOx Annual Rate v3.1 | 1311 | 1939 | Rate Constraint in lbs/MMBtu | FALSE | L | Annual | Seasons Included | Seasons | Winter, Summer | Winter, Summer | Winter, Summer | Winter, Summer | Winter, Summer | Winter, Summer | Winter, Summer
WI CT NGas NOx Annual Rate v3.1 | 1311 | 1939 | Rate Constraint in lbs/MMBtu | FALSE | L | Annual | Standard NOX | lb/MMBtu | 0.11 | 0.11 | 0.11 | 0.11 | 0.11 | 0.11 | 0.11
WI CT NGas NOx Annual Rate v3.1 | 1311 | 1939 | Rate Constraint in lbs/MMBtu | FALSE | L | Annual | Emissions at Affected Plants NOX | Thousand Tons | 0 | 0 | 0.0096878 | 0.022079 | 0.034199 | 0.073185 | 0.052519
WI CT NGas NOx Annual Rate v3.1 | 1311 | 1939 | Rate Constraint in lbs/MMBtu | FALSE | L | Annual | Allowances Purchased NOX | Thousand Tons | 0 | 0 | 0 | 0 | 0 | 0 | 0
WI CT NGas NOx Annual Rate v3.1 | 1311 | 1939 | Rate Constraint in lbs/MMBtu | FALSE | L | Annual | Allowances Sold NOX | Thousand Tons | 0 | 0 | 0 | 0 | 0 | 0 | 0
WI CT NGas NOx Annual Rate v3.1 | 1311 | 1939 | Rate Constraint in lbs/MMBtu | FALSE | L | Annual | Allowances Banked | Thousand Tons | 0 | 0 | 0 | 0 | 0 | 0 | 0
WI CT NGas NOx Annual Rate v3.1 | 1311 | 1939 | Rate Constraint in lbs/MMBtu | FALSE | L | Annual | Allowances Withdrawn (1:1) | Thousand Tons | 0 | 0 | 0 | 0 | 0 | 0 | 0
WI CT NGas NOx Annual Rate v3.1 | 1311 | 1939 | Rate Constraint in lbs/MMBtu | FALSE | L | Annual | Allowances Withdrawn (n:1) | Thousand Tons | 0 | 0 | 0 | 0 | 0 | 0 | 0
WI CT NGas NOx Annual Rate v3.1 | 1311 | 1939 | Rate Constraint in lbs/MMBtu | FALSE | L | Annual | Net Emissions Allowance Position | Thousand Tons | 0 | 0 | 0.0096878 | 0.022079 | 0.034199 | 0.073185 | 0.052519
WI CT NGas NOx Annual Rate v3.1 | 1311 | 1939 | Rate Constraint in lbs/MMBtu | FALSE | L | Annual | Fuel Consumed | TBtu | 0 | 0 | 0.41815 | 1.1289 | 1.7932 | 3.4968 | 3.0411
WI CT NGas NOx Annual Rate v3.1 | 1311 | 1939 | Rate Constraint in lbs/MMBtu | FALSE | L | Annual | Rate | lb/MMBtu | 0 | 0 | 0.046337 | 0.039116 | 0.038144 | 0.041858 | 0.034539
WI CT NGas NOx Annual Rate v3.1 | 1311 | 1939 | Rate Constraint in lbs/MMBtu | FALSE | L | Annual | Generation | TWh | 0 | 0 | 0.036103 | 0.099265 | 0.15581 | 0.78776 | 0.75642
WI CT NGas NOx Annual Rate v3.1 | 1311 | 1939 | Rate Constraint in lbs/MMBtu | FALSE | L | Annual | Qualifying Generation | TWh | 0 | 0 | 0.036103 | 0.099265 | 0.1558 | 0.31104 | 0.27872
WI CT NGas NOx Annual Rate v3.1 | 1311 | 1939 | Rate Constraint in lbs/MMBtu | FALSE | L | Annual | Rate | lb/MWh | 0 | 0 | 0.53667 | 0.44485 | 0.439 | 0.47057 | 0.37686
WI CT NGas NOx Annual Rate v3.1 | 1311 | 1939 | Rate Constraint in lbs/MMBtu | FALSE | L | Annual | Constraint Shadow Price | US2011$/Ton | 0 | 0 | 0 | 0 | 0 | 0 | 0
WI CyclFired Coal Units NOx Annual Rate v3.1 | 1312 | 1937 | Rate Constraint in lbs/MMBtu | FALSE | L | Annual | Seasons Included | Seasons | Winter, Summer | Winter, Summer | Winter, Summer | Winter, Summer | Winter, Summer | Winter, Summer | Winter, Summer
WI CyclFired Coal Units NOx Annual Rate v3.1 | 1312 | 1937 | Rate Constraint in lbs/MMBtu | FALSE | L | Annual | Standard NOX | lb/MMBtu | 0.15 | 0.15 | 0.15 | 0.15 | 0.15 | 0.15 | 0.15
WI CyclFired Coal Units NOx Annual Rate v3.1 | 1312 | 1937 | Rate Constraint in lbs/MMBtu | FALSE | L | Annual | Emissions at Affected Plants NOX | Thousand Tons | 0 | 0 | 0 | 0 | 0 | 0 | 0
WI CyclFired Coal Units NOx Annual Rate v3.1 | 1312 | 1937 | Rate Constraint in lbs/MMBtu | FALSE | L | Annual | Allowances Purchased NOX | Thousand Tons | 0 | 0 | 0 | 0 | 0 | 0 | 0
WI CyclFired Coal Units NOx Annual Rate v3.1 | 1312 | 1937 | Rate Constraint in lbs/MMBtu | FALSE | L | Annual | Allowances Sold NOX | Thousand Tons | 0 | 0 | 0 | 0 | 0 | 0 | 0
WI CyclFired Coal Units NOx Annual Rate v3.1 | 1312 | 1937 | Rate Constraint in lbs/MMBtu | FALSE | L | Annual | Allowances Banked | Thousand Tons | 0 | 0 | 0 | 0 | 0 | 0 | 0
WI CyclFired Coal Units NOx Annual Rate v3.1 | 1312 | 1937 | Rate Constraint in lbs/MMBtu | FALSE | L | Annual | Allowances Withdrawn (1:1) | Thousand Tons | 0 | 0 | 0 | 0 | 0 | 0 | 0
WI CyclFired Coal Units NOx Annual Rate v3.1 | 1312 | 1937 | Rate Constraint in lbs/MMBtu | FALSE | L | Annual | Allowances Withdrawn (n:1) | Thousand Tons | 0 | 0 | 0 | 0 | 0 | 0 | 0
WI CyclFired Coal Units NOx Annual Rate v3.1 | 1312 | 1937 | Rate Constraint in lbs/MMBtu | FALSE | L | Annual | Net Emissions Allowance Position | Thousand Tons | 0 | 0 | 0 | 0 | 0 | 0 | 0
WI CyclFired Coal Units NOx Annual Rate v3.1 | 1312 | 1937 | Rate Constraint in lbs/MMBtu | FALSE | L | Annual | Fuel Consumed | TBtu | 0 | 0 | 0 | 0 | 0 | 0 | 0
WI CyclFired Coal Units NOx Annual Rate v3.1 | 1312 | 1937 | Rate Constraint in lbs/MMBtu | FALSE | L | Annual | Rate | lb/MMBtu | 0 | 0 | 0 | 0 | 0 | 0 | 0
WI CyclFired Coal Units NOx Annual Rate v3.1 | 1312 | 1937 | Rate Constraint in lbs/MMBtu | FALSE | L | Annual | Generation | TWh | 0 | 0 | 0 | 0 | 0 | 0 | 0
WI CyclFired Coal Units NOx Annual Rate v3.1 | 1312 | 1937 | Rate Constraint in lbs/MMBtu | FALSE | L | Annual | Qualifying Generation | TWh | 0 | 0 | 0 | 0 | 0 | 0 | 0
WI CyclFired Coal Units NOx Annual Rate v3.1 | 1312 | 1937 | Rate Constraint in lbs/MMBtu | FALSE | L | Annual | Rate | lb/MWh | 0 | 0 | 0 | 0 | 0 | 0 | 0
WI CyclFired Coal Units NOx Annual Rate v3.1 | 1312 | 1937 | Rate Constraint in lbs/MMBtu | FALSE | L | Annual | Constraint Shadow Price | US2011$/Ton | 0 | 0 | 0 | 0 | 0 | 0 | 0
WI Large Coal Units Hg Rule v3.1, Unit 4256 and retrofits | 1313 | 2200 | MACT Fuel Choice Floor in lbs/MMBtu | FALSE | L | Annual | Seasons Included | Seasons | Winter, Summer | Winter, Summer | Winter, Summer | Winter, Summer | Winter, Summer | Winter, Summer | Winter, Summer
WI Large Coal Units Hg Rule v3.1, Unit 4256 and retrofits | 1313 | 2200 | MACT Fuel Choice Floor in lbs/MMBtu | FALSE | L | Annual | Emission Floor | lbs/MMBtu | 7.92e-07 | 7.92e-07 | 7.92e-07 | 7.92e-07 | 7.92e-07 | 7.92e-07 | 7.92e-07
WI Large Coal Units Hg Rule v3.1, Unit 4256 and retrofits | 1313 | 2200 | MACT Fuel Choice Floor in lbs/MMBtu | FALSE | L | Annual | Emissions at Affected Plants MER | lbs | 13.7746 | 10.8539 | 17.4075 | 19.0477 | 21.0313 | 16.9684 | 15.7381
WI Large Coal Units Hg Rule v3.1, Unit 4256 and retrofits | 1313 | 2200 | MACT Fuel Choice Floor in lbs/MMBtu | FALSE | L | Annual | Allowances Purchased MER | lbs | 0 | 0 | 0 | 0 | 0 | 0 | 0
WI Large Coal Units Hg Rule v3.1, Unit 4256 and retrofits | 1313 | 2200 | MACT Fuel Choice Floor in lbs/MMBtu | FALSE | L | Annual | Allowances Sold MER | lbs | 0 | 0 | 0 | 0 | 0 | 0 | 0
WI Large Coal Units Hg Rule v3.1, Unit 4256 and retrofits | 1313 | 2200 | MACT Fuel Choice Floor in lbs/MMBtu | FALSE | L | Annual | Allowances Banked | lbs | 0 | 0 | 0 | 0 | 0 | 0 | 0
WI Large Coal Units Hg Rule v3.1, Unit 4256 and retrofits | 1313 | 2200 | MACT Fuel Choice Floor in lbs/MMBtu | FALSE | L | Annual | Allowances Withdrawn (1:1) | lbs | 0 | 0 | 0 | 0 | 0 | 0 | 0
WI Large Coal Units Hg Rule v3.1, Unit 4256 and retrofits | 1313 | 2200 | MACT Fuel Choice Floor in lbs/MMBtu | FALSE | L | Annual | Allowances Withdrawn (n:1) | lbs | 0 | 0 | 0 | 0 | 0 | 0 | 0
WI Large Coal Units Hg Rule v3.1, Unit 4256 and retrofits | 1313 | 2200 | MACT Fuel Choice Floor in lbs/MMBtu | FALSE | L | Annual | Net Emissions Allowance Position | lbs | 13.7746 | 10.8539 | 17.4075 | 19.0477 | 21.0313 | 16.9684 | 15.7381
WI Large Coal Units Hg Rule v3.1, Unit 4256 and retrofits | 1313 | 2200 | MACT Fuel Choice Floor in lbs/MMBtu | FALSE | L | Annual | Fuel Consumed | TBtu | 25.6959 | 20.2474 | 32.4729 | 35.5326 | 39.2329 | 31.6537 | 29.3587
WI Large Coal Units Hg Rule v3.1, Unit 4256 and retrofits | 1313 | 2200 | MACT Fuel Choice Floor in lbs/MMBtu | FALSE | L | Annual | Rate | lb/MMBtu | 5.3606e-07 | 5.3606e-07 | 5.3606e-07 | 5.3606e-07 | 5.3606e-07 | 5.3606e-07 | 5.3606e-07
WI Large Coal Units Hg Rule v3.1, Unit 4256 and retrofits | 1313 | 2200 | MACT Fuel Choice Floor in lbs/MMBtu | FALSE | L | Annual | Generation | TWh | 2.5938 | 2.0438 | 3.2779 | 3.5868 | 3.9603 | 3.1952 | 2.9636
WI Large Coal Units Hg Rule v3.1, Unit 4256 and retrofits | 1313 | 2200 | MACT Fuel Choice Floor in lbs/MMBtu | FALSE | L | Annual | Qualifying Generation | TWh | 2.5938 | 2.0438 | 3.2779 | 3.5868 | 3.9603 | 3.1952 | 2.9636
WI Large Coal Units Hg Rule v3.1, Unit 4256 and retrofits | 1313 | 2200 | MACT Fuel Choice Floor in lbs/MMBtu | FALSE | L | Annual | Constraint Shadow Price | US2011$/Lb | 0 | 0 | 0 | 0 | 0 | 0 | 0
WI Large Coal Units Hg Rule v3.1, Unit 4286 and retrofits | 1314 | 2200 | MACT Fuel Choice Floor in lbs/MMBtu | FALSE | L | Annual | Seasons Included | Seasons | Winter, Summer | Winter, Summer | Winter, Summer | Winter, Summer | Winter, Summer | Winter, Summer | Winter, Summer
WI Large Coal Units Hg Rule v3.1, Unit 4286 and retrofits | 1314 | 2200 | MACT Fuel Choice Floor in lbs/MMBtu | FALSE | L | Annual | Emission Floor | lbs/MMBtu | 7.92e-07 | 7.92e-07 | 7.92e-07 | 7.92e-07 | 7.92e-07 | 7.92e-07 | 7.92e-07
WI Large Coal Units Hg Rule v3.1, Unit 4286 and retrofits | 1314 | 2200 | MACT Fuel Choice Floor in lbs/MMBtu | FALSE | L | Annual | Emissions at Affected Plants MER | lbs | 18.3657 | 16.9705 | 21.9389 | 21.4987 | 22.7632 | 19.8836 | 18.3657
WI Large Coal Units Hg Rule v3.1, Unit 4286 and retrofits | 1314 | 2200 | MACT Fuel Choice Floor in lbs/MMBtu | FALSE | L | Annual | Allowances Purchased MER | lbs | 0 | 0 | 0 | 0 | 0 | 0 | 0
WI Large Coal Units Hg Rule v3.1, Unit 4286 and retrofits | 1314 | 2200 | MACT Fuel Choice Floor in lbs/MMBtu | FALSE | L | Annual | Allowances Sold MER | lbs | 0 | 0 | 0 | 0 | 0 | 0 | 0
WI Large Coal Units Hg Rule v3.1, Unit 4286 and retrofits | 1314 | 2200 | MACT Fuel Choice Floor in lbs/MMBtu | FALSE | L | Annual | Allowances Banked | lbs | 0 | 0 | 0 | 0 | 0 | 0 | 0
WI Large Coal Units Hg Rule v3.1, Unit 4286 and retrofits | 1314 | 2200 | MACT Fuel Choice Floor in lbs/MMBtu | FALSE | L | Annual | Allowances Withdrawn (1:1) | lbs | 0 | 0 | 0 | 0 | 0 | 0 | 0
WI Large Coal Units Hg Rule v3.1, Unit 4286 and retrofits | 1314 | 2200 | MACT Fuel Choice Floor in lbs/MMBtu | FALSE | L | Annual | Allowances Withdrawn (n:1) | lbs | 0 | 0 | 0 | 0 | 0 | 0 | 0
WI Large Coal Units Hg Rule v3.1, Unit 4286 and retrofits | 1314 | 2200 | MACT Fuel Choice Floor in lbs/MMBtu | FALSE | L | Annual | Net Emissions Allowance Position | lbs | 18.3657 | 16.9705 | 21.9389 | 21.4987 | 22.7632 | 19.8836 | 18.3657
WI Large Coal Units Hg Rule v3.1, Unit 4286 and retrofits | 1314 | 2200 | MACT Fuel Choice Floor in lbs/MMBtu | FALSE | L | Annual | Fuel Consumed | TBtu | 34.1169 | 31.5253 | 40.5424 | 39.9369 | 42.2859 | 36.9368 | 34.1169
WI Large Coal Units Hg Rule v3.1, Unit 4286 and retrofits | 1314 | 2200 | MACT Fuel Choice Floor in lbs/MMBtu | FALSE | L | Annual | Rate | lb/MMBtu | 5.3832e-07 | 5.3832e-07 | 5.4114e-07 | 5.3832e-07 | 5.3832e-07 | 5.3832e-07 | 5.3832e-07
WI Large Coal Units Hg Rule v3.1, Unit 4286 and retrofits | 1314 | 2200 | MACT Fuel Choice Floor in lbs/MMBtu | FALSE | L | Annual | Generation | TWh | 3.2068 | 2.9632 | 3.812 | 3.7538 | 3.9746 | 3.4718 | 3.2068
WI Large Coal Units Hg Rule v3.1, Unit 4286 and retrofits | 1314 | 2200 | MACT Fuel Choice Floor in lbs/MMBtu | FALSE | L | Annual | Qualifying Generation | TWh | 3.2068 | 2.9632 | 3.812 | 3.7538 | 3.9746 | 3.4718 | 3.2068
WI Large Coal Units Hg Rule v3.1, Unit 4286 and retrofits | 1314 | 2200 | MACT Fuel Choice Floor in lbs/MMBtu | FALSE | L | Annual | Constraint Shadow Price | US2011$/Lb | 0 | 0 | 0 | 0 | 0 | 0 | 0
WI Large Coal Units Hg Rule v3.1, Unit 4287 and retrofits | 1315 | 2200 | MACT Fuel Choice Floor in lbs/MMBtu | FALSE | L | Annual | Seasons Included | Seasons | Winter, Summer | Winter, Summer | Winter, Summer | Winter, Summer | Winter, Summer | Winter, Summer | Winter, Summer
WI Large Coal Units Hg Rule v3.1, Unit 4287 and retrofits | 1315 | 2200 | MACT Fuel Choice Floor in lbs/MMBtu | FALSE | L | Annual | Emission Floor | lbs/MMBtu | 7.92e-07 | 7.92e-07 | 7.92e-07 | 7.92e-07 | 7.92e-07 | 7.92e-07 | 7.92e-07
WI Large Coal Units Hg Rule v3.1, Unit 4287 and retrofits | 1315 | 2200 | MACT Fuel Choice Floor in lbs/MMBtu | FALSE | L | Annual | Emissions at Affected Plants MER | lbs | 16.9062 | 16.9062 | 0 | 0 | 0 | 0 | 0
WI Large Coal Units Hg Rule v3.1, Unit 4287 and retrofits | 1315 | 2200 | MACT Fuel Choice Floor in lbs/MMBtu | FALSE | L | Annual | Allowances Purchased MER | lbs | 0 | 0 | 0 | 0 | 0 | 0 | 0
WI Large Coal Units Hg Rule v3.1, Unit 4287 and retrofits | 1315 | 2200 | MACT Fuel Choice Floor in lbs/MMBtu | FALSE | L | Annual | Allowances Sold MER | lbs | 0 | 0 | 0 | 0 | 0 | 0 | 0
WI Large Coal Units Hg Rule v3.1, Unit 4287 and retrofits | 1315 | 2200 | MACT Fuel Choice Floor in lbs/MMBtu | FALSE | L | Annual | Allowances Banked | lbs | 0 | 0 | 0 | 0 | 0 | 0 | 0
WI Large Coal Units Hg Rule v3.1, Unit 4287 and retrofits | 1315 | 2200 | MACT Fuel Choice Floor in lbs/MMBtu | FALSE | L | Annual | Allowances Withdrawn (1:1) | lbs | 0 | 0 | 0 | 0 | 0 | 0 | 0
WI Large Coal Units Hg Rule v3.1, Unit 4287 and retrofits | 1315 | 2200 | MACT Fuel Choice Floor in lbs/MMBtu | FALSE | L | Annual | Allowances Withdrawn (n:1) | lbs | 0 | 0 | 0 | 0 | 0 | 0 | 0
WI Large Coal Units Hg Rule v3.1, Unit 4287 and retrofits | 1315 | 2200 | MACT Fuel Choice Floor in lbs/MMBtu | FALSE | L | Annual | Net Emissions Allowance Position | lbs | 16.9062 | 16.9062 | 0 | 0 | 0 | 0 | 0
WI Large Coal Units Hg Rule v3.1, Unit 4287 and retrofits | 1315 | 2200 | MACT Fuel Choice Floor in lbs/MMBtu | FALSE | L | Annual | Fuel Consumed | TBtu | 31.4057 | 31.4057 | 0 | 0 | 0 | 0 | 0
WI Large Coal Units Hg Rule v3.1, Unit 4287 and retrofits | 1315 | 2200 | MACT Fuel Choice Floor in lbs/MMBtu | FALSE | L | Annual | Rate | lb/MMBtu | 5.3832e-07 | 5.3832e-07 | 0 | 0 | 0 | 0 | 0
WI Large Coal Units Hg Rule v3.1, Unit 4287 and retrofits | 1315 | 2200 | MACT Fuel Choice Floor in lbs/MMBtu | FALSE | L | Annual | Generation | TWh | 2.92 | 2.92 | 0 | 0 | 0 | 0 | 0
WI Large Coal Units Hg Rule v3.1, Unit 4287 and retrofits | 1315 | 2200 | MACT Fuel Choice Floor in lbs/MMBtu | FALSE | L | Annual | Qualifying Generation | TWh | 2.92 | 2.92 | 0 | 0 | 0 | 0 | 0
WI Large Coal Units Hg Rule v3.1, Unit 4287 and retrofits | 1315 | 2200 | MACT Fuel Choice Floor in lbs/MMBtu | FALSE | L | Annual | Constraint Shadow Price | US2011$/Lb | 0 | 0 | 0 | 0 | 0 | 0 | 0
WI Large Coal Units Hg Rule v3.1, Unit 4297 and retrofits | 1316 | 2200 | MACT Fuel Choice Floor in lbs/MMBtu | FALSE | L | Annual | Seasons Included | Seasons | Winter, Summer | Winter, Summer | Winter, Summer | Winter, Summer | Winter, Summer | Winter, Summer | Winter, Summer
WI Large Coal Units Hg Rule v3.1, Unit 4297 and retrofits | 1316 | 2200 | MACT Fuel Choice Floor in lbs/MMBtu | FALSE | L | Annual | Emission Floor | lbs/MMBtu | 7.92e-07 | 7.92e-07 | 7.92e-07 | 7.92e-07 | 7.92e-07 | 7.92e-07 | 7.92e-07
WI Large Coal Units Hg Rule v3.1, Unit 4297 and retrofits | 1316 | 2200 | MACT Fuel Choice Floor in lbs/MMBtu | FALSE | L | Annual | Emissions at Affected Plants MER | lbs | 15.8558 | 16.0172 | 16.456 | 16.1918 | 15.5633 | 15.5633 | 15.5633
WI Large Coal Units Hg Rule v3.1, Unit 4297 and retrofits | 1316 | 2200 | MACT Fuel Choice Floor in lbs/MMBtu | FALSE | L | Annual | Allowances Purchased MER | lbs | 0 | 0 | 0 | 0 | 0 | 0 | 0
WI Large Coal Units Hg Rule v3.1, Unit 4297 and retrofits | 1316 | 2200 | MACT Fuel Choice Floor in lbs/MMBtu | FALSE | L | Annual | Allowances Sold MER | lbs | 0 | 0 | 0 | 0 | 0 | 0 | 0
WI Large Coal Units Hg Rule v3.1, Unit 4297 and retrofits | 1316 | 2200 | MACT Fuel Choice Floor in lbs/MMBtu | FALSE | L | Annual | Allowances Banked | lbs | 0 | 0 | 0 | 0 | 0 | 0 | 0
WI Large Coal Units Hg Rule v3.1, Unit 4297 and retrofits | 1316 | 2200 | MACT Fuel Choice Floor in lbs/MMBtu | FALSE | L | Annual | Allowances Withdrawn (1:1) | lbs | 0 | 0 | 0 | 0 | 0 | 0 | 0
WI Large Coal Units Hg Rule v3.1, Unit 4297 and retrofits | 1316 | 2200 | MACT Fuel Choice Floor in lbs/MMBtu | FALSE | L | Annual | Allowances Withdrawn (n:1) | lbs | 0 | 0 | 0 | 0 | 0 | 0 | 0
WI Large Coal Units Hg Rule v3.1, Unit 4297 and retrofits | 1316 | 2200 | MACT Fuel Choice Floor in lbs/MMBtu | FALSE | L | Annual | Net Emissions Allowance Position | lbs | 15.8558 | 16.0172 | 16.456 | 16.1918 | 15.5633 | 15.5633 | 15.5633
WI Large Coal Units Hg Rule v3.1, Unit 4297 and retrofits | 1316 | 2200 | MACT Fuel Choice Floor in lbs/MMBtu | FALSE | L | Annual | Fuel Consumed | TBtu | 29.9929 | 29.1113 | 29.3333 | 29.3648 | 29.4396 | 29.4396 | 29.4396
WI Large Coal Units Hg Rule v3.1, Unit 4297 and retrofits | 1316 | 2200 | MACT Fuel Choice Floor in lbs/MMBtu | FALSE | L | Annual | Rate | lb/MMBtu | 5.2865e-07 | 5.502e-07 | 5.61e-07 | 5.514e-07 | 5.2865e-07 | 5.2865e-07 | 5.2865e-07
WI Large Coal Units Hg Rule v3.1, Unit 4297 and retrofits | 1316 | 2200 | MACT Fuel Choice Floor in lbs/MMBtu | FALSE | L | Annual | Generation | TWh | 2.8647 | 2.7872 | 2.8119 | 2.8119 | 2.8119 | 2.8119 | 2.8119
WI Large Coal Units Hg Rule v3.1, Unit 4297 and retrofits | 1316 | 2200 | MACT Fuel Choice Floor in lbs/MMBtu | FALSE | L | Annual | Qualifying Generation | TWh | 2.8647 | 2.7872 | 2.8119 | 2.8119 | 2.8119 | 2.8119 | 2.8119
WI Large Coal Units Hg Rule v3.1, Unit 4297 and retrofits | 1316 | 2200 | MACT Fuel Choice Floor in lbs/MMBtu | FALSE | L | Annual | Constraint Shadow Price | US2011$/Lb | 0 | 0 | 0 | 0 | 0 | 0 | 0
WI Large Coal Units Hg Rule v3.1, Unit 4333 and retrofits | 1317 | 2200 | MACT Fuel Choice Floor in lbs/MMBtu | FALSE | L | Annual | Seasons Included | Seasons | Winter, Summer | Winter, Summer | Winter, Summer | Winter, Summer | Winter, Summer | Winter, Summer | Winter, Summer
WI Large Coal Units Hg Rule v3.1, Unit 4333 and retrofits | 1317 | 2200 | MACT Fuel Choice Floor in lbs/MMBtu | FALSE | L | Annual | Emission Floor | lbs/MMBtu | 7.92e-07 | 7.92e-07 | 7.92e-07 | 7.92e-07 | 7.92e-07 | 7.92e-07 | 7.92e-07
WI Large Coal Units Hg Rule v3.1, Unit 4333 and retrofits | 1317 | 2200 | MACT Fuel Choice Floor in lbs/MMBtu | FALSE | L | Annual | Emissions at Affected Plants MER | lbs | 11.2542 | 10.4011 | 12.8621 | 12.884 | 12.884 | 12.1734 | 11.2513
WI Large Coal Units Hg Rule v3.1, Unit 4333 and retrofits | 1317 | 2200 | MACT Fuel Choice Floor in lbs/MMBtu | FALSE | L | Annual | Allowances Purchased MER | lbs | 0 | 0 | 0 | 0 | 0 | 0 | 0
WI Large Coal Units Hg Rule v3.1, Unit 4333 and retrofits | 1317 | 2200 | MACT Fuel Choice Floor in lbs/MMBtu | FALSE | L | Annual | Allowances Sold MER | lbs | 0 | 0 | 0 | 0 | 0 | 0 | 0
WI Large Coal Units Hg Rule v3.1, Unit 4333 and retrofits | 1317 | 2200 | MACT Fuel Choice Floor in lbs/MMBtu | FALSE | L | Annual | Allowances Banked | lbs | 0 | 0 | 0 | 0 | 0 | 0 | 0
WI Large Coal Units Hg Rule v3.1, Unit 4333 and retrofits | 1317 | 2200 | MACT Fuel Choice Floor in lbs/MMBtu | FALSE | L | Annual | Allowances Withdrawn (1:1) | lbs | 0 | 0 | 0 | 0 | 0 | 0 | 0
WI Large Coal Units Hg Rule v3.1, Unit 4333 and retrofits | 1317 | 2200 | MACT Fuel Choice Floor in lbs/MMBtu | FALSE | L | Annual | Allowances Withdrawn (n:1) | lbs | 0 | 0 | 0 | 0 | 0 | 0 | 0
WI Large Coal Units Hg Rule v3.1, Unit 4333 and retrofits | 1317 | 2200 | MACT Fuel Choice Floor in lbs/MMBtu | FALSE | L | Annual | Net Emissions Allowance Position | lbs | 11.2542 | 10.4011 | 12.8621 | 12.884 | 12.884 | 12.1734 | 11.2513
WI Large Coal Units Hg Rule v3.1, Unit 4333 and retrofits | 1317 | 2200 | MACT Fuel Choice Floor in lbs/MMBtu | FALSE | L | Annual | Fuel Consumed | TBtu | 20.9942 | 19.4029 | 23.9936 | 24.0346 | 24.0346 | 22.7089 | 20.9889
WI Large Coal Units Hg Rule v3.1, Unit 4333 and retrofits | 1317 | 2200 | MACT Fuel Choice Floor in lbs/MMBtu | FALSE | L | Annual | Rate | lb/MMBtu | 5.3606e-07 | 5.3606e-07 | 5.3606e-07 | 5.3606e-07 | 5.3606e-07 | 5.3606e-07 | 5.3606e-07
WI Large Coal Units Hg Rule v3.1, Unit 4333 and retrofits | 1317 | 2200 | MACT Fuel Choice Floor in lbs/MMBtu | FALSE | L | Annual | Generation | TWh | 2.0706 | 1.9136 | 2.3664 | 2.3704 | 2.3704 | 2.2397 | 2.07
WI Large Coal Units Hg Rule v3.1, Unit 4333 and retrofits | 1317 | 2200 | MACT Fuel Choice Floor in lbs/MMBtu | FALSE | L | Annual | Qualifying Generation | TWh | 2.0706 | 1.9136 | 2.3664 | 2.3704 | 2.3704 | 2.2397 | 2.07
WI Large Coal Units Hg Rule v3.1, Unit 4333 and retrofits | 1317 | 2200 | MACT Fuel Choice Floor in lbs/MMBtu | FALSE | L | Annual | Constraint Shadow Price | US2011$/Lb | 0 | 0 | 0 | 0 | 0 | 0 | 0
WI Large Coal Units Hg Rule v3.1, Unit 5017 and retrofits | 1318 | 2200 | MACT Fuel Choice Floor in lbs/MMBtu | FALSE | L | Annual | Seasons Included | Seasons | Winter, Summer | Winter, Summer | Winter, Summer | Winter, Summer | Winter, Summer | Winter, Summer | Winter, Summer
WI Large Coal Units Hg Rule v3.1, Unit 5017 and retrofits | 1318 | 2200 | MACT Fuel Choice Floor in lbs/MMBtu | FALSE | L | Annual | Emission Floor | lbs/MMBtu | 7.92e-07 | 7.92e-07 | 7.92e-07 | 7.92e-07 | 7.92e-07 | 7.92e-07 | 7.92e-07
WI Large Coal Units Hg Rule v3.1, Unit 5017 and retrofits | 1318 | 2200 | MACT Fuel Choice Floor in lbs/MMBtu | FALSE | L | Annual | Emissions at Affected Plants MER | lbs | 0 | 0 | 0 | 0 | 0 | 0 | 0
WI Large Coal Units Hg Rule v3.1, Unit 5017 and retrofits | 1318 | 2200 | MACT Fuel Choice Floor in lbs/MMBtu | FALSE | L | Annual | Allowances Purchased MER | lbs | 0 | 0 | 0 | 0 | 0 | 0 | 0
WI Large Coal Units Hg Rule v3.1, Unit 5017 and retrofits | 1318 | 2200 | MACT Fuel Choice Floor in lbs/MMBtu | FALSE | L | Annual | Allowances Sold MER | lbs | 0 | 0 | 0 | 0 | 0 | 0 | 0
WI Large Coal Units Hg Rule v3.1, Unit 5017 and retrofits | 1318 | 2200 | MACT Fuel Choice Floor in lbs/MMBtu | FALSE | L | Annual | Allowances Banked | lbs | 0 | 0 | 0 | 0 | 0 | 0 | 0
WI Large Coal Units Hg Rule v3.1, Unit 5017 and retrofits | 1318 | 2200 | MACT Fuel Choice Floor in lbs/MMBtu | FALSE | L | Annual | Allowances Withdrawn (1:1) | lbs | 0 | 0 | 0 | 0 | 0 | 0 | 0
WI Large Coal Units Hg Rule v3.1, Unit 5017 and retrofits | 1318 | 2200 | MACT Fuel Choice Floor in lbs/MMBtu | FALSE | L | Annual | Allowances Withdrawn (n:1) | lbs | 0 | 0 | 0 | 0 | 0 | 0 | 0
WI Large Coal Units Hg Rule v3.1, Unit 5017 and retrofits | 1318 | 2200 | MACT Fuel Choice Floor in lbs/MMBtu | FALSE | L | Annual | Net Emissions Allowance Position | lbs | 0 | 0 | 0 | 0 | 0 | 0 | 0
WI Large Coal Units Hg Rule v3.1, Unit 5017 and retrofits | 1318 | 2200 | MACT Fuel Choice Floor in lbs/MMBtu | FALSE | L | Annual | Fuel Consumed | TBtu | 0 | 0 | 0 | 0 | 0 | 0 | 0
WI Large Coal Units Hg Rule v3.1, Unit 5017 and retrofits | 1318 | 2200 | MACT Fuel Choice Floor in lbs/MMBtu | FALSE | L | Annual | Rate | lb/MMBtu | 0 | 0 | 0 | 0 | 0 | 0 | 0
WI Large Coal Units Hg Rule v3.1, Unit 5017 and retrofits | 1318 | 2200 | MACT Fuel Choice Floor in lbs/MMBtu | FALSE | L | Annual | Generation | TWh | 0 | 0 | 0 | 0 | 0 | 0 | 0
WI Large Coal Units Hg Rule v3.1, Unit 5017 and retrofits | 1318 | 2200 | MACT Fuel Choice Floor in lbs/MMBtu | FALSE | L | Annual | Qualifying Generation | TWh | 0 | 0 | 0 | 0 | 0 | 0 | 0
WI Large Coal Units Hg Rule v3.1, Unit 5017 and retrofits | 1318 | 2200 | MACT Fuel Choice Floor in lbs/MMBtu | FALSE | L | Annual | Constraint Shadow Price | US2011$/Lb | 0 | 0 | 0 | 0 | 0 | 0 | 0
WI Large Coal Units Hg Rule v3.1, Unit 5020 and retrofits | 1319 | 2200 | MACT Fuel Choice Floor in lbs/MMBtu | FALSE | L | Annual | Seasons Included | Seasons | Winter, Summer | Winter, Summer | Winter, Summer | Winter, Summer | Winter, Summer | Winter, Summer | Winter, Summer
WI Large Coal Units Hg Rule v3.1, Unit 5020 and retrofits | 1319 | 2200 | MACT Fuel Choice Floor in lbs/MMBtu | FALSE | L | Annual | Emission Floor | lbs/MMBtu | 7.92e-07 | 7.92e-07 | 7.92e-07 | 7.92e-07 | 7.92e-07 | 7.92e-07 | 7.92e-07
WI Large Coal Units Hg Rule v3.1, Unit 5020 and retrofits | 1319 | 2200 | MACT Fuel Choice Floor in lbs/MMBtu | FALSE | L | Annual | Emissions at Affected Plants MER | lbs | 12.5385 | 12.5385 | 12.5172 | 12.5385 | 12.5385 | 12.5385 | 13.8322
WI Large Coal Units Hg Rule v3.1, Unit 5020 and retrofits | 1319 | 2200 | MACT Fuel Choice Floor in lbs/MMBtu | FALSE | L | Annual | Allowances Purchased MER | lbs | 0 | 0 | 0 | 0 | 0 | 0 | 0
WI Large Coal Units Hg Rule v3.1, Unit 5020 and retrofits | 1319 | 2200 | MACT Fuel Choice Floor in lbs/MMBtu | FALSE | L | Annual | Allowances Sold MER | lbs | 0 | 0 | 0 | 0 | 0 | 0 | 0
WI Large Coal Units Hg Rule v3.1, Unit 5020 and retrofits | 1319 | 2200 | MACT Fuel Choice Floor in lbs/MMBtu | FALSE | L | Annual | Allowances Banked | lbs | 0 | 0 | 0 | 0 | 0 | 0 | 0
WI Large Coal Units Hg Rule v3.1, Unit 5020 and retrofits | 1319 | 2200 | MACT Fuel Choice Floor in lbs/MMBtu | FALSE | L | Annual | Allowances Withdrawn (1:1) | lbs | 0 | 0 | 0 | 0 | 0 | 0 | 0
WI Large Coal Units Hg Rule v3.1, Unit 5020 and retrofits | 1319 | 2200 | MACT Fuel Choice Floor in lbs/MMBtu | FALSE | L | Annual | Allowances Withdrawn (n:1) | lbs | 0 | 0 | 0 | 0 | 0 | 0 | 0
WI Large Coal Units Hg Rule v3.1, Unit 5020 and retrofits | 1319 | 2200 | MACT Fuel Choice Floor in lbs/MMBtu | FALSE | L | Annual | Net Emissions Allowance Position | lbs | 12.5385 | 12.5385 | 12.5172 | 12.5385 | 12.5385 | 12.5385 | 13.8322
WI Large Coal Units Hg Rule v3.1, Unit 5020 and retrofits | 1319 | 2200 | MACT Fuel Choice Floor in lbs/MMBtu | FALSE | L | Annual | Fuel Consumed | TBtu | 23.4678 | 23.4678 | 23.4279 | 23.4678 | 23.4678 | 23.4678 | 23.4678
WI Large Coal Units Hg Rule v3.1, Unit 5020 and retrofits | 1319 | 2200 | MACT Fuel Choice Floor in lbs/MMBtu | FALSE | L | Annual | Rate | lb/MMBtu | 5.3429e-07 | 5.3429e-07 | 5.3429e-07 | 5.3429e-07 | 5.3429e-07 | 5.3429e-07 | 5.8941e-07
WI Large Coal Units Hg Rule v3.1, Unit 5020 and retrofits | 1319 | 2200 | MACT Fuel Choice Floor in lbs/MMBtu | FALSE | L | Annual | Generation | TWh | 2.3379 | 2.3379 | 2.3339 | 2.3379 | 2.3379 | 2.3379 | 2.3379
WI Large Coal Units Hg Rule v3.1, Unit 5020 and retrofits | 1319 | 2200 | MACT Fuel Choice Floor in lbs/MMBtu | FALSE | L | Annual | Qualifying Generation | TWh | 2.3379 | 2.3379 | 2.3339 | 2.3379 | 2.3379 | 2.3379 | 2.3379
WI Large Coal Units Hg Rule v3.1, Unit 5020 and retrofits | 1319 | 2200 | MACT Fuel Choice Floor in lbs/MMBtu | FALSE | L | Annual | Constraint Shadow Price | US2011$/Lb | 0 | 0 | 0 | 0 | 0 | 0 | 0
WI Large Coal Units Hg Rule v3.1, Unit 5710 and retrofits | 1320 | 2200 | MACT Fuel Choice Floor in lbs/MMBtu | FALSE | L | Annual | Seasons Included | Seasons | Winter, Summer | Winter, Summer | Winter, Summer | Winter, Summer | Winter, Summer | Winter, Summer | Winter, Summer
WI Large Coal Units Hg Rule v3.1, Unit 5710 and retrofits | 1320 | 2200 | MACT Fuel Choice Floor in lbs/MMBtu | FALSE | L | Annual | Emission Floor | lbs/MMBtu | 7.92e-07 | 7.92e-07 | 7.92e-07 | 7.92e-07 | 7.92e-07 | 7.92e-07 | 7.92e-07
WI Large Coal Units Hg Rule v3.1, Unit 5710 and retrofits | 1320 | 2200 | MACT Fuel Choice Floor in lbs/MMBtu | FALSE | L | Annual | Emissions at Affected Plants MER | lbs | 0 | 15.8934 | 15.8664 | 15.8934 | 15.8934 | 18.2449 | 18.2449
WI Large Coal Units Hg Rule v3.1, Unit 5710 and retrofits | 1320 | 2200 | MACT Fuel Choice Floor in lbs/MMBtu | FALSE | L | Annual | Allowances Purchased MER | lbs | 0 | 0 | 0 | 0 | 0 | 0 | 0
WI Large Coal Units Hg Rule v3.1, Unit 5710 and retrofits | 1320 | 2200 | MACT Fuel Choice Floor in lbs/MMBtu | FALSE | L | Annual | Allowances Sold MER | lbs | 0 | 0 | 0 | 0 | 0 | 0 | 0
WI Large Coal Units Hg Rule v3.1, Unit 5710 and retrofits | 1320 | 2200 | MACT Fuel Choice Floor in lbs/MMBtu | FALSE | L | Annual | Allowances Banked | lbs | 0 | 0 | 0 | 0 | 0 | 0 | 0
WI Large Coal Units Hg Rule v3.1, Unit 5710 and retrofits | 1320 | 2200 | MACT Fuel Choice Floor in lbs/MMBtu | FALSE | L | Annual | Allowances Withdrawn (1:1) | lbs | 0 | 0 | 0 | 0 | 0 | 0 | 0
WI Large Coal Units Hg Rule v3.1, Unit 5710 and retrofits | 1320 | 2200 | MACT Fuel Choice Floor in lbs/MMBtu | FALSE | L | Annual | Allowances Withdrawn (n:1) | lbs | 0 | 0 | 0 | 0 | 0 | 0 | 0
WI Large Coal Units Hg Rule v3.1, Unit 5710 and retrofits | 1320 | 2200 | MACT Fuel Choice Floor in lbs/MMBtu | FALSE | L | Annual | Net Emissions Allowance Position | lbs | 0 | 15.8934 | 15.8664 | 15.8934 | 15.8934 | 18.2449 | 18.2449
WI Large Coal Units Hg Rule v3.1, Unit 5710 and retrofits | 1320 | 2200 | MACT Fuel Choice Floor in lbs/MMBtu | FALSE | L | Annual | Fuel Consumed | TBtu | 0 | 28.3306 | 28.2823 | 28.3306 | 28.3306 | 28.3306 | 28.3306
WI Large Coal Units Hg Rule v3.1, Unit 5710 and retrofits | 1320 | 2200 | MACT Fuel Choice Floor in lbs/MMBtu | FALSE | L | Annual | Rate | lb/MMBtu | 0 | 5.61e-07 | 5.61e-07 | 5.61e-07 | 5.61e-07 | 6.44e-07 | 6.44e-07
WI Large Coal Units Hg Rule v3.1, Unit 5710 and retrofits | 1320 | 2200 | MACT Fuel Choice Floor in lbs/MMBtu | FALSE | L | Annual | Generation | TWh | 0 | 2.7508 | 2.7461 | 2.7508 | 2.7508 | 2.7508 | 2.7508
WI Large Coal Units Hg Rule v3.1, Unit 5710 and retrofits | 1320 | 2200 | MACT Fuel Choice Floor in lbs/MMBtu | FALSE | L | Annual | Qualifying Generation | TWh | 0 | 2.7508 | 2.7461 | 2.7508 | 2.7508 | 2.7508 | 2.7508
WI Large Coal Units Hg Rule v3.1, Unit 5710 and retrofits | 1320 | 2200 | MACT Fuel Choice Floor in lbs/MMBtu | FALSE | L | Annual | Constraint Shadow Price | US2011$/Lb | 0 | 0 | 0 | 0 | 0 | 0 | 0
WI Large Coal Units Hg Rule v3.1, Unit 5831 and retrofits | 1321 | 2200 | MACT Fuel Choice Floor in lbs/MMBtu | FALSE | L | Annual | Seasons Included | Seasons | Winter, Summer | Winter, Summer | Winter, Summer | Winter, Summer | Winter, Summer | Winter, Summer | Winter, Summer
WI Large Coal Units Hg Rule v3.1, Unit 5831 and retrofits | 1321 | 2200 | MACT Fuel Choice Floor in lbs/MMBtu | FALSE | L | Annual | Emission Floor | lbs/MMBtu | 7.92e-07 | 7.92e-07 | 7.92e-07 | 7.92e-07 | 7.92e-07 | 7.92e-07 | 7.92e-07
WI Large Coal Units Hg Rule v3.1, Unit 5831 and retrofits | 1321 | 2200 | MACT Fuel Choice Floor in lbs/MMBtu | FALSE | L | Annual | Emissions at Affected Plants MER | lbs | 23.8628 | 22.9299 | 26.2506 | 26.2506 | 26.2506 | 25.4321 | 24.7924
WI Large Coal Units Hg Rule v3.1, Unit 5831 and retrofits | 1321 | 2200 | MACT Fuel Choice Floor in lbs/MMBtu | FALSE | L | Annual | Allowances Purchased MER | lbs | 0 | 0 | 0 | 0 | 0 | 0 | 0
WI Large Coal Units Hg Rule v3.1, Unit 5831 and retrofits | 1321 | 2200 | MACT Fuel Choice Floor in lbs/MMBtu | FALSE | L | Annual | Allowances Sold MER | lbs | 0 | 0 | 0 | 0 | 0 | 0 | 0
WI Large Coal Units Hg Rule v3.1, Unit 5831 and retrofits | 1321 | 2200 | MACT Fuel Choice Floor in lbs/MMBtu | FALSE | L | Annual | Allowances Banked | lbs | 0 | 0 | 0 | 0 | 0 | 0 | 0
WI Large Coal Units Hg Rule v3.1, Unit 5831 and retrofits | 1321 | 2200 | MACT Fuel Choice Floor in lbs/MMBtu | FALSE | L | Annual | Allowances Withdrawn (1:1) | lbs | 0 | 0 | 0 | 0 | 0 | 0 | 0
WI Large Coal Units Hg Rule v3.1, Unit 5831 and retrofits | 1321 | 2200 | MACT Fuel Choice Floor in lbs/MMBtu | FALSE | L | Annual | Allowances Withdrawn (n:1) | lbs | 0 | 0 | 0 | 0 | 0 | 0 | 0
WI Large Coal Units Hg Rule v3.1, Unit 5831 and retrofits | 1321 | 2200 | MACT Fuel Choice Floor in lbs/MMBtu | FALSE | L | Annual | Net Emissions Allowance Position | lbs | 23.8628 | 22.9299 | 26.2506 | 26.2506 | 26.2506 | 25.4321 | 24.7924
WI Large Coal Units Hg Rule v3.1, Unit 5831 and retrofits | 1321 | 2200 | MACT Fuel Choice Floor in lbs/MMBtu | FALSE | L | Annual | Fuel Consumed | TBtu | 44.2189 | 40.8733 | 46.7926 | 46.7926 | 46.7926 | 45.3336 | 44.1932
WI Large Coal Units Hg Rule v3.1, Unit 5831 and retrofits | 1321 | 2200 | MACT Fuel Choice Floor in lbs/MMBtu | FALSE | L | Annual | Rate | lb/MMBtu | 5.3965e-07 | 5.61e-07 | 5.61e-07 | 5.61e-07 | 5.61e-07 | 5.61e-07 | 5.61e-07
WI Large Coal Units Hg Rule v3.1, Unit 5831 and retrofits | 1321 | 2200 | MACT Fuel Choice Floor in lbs/MMBtu | FALSE | L | Annual | Generation | TWh | 4.0123 | 3.7176 | 4.256 | 4.256 | 4.256 | 4.1233 | 4.0196
WI Large Coal Units Hg Rule v3.1, Unit 5831 and retrofits | 1321 | 2200 | MACT Fuel Choice Floor in lbs/MMBtu | FALSE | L | Annual | Qualifying Generation | TWh | 4.0123 | 3.7176 | 4.256 | 4.256 | 4.256 | 4.1233 | 4.0196
WI Large Coal Units Hg Rule v3.1, Unit 5831 and retrofits | 1321 | 2200 | MACT Fuel Choice Floor in lbs/MMBtu | FALSE | L | Annual | Constraint Shadow Price | US2011$/Lb | 0 | 0 | 0 | 0 | 0 | 0 | 0
WI Large Coal Units Hg Rule v3.1, Unit 5832 and retrofits | 1322 | 2200 | MACT Fuel Choice Floor in lbs/MMBtu | FALSE | L | Annual | Seasons Included | Seasons | Winter, Summer | Winter, Summer | Winter, Summer | Winter, Summer | Winter, Summer | Winter, Summer | Winter, Summer
WI Large Coal Units Hg Rule v3.1, Unit 5832 and retrofits | 1322 | 2200 | MACT Fuel Choice Floor in lbs/MMBtu | FALSE | L | Annual | Emission Floor | lbs/MMBtu | 7.92e-07 | 7.92e-07 | 7.92e-07 | 7.92e-07 | 7.92e-07 | 7.92e-07 | 7.92e-07
WI Large Coal Units Hg Rule v3.1, Unit 5832 and retrofits | 1322 | 2200 | MACT Fuel Choice Floor in lbs/MMBtu | FALSE | L | Annual | Emissions at Affected Plants MER | lbs | 21.8893 | 23.0218 | 26.3558 | 26.3558 | 26.3558 | 24.8917 | 23.7341
WI Large Coal Units Hg Rule v3.1, Unit 5832 and retrofits | 1322 | 2200 | MACT Fuel Choice Floor in lbs/MMBtu | FALSE | L | Annual | Allowances Purchased MER | lbs | 0 | 0 | 0 | 0 | 0 | 0 | 0
WI Large Coal Units Hg Rule v3.1, Unit 5832 and retrofits | 1322 | 2200 | MACT Fuel Choice Floor in lbs/MMBtu | FALSE | L | Annual | Allowances Sold MER | lbs | 0 | 0 | 0 | 0 | 0 | 0 | 0
WI Large Coal Units Hg Rule v3.1, Unit 5832 and retrofits | 1322 | 2200 | MACT Fuel Choice Floor in lbs/MMBtu | FALSE | L | Annual | Allowances Banked | lbs | 0 | 0 | 0 | 0 | 0 | 0 | 0
WI Large Coal Units Hg Rule v3.1, Unit 5832 and retrofits | 1322 | 2200 | MACT Fuel Choice Floor in lbs/MMBtu | FALSE | L | Annual | Allowances Withdrawn (1:1) | lbs | 0 | 0 | 0 | 0 | 0 | 0 | 0
WI Large Coal Units Hg Rule v3.1, Unit 5832 and retrofits | 1322 | 2200 | MACT Fuel Choice Floor in lbs/MMBtu | FALSE | L | Annual | Allowances Withdrawn (n:1) | lbs | 0 | 0 | 0 | 0 | 0 | 0 | 0
WI Large Coal Units Hg Rule v3.1, Unit 5832 and retrofits | 1322 | 2200 | MACT Fuel Choice Floor in lbs/MMBtu | FALSE | L | Annual | Net Emissions Allowance Position | lbs | 21.8893 | 23.0218 | 26.3558 | 26.3558 | 26.3558 | 24.8917 | 23.7341
WI Large Coal Units Hg Rule v3.1, Unit 5832 and retrofits | 1322 | 2200 | MACT Fuel Choice Floor in lbs/MMBtu | FALSE | L | Annual | Fuel Consumed | TBtu | 40.5619 | 41.0371 | 46.9801 | 46.9801 | 46.9801 | 44.3703 | 42.3067
WI Large Coal Units Hg Rule v3.1, Unit 5832 and retrofits | 1322 | 2200 | MACT Fuel Choice Floor in lbs/MMBtu | FALSE | L | Annual | Rate | lb/MMBtu | 5.3965e-07 | 5.61e-07 | 5.61e-07 | 5.61e-07 | 5.61e-07 | 5.61e-07 | 5.61e-07
WI Large Coal Units Hg Rule v3.1, Unit 5832 and retrofits | 1322 | 2200 | MACT Fuel Choice Floor in lbs/MMBtu | FALSE | L | Annual | Generation | TWh | 3.6658 | 3.7176 | 4.256 | 4.256 | 4.256 | 4.0196 | 3.8326
WI Large Coal Units Hg Rule v3.1, Unit 5832 and retrofits | 1322 | 2200 | MACT Fuel Choice Floor in lbs/MMBtu | FALSE | L | Annual | Qualifying Generation | TWh | 3.6658 | 3.7176 | 4.256 | 4.256 | 4.256 | 4.0196 | 3.8326
WI Large Coal Units Hg Rule v3.1, Unit 5832 and retrofits | 1322 | 2200 | MACT Fuel Choice Floor in lbs/MMBtu | FALSE | L | Annual | Constraint Shadow Price | US2011$/Lb | 0 | 0 | 0 | 0 | 0 | 0 | 0
WI Large Coal Units Hg Rule v3.1, Unit 5833 and retrofits | 1323 | 2200 | MACT Fuel Choice Floor in lbs/MMBtu | FALSE | L | Annual | Seasons Included | Seasons | Winter, Summer | Winter, Summer | Winter, Summer | Winter, Summer | Winter, Summer | Winter, Summer | Winter, Summer
WI Large Coal Units Hg Rule v3.1, Unit 5833 and retrofits | 1323 | 2200 | MACT Fuel Choice Floor in lbs/MMBtu | FALSE | L | Annual | Emission Floor | lbs/MMBtu | 7.92e-07 | 7.92e-07 | 7.92e-07 | 7.92e-07 | 7.92e-07 | 7.92e-07 | 7.92e-07
WI Large Coal Units Hg Rule v3.1, Unit 5833 and retrofits | 1323 | 2200 | MACT Fuel Choice Floor in lbs/MMBtu | FALSE | L | Annual | Emissions at Affected Plants MER | lbs | 10.2469 | 9.8403 | 12.1947 | 12.1947 | 12.1947 | 12.1947 | 11.5185
WI Large Coal Units Hg Rule v3.1, Unit 5833 and retrofits | 1323 | 2200 | MACT Fuel Choice Floor in lbs/MMBtu | FALSE | L | Annual | Allowances Purchased MER | lbs | 0 | 0 | 0 | 0 | 0 | 0 | 0
WI Large Coal Units Hg Rule v3.1, Unit 5833 and retrofits | 1323 | 2200 | MACT Fuel Choice Floor in lbs/MMBtu | FALSE | L | Annual | Allowances Sold MER | lbs | 0 | 0 | 0 | 0 | 0 | 0 | 0
WI Large Coal Units Hg Rule v3.1, Unit 5833 and retrofits | 1323 | 2200 | MACT Fuel Choice Floor in lbs/MMBtu | FALSE | L | Annual | Allowances Banked | lbs | 0 | 0 | 0 | 0 | 0 | 0 | 0
WI Large Coal Units Hg Rule v3.1, Unit 5833 and retrofits | 1323 | 2200 | MACT Fuel Choice Floor in lbs/MMBtu | FALSE | L | Annual | Allowances Withdrawn (1:1) | lbs | 0 | 0 | 0 | 0 | 0 | 0 | 0
WI Large Coal Units Hg Rule v3.1, Unit 5833 and retrofits | 1323 | 2200 | MACT Fuel Choice Floor in lbs/MMBtu | FALSE | L | Annual | Allowances Withdrawn (n:1) | lbs | 0 | 0 | 0 | 0 | 0 | 0 | 0
WI Large Coal Units Hg Rule v3.1, Unit 5833 and retrofits | 1323 | 2200 | MACT Fuel Choice Floor in lbs/MMBtu | FALSE | L | Annual | Net Emissions Allowance Position | lbs | 10.2469 | 9.8403 | 12.1947 | 12.1947 | 12.1947 | 12.1947 | 11.5185
WI Large Coal Units Hg Rule v3.1, Unit 5833 and retrofits | 1323 | 2200 | MACT Fuel Choice Floor in lbs/MMBtu | FALSE | L | Annual | Fuel Consumed | TBtu | 19.0358 | 17.5407 | 21.7374 | 21.7374 | 21.7374 | 21.7374 | 20.5321
WI Large Coal Units Hg Rule v3.1, Unit 5833 and retrofits | 1323 | 2200 | MACT Fuel Choice Floor in lbs/MMBtu | FALSE | L | Annual | Rate | lb/MMBtu | 5.383e-07 | 5.61e-07 | 5.61e-07 | 5.61e-07 | 5.61e-07 | 5.61e-07 | 5.61e-07
WI Large Coal Units Hg Rule v3.1, Unit 5833 and retrofits | 1323 | 2200 | MACT Fuel Choice Floor in lbs/MMBtu | FALSE | L | Annual | Generation | TWh | 1.856 | 1.7145 | 2.1248 | 2.1248 | 2.1248 | 2.1248 | 2.0069
WI Large Coal Units Hg Rule v3.1, Unit 5833 and retrofits | 1323 | 2200 | MACT Fuel Choice Floor in lbs/MMBtu | FALSE | L | Annual | Qualifying Generation | TWh | 1.856 | 1.7145 | 2.1248 | 2.1248 | 2.1248 | 2.1248 | 2.0069
WI Large Coal Units Hg Rule v3.1, Unit 5833 and retrofits | 1323 | 2200 | MACT Fuel Choice Floor in lbs/MMBtu | FALSE | L | Annual | Constraint Shadow Price | US2011$/Lb | 0 | 0 | 0 | 0 | 0 | 0 | 0
WI Large Coal Units Hg Rule v3.1, Unit 5834 and retrofits | 1324 | 2200 | MACT Fuel Choice Floor in lbs/MMBtu | FALSE | L | Annual | Seasons Included | Seasons | Winter, Summer | Winter, Summer | Winter, Summer | Winter, Summer | Winter, Summer | Winter, Summer | Winter, Summer
WI Large Coal Units Hg Rule v3.1, Unit 5834 and retrofits | 1324 | 2200 | MACT Fuel Choice Floor in lbs/MMBtu | FALSE | L | Annual | Emission Floor | lbs/MMBtu | 7.92e-07 | 7.92e-07 | 7.92e-07 | 7.92e-07 | 7.92e-07 | 7.92e-07 | 7.92e-07
WI Large Coal Units Hg Rule v3.1, Unit 5834 and retrofits | 1324 | 2200 | MACT Fuel Choice Floor in lbs/MMBtu | FALSE | L | Annual | Emissions at Affected Plants MER | lbs | 10.1705 | 10.5726 | 13.0965 | 13.0965 | 13.0965 | 12.3741 | 12.3741
WI Large Coal Units Hg Rule v3.1, Unit 5834 and retrofits | 1324 | 2200 | MACT Fuel Choice Floor in lbs/MMBtu | FALSE | L | Annual | Allowances Purchased MER | lbs | 0 | 0 | 0 | 0 | 0 | 0 | 0
WI Large Coal Units Hg Rule v3.1, Unit 5834 and retrofits | 1324 | 2200 | MACT Fuel Choice Floor in lbs/MMBtu | FALSE | L | Annual | Allowances Sold MER | lbs | 0 | 0 | 0 | 0 | 0 | 0 | 0
WI Large Coal Units Hg Rule v3.1, Unit 5834 and retrofits | 1324 | 2200 | MACT Fuel Choice Floor in lbs/MMBtu | FALSE | L | Annual | Allowances Banked | lbs | 0 | 0 | 0 | 0 | 0 | 0 | 0
WI Large Coal Units Hg Rule v3.1, Unit 5834 and retrofits | 1324 | 2200 | MACT Fuel Choice Floor in lbs/MMBtu | FALSE | L | Annual | Allowances Withdrawn (1:1) | lbs | 0 | 0 | 0 | 0 | 0 | 0 | 0
WI Large Coal Units Hg Rule v3.1, Unit 5834 and retrofits | 1324 | 2200 | MACT Fuel Choice Floor in lbs/MMBtu | FALSE | L | Annual | Allowances Withdrawn (n:1) | lbs | 0 | 0 | 0 | 0 | 0 | 0 | 0
WI Large Coal Units Hg Rule v3.1, Unit 5834 and retrofits | 1324 | 2200 | MACT Fuel Choice Floor in lbs/MMBtu | FALSE | L | Annual | Net Emissions Allowance Position | lbs | 10.1705 | 10.5726 | 13.0965 | 13.0965 | 13.0965 | 12.3741 | 12.3741
WI Large Coal Units Hg Rule v3.1, Unit 5834 and retrofits | 1324 | 2200 | MACT Fuel Choice Floor in lbs/MMBtu | FALSE | L | Annual | Fuel Consumed | TBtu | 18.8939 | 18.8461 | 23.3449 | 23.3449 | 23.3449 | 22.0573 | 22.0573
WI Large Coal Units Hg Rule v3.1, Unit 5834 and retrofits | 1324 | 2200 | MACT Fuel Choice Floor in lbs/MMBtu | FALSE | L | Annual | Rate | lb/MMBtu | 5.383e-07 | 5.61e-07 | 5.61e-07 | 5.61e-07 | 5.61e-07 | 5.61e-07 | 5.61e-07
WI Large Coal Units Hg Rule v3.1, Unit 5834 and retrofits | 1324 | 2200 | MACT Fuel Choice Floor in lbs/MMBtu | FALSE | L | Annual | Generation | TWh | 1.8364 | 1.8364 | 2.2747 | 2.2747 | 2.2747 | 2.1493 | 2.1493
WI Large Coal Units Hg Rule v3.1, Unit 5834 and retrofits | 1324 | 2200 | MACT Fuel Choice Floor in lbs/MMBtu | FALSE | L | Annual | Qualifying Generation | TWh | 1.8364 | 1.8364 | 2.2747 | 2.2747 | 2.2747 | 2.1493 | 2.1493
WI Large Coal Units Hg Rule v3.1, Unit 5834 and retrofits | 1324 | 2200 | MACT Fuel Choice Floor in lbs/MMBtu | FALSE | L | Annual | Constraint Shadow Price | US2011$/Lb | 0 | 0 | 0 | 0 | 0 | 0 | 0
WI Large Coal Units Hg Rule v3.1, Unit 5835 and retrofits | 1325 | 2200 | MACT Fuel Choice Floor in lbs/MMBtu | FALSE | L | Annual | Seasons Included | Seasons | Winter, Summer | Winter, Summer | Winter, Summer | Winter, Summer | Winter, Summer | Winter, Summer | Winter, Summer
WI Large Coal Units Hg Rule v3.1, Unit 5835 and retrofits | 1325 | 2200 | MACT Fuel Choice Floor in lbs/MMBtu | FALSE | L | Annual | Emission Floor | lbs/MMBtu | 7.92e-07 | 7.92e-07 | 7.92e-07 | 7.92e-07 | 7.92e-07 | 7.92e-07 | 7.92e-07
WI Large Coal Units Hg Rule v3.1, Unit 5835 and retrofits | 1325 | 2200 | MACT Fuel Choice Floor in lbs/MMBtu | FALSE | L | Annual | Emissions at Affected Plants MER | lbs | 9.5712 | 9.9496 | 10.5337 | 10.5337 | 10.5337 | 10.5337 | 10.5337
WI Large Coal Units Hg Rule v3.1, Unit 5835 and retrofits | 1325 | 2200 | MACT Fuel Choice Floor in lbs/MMBtu | FALSE | L | Annual | Allowances Purchased MER | lbs | 0 | 0 | 0 | 0 | 0 | 0 | 0
WI Large Coal Units Hg Rule v3.1, Unit 5835 and retrofits | 1325 | 2200 | MACT Fuel Choice Floor in lbs/MMBtu | FALSE | L | Annual | Allowances Sold MER | lbs | 0 | 0 | 0 | 0 | 0 | 0 | 0
WI Large Coal Units Hg Rule v3.1, Unit 5835 and retrofits | 1325 | 2200 | MACT Fuel Choice Floor in lbs/MMBtu | FALSE | L | Annual | Allowances Banked | lbs | 0 | 0 | 0 | 0 | 0 | 0 | 0
WI Large Coal Units Hg Rule v3.1, Unit 5835 and retrofits | 1325 | 2200 | MACT Fuel Choice Floor in lbs/MMBtu | FALSE | L | Annual | Allowances Withdrawn (1:1) | lbs | 0 | 0 | 0 | 0 | 0 | 0 | 0
WI Large Coal Units Hg Rule v3.1, Unit 5835 and retrofits | 1325 | 2200 | MACT Fuel Choice Floor in lbs/MMBtu | FALSE | L | Annual | Allowances Withdrawn (n:1) | lbs | 0 | 0 | 0 | 0 | 0 | 0 | 0
WI Large Coal Units Hg Rule v3.1, Unit 5835 and retrofits | 1325 | 2200 | MACT Fuel Choice Floor in lbs/MMBtu | FALSE | L | Annual | Net Emissions Allowance Position | lbs | 9.5712 | 9.9496 | 10.5337 | 10.5337 | 10.5337 | 10.5337 | 10.5337
WI Large Coal Units Hg Rule v3.1, Unit 5835 and retrofits | 1325 | 2200 | MACT Fuel Choice Floor in lbs/MMBtu | FALSE | L | Annual | Fuel Consumed | TBtu | 17.7805 | 17.7355 | 18.7766 | 18.7766 | 18.7766 | 18.7766 | 18.7766
WI Large Coal Units Hg Rule v3.1, Unit 5835 and retrofits | 1325 | 2200 | MACT Fuel Choice Floor in lbs/MMBtu | FALSE | L | Annual | Rate | lb/MMBtu | 5.383e-07 | 5.61e-07 | 5.61e-07 | 5.61e-07 | 5.61e-07 | 5.61e-07 | 5.61e-07
WI Large Coal Units Hg Rule v3.1, Unit 5835 and retrofits | 1325 | 2200 | MACT Fuel Choice Floor in lbs/MMBtu | FALSE | L | Annual | Generation | TWh | 1.7681 | 1.7681 | 1.8719 | 1.8719 | 1.8719 | 1.8719 | 1.8719
WI Large Coal Units Hg Rule v3.1, Unit 5835 and retrofits | 1325 | 2200 | MACT Fuel Choice Floor in lbs/MMBtu | FALSE | L | Annual | Qualifying Generation | TWh | 1.7681 | 1.7681 | 1.8719 | 1.8719 | 1.8719 | 1.8719 | 1.8719
WI Large Coal Units Hg Rule v3.1, Unit 5835 and retrofits | 1325 | 2200 | MACT Fuel Choice Floor in lbs/MMBtu | FALSE | L | Annual | Constraint Shadow Price | US2011$/Lb | 0 | 0 | 0 | 0 | 0 | 0 | 0
WI Large Coal Units Hg Rule v3.1, Unit 5836 and retrofits | 1326 | 2200 | MACT Fuel Choice Floor in lbs/MMBtu | FALSE | L | Annual | Seasons Included | Seasons | Winter, Summer | Winter, Summer | Winter, Summer | Winter, Summer | Winter, Summer | Winter, Summer | Winter, Summer
WI Large Coal Units Hg Rule v3.1, Unit 5836 and retrofits | 1326 | 2200 | MACT Fuel Choice Floor in lbs/MMBtu | FALSE | L | Annual | Emission Floor | lbs/MMBtu | 7.92e-07 | 7.92e-07 | 7.92e-07 | 7.92e-07 | 7.92e-07 | 7.92e-07 | 7.92e-07
WI Large Coal Units Hg Rule v3.1, Unit 5836 and retrofits | 1326 | 2200 | MACT Fuel Choice Floor in lbs/MMBtu | FALSE | L | Annual | Emissions at Affected Plants MER | lbs | 9.4726 | 9.3326 | 10.4252 | 10.4252 | 10.4252 | 10.4252 | 10.4252
WI Large Coal Units Hg Rule v3.1, Unit 5836 and retrofits | 1326 | 2200 | MACT Fuel Choice Floor in lbs/MMBtu | FALSE | L | Annual | Allowances Purchased MER | lbs | 0 | 0 | 0 | 0 | 0 | 0 | 0
WI Large Coal Units Hg Rule v3.1, Unit 5836 and retrofits | 1326 | 2200 | MACT Fuel Choice Floor in lbs/MMBtu | FALSE | L | Annual | Allowances Sold MER | lbs | 0 | 0 | 0 | 0 | 0 | 0 | 0
WI Large Coal Units Hg Rule v3.1, Unit 5836 and retrofits | 1326 | 2200 | MACT Fuel Choice Floor in lbs/MMBtu | FALSE | L | Annual | Allowances Banked | lbs | 0 | 0 | 0 | 0 | 0 | 0 | 0
WI Large Coal Units Hg Rule v3.1, Unit 5836 and retrofits | 1326 | 2200 | MACT Fuel Choice Floor in lbs/MMBtu | FALSE | L | Annual | Allowances Withdrawn (1:1) | lbs | 0 | 0 | 0 | 0 | 0 | 0 | 0
WI Large Coal Units Hg Rule v3.1, Unit 5836 and retrofits | 1326 | 2200 | MACT Fuel Choice Floor in lbs/MMBtu | FALSE | L | Annual | Allowances Withdrawn (n:1) | lbs | 0 | 0 | 0 | 0 | 0 | 0 | 0
WI Large Coal Units Hg Rule v3.1, Unit 5836 and retrofits | 1326 | 2200 | MACT Fuel Choice Floor in lbs/MMBtu | FALSE | L | Annual | Net Emissions Allowance Position | lbs | 9.4726 | 9.3326 | 10.4252 | 10.4252 | 10.4252 | 10.4252 | 10.4252
WI Large Coal Units Hg Rule v3.1, Unit 5836 and retrofits | 1326 | 2200 | MACT Fuel Choice Floor in lbs/MMBtu | FALSE | L | Annual | Fuel Consumed | TBtu | 17.5974 | 16.6356 | 18.5832 | 18.5832 | 18.5832 | 18.5832 | 18.5832
WI Large Coal Units Hg Rule v3.1, Unit 5836 and retrofits | 1326 | 2200 | MACT Fuel Choice Floor in lbs/MMBtu | FALSE | L | Annual | Rate | lb/MMBtu | 5.383e-07 | 5.61e-07 | 5.61e-07 | 5.61e-07 | 5.61e-07 | 5.61e-07 | 5.61e-07
WI Large Coal Units Hg Rule v3.1, Unit 5836 and retrofits | 1326 | 2200 | MACT Fuel Choice Floor in lbs/MMBtu | FALSE | L | Annual | Generation | TWh | 1.7476 | 1.6563 | 1.8502 | 1.8502 | 1.8502 | 1.8502 | 1.8502
WI Large Coal Units Hg Rule v3.1, Unit 5836 and retrofits | 1326 | 2200 | MACT Fuel Choice Floor in lbs/MMBtu | FALSE | L | Annual | Qualifying Generation | TWh | 1.7476 | 1.6563 | 1.8502 | 1.8502 | 1.8502 | 1.8502 | 1.8502
WI Large Coal Units Hg Rule v3.1, Unit 5836 and retrofits | 1326 | 2200 | MACT Fuel Choice Floor in lbs/MMBtu | FALSE | L | Annual | Constraint Shadow Price | US2011$/Lb | 0 | 0 | 0 | 0 | 0 | 0 | 0
WI Large Coal Units Hg Rule v3.1, Unit 5837 and retrofits | 1327 | 2200 | MACT Fuel Choice Floor in lbs/MMBtu | FALSE | L | Annual | Seasons Included | Seasons | Winter, Summer | Winter, Summer | Winter, Summer | Winter, Summer | Winter, Summer | Winter, Summer | Winter, Summer
WI Large Coal Units Hg Rule v3.1, Unit 5837 and retrofits | 1327 | 2200 | MACT Fuel Choice Floor in lbs/MMBtu | FALSE | L | Annual | Emission Floor | lbs/MMBtu | 7.92e-07 | 7.92e-07 | 7.92e-07 | 7.92e-07 | 7.92e-07 | 7.92e-07 | 7.92e-07
WI Large Coal Units Hg Rule v3.1, Unit 5837 and retrofits | 1327 | 2200 | MACT Fuel Choice Floor in lbs/MMBtu | FALSE | L | Annual | Emissions at Affected Plants MER | lbs | 14.9944 | 14.9944 | 22.5999 | 22.5999 | 22.5999 | 22.5999 | 22.5999
WI Large Coal Units Hg Rule v3.1, Unit 5837 and retrofits | 1327 | 2200 | MACT Fuel Choice Floor in lbs/MMBtu | FALSE | L | Annual | Allowances Purchased MER | lbs | 0 | 0 | 0 | 0 | 0 | 0 | 0
WI Large Coal Units Hg Rule v3.1, Unit 5837 and retrofits | 1327 | 2200 | MACT Fuel Choice Floor in lbs/MMBtu | FALSE | L | Annual | Allowances Sold MER | lbs | 0 | 0 | 0 | 0 | 0 | 0 | 0
WI Large Coal Units Hg Rule v3.1, Unit 5837 and retrofits | 1327 | 2200 | MACT Fuel Choice Floor in lbs/MMBtu | FALSE | L | Annual | Allowances Banked | lbs | 0 | 0 | 0 | 0 | 0 | 0 | 0
WI Large Coal Units Hg Rule v3.1, Unit 5837 and retrofits | 1327 | 2200 | MACT Fuel Choice Floor in lbs/MMBtu | FALSE | L | Annual | Allowances Withdrawn (1:1) | lbs | 0 | 0 | 0 | 0 | 0 | 0 | 0
WI Large Coal Units Hg Rule v3.1, Unit 5837 and retrofits | 1327 | 2200 | MACT Fuel Choice Floor in lbs/MMBtu | FALSE | L | Annual | Allowances Withdrawn (n:1) | lbs | 0 | 0 | 0 | 0 | 0 | 0 | 0
WI Large Coal Units Hg Rule v3.1, Unit 5837 and retrofits | 1327 | 2200 | MACT Fuel Choice Floor in lbs/MMBtu | FALSE | L | Annual | Net Emissions Allowance Position | lbs | 14.9944 | 14.9944 | 22.5999 | 22.5999 | 22.5999 | 22.5999 | 22.5999
WI Large Coal Units Hg Rule v3.1, Unit 5837 and retrofits | 1327 | 2200 | MACT Fuel Choice Floor in lbs/MMBtu | FALSE | L | Annual | Fuel Consumed | TBtu | 29.1126 | 29.1126 | 43.8791 | 43.8791 | 43.8791 | 43.8791 | 43.8791
WI Large Coal Units Hg Rule v3.1, Unit 5837 and retrofits | 1327 | 2200 | MACT Fuel Choice Floor in lbs/MMBtu | FALSE | L | Annual | Rate | lb/MMBtu | 5.1505e-07 | 5.1505e-07 | 5.1505e-07 | 5.1505e-07 | 5.1505e-07 | 5.1505e-07 | 5.1505e-07
WI Large Coal Units Hg Rule v3.1, Unit 5837 and retrofits | 1327 | 2200 | MACT Fuel Choice Floor in lbs/MMBtu | FALSE | L | Annual | Generation | TWh | 2.7963 | 2.7963 | 4.2146 | 4.2146 | 4.2146 | 4.2146 | 4.2146
WI Large Coal Units Hg Rule v3.1, Unit 5837 and retrofits | 1327 | 2200 | MACT Fuel Choice Floor in lbs/MMBtu | FALSE | L | Annual | Qualifying Generation | TWh | 2.7963 | 2.7963 | 4.2146 | 4.2146 | 4.2146 | 4.2146 | 4.2146
WI Large Coal Units Hg Rule v3.1, Unit 5837 and retrofits | 1327 | 2200 | MACT Fuel Choice Floor in lbs/MMBtu | FALSE | L | Annual | Constraint Shadow Price | US2011$/Lb | 0 | 0 | 0 | 0 | 0 | 0 | 0
WI Large Coal Units Hg Rule v3.1, Unit 5838 and retrofits | 1328 | 2200 | MACT Fuel Choice Floor in lbs/MMBtu | FALSE | L | Annual | Seasons Included | Seasons | Winter, Summer | Winter, Summer | Winter, Summer | Winter, Summer | Winter, Summer | Winter, Summer | Winter, Summer
WI Large Coal Units Hg Rule v3.1, Unit 5838 and retrofits | 1328 | 2200 | MACT Fuel Choice Floor in lbs/MMBtu | FALSE | L | Annual | Emission Floor | lbs/MMBtu | 7.92e-07 | 7.92e-07 | 7.92e-07 | 7.92e-07 | 7.92e-07 | 7.92e-07 | 7.92e-07
WI Large Coal Units Hg Rule v3.1, Unit 5838 and retrofits | 1328 | 2200 | MACT Fuel Choice Floor in lbs/MMBtu | FALSE | L | Annual | Emissions at Affected Plants MER | lbs | 13.6951 | 13.6951 | 20.9931 | 20.9931 | 20.9931 | 20.9931 | 20.9931
WI Large Coal Units Hg Rule v3.1, Unit 5838 and retrofits | 1328 | 2200 | MACT Fuel Choice Floor in lbs/MMBtu | FALSE | L | Annual | Allowances Purchased MER | lbs | 0 | 0 | 0 | 0 | 0 | 0 | 0
WI Large Coal Units Hg Rule v3.1, Unit 5838 and retrofits | 1328 | 2200 | MACT Fuel Choice Floor in lbs/MMBtu | FALSE | L | Annual | Allowances Sold MER | lbs | 0 | 0 | 0 | 0 | 0 | 0 | 0
WI Large Coal Units Hg Rule v3.1, Unit 5838 and retrofits | 1328 | 2200 | MACT Fuel Choice Floor in lbs/MMBtu | FALSE | L | Annual | Allowances Banked | lbs | 0 | 0 | 0 | 0 | 0 | 0 | 0
WI Large Coal Units Hg Rule v3.1, Unit 5838 and retrofits | 1328 | 2200 | MACT Fuel Choice Floor in lbs/MMBtu | FALSE | L | Annual | Allowances Withdrawn (1:1) | lbs | 0 | 0 | 0 | 0 | 0 | 0 | 0
WI Large Coal Units Hg Rule v3.1, Unit 5838 and retrofits | 1328 | 2200 | MACT Fuel Choice Floor in lbs/MMBtu | FALSE | L | Annual | Allowances Withdrawn (n:1) | lbs | 0 | 0 | 0 | 0 | 0 | 0 | 0
WI Large Coal Units Hg Rule v3.1, Unit 5838 and retrofits | 1328 | 2200 | MACT Fuel Choice Floor in lbs/MMBtu | FALSE | L | Annual | Net Emissions Allowance Position | lbs | 13.6951 | 13.6951 | 20.9931 | 20.9931 | 20.9931 | 20.9931 | 20.9931
WI Large Coal Units Hg Rule v3.1, Unit 5838 and retrofits | 1328 | 2200 | MACT Fuel Choice Floor in lbs/MMBtu | FALSE | L | Annual | Fuel Consumed | TBtu | 26.5899 | 26.5899 | 40.7593 | 40.7593 | 40.7593 | 40.7593 | 40.7593
WI Large Coal Units Hg Rule v3.1, Unit 5838 and retrofits | 1328 | 2200 | MACT Fuel Choice Floor in lbs/MMBtu | FALSE | L | Annual | Rate | lb/MMBtu | 5.1505e-07 | 5.1505e-07 | 5.1505e-07 | 5.1505e-07 | 5.1505e-07 | 5.1505e-07 | 5.1505e-07
WI Large Coal Units Hg Rule v3.1, Unit 5838 and retrofits | 1328 | 2200 | MACT Fuel Choice Floor in lbs/MMBtu | FALSE | L | Annual | Generation | TWh | 2.554 | 2.554 | 3.9149 | 3.9149 | 3.9149 | 3.9149 | 3.9149
WI Large Coal Units Hg Rule v3.1, Unit 5838 and retrofits | 1328 | 2200 | MACT Fuel Choice Floor in lbs/MMBtu | FALSE | L | Annual | Qualifying Generation | TWh | 2.554 | 2.554 | 3.9149 | 3.9149 | 3.9149 | 3.9149 | 3.9149
WI Large Coal Units Hg Rule v3.1, Unit 5838 and retrofits | 1328 | 2200 | MACT Fuel Choice Floor in lbs/MMBtu | FALSE | L | Annual | Constraint Shadow Price | US2011$/Lb | 0 | 0 | 0 | 0 | 0 | 0 | 0
WI Small Coal Units Hg Rule v3.1, Unit 3651 and retrofits | 1329 | 2201 | MACT Fuel Choice Floor in lbs/MMBtu | FALSE | L | Annual | Seasons Included | Seasons | Winter, Summer | Winter, Summer | Winter, Summer | Winter, Summer | Winter, Summer | Winter, Summer | Winter, Summer
WI Small Coal Units Hg Rule v3.1, Unit 3651 and retrofits | 1329 | 2201 | MACT Fuel Choice Floor in lbs/MMBtu | FALSE | L | Annual | Emission Floor | lbs/MMBtu | 6.91e-07 | 6.91e-07 | 6.91e-07 | 6.91e-07 | 6.91e-07 | 6.91e-07 | 6.91e-07
WI Small Coal Units Hg Rule v3.1, Unit 3651 and retrofits | 1329 | 2201 | MACT Fuel Choice Floor in lbs/MMBtu | FALSE | L | Annual | Emissions at Affected Plants MER | lbs | 0 | 0 | 0 | 0 | 0 | 0 | 0
WI Small Coal Units Hg Rule v3.1, Unit 3651 and retrofits | 1329 | 2201 | MACT Fuel Choice Floor in lbs/MMBtu | FALSE | L | Annual | Allowances Purchased MER | lbs | 0 | 0 | 0 | 0 | 0 | 0 | 0
WI Small Coal Units Hg Rule v3.1, Unit 3651 and retrofits | 1329 | 2201 | MACT Fuel Choice Floor in lbs/MMBtu | FALSE | L | Annual | Allowances Sold MER | lbs | 0 | 0 | 0 | 0 | 0 | 0 | 0
WI Small Coal Units Hg Rule v3.1, Unit 3651 and retrofits | 1329 | 2201 | MACT Fuel Choice Floor in lbs/MMBtu | FALSE | L | Annual | Allowances Banked | lbs | 0 | 0 | 0 | 0 | 0 | 0 | 0
WI Small Coal Units Hg Rule v3.1, Unit 3651 and retrofits | 1329 | 2201 | MACT Fuel Choice Floor in lbs/MMBtu | FALSE | L | Annual | Allowances Withdrawn (1:1) | lbs | 0 | 0 | 0 | 0 | 0 | 0 | 0
WI Small Coal Units Hg Rule v3.1, Unit 3651 and retrofits | 1329 | 2201 | MACT Fuel Choice Floor in lbs/MMBtu | FALSE | L | Annual | Allowances Withdrawn (n:1) | lbs | 0 | 0 | 0 | 0 | 0 | 0 | 0
WI Small Coal Units Hg Rule v3.1, Unit 3651 and retrofits | 1329 | 2201 | MACT Fuel Choice Floor in lbs/MMBtu | FALSE | L | Annual | Net Emissions Allowance Position | lbs | 0 | 0 | 0 | 0 | 0 | 0 | 0
WI Small Coal Units Hg Rule v3.1, Unit 3651 and retrofits | 1329 | 2201 | MACT Fuel Choice Floor in lbs/MMBtu | FALSE | L | Annual | Fuel Consumed | TBtu | 0 | 0 | 0 | 0 | 0 | 0 | 0
WI Small Coal Units Hg Rule v3.1, Unit 3651 and retrofits | 1329 | 2201 | MACT Fuel Choice Floor in lbs/MMBtu | FALSE | L | Annual | Rate | lb/MMBtu | 0 | 0 | 0 | 0 | 0 | 0 | 0
WI Small Coal Units Hg Rule v3.1, Unit 3651 and retrofits | 1329 | 2201 | MACT Fuel Choice Floor in lbs/MMBtu | FALSE | L | Annual | Generation | TWh | 0 | 0 | 0 | 0 | 0 | 0 | 0
WI Small Coal Units Hg Rule v3.1, Unit 3651 and retrofits | 1329 | 2201 | MACT Fuel Choice Floor in lbs/MMBtu | FALSE | L | Annual | Qualifying Generation | TWh | 0 | 0 | 0 | 0 | 0 | 0 | 0
WI Small Coal Units Hg Rule v3.1, Unit 3651 and retrofits | 1329 | 2201 | MACT Fuel Choice Floor in lbs/MMBtu | FALSE | L | Annual | Constraint Shadow Price | US2011$/Lb | 0 | 0 | 0 | 0 | 0 | 0 | 0
WI Small Coal Units Hg Rule v3.1, Unit 3652 and retrofits | 1330 | 2201 | MACT Fuel Choice Floor in lbs/MMBtu | FALSE | L | Annual | Seasons Included | Seasons | Winter, Summer | Winter, Summer | Winter, Summer | Winter, Summer | Winter, Summer | Winter, Summer | Winter, Summer
WI Small Coal Units Hg Rule v3.1, Unit 3652 and retrofits | 1330 | 2201 | MACT Fuel Choice Floor in lbs/MMBtu | FALSE | L | Annual | Emission Floor | lbs/MMBtu | 6.91e-07 | 6.91e-07 | 6.91e-07 | 6.91e-07 | 6.91e-07 | 6.91e-07 | 6.91e-07
WI Small Coal Units Hg Rule v3.1, Unit 3652 and retrofits | 1330 | 2201 | MACT Fuel Choice Floor in lbs/MMBtu | FALSE | L | Annual | Emissions at Affected Plants MER | lbs | 0 | 0 | 0 | 0 | 0 | 0 | 0
WI Small Coal Units Hg Rule v3.1, Unit 3652 and retrofits | 1330 | 2201 | MACT Fuel Choice Floor in lbs/MMBtu | FALSE | L | Annual | Allowances Purchased MER | lbs | 0 | 0 | 0 | 0 | 0 | 0 | 0
WI Small Coal Units Hg Rule v3.1, Unit 3652 and retrofits | 1330 | 2201 | MACT Fuel Choice Floor in lbs/MMBtu | FALSE | L | Annual | Allowances Sold MER | lbs | 0 | 0 | 0 | 0 | 0 | 0 | 0
WI Small Coal Units Hg Rule v3.1, Unit 3652 and retrofits | 1330 | 2201 | MACT Fuel Choice Floor in lbs/MMBtu | FALSE | L | Annual | Allowances Banked | lbs | 0 | 0 | 0 | 0 | 0 | 0 | 0
WI Small Coal Units Hg Rule v3.1, Unit 3652 and retrofits | 1330 | 2201 | MACT Fuel Choice Floor in lbs/MMBtu | FALSE | L | Annual | Allowances Withdrawn (1:1) | lbs | 0 | 0 | 0 | 0 | 0 | 0 | 0
WI Small Coal Units Hg Rule v3.1, Unit 3652 and retrofits | 1330 | 2201 | MACT Fuel Choice Floor in lbs/MMBtu | FALSE | L | Annual | Allowances Withdrawn (n:1) | lbs | 0 | 0 | 0 | 0 | 0 | 0 | 0
WI Small Coal Units Hg Rule v3.1, Unit 3652 and retrofits | 1330 | 2201 | MACT Fuel Choice Floor in lbs/MMBtu | FALSE | L | Annual | Net Emissions Allowance Position | lbs | 0 | 0 | 0 | 0 | 0 | 0 | 0
WI Small Coal Units Hg Rule v3.1, Unit 3652 and retrofits | 1330 | 2201 | MACT Fuel Choice Floor in lbs/MMBtu | FALSE | L | Annual | Fuel Consumed | TBtu | 0 | 0 | 0 | 0 | 0 | 0 | 0
WI Small Coal Units Hg Rule v3.1, Unit 3652 and retrofits | 1330 | 2201 | MACT Fuel Choice Floor in lbs/MMBtu | FALSE | L | Annual | Rate | lb/MMBtu | 0 | 0 | 0 | 0 | 0 | 0 | 0
WI Small Coal Units Hg Rule v3.1, Unit 3652 and retrofits | 1330 | 2201 | MACT Fuel Choice Floor in lbs/MMBtu | FALSE | L | Annual | Generation | TWh | 0 | 0 | 0 | 0 | 0 | 0 | 0
WI Small Coal Units Hg Rule v3.1, Unit 3652 and retrofits | 1330 | 2201 | MACT Fuel Choice Floor in lbs/MMBtu | FALSE | L | Annual | Qualifying Generation | TWh | 0 | 0 | 0 | 0 | 0 | 0 | 0
WI Small Coal Units Hg Rule v3.1, Unit 3652 and retrofits | 1330 | 2201 | MACT Fuel Choice Floor in lbs/MMBtu | FALSE | L | Annual | Constraint Shadow Price | US2011$/Lb | 0 | 0 | 0 | 0 | 0 | 0 | 0
WI Small Coal Units Hg Rule v3.1, Unit 3653 and retrofits | 1331 | 2201 | MACT Fuel Choice Floor in lbs/MMBtu | FALSE | L | Annual | Seasons Included | Seasons | Winter, Summer | Winter, Summer | Winter, Summer | Winter, Summer | Winter, Summer | Winter, Summer | Winter, Summer
WI Small Coal Units Hg Rule v3.1, Unit 3653 and retrofits | 1331 | 2201 | MACT Fuel Choice Floor in lbs/MMBtu | FALSE | L | Annual | Emission Floor | lbs/MMBtu | 6.91e-07 | 6.91e-07 | 6.91e-07 | 6.91e-07 | 6.91e-07 | 6.91e-07 | 6.91e-07
WI Small Coal Units Hg Rule v3.1, Unit 3653 and retrofits | 1331 | 2201 | MACT Fuel Choice Floor in lbs/MMBtu | FALSE | L | Annual | Emissions at Affected Plants MER | lbs | 0 | 0 | 0 | 0 | 0 | 0 | 0
WI Small Coal Units Hg Rule v3.1, Unit 3653 and retrofits | 1331 | 2201 | MACT Fuel Choice Floor in lbs/MMBtu | FALSE | L | Annual | Allowances Purchased MER | lbs | 0 | 0 | 0 | 0 | 0 | 0 | 0
WI Small Coal Units Hg Rule v3.1, Unit 3653 and retrofits | 1331 | 2201 | MACT Fuel Choice Floor in lbs/MMBtu | FALSE | L | Annual | Allowances Sold MER | lbs | 0 | 0 | 0 | 0 | 0 | 0 | 0
WI Small Coal Units Hg Rule v3.1, Unit 3653 and retrofits | 1331 | 2201 | MACT Fuel Choice Floor in lbs/MMBtu | FALSE | L | Annual | Allowances Banked | lbs | 0 | 0 | 0 | 0 | 0 | 0 | 0
WI Small Coal Units Hg Rule v3.1, Unit 3653 and retrofits | 1331 | 2201 | MACT Fuel Choice Floor in lbs/MMBtu | FALSE | L | Annual | Allowances Withdrawn (1:1) | lbs | 0 | 0 | 0 | 0 | 0 | 0 | 0
WI Small Coal Units Hg Rule v3.1, Unit 3653 and retrofits | 1331 | 2201 | MACT Fuel Choice Floor in lbs/MMBtu | FALSE | L | Annual | Allowances Withdrawn (n:1) | lbs | 0 | 0 | 0 | 0 | 0 | 0 | 0
WI Small Coal Units Hg Rule v3.1, Unit 3653 and retrofits | 1331 | 2201 | MACT Fuel Choice Floor in lbs/MMBtu | FALSE | L | Annual | Net Emissions Allowance Position | lbs | 0 | 0 | 0 | 0 | 0 | 0 | 0
WI Small Coal Units Hg Rule v3.1, Unit 3653 and retrofits | 1331 | 2201 | MACT Fuel Choice Floor in lbs/MMBtu | FALSE | L | Annual | Fuel Consumed | TBtu | 0 | 0 | 0 | 0 | 0 | 0 | 0
WI Small Coal Units Hg Rule v3.1, Unit 3653 and retrofits | 1331 | 2201 | MACT Fuel Choice Floor in lbs/MMBtu | FALSE | L | Annual | Rate | lb/MMBtu | 0 | 0 | 0 | 0 | 0 | 0 | 0
WI Small Coal Units Hg Rule v3.1, Unit 3653 and retrofits | 1331 | 2201 | MACT Fuel Choice Floor in lbs/MMBtu | FALSE | L | Annual | Generation | TWh | 0 | 0 | 0 | 0 | 0 | 0 | 0
WI Small Coal Units Hg Rule v3.1, Unit 3653 and retrofits | 1331 | 2201 | MACT Fuel Choice Floor in lbs/MMBtu | FALSE | L | Annual | Qualifying Generation | TWh | 0 | 0 | 0 | 0 | 0 | 0 | 0
WI Small Coal Units Hg Rule v3.1, Unit 3653 and retrofits | 1331 | 2201 | MACT Fuel Choice Floor in lbs/MMBtu | FALSE | L | Annual | Constraint Shadow Price | US2011$/Lb | 0 | 0 | 0 | 0 | 0 | 0 | 0
WI Small Coal Units Hg Rule v3.1, Unit 3654 and retrofits | 1332 | 2201 | MACT Fuel Choice Floor in lbs/MMBtu | FALSE | L | Annual | Seasons Included | Seasons | Winter, Summer | Winter, Summer | Winter, Summer | Winter, Summer | Winter, Summer | Winter, Summer | Winter, Summer
WI Small Coal Units Hg Rule v3.1, Unit 3654 and retrofits | 1332 | 2201 | MACT Fuel Choice Floor in lbs/MMBtu | FALSE | L | Annual | Emission Floor | lbs/MMBtu | 6.91e-07 | 6.91e-07 | 6.91e-07 | 6.91e-07 | 6.91e-07 | 6.91e-07 | 6.91e-07
WI Small Coal Units Hg Rule v3.1, Unit 3654 and retrofits | 1332 | 2201 | MACT Fuel Choice Floor in lbs/MMBtu | FALSE | L | Annual | Emissions at Affected Plants MER | lbs | 0 | 0 | 0 | 0 | 0 | 0 | 0
WI Small Coal Units Hg Rule v3.1, Unit 3654 and retrofits | 1332 | 2201 | MACT Fuel Choice Floor in lbs/MMBtu | FALSE | L | Annual | Allowances Purchased MER | lbs | 0 | 0 | 0 | 0 | 0 | 0 | 0
WI Small Coal Units Hg Rule v3.1, Unit 3654 and retrofits | 1332 | 2201 | MACT Fuel Choice Floor in lbs/MMBtu | FALSE | L | Annual | Allowances Sold MER | lbs | 0 | 0 | 0 | 0 | 0 | 0 | 0
WI Small Coal Units Hg Rule v3.1, Unit 3654 and retrofits | 1332 | 2201 | MACT Fuel Choice Floor in lbs/MMBtu | FALSE | L | Annual | Allowances Banked | lbs | 0 | 0 | 0 | 0 | 0 | 0 | 0
WI Small Coal Units Hg Rule v3.1, Unit 3654 and retrofits | 1332 | 2201 | MACT Fuel Choice Floor in lbs/MMBtu | FALSE | L | Annual | Allowances Withdrawn (1:1) | lbs | 0 | 0 | 0 | 0 | 0 | 0 | 0
WI Small Coal Units Hg Rule v3.1, Unit 3654 and retrofits | 1332 | 2201 | MACT Fuel Choice Floor in lbs/MMBtu | FALSE | L | Annual | Allowances Withdrawn (n:1) | lbs | 0 | 0 | 0 | 0 | 0 | 0 | 0
WI Small Coal Units Hg Rule v3.1, Unit 3654 and retrofits | 1332 | 2201 | MACT Fuel Choice Floor in lbs/MMBtu | FALSE | L | Annual | Net Emissions Allowance Position | lbs | 0 | 0 | 0 | 0 | 0 | 0 | 0
WI Small Coal Units Hg Rule v3.1, Unit 3654 and retrofits | 1332 | 2201 | MACT Fuel Choice Floor in lbs/MMBtu | FALSE | L | Annual | Fuel Consumed | TBtu | 0 | 0 | 0 | 0 | 0 | 0 | 0
WI Small Coal Units Hg Rule v3.1, Unit 3654 and retrofits | 1332 | 2201 | MACT Fuel Choice Floor in lbs/MMBtu | FALSE | L | Annual | Rate | lb/MMBtu | 0 | 0 | 0 | 0 | 0 | 0 | 0
WI Small Coal Units Hg Rule v3.1, Unit 3654 and retrofits | 1332 | 2201 | MACT Fuel Choice Floor in lbs/MMBtu | FALSE | L | Annual | Generation | TWh | 0 | 0 | 0 | 0 | 0 | 0 | 0
WI Small Coal Units Hg Rule v3.1, Unit 3654 and retrofits | 1332 | 2201 | MACT Fuel Choice Floor in lbs/MMBtu | FALSE | L | Annual | Qualifying Generation | TWh | 0 | 0 | 0 | 0 | 0 | 0 | 0
WI Small Coal Units Hg Rule v3.1, Unit 3654 and retrofits | 1332 | 2201 | MACT Fuel Choice Floor in lbs/MMBtu | FALSE | L | Annual | Constraint Shadow Price | US2011$/Lb | 0 | 0 | 0 | 0 | 0 | 0 | 0
WI Small Coal Units Hg Rule v3.1, Unit 3655 and retrofits | 1333 | 2201 | MACT Fuel Choice Floor in lbs/MMBtu | FALSE | L | Annual | Seasons Included | Seasons | Winter, Summer | Winter, Summer | Winter, Summer | Winter, Summer | Winter, Summer | Winter, Summer | Winter, Summer
WI Small Coal Units Hg Rule v3.1, Unit 3655 and retrofits | 1333 | 2201 | MACT Fuel Choice Floor in lbs/MMBtu | FALSE | L | Annual | Emission Floor | lbs/MMBtu | 6.91e-07 | 6.91e-07 | 6.91e-07 | 6.91e-07 | 6.91e-07 | 6.91e-07 | 6.91e-07
WI Small Coal Units Hg Rule v3.1, Unit 3655 and retrofits | 1333 | 2201 | MACT Fuel Choice Floor in lbs/MMBtu | FALSE | L | Annual | Emissions at Affected Plants MER | lbs | 0 | 0 | 0 | 0 | 0 | 0 | 0
WI Small Coal Units Hg Rule v3.1, Unit 3655 and retrofits | 1333 | 2201 | MACT Fuel Choice Floor in lbs/MMBtu | FALSE | L | Annual | Allowances Purchased MER | lbs | 0 | 0 | 0 | 0 | 0 | 0 | 0
WI Small Coal Units Hg Rule v3.1, Unit 3655 and retrofits | 1333 | 2201 | MACT Fuel Choice Floor in lbs/MMBtu | FALSE | L | Annual | Allowances Sold MER | lbs | 0 | 0 | 0 | 0 | 0 | 0 | 0
WI Small Coal Units Hg Rule v3.1, Unit 3655 and retrofits | 1333 | 2201 | MACT Fuel Choice Floor in lbs/MMBtu | FALSE | L | Annual | Allowances Banked | lbs | 0 | 0 | 0 | 0 | 0 | 0 | 0
WI Small Coal Units Hg Rule v3.1, Unit 3655 and retrofits | 1333 | 2201 | MACT Fuel Choice Floor in lbs/MMBtu | FALSE | L | Annual | Allowances Withdrawn (1:1) | lbs | 0 | 0 | 0 | 0 | 0 | 0 | 0
WI Small Coal Units Hg Rule v3.1, Unit 3655 and retrofits | 1333 | 2201 | MACT Fuel Choice Floor in lbs/MMBtu | FALSE | L | Annual | Allowances Withdrawn (n:1) | lbs | 0 | 0 | 0 | 0 | 0 | 0 | 0
WI Small Coal Units Hg Rule v3.1, Unit 3655 and retrofits | 1333 | 2201 | MACT Fuel Choice Floor in lbs/MMBtu | FALSE | L | Annual | Net Emissions Allowance Position | lbs | 0 | 0 | 0 | 0 | 0 | 0 | 0
WI Small Coal Units Hg Rule v3.1, Unit 3655 and retrofits | 1333 | 2201 | MACT Fuel Choice Floor in lbs/MMBtu | FALSE | L | Annual | Fuel Consumed | TBtu | 0 | 0 | 0 | 0 | 0 | 0 | 0
WI Small Coal Units Hg Rule v3.1, Unit 3655 and retrofits | 1333 | 2201 | MACT Fuel Choice Floor in lbs/MMBtu | FALSE | L | Annual | Rate | lb/MMBtu | 0 | 0 | 0 | 0 | 0 | 0 | 0
WI Small Coal Units Hg Rule v3.1, Unit 3655 and retrofits | 1333 | 2201 | MACT Fuel Choice Floor in lbs/MMBtu | FALSE | L | Annual | Generation | TWh | 0 | 0 | 0 | 0 | 0 | 0 | 0
WI Small Coal Units Hg Rule v3.1, Unit 3655 and retrofits | 1333 | 2201 | MACT Fuel Choice Floor in lbs/MMBtu | FALSE | L | Annual | Qualifying Generation | TWh | 0 | 0 | 0 | 0 | 0 | 0 | 0
WI Small Coal Units Hg Rule v3.1, Unit 3655 and retrofits | 1333 | 2201 | MACT Fuel Choice Floor in lbs/MMBtu | FALSE | L | Annual | Constraint Shadow Price | US2011$/Lb | 0 | 0 | 0 | 0 | 0 | 0 | 0
WI Small Coal Units Hg Rule v3.1, Unit 3794 and retrofits | 1334 | 2201 | MACT Fuel Choice Floor in lbs/MMBtu | FALSE | L | Annual | Seasons Included | Seasons | Winter, Summer | Winter, Summer | Winter, Summer | Winter, Summer | Winter, Summer | Winter, Summer | Winter, Summer
WI Small Coal Units Hg Rule v3.1, Unit 3794 and retrofits | 1334 | 2201 | MACT Fuel Choice Floor in lbs/MMBtu | FALSE | L | Annual | Emission Floor | lbs/MMBtu | 6.91e-07 | 6.91e-07 | 6.91e-07 | 6.91e-07 | 6.91e-07 | 6.91e-07 | 6.91e-07
WI Small Coal Units Hg Rule v3.1, Unit 3794 and retrofits | 1334 | 2201 | MACT Fuel Choice Floor in lbs/MMBtu | FALSE | L | Annual | Emissions at Affected Plants MER | lbs | 0 | 0 | 0 | 0 | 0 | 0 | 0
WI Small Coal Units Hg Rule v3.1, Unit 3794 and retrofits | 1334 | 2201 | MACT Fuel Choice Floor in lbs/MMBtu | FALSE | L | Annual | Allowances Purchased MER | lbs | 0 | 0 | 0 | 0 | 0 | 0 | 0
WI Small Coal Units Hg Rule v3.1, Unit 3794 and retrofits | 1334 | 2201 | MACT Fuel Choice Floor in lbs/MMBtu | FALSE | L | Annual | Allowances Sold MER | lbs | 0 | 0 | 0 | 0 | 0 | 0 | 0
WI Small Coal Units Hg Rule v3.1, Unit 3794 and retrofits | 1334 | 2201 | MACT Fuel Choice Floor in lbs/MMBtu | FALSE | L | Annual | Allowances Banked | lbs | 0 | 0 | 0 | 0 | 0 | 0 | 0
WI Small Coal Units Hg Rule v3.1, Unit 3794 and retrofits | 1334 | 2201 | MACT Fuel Choice Floor in lbs/MMBtu | FALSE | L | Annual | Allowances Withdrawn (1:1) | lbs | 0 | 0 | 0 | 0 | 0 | 0 | 0
WI Small Coal Units Hg Rule v3.1, Unit 3794 and retrofits | 1334 | 2201 | MACT Fuel Choice Floor in lbs/MMBtu | FALSE | L | Annual | Allowances Withdrawn (n:1) | lbs | 0 | 0 | 0 | 0 | 0 | 0 | 0
WI Small Coal Units Hg Rule v3.1, Unit 3794 and retrofits | 1334 | 2201 | MACT Fuel Choice Floor in lbs/MMBtu | FALSE | L | Annual | Net Emissions Allowance Position | lbs | 0 | 0 | 0 | 0 | 0 | 0 | 0
WI Small Coal Units Hg Rule v3.1, Unit 3794 and retrofits | 1334 | 2201 | MACT Fuel Choice Floor in lbs/MMBtu | FALSE | L | Annual | Fuel Consumed | TBtu | 0 | 0 | 0 | 0 | 0 | 0 | 0
WI Small Coal Units Hg Rule v3.1, Unit 3794 and retrofits | 1334 | 2201 | MACT Fuel Choice Floor in lbs/MMBtu | FALSE | L | Annual | Rate | lb/MMBtu | 0 | 0 | 0 | 0 | 0 | 0 | 0
WI Small Coal Units Hg Rule v3.1, Unit 3794 and retrofits | 1334 | 2201 | MACT Fuel Choice Floor in lbs/MMBtu | FALSE | L | Annual | Generation | TWh | 0 | 0 | 0 | 0 | 0 | 0 | 0
WI Small Coal Units Hg Rule v3.1, Unit 3794 and retrofits | 1334 | 2201 | MACT Fuel Choice Floor in lbs/MMBtu | FALSE | L | Annual | Qualifying Generation | TWh | 0 | 0 | 0 | 0 | 0 | 0 | 0
WI Small Coal Units Hg Rule v3.1, Unit 3794 and retrofits | 1334 | 2201 | MACT Fuel Choice Floor in lbs/MMBtu | FALSE | L | Annual | Constraint Shadow Price | US2011$/Lb | 0 | 0 | 0 | 0 | 0 | 0 | 0
WI Small Coal Units Hg Rule v3.1, Unit 3809 and retrofits | 1335 | 2201 | MACT Fuel Choice Floor in lbs/MMBtu | FALSE | L | Annual | Seasons Included | Seasons | Winter, Summer | Winter, Summer | Winter, Summer | Winter, Summer | Winter, Summer | Winter, Summer | Winter, Summer
WI Small Coal Units Hg Rule v3.1, Unit 3809 and retrofits | 1335 | 2201 | MACT Fuel Choice Floor in lbs/MMBtu | FALSE | L | Annual | Emission Floor | lbs/MMBtu | 6.91e-07 | 6.91e-07 | 6.91e-07 | 6.91e-07 | 6.91e-07 | 6.91e-07 | 6.91e-07
WI Small Coal Units Hg Rule v3.1, Unit 3809 and retrofits | 1335 | 2201 | MACT Fuel Choice Floor in lbs/MMBtu | FALSE | L | Annual | Emissions at Affected Plants MER | lbs | 0 | 0 | 0 | 0 | 0 | 0 | 0
WI Small Coal Units Hg Rule v3.1, Unit 3809 and retrofits | 1335 | 2201 | MACT Fuel Choice Floor in lbs/MMBtu | FALSE | L | Annual | Allowances Purchased MER | lbs | 0 | 0 | 0 | 0 | 0 | 0 | 0
WI Small Coal Units Hg Rule v3.1, Unit 3809 and retrofits | 1335 | 2201 | MACT Fuel Choice Floor in lbs/MMBtu | FALSE | L | Annual | Allowances Sold MER | lbs | 0 | 0 | 0 | 0 | 0 | 0 | 0
WI Small Coal Units Hg Rule v3.1, Unit 3809 and retrofits | 1335 | 2201 | MACT Fuel Choice Floor in lbs/MMBtu | FALSE | L | Annual | Allowances Banked | lbs | 0 | 0 | 0 | 0 | 0 | 0 | 0
WI Small Coal Units Hg Rule v3.1, Unit 3809 and retrofits | 1335 | 2201 | MACT Fuel Choice Floor in lbs/MMBtu | FALSE | L | Annual | Allowances Withdrawn (1:1) | lbs | 0 | 0 | 0 | 0 | 0 | 0 | 0
WI Small Coal Units Hg Rule v3.1, Unit 3809 and retrofits | 1335 | 2201 | MACT Fuel Choice Floor in lbs/MMBtu | FALSE | L | Annual | Allowances Withdrawn (n:1) | lbs | 0 | 0 | 0 | 0 | 0 | 0 | 0
WI Small Coal Units Hg Rule v3.1, Unit 3809 and retrofits | 1335 | 2201 | MACT Fuel Choice Floor in lbs/MMBtu | FALSE | L | Annual | Net Emissions Allowance Position | lbs | 0 | 0 | 0 | 0 | 0 | 0 | 0
WI Small Coal Units Hg Rule v3.1, Unit 3809 and retrofits | 1335 | 2201 | MACT Fuel Choice Floor in lbs/MMBtu | FALSE | L | Annual | Fuel Consumed | TBtu | 0 | 0 | 0 | 0 | 0 | 0 | 0
WI Small Coal Units Hg Rule v3.1, Unit 3809 and retrofits | 1335 | 2201 | MACT Fuel Choice Floor in lbs/MMBtu | FALSE | L | Annual | Rate | lb/MMBtu | 0 | 0 | 0 | 0 | 0 | 0 | 0
WI Small Coal Units Hg Rule v3.1, Unit 3809 and retrofits | 1335 | 2201 | MACT Fuel Choice Floor in lbs/MMBtu | FALSE | L | Annual | Generation | TWh | 0 | 0 | 0 | 0 | 0 | 0 | 0
WI Small Coal Units Hg Rule v3.1, Unit 3809 and retrofits | 1335 | 2201 | MACT Fuel Choice Floor in lbs/MMBtu | FALSE | L | Annual | Qualifying Generation | TWh | 0 | 0 | 0 | 0 | 0 | 0 | 0
WI Small Coal Units Hg Rule v3.1, Unit 3809 and retrofits | 1335 | 2201 | MACT Fuel Choice Floor in lbs/MMBtu | FALSE | L | Annual | Constraint Shadow Price | US2011$/Lb | 0 | 0 | 0 | 0 | 0 | 0 | 0
WI Small Coal Units Hg Rule v3.1, Unit 4022 and retrofits | 1336 | 2201 | MACT Fuel Choice Floor in lbs/MMBtu | FALSE | L | Annual | Seasons Included | Seasons | Winter, Summer | Winter, Summer | Winter, Summer | Winter, Summer | Winter, Summer | Winter, Summer | Winter, Summer
WI Small Coal Units Hg Rule v3.1, Unit 4022 and retrofits | 1336 | 2201 | MACT Fuel Choice Floor in lbs/MMBtu | FALSE | L | Annual | Emission Floor | lbs/MMBtu | 6.91e-07 | 6.91e-07 | 6.91e-07 | 6.91e-07 | 6.91e-07 | 6.91e-07 | 6.91e-07
WI Small Coal Units Hg Rule v3.1, Unit 4022 and retrofits | 1336 | 2201 | MACT Fuel Choice Floor in lbs/MMBtu | FALSE | L | Annual | Emissions at Affected Plants MER | lbs | 0 | 0 | 0 | 0 | 0 | 0 | 0
WI Small Coal Units Hg Rule v3.1, Unit 4022 and retrofits | 1336 | 2201 | MACT Fuel Choice Floor in lbs/MMBtu | FALSE | L | Annual | Allowances Purchased MER | lbs | 0 | 0 | 0 | 0 | 0 | 0 | 0
WI Small Coal Units Hg Rule v3.1, Unit 4022 and retrofits | 1336 | 2201 | MACT Fuel Choice Floor in lbs/MMBtu | FALSE | L | Annual | Allowances Sold MER | lbs | 0 | 0 | 0 | 0 | 0 | 0 | 0
WI Small Coal Units Hg Rule v3.1, Unit 4022 and retrofits | 1336 | 2201 | MACT Fuel Choice Floor in lbs/MMBtu | FALSE | L | Annual | Allowances Banked | lbs | 0 | 0 | 0 | 0 | 0 | 0 | 0
WI Small Coal Units Hg Rule v3.1, Unit 4022 and retrofits | 1336 | 2201 | MACT Fuel Choice Floor in lbs/MMBtu | FALSE | L | Annual | Allowances Withdrawn (1:1) | lbs | 0 | 0 | 0 | 0 | 0 | 0 | 0
WI Small Coal Units Hg Rule v3.1, Unit 4022 and retrofits | 1336 | 2201 | MACT Fuel Choice Floor in lbs/MMBtu | FALSE | L | Annual | Allowances Withdrawn (n:1) | lbs | 0 | 0 | 0 | 0 | 0 | 0 | 0
WI Small Coal Units Hg Rule v3.1, Unit 4022 and retrofits | 1336 | 2201 | MACT Fuel Choice Floor in lbs/MMBtu | FALSE | L | Annual | Net Emissions Allowance Position | lbs | 0 | 0 | 0 | 0 | 0 | 0 | 0
WI Small Coal Units Hg Rule v3.1, Unit 4022 and retrofits | 1336 | 2201 | MACT Fuel Choice Floor in lbs/MMBtu | FALSE | L | Annual | Fuel Consumed | TBtu | 0 | 0 | 0 | 0 | 0 | 0 | 0
WI Small Coal Units Hg Rule v3.1, Unit 4022 and retrofits | 1336 | 2201 | MACT Fuel Choice Floor in lbs/MMBtu | FALSE | L | Annual | Rate | lb/MMBtu | 0 | 0 | 0 | 0 | 0 | 0 | 0
WI Small Coal Units Hg Rule v3.1, Unit 4022 and retrofits | 1336 | 2201 | MACT Fuel Choice Floor in lbs/MMBtu | FALSE | L | Annual | Generation | TWh | 0 | 0 | 0 | 0 | 0 | 0 | 0
WI Small Coal Units Hg Rule v3.1, Unit 4022 and retrofits | 1336 | 2201 | MACT Fuel Choice Floor in lbs/MMBtu | FALSE | L | Annual | Qualifying Generation | TWh | 0 | 0 | 0 | 0 | 0 | 0 | 0
WI Small Coal Units Hg Rule v3.1, Unit 4022 and retrofits | 1336 | 2201 | MACT Fuel Choice Floor in lbs/MMBtu | FALSE | L | Annual | Constraint Shadow Price | US2011$/Lb | 0 | 0 | 0 | 0 | 0 | 0 | 0
WI Small Coal Units Hg Rule v3.1, Unit 4023 and retrofits | 1337 | 2201 | MACT Fuel Choice Floor in lbs/MMBtu | FALSE | L | Annual | Seasons Included | Seasons | Winter, Summer | Winter, Summer | Winter, Summer | Winter, Summer | Winter, Summer | Winter, Summer | Winter, Summer
WI Small Coal Units Hg Rule v3.1, Unit 4023 and retrofits | 1337 | 2201 | MACT Fuel Choice Floor in lbs/MMBtu | FALSE | L | Annual | Emission Floor | lbs/MMBtu | 6.91e-07 | 6.91e-07 | 6.91e-07 | 6.91e-07 | 6.91e-07 | 6.91e-07 | 6.91e-07
WI Small Coal Units Hg Rule v3.1, Unit 4023 and retrofits | 1337 | 2201 | MACT Fuel Choice Floor in lbs/MMBtu | FALSE | L | Annual | Emissions at Affected Plants MER | lbs | 0 | 0 | 0 | 0 | 0 | 0 | 0
WI Small Coal Units Hg Rule v3.1, Unit 4023 and retrofits | 1337 | 2201 | MACT Fuel Choice Floor in lbs/MMBtu | FALSE | L | Annual | Allowances Purchased MER | lbs | 0 | 0 | 0 | 0 | 0 | 0 | 0
WI Small Coal Units Hg Rule v3.1, Unit 4023 and retrofits | 1337 | 2201 | MACT Fuel Choice Floor in lbs/MMBtu | FALSE | L | Annual | Allowances Sold MER | lbs | 0 | 0 | 0 | 0 | 0 | 0 | 0
WI Small Coal Units Hg Rule v3.1, Unit 4023 and retrofits | 1337 | 2201 | MACT Fuel Choice Floor in lbs/MMBtu | FALSE | L | Annual | Allowances Banked | lbs | 0 | 0 | 0 | 0 | 0 | 0 | 0
WI Small Coal Units Hg Rule v3.1, Unit 4023 and retrofits | 1337 | 2201 | MACT Fuel Choice Floor in lbs/MMBtu | FALSE | L | Annual | Allowances Withdrawn (1:1) | lbs | 0 | 0 | 0 | 0 | 0 | 0 | 0
WI Small Coal Units Hg Rule v3.1, Unit 4023 and retrofits | 1337 | 2201 | MACT Fuel Choice Floor in lbs/MMBtu | FALSE | L | Annual | Allowances Withdrawn (n:1) | lbs | 0 | 0 | 0 | 0 | 0 | 0 | 0
WI Small Coal Units Hg Rule v3.1, Unit 4023 and retrofits | 1337 | 2201 | MACT Fuel Choice Floor in lbs/MMBtu | FALSE | L | Annual | Net Emissions Allowance Position | lbs | 0 | 0 | 0 | 0 | 0 | 0 | 0
WI Small Coal Units Hg Rule v3.1, Unit 4023 and retrofits | 1337 | 2201 | MACT Fuel Choice Floor in lbs/MMBtu | FALSE | L | Annual | Fuel Consumed | TBtu | 0 | 0 | 0 | 0 | 0 | 0 | 0
WI Small Coal Units Hg Rule v3.1, Unit 4023 and retrofits | 1337 | 2201 | MACT Fuel Choice Floor in lbs/MMBtu | FALSE | L | Annual | Rate | lb/MMBtu | 0 | 0 | 0 | 0 | 0 | 0 | 0
WI Small Coal Units Hg Rule v3.1, Unit 4023 and retrofits | 1337 | 2201 | MACT Fuel Choice Floor in lbs/MMBtu | FALSE | L | Annual | Generation | TWh | 0 | 0 | 0 | 0 | 0 | 0 | 0
WI Small Coal Units Hg Rule v3.1, Unit 4023 and retrofits | 1337 | 2201 | MACT Fuel Choice Floor in lbs/MMBtu | FALSE | L | Annual | Qualifying Generation | TWh | 0 | 0 | 0 | 0 | 0 | 0 | 0
WI Small Coal Units Hg Rule v3.1, Unit 4023 and retrofits | 1337 | 2201 | MACT Fuel Choice Floor in lbs/MMBtu | FALSE | L | Annual | Constraint Shadow Price | US2011$/Lb | 0 | 0 | 0 | 0 | 0 | 0 | 0
WI Small Coal Units Hg Rule v3.1, Unit 5313 and retrofits | 1338 | 2201 | MACT Fuel Choice Floor in lbs/MMBtu | FALSE | L | Annual | Seasons Included | Seasons | Winter, Summer | Winter, Summer | Winter, Summer | Winter, Summer | Winter, Summer | Winter, Summer | Winter, Summer
WI Small Coal Units Hg Rule v3.1, Unit 5313 and retrofits | 1338 | 2201 | MACT Fuel Choice Floor in lbs/MMBtu | FALSE | L | Annual | Emission Floor | lbs/MMBtu | 6.91e-07 | 6.91e-07 | 6.91e-07 | 6.91e-07 | 6.91e-07 | 6.91e-07 | 6.91e-07
WI Small Coal Units Hg Rule v3.1, Unit 5313 and retrofits | 1338 | 2201 | MACT Fuel Choice Floor in lbs/MMBtu | FALSE | L | Annual | Emissions at Affected Plants MER | lbs | 0 | 0 | 0 | 0 | 0 | 0 | 0
WI Small Coal Units Hg Rule v3.1, Unit 5313 and retrofits | 1338 | 2201 | MACT Fuel Choice Floor in lbs/MMBtu | FALSE | L | Annual | Allowances Purchased MER | lbs | 0 | 0 | 0 | 0 | 0 | 0 | 0
WI Small Coal Units Hg Rule v3.1, Unit 5313 and retrofits | 1338 | 2201 | MACT Fuel Choice Floor in lbs/MMBtu | FALSE | L | Annual | Allowances Sold MER | lbs | 0 | 0 | 0 | 0 | 0 | 0 | 0
WI Small Coal Units Hg Rule v3.1, Unit 5313 and retrofits | 1338 | 2201 | MACT Fuel Choice Floor in lbs/MMBtu | FALSE | L | Annual | Allowances Banked | lbs | 0 | 0 | 0 | 0 | 0 | 0 | 0
WI Small Coal Units Hg Rule v3.1, Unit 5313 and retrofits | 1338 | 2201 | MACT Fuel Choice Floor in lbs/MMBtu | FALSE | L | Annual | Allowances Withdrawn (1:1) | lbs | 0 | 0 | 0 | 0 | 0 | 0 | 0
WI Small Coal Units Hg Rule v3.1, Unit 5313 and retrofits | 1338 | 2201 | MACT Fuel Choice Floor in lbs/MMBtu | FALSE | L | Annual | Allowances Withdrawn (n:1) | lbs | 0 | 0 | 0 | 0 | 0 | 0 | 0
WI Small Coal Units Hg Rule v3.1, Unit 5313 and retrofits | 1338 | 2201 | MACT Fuel Choice Floor in lbs/MMBtu | FALSE | L | Annual | Net Emissions Allowance Position | lbs | 0 | 0 | 0 | 0 | 0 | 0 | 0
WI Small Coal Units Hg Rule v3.1, Unit 5313 and retrofits | 1338 | 2201 | MACT Fuel Choice Floor in lbs/MMBtu | FALSE | L | Annual | Fuel Consumed | TBtu | 0 | 0 | 0 | 0 | 0 | 0 | 0
WI Small Coal Units Hg Rule v3.1, Unit 5313 and retrofits | 1338 | 2201 | MACT Fuel Choice Floor in lbs/MMBtu | FALSE | L | Annual | Rate | lb/MMBtu | 0 | 0 | 0 | 0 | 0 | 0 | 0
WI Small Coal Units Hg Rule v3.1, Unit 5313 and retrofits | 1338 | 2201 | MACT Fuel Choice Floor in lbs/MMBtu | FALSE | L | Annual | Generation | TWh | 0 | 0 | 0 | 0 | 0 | 0 | 0
WI Small Coal Units Hg Rule v3.1, Unit 5313 and retrofits | 1338 | 2201 | MACT Fuel Choice Floor in lbs/MMBtu | FALSE | L | Annual | Qualifying Generation | TWh | 0 | 0 | 0 | 0 | 0 | 0 | 0
WI Small Coal Units Hg Rule v3.1, Unit 5313 and retrofits | 1338 | 2201 | MACT Fuel Choice Floor in lbs/MMBtu | FALSE | L | Annual | Constraint Shadow Price | US2011$/Lb | 0 | 0 | 0 | 0 | 0 | 0 | 0
WI Small Coal Units Hg Rule v3.1, Unit 5328 and retrofits | 1339 | 2201 | MACT Fuel Choice Floor in lbs/MMBtu | FALSE | L | Annual | Seasons Included | Seasons | Winter, Summer | Winter, Summer | Winter, Summer | Winter, Summer | Winter, Summer | Winter, Summer | Winter, Summer
WI Small Coal Units Hg Rule v3.1, Unit 5328 and retrofits | 1339 | 2201 | MACT Fuel Choice Floor in lbs/MMBtu | FALSE | L | Annual | Emission Floor | lbs/MMBtu | 6.91e-07 | 6.91e-07 | 6.91e-07 | 6.91e-07 | 6.91e-07 | 6.91e-07 | 6.91e-07
WI Small Coal Units Hg Rule v3.1, Unit 5328 and retrofits | 1339 | 2201 | MACT Fuel Choice Floor in lbs/MMBtu | FALSE | L | Annual | Emissions at Affected Plants MER | lbs | 0 | 0 | 0 | 0 | 0 | 0 | 0
WI Small Coal Units Hg Rule v3.1, Unit 5328 and retrofits | 1339 | 2201 | MACT Fuel Choice Floor in lbs/MMBtu | FALSE | L | Annual | Allowances Purchased MER | lbs | 0 | 0 | 0 | 0 | 0 | 0 | 0
WI Small Coal Units Hg Rule v3.1, Unit 5328 and retrofits | 1339 | 2201 | MACT Fuel Choice Floor in lbs/MMBtu | FALSE | L | Annual | Allowances Sold MER | lbs | 0 | 0 | 0 | 0 | 0 | 0 | 0
WI Small Coal Units Hg Rule v3.1, Unit 5328 and retrofits | 1339 | 2201 | MACT Fuel Choice Floor in lbs/MMBtu | FALSE | L | Annual | Allowances Banked | lbs | 0 | 0 | 0 | 0 | 0 | 0 | 0
WI Small Coal Units Hg Rule v3.1, Unit 5328 and retrofits | 1339 | 2201 | MACT Fuel Choice Floor in lbs/MMBtu | FALSE | L | Annual | Allowances Withdrawn (1:1) | lbs | 0 | 0 | 0 | 0 | 0 | 0 | 0
WI Small Coal Units Hg Rule v3.1, Unit 5328 and retrofits | 1339 | 2201 | MACT Fuel Choice Floor in lbs/MMBtu | FALSE | L | Annual | Allowances Withdrawn (n:1) | lbs | 0 | 0 | 0 | 0 | 0 | 0 | 0
WI Small Coal Units Hg Rule v3.1, Unit 5328 and retrofits | 1339 | 2201 | MACT Fuel Choice Floor in lbs/MMBtu | FALSE | L | Annual | Net Emissions Allowance Position | lbs | 0 | 0 | 0 | 0 | 0 | 0 | 0
WI Small Coal Units Hg Rule v3.1, Unit 5328 and retrofits | 1339 | 2201 | MACT Fuel Choice Floor in lbs/MMBtu | FALSE | L | Annual | Fuel Consumed | TBtu | 0 | 0 | 0 | 0 | 0 | 0 | 0
WI Small Coal Units Hg Rule v3.1, Unit 5328 and retrofits | 1339 | 2201 | MACT Fuel Choice Floor in lbs/MMBtu | FALSE | L | Annual | Rate | lb/MMBtu | 0 | 0 | 0 | 0 | 0 | 0 | 0
WI Small Coal Units Hg Rule v3.1, Unit 5328 and retrofits | 1339 | 2201 | MACT Fuel Choice Floor in lbs/MMBtu | FALSE | L | Annual | Generation | TWh | 0 | 0 | 0 | 0 | 0 | 0 | 0
WI Small Coal Units Hg Rule v3.1, Unit 5328 and retrofits | 1339 | 2201 | MACT Fuel Choice Floor in lbs/MMBtu | FALSE | L | Annual | Qualifying Generation | TWh | 0 | 0 | 0 | 0 | 0 | 0 | 0
WI Small Coal Units Hg Rule v3.1, Unit 5328 and retrofits | 1339 | 2201 | MACT Fuel Choice Floor in lbs/MMBtu | FALSE | L | Annual | Constraint Shadow Price | US2011$/Lb | 0 | 0 | 0 | 0 | 0 | 0 | 0
WI Wallfired Coal Units NOx Annual Rate v3.1 | 1340 | 1931 | Rate Constraint in lbs/MMBtu | FALSE | L | Annual | Seasons Included | Seasons | Winter, Summer | Winter, Summer | Winter, Summer | Winter, Summer | Winter, Summer | Winter, Summer | Winter, Summer
WI Wallfired Coal Units NOx Annual Rate v3.1 | 1340 | 1931 | Rate Constraint in lbs/MMBtu | FALSE | L | Annual | Standard NOX | lb/MMBtu | 0.17 | 0.17 | 0.17 | 0.17 | 0.17 | 0.17 | 0.17
WI Wallfired Coal Units NOx Annual Rate v3.1 | 1340 | 1931 | Rate Constraint in lbs/MMBtu | FALSE | L | Annual | Emissions at Affected Plants NOX | Thousand Tons | 0 | 0 | 0 | 0 | 0 | 0 | 0
WI Wallfired Coal Units NOx Annual Rate v3.1 | 1340 | 1931 | Rate Constraint in lbs/MMBtu | FALSE | L | Annual | Allowances Purchased NOX | Thousand Tons | 0 | 0 | 0 | 0 | 0 | 0 | 0
WI Wallfired Coal Units NOx Annual Rate v3.1 | 1340 | 1931 | Rate Constraint in lbs/MMBtu | FALSE | L | Annual | Allowances Sold NOX | Thousand Tons | 0 | 0 | 0 | 0 | 0 | 0 | 0
WI Wallfired Coal Units NOx Annual Rate v3.1 | 1340 | 1931 | Rate Constraint in lbs/MMBtu | FALSE | L | Annual | Allowances Banked | Thousand Tons | 0 | 0 | 0 | 0 | 0 | 0 | 0
WI Wallfired Coal Units NOx Annual Rate v3.1 | 1340 | 1931 | Rate Constraint in lbs/MMBtu | FALSE | L | Annual | Allowances Withdrawn (1:1) | Thousand Tons | 0 | 0 | 0 | 0 | 0 | 0 | 0
WI Wallfired Coal Units NOx Annual Rate v3.1 | 1340 | 1931 | Rate Constraint in lbs/MMBtu | FALSE | L | Annual | Allowances Withdrawn (n:1) | Thousand Tons | 0 | 0 | 0 | 0 | 0 | 0 | 0
WI Wallfired Coal Units NOx Annual Rate v3.1 | 1340 | 1931 | Rate Constraint in lbs/MMBtu | FALSE | L | Annual | Net Emissions Allowance Position | Thousand Tons | 0 | 0 | 0 | 0 | 0 | 0 | 0
WI Wallfired Coal Units NOx Annual Rate v3.1 | 1340 | 1931 | Rate Constraint in lbs/MMBtu | FALSE | L | Annual | Fuel Consumed | TBtu | 0 | 0 | 0 | 0 | 0 | 0 | 0
WI Wallfired Coal Units NOx Annual Rate v3.1 | 1340 | 1931 | Rate Constraint in lbs/MMBtu | FALSE | L | Annual | Rate | lb/MMBtu | 0 | 0 | 0 | 0 | 0 | 0 | 0
WI Wallfired Coal Units NOx Annual Rate v3.1 | 1340 | 1931 | Rate Constraint in lbs/MMBtu | FALSE | L | Annual | Generation | TWh | 0 | 0 | 0 | 0 | 0 | 0 | 0
WI Wallfired Coal Units NOx Annual Rate v3.1 | 1340 | 1931 | Rate Constraint in lbs/MMBtu | FALSE | L | Annual | Qualifying Generation | TWh | 0 | 0 | 0 | 0 | 0 | 0 | 0
WI Wallfired Coal Units NOx Annual Rate v3.1 | 1340 | 1931 | Rate Constraint in lbs/MMBtu | FALSE | L | Annual | Rate | lb/MWh | 0 | 0 | 0 | 0 | 0 | 0 | 0
WI Wallfired Coal Units NOx Annual Rate v3.1 | 1340 | 1931 | Rate Constraint in lbs/MMBtu | FALSE | L | Annual | Constraint Shadow Price | US2011$/Ton | 0 | 0 | 0 | 0 | 0 | 0 | 0
Wind and Solar Generation Cap 30% - CNAB v5.14 | 1341 | 6239 | Generation Constraint in GWh | FALSE | L | Annual | Seasons Included | Seasons | Winter, Summer | Winter, Summer | Winter, Summer | Winter, Summer | Winter, Summer | Winter, Summer | Winter, Summer
Wind and Solar Generation Cap 30% - CNAB v5.14 | 1341 | 6239 | Generation Constraint in GWh | FALSE | L | Annual | Standard GWh | GWh | 24026 | 24766 | 25713 | 27786 | 29661 | 33213 | 37189
Wind and Solar Generation Cap 30% - CNAB v5.14 | 1341 | 6239 | Generation Constraint in GWh | FALSE | L | Annual | Emissions at Affected Plants | GWh | 1174.7446 | 8539.1104 | 8539.1104 | 8539.1104 | 8539.1104 | 8539.1104 | 8539.1104
Wind and Solar Generation Cap 30% - CNAB v5.14 | 1341 | 6239 | Generation Constraint in GWh | FALSE | L | Annual | Allowances Purchased | GWh | 0 | 0 | 0 | 0 | 0 | 0 | 0
Wind and Solar Generation Cap 30% - CNAB v5.14 | 1341 | 6239 | Generation Constraint in GWh | FALSE | L | Annual | Allowances Sold | GWh | 0 | 0 | 0 | 0 | 0 | 0 | 0
Wind and Solar Generation Cap 30% - CNAB v5.14 | 1341 | 6239 | Generation Constraint in GWh | FALSE | L | Annual | Allowances Banked | GWh | 0 | 0 | 0 | 0 | 0 | 0 | 0
Wind and Solar Generation Cap 30% - CNAB v5.14 | 1341 | 6239 | Generation Constraint in GWh | FALSE | L | Annual | Allowances Withdrawn (1:1) | GWh | 0 | 0 | 0 | 0 | 0 | 0 | 0
Wind and Solar Generation Cap 30% - CNAB v5.14 | 1341 | 6239 | Generation Constraint in GWh | FALSE | L | Annual | Allowances Withdrawn (n:1) | GWh | 0 | 0 | 0 | 0 | 0 | 0 | 0
Wind and Solar Generation Cap 30% - CNAB v5.14 | 1341 | 6239 | Generation Constraint in GWh | FALSE | L | Annual | Net Emissions Allowance Position | GWh | 1174.7446 | 8539.1104 | 8539.1104 | 8539.1104 | 8539.1104 | 8539.1104 | 8539.1104
Wind and Solar Generation Cap 30% - CNAB v5.14 | 1341 | 6239 | Generation Constraint in GWh | FALSE | L | Annual | Fuel Consumed | TBtu | 0 | 0 | 0 | 0 | 0 | 0 | 0
Wind and Solar Generation Cap 30% - CNAB v5.14 | 1341 | 6239 | Generation Constraint in GWh | FALSE | L | Annual | Heat Rate | MMBtu/MWh | 0 | 0 | 0 | 0 | 0 | 0 | 0
Wind and Solar Generation Cap 30% - CNAB v5.14 | 1341 | 6239 | Generation Constraint in GWh | FALSE | L | Annual | Generation | TWh | 1.1747 | 8.5391 | 8.5391 | 8.5391 | 8.5391 | 8.5391 | 8.5391
Wind and Solar Generation Cap 30% - CNAB v5.14 | 1341 | 6239 | Generation Constraint in GWh | FALSE | L | Annual | Qualifying Generation | TWh | 1.1747 | 8.5391 | 8.5391 | 8.5391 | 8.5391 | 8.5391 | 8.5391
Wind and Solar Generation Cap 30% - CNAB v5.14 | 1341 | 6239 | Generation Constraint in GWh | FALSE | L | Annual | Rate | lb/MWh | 0 | 0 | 0 | 0 | 0 | 0 | 0
Wind and Solar Generation Cap 30% - CNAB v5.14 | 1341 | 6239 | Generation Constraint in GWh | FALSE | L | Annual | Constraint Shadow Price | US2011$/MWh | 0 | 0 | 0 | 0 | 0 | 0 | 0
Wind and Solar Generation Cap 30% - CNBC v5.14 | 1342 | 6240 | Generation Constraint in GWh | FALSE | L | Annual | Seasons Included | Seasons | Winter, Summer | Winter, Summer | Winter, Summer | Winter, Summer | Winter, Summer | Winter, Summer | Winter, Summer
Wind and Solar Generation Cap 30% - CNBC v5.14 | 1342 | 6240 | Generation Constraint in GWh | FALSE | L | Annual | Standard GWh | GWh | 20378 | 20715 | 21139 | 22019 | 23028 | 25189 | 27553
Wind and Solar Generation Cap 30% - CNBC v5.14 | 1342 | 6240 | Generation Constraint in GWh | FALSE | L | Annual | Emissions at Affected Plants | GWh | 1121.9885 | 1942.3783 | 1942.3783 | 1942.3783 | 1942.3783 | 1942.3783 | 5376.7351
Wind and Solar Generation Cap 30% - CNBC v5.14 | 1342 | 6240 | Generation Constraint in GWh | FALSE | L | Annual | Allowances Purchased | GWh | 0 | 0 | 0 | 0 | 0 | 0 | 0
Wind and Solar Generation Cap 30% - CNBC v5.14 | 1342 | 6240 | Generation Constraint in GWh | FALSE | L | Annual | Allowances Sold | GWh | 0 | 0 | 0 | 0 | 0 | 0 | 0
Wind and Solar Generation Cap 30% - CNBC v5.14 | 1342 | 6240 | Generation Constraint in GWh | FALSE | L | Annual | Allowances Banked | GWh | 0 | 0 | 0 | 0 | 0 | 0 | 0
Wind and Solar Generation Cap 30% - CNBC v5.14 | 1342 | 6240 | Generation Constraint in GWh | FALSE | L | Annual | Allowances Withdrawn (1:1) | GWh | 0 | 0 | 0 | 0 | 0 | 0 | 0
Wind and Solar Generation Cap 30% - CNBC v5.14 | 1342 | 6240 | Generation Constraint in GWh | FALSE | L | Annual | Allowances Withdrawn (n:1) | GWh | 0 | 0 | 0 | 0 | 0 | 0 | 0
Wind and Solar Generation Cap 30% - CNBC v5.14 | 1342 | 6240 | Generation Constraint in GWh | FALSE | L | Annual | Net Emissions Allowance Position | GWh | 1121.9885 | 1942.3783 | 1942.3783 | 1942.3783 | 1942.3783 | 1942.3783 | 5376.7351
Wind and Solar Generation Cap 30% - CNBC v5.14 | 1342 | 6240 | Generation Constraint in GWh | FALSE | L | Annual | Fuel Consumed | TBtu | 0 | 0 | 0 | 0 | 0 | 0 | 0
Wind and Solar Generation Cap 30% - CNBC v5.14 | 1342 | 6240 | Generation Constraint in GWh | FALSE | L | Annual | Heat Rate | MMBtu/MWh | 0 | 0 | 0 | 0 | 0 | 0 | 0
Wind and Solar Generation Cap 30% - CNBC v5.14 | 1342 | 6240 | Generation Constraint in GWh | FALSE | L | Annual | Generation | TWh | 1.122 | 1.9424 | 1.9424 | 1.9424 | 1.9424 | 1.9424 | 5.3767
Wind and Solar Generation Cap 30% - CNBC v5.14 | 1342 | 6240 | Generation Constraint in GWh | FALSE | L | Annual | Qualifying Generation | TWh | 1.122 | 1.9424 | 1.9424 | 1.9424 | 1.9424 | 1.9424 | 5.3767
Wind and Solar Generation Cap 30% - CNBC v5.14 | 1342 | 6240 | Generation Constraint in GWh | FALSE | L | Annual | Rate | lb/MWh | 0 | 0 | 0 | 0 | 0 | 0 | 0
Wind and Solar Generation Cap 30% - CNBC v5.14 | 1342 | 6240 | Generation Constraint in GWh | FALSE | L | Annual | Constraint Shadow Price | US2011$/MWh | 0 | 0 | 0 | 0 | 0 | 0 | 0
Wind and Solar Generation Cap 30% - CNMB v5.14 | 1343 | 6241 | Generation Constraint in GWh | FALSE | L | Annual | Seasons Included | Seasons | Winter, Summer | Winter, Summer | Winter, Summer | Winter, Summer | Winter, Summer | Winter, Summer | Winter, Summer
Wind and Solar Generation Cap 30% - CNMB v5.14 | 1343 | 6241 | Generation Constraint in GWh | FALSE | L | Annual | Standard GWh | GWh | 7366 | 7478 | 7646 | 7972 | 8288 | 9031 | 9839
Wind and Solar Generation Cap 30% - CNMB v5.14 | 1343 | 6241 | Generation Constraint in GWh | FALSE | L | Annual | Emissions at Affected Plants | GWh | 888.1864 | 888.1864 | 888.1864 | 888.1864 | 888.1864 | 888.1864 | 888.1864
Wind and Solar Generation Cap 30% - CNMB v5.14 | 1343 | 6241 | Generation Constraint in GWh | FALSE | L | Annual | Allowances Purchased | GWh | 0 | 0 | 0 | 0 | 0 | 0 | 0
Wind and Solar Generation Cap 30% - CNMB v5.14 | 1343 | 6241 | Generation Constraint in GWh | FALSE | L | Annual | Allowances Sold | GWh | 0 | 0 | 0 | 0 | 0 | 0 | 0
Wind and Solar Generation Cap 30% - CNMB v5.14 | 1343 | 6241 | Generation Constraint in GWh | FALSE | L | Annual | Allowances Banked | GWh | 0 | 0 | 0 | 0 | 0 | 0 | 0
Wind and Solar Generation Cap 30% - CNMB v5.14 | 1343 | 6241 | Generation Constraint in GWh | FALSE | L | Annual | Allowances Withdrawn (1:1) | GWh | 0 | 0 | 0 | 0 | 0 | 0 | 0
Wind and Solar Generation Cap 30% - CNMB v5.14 | 1343 | 6241 | Generation Constraint in GWh | FALSE | L | Annual | Allowances Withdrawn (n:1) | GWh | 0 | 0 | 0 | 0 | 0 | 0 | 0
Wind and Solar Generation Cap 30% - CNMB v5.14 | 1343 | 6241 | Generation Constraint in GWh | FALSE | L | Annual | Net Emissions Allowance Position | GWh | 888.1864 | 888.1864 | 888.1864 | 888.1864 | 888.1864 | 888.1864 | 888.1864
Wind and Solar Generation Cap 30% - CNMB v5.14 | 1343 | 6241 | Generation Constraint in GWh | FALSE | L | Annual | Fuel Consumed | TBtu | 0 | 0 | 0 | 0 | 0 | 0 | 0
Wind and Solar Generation Cap 30% - CNMB v5.14 | 1343 | 6241 | Generation Constraint in GWh | FALSE | L | Annual | Heat Rate | MMBtu/MWh | 0 | 0 | 0 | 0 | 0 | 0 | 0
Wind and Solar Generation Cap 30% - CNMB v5.14 | 1343 | 6241 | Generation Constraint in GWh | FALSE | L | Annual | Generation | TWh | 0.88819 | 0.88819 | 0.88819 | 0.88819 | 0.88819 | 0.88819 | 0.88819
Wind and Solar Generation Cap 30% - CNMB v5.14 | 1343 | 6241 | Generation Constraint in GWh | FALSE | L | Annual | Qualifying Generation | TWh | 0.88819 | 0.88819 | 0.88819 | 0.88819 | 0.88819 | 0.88819 | 0.88819
Wind and Solar Generation Cap 30% - CNMB v5.14 | 1343 | 6241 | Generation Constraint in GWh | FALSE | L | Annual | Rate | lb/MWh | 0 | 0 | 0 | 0 | 0 | 0 | 0
Wind and Solar Generation Cap 30% - CNMB v5.14 | 1343 | 6241 | Generation Constraint in GWh | FALSE | L | Annual | Constraint Shadow Price | US2011$/MWh | 0 | 0 | 0 | 0 | 0 | 0 | 0
Wind and Solar Generation Cap 30% - CNNB v5.14 | 1344 | 6242 | Generation Constraint in GWh | FALSE | L | Annual | Seasons Included | Seasons | Winter, Summer | Winter, Summer | Winter, Summer | Winter, Summer | Winter, Summer | Winter, Summer | Winter, Summer
Wind and Solar Generation Cap 30% - CNNB v5.14 | 1344 | 6242 | Generation Constraint in GWh | FALSE | L | Annual | Standard GWh | GWh | 4407 | 4442 | 4486 | 4601 | 4698 | 4823 | 4950
Wind and Solar Generation Cap 30% - CNNB v5.14 | 1344 | 6242 | Generation Constraint in GWh | FALSE | L | Annual | Emissions at Affected Plants | GWh | 620.0278 | 620.0278 | 620.0278 | 620.0278 | 620.0278 | 620.0278 | 620.0278
Wind and Solar Generation Cap 30% - CNNB v5.14 | 1344 | 6242 | Generation Constraint in GWh | FALSE | L | Annual | Allowances Purchased | GWh | 0 | 0 | 0 | 0 | 0 | 0 | 0
Wind and Solar Generation Cap 30% - CNNB v5.14 | 1344 | 6242 | Generation Constraint in GWh | FALSE | L | Annual | Allowances Sold | GWh | 0 | 0 | 0 | 0 | 0 | 0 | 0
Wind and Solar Generation Cap 30% - CNNB v5.14 | 1344 | 6242 | Generation Constraint in GWh | FALSE | L | Annual | Allowances Banked | GWh | 0 | 0 | 0 | 0 | 0 | 0 | 0
Wind and Solar Generation Cap 30% - CNNB v5.14 | 1344 | 6242 | Generation Constraint in GWh | FALSE | L | Annual | Allowances Withdrawn (1:1) | GWh | 0 | 0 | 0 | 0 | 0 | 0 | 0
Wind and Solar Generation Cap 30% - CNNB v5.14 | 1344 | 6242 | Generation Constraint in GWh | FALSE | L | Annual | Allowances Withdrawn (n:1) | GWh | 0 | 0 | 0 | 0 | 0 | 0 | 0
Wind and Solar Generation Cap 30% - CNNB v5.14 | 1344 | 6242 | Generation Constraint in GWh | FALSE | L | Annual | Net Emissions Allowance Position | GWh | 620.0278 | 620.0278 | 620.0278 | 620.0278 | 620.0278 | 620.0278 | 620.0278
Wind and Solar Generation Cap 30% - CNNB v5.14 | 1344 | 6242 | Generation Constraint in GWh | FALSE | L | Annual | Fuel Consumed | TBtu | 0 | 0 | 0 | 0 | 0 | 0 | 0
Wind and Solar Generation Cap 30% - CNNB v5.14 | 1344 | 6242 | Generation Constraint in GWh | FALSE | L | Annual | Heat Rate | MMBtu/MWh | 0 | 0 | 0 | 0 | 0 | 0 | 0
Wind and Solar Generation Cap 30% - CNNB v5.14 | 1344 | 6242 | Generation Constraint in GWh | FALSE | L | Annual | Generation | TWh | 0.62003 | 0.62003 | 0.62003 | 0.62003 | 0.62003 | 0.62003 | 0.62003
Wind and Solar Generation Cap 30% - CNNB v5.14 | 1344 | 6242 | Generation Constraint in GWh | FALSE | L | Annual | Qualifying Generation | TWh | 0.62003 | 0.62003 | 0.62003 | 0.62003 | 0.62003 | 0.62003 | 0.62003
Wind and Solar Generation Cap 30% - CNNB v5.14 | 1344 | 6242 | Generation Constraint in GWh | FALSE | L | Annual | Rate | lb/MWh | 0 | 0 | 0 | 0 | 0 | 0 | 0
Wind and Solar Generation Cap 30% - CNNB v5.14 | 1344 | 6242 | Generation Constraint in GWh | FALSE | L | Annual | Constraint Shadow Price | US2011$/MWh | 0 | 0 | 0 | 0 | 0 | 0 | 0
Wind and Solar Generation Cap 30% - CNNF v5.14 | 1345 | 6243 | Generation Constraint in GWh | FALSE | L | Annual | Seasons Included | Seasons | Winter, Summer | Winter, Summer | Winter, Summer | Winter, Summer | Winter, Summer | Winter, Summer | Winter, Summer
Wind and Solar Generation Cap 30% - CNNF v5.14 | 1345 | 6243 | Generation Constraint in GWh | FALSE | L | Annual | Standard GWh | GWh | 1175 | 1200 | 1178 | 1200 | 1178 | 1210 | 1244
Wind and Solar Generation Cap 30% - CNNF v5.14 | 1345 | 6243 | Generation Constraint in GWh | FALSE | L | Annual | Emissions at Affected Plants | GWh | 178.6667 | 178.6667 | 178.6667 | 178.6667 | 178.6667 | 178.6667 | 178.6667
Wind and Solar Generation Cap 30% - CNNF v5.14 | 1345 | 6243 | Generation Constraint in GWh | FALSE | L | Annual | Allowances Purchased | GWh | 0 | 0 | 0 | 0 | 0 | 0 | 0
Wind and Solar Generation Cap 30% - CNNF v5.14 | 1345 | 6243 | Generation Constraint in GWh | FALSE | L | Annual | Allowances Sold | GWh | 0 | 0 | 0 | 0 | 0 | 0 | 0
Wind and Solar Generation Cap 30% - CNNF v5.14 | 1345 | 6243 | Generation Constraint in GWh | FALSE | L | Annual | Allowances Banked | GWh | 0 | 0 | 0 | 0 | 0 | 0 | 0
Wind and Solar Generation Cap 30% - CNNF v5.14 | 1345 | 6243 | Generation Constraint in GWh | FALSE | L | Annual | Allowances Withdrawn (1:1) | GWh | 0 | 0 | 0 | 0 | 0 | 0 | 0
Wind and Solar Generation Cap 30% - CNNF v5.14 | 1345 | 6243 | Generation Constraint in GWh | FALSE | L | Annual | Allowances Withdrawn (n:1) | GWh | 0 | 0 | 0 | 0 | 0 | 0 | 0
Wind and Solar Generation Cap 30% - CNNF v5.14 | 1345 | 6243 | Generation Constraint in GWh | FALSE | L | Annual | Net Emissions Allowance Position | GWh | 178.6667 | 178.6667 | 178.6667 | 178.6667 | 178.6667 | 178.6667 | 178.6667
Wind and Solar Generation Cap 30% - CNNF v5.14 | 1345 | 6243 | Generation Constraint in GWh | FALSE | L | Annual | Fuel Consumed | TBtu | 0 | 0 | 0 | 0 | 0 | 0 | 0
Wind and Solar Generation Cap 30% - CNNF v5.14 | 1345 | 6243 | Generation Constraint in GWh | FALSE | L | Annual | Heat Rate | MMBtu/MWh | 0 | 0 | 0 | 0 | 0 | 0 | 0
Wind and Solar Generation Cap 30% - CNNF v5.14 | 1345 | 6243 | Generation Constraint in GWh | FALSE | L | Annual | Generation | TWh | 0.17867 | 0.17867 | 0.17867 | 0.17867 | 0.17867 | 0.17867 | 0.17867
Wind and Solar Generation Cap 30% - CNNF v5.14 | 1345 | 6243 | Generation Constraint in GWh | FALSE | L | Annual | Qualifying Generation | TWh | 0.17867 | 0.17867 | 0.17867 | 0.17867 | 0.17867 | 0.17867 | 0.17867
Wind and Solar Generation Cap 30% - CNNF v5.14 | 1345 | 6243 | Generation Constraint in GWh | FALSE | L | Annual | Rate | lb/MWh | 0 | 0 | 0 | 0 | 0 | 0 | 0
Wind and Solar Generation Cap 30% - CNNF v5.14 | 1345 | 6243 | Generation Constraint in GWh | FALSE | L | Annual | Constraint Shadow Price | US2011$/MWh | 0 | 0 | 0 | 0 | 0 | 0 | 0
Wind and Solar Generation Cap 30% - CNNL v5.14 | 1346 | 6244 | Generation Constraint in GWh | FALSE | L | Annual | Seasons Included | Seasons | Winter, Summer | Winter, Summer | Winter, Summer | Winter, Summer | Winter, Summer | Winter, Summer | Winter, Summer
Wind and Solar Generation Cap 30% - CNNL v5.14 | 1346 | 6244 | Generation Constraint in GWh | FALSE | L | Annual | Standard GWh | GWh | 2211 | 2260 | 2217 | 2260 | 2217 | 2278 | 2341
Wind and Solar Generation Cap 30% - CNNL v5.14 | 1346 | 6244 | Generation Constraint in GWh | FALSE | L | Annual | Emissions at Affected Plants | GWh | 89.3333 | 89.3333 | 89.3333 | 89.3333 | 89.3333 | 89.3333 | 89.3333
Wind and Solar Generation Cap 30% - CNNL v5.14 | 1346 | 6244 | Generation Constraint in GWh | FALSE | L | Annual | Allowances Purchased | GWh | 0 | 0 | 0 | 0 | 0 | 0 | 0
Wind and Solar Generation Cap 30% - CNNL v5.14 | 1346 | 6244 | Generation Constraint in GWh | FALSE | L | Annual | Allowances Sold | GWh | 0 | 0 | 0 | 0 | 0 | 0 | 0
Wind and Solar Generation Cap 30% - CNNL v5.14 | 1346 | 6244 | Generation Constraint in GWh | FALSE | L | Annual | Allowances Banked | GWh | 0 | 0 | 0 | 0 | 0 | 0 | 0
Wind and Solar Generation Cap 30% - CNNL v5.14 | 1346 | 6244 | Generation Constraint in GWh | FALSE | L | Annual | Allowances Withdrawn (1:1) | GWh | 0 | 0 | 0 | 0 | 0 | 0 | 0
Wind and Solar Generation Cap 30% - CNNL v5.14 | 1346 | 6244 | Generation Constraint in GWh | FALSE | L | Annual | Allowances Withdrawn (n:1) | GWh | 0 | 0 | 0 | 0 | 0 | 0 | 0
Wind and Solar Generation Cap 30% - CNNL v5.14 | 1346 | 6244 | Generation Constraint in GWh | FALSE | L | Annual | Net Emissions Allowance Position | GWh | 89.3333 | 89.3333 | 89.3333 | 89.3333 | 89.3333 | 89.3333 | 89.3333
Wind and Solar Generation Cap 30% - CNNL v5.14 | 1346 | 6244 | Generation Constraint in GWh | FALSE | L | Annual | Fuel Consumed | TBtu | 0 | 0 | 0 | 0 | 0 | 0 | 0
Wind and Solar Generation Cap 30% - CNNL v5.14 | 1346 | 6244 | Generation Constraint in GWh | FALSE | L | Annual | Heat Rate | MMBtu/MWh | 0 | 0 | 0 | 0 | 0 | 0 | 0
Wind and Solar Generation Cap 30% - CNNL v5.14 | 1346 | 6244 | Generation Constraint in GWh | FALSE | L | Annual | Generation | TWh | 0.089333 | 0.089333 | 0.089333 | 0.089333 | 0.089333 | 0.089333 | 0.089333
Wind and Solar Generation Cap 30% - CNNL v5.14 | 1346 | 6244 | Generation Constraint in GWh | FALSE | L | Annual | Qualifying Generation | TWh | 0.089333 | 0.089333 | 0.089333 | 0.089333 | 0.089333 | 0.089333 | 0.089333
Wind and Solar Generation Cap 30% - CNNL v5.14 | 1346 | 6244 | Generation Constraint in GWh | FALSE | L | Annual | Rate | lb/MWh | 0 | 0 | 0 | 0 | 0 | 0 | 0
Wind and Solar Generation Cap 30% - CNNL v5.14 | 1346 | 6244 | Generation Constraint in GWh | FALSE | L | Annual | Constraint Shadow Price | US2011$/MWh | 0 | 0 | 0 | 0 | 0 | 0 | 0
Wind and Solar Generation Cap 30% - CNNS v5.14 | 1347 | 6245 | Generation Constraint in GWh | FALSE | L | Annual | Seasons Included | Seasons | Winter, Summer | Winter, Summer | Winter, Summer | Winter, Summer | Winter, Summer | Winter, Summer | Winter, Summer
Wind and Solar Generation Cap 30% - CNNS v5.14 | 1347 | 6245 | Generation Constraint in GWh | FALSE | L | Annual | Standard GWh | GWh | 3648 | 3665 | 3692 | 3762 | 3842 | 3984 | 4132
Wind and Solar Generation Cap 30% - CNNS v5.14 | 1347 | 6245 | Generation Constraint in GWh | FALSE | L | Annual | Emissions at Affected Plants | GWh | 1138.6472 | 2147.8178 | 2147.8178 | 2147.8178 | 2147.8178 | 2147.8178 | 2147.8178
Wind and Solar Generation Cap 30% - CNNS v5.14 | 1347 | 6245 | Generation Constraint in GWh | FALSE | L | Annual | Allowances Purchased | GWh | 0 | 0 | 0 | 0 | 0 | 0 | 0
Wind and Solar Generation Cap 30% - CNNS v5.14 | 1347 | 6245 | Generation Constraint in GWh | FALSE | L | Annual | Allowances Sold | GWh | 0 | 0 | 0 | 0 | 0 | 0 | 0
Wind and Solar Generation Cap 30% - CNNS v5.14 | 1347 | 6245 | Generation Constraint in GWh | FALSE | L | Annual | Allowances Banked | GWh | 0 | 0 | 0 | 0 | 0 | 0 | 0
Wind and Solar Generation Cap 30% - CNNS v5.14 | 1347 | 6245 | Generation Constraint in GWh | FALSE | L | Annual | Allowances Withdrawn (1:1) | GWh | 0 | 0 | 0 | 0 | 0 | 0 | 0
Wind and Solar Generation Cap 30% - CNNS v5.14 | 1347 | 6245 | Generation Constraint in GWh | FALSE | L | Annual | Allowances Withdrawn (n:1) | GWh | 0 | 0 | 0 | 0 | 0 | 0 | 0
Wind and Solar Generation Cap 30% - CNNS v5.14 | 1347 | 6245 | Generation Constraint in GWh | FALSE | L | Annual | Net Emissions Allowance Position | GWh | 1138.6472 | 2147.8178 | 2147.8178 | 2147.8178 | 2147.8178 | 2147.8178 | 2147.8178
Wind and Solar Generation Cap 30% - CNNS v5.14 | 1347 | 6245 | Generation Constraint in GWh | FALSE | L | Annual | Fuel Consumed | TBtu | 0 | 0 | 0 | 0 | 0 | 0 | 0
Wind and Solar Generation Cap 30% - CNNS v5.14 | 1347 | 6245 | Generation Constraint in GWh | FALSE | L | Annual | Heat Rate | MMBtu/MWh | 0 | 0 | 0 | 0 | 0 | 0 | 0
Wind and Solar Generation Cap 30% - CNNS v5.14 | 1347 | 6245 | Generation Constraint in GWh | FALSE | L | Annual | Generation | TWh | 1.1386 | 2.1478 | 2.1478 | 2.1478 | 2.1478 | 2.1478 | 2.1478
Wind and Solar Generation Cap 30% - CNNS v5.14 | 1347 | 6245 | Generation Constraint in GWh | FALSE | L | Annual | Qualifying Generation | TWh | 1.1386 | 2.1478 | 2.1478 | 2.1478 | 2.1478 | 2.1478 | 2.1478
Wind and Solar Generation Cap 30% - CNNS v5.14 | 1347 | 6245 | Generation Constraint in GWh | FALSE | L | Annual | Rate | lb/MWh | 0 | 0 | 0 | 0 | 0 | 0 | 0
Wind and Solar Generation Cap 30% - CNNS v5.14 | 1347 | 6245 | Generation Constraint in GWh | FALSE | L | Annual | Constraint Shadow Price | US2011$/MWh | 0 | 0 | 0 | 0 | 0 | 0 | 0
Wind and Solar Generation Cap 30% - CNON v5.14 | 1348 | 6246 | Generation Constraint in GWh | FALSE | L | Annual | Seasons Included | Seasons | Winter, Summer | Winter, Summer | Winter, Summer | Winter, Summer | Winter, Summer | Winter, Summer | Winter, Summer
Wind and Solar Generation Cap 30% - CNON v5.14 | 1348 | 6246 | Generation Constraint in GWh | FALSE | L | Annual | Standard GWh | GWh | 45814 | 46416 | 47090 | 48493 | 49704 | 52700 | 55876
Wind and Solar Generation Cap 30% - CNON v5.14 | 1348 | 6246 | Generation Constraint in GWh | FALSE | L | Annual | Emissions at Affected Plants | GWh | 14256.2173 | 14256.2173 | 14256.2173 | 14256.2173 | 14256.2173 | 14256.2173 | 36030.7301
Wind and Solar Generation Cap 30% - CNON v5.14 | 1348 | 6246 | Generation Constraint in GWh | FALSE | L | Annual | Allowances Purchased | GWh | 0 | 0 | 0 | 0 | 0 | 0 | 0
Wind and Solar Generation Cap 30% - CNON v5.14 | 1348 | 6246 | Generation Constraint in GWh | FALSE | L | Annual | Allowances Sold | GWh | 0 | 0 | 0 | 0 | 0 | 0 | 0
Wind and Solar Generation Cap 30% - CNON v5.14 | 1348 | 6246 | Generation Constraint in GWh | FALSE | L | Annual | Allowances Banked | GWh | 0 | 0 | 0 | 0 | 0 | 0 | 0
Wind and Solar Generation Cap 30% - CNON v5.14 | 1348 | 6246 | Generation Constraint in GWh | FALSE | L | Annual | Allowances Withdrawn (1:1) | GWh | 0 | 0 | 0 | 0 | 0 | 0 | 0
Wind and Solar Generation Cap 30% - CNON v5.14 | 1348 | 6246 | Generation Constraint in GWh | FALSE | L | Annual | Allowances Withdrawn (n:1) | GWh | 0 | 0 | 0 | 0 | 0 | 0 | 0
Wind and Solar Generation Cap 30% - CNON v5.14 | 1348 | 6246 | Generation Constraint in GWh | FALSE | L | Annual | Net Emissions Allowance Position | GWh | 14256.2173 | 14256.2173 | 14256.2173 | 14256.2173 | 14256.2173 | 14256.2173 | 36030.7301
Wind and Solar Generation Cap 30% - CNON v5.14 | 1348 | 6246 | Generation Constraint in GWh | FALSE | L | Annual | Fuel Consumed | TBtu | 0 | 0 | 0 | 0 | 0 | 0 | 0
Wind and Solar Generation Cap 30% - CNON v5.14 | 1348 | 6246 | Generation Constraint in GWh | FALSE | L | Annual | Heat Rate | MMBtu/MWh | 0 | 0 | 0 | 0 | 0 | 0 | 0
Wind and Solar Generation Cap 30% - CNON v5.14 | 1348 | 6246 | Generation Constraint in GWh | FALSE | L | Annual | Generation | TWh | 14.2562 | 14.2562 | 14.2562 | 14.2562 | 14.2562 | 14.2562 | 36.0307
Wind and Solar Generation Cap 30% - CNON v5.14 | 1348 | 6246 | Generation Constraint in GWh | FALSE | L | Annual | Qualifying Generation | TWh | 14.2562 | 14.2562 | 14.2562 | 14.2562 | 14.2562 | 14.2562 | 36.0307
Wind and Solar Generation Cap 30% - CNON v5.14 | 1348 | 6246 | Generation Constraint in GWh | FALSE | L | Annual | Rate | lb/MWh | 0 | 0 | 0 | 0 | 0 | 0 | 0
Wind and Solar Generation Cap 30% - CNON v5.14 | 1348 | 6246 | Generation Constraint in GWh | FALSE | L | Annual | Constraint Shadow Price | US2011$/MWh | 0 | 0 | 0 | 0 | 0 | 0 | 0
Wind and Solar Generation Cap 30% - CNPE v5.14 | 1349 | 6247 | Generation Constraint in GWh | FALSE | L | Annual | Seasons Included | Seasons | Winter, Summer | Winter, Summer | Winter, Summer | Winter, Summer | Winter, Summer | Winter, Summer | Winter, Summer
Wind and Solar Generation Cap 30% - CNPE v5.14 | 1349 | 6247 | Generation Constraint in GWh | FALSE | L | Annual | Standard GWh | GWh | 460 | 460 | 469 | 478 | 495 | 531 | 570
Wind and Solar Generation Cap 30% - CNPE v5.14 | 1349 | 6247 | Generation Constraint in GWh | FALSE | L | Annual | Emissions at Affected Plants | GWh | 460 | 460 | 469 | 469 | 469 | 469 | 564.2597
Wind and Solar Generation Cap 30% - CNPE v5.14 | 1349 | 6247 | Generation Constraint in GWh | FALSE | L | Annual | Allowances Purchased | GWh | 0 | 0 | 0 | 0 | 0 | 0 | 0
Wind and Solar Generation Cap 30% - CNPE v5.14 | 1349 | 6247 | Generation Constraint in GWh | FALSE | L | Annual | Allowances Sold | GWh | 0 | 0 | 0 | 0 | 0 | 0 | 0
Wind and Solar Generation Cap 30% - CNPE v5.14 | 1349 | 6247 | Generation Constraint in GWh | FALSE | L | Annual | Allowances Banked | GWh | 0 | 0 | 0 | 0 | 0 | 0 | 0
Wind and Solar Generation Cap 30% - CNPE v5.14 | 1349 | 6247 | Generation Constraint in GWh | FALSE | L | Annual | Allowances Withdrawn (1:1) | GWh | 0 | 0 | 0 | 0 | 0 | 0 | 0
Wind and Solar Generation Cap 30% - CNPE v5.14 | 1349 | 6247 | Generation Constraint in GWh | FALSE | L | Annual | Allowances Withdrawn (n:1) | GWh | 0 | 0 | 0 | 0 | 0 | 0 | 0
Wind and Solar Generation Cap 30% - CNPE v5.14 | 1349 | 6247 | Generation Constraint in GWh | FALSE | L | Annual | Net Emissions Allowance Position | GWh | 460 | 460 | 469 | 469 | 469 | 469 | 564.2597
Wind and Solar Generation Cap 30% - CNPE v5.14 | 1349 | 6247 | Generation Constraint in GWh | FALSE | L | Annual | Fuel Consumed | TBtu | 0 | 0 | 0 | 0 | 0 | 0 | 0
Wind and Solar Generation Cap 30% - CNPE v5.14 | 1349 | 6247 | Generation Constraint in GWh | FALSE | L | Annual | Heat Rate | MMBtu/MWh | 0 | 0 | 0 | 0 | 0 | 0 | 0
Wind and Solar Generation Cap 30% - CNPE v5.14 | 1349 | 6247 | Generation Constraint in GWh | FALSE | L | Annual | Generation | TWh | 0.46 | 0.46 | 0.469 | 0.469 | 0.469 | 0.469 | 0.56426
Wind and Solar Generation Cap 30% - CNPE v5.14 | 1349 | 6247 | Generation Constraint in GWh | FALSE | L | Annual | Qualifying Generation | TWh | 0.46 | 0.46 | 0.469 | 0.469 | 0.469 | 0.469 | 0.56426
Wind and Solar Generation Cap 30% - CNPE v5.14 | 1349 | 6247 | Generation Constraint in GWh | FALSE | L | Annual | Rate | lb/MWh | 0 | 0 | 0 | 0 | 0 | 0 | 0
Wind and Solar Generation Cap 30% - CNPE v5.14 | 1349 | 6247 | Generation Constraint in GWh | FALSE | L | Annual | Constraint Shadow Price | US2011$/MWh | 332.9012 | 10.2281 | 6.3019 | 0 | 0 | 0 | 0
Wind and Solar Generation Cap 30% - CNPQ v5.14 | 1350 | 6248 | Generation Constraint in GWh | FALSE | L | Annual | Seasons Included | Seasons | Winter, Summer | Winter, Summer | Winter, Summer | Winter, Summer | Winter, Summer | Winter, Summer | Winter, Summer
Wind and Solar Generation Cap 30% - CNPQ v5.14 | 1350 | 6248 | Generation Constraint in GWh | FALSE | L | Annual | Standard GWh | GWh | 59816 | 60434 | 61245 | 62615 | 65431 | 71926 | 79067
Wind and Solar Generation Cap 30% - CNPQ v5.14 | 1350 | 6248 | Generation Constraint in GWh | FALSE | L | Annual | Emissions at Affected Plants | GWh | 6934.2734 | 7727.3169 | 7727.3169 | 25107.9758 | 34256.2701 | 34256.2701 | 50711.185
Wind and Solar Generation Cap 30% - CNPQ v5.14 | 1350 | 6248 | Generation Constraint in GWh | FALSE | L | Annual | Allowances Purchased | GWh | 0 | 0 | 0 | 0 | 0 | 0 | 0
Wind and Solar Generation Cap 30% - CNPQ v5.14 | 1350 | 6248 | Generation Constraint in GWh | FALSE | L | Annual | Allowances Sold | GWh | 0 | 0 | 0 | 0 | 0 | 0 | 0
Wind and Solar Generation Cap 30% - CNPQ v5.14 | 1350 | 6248 | Generation Constraint in GWh | FALSE | L | Annual | Allowances Banked | GWh | 0 | 0 | 0 | 0 | 0 | 0 | 0
Wind and Solar Generation Cap 30% - CNPQ v5.14 | 1350 | 6248 | Generation Constraint in GWh | FALSE | L | Annual | Allowances Withdrawn (1:1) | GWh | 0 | 0 | 0 | 0 | 0 | 0 | 0
Wind and Solar Generation Cap 30% - CNPQ v5.14 | 1350 | 6248 | Generation Constraint in GWh | FALSE | L | Annual | Allowances Withdrawn (n:1) | GWh | 0 | 0 | 0 | 0 | 0 | 0 | 0
Wind and Solar Generation Cap 30% - CNPQ v5.14 | 1350 | 6248 | Generation Constraint in GWh | FALSE | L | Annual | Net Emissions Allowance Position | GWh | 6934.2734 | 7727.3169 | 7727.3169 | 25107.9758 | 34256.2701 | 34256.2701 | 50711.185
Wind and Solar Generation Cap 30% - CNPQ v5.14 | 1350 | 6248 | Generation Constraint in GWh | FALSE | L | Annual | Fuel Consumed | TBtu | 0 | 0 | 0 | 0 | 0 | 0 | 0
Wind and Solar Generation Cap 30% - CNPQ v5.14 | 1350 | 6248 | Generation Constraint in GWh | FALSE | L | Annual | Heat Rate | MMBtu/MWh | 0 | 0 | 0 | 0 | 0 | 0 | 0
Wind and Solar Generation Cap 30% - CNPQ v5.14 | 1350 | 6248 | Generation Constraint in GWh | FALSE | L | Annual | Generation | TWh | 6.9343 | 7.7273 | 7.7273 | 25.108 | 34.2563 | 34.2563 | 50.7112
Wind and Solar Generation Cap 30% - CNPQ v5.14 | 1350 | 6248 | Generation Constraint in GWh | FALSE | L | Annual | Qualifying Generation | TWh | 6.9343 | 7.7273 | 7.7273 | 25.108 | 34.2563 | 34.2563 | 50.7112
Wind and Solar Generation Cap 30% - CNPQ v5.14 | 1350 | 6248 | Generation Constraint in GWh | FALSE | L | Annual | Rate | lb/MWh | 0 | 0 | 0 | 0 | 0 | 0 | 0
Wind and Solar Generation Cap 30% - CNPQ v5.14 | 1350 | 6248 | Generation Constraint in GWh | FALSE | L | Annual | Constraint Shadow Price | US2011$/MWh | 0 | 0 | 0 | 0 | 0 | 0 | 0
Wind and Solar Generation Cap 30% - CNSK v5.14 | 1351 | 6249 | Generation Constraint in GWh | FALSE | L | Annual | Seasons Included | Seasons | Winter, Summer | Winter, Summer | Winter, Summer | Winter, Summer | Winter, Summer | Winter, Summer | Winter, Summer
Wind and Solar Generation Cap 30% - CNSK v5.14 | 1351 | 6249 | Generation Constraint in GWh | FALSE | L | Annual | Standard GWh | GWh | 6836 | 6891 | 7001 | 7302 | 7639 | 8387 | 9208
Wind and Solar Generation Cap 30% - CNSK v5.14 | 1351 | 6249 | Generation Constraint in GWh | FALSE | L | Annual | Emissions at Affected Plants | GWh | 523.8402 | 3099.5319 | 3099.5319 | 3099.5319 | 4438.9227 | 4438.9227 | 4438.9227
Wind and Solar Generation Cap 30% - CNSK v5.14 | 1351 | 6249 | Generation Constraint in GWh | FALSE | L | Annual | Allowances Purchased | GWh | 0 | 0 | 0 | 0 | 0 | 0 | 0
Wind and Solar Generation Cap 30% - CNSK v5.14 | 1351 | 6249 | Generation Constraint in GWh | FALSE | L | Annual | Allowances Sold | GWh | 0 | 0 | 0 | 0 | 0 | 0 | 0
Wind and Solar Generation Cap 30% - CNSK v5.14 | 1351 | 6249 | Generation Constraint in GWh | FALSE | L | Annual | Allowances Banked | GWh | 0 | 0 | 0 | 0 | 0 | 0 | 0
Wind and Solar Generation Cap 30% - CNSK v5.14 | 1351 | 6249 | Generation Constraint in GWh | FALSE | L | Annual | Allowances Withdrawn (1:1) | GWh | 0 | 0 | 0 | 0 | 0 | 0 | 0
Wind and Solar Generation Cap 30% - CNSK v5.14 | 1351 | 6249 | Generation Constraint in GWh | FALSE | L | Annual | Allowances Withdrawn (n:1) | GWh | 0 | 0 | 0 | 0 | 0 | 0 | 0
Wind and Solar Generation Cap 30% - CNSK v5.14 | 1351 | 6249 | Generation Constraint in GWh | FALSE | L | Annual | Net Emissions Allowance Position | GWh | 523.8402 | 3099.5319 | 3099.5319 | 3099.5319 | 4438.9227 | 4438.9227 | 4438.9227
Wind and Solar Generation Cap 30% - CNSK v5.14 | 1351 | 6249 | Generation Constraint in GWh | FALSE | L | Annual | Fuel Consumed | TBtu | 0 | 0 | 0 | 0 | 0 | 0 | 0
Wind and Solar Generation Cap 30% - CNSK v5.14 | 1351 | 6249 | Generation Constraint in GWh | FALSE | L | Annual | Heat Rate | MMBtu/MWh | 0 | 0 | 0 | 0 | 0 | 0 | 0
Wind and Solar Generation Cap 30% - CNSK v5.14 | 1351 | 6249 | Generation Constraint in GWh | FALSE | L | Annual | Generation | TWh | 0.52384 | 3.0995 | 3.0995 | 3.0995 | 4.4389 | 4.4389 | 4.4389
Wind and Solar Generation Cap 30% - CNSK v5.14 | 1351 | 6249 | Generation Constraint in GWh | FALSE | L | Annual | Qualifying Generation | TWh | 0.52384 | 3.0995 | 3.0995 | 3.0995 | 4.4389 | 4.4389 | 4.4389
Wind and Solar Generation Cap 30% - CNSK v5.14 | 1351 | 6249 | Generation Constraint in GWh | FALSE | L | Annual | Rate | lb/MWh | 0 | 0 | 0 | 0 | 0 | 0 | 0
Wind and Solar Generation Cap 30% - CNSK v5.14 | 1351 | 6249 | Generation Constraint in GWh | FALSE | L | Annual | Constraint Shadow Price | US2011$/MWh | 0 | 0 | 0 | 0 | 0 | 0 | 0
Wind and Solar Generation Cap 30% - ERC_REST v5.14 | 1352 | 6250 | Generation Constraint in GWh | FALSE | L | Annual | Seasons Included | Seasons | Winter, Summer | Winter, Summer | Winter, Summer | Winter, Summer | Winter, Summer | Winter, Summer | Winter, Summer
Wind and Solar Generation Cap 30% - ERC_REST v5.14 | 1352 | 6250 | Generation Constraint in GWh | FALSE | L | Annual | Standard GWh | GWh | 94975 | 96434 | 98795 | 103632 | 108726 | 118716 | 129625
Wind and Solar Generation Cap 30% - ERC_REST v5.14 | 1352 | 6250 | Generation Constraint in GWh | FALSE | L | Annual | Emissions at Affected Plants | GWh | 13435.9144 | 14706.5997 | 14706.5997 | 14706.5997 | 14706.5997 | 93131.8621 | 100404.8621
Wind and Solar Generation Cap 30% - ERC_REST v5.14 | 1352 | 6250 | Generation Constraint in GWh | FALSE | L | Annual | Allowances Purchased | GWh | 0 | 0 | 0 | 0 | 0 | 0 | 0
Wind and Solar Generation Cap 30% - ERC_REST v5.14 | 1352 | 6250 | Generation Constraint in GWh | FALSE | L | Annual | Allowances Sold | GWh | 0 | 0 | 0 | 0 | 0 | 0 | 0
Wind and Solar Generation Cap 30% - ERC_REST v5.14 | 1352 | 6250 | Generation Constraint in GWh | FALSE | L | Annual | Allowances Banked | GWh | 0 | 0 | 0 | 0 | 0 | 0 | 0
Wind and Solar Generation Cap 30% - ERC_REST v5.14 | 1352 | 6250 | Generation Constraint in GWh | FALSE | L | Annual | Allowances Withdrawn (1:1) | GWh | 0 | 0 | 0 | 0 | 0 | 0 | 0
Wind and Solar Generation Cap 30% - ERC_REST v5.14 | 1352 | 6250 | Generation Constraint in GWh | FALSE | L | Annual | Allowances Withdrawn (n:1) | GWh | 0 | 0 | 0 | 0 | 0 | 0 | 0
Wind and Solar Generation Cap 30% - ERC_REST v5.14 | 1352 | 6250 | Generation Constraint in GWh | FALSE | L | Annual | Net Emissions Allowance Position | GWh | 13435.9144 | 14706.5997 | 14706.5997 | 14706.5997 | 14706.5997 | 93131.8621 | 100404.8621
Wind and Solar Generation Cap 30% - ERC_REST v5.14 | 1352 | 6250 | Generation Constraint in GWh | FALSE | L | Annual | Fuel Consumed | TBtu | 0 | 0 | 0 | 0 | 0 | 0 | 0
Wind and Solar Generation Cap 30% - ERC_REST v5.14 | 1352 | 6250 | Generation Constraint in GWh | FALSE | L | Annual | Heat Rate | MMBtu/MWh | 0 | 0 | 0 | 0 | 0 | 0 | 0
Wind and Solar Generation Cap 30% - ERC_REST v5.14 | 1352 | 6250 | Generation Constraint in GWh | FALSE | L | Annual | Generation | TWh | 13.4359 | 14.7066 | 14.7066 | 14.7066 | 14.7066 | 93.1319 | 100.4049
Wind and Solar Generation Cap 30% - ERC_REST v5.14 | 1352 | 6250 | Generation Constraint in GWh | FALSE | L | Annual | Qualifying Generation | TWh | 13.4359 | 14.7066 | 14.7066 | 14.7066 | 14.7066 | 93.1319 | 100.4049
Wind and Solar Generation Cap 30% - ERC_REST v5.14 | 1352 | 6250 | Generation Constraint in GWh | FALSE | L | Annual | Rate | lb/MWh | 0 | 0 | 0 | 0 | 0 | 0 | 0
Wind and Solar Generation Cap 30% - ERC_REST v5.14 | 1352 | 6250 | Generation Constraint in GWh | FALSE | L | Annual | Constraint Shadow Price | US2011$/MWh | 0 | 0 | 0 | 0 | 0 | 0 | 0
Wind and Solar Generation Cap 30% - ERC_WEST v5.14 | 1353 | 6251 | Generation Constraint in GWh | FALSE | L | Annual | Seasons Included | Seasons | Winter, Summer | Winter, Summer | Winter, Summer | Winter, Summer | Winter, Summer | Winter, Summer | Winter, Summer
Wind and Solar Generation Cap 30% - ERC_WEST v5.14 | 1353 | 6251 | Generation Constraint in GWh | FALSE | L | Annual | Standard GWh | GWh | 33977 | 36800 | 36800 | 36800 | 36800 | 36800 | 36800
Wind and Solar Generation Cap 30% - ERC_WEST v5.14 | 1353 | 6251 | Generation Constraint in GWh | FALSE | L | Annual | Emissions at Affected Plants | GWh | 33976.2148 | 36800 | 36800 | 36800 | 36800 | 36800 | 36800
Wind and Solar Generation Cap 30% - ERC_WEST v5.14 | 1353 | 6251 | Generation Constraint in GWh | FALSE | L | Annual | Allowances Purchased | GWh | 0 | 0 | 0 | 0 | 0 | 0 | 0
Wind and Solar Generation Cap 30% - ERC_WEST v5.14 | 1353 | 6251 | Generation Constraint in GWh | FALSE | L | Annual | Allowances Sold | GWh | 0 | 0 | 0 | 0 | 0 | 0 | 0
Wind and Solar Generation Cap 30% - ERC_WEST v5.14 | 1353 | 6251 | Generation Constraint in GWh | FALSE | L | Annual | Allowances Banked | GWh | 0 | 0 | 0 | 0 | 0 | 0 | 0
Wind and Solar Generation Cap 30% - ERC_WEST v5.14 | 1353 | 6251 | Generation Constraint in GWh | FALSE | L | Annual | Allowances Withdrawn (1:1) | GWh | 0 | 0 | 0 | 0 | 0 | 0 | 0
Wind and Solar Generation Cap 30% - ERC_WEST v5.14 | 1353 | 6251 | Generation Constraint in GWh | FALSE | L | Annual | Allowances Withdrawn (n:1) | GWh | 0 | 0 | 0 | 0 | 0 | 0 | 0
Wind and Solar Generation Cap 30% - ERC_WEST v5.14 | 1353 | 6251 | Generation Constraint in GWh | FALSE | L | Annual | Net Emissions Allowance Position | GWh | 33976.2148 | 36800 | 36800 | 36800 | 36800 | 36800 | 36800
Wind and Solar Generation Cap 30% - ERC_WEST v5.14 | 1353 | 6251 | Generation Constraint in GWh | FALSE | L | Annual | Fuel Consumed | TBtu | 0 | 0 | 0 | 0 | 0 | 0 | 0
Wind and Solar Generation Cap 30% - ERC_WEST v5.14 | 1353 | 6251 | Generation Constraint in GWh | FALSE | L | Annual | Heat Rate | MMBtu/MWh | 0 | 0 | 0 | 0 | 0 | 0 | 0
Wind and Solar Generation Cap 30% - ERC_WEST v5.14 | 1353 | 6251 | Generation Constraint in GWh | FALSE | L | Annual | Generation | TWh | 33.9762 | 36.8 | 36.8 | 36.8 | 36.8 | 36.8 | 36.8
Wind and Solar Generation Cap 30% - ERC_WEST v5.14 | 1353 | 6251 | Generation Constraint in GWh | FALSE | L | Annual | Qualifying Generation | TWh | 33.9762 | 36.8 | 36.8 | 36.8 | 36.8 | 36.8 | 36.8
Wind and Solar Generation Cap 30% - ERC_WEST v5.14 | 1353 | 6251 | Generation Constraint in GWh | FALSE | L | Annual | Rate | lb/MWh | 0 | 0 | 0 | 0 | 0 | 0 | 0
Wind and Solar Generation Cap 30% - ERC_WEST v5.14 | 1353 | 6251 | Generation Constraint in GWh | FALSE | L | Annual | Constraint Shadow Price | US2011$/MWh | 0 | 0 | 212.6141 | 0 | 0 | 0 | 50.4046
Wind and Solar Generation Cap 30% - FRCC v5.14 | 1354 | 6252 | Generation Constraint in GWh | FALSE | L | Annual | Seasons Included | Seasons | Winter, Summer | Winter, Summer | Winter, Summer | Winter, Summer | Winter, Summer | Winter, Summer | Winter, Summer
Wind and Solar Generation Cap 30% - FRCC v5.14 | 1354 | 6252 | Generation Constraint in GWh | FALSE | L | Annual | Standard GWh | GWh | 70138 | 71360 | 72150 | 74652 | 78089 | 85109 | 92760
Wind and Solar Generation Cap 30% - FRCC v5.14 | 1354 | 6252 | Generation Constraint in GWh | FALSE | L | Annual | Emissions at Affected Plants | GWh | 325.0435 | 325.0435 | 325.0435 | 325.0435 | 325.0435 | 56740 | 61840
Wind and Solar Generation Cap 30% - FRCC v5.14 | 1354 | 6252 | Generation Constraint in GWh | FALSE | L | Annual | Allowances Purchased | GWh | 0 | 0 | 0 | 0 | 0 | 0 | 0
Wind and Solar Generation Cap 30% - FRCC v5.14 | 1354 | 6252 | Generation Constraint in GWh | FALSE | L | Annual | Allowances Sold | GWh | 0 | 0 | 0 | 0 | 0 | 0 | 0
Wind and Solar Generation Cap 30% - FRCC v5.14 | 1354 | 6252 | Generation Constraint in GWh | FALSE | L | Annual | Allowances Banked | GWh | 0 | 0 | 0 | 0 | 0 | 0 | 0
Wind and Solar Generation Cap 30% - FRCC v5.14 | 1354 | 6252 | Generation Constraint in GWh | FALSE | L | Annual | Allowances Withdrawn (1:1) | GWh | 0 | 0 | 0 | 0 | 0 | 0 | 0
Wind and Solar Generation Cap 30% - FRCC v5.14 | 1354 | 6252 | Generation Constraint in GWh | FALSE | L | Annual | Allowances Withdrawn (n:1) | GWh | 0 | 0 | 0 | 0 | 0 | 0 | 0
Wind and Solar Generation Cap 30% - FRCC v5.14 | 1354 | 6252 | Generation Constraint in GWh | FALSE | L | Annual | Net Emissions Allowance Position | GWh | 325.0435 | 325.0435 | 325.0435 | 325.0435 | 325.0435 | 56740 | 61840
Wind and Solar Generation Cap 30% - FRCC v5.14 | 1354 | 6252 | Generation Constraint in GWh | FALSE | L | Annual | Fuel Consumed | TBtu | 0 | 0 | 0 | 0 | 0 | 0 | 0
Wind and Solar Generation Cap 30% - FRCC v5.14 | 1354 | 6252 | Generation Constraint in GWh | FALSE | L | Annual | Heat Rate | MMBtu/MWh | 0 | 0 | 0 | 0 | 0 | 0 | 0
Wind and Solar Generation Cap 30% - FRCC v5.14 | 1354 | 6252 | Generation Constraint in GWh | FALSE | L | Annual | Generation | TWh | 0.32504 | 0.32504 | 0.32504 | 0.32504 | 0.32504 | 56.74 | 61.84
Wind and Solar Generation Cap 30% - FRCC v5.14 | 1354 | 6252 | Generation Constraint in GWh | FALSE | L | Annual | Qualifying Generation | TWh | 0.32504 | 0.32504 | 0.32504 | 0.32504 | 0.32504 | 56.74 | 61.84
Wind and Solar Generation Cap 30% - FRCC v5.14 | 1354 | 6252 | Generation Constraint in GWh | FALSE | L | Annual | Rate | lb/MWh | 0 | 0 | 0 | 0 | 0 | 0 | 0
Wind and Solar Generation Cap 30% - FRCC v5.14 | 1354 | 6252 | Generation Constraint in GWh | FALSE | L | Annual | Constraint Shadow Price | US2011$/MWh | 0 | 0 | 0 | 0 | 0 | 0 | 0
Wind and Solar Generation Cap 30% - MAP_WAUE v5.14 | 1355 | 6253 | Generation Constraint in GWh | FALSE | L | Annual | Seasons Included | Seasons | Winter, Summer | Winter, Summer | Winter, Summer | Winter, Summer | Winter, Summer | Winter, Summer | Winter, Summer
Wind and Solar Generation Cap 30% - MAP_WAUE v5.14 | 1355 | 6253 | Generation Constraint in GWh | FALSE | L | Annual | Standard GWh | GWh | 6725 | 6907 | 6995 | 7236 | 7380 | 7692 | 8017
Wind and Solar Generation Cap 30% - MAP_WAUE v5.14 | 1355 | 6253 | Generation Constraint in GWh | FALSE | L | Annual | Emissions at Affected Plants | GWh | 954.9772 | 1026.6651 | 1026.6651 | 1327.7545 | 1617.3568 | 1617.3568 | 3083.7565
Wind and Solar Generation Cap 30% - MAP_WAUE v5.14 | 1355 | 6253 | Generation Constraint in GWh | FALSE | L | Annual | Allowances Purchased | GWh | 0 | 0 | 0 | 0 | 0 | 0 | 0
Wind and Solar Generation Cap 30% - MAP_WAUE v5.14 | 1355 | 6253 | Generation Constraint in GWh | FALSE | L | Annual | Allowances Sold | GWh | 0 | 0 | 0 | 0 | 0 | 0 | 0
Wind and Solar Generation Cap 30% - MAP_WAUE v5.14 | 1355 | 6253 | Generation Constraint in GWh | FALSE | L | Annual | Allowances Banked | GWh | 0 | 0 | 0 | 0 | 0 | 0 | 0
Wind and Solar Generation Cap 30% - MAP_WAUE v5.14 | 1355 | 6253 | Generation Constraint in GWh | FALSE | L | Annual | Allowances Withdrawn (1:1) | GWh | 0 | 0 | 0 | 0 | 0 | 0 | 0
Wind and Solar Generation Cap 30% - MAP_WAUE v5.14 | 1355 | 6253 | Generation Constraint in GWh | FALSE | L | Annual | Allowances Withdrawn (n:1) | GWh | 0 | 0 | 0 | 0 | 0 | 0 | 0
Wind and Solar Generation Cap 30% - MAP_WAUE v5.14 | 1355 | 6253 | Generation Constraint in GWh | FALSE | L | Annual | Net Emissions Allowance Position | GWh | 954.9772 | 1026.6651 | 1026.6651 | 1327.7545 | 1617.3568 | 1617.3568 | 3083.7565
Wind and Solar Generation Cap 30% - MAP_WAUE v5.14 | 1355 | 6253 | Generation Constraint in GWh | FALSE | L | Annual | Fuel Consumed | TBtu | 0 | 0 | 0 | 0 | 0 | 0 | 0
Wind and Solar Generation Cap 30% - MAP_WAUE v5.14 | 1355 | 6253 | Generation Constraint in GWh | FALSE | L | Annual | Heat Rate | MMBtu/MWh | 0 | 0 | 0 | 0 | 0 | 0 | 0
Wind and Solar Generation Cap 30% - MAP_WAUE v5.14 | 1355 | 6253 | Generation Constraint in GWh | FALSE | L | Annual | Generation | TWh | 0.95498 | 1.0267 | 1.0267 | 1.3278 | 1.6174 | 1.6174 | 3.0838
Wind and Solar Generation Cap 30% - MAP_WAUE v5.14 | 1355 | 6253 | Generation Constraint in GWh | FALSE | L | Annual | Qualifying Generation | TWh | 0.95498 | 1.0267 | 1.0267 | 1.3278 | 1.6174 | 1.6174 | 3.0838
Wind and Solar Generation Cap 30% - MAP_WAUE v5.14 | 1355 | 6253 | Generation Constraint in GWh | FALSE | L | Annual | Rate | lb/MWh | 0 | 0 | 0 | 0 | 0 | 0 | 0
Wind and Solar Generation Cap 30% - MAP_WAUE v5.14 | 1355 | 6253 | Generation Constraint in GWh | FALSE | L | Annual | Constraint Shadow Price | US2011$/MWh | 0 | 0 | 0 | 0 | 0 | 0 | 0
Wind and Solar Generation Cap 30% - MIS_IA v5.14 | 1356 | 6254 | Generation Constraint in GWh | FALSE | L | Annual | Seasons Included | Seasons | Winter, Summer | Winter, Summer | Winter, Summer | Winter, Summer | Winter, Summer | Winter, Summer | Winter, Summer
Wind and Solar Generation Cap 30% - MIS_IA v5.14 | 1356 | 6254 | Generation Constraint in GWh | FALSE | L | Annual | Standard GWh | GWh | 11879 | 11872 | 11872 | 11872 | 11872 | 11872 | 11872
Wind and Solar Generation Cap 30% - MIS_IA v5.14 | 1356 | 6254 | Generation Constraint in GWh | FALSE | L | Annual | Emissions at Affected Plants | GWh | 11872 | 11872 | 11872 | 11872 | 11872 | 11872 | 11872
Wind and Solar Generation Cap 30% - MIS_IA v5.14 | 1356 | 6254 | Generation Constraint in GWh | FALSE | L | Annual | Allowances Purchased | GWh | 0 | 0 | 0 | 0 | 0 | 0 | 0
Wind and Solar Generation Cap 30% - MIS_IA v5.14 | 1356 | 6254 | Generation Constraint in GWh | FALSE | L | Annual | Allowances Sold | GWh | 0 | 0 | 0 | 0 | 0 | 0 | 0
Wind and Solar Generation Cap 30% - MIS_IA v5.14 | 1356 | 6254 | Generation Constraint in GWh | FALSE | L | Annual | Allowances Banked | GWh | 0 | 0 | 0 | 0 | 0 | 0 | 0
Wind and Solar Generation Cap 30% - MIS_IA v5.14 | 1356 | 6254 | Generation Constraint in GWh | FALSE | L | Annual | Allowances Withdrawn (1:1) | GWh | 0 | 0 | 0 | 0 | 0 | 0 | 0
Wind and Solar Generation Cap 30% - MIS_IA v5.14 | 1356 | 6254 | Generation Constraint in GWh | FALSE | L | Annual | Allowances Withdrawn (n:1) | GWh | 0 | 0 | 0 | 0 | 0 | 0 | 0
Wind and Solar Generation Cap 30% - MIS_IA v5.14 | 1356 | 6254 | Generation Constraint in GWh | FALSE | L | Annual | Net Emissions Allowance Position | GWh | 11872 | 11872 | 11872 | 11872 | 11872 | 11872 | 11872
Wind and Solar Generation Cap 30% - MIS_IA v5.14 | 1356 | 6254 | Generation Constraint in GWh | FALSE | L | Annual | Fuel Consumed | TBtu | 0 | 0 | 0 | 0 | 0 | 0 | 0
Wind and Solar Generation Cap 30% - MIS_IA v5.14 | 1356 | 6254 | Generation Constraint in GWh | FALSE | L | Annual | Heat Rate | MMBtu/MWh | 0 | 0 | 0 | 0 | 0 | 0 | 0
Wind and Solar Generation Cap 30% - MIS_IA v5.14 | 1356 | 6254 | Generation Constraint in GWh | FALSE | L | Annual | Generation | TWh | 11.872 | 11.872 | 11.872 | 11.872 | 11.872 | 11.872 | 11.872
Wind and Solar Generation Cap 30% - MIS_IA v5.14 | 1356 | 6254 | Generation Constraint in GWh | FALSE | L | Annual | Qualifying Generation | TWh | 11.872 | 11.872 | 11.872 | 11.872 | 11.872 | 11.872 | 11.872
Wind and Solar Generation Cap 30% - MIS_IA v5.14 | 1356 | 6254 | Generation Constraint in GWh | FALSE | L | Annual | Rate | lb/MWh | 0 | 0 | 0 | 0 | 0 | 0 | 0
Wind and Solar Generation Cap 30% - MIS_IA v5.14 | 1356 | 6254 | Generation Constraint in GWh | FALSE | L | Annual | Constraint Shadow Price | US2011$/MWh | 0 | 0 | 0 | 0 | 0 | 0 | 64.075
Wind and Solar Generation Cap 30% - MIS_IL v5.14 | 1357 | 6255 | Generation Constraint in GWh | FALSE | L | Annual | Seasons Included | Seasons | Winter, Summer | Winter, Summer | Winter, Summer | Winter, Summer | Winter, Summer | Winter, Summer | Winter, Summer
Wind and Solar Generation Cap 30% - MIS_IL v5.14 | 1357 | 6255 | Generation Constraint in GWh | FALSE | L | Annual | Standard GWh | GWh | 17285 | 17623 | 17763 | 18222 | 18580 | 19339 | 20130
Wind and Solar Generation Cap 30% - MIS_IL v5.14 | 1357 | 6255 | Generation Constraint in GWh | FALSE | L | Annual | Emissions at Affected Plants | GWh | 2783.4934 | 4002.2101 | 4002.2101 | 5613.3017 | 6090.2939 | 6090.2939 | 6090.2939
Wind and Solar Generation Cap 30% - MIS_IL v5.14 | 1357 | 6255 | Generation Constraint in GWh | FALSE | L | Annual | Allowances Purchased | GWh | 0 | 0 | 0 | 0 | 0 | 0 | 0
Wind and Solar Generation Cap 30% - MIS_IL v5.14 | 1357 | 6255 | Generation Constraint in GWh | FALSE | L | Annual | Allowances Sold | GWh | 0 | 0 | 0 | 0 | 0 | 0 | 0
Wind and Solar Generation Cap 30% - MIS_IL v5.14 | 1357 | 6255 | Generation Constraint in GWh | FALSE | L | Annual | Allowances Banked | GWh | 0 | 0 | 0 | 0 | 0 | 0 | 0
Wind and Solar Generation Cap 30% - MIS_IL v5.14 | 1357 | 6255 | Generation Constraint in GWh | FALSE | L | Annual | Allowances Withdrawn (1:1) | GWh | 0 | 0 | 0 | 0 | 0 | 0 | 0
Wind and Solar Generation Cap 30% - MIS_IL v5.14 | 1357 | 6255 | Generation Constraint in GWh | FALSE | L | Annual | Allowances Withdrawn (n:1) | GWh | 0 | 0 | 0 | 0 | 0 | 0 | 0
Wind and Solar Generation Cap 30% - MIS_IL v5.14 | 1357 | 6255 | Generation Constraint in GWh | FALSE | L | Annual | Net Emissions Allowance Position | GWh | 2783.4934 | 4002.2101 | 4002.2101 | 5613.3017 | 6090.2939 | 6090.2939 | 6090.2939
Wind and Solar Generation Cap 30% - MIS_IL v5.14 | 1357 | 6255 | Generation Constraint in GWh | FALSE | L | Annual | Fuel Consumed | TBtu | 0 | 0 | 0 | 0 | 0 | 0 | 0
Wind and Solar Generation Cap 30% - MIS_IL v5.14 | 1357 | 6255 | Generation Constraint in GWh | FALSE | L | Annual | Heat Rate | MMBtu/MWh | 0 | 0 | 0 | 0 | 0 | 0 | 0
Wind and Solar Generation Cap 30% - MIS_IL v5.14 | 1357 | 6255 | Generation Constraint in GWh | FALSE | L | Annual | Generation | TWh | 2.7835 | 4.0022 | 4.0022 | 5.6133 | 6.0903 | 6.0903 | 6.0903
Wind and Solar Generation Cap 30% - MIS_IL v5.14 | 1357 | 6255 | Generation Constraint in GWh | FALSE | L | Annual | Qualifying Generation | TWh | 2.7835 | 4.0022 | 4.0022 | 5.6133 | 6.0903 | 6.0903 | 6.0903
Wind and Solar Generation Cap 30% - MIS_IL v5.14 | 1357 | 6255 | Generation Constraint in GWh | FALSE | L | Annual | Rate | lb/MWh | 0 | 0 | 0 | 0 | 0 | 0 | 0
Wind and Solar Generation Cap 30% - MIS_IL v5.14 | 1357 | 6255 | Generation Constraint in GWh | FALSE | L | Annual | Constraint Shadow Price | US2011$/MWh | 0 | 0 | 0 | 0 | 0 | 0 | 0
Wind and Solar Generation Cap 30% - MIS_INKY v5.14 | 1358 | 6256 | Generation Constraint in GWh | FALSE | L | Annual | Seasons Included | Seasons | Winter, Summer | Winter, Summer | Winter, Summer | Winter, Summer | Winter, Summer | Winter, Summer | Winter, Summer
Wind and Solar Generation Cap 30% - MIS_INKY v5.14 | 1358 | 6256 | Generation Constraint in GWh | FALSE | L | Annual | Standard GWh | GWh | 29272 | 30023 | 30314 | 31123 | 31679 | 32735 | 33826
Wind and Solar Generation Cap 30% - MIS_INKY v5.14 | 1358 | 6256 | Generation Constraint in GWh | FALSE | L | Annual | Emissions at Affected Plants | GWh | 1956.118 | 7077.3954 | 7077.3954 | 7077.3954 | 7077.3954 | 7077.3954 | 7077.3954
Wind and Solar Generation Cap 30% - MIS_INKY v5.14 | 1358 | 6256 | Generation Constraint in GWh | FALSE | L | Annual | Allowances Purchased | GWh | 0 | 0 | 0 | 0 | 0 | 0 | 0
Wind and Solar Generation Cap 30% - MIS_INKY v5.14 | 1358 | 6256 | Generation Constraint in GWh | FALSE | L | Annual | Allowances Sold | GWh | 0 | 0 | 0 | 0 | 0 | 0 | 0
Wind and Solar Generation Cap 30% - MIS_INKY v5.14 | 1358 | 6256 | Generation Constraint in GWh | FALSE | L | Annual | Allowances Banked | GWh | 0 | 0 | 0 | 0 | 0 | 0 | 0
Wind and Solar Generation Cap 30% - MIS_INKY v5.14 | 1358 | 6256 | Generation Constraint in GWh | FALSE | L | Annual | Allowances Withdrawn (1:1) | GWh | 0 | 0 | 0 | 0 | 0 | 0 | 0
Wind and Solar Generation Cap 30% - MIS_INKY v5.14 | 1358 | 6256 | Generation Constraint in GWh | FALSE | L | Annual | Allowances Withdrawn (n:1) | GWh | 0 | 0 | 0 | 0 | 0 | 0 | 0
Wind and Solar Generation Cap 30% - MIS_INKY v5.14 | 1358 | 6256 | Generation Constraint in GWh | FALSE | L | Annual | Net Emissions Allowance Position | GWh | 1956.118 | 7077.3954 | 7077.3954 | 7077.3954 | 7077.3954 | 7077.3954 | 7077.3954
Wind and Solar Generation Cap 30% - MIS_INKY v5.14 | 1358 | 6256 | Generation Constraint in GWh | FALSE | L | Annual | Fuel Consumed | TBtu | 0 | 0 | 0 | 0 | 0 | 0 | 0
Wind and Solar Generation Cap 30% - MIS_INKY v5.14 | 1358 | 6256 | Generation Constraint in GWh | FALSE | L | Annual | Heat Rate | MMBtu/MWh | 0 | 0 | 0 | 0 | 0 | 0 | 0
Wind and Solar Generation Cap 30% - MIS_INKY v5.14 | 1358 | 6256 | Generation Constraint in GWh | FALSE | L | Annual | Generation | TWh | 1.9561 | 7.0774 | 7.0774 | 7.0774 | 7.0774 | 7.0774 | 7.0774
Wind and Solar Generation Cap 30% - MIS_INKY v5.14 | 1358 | 6256 | Generation Constraint in GWh | FALSE | L | Annual | Qualifying Generation | TWh | 1.9561 | 7.0774 | 7.0774 | 7.0774 | 7.0774 | 7.0774 | 7.0774
Wind and Solar Generation Cap 30% - MIS_INKY v5.14 | 1358 | 6256 | Generation Constraint in GWh | FALSE | L | Annual | Rate | lb/MWh | 0 | 0 | 0 | 0 | 0 | 0 | 0
Wind and Solar Generation Cap 30% - MIS_INKY v5.14 | 1358 | 6256 | Generation Constraint in GWh | FALSE | L | Annual | Constraint Shadow Price | US2011$/MWh | 0 | 0 | 0 | 0 | 0 | 0 | 0
Wind and Solar Generation Cap 30% - MIS_LMI v5.14 | 1359 | 6257 | Generation Constraint in GWh | FALSE | L | Annual | Seasons Included | Seasons | Winter, Summer | Winter, Summer | Winter, Summer | Winter, Summer | Winter, Summer | Winter, Summer | Winter, Summer
Wind and Solar Generation Cap 30% - MIS_LMI v5.14 | 1359 | 6257 | Generation Constraint in GWh | FALSE | L | Annual | Standard GWh | GWh | 31005 | 31540 | 31672 | 32264 | 32743 | 33743 | 34773
Wind and Solar Generation Cap 30% - MIS_LMI v5.14 | 1359 | 6257 | Generation Constraint in GWh | FALSE | L | Annual | Emissions at Affected Plants | GWh | 3962.4527 | 8104.9521 | 8104.9521 | 8104.9521 | 8177.0192 | 8177.0192 | 8559.7642
Wind and Solar Generation Cap 30% - MIS_LMI v5.14 | 1359 | 6257 | Generation Constraint in GWh | FALSE | L | Annual | Allowances Purchased | GWh | 0 | 0 | 0 | 0 | 0 | 0 | 0
Wind and Solar Generation Cap 30% - MIS_LMI v5.14 | 1359 | 6257 | Generation Constraint in GWh | FALSE | L | Annual | Allowances Sold | GWh | 0 | 0 | 0 | 0 | 0 | 0 | 0
Wind and Solar Generation Cap 30% - MIS_LMI v5.14 | 1359 | 6257 | Generation Constraint in GWh | FALSE | L | Annual | Allowances Banked | GWh | 0 | 0 | 0 | 0 | 0 | 0 | 0
Wind and Solar Generation Cap 30% - MIS_LMI v5.14 | 1359 | 6257 | Generation Constraint in GWh | FALSE | L | Annual | Allowances Withdrawn (1:1) | GWh | 0 | 0 | 0 | 0 | 0 | 0 | 0
Wind and Solar Generation Cap 30% - MIS_LMI v5.14 | 1359 | 6257 | Generation Constraint in GWh | FALSE | L | Annual | Allowances Withdrawn (n:1) | GWh | 0 | 0 | 0 | 0 | 0 | 0 | 0
Wind and Solar Generation Cap 30% - MIS_LMI v5.14 | 1359 | 6257 | Generation Constraint in GWh | FALSE | L | Annual | Net Emissions Allowance Position | GWh | 3962.4527 | 8104.9521 | 8104.9521 | 8104.9521 | 8177.0192 | 8177.0192 | 8559.7642
Wind and Solar Generation Cap 30% - MIS_LMI v5.14 | 1359 | 6257 | Generation Constraint in GWh | FALSE | L | Annual | Fuel Consumed | TBtu | 0 | 0 | 0 | 0 | 0 | 0 | 0
Wind and Solar Generation Cap 30% - MIS_LMI v5.14 | 1359 | 6257 | Generation Constraint in GWh | FALSE | L | Annual | Heat Rate | MMBtu/MWh | 0 | 0 | 0 | 0 | 0 | 0 | 0
Wind and Solar Generation Cap 30% - MIS_LMI v5.14 | 1359 | 6257 | Generation Constraint in GWh | FALSE | L | Annual | Generation | TWh | 3.9625 | 8.105 | 8.105 | 8.105 | 8.177 | 8.177 | 8.5598
Wind and Solar Generation Cap 30% - MIS_LMI v5.14 | 1359 | 6257 | Generation Constraint in GWh | FALSE | L | Annual | Qualifying Generation | TWh | 3.9625 | 8.105 | 8.105 | 8.105 | 8.177 | 8.177 | 8.5598
Wind and Solar Generation Cap 30% - MIS_LMI v5.14 | 1359 | 6257 | Generation Constraint in GWh | FALSE | L | Annual | Rate | lb/MWh | 0 | 0 | 0 | 0 | 0 | 0 | 0
Wind and Solar Generation Cap 30% - MIS_LMI v5.14 | 1359 | 6257 | Generation Constraint in GWh | FALSE | L | Annual | Constraint Shadow Price | US2011$/MWh | 0 | 0 | 0 | 0 | 0 | 0 | 0
Wind and Solar Generation Cap 30% - MIS_MAPP v5.14 | 1360 | 6258 | Generation Constraint in GWh | FALSE | L | Annual | Seasons Included | Seasons | Winter, Summer | Winter, Summer | Winter, Summer | Winter, Summer | Winter, Summer | Winter, Summer | Winter, Summer
Wind and Solar Generation Cap 30% - MIS_MAPP v5.14 | 1360 | 6258 | Generation Constraint in GWh | FALSE | L | Annual | Standard GWh | GWh | 10189 | 10189 | 10189 | 10189 | 10189 | 10189 | 10189
Wind and Solar Generation Cap 30% - MIS_MAPP v5.14 | 1360 | 6258 | Generation Constraint in GWh | FALSE | L | Annual | Emissions at Affected Plants | GWh | 10187.5036 | 10189 | 10189 | 10189 | 10189 | 10189 | 10189
Wind and Solar Generation Cap 30% - MIS_MAPP v5.14 | 1360 | 6258 | Generation Constraint in GWh | FALSE | L | Annual | Allowances Purchased | GWh | 0 | 0 | 0 | 0 | 0 | 0 | 0
Wind and Solar Generation Cap 30% - MIS_MAPP v5.14 | 1360 | 6258 | Generation Constraint in GWh | FALSE | L | Annual | Allowances Sold | GWh | 0 | 0 | 0 | 0 | 0 | 0 | 0
Wind and Solar Generation Cap 30% - MIS_MAPP v5.14 | 1360 | 6258 | Generation Constraint in GWh | FALSE | L | Annual | Allowances Banked | GWh | 0 | 0 | 0 | 0 | 0 | 0 | 0
Wind and Solar Generation Cap 30% - MIS_MAPP v5.14 | 1360 | 6258 | Generation Constraint in GWh | FALSE | L | Annual | Allowances Withdrawn (1:1) | GWh | 0 | 0 | 0 | 0 | 0 | 0 | 0
Wind and Solar Generation Cap 30% - MIS_MAPP v5.14 | 1360 | 6258 | Generation Constraint in GWh | FALSE | L | Annual | Allowances Withdrawn (n:1) | GWh | 0 | 0 | 0 | 0 | 0 | 0 | 0
Wind and Solar Generation Cap 30% - MIS_MAPP v5.14 | 1360 | 6258 | Generation Constraint in GWh | FALSE | L | Annual | Net Emissions Allowance Position | GWh | 10187.5036 | 10189 | 10189 | 10189 | 10189 | 10189 | 10189
Wind and Solar Generation Cap 30% - MIS_MAPP v5.14 | 1360 | 6258 | Generation Constraint in GWh | FALSE | L | Annual | Fuel Consumed | TBtu | 0 | 0 | 0 | 0 | 0 | 0 | 0
Wind and Solar Generation Cap 30% - MIS_MAPP v5.14 | 1360 | 6258 | Generation Constraint in GWh | FALSE | L | Annual | Heat Rate | MMBtu/MWh | 0 | 0 | 0 | 0 | 0 | 0 | 0
Wind and Solar Generation Cap 30% - MIS_MAPP v5.14 | 1360 | 6258 | Generation Constraint in GWh | FALSE | L | Annual | Generation | TWh | 10.1875 | 10.189 | 10.189 | 10.189 | 10.189 | 10.189 | 10.189
Wind and Solar Generation Cap 30% - MIS_MAPP v5.14 | 1360 | 6258 | Generation Constraint in GWh | FALSE | L | Annual | Qualifying Generation | TWh | 10.1875 | 10.189 | 10.189 | 10.189 | 10.189 | 10.189 | 10.189
Wind and Solar Generation Cap 30% - MIS_MAPP v5.14 | 1360 | 6258 | Generation Constraint in GWh | FALSE | L | Annual | Rate | lb/MWh | 0 | 0 | 0 | 0 | 0 | 0 | 0
Wind and Solar Generation Cap 30% - MIS_MAPP v5.14 | 1360 | 6258 | Generation Constraint in GWh | FALSE | L | Annual | Constraint Shadow Price | US2011$/MWh | 0 | 0 | 0 | 0 | 0 | 0 | 26.9192
Wind and Solar Generation Cap 30% - MIS_MIDA v5.14 | 1361 | 6259 | Generation Constraint in GWh | FALSE | L | Annual | Seasons Included | Seasons | Winter, Summer | Winter, Summer | Winter, Summer | Winter, Summer | Winter, Summer | Winter, Summer | Winter, Summer
Wind and Solar Generation Cap 30% - MIS_MIDA v5.14 | 1361 | 6259 | Generation Constraint in GWh | FALSE | L | Annual | Standard GWh | GWh | 12311 | 12311 | 12311 | 12311 | 12311 | 12311 | 12311
Wind and Solar Generation Cap 30% - MIS_MIDA v5.14 | 1361 | 6259 | Generation Constraint in GWh | FALSE | L | Annual | Emissions at Affected Plants | GWh | 12310.1582 | 12310.9552 | 12310.9552 | 12310.9552 | 12310.9552 | 12310.9552 | 12310.9552
Wind and Solar Generation Cap 30% - MIS_MIDA v5.14 | 1361 | 6259 | Generation Constraint in GWh | FALSE | L | Annual | Allowances Purchased | GWh | 0 | 0 | 0 | 0 | 0 | 0 | 0
Wind and Solar Generation Cap 30% - MIS_MIDA v5.14 | 1361 | 6259 | Generation Constraint in GWh | FALSE | L | Annual | Allowances Sold | GWh | 0 | 0 | 0 | 0 | 0 | 0 | 0
Wind and Solar Generation Cap 30% - MIS_MIDA v5.14 | 1361 | 6259 | Generation Constraint in GWh | FALSE | L | Annual | Allowances Banked | GWh | 0 | 0 | 0 | 0 | 0 | 0 | 0
Wind and Solar Generation Cap 30% - MIS_MIDA v5.14 | 1361 | 6259 | Generation Constraint in GWh | FALSE | L | Annual | Allowances Withdrawn (1:1) | GWh | 0 | 0 | 0 | 0 | 0 | 0 | 0
Wind and Solar Generation Cap 30% - MIS_MIDA v5.14 | 1361 | 6259 | Generation Constraint in GWh | FALSE | L | Annual | Allowances Withdrawn (n:1) | GWh | 0 | 0 | 0 | 0 | 0 | 0 | 0
Wind and Solar Generation Cap 30% - MIS_MIDA v5.14 | 1361 | 6259 | Generation Constraint in GWh | FALSE | L | Annual | Net Emissions Allowance Position | GWh | 12310.1582 | 12310.9552 | 12310.9552 | 12310.9552 | 12310.9552 | 12310.9552 | 12310.9552
Wind and Solar Generation Cap 30% - MIS_MIDA v5.14 | 1361 | 6259 | Generation Constraint in GWh | FALSE | L | Annual | Fuel Consumed | TBtu | 0 | 0 | 0 | 0 | 0 | 0 | 0
Wind and Solar Generation Cap 30% - MIS_MIDA v5.14 | 1361 | 6259 | Generation Constraint in GWh | FALSE | L | Annual | Heat Rate | MMBtu/MWh | 0 | 0 | 0 | 0 | 0 | 0 | 0
Wind and Solar Generation Cap 30% - MIS_MIDA v5.14 | 1361 | 6259 | Generation Constraint in GWh | FALSE | L | Annual | Generation | TWh | 12.3102 | 12.311 | 12.311 | 12.311 | 12.311 | 12.311 | 12.311
Wind and Solar Generation Cap 30% - MIS_MIDA v5.14 | 1361 | 6259 | Generation Constraint in GWh | FALSE | L | Annual | Qualifying Generation | TWh | 12.3102 | 12.311 | 12.311 | 12.311 | 12.311 | 12.311 | 12.311
Wind and Solar Generation Cap 30% - MIS_MIDA v5.14 | 1361 | 6259 | Generation Constraint in GWh | FALSE | L | Annual | Rate | lb/MWh | 0 | 0 | 0 | 0 | 0 | 0 | 0
Wind and Solar Generation Cap 30% - MIS_MIDA v5.14 | 1361 | 6259 | Generation Constraint in GWh | FALSE | L | Annual | Constraint Shadow Price | US2011$/MWh | 0 | 0 | 0 | 0 | 0 | 0 | 0
Wind and Solar Generation Cap 30% - MIS_MNWI v5.14 | 1362 | 6260 | Generation Constraint in GWh | FALSE | L | Annual | Seasons Included | Seasons | Winter, Summer | Winter, Summer | Winter, Summer | Winter, Summer | Winter, Summer | Winter, Summer | Winter, Summer
Wind and Solar Generation Cap 30% - MIS_MNWI v5.14 | 1362 | 6260 | Generation Constraint in GWh | FALSE | L | Annual | Standard GWh | GWh | 26352 | 27068 | 27413 | 28358 | 28922 | 30144 | 31418
Wind and Solar Generation Cap 30% - MIS_MNWI v5.14 | 1362 | 6260 | Generation Constraint in GWh | FALSE | L | Annual | Emissions at Affected Plants | GWh | 10562.6702 | 17041.0183 | 17880.0349 | 18194.2383 | 18233.1714 | 18280.7589 | 31418
Wind and Solar Generation Cap 30% - MIS_MNWI v5.14 | 1362 | 6260 | Generation Constraint in GWh | FALSE | L | Annual | Allowances Purchased | GWh | 0 | 0 | 0 | 0 | 0 | 0 | 0
Wind and Solar Generation Cap 30% - MIS_MNWI v5.14 | 1362 | 6260 | Generation Constraint in GWh | FALSE | L | Annual | Allowances Sold | GWh | 0 | 0 | 0 | 0 | 0 | 0 | 0
Wind and Solar Generation Cap 30% - MIS_MNWI v5.14 | 1362 | 6260 | Generation Constraint in GWh | FALSE | L | Annual | Allowances Banked | GWh | 0 | 0 | 0 | 0 | 0 | 0 | 0
Wind and Solar Generation Cap 30% - MIS_MNWI v5.14 | 1362 | 6260 | Generation Constraint in GWh | FALSE | L | Annual | Allowances Withdrawn (1:1) | GWh | 0 | 0 | 0 | 0 | 0 | 0 | 0
Wind and Solar Generation Cap 30% - MIS_MNWI v5.14 | 1362 | 6260 | Generation Constraint in GWh | FALSE | L | Annual | Allowances Withdrawn (n:1) | GWh | 0 | 0 | 0 | 0 | 0 | 0 | 0
Wind and Solar Generation Cap 30% - MIS_MNWI v5.14 | 1362 | 6260 | Generation Constraint in GWh | FALSE | L | Annual | Net Emissions Allowance Position | GWh | 10562.6702 | 17041.0183 | 17880.0349 | 18194.2383 | 18233.1714 | 18280.7589 | 31418
Wind and Solar Generation Cap 30% - MIS_MNWI v5.14 | 1362 | 6260 | Generation Constraint in GWh | FALSE | L | Annual | Fuel Consumed | TBtu | 0 | 0 | 0 | 0 | 0 | 0 | 0
Wind and Solar Generation Cap 30% - MIS_MNWI v5.14 | 1362 | 6260 | Generation Constraint in GWh | FALSE | L | Annual | Heat Rate | MMBtu/MWh | 0 | 0 | 0 | 0 | 0 | 0 | 0
Wind and Solar Generation Cap 30% - MIS_MNWI v5.14 | 1362 | 6260 | Generation Constraint in GWh | FALSE | L | Annual | Generation | TWh | 10.5627 | 17.041 | 17.88 | 18.1942 | 18.2332 | 18.2808 | 31.418
Wind and Solar Generation Cap 30% - MIS_MNWI v5.14 | 1362 | 6260 | Generation Constraint in GWh | FALSE | L | Annual | Qualifying Generation | TWh | 10.5627 | 17.041 | 17.88 | 18.1942 | 18.2332 | 18.2808 | 31.418
Wind and Solar Generation Cap 30% - MIS_MNWI v5.14 | 1362 | 6260 | Generation Constraint in GWh | FALSE | L | Annual | Rate | lb/MWh | 0 | 0 | 0 | 0 | 0 | 0 | 0
Wind and Solar Generation Cap 30% - MIS_MNWI v5.14 | 1362 | 6260 | Generation Constraint in GWh | FALSE | L | Annual | Constraint Shadow Price | US2011$/MWh | 0 | 0 | 0 | 0 | 0 | 0 | 4.1981
Wind and Solar Generation Cap 30% - MIS_MO v5.14 | 1363 | 6261 | Generation Constraint in GWh | FALSE | L | Annual | Seasons Included | Seasons | Winter, Summer | Winter, Summer | Winter, Summer | Winter, Summer | Winter, Summer | Winter, Summer | Winter, Summer
Wind and Solar Generation Cap 30% - MIS_MO v5.14 | 1363 | 6261 | Generation Constraint in GWh | FALSE | L | Annual | Standard GWh | GWh | 14687 | 14975 | 15094 | 15484 | 15788 | 16433 | 17105
Wind and Solar Generation Cap 30% - MIS_MO v5.14 | 1363 | 6261 | Generation Constraint in GWh | FALSE | L | Annual | Emissions at Affected Plants | GWh | 797.6689 | 5609.0463 | 5724.7113 | 6950.3169 | 7017.5096 | 7690.2571 | 8411.0859
Wind and Solar Generation Cap 30% - MIS_MO v5.14 | 1363 | 6261 | Generation Constraint in GWh | FALSE | L | Annual | Allowances Purchased | GWh | 0 | 0 | 0 | 0 | 0 | 0 | 0
Wind and Solar Generation Cap 30% - MIS_MO v5.14 | 1363 | 6261 | Generation Constraint in GWh | FALSE | L | Annual | Allowances Sold | GWh | 0 | 0 | 0 | 0 | 0 | 0 | 0
Wind and Solar Generation Cap 30% - MIS_MO v5.14 | 1363 | 6261 | Generation Constraint in GWh | FALSE | L | Annual | Allowances Banked | GWh | 0 | 0 | 0 | 0 | 0 | 0 | 0
Wind and Solar Generation Cap 30% - MIS_MO v5.14 | 1363 | 6261 | Generation Constraint in GWh | FALSE | L | Annual | Allowances Withdrawn (1:1) | GWh | 0 | 0 | 0 | 0 | 0 | 0 | 0
Wind and Solar Generation Cap 30% - MIS_MO v5.14 | 1363 | 6261 | Generation Constraint in GWh | FALSE | L | Annual | Allowances Withdrawn (n:1) | GWh | 0 | 0 | 0 | 0 | 0 | 0 | 0
Wind and Solar Generation Cap 30% - MIS_MO v5.14 | 1363 | 6261 | Generation Constraint in GWh | FALSE | L | Annual | Net Emissions Allowance Position | GWh | 797.6689 | 5609.0463 | 5724.7113 | 6950.3169 | 7017.5096 | 7690.2571 | 8411.0859
Wind and Solar Generation Cap 30% - MIS_MO v5.14 | 1363 | 6261 | Generation Constraint in GWh | FALSE | L | Annual | Fuel Consumed | TBtu | 0 | 0 | 0 | 0 | 0 | 0 | 0
Wind and Solar Generation Cap 30% - MIS_MO v5.14 | 1363 | 6261 | Generation Constraint in GWh | FALSE | L | Annual | Heat Rate | MMBtu/MWh | 0 | 0 | 0 | 0 | 0 | 0 | 0
Wind and Solar Generation Cap 30% - MIS_MO v5.14 | 1363 | 6261 | Generation Constraint in GWh | FALSE | L | Annual | Generation | TWh | 0.79767 | 5.609 | 5.7247 | 6.9503 | 7.0175 | 7.6903 | 8.4111
Wind and Solar Generation Cap 30% - MIS_MO v5.14 | 1363 | 6261 | Generation Constraint in GWh | FALSE | L | Annual | Qualifying Generation | TWh | 0.79767 | 5.609 | 5.7247 | 6.9503 | 7.0175 | 7.6903 | 8.4111
Wind and Solar Generation Cap 30% - MIS_MO v5.14 | 1363 | 6261 | Generation Constraint in GWh | FALSE | L | Annual | Rate | lb/MWh | 0 | 0 | 0 | 0 | 0 | 0 | 0
Wind and Solar Generation Cap 30% - MIS_MO v5.14 | 1363 | 6261 | Generation Constraint in GWh | FALSE | L | Annual | Constraint Shadow Price | US2011$/MWh | 0 | 0 | 0 | 0 | 0 | 0 | 0
Wind and Solar Generation Cap 30% - MIS_WUMS v5.14 | 1364 | 6262 | Generation Constraint in GWh | FALSE | L | Annual | Seasons Included | Seasons | Winter, Summer | Winter, Summer | Winter, Summer | Winter, Summer | Winter, Summer | Winter, Summer | Winter, Summer
Wind and Solar Generation Cap 30% - MIS_WUMS v5.14 | 1364 | 6262 | Generation Constraint in GWh | FALSE | L | Annual | Standard GWh | GWh | 16463 | 16867 | 17004 | 17416 | 17685 | 18215 | 18761
Wind and Solar Generation Cap 30% - MIS_WUMS v5.14 | 1364 | 6262 | Generation Constraint in GWh | FALSE | L | Annual | Emissions at Affected Plants | GWh | 1663.6996 | 3354.1204 | 3354.1204 | 3354.1204 | 3354.1204 | 3622.2268 | 3811.5115
Wind and Solar Generation Cap 30% - MIS_WUMS v5.14 | 1364 | 6262 | Generation Constraint in GWh | FALSE | L | Annual | Allowances Purchased | GWh | 0 | 0 | 0 | 0 | 0 | 0 | 0
Wind and Solar Generation Cap 30% - MIS_WUMS v5.14 | 1364 | 6262 | Generation Constraint in GWh | FALSE | L | Annual | Allowances Sold | GWh | 0 | 0 | 0 | 0 | 0 | 0 | 0
Wind and Solar Generation Cap 30% - MIS_WUMS v5.14 | 1364 | 6262 | Generation Constraint in GWh | FALSE | L | Annual | Allowances Banked | GWh | 0 | 0 | 0 | 0 | 0 | 0 | 0
Wind and Solar Generation Cap 30% - MIS_WUMS v5.14 | 1364 | 6262 | Generation Constraint in GWh | FALSE | L | Annual | Allowances Withdrawn (1:1) | GWh | 0 | 0 | 0 | 0 | 0 | 0 | 0
Wind and Solar Generation Cap 30% - MIS_WUMS v5.14 | 1364 | 6262 | Generation Constraint in GWh | FALSE | L | Annual | Allowances Withdrawn (n:1) | GWh | 0 | 0 | 0 | 0 | 0 | 0 | 0
Wind and Solar Generation Cap 30% - MIS_WUMS v5.14 | 1364 | 6262 | Generation Constraint in GWh | FALSE | L | Annual | Net Emissions Allowance Position | GWh | 1663.6996 | 3354.1204 | 3354.1204 | 3354.1204 | 3354.1204 | 3622.2268 | 3811.5115
Wind and Solar Generation Cap 30% - MIS_WUMS v5.14 | 1364 | 6262 | Generation Constraint in GWh | FALSE | L | Annual | Fuel Consumed | TBtu | 0 | 0 | 0 | 0 | 0 | 0 | 0
Wind and Solar Generation Cap 30% - MIS_WUMS v5.14 | 1364 | 6262 | Generation Constraint in GWh | FALSE | L | Annual | Heat Rate | MMBtu/MWh | 0 | 0 | 0 | 0 | 0 | 0 | 0
Wind and Solar Generation Cap 30% - MIS_WUMS v5.14 | 1364 | 6262 | Generation Constraint in GWh | FALSE | L | Annual | Generation | TWh | 1.6637 | 3.3541 | 3.3541 | 3.3541 | 3.3541 | 3.6222 | 3.8115
Wind and Solar Generation Cap 30% - MIS_WUMS v5.14 | 1364 | 6262 | Generation Constraint in GWh | FALSE | L | Annual | Qualifying Generation | TWh | 1.6637 | 3.3541 | 3.3541 | 3.3541 | 3.3541 | 3.6222 | 3.8115
Wind and Solar Generation Cap 30% - MIS_WUMS v5.14 | 1364 | 6262 | Generation Constraint in GWh | FALSE | L | Annual | Rate | lb/MWh | 0 | 0 | 0 | 0 | 0 | 0 | 0
Wind and Solar Generation Cap 30% - MIS_WUMS v5.14 | 1364 | 6262 | Generation Constraint in GWh | FALSE | L | Annual | Constraint Shadow Price | US2011$/MWh | 0 | 0 | 0 | 0 | 0 | 0 | 0
Wind and Solar Generation Cap 30% - NENG_CT v5.14 | 1365 | 6263 | Generation Constraint in GWh | FALSE | L | Annual | Seasons Included | Seasons | Winter, Summer | Winter, Summer | Winter, Summer | Winter, Summer | Winter, Summer | Winter, Summer | Winter, Summer
Wind and Solar Generation Cap 30% - NENG_CT v5.14 | 1365 | 6263 | Generation Constraint in GWh | FALSE | L | Annual | Standard GWh | GWh | 10439 | 10687 | 10558 | 10450 | 10503 | 10604 | 10706
Wind and Solar Generation Cap 30% - NENG_CT v5.14 | 1365 | 6263 | Generation Constraint in GWh | FALSE | L | Annual | Emissions at Affected Plants | GWh | 25.3448 | 46.5281 | 46.5281 | 46.5281 | 46.5281 | 46.5281 | 46.5281
Wind and Solar Generation Cap 30% - NENG_CT v5.14 | 1365 | 6263 | Generation Constraint in GWh | FALSE | L | Annual | Allowances Purchased | GWh | 0 | 0 | 0 | 0 | 0 | 0 | 0
Wind and Solar Generation Cap 30% - NENG_CT v5.14 | 1365 | 6263 | Generation Constraint in GWh | FALSE | L | Annual | Allowances Sold | GWh | 0 | 0 | 0 | 0 | 0 | 0 | 0
Wind and Solar Generation Cap 30% - NENG_CT v5.14 | 1365 | 6263 | Generation Constraint in GWh | FALSE | L | Annual | Allowances Banked | GWh | 0 | 0 | 0 | 0 | 0 | 0 | 0
Wind and Solar Generation Cap 30% - NENG_CT v5.14 | 1365 | 6263 | Generation Constraint in GWh | FALSE | L | Annual | Allowances Withdrawn (1:1) | GWh | 0 | 0 | 0 | 0 | 0 | 0 | 0
Wind and Solar Generation Cap 30% - NENG_CT v5.14 | 1365 | 6263 | Generation Constraint in GWh | FALSE | L | Annual | Allowances Withdrawn (n:1) | GWh | 0 | 0 | 0 | 0 | 0 | 0 | 0
Wind and Solar Generation Cap 30% - NENG_CT v5.14 | 1365 | 6263 | Generation Constraint in GWh | FALSE | L | Annual | Net Emissions Allowance Position | GWh | 25.3448 | 46.5281 | 46.5281 | 46.5281 | 46.5281 | 46.5281 | 46.5281
Wind and Solar Generation Cap 30% - NENG_CT v5.14 | 1365 | 6263 | Generation Constraint in GWh | FALSE | L | Annual | Fuel Consumed | TBtu | 0 | 0 | 0 | 0 | 0 | 0 | 0
Wind and Solar Generation Cap 30% - NENG_CT v5.14 | 1365 | 6263 | Generation Constraint in GWh | FALSE | L | Annual | Heat Rate | MMBtu/MWh | 0 | 0 | 0 | 0 | 0 | 0 | 0
Wind and Solar Generation Cap 30% - NENG_CT v5.14 | 1365 | 6263 | Generation Constraint in GWh | FALSE | L | Annual | Generation | TWh | 0.025345 | 0.046528 | 0.046528 | 0.046528 | 0.046528 | 0.046528 | 0.046528
Wind and Solar Generation Cap 30% - NENG_CT v5.14 | 1365 | 6263 | Generation Constraint in GWh | FALSE | L | Annual | Qualifying Generation | TWh | 0.025345 | 0.046528 | 0.046528 | 0.046528 | 0.046528 | 0.046528 | 0.046528
Wind and Solar Generation Cap 30% - NENG_CT v5.14 | 1365 | 6263 | Generation Constraint in GWh | FALSE | L | Annual | Rate | lb/MWh | 0 | 0 | 0 | 0 | 0 | 0 | 0
Wind and Solar Generation Cap 30% - NENG_CT v5.14 | 1365 | 6263 | Generation Constraint in GWh | FALSE | L | Annual | Constraint Shadow Price | US2011$/MWh | 0 | 0 | 0 | 0 | 0 | 0 | 0
Wind and Solar Generation Cap 30% - NENG_ME v5.14 | 1366 | 6264 | Generation Constraint in GWh | FALSE | L | Annual | Seasons Included | Seasons | Winter, Summer | Winter, Summer | Winter, Summer | Winter, Summer | Winter, Summer | Winter, Summer | Winter, Summer
Wind and Solar Generation Cap 30% - NENG_ME v5.14 | 1366 | 6264 | Generation Constraint in GWh | FALSE | L | Annual | Standard GWh | GWh | 3668 | 3755 | 3710 | 3672 | 3691 | 3726 | 3762
Wind and Solar Generation Cap 30% - NENG_ME v5.14 | 1366 | 6264 | Generation Constraint in GWh | FALSE | L | Annual | Emissions at Affected Plants | GWh | 1551.7533 | 2448 | 2448 | 2448 | 2461 | 3726 | 3762
Wind and Solar Generation Cap 30% - NENG_ME v5.14 | 1366 | 6264 | Generation Constraint in GWh | FALSE | L | Annual | Allowances Purchased | GWh | 0 | 0 | 0 | 0 | 0 | 0 | 0
Wind and Solar Generation Cap 30% - NENG_ME v5.14 | 1366 | 6264 | Generation Constraint in GWh | FALSE | L | Annual | Allowances Sold | GWh | 0 | 0 | 0 | 0 | 0 | 0 | 0
Wind and Solar Generation Cap 30% - NENG_ME v5.14 | 1366 | 6264 | Generation Constraint in GWh | FALSE | L | Annual | Allowances Banked | GWh | 0 | 0 | 0 | 0 | 0 | 0 | 0
Wind and Solar Generation Cap 30% - NENG_ME v5.14 | 1366 | 6264 | Generation Constraint in GWh | FALSE | L | Annual | Allowances Withdrawn (1:1) | GWh | 0 | 0 | 0 | 0 | 0 | 0 | 0
Wind and Solar Generation Cap 30% - NENG_ME v5.14 | 1366 | 6264 | Generation Constraint in GWh | FALSE | L | Annual | Allowances Withdrawn (n:1) | GWh | 0 | 0 | 0 | 0 | 0 | 0 | 0
Wind and Solar Generation Cap 30% - NENG_ME v5.14 | 1366 | 6264 | Generation Constraint in GWh | FALSE | L | Annual | Net Emissions Allowance Position | GWh | 1551.7533 | 2448 | 2448 | 2448 | 2461 | 3726 | 3762
Wind and Solar Generation Cap 30% - NENG_ME v5.14 | 1366 | 6264 | Generation Constraint in GWh | FALSE | L | Annual | Fuel Consumed | TBtu | 0 | 0 | 0 | 0 | 0 | 0 | 0
Wind and Solar Generation Cap 30% - NENG_ME v5.14 | 1366 | 6264 | Generation Constraint in GWh | FALSE | L | Annual | Heat Rate | MMBtu/MWh | 0 | 0 | 0 | 0 | 0 | 0 | 0
Wind and Solar Generation Cap 30% - NENG_ME v5.14 | 1366 | 6264 | Generation Constraint in GWh | FALSE | L | Annual | Generation | TWh | 1.5518 | 2.448 | 2.448 | 2.448 | 2.461 | 3.726 | 3.762
Wind and Solar Generation Cap 30% - NENG_ME v5.14 | 1366 | 6264 | Generation Constraint in GWh | FALSE | L | Annual | Qualifying Generation | TWh | 1.5518 | 2.448 | 2.448 | 2.448 | 2.461 | 3.726 | 3.762
Wind and Solar Generation Cap 30% - NENG_ME v5.14 | 1366 | 6264 | Generation Constraint in GWh | FALSE | L | Annual | Rate | lb/MWh | 0 | 0 | 0 | 0 | 0 | 0 | 0
Wind and Solar Generation Cap 30% - NENG_ME v5.14 | 1366 | 6264 | Generation Constraint in GWh | FALSE | L | Annual | Constraint Shadow Price | US2011$/MWh | 0 | 0 | 0 | 0 | 0 | 0.87521 | 0.84983
Wind and Solar Generation Cap 30% - NENGREST v5.14 | 1367 | 6265 | Generation Constraint in GWh | FALSE | L | Annual | Seasons Included | Seasons | Winter, Summer | Winter, Summer | Winter, Summer | Winter, Summer | Winter, Summer | Winter, Summer | Winter, Summer
Wind and Solar Generation Cap 30% - NENGREST v5.14 | 1367 | 6265 | Generation Constraint in GWh | FALSE | L | Annual | Standard GWh | GWh | 27159 | 27803 | 27468 | 27188 | 27325 | 27588 | 27854
Wind and Solar Generation Cap 30% - NENGREST v5.14 | 1367 | 6265 | Generation Constraint in GWh | FALSE | L | Annual | Emissions at Affected Plants | GWh | 1790.0977 | 9918.3958 | 9918.3958 | 9918.3958 | 9918.3958 | 11866.0818 | 11962.0044
Wind and Solar Generation Cap 30% - NENGREST v5.14 | 1367 | 6265 | Generation Constraint in GWh | FALSE | L | Annual | Allowances Purchased | GWh | 0 | 0 | 0 | 0 | 0 | 0 | 0
Wind and Solar Generation Cap 30% - NENGREST v5.14 | 1367 | 6265 | Generation Constraint in GWh | FALSE | L | Annual | Allowances Sold | GWh | 0 | 0 | 0 | 0 | 0 | 0 | 0
Wind and Solar Generation Cap 30% - NENGREST v5.14 | 1367 | 6265 | Generation Constraint in GWh | FALSE | L | Annual | Allowances Banked | GWh | 0 | 0 | 0 | 0 | 0 | 0 | 0
Wind and Solar Generation Cap 30% - NENGREST v5.14 | 1367 | 6265 | Generation Constraint in GWh | FALSE | L | Annual | Allowances Withdrawn (1:1) | GWh | 0 | 0 | 0 | 0 | 0 | 0 | 0
Wind and Solar Generation Cap 30% - NENGREST v5.14 | 1367 | 6265 | Generation Constraint in GWh | FALSE | L | Annual | Allowances Withdrawn (n:1) | GWh | 0 | 0 | 0 | 0 | 0 | 0 | 0
Wind and Solar Generation Cap 30% - NENGREST v5.14 | 1367 | 6265 | Generation Constraint in GWh | FALSE | L | Annual | Net Emissions Allowance Position | GWh | 1790.0977 | 9918.3958 | 9918.3958 | 9918.3958 | 9918.3958 | 11866.0818 | 11962.0044
Wind and Solar Generation Cap 30% - NENGREST v5.14 | 1367 | 6265 | Generation Constraint in GWh | FALSE | L | Annual | Fuel Consumed | TBtu | 0 | 0 | 0 | 0 | 0 | 0 | 0
Wind and Solar Generation Cap 30% - NENGREST v5.14 | 1367 | 6265 | Generation Constraint in GWh | FALSE | L | Annual | Heat Rate | MMBtu/MWh | 0 | 0 | 0 | 0 | 0 | 0 | 0
Wind and Solar Generation Cap 30% - NENGREST v5.14 | 1367 | 6265 | Generation Constraint in GWh | FALSE | L | Annual | Generation | TWh | 1.7901 | 9.9184 | 9.9184 | 9.9184 | 9.9184 | 11.8661 | 11.962
Wind and Solar Generation Cap 30% - NENGREST v5.14 | 1367 | 6265 | Generation Constraint in GWh | FALSE | L | Annual | Qualifying Generation | TWh | 1.7901 | 9.9184 | 9.9184 | 9.9184 | 9.9184 | 11.8661 | 11.962
Wind and Solar Generation Cap 30% - NENGREST v5.14 | 1367 | 6265 | Generation Constraint in GWh | FALSE | L | Annual | Rate | lb/MWh | 0 | 0 | 0 | 0 | 0 | 0 | 0
Wind and Solar Generation Cap 30% - NENGREST v5.14 | 1367 | 6265 | Generation Constraint in GWh | FALSE | L | Annual | Constraint Shadow Price | US2011$/MWh | 0 | 0 | 0 | 0 | 0 | 0 | 0
Wind and Solar Generation Cap 30% - NY_Z_A&B v5.14 | 1368 | 6266 | Generation Constraint in GWh | FALSE | L | Annual | Seasons Included | Seasons | Winter, Summer | Winter, Summer | Winter, Summer | Winter, Summer | Winter, Summer | Winter, Summer | Winter, Summer
Wind and Solar Generation Cap 30% - NY_Z_A&B v5.14 | 1368 | 6266 | Generation Constraint in GWh | FALSE | L | Annual | Standard GWh | GWh | 7296 | 7308 | 7237 | 7149 | 7168 | 7236 | 7304
Wind and Solar Generation Cap 30% - NY_Z_A&B v5.14 | 1368 | 6266 | Generation Constraint in GWh | FALSE | L | Annual | Emissions at Affected Plants | GWh | 1010.7386 | 1041.2983 | 1041.2983 | 1041.2983 | 1041.2983 | 1041.2983 | 1706.6465
Wind and Solar Generation Cap 30% - NY_Z_A&B v5.14 | 1368 | 6266 | Generation Constraint in GWh | FALSE | L | Annual | Allowances Purchased | GWh | 0 | 0 | 0 | 0 | 0 | 0 | 0
Wind and Solar Generation Cap 30% - NY_Z_A&B v5.14 | 1368 | 6266 | Generation Constraint in GWh | FALSE | L | Annual | Allowances Sold | GWh | 0 | 0 | 0 | 0 | 0 | 0 | 0
Wind and Solar Generation Cap 30% - NY_Z_A&B v5.14 | 1368 | 6266 | Generation Constraint in GWh | FALSE | L | Annual | Allowances Banked | GWh | 0 | 0 | 0 | 0 | 0 | 0 | 0
Wind and Solar Generation Cap 30% - NY_Z_A&B v5.14 | 1368 | 6266 | Generation Constraint in GWh | FALSE | L | Annual | Allowances Withdrawn (1:1) | GWh | 0 | 0 | 0 | 0 | 0 | 0 | 0
Wind and Solar Generation Cap 30% - NY_Z_A&B v5.14 | 1368 | 6266 | Generation Constraint in GWh | FALSE | L | Annual | Allowances Withdrawn (n:1) | GWh | 0 | 0 | 0 | 0 | 0 | 0 | 0
Wind and Solar Generation Cap 30% - NY_Z_A&B v5.14 | 1368 | 6266 | Generation Constraint in GWh | FALSE | L | Annual | Net Emissions Allowance Position | GWh | 1010.7386 | 1041.2983 | 1041.2983 | 1041.2983 | 1041.2983 | 1041.2983 | 1706.6465
Wind and Solar Generation Cap 30% - NY_Z_A&B v5.14 | 1368 | 6266 | Generation Constraint in GWh | FALSE | L | Annual | Fuel Consumed | TBtu | 0 | 0 | 0 | 0 | 0 | 0 | 0
Wind and Solar Generation Cap 30% - NY_Z_A&B v5.14 | 1368 | 6266 | Generation Constraint in GWh | FALSE | L | Annual | Heat Rate | MMBtu/MWh | 0 | 0 | 0 | 0 | 0 | 0 | 0
Wind and Solar Generation Cap 30% - NY_Z_A&B v5.14 | 1368 | 6266 | Generation Constraint in GWh | FALSE | L | Annual | Generation | TWh | 1.0107 | 1.0413 | 1.0413 | 1.0413 | 1.0413 | 1.0413 | 1.7066
Wind and Solar Generation Cap 30% - NY_Z_A&B v5.14 | 1368 | 6266 | Generation Constraint in GWh | FALSE | L | Annual | Qualifying Generation | TWh | 1.0107 | 1.0413 | 1.0413 | 1.0413 | 1.0413 | 1.0413 | 1.7066
Wind and Solar Generation Cap 30% - NY_Z_A&B v5.14 | 1368 | 6266 | Generation Constraint in GWh | FALSE | L | Annual | Rate | lb/MWh | 0 | 0 | 0 | 0 | 0 | 0 | 0
Wind and Solar Generation Cap 30% - NY_Z_A&B v5.14 | 1368 | 6266 | Generation Constraint in GWh | FALSE | L | Annual | Constraint Shadow Price | US2011$/MWh | 0 | 0 | 0 | 0 | 0 | 0 | 0
Wind and Solar Generation Cap 30% - NY_Z_C&E v5.14 | 1369 | 6267 | Generation Constraint in GWh | FALSE | L | Annual | Seasons Included | Seasons | Winter, Summer | Winter, Summer | Winter, Summer | Winter, Summer | Winter, Summer | Winter, Summer | Winter, Summer
Wind and Solar Generation Cap 30% - NY_Z_C&E v5.14 | 1369 | 6267 | Generation Constraint in GWh | FALSE | L | Annual | Standard GWh | GWh | 6855 | 6866 | 6800 | 6717 | 6735 | 6798 | 6862
Wind and Solar Generation Cap 30% - NY_Z_C&E v5.14 | 1369 | 6267 | Generation Constraint in GWh | FALSE | L | Annual | Emissions at Affected Plants | GWh | 1529.9348 | 1790.8103 | 1790.8103 | 1790.8103 | 1790.8103 | 1790.8103 | 2195.3583
Wind and Solar Generation Cap 30% - NY_Z_C&E v5.14 | 1369 | 6267 | Generation Constraint in GWh | FALSE | L | Annual | Allowances Purchased | GWh | 0 | 0 | 0 | 0 | 0 | 0 | 0
Wind and Solar Generation Cap 30% - NY_Z_C&E v5.14 | 1369 | 6267 | Generation Constraint in GWh | FALSE | L | Annual | Allowances Sold | GWh | 0 | 0 | 0 | 0 | 0 | 0 | 0
Wind and Solar Generation Cap 30% - NY_Z_C&E v5.14 | 1369 | 6267 | Generation Constraint in GWh | FALSE | L | Annual | Allowances Banked | GWh | 0 | 0 | 0 | 0 | 0 | 0 | 0
Wind and Solar Generation Cap 30% - NY_Z_C&E v5.14 | 1369 | 6267 | Generation Constraint in GWh | FALSE | L | Annual | Allowances Withdrawn (1:1) | GWh | 0 | 0 | 0 | 0 | 0 | 0 | 0
Wind and Solar Generation Cap 30% - NY_Z_C&E v5.14 | 1369 | 6267 | Generation Constraint in GWh | FALSE | L | Annual | Allowances Withdrawn (n:1) | GWh | 0 | 0 | 0 | 0 | 0 | 0 | 0
Wind and Solar Generation Cap 30% - NY_Z_C&E v5.14 | 1369 | 6267 | Generation Constraint in GWh | FALSE | L | Annual | Net Emissions Allowance Position | GWh | 1529.9348 | 1790.8103 | 1790.8103 | 1790.8103 | 1790.8103 | 1790.8103 | 2195.3583
Wind and Solar Generation Cap 30% - NY_Z_C&E v5.14 | 1369 | 6267 | Generation Constraint in GWh | FALSE | L | Annual | Fuel Consumed | TBtu | 0 | 0 | 0 | 0 | 0 | 0 | 0
Wind and Solar Generation Cap 30% - NY_Z_C&E v5.14 | 1369 | 6267 | Generation Constraint in GWh | FALSE | L | Annual | Heat Rate | MMBtu/MWh | 0 | 0 | 0 | 0 | 0 | 0 | 0
Wind and Solar Generation Cap 30% - NY_Z_C&E v5.14 | 1369 | 6267 | Generation Constraint in GWh | FALSE | L | Annual | Generation | TWh | 1.5299 | 1.7908 | 1.7908 | 1.7908 | 1.7908 | 1.7908 | 2.1954
Wind and Solar Generation Cap 30% - NY_Z_C&E v5.14 | 1369 | 6267 | Generation Constraint in GWh | FALSE | L | Annual | Qualifying Generation | TWh | 1.5299 | 1.7908 | 1.7908 | 1.7908 | 1.7908 | 1.7908 | 2.1954
Wind and Solar Generation Cap 30% - NY_Z_C&E v5.14 | 1369 | 6267 | Generation Constraint in GWh | FALSE | L | Annual | Rate | lb/MWh | 0 | 0 | 0 | 0 | 0 | 0 | 0
Wind and Solar Generation Cap 30% - NY_Z_C&E v5.14 | 1369 | 6267 | Generation Constraint in GWh | FALSE | L | Annual | Constraint Shadow Price | US2011$/MWh | 0 | 0 | 0 | 0 | 0 | 0 | 0
Wind and Solar Generation Cap 30% - NY_Z_D v5.14 | 1370 | 6268 | Generation Constraint in GWh | FALSE | L | Annual | Seasons Included | Seasons | Winter, Summer | Winter, Summer | Winter, Summer | Winter, Summer | Winter, Summer | Winter, Summer | Winter, Summer
Wind and Solar Generation Cap 30% - NY_Z_D v5.14 | 1370 | 6268 | Generation Constraint in GWh | FALSE | L | Annual | Standard GWh | GWh | 1832 | 1835 | 1817 | 1795 | 1800 | 1817 | 1834
Wind and Solar Generation Cap 30% - NY_Z_D v5.14 | 1370 | 6268 | Generation Constraint in GWh | FALSE | L | Annual | Emissions at Affected Plants | GWh | 1179.3714 | 1200.2237 | 1200.2237 | 1200.2237 | 1203.2237 | 1214.2237 | 1226.2237
Wind and Solar Generation Cap 30% - NY_Z_D v5.14 | 1370 | 6268 | Generation Constraint in GWh | FALSE | L | Annual | Allowances Purchased | GWh | 0 | 0 | 0 | 0 | 0 | 0 | 0
Wind and Solar Generation Cap 30% - NY_Z_D v5.14 | 1370 | 6268 | Generation Constraint in GWh | FALSE | L | Annual | Allowances Sold | GWh | 0 | 0 | 0 | 0 | 0 | 0 | 0
Wind and Solar Generation Cap 30% - NY_Z_D v5.14 | 1370 | 6268 | Generation Constraint in GWh | FALSE | L | Annual | Allowances Banked | GWh | 0 | 0 | 0 | 0 | 0 | 0 | 0
Wind and Solar Generation Cap 30% - NY_Z_D v5.14 | 1370 | 6268 | Generation Constraint in GWh | FALSE | L | Annual | Allowances Withdrawn (1:1) | GWh | 0 | 0 | 0 | 0 | 0 | 0 | 0
Wind and Solar Generation Cap 30% - NY_Z_D v5.14 | 1370 | 6268 | Generation Constraint in GWh | FALSE | L | Annual | Allowances Withdrawn (n:1) | GWh | 0 | 0 | 0 | 0 | 0 | 0 | 0
Wind and Solar Generation Cap 30% - NY_Z_D v5.14 | 1370 | 6268 | Generation Constraint in GWh | FALSE | L | Annual | Net Emissions Allowance Position | GWh | 1179.3714 | 1200.2237 | 1200.2237 | 1200.2237 | 1203.2237 | 1214.2237 | 1226.2237
Wind and Solar Generation Cap 30% - NY_Z_D v5.14 | 1370 | 6268 | Generation Constraint in GWh | FALSE | L | Annual | Fuel Consumed | TBtu | 0 | 0 | 0 | 0 | 0 | 0 | 0
Wind and Solar Generation Cap 30% - NY_Z_D v5.14 | 1370 | 6268 | Generation Constraint in GWh | FALSE | L | Annual | Heat Rate | MMBtu/MWh | 0 | 0 | 0 | 0 | 0 | 0 | 0
Wind and Solar Generation Cap 30% - NY_Z_D v5.14 | 1370 | 6268 | Generation Constraint in GWh | FALSE | L | Annual | Generation | TWh | 1.1794 | 1.2002 | 1.2002 | 1.2002 | 1.2032 | 1.2142 | 1.2262
Wind and Solar Generation Cap 30% - NY_Z_D v5.14 | 1370 | 6268 | Generation Constraint in GWh | FALSE | L | Annual | Qualifying Generation | TWh | 1.1794 | 1.2002 | 1.2002 | 1.2002 | 1.2032 | 1.2142 | 1.2262
Wind and Solar Generation Cap 30% - NY_Z_D v5.14 | 1370 | 6268 | Generation Constraint in GWh | FALSE | L | Annual | Rate | lb/MWh | 0 | 0 | 0 | 0 | 0 | 0 | 0
Wind and Solar Generation Cap 30% - NY_Z_D v5.14 | 1370 | 6268 | Generation Constraint in GWh | FALSE | L | Annual | Constraint Shadow Price | US2011$/MWh | 0 | 0 | 0 | 0 | 0 | 0 | 0
Wind and Solar Generation Cap 30% - NY_Z_F v5.14 | 1371 | 6269 | Generation Constraint in GWh | FALSE | L | Annual | Seasons Included | Seasons | Winter, Summer | Winter, Summer | Winter, Summer | Winter, Summer | Winter, Summer | Winter, Summer | Winter, Summer
Wind and Solar Generation Cap 30% - NY_Z_F v5.14 | 1371 | 6269 | Generation Constraint in GWh | FALSE | L | Annual | Standard GWh | GWh | 3286 | 3291 | 3259 | 3220 | 3228 | 3259 | 3290
Wind and Solar Generation Cap 30% - NY_Z_F v5.14 | 1371 | 6269 | Generation Constraint in GWh | FALSE | L | Annual | Emissions at Affected Plants | GWh | 6.1679 | 309.4397 | 309.4397 | 309.4397 | 309.4397 | 309.4397 | 309.4397
Wind and Solar Generation Cap 30% - NY_Z_F v5.14 | 1371 | 6269 | Generation Constraint in GWh | FALSE | L | Annual | Allowances Purchased | GWh | 0 | 0 | 0 | 0 | 0 | 0 | 0
Wind and Solar Generation Cap 30% - NY_Z_F v5.14 | 1371 | 6269 | Generation Constraint in GWh | FALSE | L | Annual | Allowances Sold | GWh | 0 | 0 | 0 | 0 | 0 | 0 | 0
Wind and Solar Generation Cap 30% - NY_Z_F v5.14 | 1371 | 6269 | Generation Constraint in GWh | FALSE | L | Annual | Allowances Banked | GWh | 0 | 0 | 0 | 0 | 0 | 0 | 0
Wind and Solar Generation Cap 30% - NY_Z_F v5.14 | 1371 | 6269 | Generation Constraint in GWh | FALSE | L | Annual | Allowances Withdrawn (1:1) | GWh | 0 | 0 | 0 | 0 | 0 | 0 | 0
Wind and Solar Generation Cap 30% - NY_Z_F v5.14 | 1371 | 6269 | Generation Constraint in GWh | FALSE | L | Annual | Allowances Withdrawn (n:1) | GWh | 0 | 0 | 0 | 0 | 0 | 0 | 0
Wind and Solar Generation Cap 30% - NY_Z_F v5.14 | 1371 | 6269 | Generation Constraint in GWh | FALSE | L | Annual | Net Emissions Allowance Position | GWh | 6.1679 | 309.4397 | 309.4397 | 309.4397 | 309.4397 | 309.4397 | 309.4397
Wind and Solar Generation Cap 30% - NY_Z_F v5.14 | 1371 | 6269 | Generation Constraint in GWh | FALSE | L | Annual | Fuel Consumed | TBtu | 0 | 0 | 0 | 0 | 0 | 0 | 0
Wind and Solar Generation Cap 30% - NY_Z_F v5.14 | 1371 | 6269 | Generation Constraint in GWh | FALSE | L | Annual | Heat Rate | MMBtu/MWh | 0 | 0 | 0 | 0 | 0 | 0 | 0
Wind and Solar Generation Cap 30% - NY_Z_F v5.14 | 1371 | 6269 | Generation Constraint in GWh | FALSE | L | Annual | Generation | TWh | 0.0061679 | 0.30944 | 0.30944 | 0.30944 | 0.30944 | 0.30944 | 0.30944
Wind and Solar Generation Cap 30% - NY_Z_F v5.14 | 1371 | 6269 | Generation Constraint in GWh | FALSE | L | Annual | Qualifying Generation | TWh | 0.0061679 | 0.30944 | 0.30944 | 0.30944 | 0.30944 | 0.30944 | 0.30944
Wind and Solar Generation Cap 30% - NY_Z_F v5.14 | 1371 | 6269 | Generation Constraint in GWh | FALSE | L | Annual | Rate | lb/MWh | 0 | 0 | 0 | 0 | 0 | 0 | 0
Wind and Solar Generation Cap 30% - NY_Z_F v5.14 | 1371 | 6269 | Generation Constraint in GWh | FALSE | L | Annual | Constraint Shadow Price | US2011$/MWh | 0 | 0 | 0 | 0 | 0 | 0 | 0
Wind and Solar Generation Cap 30% - NY_Z_G-I v5.14 | 1372 | 6270 | Generation Constraint in GWh | FALSE | L | Annual | Seasons Included | Seasons | Winter, Summer | Winter, Summer | Winter, Summer | Winter, Summer | Winter, Summer | Winter, Summer | Winter, Summer
Wind and Solar Generation Cap 30% - NY_Z_G-I v5.14 | 1372 | 6270 | Generation Constraint in GWh | FALSE | L | Annual | Standard GWh | GWh | 5545 | 5543 | 5478 | 5394 | 5406 | 5439 | 5473
Wind and Solar Generation Cap 30% - NY_Z_G-I v5.14 | 1372 | 6270 | Generation Constraint in GWh | FALSE | L | Annual | Emissions at Affected Plants | GWh | 6.0131 | 247.5869 | 247.5869 | 247.5869 | 247.5869 | 247.5869 | 247.5869
Wind and Solar Generation Cap 30% - NY_Z_G-I v5.14 | 1372 | 6270 | Generation Constraint in GWh | FALSE | L | Annual | Allowances Purchased | GWh | 0 | 0 | 0 | 0 | 0 | 0 | 0
Wind and Solar Generation Cap 30% - NY_Z_G-I v5.14 | 1372 | 6270 | Generation Constraint in GWh | FALSE | L | Annual | Allowances Sold | GWh | 0 | 0 | 0 | 0 | 0 | 0 | 0
Wind and Solar Generation Cap 30% - NY_Z_G-I v5.14 | 1372 | 6270 | Generation Constraint in GWh | FALSE | L | Annual | Allowances Banked | GWh | 0 | 0 | 0 | 0 | 0 | 0 | 0
Wind and Solar Generation Cap 30% - NY_Z_G-I v5.14 | 1372 | 6270 | Generation Constraint in GWh | FALSE | L | Annual | Allowances Withdrawn (1:1) | GWh | 0 | 0 | 0 | 0 | 0 | 0 | 0
Wind and Solar Generation Cap 30% - NY_Z_G-I v5.14 | 1372 | 6270 | Generation Constraint in GWh | FALSE | L | Annual | Allowances Withdrawn (n:1) | GWh | 0 | 0 | 0 | 0 | 0 | 0 | 0
Wind and Solar Generation Cap 30% - NY_Z_G-I v5.14 | 1372 | 6270 | Generation Constraint in GWh | FALSE | L | Annual | Net Emissions Allowance Position | GWh | 6.0131 | 247.5869 | 247.5869 | 247.5869 | 247.5869 | 247.5869 | 247.5869
Wind and Solar Generation Cap 30% - NY_Z_G-I v5.14 | 1372 | 6270 | Generation Constraint in GWh | FALSE | L | Annual | Fuel Consumed | TBtu | 0 | 0 | 0 | 0 | 0 | 0 | 0
Wind and Solar Generation Cap 30% - NY_Z_G-I v5.14 | 1372 | 6270 | Generation Constraint in GWh | FALSE | L | Annual | Heat Rate | MMBtu/MWh | 0 | 0 | 0 | 0 | 0 | 0 | 0
Wind and Solar Generation Cap 30% - NY_Z_G-I v5.14 | 1372 | 6270 | Generation Constraint in GWh | FALSE | L | Annual | Generation | TWh | 0.0060131 | 0.24759 | 0.24759 | 0.24759 | 0.24759 | 0.24759 | 0.24759
Wind and Solar Generation Cap 30% - NY_Z_G-I v5.14 | 1372 | 6270 | Generation Constraint in GWh | FALSE | L | Annual | Qualifying Generation | TWh | 0.0060131 | 0.24759 | 0.24759 | 0.24759 | 0.24759 | 0.24759 | 0.24759
Wind and Solar Generation Cap 30% - NY_Z_G-I v5.14 | 1372 | 6270 | Generation Constraint in GWh | FALSE | L | Annual | Rate | lb/MWh | 0 | 0 | 0 | 0 | 0 | 0 | 0
Wind and Solar Generation Cap 30% - NY_Z_G-I v5.14 | 1372 | 6270 | Generation Constraint in GWh | FALSE | L | Annual | Constraint Shadow Price | US2011$/MWh | 0 | 0 | 0 | 0 | 0 | 0 | 0
Wind and Solar Generation Cap 30% - NY_Z_J v5.14 | 1373 | 6271 | Generation Constraint in GWh | FALSE | L | Annual | Seasons Included | Seasons | Winter, Summer | Winter, Summer | Winter, Summer | Winter, Summer | Winter, Summer | Winter, Summer | Winter, Summer
Wind and Solar Generation Cap 30% - NY_Z_J v5.14 | 1373 | 6271 | Generation Constraint in GWh | FALSE | L | Annual | Standard GWh | GWh | 15359 | 15317 | 15100 | 14810 | 14831 | 14865 | 14899
Wind and Solar Generation Cap 30% - NY_Z_J v5.14 | 1373 | 6271 | Generation Constraint in GWh | FALSE | L | Annual | Emissions at Affected Plants | GWh | 3.4299 | 3.4299 | 3.4299 | 3.4299 | 3.4299 | 3.4299 | 3.4299
Wind and Solar Generation Cap 30% - NY_Z_J v5.14 | 1373 | 6271 | Generation Constraint in GWh | FALSE | L | Annual | Allowances Purchased | GWh | 0 | 0 | 0 | 0 | 0 | 0 | 0
Wind and Solar Generation Cap 30% - NY_Z_J v5.14 | 1373 | 6271 | Generation Constraint in GWh | FALSE | L | Annual | Allowances Sold | GWh | 0 | 0 | 0 | 0 | 0 | 0 | 0
Wind and Solar Generation Cap 30% - NY_Z_J v5.14 | 1373 | 6271 | Generation Constraint in GWh | FALSE | L | Annual | Allowances Banked | GWh | 0 | 0 | 0 | 0 | 0 | 0 | 0
Wind and Solar Generation Cap 30% - NY_Z_J v5.14 | 1373 | 6271 | Generation Constraint in GWh | FALSE | L | Annual | Allowances Withdrawn (1:1) | GWh | 0 | 0 | 0 | 0 | 0 | 0 | 0
Wind and Solar Generation Cap 30% - NY_Z_J v5.14 | 1373 | 6271 | Generation Constraint in GWh | FALSE | L | Annual | Allowances Withdrawn (n:1) | GWh | 0 | 0 | 0 | 0 | 0 | 0 | 0
Wind and Solar Generation Cap 30% - NY_Z_J v5.14 | 1373 | 6271 | Generation Constraint in GWh | FALSE | L | Annual | Net Emissions Allowance Position | GWh | 3.4299 | 3.4299 | 3.4299 | 3.4299 | 3.4299 | 3.4299 | 3.4299
Wind and Solar Generation Cap 30% - NY_Z_J v5.14 | 1373 | 6271 | Generation Constraint in GWh | FALSE | L | Annual | Fuel Consumed | TBtu | 0 | 0 | 0 | 0 | 0 | 0 | 0
Wind and Solar Generation Cap 30% - NY_Z_J v5.14 | 1373 | 6271 | Generation Constraint in GWh | FALSE | L | Annual | Heat Rate | MMBtu/MWh | 0 | 0 | 0 | 0 | 0 | 0 | 0
Wind and Solar Generation Cap 30% - NY_Z_J v5.14 | 1373 | 6271 | Generation Constraint in GWh | FALSE | L | Annual | Generation | TWh | 0.0034299 | 0.0034299 | 0.0034299 | 0.0034299 | 0.0034299 | 0.0034299 | 0.0034299
Wind and Solar Generation Cap 30% - NY_Z_J v5.14 | 1373 | 6271 | Generation Constraint in GWh | FALSE | L | Annual | Qualifying Generation | TWh | 0.0034299 | 0.0034299 | 0.0034299 | 0.0034299 | 0.0034299 | 0.0034299 | 0.0034299
Wind and Solar Generation Cap 30% - NY_Z_J v5.14 | 1373 | 6271 | Generation Constraint in GWh | FALSE | L | Annual | Rate | lb/MWh | 0 | 0 | 0 | 0 | 0 | 0 | 0
Wind and Solar Generation Cap 30% - NY_Z_J v5.14 | 1373 | 6271 | Generation Constraint in GWh | FALSE | L | Annual | Constraint Shadow Price | US2011$/MWh | 0 | 0 | 0 | 0 | 0 | 0 | 0
Wind and Solar Generation Cap 30% - NY_Z_K v5.14 | 1374 | 6272 | Generation Constraint in GWh | FALSE | L | Annual | Seasons Included | Seasons | Winter, Summer | Winter, Summer | Winter, Summer | Winter, Summer | Winter, Summer | Winter, Summer | Winter, Summer
Wind and Solar Generation Cap 30% - NY_Z_K v5.14 | 1374 | 6272 | Generation Constraint in GWh | FALSE | L | Annual | Standard GWh | GWh | 6906 | 6870 | 6743 | 6580 | 6583 | 6616 | 6649
Wind and Solar Generation Cap 30% - NY_Z_K v5.14 | 1374 | 6272 | Generation Constraint in GWh | FALSE | L | Annual | Emissions at Affected Plants | GWh | 118.5863 | 236.3773 | 236.3773 | 236.3773 | 236.3773 | 236.3773 | 236.3773
Wind and Solar Generation Cap 30% - NY_Z_K v5.14 | 1374 | 6272 | Generation Constraint in GWh | FALSE | L | Annual | Allowances Purchased | GWh | 0 | 0 | 0 | 0 | 0 | 0 | 0
Wind and Solar Generation Cap 30% - NY_Z_K v5.14 | 1374 | 6272 | Generation Constraint in GWh | FALSE | L | Annual | Allowances Sold | GWh | 0 | 0 | 0 | 0 | 0 | 0 | 0
Wind and Solar Generation Cap 30% - NY_Z_K v5.14 | 1374 | 6272 | Generation Constraint in GWh | FALSE | L | Annual | Allowances Banked | GWh | 0 | 0 | 0 | 0 | 0 | 0 | 0
Wind and Solar Generation Cap 30% - NY_Z_K v5.14 | 1374 | 6272 | Generation Constraint in GWh | FALSE | L | Annual | Allowances Withdrawn (1:1) | GWh | 0 | 0 | 0 | 0 | 0 | 0 | 0
Wind and Solar Generation Cap 30% - NY_Z_K v5.14 | 1374 | 6272 | Generation Constraint in GWh | FALSE | L | Annual | Allowances Withdrawn (n:1) | GWh | 0 | 0 | 0 | 0 | 0 | 0 | 0
Wind and Solar Generation Cap 30% - NY_Z_K v5.14 | 1374 | 6272 | Generation Constraint in GWh | FALSE | L | Annual | Net Emissions Allowance Position | GWh | 118.5863 | 236.3773 | 236.3773 | 236.3773 | 236.3773 | 236.3773 | 236.3773
Wind and Solar Generation Cap 30% - NY_Z_K v5.14 | 1374 | 6272 | Generation Constraint in GWh | FALSE | L | Annual | Fuel Consumed | TBtu | 0 | 0 | 0 | 0 | 0 | 0 | 0
Wind and Solar Generation Cap 30% - NY_Z_K v5.14 | 1374 | 6272 | Generation Constraint in GWh | FALSE | L | Annual | Heat Rate | MMBtu/MWh | 0 | 0 | 0 | 0 | 0 | 0 | 0
Wind and Solar Generation Cap 30% - NY_Z_K v5.14 | 1374 | 6272 | Generation Constraint in GWh | FALSE | L | Annual | Generation | TWh | 0.11859 | 0.23638 | 0.23638 | 0.23638 | 0.23638 | 0.23638 | 0.23638
Wind and Solar Generation Cap 30% - NY_Z_K v5.14 | 1374 | 6272 | Generation Constraint in GWh | FALSE | L | Annual | Qualifying Generation | TWh | 0.11859 | 0.23638 | 0.23638 | 0.23638 | 0.23638 | 0.23638 | 0.23638
Wind and Solar Generation Cap 30% - NY_Z_K v5.14 | 1374 | 6272 | Generation Constraint in GWh | FALSE | L | Annual | Rate | lb/MWh | 0 | 0 | 0 | 0 | 0 | 0 | 0
Wind and Solar Generation Cap 30% - NY_Z_K v5.14 | 1374 | 6272 | Generation Constraint in GWh | FALSE | L | Annual | Constraint Shadow Price | US2011$/MWh | 0 | 0 | 0 | 0 | 0 | 0 | 0
Wind and Solar Generation Cap 30% - PJM_AP v5.14 | 1375 | 6273 | Generation Constraint in GWh | FALSE | L | Annual | Seasons Included | Seasons | Winter, Summer | Winter, Summer | Winter, Summer | Winter, Summer | Winter, Summer | Winter, Summer | Winter, Summer
Wind and Solar Generation Cap 30% - PJM_AP v5.14 | 1375 | 6273 | Generation Constraint in GWh | FALSE | L | Annual | Standard GWh | GWh | 14417 | 14770 | 14890 | 15247 | 15490 | 15962 | 16448
Wind and Solar Generation Cap 30% - PJM_AP v5.14 | 1375 | 6273 | Generation Constraint in GWh | FALSE | L | Annual | Emissions at Affected Plants | GWh | 2312.6734 | 3541.1489 | 3541.1489 | 3541.1489 | 3541.1489 | 3541.1489 | 3541.1489
Wind and Solar Generation Cap 30% - PJM_AP v5.14 | 1375 | 6273 | Generation Constraint in GWh | FALSE | L | Annual | Allowances Purchased | GWh | 0 | 0 | 0 | 0 | 0 | 0 | 0
Wind and Solar Generation Cap 30% - PJM_AP v5.14 | 1375 | 6273 | Generation Constraint in GWh | FALSE | L | Annual | Allowances Sold | GWh | 0 | 0 | 0 | 0 | 0 | 0 | 0
Wind and Solar Generation Cap 30% - PJM_AP v5.14 | 1375 | 6273 | Generation Constraint in GWh | FALSE | L | Annual | Allowances Banked | GWh | 0 | 0 | 0 | 0 | 0 | 0 | 0
Wind and Solar Generation Cap 30% - PJM_AP v5.14 | 1375 | 6273 | Generation Constraint in GWh | FALSE | L | Annual | Allowances Withdrawn (1:1) | GWh | 0 | 0 | 0 | 0 | 0 | 0 | 0
Wind and Solar Generation Cap 30% - PJM_AP v5.14 | 1375 | 6273 | Generation Constraint in GWh | FALSE | L | Annual | Allowances Withdrawn (n:1) | GWh | 0 | 0 | 0 | 0 | 0 | 0 | 0
Wind and Solar Generation Cap 30% - PJM_AP v5.14 | 1375 | 6273 | Generation Constraint in GWh | FALSE | L | Annual | Net Emissions Allowance Position | GWh | 2312.6734 | 3541.1489 | 3541.1489 | 3541.1489 | 3541.1489 | 3541.1489 | 3541.1489
Wind and Solar Generation Cap 30% - PJM_AP v5.14 | 1375 | 6273 | Generation Constraint in GWh | FALSE | L | Annual | Fuel Consumed | TBtu | 0 | 0 | 0 | 0 | 0 | 0 | 0
Wind and Solar Generation Cap 30% - PJM_AP v5.14 | 1375 | 6273 | Generation Constraint in GWh | FALSE | L | Annual | Heat Rate | MMBtu/MWh | 0 | 0 | 0 | 0 | 0 | 0 | 0
Wind and Solar Generation Cap 30% - PJM_AP v5.14 | 1375 | 6273 | Generation Constraint in GWh | FALSE | L | Annual | Generation | TWh | 2.3127 | 3.5411 | 3.5411 | 3.5411 | 3.5411 | 3.5411 | 3.5411
Wind and Solar Generation Cap 30% - PJM_AP v5.14 | 1375 | 6273 | Generation Constraint in GWh | FALSE | L | Annual | Qualifying Generation | TWh | 2.3127 | 3.5411 | 3.5411 | 3.5411 | 3.5411 | 3.5411 | 3.5411
Wind and Solar Generation Cap 30% - PJM_AP v5.14 | 1375 | 6273 | Generation Constraint in GWh | FALSE | L | Annual | Rate | lb/MWh | 0 | 0 | 0 | 0 | 0 | 0 | 0
Wind and Solar Generation Cap 30% - PJM_AP v5.14 | 1375 | 6273 | Generation Constraint in GWh | FALSE | L | Annual | Constraint Shadow Price | US2011$/MWh | 0 | 0 | 0 | 0 | 0 | 0 | 0
Wind and Solar Generation Cap 30% - PJM_ATSI v5.14 | 1376 | 6274 | Generation Constraint in GWh | FALSE | L | Annual | Seasons Included | Seasons | Winter, Summer | Winter, Summer | Winter, Summer | Winter, Summer | Winter, Summer | Winter, Summer | Winter, Summer
Wind and Solar Generation Cap 30% - PJM_ATSI v5.14 | 1376 | 6274 | Generation Constraint in GWh | FALSE | L | Annual | Standard GWh | GWh | 21221 | 21740 | 21917 | 22443 | 22800 | 23495 | 24211
Wind and Solar Generation Cap 30% - PJM_ATSI v5.14 | 1376 | 6274 | Generation Constraint in GWh | FALSE | L | Annual | Emissions at Affected Plants | GWh | 75.5143 | 1094.7205 | 1094.7205 | 1094.7205 | 1094.7205 | 1094.7205 | 1094.7205
Wind and Solar Generation Cap 30% - PJM_ATSI v5.14 | 1376 | 6274 | Generation Constraint in GWh | FALSE | L | Annual | Allowances Purchased | GWh | 0 | 0 | 0 | 0 | 0 | 0 | 0
Wind and Solar Generation Cap 30% - PJM_ATSI v5.14 | 1376 | 6274 | Generation Constraint in GWh | FALSE | L | Annual | Allowances Sold | GWh | 0 | 0 | 0 | 0 | 0 | 0 | 0
Wind and Solar Generation Cap 30% - PJM_ATSI v5.14 | 1376 | 6274 | Generation Constraint in GWh | FALSE | L | Annual | Allowances Banked | GWh | 0 | 0 | 0 | 0 | 0 | 0 | 0
Wind and Solar Generation Cap 30% - PJM_ATSI v5.14 | 1376 | 6274 | Generation Constraint in GWh | FALSE | L | Annual | Allowances Withdrawn (1:1) | GWh | 0 | 0 | 0 | 0 | 0 | 0 | 0
Wind and Solar Generation Cap 30% - PJM_ATSI v5.14 | 1376 | 6274 | Generation Constraint in GWh | FALSE | L | Annual | Allowances Withdrawn (n:1) | GWh | 0 | 0 | 0 | 0 | 0 | 0 | 0
Wind and Solar Generation Cap 30% - PJM_ATSI v5.14 | 1376 | 6274 | Generation Constraint in GWh | FALSE | L | Annual | Net Emissions Allowance Position | GWh | 75.5143 | 1094.7205 | 1094.7205 | 1094.7205 | 1094.7205 | 1094.7205 | 1094.7205
Wind and Solar Generation Cap 30% - PJM_ATSI v5.14 | 1376 | 6274 | Generation Constraint in GWh | FALSE | L | Annual | Fuel Consumed | TBtu | 0 | 0 | 0 | 0 | 0 | 0 | 0
Wind and Solar Generation Cap 30% - PJM_ATSI v5.14 | 1376 | 6274 | Generation Constraint in GWh | FALSE | L | Annual | Heat Rate | MMBtu/MWh | 0 | 0 | 0 | 0 | 0 | 0 | 0
Wind and Solar Generation Cap 30% - PJM_ATSI v5.14 | 1376 | 6274 | Generation Constraint in GWh | FALSE | L | Annual | Generation | TWh | 0.075514 | 1.0947 | 1.0947 | 1.0947 | 1.0947 | 1.0947 | 1.0947
Wind and Solar Generation Cap 30% - PJM_ATSI v5.14 | 1376 | 6274 | Generation Constraint in GWh | FALSE | L | Annual | Qualifying Generation | TWh | 0.075514 | 1.0947 | 1.0947 | 1.0947 | 1.0947 | 1.0947 | 1.0947
Wind and Solar Generation Cap 30% - PJM_ATSI v5.14 | 1376 | 6274 | Generation Constraint in GWh | FALSE | L | Annual | Rate | lb/MWh | 0 | 0 | 0 | 0 | 0 | 0 | 0
Wind and Solar Generation Cap 30% - PJM_ATSI v5.14 | 1376 | 6274 | Generation Constraint in GWh | FALSE | L | Annual | Constraint Shadow Price | US2011$/MWh | 0 | 0 | 0 | 0 | 0 | 0 | 0
Wind and Solar Generation Cap 30% - PJM_COMD v5.14 | 1377 | 6275 | Generation Constraint in GWh | FALSE | L | Annual | Seasons Included | Seasons | Winter, Summer | Winter, Summer | Winter, Summer | Winter, Summer | Winter, Summer | Winter, Summer | Winter, Summer
Wind and Solar Generation Cap 30% - PJM_COMD v5.14 | 1377 | 6275 | Generation Constraint in GWh | FALSE | L | Annual | Standard GWh | GWh | 30924 | 31682 | 31939 | 32705 | 33225 | 34238 | 35282
Wind and Solar Generation Cap 30% - PJM_COMD v5.14 | 1377 | 6275 | Generation Constraint in GWh | FALSE | L | Annual | Emissions at Affected Plants | GWh | 7301.9375 | 8509.0989 | 8509.0989 | 11649.4189 | 12650.5396 | 12650.5396 | 14233.1879
Wind and Solar Generation Cap 30% - PJM_COMD v5.14 | 1377 | 6275 | Generation Constraint in GWh | FALSE | L | Annual | Allowances Purchased | GWh | 0 | 0 | 0 | 0 | 0 | 0 | 0
Wind and Solar Generation Cap 30% - PJM_COMD v5.14 | 1377 | 6275 | Generation Constraint in GWh | FALSE | L | Annual | Allowances Sold | GWh | 0 | 0 | 0 | 0 | 0 | 0 | 0
Wind and Solar Generation Cap 30% - PJM_COMD v5.14 | 1377 | 6275 | Generation Constraint in GWh | FALSE | L | Annual | Allowances Banked | GWh | 0 | 0 | 0 | 0 | 0 | 0 | 0
Wind and Solar Generation Cap 30% - PJM_COMD v5.14 | 1377 | 6275 | Generation Constraint in GWh | FALSE | L | Annual | Allowances Withdrawn (1:1) | GWh | 0 | 0 | 0 | 0 | 0 | 0 | 0
Wind and Solar Generation Cap 30% - PJM_COMD v5.14 | 1377 | 6275 | Generation Constraint in GWh | FALSE | L | Annual | Allowances Withdrawn (n:1) | GWh | 0 | 0 | 0 | 0 | 0 | 0 | 0
Wind and Solar Generation Cap 30% - PJM_COMD v5.14 | 1377 | 6275 | Generation Constraint in GWh | FALSE | L | Annual | Net Emissions Allowance Position | GWh | 7301.9375 | 8509.0989 | 8509.0989 | 11649.4189 | 12650.5396 | 12650.5396 | 14233.1879
Wind and Solar Generation Cap 30% - PJM_COMD v5.14 | 1377 | 6275 | Generation Constraint in GWh | FALSE | L | Annual | Fuel Consumed | TBtu | 0 | 0 | 0 | 0 | 0 | 0 | 0
Wind and Solar Generation Cap 30% - PJM_COMD v5.14 | 1377 | 6275 | Generation Constraint in GWh | FALSE | L | Annual | Heat Rate | MMBtu/MWh | 0 | 0 | 0 | 0 | 0 | 0 | 0
Wind and Solar Generation Cap 30% - PJM_COMD v5.14 | 1377 | 6275 | Generation Constraint in GWh | FALSE | L | Annual | Generation | TWh | 7.3019 | 8.5091 | 8.5091 | 11.6494 | 12.6505 | 12.6505 | 14.2332
Wind and Solar Generation Cap 30% - PJM_COMD v5.14 | 1377 | 6275 | Generation Constraint in GWh | FALSE | L | Annual | Qualifying Generation | TWh | 7.3019 | 8.5091 | 8.5091 | 11.6494 | 12.6505 | 12.6505 | 14.2332
Wind and Solar Generation Cap 30% - PJM_COMD v5.14 | 1377 | 6275 | Generation Constraint in GWh | FALSE | L | Annual | Rate | lb/MWh | 0 | 0 | 0 | 0 | 0 | 0 | 0
Wind and Solar Generation Cap 30% - PJM_COMD v5.14 | 1377 | 6275 | Generation Constraint in GWh | FALSE | L | Annual | Constraint Shadow Price | US2011$/MWh | 0 | 0 | 0 | 0 | 0 | 0 | 0
Wind and Solar Generation Cap 30% - PJM_Dom v5.14 | 1378 | 6276 | Generation Constraint in GWh | FALSE | L | Annual | Seasons Included | Seasons | Winter, Summer | Winter, Summer | Winter, Summer | Winter, Summer | Winter, Summer | Winter, Summer | Winter, Summer
Wind and Solar Generation Cap 30% - PJM_Dom v5.14 | 1378 | 6276 | Generation Constraint in GWh | FALSE | L | Annual | Standard GWh | GWh | 28794 | 29639 | 30172 | 31474 | 32802 | 35376 | 38153
Wind and Solar Generation Cap 30% - PJM_Dom v5.14 | 1378 | 6276 | Generation Constraint in GWh | FALSE | L | Annual | Emissions at Affected Plants | GWh | 387.4374 | 1646.3966 | 1646.3966 | 1646.3966 | 1646.3966 | 24845.127 | 26695.127
Wind and Solar Generation Cap 30% - PJM_Dom v5.14 | 1378 | 6276 | Generation Constraint in GWh | FALSE | L | Annual | Allowances Purchased | GWh | 0 | 0 | 0 | 0 | 0 | 0 | 0
Wind and Solar Generation Cap 30% - PJM_Dom v5.14 | 1378 | 6276 | Generation Constraint in GWh | FALSE | L | Annual | Allowances Sold | GWh | 0 | 0 | 0 | 0 | 0 | 0 | 0
Wind and Solar Generation Cap 30% - PJM_Dom v5.14 | 1378 | 6276 | Generation Constraint in GWh | FALSE | L | Annual | Allowances Banked | GWh | 0 | 0 | 0 | 0 | 0 | 0 | 0
Wind and Solar Generation Cap 30% - PJM_Dom v5.14 | 1378 | 6276 | Generation Constraint in GWh | FALSE | L | Annual | Allowances Withdrawn (1:1) | GWh | 0 | 0 | 0 | 0 | 0 | 0 | 0
Wind and Solar Generation Cap 30% - PJM_Dom v5.14 | 1378 | 6276 | Generation Constraint in GWh | FALSE | L | Annual | Allowances Withdrawn (n:1) | GWh | 0 | 0 | 0 | 0 | 0 | 0 | 0
Wind and Solar Generation Cap 30% - PJM_Dom v5.14 | 1378 | 6276 | Generation Constraint in GWh | FALSE | L | Annual | Net Emissions Allowance Position | GWh | 387.4374 | 1646.3966 | 1646.3966 | 1646.3966 | 1646.3966 | 24845.127 | 26695.127
Wind and Solar Generation Cap 30% - PJM_Dom v5.14 | 1378 | 6276 | Generation Constraint in GWh | FALSE | L | Annual | Fuel Consumed | TBtu | 0 | 0 | 0 | 0 | 0 | 0 | 0
Wind and Solar Generation Cap 30% - PJM_Dom v5.14 | 1378 | 6276 | Generation Constraint in GWh | FALSE | L | Annual | Heat Rate | MMBtu/MWh | 0 | 0 | 0 | 0 | 0 | 0 | 0
Wind and Solar Generation Cap 30% - PJM_Dom v5.14 | 1378 | 6276 | Generation Constraint in GWh | FALSE | L | Annual | Generation | TWh | 0.38744 | 1.6464 | 1.6464 | 1.6464 | 1.6464 | 24.8451 | 26.6951
Wind and Solar Generation Cap 30% - PJM_Dom v5.14 | 1378 | 6276 | Generation Constraint in GWh | FALSE | L | Annual | Qualifying Generation | TWh | 0.38744 | 1.6464 | 1.6464 | 1.6464 | 1.6464 | 24.8451 | 26.6951
Wind and Solar Generation Cap 30% - PJM_Dom v5.14 | 1378 | 6276 | Generation Constraint in GWh | FALSE | L | Annual | Rate | lb/MWh | 0 | 0 | 0 | 0 | 0 | 0 | 0
Wind and Solar Generation Cap 30% - PJM_Dom v5.14 | 1378 | 6276 | Generation Constraint in GWh | FALSE | L | Annual | Constraint Shadow Price | US2011$/MWh | 0 | 0 | 0 | 0 | 0 | 0 | 0
Wind and Solar Generation Cap 30% - PJM_EMAC v5.14 | 1379 | 6277 | Generation Constraint in GWh | FALSE | L | Annual | Seasons Included | Seasons | Winter, Summer | Winter, Summer | Winter, Summer | Winter, Summer | Winter, Summer | Winter, Summer | Winter, Summer
Wind and Solar Generation Cap 30% - PJM_EMAC v5.14 | 1379 | 6277 | Generation Constraint in GWh | FALSE | L | Annual | Standard GWh | GWh | 42650 | 42936 | 42889 | 43132 | 43884 | 45506 | 47189
Wind and Solar Generation Cap 30% - PJM_EMAC v5.14 | 1379 | 6277 | Generation Constraint in GWh | FALSE | L | Annual | Emissions at Affected Plants | GWh | 1056.1501 | 8046.9464 | 8687.3969 | 8830.0696 | 15940.5611 | 26674.8961 | 28253.5222
Wind and Solar Generation Cap 30% - PJM_EMAC v5.14 | 1379 | 6277 | Generation Constraint in GWh | FALSE | L | Annual | Allowances Purchased | GWh | 0 | 0 | 0 | 0 | 0 | 0 | 0
Wind and Solar Generation Cap 30% - PJM_EMAC v5.14 | 1379 | 6277 | Generation Constraint in GWh | FALSE | L | Annual | Allowances Sold | GWh | 0 | 0 | 0 | 0 | 0 | 0 | 0
Wind and Solar Generation Cap 30% - PJM_EMAC v5.14 | 1379 | 6277 | Generation Constraint in GWh | FALSE | L | Annual | Allowances Banked | GWh | 0 | 0 | 0 | 0 | 0 | 0 | 0
Wind and Solar Generation Cap 30% - PJM_EMAC v5.14 | 1379 | 6277 | Generation Constraint in GWh | FALSE | L | Annual | Allowances Withdrawn (1:1) | GWh | 0 | 0 | 0 | 0 | 0 | 0 | 0
Wind and Solar Generation Cap 30% - PJM_EMAC v5.14 | 1379 | 6277 | Generation Constraint in GWh | FALSE | L | Annual | Allowances Withdrawn (n:1) | GWh | 0 | 0 | 0 | 0 | 0 | 0 | 0
Wind and Solar Generation Cap 30% - PJM_EMAC v5.14 | 1379 | 6277 | Generation Constraint in GWh | FALSE | L | Annual | Net Emissions Allowance Position | GWh | 1056.1501 | 8046.9464 | 8687.3969 | 8830.0696 | 15940.5611 | 26674.8961 | 28253.5222
Wind and Solar Generation Cap 30% - PJM_EMAC v5.14 | 1379 | 6277 | Generation Constraint in GWh | FALSE | L | Annual | Fuel Consumed | TBtu | 0 | 0 | 0 | 0 | 0 | 0 | 0
Wind and Solar Generation Cap 30% - PJM_EMAC v5.14 | 1379 | 6277 | Generation Constraint in GWh | FALSE | L | Annual | Heat Rate | MMBtu/MWh | 0 | 0 | 0 | 0 | 0 | 0 | 0
Wind and Solar Generation Cap 30% - PJM_EMAC v5.14 | 1379 | 6277 | Generation Constraint in GWh | FALSE | L | Annual | Generation | TWh | 1.0562 | 8.0469 | 8.6874 | 8.8301 | 15.9406 | 26.6749 | 28.2535
Wind and Solar Generation Cap 30% - PJM_EMAC v5.14 | 1379 | 6277 | Generation Constraint in GWh | FALSE | L | Annual | Qualifying Generation | TWh | 1.0562 | 8.0469 | 8.6874 | 8.8301 | 15.9406 | 26.6749 | 28.2535
Wind and Solar Generation Cap 30% - PJM_EMAC v5.14 | 1379 | 6277 | Generation Constraint in GWh | FALSE | L | Annual | Rate | lb/MWh | 0 | 0 | 0 | 0 | 0 | 0 | 0
Wind and Solar Generation Cap 30% - PJM_EMAC v5.14 | 1379 | 6277 | Generation Constraint in GWh | FALSE | L | Annual | Constraint Shadow Price | US2011$/MWh | 0 | 0 | 0 | 0 | 0 | 0 | 0
Wind and Solar Generation Cap 30% - PJM_PENE v5.14 | 1380 | 6278 | Generation Constraint in GWh | FALSE | L | Annual | Seasons Included | Seasons | Winter, Summer | Winter, Summer | Winter, Summer | Winter, Summer | Winter, Summer | Winter, Summer | Winter, Summer
Wind and Solar Generation Cap 30% - PJM_PENE v5.14 | 1380 | 6278 | Generation Constraint in GWh | FALSE | L | Annual | Standard GWh | GWh | 5197 | 5232 | 5226 | 5256 | 5348 | 5545 | 5750
Wind and Solar Generation Cap 30% - PJM_PENE v5.14 | 1380 | 6278 | Generation Constraint in GWh | FALSE | L | Annual | Emissions at Affected Plants | GWh | 2469.7433 | 3485 | 3485 | 3504 | 3504 | 3504 | 3504
Wind and Solar Generation Cap 30% - PJM_PENE v5.14 | 1380 | 6278 | Generation Constraint in GWh | FALSE | L | Annual | Allowances Purchased | GWh | 0 | 0 | 0 | 0 | 0 | 0 | 0
Wind and Solar Generation Cap 30% - PJM_PENE v5.14 | 1380 | 6278 | Generation Constraint in GWh | FALSE | L | Annual | Allowances Sold | GWh | 0 | 0 | 0 | 0 | 0 | 0 | 0
Wind and Solar Generation Cap 30% - PJM_PENE v5.14 | 1380 | 6278 | Generation Constraint in GWh | FALSE | L | Annual | Allowances Banked | GWh | 0 | 0 | 0 | 0 | 0 | 0 | 0
Wind and Solar Generation Cap 30% - PJM_PENE v5.14 | 1380 | 6278 | Generation Constraint in GWh | FALSE | L | Annual | Allowances Withdrawn (1:1) | GWh | 0 | 0 | 0 | 0 | 0 | 0 | 0
Wind and Solar Generation Cap 30% - PJM_PENE v5.14 | 1380 | 6278 | Generation Constraint in GWh | FALSE | L | Annual | Allowances Withdrawn (n:1) | GWh | 0 | 0 | 0 | 0 | 0 | 0 | 0
Wind and Solar Generation Cap 30% - PJM_PENE v5.14 | 1380 | 6278 | Generation Constraint in GWh | FALSE | L | Annual | Net Emissions Allowance Position | GWh | 2469.7433 | 3485 | 3485 | 3504 | 3504 | 3504 | 3504
Wind and Solar Generation Cap 30% - PJM_PENE v5.14 | 1380 | 6278 | Generation Constraint in GWh | FALSE | L | Annual | Fuel Consumed | TBtu | 0 | 0 | 0 | 0 | 0 | 0 | 0
Wind and Solar Generation Cap 30% - PJM_PENE v5.14 | 1380 | 6278 | Generation Constraint in GWh | FALSE | L | Annual | Heat Rate | MMBtu/MWh | 0 | 0 | 0 | 0 | 0 | 0 | 0
Wind and Solar Generation Cap 30% - PJM_PENE v5.14 | 1380 | 6278 | Generation Constraint in GWh | FALSE | L | Annual | Generation | TWh | 2.4697 | 3.485 | 3.485 | 3.504 | 3.504 | 3.504 | 3.504
Wind and Solar Generation Cap 30% - PJM_PENE v5.14 | 1380 | 6278 | Generation Constraint in GWh | FALSE | L | Annual | Qualifying Generation | TWh | 2.4697 | 3.485 | 3.485 | 3.504 | 3.504 | 3.504 | 3.504
Wind and Solar Generation Cap 30% - PJM_PENE v5.14 | 1380 | 6278 | Generation Constraint in GWh | FALSE | L | Annual | Rate | lb/MWh | 0 | 0 | 0 | 0 | 0 | 0 | 0
Wind and Solar Generation Cap 30% - PJM_PENE v5.14 | 1380 | 6278 | Generation Constraint in GWh | FALSE | L | Annual | Constraint Shadow Price | US2011$/MWh | 0 | 0 | 0 | 0 | 0 | 0 | 0
Wind and Solar Generation Cap 30% - PJM_SMAC v5.14 | 1381 | 6279 | Generation Constraint in GWh | FALSE | L | Annual | Seasons Included | Seasons | Winter, Summer | Winter, Summer | Winter, Summer | Winter, Summer | Winter, Summer | Winter, Summer | Winter, Summer
Wind and Solar Generation Cap 30% - PJM_SMAC v5.14 | 1381 | 6279 | Generation Constraint in GWh | FALSE | L | Annual | Standard GWh | GWh | 19511 | 19642 | 19620 | 19731 | 20076 | 20818 | 21587
Wind and Solar Generation Cap 30% - PJM_SMAC v5.14 | 1381 | 6279 | Generation Constraint in GWh | FALSE | L | Annual | Emissions at Affected Plants | GWh | 41.509 | 50.519 | 50.519 | 50.519 | 50.519 | 50.519 | 50.519
Wind and Solar Generation Cap 30% - PJM_SMAC v5.14 | 1381 | 6279 | Generation Constraint in GWh | FALSE | L | Annual | Allowances Purchased | GWh | 0 | 0 | 0 | 0 | 0 | 0 | 0
Wind and Solar Generation Cap 30% - PJM_SMAC v5.14 | 1381 | 6279 | Generation Constraint in GWh | FALSE | L | Annual | Allowances Sold | GWh | 0 | 0 | 0 | 0 | 0 | 0 | 0
Wind and Solar Generation Cap 30% - PJM_SMAC v5.14 | 1381 | 6279 | Generation Constraint in GWh | FALSE | L | Annual | Allowances Banked | GWh | 0 | 0 | 0 | 0 | 0 | 0 | 0
Wind and Solar Generation Cap 30% - PJM_SMAC v5.14 | 1381 | 6279 | Generation Constraint in GWh | FALSE | L | Annual | Allowances Withdrawn (1:1) | GWh | 0 | 0 | 0 | 0 | 0 | 0 | 0
Wind and Solar Generation Cap 30% - PJM_SMAC v5.14 | 1381 | 6279 | Generation Constraint in GWh | FALSE | L | Annual | Allowances Withdrawn (n:1) | GWh | 0 | 0 | 0 | 0 | 0 | 0 | 0
Wind and Solar Generation Cap 30% - PJM_SMAC v5.14 | 1381 | 6279 | Generation Constraint in GWh | FALSE | L | Annual | Net Emissions Allowance Position | GWh | 41.509 | 50.519 | 50.519 | 50.519 | 50.519 | 50.519 | 50.519
Wind and Solar Generation Cap 30% - PJM_SMAC v5.14 | 1381 | 6279 | Generation Constraint in GWh | FALSE | L | Annual | Fuel Consumed | TBtu | 0 | 0 | 0 | 0 | 0 | 0 | 0
Wind and Solar Generation Cap 30% - PJM_SMAC v5.14 | 1381 | 6279 | Generation Constraint in GWh | FALSE | L | Annual | Heat Rate | MMBtu/MWh | 0 | 0 | 0 | 0 | 0 | 0 | 0
Wind and Solar Generation Cap 30% - PJM_SMAC v5.14 | 1381 | 6279 | Generation Constraint in GWh | FALSE | L | Annual | Generation | TWh | 0.041509 | 0.050519 | 0.050519 | 0.050519 | 0.050519 | 0.050519 | 0.050519
Wind and Solar Generation Cap 30% - PJM_SMAC v5.14 | 1381 | 6279 | Generation Constraint in GWh | FALSE | L | Annual | Qualifying Generation | TWh | 0.041509 | 0.050519 | 0.050519 | 0.050519 | 0.050519 | 0.050519 | 0.050519
Wind and Solar Generation Cap 30% - PJM_SMAC v5.14 | 1381 | 6279 | Generation Constraint in GWh | FALSE | L | Annual | Rate | lb/MWh | 0 | 0 | 0 | 0 | 0 | 0 | 0
Wind and Solar Generation Cap 30% - PJM_SMAC v5.14 | 1381 | 6279 | Generation Constraint in GWh | FALSE | L | Annual | Constraint Shadow Price | US2011$/MWh | 0 | 0 | 0 | 0 | 0 | 0 | 0
Wind and Solar Generation Cap 30% - PJM_West v5.14 | 1382 | 6280 | Generation Constraint in GWh | FALSE | L | Annual | Seasons Included | Seasons | Winter, Summer | Winter, Summer | Winter, Summer | Winter, Summer | Winter, Summer | Winter, Summer | Winter, Summer
Wind and Solar Generation Cap 30% - PJM_West v5.14 | 1382 | 6280 | Generation Constraint in GWh | FALSE | L | Annual | Standard GWh | GWh | 61092 | 62589 | 63097 | 64612 | 65639 | 67640 | 69703
Wind and Solar Generation Cap 30% - PJM_West v5.14 | 1382 | 6280 | Generation Constraint in GWh | FALSE | L | Annual | Emissions at Affected Plants | GWh | 4628.739 | 11346.2239 | 12606.0445 | 17605.6701 | 17774.9379 | 19889.1988 | 19889.1988
Wind and Solar Generation Cap 30% - PJM_West v5.14 | 1382 | 6280 | Generation Constraint in GWh | FALSE | L | Annual | Allowances Purchased | GWh | 0 | 0 | 0 | 0 | 0 | 0 | 0
Wind and Solar Generation Cap 30% - PJM_West v5.14 | 1382 | 6280 | Generation Constraint in GWh | FALSE | L | Annual | Allowances Sold | GWh | 0 | 0 | 0 | 0 | 0 | 0 | 0
Wind and Solar Generation Cap 30% - PJM_West v5.14 | 1382 | 6280 | Generation Constraint in GWh | FALSE | L | Annual | Allowances Banked | GWh | 0 | 0 | 0 | 0 | 0 | 0 | 0
Wind and Solar Generation Cap 30% - PJM_West v5.14 | 1382 | 6280 | Generation Constraint in GWh | FALSE | L | Annual | Allowances Withdrawn (1:1) | GWh | 0 | 0 | 0 | 0 | 0 | 0 | 0
Wind and Solar Generation Cap 30% - PJM_West v5.14 | 1382 | 6280 | Generation Constraint in GWh | FALSE | L | Annual | Allowances Withdrawn (n:1) | GWh | 0 | 0 | 0 | 0 | 0 | 0 | 0
Wind and Solar Generation Cap 30% - PJM_West v5.14 | 1382 | 6280 | Generation Constraint in GWh | FALSE | L | Annual | Net Emissions Allowance Position | GWh | 4628.739 | 11346.2239 | 12606.0445 | 17605.6701 | 17774.9379 | 19889.1988 | 19889.1988
Wind and Solar Generation Cap 30% - PJM_West v5.14 | 1382 | 6280 | Generation Constraint in GWh | FALSE | L | Annual | Fuel Consumed | TBtu | 0 | 0 | 0 | 0 | 0 | 0 | 0
Wind and Solar Generation Cap 30% - PJM_West v5.14 | 1382 | 6280 | Generation Constraint in GWh | FALSE | L | Annual | Heat Rate | MMBtu/MWh | 0 | 0 | 0 | 0 | 0 | 0 | 0
Wind and Solar Generation Cap 30% - PJM_West v5.14 | 1382 | 6280 | Generation Constraint in GWh | FALSE | L | Annual | Generation | TWh | 4.6287 | 11.3462 | 12.606 | 17.6057 | 17.7749 | 19.8892 | 19.8892
Wind and Solar Generation Cap 30% - PJM_West v5.14 | 1382 | 6280 | Generation Constraint in GWh | FALSE | L | Annual | Qualifying Generation | TWh | 4.6287 | 11.3462 | 12.606 | 17.6057 | 17.7749 | 19.8892 | 19.8892
Wind and Solar Generation Cap 30% - PJM_West v5.14 | 1382 | 6280 | Generation Constraint in GWh | FALSE | L | Annual | Rate | lb/MWh | 0 | 0 | 0 | 0 | 0 | 0 | 0
Wind and Solar Generation Cap 30% - PJM_West v5.14 | 1382 | 6280 | Generation Constraint in GWh | FALSE | L | Annual | Constraint Shadow Price | US2011$/MWh | 0 | 0 | 0 | 0 | 0 | 0 | 0
Wind and Solar Generation Cap 30% - PJM_WMAC v5.14 | 1383 | 6281 | Generation Constraint in GWh | FALSE | L | Annual | Seasons Included | Seasons | Winter, Summer | Winter, Summer | Winter, Summer | Winter, Summer | Winter, Summer | Winter, Summer | Winter, Summer
Wind and Solar Generation Cap 30% - PJM_WMAC v5.14 | 1383 | 6281 | Generation Constraint in GWh | FALSE | L | Annual | Standard GWh | GWh | 17000 | 17114 | 17095 | 17192 | 17492 | 18139 | 18809
Wind and Solar Generation Cap 30% - PJM_WMAC v5.14 | 1383 | 6281 | Generation Constraint in GWh | FALSE | L | Annual | Emissions at Affected Plants | GWh | 687.4816 | 1727.0677 | 1727.0677 | 1727.0677 | 1727.0677 | 1727.0677 | 1727.0677
Wind and Solar Generation Cap 30% - PJM_WMAC v5.14 | 1383 | 6281 | Generation Constraint in GWh | FALSE | L | Annual | Allowances Purchased | GWh | 0 | 0 | 0 | 0 | 0 | 0 | 0
Wind and Solar Generation Cap 30% - PJM_WMAC v5.14 | 1383 | 6281 | Generation Constraint in GWh | FALSE | L | Annual | Allowances Sold | GWh | 0 | 0 | 0 | 0 | 0 | 0 | 0
Wind and Solar Generation Cap 30% - PJM_WMAC v5.14 | 1383 | 6281 | Generation Constraint in GWh | FALSE | L | Annual | Allowances Banked | GWh | 0 | 0 | 0 | 0 | 0 | 0 | 0
Wind and Solar Generation Cap 30% - PJM_WMAC v5.14 | 1383 | 6281 | Generation Constraint in GWh | FALSE | L | Annual | Allowances Withdrawn (1:1) | GWh | 0 | 0 | 0 | 0 | 0 | 0 | 0
Wind and Solar Generation Cap 30% - PJM_WMAC v5.14 | 1383 | 6281 | Generation Constraint in GWh | FALSE | L | Annual | Allowances Withdrawn (n:1) | GWh | 0 | 0 | 0 | 0 | 0 | 0 | 0
Wind and Solar Generation Cap 30% - PJM_WMAC v5.14 | 1383 | 6281 | Generation Constraint in GWh | FALSE | L | Annual | Net Emissions Allowance Position | GWh | 687.4816 | 1727.0677 | 1727.0677 | 1727.0677 | 1727.0677 | 1727.0677 | 1727.0677
Wind and Solar Generation Cap 30% - PJM_WMAC v5.14 | 1383 | 6281 | Generation Constraint in GWh | FALSE | L | Annual | Fuel Consumed | TBtu | 0 | 0 | 0 | 0 | 0 | 0 | 0
Wind and Solar Generation Cap 30% - PJM_WMAC v5.14 | 1383 | 6281 | Generation Constraint in GWh | FALSE | L | Annual | Heat Rate | MMBtu/MWh | 0 | 0 | 0 | 0 | 0 | 0 | 0
Wind and Solar Generation Cap 30% - PJM_WMAC v5.14 | 1383 | 6281 | Generation Constraint in GWh | FALSE | L | Annual | Generation | TWh | 0.68748 | 1.7271 | 1.7271 | 1.7271 | 1.7271 | 1.7271 | 1.7271
Wind and Solar Generation Cap 30% - PJM_WMAC v5.14 | 1383 | 6281 | Generation Constraint in GWh | FALSE | L | Annual | Qualifying Generation | TWh | 0.68748 | 1.7271 | 1.7271 | 1.7271 | 1.7271 | 1.7271 | 1.7271
Wind and Solar Generation Cap 30% - PJM_WMAC v5.14 | 1383 | 6281 | Generation Constraint in GWh | FALSE | L | Annual | Rate | lb/MWh | 0 | 0 | 0 | 0 | 0 | 0 | 0
Wind and Solar Generation Cap 30% - PJM_WMAC v5.14 | 1383 | 6281 | Generation Constraint in GWh | FALSE | L | Annual | Constraint Shadow Price | US2011$/MWh | 0 | 0 | 0 | 0 | 0 | 0 | 0
Wind and Solar Generation Cap 30% - S_C_KY v5.14 | 1384 | 6282 | Generation Constraint in GWh | FALSE | L | Annual | Seasons Included | Seasons | Winter, Summer | Winter, Summer | Winter, Summer | Winter, Summer | Winter, Summer | Winter, Summer | Winter, Summer
Wind and Solar Generation Cap 30% - S_C_KY v5.14 | 1384 | 6282 | Generation Constraint in GWh | FALSE | L | Annual | Standard GWh | GWh | 12657 | 13116 | 13438 | 14125 | 14623 | 15474 | 16375
Wind and Solar Generation Cap 30% - S_C_KY v5.14 | 1384 | 6282 | Generation Constraint in GWh | FALSE | L | Annual | Emissions at Affected Plants | GWh | 0 | 0 | 0 | 0 | 0 | 0 | 4.7682
Wind and Solar Generation Cap 30% - S_C_KY v5.14 | 1384 | 6282 | Generation Constraint in GWh | FALSE | L | Annual | Allowances Purchased | GWh | 0 | 0 | 0 | 0 | 0 | 0 | 0
Wind and Solar Generation Cap 30% - S_C_KY v5.14 | 1384 | 6282 | Generation Constraint in GWh | FALSE | L | Annual | Allowances Sold | GWh | 0 | 0 | 0 | 0 | 0 | 0 | 0
Wind and Solar Generation Cap 30% - S_C_KY v5.14 | 1384 | 6282 | Generation Constraint in GWh | FALSE | L | Annual | Allowances Banked | GWh | 0 | 0 | 0 | 0 | 0 | 0 | 0
Wind and Solar Generation Cap 30% - S_C_KY v5.14 | 1384 | 6282 | Generation Constraint in GWh | FALSE | L | Annual | Allowances Withdrawn (1:1) | GWh | 0 | 0 | 0 | 0 | 0 | 0 | 0
Wind and Solar Generation Cap 30% - S_C_KY v5.14 | 1384 | 6282 | Generation Constraint in GWh | FALSE | L | Annual | Allowances Withdrawn (n:1) | GWh | 0 | 0 | 0 | 0 | 0 | 0 | 0
Wind and Solar Generation Cap 30% - S_C_KY v5.14 | 1384 | 6282 | Generation Constraint in GWh | FALSE | L | Annual | Net Emissions Allowance Position | GWh | 0 | 0 | 0 | 0 | 0 | 0 | 4.7682
Wind and Solar Generation Cap 30% - S_C_KY v5.14 | 1384 | 6282 | Generation Constraint in GWh | FALSE | L | Annual | Fuel Consumed | TBtu | 0 | 0 | 0 | 0 | 0 | 0 | 0
Wind and Solar Generation Cap 30% - S_C_KY v5.14 | 1384 | 6282 | Generation Constraint in GWh | FALSE | L | Annual | Heat Rate | MMBtu/MWh | 0 | 0 | 0 | 0 | 0 | 0 | 0
Wind and Solar Generation Cap 30% - S_C_KY v5.14 | 1384 | 6282 | Generation Constraint in GWh | FALSE | L | Annual | Generation | TWh | 0 | 0 | 0 | 0 | 0 | 0 | 0.0047682
Wind and Solar Generation Cap 30% - S_C_KY v5.14 | 1384 | 6282 | Generation Constraint in GWh | FALSE | L | Annual | Qualifying Generation | TWh | 0 | 0 | 0 | 0 | 0 | 0 | 0.0047682
Wind and Solar Generation Cap 30% - S_C_KY v5.14 | 1384 | 6282 | Generation Constraint in GWh | FALSE | L | Annual | Rate | lb/MWh | 0 | 0 | 0 | 0 | 0 | 0 | 0
Wind and Solar Generation Cap 30% - S_C_KY v5.14 | 1384 | 6282 | Generation Constraint in GWh | FALSE | L | Annual | Constraint Shadow Price | US2011$/MWh | 0 | 0 | 0 | 0 | 0 | 0 | 0
Wind and Solar Generation Cap 30% - S_C_TVA v5.14 | 1385 | 6283 | Generation Constraint in GWh | FALSE | L | Annual | Seasons Included | Seasons | Winter, Summer | Winter, Summer | Winter, Summer | Winter, Summer | Winter, Summer | Winter, Summer | Winter, Summer
Wind and Solar Generation Cap 30% - S_C_TVA v5.14 | 1385 | 6283 | Generation Constraint in GWh | FALSE | L | Annual | Standard GWh | GWh | 51896 | 53776 | 55097 | 57913 | 59955 | 63445 | 67139
Wind and Solar Generation Cap 30% - S_C_TVA v5.14 | 1385 | 6283 | Generation Constraint in GWh | FALSE | L | Annual | Emissions at Affected Plants | GWh | 226.5059 | 307.2536 | 307.2536 | 307.2536 | 307.2536 | 6478.4336 | 44888.6871
Wind and Solar Generation Cap 30% - S_C_TVA v5.14 | 1385 | 6283 | Generation Constraint in GWh | FALSE | L | Annual | Allowances Purchased | GWh | 0 | 0 | 0 | 0 | 0 | 0 | 0
Wind and Solar Generation Cap 30% - S_C_TVA v5.14 | 1385 | 6283 | Generation Constraint in GWh | FALSE | L | Annual | Allowances Sold | GWh | 0 | 0 | 0 | 0 | 0 | 0 | 0
Wind and Solar Generation Cap 30% - S_C_TVA v5.14 | 1385 | 6283 | Generation Constraint in GWh | FALSE | L | Annual | Allowances Banked | GWh | 0 | 0 | 0 | 0 | 0 | 0 | 0
Wind and Solar Generation Cap 30% - S_C_TVA v5.14 | 1385 | 6283 | Generation Constraint in GWh | FALSE | L | Annual | Allowances Withdrawn (1:1) | GWh | 0 | 0 | 0 | 0 | 0 | 0 | 0
Wind and Solar Generation Cap 30% - S_C_TVA v5.14 | 1385 | 6283 | Generation Constraint in GWh | FALSE | L | Annual | Allowances Withdrawn (n:1) | GWh | 0 | 0 | 0 | 0 | 0 | 0 | 0
Wind and Solar Generation Cap 30% - S_C_TVA v5.14 | 1385 | 6283 | Generation Constraint in GWh | FALSE | L | Annual | Net Emissions Allowance Position | GWh | 226.5059 | 307.2536 | 307.2536 | 307.2536 | 307.2536 | 6478.4336 | 44888.6871
Wind and Solar Generation Cap 30% - S_C_TVA v5.14 | 1385 | 6283 | Generation Constraint in GWh | FALSE | L | Annual | Fuel Consumed | TBtu | 0 | 0 | 0 | 0 | 0 | 0 | 0
Wind and Solar Generation Cap 30% - S_C_TVA v5.14 | 1385 | 6283 | Generation Constraint in GWh | FALSE | L | Annual | Heat Rate | MMBtu/MWh | 0 | 0 | 0 | 0 | 0 | 0 | 0
Wind and Solar Generation Cap 30% - S_C_TVA v5.14 | 1385 | 6283 | Generation Constraint in GWh | FALSE | L | Annual | Generation | TWh | 0.22651 | 0.30725 | 0.30725 | 0.30725 | 0.30725 | 6.4784 | 44.8887
Wind and Solar Generation Cap 30% - S_C_TVA v5.14 | 1385 | 6283 | Generation Constraint in GWh | FALSE | L | Annual | Qualifying Generation | TWh | 0.22651 | 0.30725 | 0.30725 | 0.30725 | 0.30725 | 6.4784 | 44.8887
Wind and Solar Generation Cap 30% - S_C_TVA v5.14 | 1385 | 6283 | Generation Constraint in GWh | FALSE | L | Annual | Rate | lb/MWh | 0 | 0 | 0 | 0 | 0 | 0 | 0
Wind and Solar Generation Cap 30% - S_C_TVA v5.14 | 1385 | 6283 | Generation Constraint in GWh | FALSE | L | Annual | Constraint Shadow Price | US2011$/MWh | 0 | 0 | 0 | 0 | 0 | 0 | 0
Wind and Solar Generation Cap 30% - S_D_AMSO v5.14 | 1386 | 6284 | Generation Constraint in GWh | FALSE | L | Annual | Seasons Included | Seasons | Winter, Summer | Winter, Summer | Winter, Summer | Winter, Summer | Winter, Summer | Winter, Summer | Winter, Summer
Wind and Solar Generation Cap 30% - S_D_AMSO v5.14 | 1386 | 6284 | Generation Constraint in GWh | FALSE | L | Annual | Standard GWh | GWh | 9543 | 9659 | 9919 | 10424 | 10884 | 11750 | 12685
Wind and Solar Generation Cap 30% - S_D_AMSO v5.14 | 1386 | 6284 | Generation Constraint in GWh | FALSE | L | Annual | Emissions at Affected Plants | GWh | 0 | 0 | 0 | 0 | 0 | 0 | 8457
Wind and Solar Generation Cap 30% - S_D_AMSO v5.14 | 1386 | 6284 | Generation Constraint in GWh | FALSE | L | Annual | Allowances Purchased | GWh | 0 | 0 | 0 | 0 | 0 | 0 | 0
Wind and Solar Generation Cap 30% - S_D_AMSO v5.14 | 1386 | 6284 | Generation Constraint in GWh | FALSE | L | Annual | Allowances Sold | GWh | 0 | 0 | 0 | 0 | 0 | 0 | 0
Wind and Solar Generation Cap 30% - S_D_AMSO v5.14 | 1386 | 6284 | Generation Constraint in GWh | FALSE | L | Annual | Allowances Banked | GWh | 0 | 0 | 0 | 0 | 0 | 0 | 0
Wind and Solar Generation Cap 30% - S_D_AMSO v5.14 | 1386 | 6284 | Generation Constraint in GWh | FALSE | L | Annual | Allowances Withdrawn (1:1) | GWh | 0 | 0 | 0 | 0 | 0 | 0 | 0
Wind and Solar Generation Cap 30% - S_D_AMSO v5.14 | 1386 | 6284 | Generation Constraint in GWh | FALSE | L | Annual | Allowances Withdrawn (n:1) | GWh | 0 | 0 | 0 | 0 | 0 | 0 | 0
Wind and Solar Generation Cap 30% - S_D_AMSO v5.14 | 1386 | 6284 | Generation Constraint in GWh | FALSE | L | Annual | Net Emissions Allowance Position | GWh | 0 | 0 | 0 | 0 | 0 | 0 | 8457
Wind and Solar Generation Cap 30% - S_D_AMSO v5.14 | 1386 | 6284 | Generation Constraint in GWh | FALSE | L | Annual | Fuel Consumed | TBtu | 0 | 0 | 0 | 0 | 0 | 0 | 0
Wind and Solar Generation Cap 30% - S_D_AMSO v5.14 | 1386 | 6284 | Generation Constraint in GWh | FALSE | L | Annual | Heat Rate | MMBtu/MWh | 0 | 0 | 0 | 0 | 0 | 0 | 0
Wind and Solar Generation Cap 30% - S_D_AMSO v5.14 | 1386 | 6284 | Generation Constraint in GWh | FALSE | L | Annual | Generation | TWh | 0 | 0 | 0 | 0 | 0 | 0 | 8.457
Wind and Solar Generation Cap 30% - S_D_AMSO v5.14 | 1386 | 6284 | Generation Constraint in GWh | FALSE | L | Annual | Qualifying Generation | TWh | 0 | 0 | 0 | 0 | 0 | 0 | 8.457
Wind and Solar Generation Cap 30% - S_D_AMSO v5.14 | 1386 | 6284 | Generation Constraint in GWh | FALSE | L | Annual | Rate | lb/MWh | 0 | 0 | 0 | 0 | 0 | 0 | 0
Wind and Solar Generation Cap 30% - S_D_AMSO v5.14 | 1386 | 6284 | Generation Constraint in GWh | FALSE | L | Annual | Constraint Shadow Price | US2011$/MWh | 0 | 0 | 0 | 0 | 0 | 0 | 0
Wind and Solar Generation Cap 30% - S_D_N_AR v5.14 | 1387 | 6285 | Generation Constraint in GWh | FALSE | L | Annual | Seasons Included | Seasons | Winter, Summer | Winter, Summer | Winter, Summer | Winter, Summer | Winter, Summer | Winter, Summer | Winter, Summer
Wind and Solar Generation Cap 30% - S_D_N_AR v5.14 | 1387 | 6285 | Generation Constraint in GWh | FALSE | L | Annual | Standard GWh | GWh | 11641 | 11903 | 12211 | 12834 | 13351 | 14289 | 15294
Wind and Solar Generation Cap 30% - S_D_N_AR v5.14 | 1387 | 6285 | Generation Constraint in GWh | FALSE | L | Annual | Emissions at Affected Plants | GWh | 0 | 0.21292 | 0.21292 | 0.21292 | 0.21292 | 5604.1153 | 10196.2129
Wind and Solar Generation Cap 30% - S_D_N_AR v5.14 | 1387 | 6285 | Generation Constraint in GWh | FALSE | L | Annual | Allowances Purchased | GWh | 0 | 0 | 0 | 0 | 0 | 0 | 0
Wind and Solar Generation Cap 30% - S_D_N_AR v5.14 | 1387 | 6285 | Generation Constraint in GWh | FALSE | L | Annual | Allowances Sold | GWh | 0 | 0 | 0 | 0 | 0 | 0 | 0
Wind and Solar Generation Cap 30% - S_D_N_AR v5.14 | 1387 | 6285 | Generation Constraint in GWh | FALSE | L | Annual | Allowances Banked | GWh | 0 | 0 | 0 | 0 | 0 | 0 | 0
Wind and Solar Generation Cap 30% - S_D_N_AR v5.14 | 1387 | 6285 | Generation Constraint in GWh | FALSE | L | Annual | Allowances Withdrawn (1:1) | GWh | 0 | 0 | 0 | 0 | 0 | 0 | 0
Wind and Solar Generation Cap 30% - S_D_N_AR v5.14 | 1387 | 6285 | Generation Constraint in GWh | FALSE | L | Annual | Allowances Withdrawn (n:1) | GWh | 0 | 0 | 0 | 0 | 0 | 0 | 0
Wind and Solar Generation Cap 30% - S_D_N_AR v5.14 | 1387 | 6285 | Generation Constraint in GWh | FALSE | L | Annual | Net Emissions Allowance Position | GWh | 0 | 0.21292 | 0.21292 | 0.21292 | 0.21292 | 5604.1153 | 10196.2129
Wind and Solar Generation Cap 30% - S_D_N_AR v5.14 | 1387 | 6285 | Generation Constraint in GWh | FALSE | L | Annual | Fuel Consumed | TBtu | 0 | 0 | 0 | 0 | 0 | 0 | 0
Wind and Solar Generation Cap 30% - S_D_N_AR v5.14 | 1387 | 6285 | Generation Constraint in GWh | FALSE | L | Annual | Heat Rate | MMBtu/MWh | 0 | 0 | 0 | 0 | 0 | 0 | 0
Wind and Solar Generation Cap 30% - S_D_N_AR v5.14 | 1387 | 6285 | Generation Constraint in GWh | FALSE | L | Annual | Generation | TWh | 0 | 0.00021292 | 0.00021292 | 0.00021292 | 0.00021292 | 5.6041 | 10.1962
Wind and Solar Generation Cap 30% - S_D_N_AR v5.14 | 1387 | 6285 | Generation Constraint in GWh | FALSE | L | Annual | Qualifying Generation | TWh | 0 | 0.00021292 | 0.00021292 | 0.00021292 | 0.00021292 | 5.6041 | 10.1962
Wind and Solar Generation Cap 30% - S_D_N_AR v5.14 | 1387 | 6285 | Generation Constraint in GWh | FALSE | L | Annual | Rate | lb/MWh | 0 | 0 | 0 | 0 | 0 | 0 | 0
Wind and Solar Generation Cap 30% - S_D_N_AR v5.14 | 1387 | 6285 | Generation Constraint in GWh | FALSE | L | Annual | Constraint Shadow Price | US2011$/MWh | 0 | 0 | 0 | 0 | 0 | 0 | 0
Wind and Solar Generation Cap 30% - S_D_REST v5.14 | 1388 | 6286 | Generation Constraint in GWh | FALSE | L | Annual | Seasons Included | Seasons | Winter, Summer | Winter, Summer | Winter, Summer | Winter, Summer | Winter, Summer | Winter, Summer | Winter, Summer
Wind and Solar Generation Cap 30% - S_D_REST v5.14 | 1388 | 6286 | Generation Constraint in GWh | FALSE | L | Annual | Standard GWh | GWh | 15746 | 15937 | 16365 | 17199 | 17958 | 19387 | 20930
Wind and Solar Generation Cap 30% - S_D_REST v5.14 | 1388 | 6286 | Generation Constraint in GWh | FALSE | L | Annual | Emissions at Affected Plants | GWh | 0 | 0 | 0 | 0 | 0 | 12482.7437 | 13953
Wind and Solar Generation Cap 30% - S_D_REST v5.14 | 1388 | 6286 | Generation Constraint in GWh | FALSE | L | Annual | Allowances Purchased | GWh | 0 | 0 | 0 | 0 | 0 | 0 | 0
Wind and Solar Generation Cap 30% - S_D_REST v5.14 | 1388 | 6286 | Generation Constraint in GWh | FALSE | L | Annual | Allowances Sold | GWh | 0 | 0 | 0 | 0 | 0 | 0 | 0
Wind and Solar Generation Cap 30% - S_D_REST v5.14 | 1388 | 6286 | Generation Constraint in GWh | FALSE | L | Annual | Allowances Banked | GWh | 0 | 0 | 0 | 0 | 0 | 0 | 0
Wind and Solar Generation Cap 30% - S_D_REST v5.14 | 1388 | 6286 | Generation Constraint in GWh | FALSE | L | Annual | Allowances Withdrawn (1:1) | GWh | 0 | 0 | 0 | 0 | 0 | 0 | 0
Wind and Solar Generation Cap 30% - S_D_REST v5.14 | 1388 | 6286 | Generation Constraint in GWh | FALSE | L | Annual | Allowances Withdrawn (n:1) | GWh | 0 | 0 | 0 | 0 | 0 | 0 | 0
Wind and Solar Generation Cap 30% - S_D_REST v5.14 | 1388 | 6286 | Generation Constraint in GWh | FALSE | L | Annual | Net Emissions Allowance Position | GWh | 0 | 0 | 0 | 0 | 0 | 12482.7437 | 13953
Wind and Solar Generation Cap 30% - S_D_REST v5.14 | 1388 | 6286 | Generation Constraint in GWh | FALSE | L | Annual | Fuel Consumed | TBtu | 0 | 0 | 0 | 0 | 0 | 0 | 0
Wind and Solar Generation Cap 30% - S_D_REST v5.14 | 1388 | 6286 | Generation Constraint in GWh | FALSE | L | Annual | Heat Rate | MMBtu/MWh | 0 | 0 | 0 | 0 | 0 | 0 | 0
Wind and Solar Generation Cap 30% - S_D_REST v5.14 | 1388 | 6286 | Generation Constraint in GWh | FALSE | L | Annual | Generation | TWh | 0 | 0 | 0 | 0 | 0 | 12.4827 | 13.953
Wind and Solar Generation Cap 30% - S_D_REST v5.14 | 1388 | 6286 | Generation Constraint in GWh | FALSE | L | Annual | Qualifying Generation | TWh | 0 | 0 | 0 | 0 | 0 | 12.4827 | 13.953
Wind and Solar Generation Cap 30% - S_D_REST v5.14 | 1388 | 6286 | Generation Constraint in GWh | FALSE | L | Annual | Rate | lb/MWh | 0 | 0 | 0 | 0 | 0 | 0 | 0
Wind and Solar Generation Cap 30% - S_D_REST v5.14 | 1388 | 6286 | Generation Constraint in GWh | FALSE | L | Annual | Constraint Shadow Price | US2011$/MWh | 0 | 0 | 0 | 0 | 0 | 0 | 0
Wind and Solar Generation Cap 30% - S_D_WOTA v5.14 | 1389 | 6287 | Generation Constraint in GWh | FALSE | L | Annual | Seasons Included | Seasons | Winter, Summer | Winter, Summer | Winter, Summer | Winter, Summer | Winter, Summer | Winter, Summer | Winter, Summer
Wind and Solar Generation Cap 30% - S_D_WOTA v5.14 | 1389 | 6287 | Generation Constraint in GWh | FALSE | L | Annual | Standard GWh | GWh | 9543 | 9659 | 9919 | 10424 | 10884 | 11750 | 12685
Wind and Solar Generation Cap 30% - S_D_WOTA v5.14 | 1389 | 6287 | Generation Constraint in GWh | FALSE | L | Annual | Emissions at Affected Plants | GWh | 0 | 0 | 0 | 0 | 0 | 7834 | 8457
Wind and Solar Generation Cap 30% - S_D_WOTA v5.14 | 1389 | 6287 | Generation Constraint in GWh | FALSE | L | Annual | Allowances Purchased | GWh | 0 | 0 | 0 | 0 | 0 | 0 | 0
Wind and Solar Generation Cap 30% - S_D_WOTA v5.14 | 1389 | 6287 | Generation Constraint in GWh | FALSE | L | Annual | Allowances Sold | GWh | 0 | 0 | 0 | 0 | 0 | 0 | 0
Wind and Solar Generation Cap 30% - S_D_WOTA v5.14 | 1389 | 6287 | Generation Constraint in GWh | FALSE | L | Annual | Allowances Banked | GWh | 0 | 0 | 0 | 0 | 0 | 0 | 0
Wind and Solar Generation Cap 30% - S_D_WOTA v5.14 | 1389 | 6287 | Generation Constraint in GWh | FALSE | L | Annual | Allowances Withdrawn (1:1) | GWh | 0 | 0 | 0 | 0 | 0 | 0 | 0
Wind and Solar Generation Cap 30% - S_D_WOTA v5.14 | 1389 | 6287 | Generation Constraint in GWh | FALSE | L | Annual | Allowances Withdrawn (n:1) | GWh | 0 | 0 | 0 | 0 | 0 | 0 | 0
Wind and Solar Generation Cap 30% - S_D_WOTA v5.14 | 1389 | 6287 | Generation Constraint in GWh | FALSE | L | Annual | Net Emissions Allowance Position | GWh | 0 | 0 | 0 | 0 | 0 | 7834 | 8457
Wind and Solar Generation Cap 30% - S_D_WOTA v5.14 | 1389 | 6287 | Generation Constraint in GWh | FALSE | L | Annual | Fuel Consumed | TBtu | 0 | 0 | 0 | 0 | 0 | 0 | 0
Wind and Solar Generation Cap 30% - S_D_WOTA v5.14 | 1389 | 6287 | Generation Constraint in GWh | FALSE | L | Annual | Heat Rate | MMBtu/MWh | 0 | 0 | 0 | 0 | 0 | 0 | 0
Wind and Solar Generation Cap 30% - S_D_WOTA v5.14 | 1389 | 6287 | Generation Constraint in GWh | FALSE | L | Annual | Generation | TWh | 0 | 0 | 0 | 0 | 0 | 7.834 | 8.457
Wind and Solar Generation Cap 30% - S_D_WOTA v5.14 | 1389 | 6287 | Generation Constraint in GWh | FALSE | L | Annual | Qualifying Generation | TWh | 0 | 0 | 0 | 0 | 0 | 7.834 | 8.457
Wind and Solar Generation Cap 30% - S_D_WOTA v5.14 | 1389 | 6287 | Generation Constraint in GWh | FALSE | L | Annual | Rate | lb/MWh | 0 | 0 | 0 | 0 | 0 | 0 | 0
Wind and Solar Generation Cap 30% - S_D_WOTA v5.14 | 1389 | 6287 | Generation Constraint in GWh | FALSE | L | Annual | Constraint Shadow Price | US2011$/MWh | 0 | 0 | 0 | 0 | 0 | 0 | 0
Wind and Solar Generation Cap 30% - S_SOU v5.14 | 1390 | 6288 | Generation Constraint in GWh | FALSE | L | Annual | Seasons Included | Seasons | Winter, Summer | Winter, Summer | Winter, Summer | Winter, Summer | Winter, Summer | Winter, Summer | Winter, Summer
Wind and Solar Generation Cap 30% - S_SOU v5.14 | 1390 | 6288 | Generation Constraint in GWh | FALSE | L | Annual | Standard GWh | GWh | 74573 | 76873 | 78410 | 81983 | 85223 | 91248 | 97698
Wind and Solar Generation Cap 30% - S_SOU v5.14 | 1390 | 6288 | Generation Constraint in GWh | FALSE | L | Annual | Emissions at Affected Plants | GWh | 502.0885 | 611.6597 | 611.6597 | 611.6597 | 611.6597 | 60834.8744 | 65134.8744
Wind and Solar Generation Cap 30% - S_SOU v5.14 | 1390 | 6288 | Generation Constraint in GWh | FALSE | L | Annual | Allowances Purchased | GWh | 0 | 0 | 0 | 0 | 0 | 0 | 0
Wind and Solar Generation Cap 30% - S_SOU v5.14 | 1390 | 6288 | Generation Constraint in GWh | FALSE | L | Annual | Allowances Sold | GWh | 0 | 0 | 0 | 0 | 0 | 0 | 0
Wind and Solar Generation Cap 30% - S_SOU v5.14 | 1390 | 6288 | Generation Constraint in GWh | FALSE | L | Annual | Allowances Banked | GWh | 0 | 0 | 0 | 0 | 0 | 0 | 0
Wind and Solar Generation Cap 30% - S_SOU v5.14 | 1390 | 6288 | Generation Constraint in GWh | FALSE | L | Annual | Allowances Withdrawn (1:1) | GWh | 0 | 0 | 0 | 0 | 0 | 0 | 0
Wind and Solar Generation Cap 30% - S_SOU v5.14 | 1390 | 6288 | Generation Constraint in GWh | FALSE | L | Annual | Allowances Withdrawn (n:1) | GWh | 0 | 0 | 0 | 0 | 0 | 0 | 0
Wind and Solar Generation Cap 30% - S_SOU v5.14 | 1390 | 6288 | Generation Constraint in GWh | FALSE | L | Annual | Net Emissions Allowance Position | GWh | 502.0885 | 611.6597 | 611.6597 | 611.6597 | 611.6597 | 60834.8744 | 65134.8744
Wind and Solar Generation Cap 30% - S_SOU v5.14 | 1390 | 6288 | Generation Constraint in GWh | FALSE | L | Annual | Fuel Consumed | TBtu | 0 | 0 | 0 | 0 | 0 | 0 | 0
Wind and Solar Generation Cap 30% - S_SOU v5.14 | 1390 | 6288 | Generation Constraint in GWh | FALSE | L | Annual | Heat Rate | MMBtu/MWh | 0 | 0 | 0 | 0 | 0 | 0 | 0
Wind and Solar Generation Cap 30% - S_SOU v5.14 | 1390 | 6288 | Generation Constraint in GWh | FALSE | L | Annual | Generation | TWh | 0.50209 | 0.61166 | 0.61166 | 0.61166 | 0.61166 | 60.8349 | 65.1349
Wind and Solar Generation Cap 30% - S_SOU v5.14 | 1390 | 6288 | Generation Constraint in GWh | FALSE | L | Annual | Qualifying Generation | TWh | 0.50209 | 0.61166 | 0.61166 | 0.61166 | 0.61166 | 60.8349 | 65.1349
Wind and Solar Generation Cap 30% - S_SOU v5.14 | 1390 | 6288 | Generation Constraint in GWh | FALSE | L | Annual | Rate | lb/MWh | 0 | 0 | 0 | 0 | 0 | 0 | 0
Wind and Solar Generation Cap 30% - S_SOU v5.14 | 1390 | 6288 | Generation Constraint in GWh | FALSE | L | Annual | Constraint Shadow Price | US2011$/MWh | 0 | 0 | 0 | 0 | 0 | 0 | 0
Wind and Solar Generation Cap 30% - S_VACA v5.14 | 1391 | 6289 | Generation Constraint in GWh | FALSE | L | Annual | Seasons Included | Seasons | Winter, Summer | Winter, Summer | Winter, Summer | Winter, Summer | Winter, Summer | Winter, Summer | Winter, Summer
Wind and Solar Generation Cap 30% - S_VACA v5.14 | 1391 | 6289 | Generation Constraint in GWh | FALSE | L | Annual | Standard GWh | GWh | 66468 | 68418 | 69648 | 72655 | 75721 | 81663 | 88071
Wind and Solar Generation Cap 30% - S_VACA v5.14 | 1391 | 6289 | Generation Constraint in GWh | FALSE | L | Annual | Emissions at Affected Plants | GWh | 1278.5239 | 2977.9299 | 7295.8587 | 9182.5128 | 9879.558 | 56145.2014 | 60418.2014
Wind and Solar Generation Cap 30% - S_VACA v5.14 | 1391 | 6289 | Generation Constraint in GWh | FALSE | L | Annual | Allowances Purchased | GWh | 0 | 0 | 0 | 0 | 0 | 0 | 0
Wind and Solar Generation Cap 30% - S_VACA v5.14 | 1391 | 6289 | Generation Constraint in GWh | FALSE | L | Annual | Allowances Sold | GWh | 0 | 0 | 0 | 0 | 0 | 0 | 0
Wind and Solar Generation Cap 30% - S_VACA v5.14 | 1391 | 6289 | Generation Constraint in GWh | FALSE | L | Annual | Allowances Banked | GWh | 0 | 0 | 0 | 0 | 0 | 0 | 0
Wind and Solar Generation Cap 30% - S_VACA v5.14 | 1391 | 6289 | Generation Constraint in GWh | FALSE | L | Annual | Allowances Withdrawn (1:1) | GWh | 0 | 0 | 0 | 0 | 0 | 0 | 0
Wind and Solar Generation Cap 30% - S_VACA v5.14 | 1391 | 6289 | Generation Constraint in GWh | FALSE | L | Annual | Allowances Withdrawn (n:1) | GWh | 0 | 0 | 0 | 0 | 0 | 0 | 0
Wind and Solar Generation Cap 30% - S_VACA v5.14 | 1391 | 6289 | Generation Constraint in GWh | FALSE | L | Annual | Net Emissions Allowance Position | GWh | 1278.5239 | 2977.9299 | 7295.8587 | 9182.5128 | 9879.558 | 56145.2014 | 60418.2014
Wind and Solar Generation Cap 30% - S_VACA v5.14 | 1391 | 6289 | Generation Constraint in GWh | FALSE | L | Annual | Fuel Consumed | TBtu | 0 | 0 | 0 | 0 | 0 | 0 | 0
Wind and Solar Generation Cap 30% - S_VACA v5.14 | 1391 | 6289 | Generation Constraint in GWh | FALSE | L | Annual | Heat Rate | MMBtu/MWh | 0 | 0 | 0 | 0 | 0 | 0 | 0