## Read Me
This file assesses the quality of the data, finding generally high quality
To do this, samples having sulfate analyses were extracted from Master File because these tend to be the samples having the most complete suite of analytes
Sheets that follow:
Raw date extracted from Master File
Comparison of total dissolved solids in water samples generated by three different methods
the lab measure of total dissolved solids
specific conductance corrected for temperature to 25C
summing all reported analytes
Analysis of the ratio of dissolved/total for major analytes -- dissolved ideally should be less than or equal to total, and concern if this ratio exceeds 1.3
cation/anion balance -- the charges of cations should equal the charges of anions if analyses are reasonably complete and accurate

## Raw Data
[9 empty] | FIELD PARAMETERS |  |  |  | MAJOR ANIONS |  |  |  | (This is sum of phosphate + phosphorus) |  | MAJOR DISSOLVED CATIONS | [6 empty] | TRACE DISSOLVED CATIONS | [18 empty] | MAJOR TOTAL CATIONS | [6 empty] | TRACE TOTAL CATIONS
Uniq | Samp_No | Agency | Site_No | Location | River Distance | Site Type | Site Location | Date_Time | Temp, Surface Water, G | pH, Surface Water, G | Spec Cond, Surface Water, G | DO, Surface Water, G | Sulfate, Surface Water, T | Alkalinity, Surface Water, T | Chloride, Surface Water, T | Bromide, Surface Water, T | Phosphate, Surface Water, T | Fluoride, Surface Water, T | Calcium, Surface Water, D | Magnesium, Surface Water, D | Sodium, Surface Water, D | Potassium, Surface Water, D | Aluminum, Surface Water, D | Iron, Surface Water, D | Manganese, Surface Water, D | Antimony, Surface Water, D | Arsenic, Surface Water, D | Barium, Surface Water, D | Beryllium, Surface Water, D | Cadmium, Surface Water, D | Chromium, Surface Water, D | Cobalt, Surface Water, D | Copper, Surface Water, D | Lead, Surface Water, D | Mercury, Surface Water, D | Molybdenum, Surface Water, D | Nickel, Surface Water, D | Selenium, Surface Water, D | Silver, Surface Water, D | Strontium, Surface Water, D | Thallium, Surface Water, D | Uranium, Surface Water, D | Vanadium, Surface Water, D | Zinc, Surface Water, D | Calcium, Surface Water, T | Magnesium, Surface Water, T | Sodium, Surface Water, T | Potassium, Surface Water, T | Aluminum, Surface Water, T | Iron, Surface Water, T | Manganese, Surface Water, T | Antimony, Surface Water, T | Arsenic, Surface Water, T | Barium, Surface Water, T | Beryllium, Surface Water, T | Cadmium, Surface Water, T | Chromium, Surface Water, T | Cobalt, Surface Water, T | Copper, Surface Water, T | Lead, Surface Water, T | Mercury, Surface Water, T | Molybdenum, Surface Water, T | Nickel, Surface Water, T | Selenium, Surface Water, T | Silver, Surface Water, T | Strontium, Surface Water, T | Thallium, Surface Water, T | Uranium, Surface Water, T | Vanadium, Surface Water, T | Zinc, Surface Water, T | Total Dissolved Solids, Surface Water, D | Phosphate, Surface Water, T | Phosphorus, Surface Water, T | Carbonate, Surface Water, T | Bicarbonate, Surface Water, T | Carbon Dioxide, Surface Water, T | Ammonia, Surface Water, T | Nitrite+Nitrate, Surface Water, T | Nitrite, Surface Water, T | Nitrate, Surface Water, T | Nitrogen, Surface Water, T | Hydroxide, Surface Water, T | Total Suspended Solids, Surface Water, S | Turbidity, Surface Water, G | Hardness, Surface Water, D | Hardness, Surface Water, T | Cyanide, Surface Water, T | Boron, Surface Water, D | Boron, Surface Water, T
[5 empty] | (km) | [5 empty] | (μS/cm) | (mg/L) | (μg/L) | (μg/L) | (μg/L) | (μg/L) | (μg/L) | (μg/L) | (μg/L) | (μg/L) | (μg/L) | (μg/L) | (μg/L) | (μg/L) | (μg/L) | (μg/L) | (μg/L) | (μg/L) | (μg/L) | (μg/L) | (μg/L) | (μg/L) | (μg/L) | (μg/L) | (μg/L) | (μg/L) | (μg/L) | (μg/L) | (μg/L) | (μg/L) | (μg/L) | (μg/L) | (μg/L) | (μg/L) | (μg/L) | (μg/L) | (μg/L) | (μg/L) | (μg/L) | (μg/L) | (μg/L) | (μg/L) | (μg/L) | (μg/L) | (μg/L) | (μg/L) | (μg/L) | (μg/L) | (μg/L) | (μg/L) | (μg/L) | (μg/L) | (μg/L) | (μg/L) | (μg/L) | (μg/L) | (μg/L) | (μg/L) | (μg/L) | (μg/L) | (mg/L) | (μg/L) | (μg/L) | (μg/L) | (μg/L) | (μg/L) | (μg/L) | (μg/L) | (μg/L) | (μg/L) | (μg/L) | (μg/L) | (μg/L) |  | (μg/L) | (μg/L) | (μg/L) | (μg/L) | (μg/L)
GKMSW09_081515CC0642231.375 | GKMSW09_081515 | USEPA Region 8 | A8K9 | CC06 | 0 | Source | Source | 2015-08-15 09:00 |  | 2.93 |  |  | 1600 | ND_5 | 0.36 |  |  | 10 | 370000 | 27000 | 5300 | 2400 | 34000 | 150000 | 36000 | 3.7 | 44 | 8.6 | 11 | 82 | 5.5 | 110 | 4600 | 42 | ND_0.08 | 4.2 | 69 | 4.7 | 0.1 |  | 0.29 |  | 38 | 20000 | 380000 | 27000 | 5200 | 2500 | 33000 | 120000 | 36000 | 0.62 | 5.5 | 8.7 | 11 | 85 | 3 | 110 | 4600 | 29 | ND_0.08 | 0.77 | 72 | 3.3 | ND_0.1 |  | 0.29 |  | 2.5 | 20000 | [9 empty] | ND_0.023 | [5 empty] | 1100
CO_GKM_1_08/11/2015CO_GKM_142227.83125 | CO_GKM_1_08/11/2015 | State of Colorado | Gold King Mine Effluent | CO_GKM_1 | 0.78858 | Main | North Fork Cement Creek | 2015-08-11 19:57 |  |  |  |  | 1700 | [9 empty] | 33000 |  | 31000 |  | 29 |  | 5.5 | 71 |  | 120 | 8100 | 41 |  |  | 63 | 0.55 |  |  |  | 11 |  | 27000 |  |  |  |  | 31000 |  | 33000 |  | 67 |  | 5.5 | 84 |  | 120 | 7200 | 48 |  |  | 66 | 1.2 |  |  |  | 9.8 |  | 28000
CO_GKM_2_08/11/2015CO_GKM_242227.6354166667 | CO_GKM_2_08/11/2015 | State of Colorado | Influent Prior to Treatment | CO_GKM_2 | 0.80467 | Main | North Fork Cement Creek | 2015-08-11 15:15 |  |  |  |  | 1400 | [9 empty] | 30000 |  | 27000 |  | 20 |  | 5.1 | 67 |  | 110 | 6700 | 32 |  |  | 57 | 0.73 |  |  |  | 9.2 |  | 23000 |  |  |  |  | 26000 |  | 27000 |  | 36 |  | 5.1 | 74 |  | 99 | 5500 | 46 |  |  | 53 | 1 |  |  |  | 7.9 |  | 22000
CO_RI_R1_08/11/2015945842227.6458333333 | CO_RI_R1_08/11/2015 | State of Colorado | Cement Cr abv Gold King Mine | 9458 | 0.82077 | Reference | Cement Creek | 2015-08-11 15:30 |  |  |  |  | 600 | [9 empty] | 2500 |  | 11000 |  | 0.77 |  | 1.4 | 13 |  | 31 | 99 | 21 |  |  | 18 | 0.16 |  |  |  | 0.11 |  | 6000 |  |  |  |  | 2800 |  | 12000 |  | 1.6 |  | 1.4 | 14 |  | 34 | 120 | 29 |  |  | 18 | ND_0.4 |  |  |  | ND_0.5 |  | 6100
CO_GKM_3_08/11/2015CO_GKM_342227.6375 | CO_GKM_3_08/11/2015 | State of Colorado | Treatment Effluent | CO_GKM_3 | 0.82077 | Reference | Cement Creek | 2015-08-11 15:18 |  |  |  |  | 1400 | [9 empty] | 20000 |  | 28000 |  | 13 |  | 3.6 | 76 |  | 100 | 5100 | 17 |  |  | 55 | 0.56 |  |  |  | 6.8 |  | 23000 |  |  |  |  | 22000 |  | 31000 |  | 23 |  | 3.6 | 83 |  | 110 | 5100 | 42 |  |  | 57 | 0.84 |  |  |  | 6.8 |  | 25000
GKMSW13_081515GKM1342231.4479166667 | GKMSW13_081515 | USEPA Region 8 | A8K9 | GKM13 | 0.86905 | Main | Cement Creek | 2015-08-15 10:45 |  | 3.19 |  |  | 1400 | ND_5 | 1.2 |  |  | 8.9 | 350000 | 26000 | 52000 | 2200 | 28000 | 96000 | 31000 | 1.5 | 16 | 8.5 | 9 | 80 | 3.3 | 100 | 3900 | 24 | ND_0.08 | 1.4 | 68 | 3.8 | ND_0.1 |  | 0.23 |  | 14 | 18000 | 360000 | 28000 | 54000 | 2200 | 26000 | 70000 | 32000 | ND_0.4 | 1.2 | 9 | 8.6 | 84 | ND_1 | 100 | 3800 | 11 | ND_0.08 | ND_0.45 | 70 | 3.2 | ND_0.1 |  | 0.23 |  | ND_0.3 | 18000 | [9 empty] | 0.025 | [5 empty] | 1000
CC48_081715DCC4842233.5 | CC48_081715D | USEPA Region 8 | A8K9 | CC48 | 12.5368 | Main | Cement Creek | 2015-08-17 12:00 |  | 3.375 |  |  | 560 | 5 | 0.29 |  |  | 2.1 | 170000 | 10000 | 4100 | 1750 | 7600 | 7950 | 6050 | 0.4 | 1.4 | 15 | 1.85 | 9.05 | 1 | 30.5 | 460 | 16 | 0.08 | 0.45 | 20 | 0.58 | 0.1 |  | 0.165 |  | 0.375 | 3250 | 180000 | 10000 | 4450 | 1800 | 7750 | 14000 | 5900 | 0.4 | 5.25 | 15 | 1.7 | 9.75 | 1 | 27 | 405 | 25 | 0.08 | 0.51 | 19 | 0.58 | 0.1 |  | 0.19 |  | 3.05 | 3050 | [9 empty] | 0.0385 | [5 empty] | 495
CC48_081615CC4842232.53125 | CC48_081615 | USEPA Region 8 | A8K9 | CC48 | 12.5368 | Main | Cement Creek | 2015-08-16 12:45 |  | 3.39 |  |  | 560 | ND_5 | 0.27 |  |  | 2.1 | 170000 | 10000 | 4100 | 1800 | 7800 | 8100 | 6000 | ND_0.4 | 1 | 15 | 1.9 | 8.9 | ND_1 | 30 | 460 | 17 | ND_0.08 | ND_0.45 | 20 | ND_0.58 | ND_0.1 |  | 0.14 |  | 0.52 | 3100 | 170000 | 9800 | 4300 | 1700 | 7300 | 12000 | 5600 | ND_0.4 | 4.8 | 15 | 1.6 | 9.4 | ND_1 | 26 | 390 | 24 | ND_0.08 | ND_0.45 | 19 | ND_0.58 | ND_0.1 |  | 0.17 |  | 2.8 | 2900 | [9 empty] | 0.059 | [5 empty] | 470
CEM49_06/07/2016CEM4942528.5 | CEM49_06/07/2016 | State of Colorado | CEMENT CREEK AT MOUTH | CEM49 | 13.776 | Main | Cement Creek | 2016-06-07 12:00 | 7.905 | 5.27 | 235.2 | 8.7 | 110 | ND_5 | ND |  | 0.24 |  | 31000 | 2600 | 1700 | 600 | 390 | 2050 | 835 |  | 0.25 |  |  | 2.45 | ND_1.3 | 5.1 | 56 | 1.125 |  | ND_1.7 | 2.85 | ND_0.25 | ND_0.19 |  |  | ND_0.045 |  | 740 |  |  |  |  | 3100 | 13500 | 1200 |  | 6.2 |  |  | 3 |  | 7.3 | 120 | 59 |  | ND_8.5 | ND_6.1 | ND_1.3 |  |  |  | ND_0.23 |  | 870 |  |  | 0.24 |  |  |  | ND_0.017 | 0.085 |  |  | 0.131 |  |  | 62.93 |  | 100
CEM49_04/05/2016CEM4942465.5208333333 | CEM49_04/05/2016 | State of Colorado | CEMENT CREEK AT MOUTH | CEM49 | 13.776 | Main | Cement Creek | 2016-04-05 12:30 | 6.02 | 3.1 | 813.9 | 8.8 | 420 | ND_5 |  |  | 0.069 |  | 120000 | 7500 | 3200 | 1300 | 4800 | 8200 | 3300 |  | 0.35 |  |  | 3.2 | 1.6 |  | 51 | 9.4 |  | ND_1.7 | 9.8 | ND_0.25 | ND_0.19 |  |  | 0.14 |  | 1500 | [5 empty] | 13000 |  |  | 5.3 | [8 empty] | ND_8.5 | [10 empty] | 0.069 |  |  |  | 0.025 | 0.044 |  |  | ND_0.076 |  |  |  |  | 350
CEM49_04/19/2016CEM4942479.4791666667 | CEM49_04/19/2016 | State of Colorado | CEMENT CREEK AT MOUTH | CEM49 | 13.776 | Main | Cement Creek | 2016-04-19 11:30 | 4.55 | 3.8 | 813.9 | 9.2 | 440 | ND_5 |  |  | 0.16 |  | 110000 | 7200 | 3100 | 1200 | 4600 | 13000 | 3200 |  | 1 |  |  | 3.8 | ND_1.3 |  | 49 | 7.2 |  | ND_1.7 | 11 | ND_0.25 | ND_0.19 |  |  | 0.15 |  | 1400 | [5 empty] | 16000 |  |  | 5.8 | [8 empty] | ND_8.5 | [10 empty] | 0.16 |  |  |  | 0.028 | 0.05 |  |  | ND_0.076 |  |  |  |  | 360
CEM49_02/23/2016CEM4942423.9895833333 | CEM49_02/23/2016 | State of Colorado | CEMENT CREEK AT MOUTH | CEM49 | 13.776 | Main | Cement Creek | 2016-02-23 23:45 | 2.67 | 3.3 | 1152.5 | 9.5 | 650 | ND_5 |  |  | 0.063 |  | 170000 | 10000 | 4100 | 1700 | 6400 | 8700 | 4600 |  | 0.81 |  |  | 4.6 | 2.4 |  | 39 | 9 |  | ND_1.9 | 15 | ND_0.24 | ND_0.15 |  |  | 0.19 |  | 1900 | [5 empty] | 14000 |  |  | 7.6 | [8 empty] | ND_1.9 | [10 empty] | 0.063 |  |  |  | 0.033 | 0.031 |  |  | 0.09 |  |  |  |  | 510
CEM49_10/13/2015CEM4942290.5416666667 | CEM49_10/13/2015 | State of Colorado | CEMENT CREEK AT MOUTH | CEM49 | 13.776 | Main | Cement Creek | 2015-10-13 13:00 | 9.04 | 3.5 | 1173 | 8.5 | 670 | ND_5 |  |  | 0.13 |  | 170000 | 10000 | 4300 | 1800 | 6500 | 6800 | 6100 |  | 0.33 |  |  | 9 | 2.7 |  | 320 | 9.1 |  | ND_1.3 | 16 | 0.18 | ND_0.079 |  |  | 0.61 |  | 3300 | [5 empty] | 14000 |  |  | 0.36 | [8 empty] | ND_1.3 | [10 empty] | 0.13 |  |  |  | 0.032 | 0.065 |  |  | ND_0.07 |  |  |  |  | 510
CEM49_12/01/2015CEM4942339.5208333333 | CEM49_12/01/2015 | State of Colorado | CEMENT CREEK AT MOUTH | CEM49 | 13.776 | Main | Cement Creek | 2015-12-01 12:30 | -0.02 | 3.8 | 1155.6 | 10.4 | 740 | ND_5 |  |  | 0.14 |  | 180000 | 11000 | 4500 | 1900 | 6300 | 11000 | 5400 |  | 1.7 |  |  | 5.4 | 3 |  | 150 | 6.9 |  | ND_1.3 | 15 | 0.14 | ND_0.079 |  |  | 0.34 |  | 2300 | [5 empty] | 19000 |  |  | 7.9 | [8 empty] | ND_1.3 | [10 empty] | 0.14 |  |  |  | 0.032 | ND_0.015 |  |  | ND_0.07 |  |  |  |  | 520
A68_081615A6842232.5416666667 | A68_081615 | USEPA Region 8 | A8K9 | A68 | 13.9047 | Reference | Upper Animas | 2015-08-16 13:00 |  | 7.66 |  |  | 88 | 32 | 0.47 |  |  | 0.45 | 46000 | 2800 | 1800 | 620 | 56 | ND_17 | 830 | ND_0.4 | 0.46 | 24 | ND_0.15 | 0.83 | ND_1 | 0.78 | 2.6 | 0.061 | ND_0.08 | 1.7 | 1.7 | ND_0.58 | ND_0.1 |  | ND_0.1 |  | 0.53 | 210 | 48000 | 2800 | 1900 | 570 | 82 | 120 | 780 | ND_0.4 | ND_0.37 | 23 | ND_0.15 | 0.92 | ND_1 | 0.4 | 4.7 | 1.6 | ND_0.08 | 1.7 | 0.96 | 1.1 | ND_0.1 |  | ND_0.1 |  | ND_0.3 | 230 | [9 empty] | 0.058 | [5 empty] | 130
9488_08/11/2015948842227.6819444444 | 9488_08/11/2015 | State of Colorado | Animas River above Cement Creek (2) | 9488 | 13.9047 | Reference | Upper Animas | 2015-08-11 16:22 |  |  |  |  | 91 | [9 empty] | 85 |  | 840 |  | 0.18 |  | ND_0.1 | 0.79 |  | ND_1 | 4.4 | 1.6 |  |  | ND_1.1 | 0.25 |  |  |  | 0.23 |  | 240 |  |  |  |  | 73 |  | 840 |  | 0.15 |  | ND_0.1 | 0.75 |  | ND_1 | 4 | 1.3 |  |  | 4 | 0.27 |  |  |  | 0.21 |  | 220
A68_081715A6842233.4895833333 | A68_081715 | USEPA Region 8 | A8K9 | A68 | 13.9047 | Reference | Upper Animas | 2015-08-17 11:45 |  | 7.71 |  |  | 93 | 30 | 0.48 |  |  | 0.44 | 46000 | 2800 | 2000 | 620 | 50 | ND_17 | 840 | ND_0.4 | 0.56 | 23 | ND_0.15 | 0.89 | ND_1 | 0.76 | 2.6 | 0.077 | ND_0.08 | 1.7 | 1.4 | ND_0.58 | ND_0.1 |  | ND_0.1 |  | 0.34 | 250 | 49000 | 2800 | 2000 | 570 | 80 | 120 | 790 | ND_0.4 | ND_0.37 | 22 | ND_0.15 | 0.96 | ND_1 | 0.4 | 4.7 | 1.6 | ND_0.08 | 1.7 | 0.93 | ND_0.58 | ND_0.1 |  | ND_0.1 |  | ND_0.3 | 240 | [9 empty] | 0.062 | [5 empty] | 130
82_06/07/20168242528.4583333333 | 82_06/07/2016 | State of Colorado | ANIMAS RIVER NEAR SILVERTON | 82 | 15.5624 | Main | Upper Animas | 2016-06-07 11:00 | 6.305 | 7.18 | 142.8 | 9.1 | 47 | 16 | 0.82 |  | 0.066 |  | 21000 | 1800 | 1300 | 460 | 72.5 | 240 | 295 |  | 0.14 |  |  | 0.64 | ND_1.3 | 1 | 5.7 | 0.72 |  | ND_1.7 | ND_1.3 | ND_0.25 | ND_0.19 |  |  | 0.061 |  | 175 |  |  |  |  | 1100 | 3150 | 490 |  | 2.4 |  |  | 1 |  | ND_4.4 | 41 | 32 |  | ND_8.5 | ND_6.1 | ND_1.3 |  |  |  | 0.24 |  | 300 |  |  | 0.066 |  |  |  | ND_0.017 | 0.13 |  |  | 0.203 |  |  | 21.3 |  | 71
82_04/19/20168242479.4270833333 | 82_04/19/2016 | State of Colorado | ANIMAS RIVER NEAR SILVERTON | 82 | 15.5624 | Main | Upper Animas | 2016-04-19 10:15 | 1.39 | 7 | 419 | 10 | 190 | 8.1 | 2.3 |  | 0.028 |  | 62000 | 4500 | 2900 | 830 | 27 | 2500 | 1400 |  | 0.35 |  |  | 1.5 | ND_1.3 |  | 3.3 | ND_0.044 |  | ND_1.7 | 2.8 | ND_0.25 | ND_0.19 |  |  | 0.07 |  | 540 | [5 empty] | 5000 |  |  | 1.7 | [8 empty] | ND_8.5 | [10 empty] | 0.028 |  |  |  | 0.033 | 0.13 |  |  | 0.149 |  |  |  |  | 180
82_04/05/20168242465.4791666667 | 82_04/05/2016 | State of Colorado | ANIMAS RIVER NEAR SILVERTON | 82 | 15.5624 | Main | Upper Animas | 2016-04-05 11:30 | 3.62 | 6.6 | 465.2 | 9.3 | 220 | 6.4 | 3.3 |  | 0.029 |  | 69000 | 5000 | 3400 | 940 | 130 | 2200 | 1700 |  | 0.16 |  |  | 1.8 | 1.6 |  | 6 | 0.079 |  | ND_1.7 | 3.5 | ND_0.25 | ND_0.19 |  |  | 0.083 |  | 640 | [5 empty] | 4600 |  |  | 1.5 | [8 empty] | ND_1.7 | [10 empty] | 0.029 |  |  |  | 0.051 | 0.11 |  |  | 0.141 |  |  |  |  | 200
82_10/13/20158242290.4479166667 | 82_10/13/2015 | State of Colorado | ANIMAS RIVER NEAR SILVERTON | 82 | 15.5624 | Main | Upper Animas | 2015-10-13 10:45 | 4.99 | 6.7 | 496.7 | 9.5 | 250 | 7.3 | 1.5 |  | 0.035 |  | 68000 | 5200 | 3000 | 810 | 84 | 1400 | 1500 |  | 0.28 |  |  | 2 | ND_0.44 |  | 17 | ND_0.13 |  | ND_1.3 | 3.2 | 0.24 | ND_0.079 |  |  | 0.12 |  | 740 | [5 empty] | 3200 |  |  | 0.4 | [8 empty] | ND_1.3 | [10 empty] | 0.035 |  |  |  | 0.061 | 0.12 |  |  | 0.099 |  |  |  |  | 210
82_02/23/20168242423.40625 | 82_02/23/2016 | State of Colorado | ANIMAS RIVER NEAR SILVERTON | 82 | 15.5624 | Main | Upper Animas | 2016-02-23 09:45 | 0.57 | 5.7 | 612.5 | 10 | 320 | ND_5 | 5.2 |  | 0.028 |  | 93000 | 6100 | 3600 | 1000 | 840 | 1800 | 2200 |  | 0.39 |  |  | 2 | 0.97 |  | 9.9 | 0.21 |  | ND_1.9 | 6 | 0.29 | ND_0.15 |  |  | 0.25 |  | 790 | [5 empty] | 5000 |  |  | 1.8 | [8 empty] | ND_1.9 | [10 empty] | 0.028 |  |  |  | 0.07 | 0.086 |  |  | 0.157 |  |  |  |  | 260
82_12/01/20158242339.4479166667 | 82_12/01/2015 | State of Colorado | ANIMAS RIVER NEAR SILVERTON | 82 | 15.5624 | Main | Upper Animas | 2015-12-01 10:45 | -0.01 | 6.6 | 554 | 10.7 | 350 | 6.8 | 3.2 |  | 0.042 |  | 100000 | 6700 | 3900 | 1100 | 260 | 3600 | 2300 |  | 0.65 |  |  | 2.2 | ND_0.88 |  | 19 | ND_0.13 |  | ND_1.3 | 4 | 0.27 | ND_0.079 |  |  | 0.16 |  | 940 | [5 empty] | 4700 |  |  | 1.8 | [8 empty] | ND_1.3 | [10 empty] | 0.042 |  |  |  | 0.055 | 0.096 |  |  | 0.12 |  |  |  |  | 270
A72_081615A7242232.5138888889 | A72_081615 | USEPA Region 8 | A8K9 | A72 | 16.3509 | Main | Upper Animas | 2015-08-16 12:20 |  | 6.9 |  |  | 160 | 7.4 | 0.75 |  |  | 0.52 | 66000 | 4600 | 2500 | 780 | 35 | 750 | 1200 | ND_0.4 | 0.5 | 25 | ND_0.15 | 1.8 | ND_1 | 5.9 | 18 | ND_0.06 | ND_0.08 | 0.67 | 4.8 | ND_0.58 | ND_0.1 |  | ND_0.1 |  | 0.4 | 580 | 68000 | 4500 | 2600 | 730 | 1700 | 2500 | 1100 | ND_0.4 | 0.56 | 24 | 0.3 | 2 | ND_1 | 5.4 | 58 | 5.2 | ND_0.08 | 0.93 | 4.2 | 0.83 | ND_0.1 |  | ND_0.1 |  | 0.45 | 570 | [9 empty] | 0.096 | [5 empty] | 190
A72_081715DA7242233.5208333333 | A72_081715D | USEPA Region 8 | A8K9 | A72 | 16.3509 | Main | Upper Animas | 2015-08-17 12:30 |  | 6.87 |  |  | 170 | 7.4 | 0.765 |  |  | 0.505 | 64500 | 4450 | 2550 | 755 | 46 | 815 | 1200 | 0.4 | 0.73 | 24 | 0.15 | 1.85 | 1 | 5.6 | 20 | 0.073 | 0.08 | 0.625 | 4.6 | 0.6 | 0.1 |  | 0.1 |  | 0.325 | 605 | 68000 | 4500 | 2550 | 730 | 1700 | 2550 | 1150 | 0.4 | 0.71 | 23.5 | 0.31 | 1.95 | 1 | 5.55 | 58 | 5.05 | 0.08 | 1.05 | 4.05 | 0.58 | 0.1 |  | 0.1 |  | 0.39 | 565 | [9 empty] | 0.071 | [5 empty] | 190
81_04/19/20168142479.3541666667 | 81_04/19/2016 | State of Colorado | ANIMAS RIVER AT BAKERS BRIDGE | 81 | 63.5047 | Main | Middle Animas | 2016-04-19 08:30 | 1.94 | 7.9 | 273.3 | 11.5 | 82 | 46 |  |  | 0.012 |  | 36000 | 4800 | 2400 | 680 | ND_22 | 32 | 360 |  | 0.16 |  |  | 0.3 | ND_1.3 |  | ND_3.2 | 0.16 |  | ND_1.7 | ND_1.3 | ND_0.25 | ND_0.19 |  |  | 0.41 |  | 68 | [5 empty] | 1100 |  |  | 0.79 | [8 empty] | ND_8.5 | [10 empty] | 0.012 |  |  |  | ND_0.017 | 0.1 |  |  | 0.155 |  |  |  |  | 130
81_08/12/20158142228.6111111111 | 81_08/12/2015 | State of Colorado | Animas River at Bakers Bridge | 81 | 63.5047 | Main | Middle Animas | 2015-08-12 14:40 | 15.63 | 8.02 | 258.5 | 8.29 | 92 |  |  |  | 0.022 | [5 empty] | 48 |  | 430 |  | 0.16 |  | ND_0.1 | 0.48 |  | 2.2 | ND_3.9 | 0.12 |  |  | ND_1.1 | 0.14 |  |  |  | 0.32 |  | 90 |  |  |  |  | 520 |  | 470 |  | 0.21 |  | ND_0.1 | ND_0.085 |  | 2.3 | 15 | 1.2 |  |  | ND_1.1 | ND_0.063 |  |  |  | ND_0.5 |  | 170 |  | 0.022 | [6 empty] | ND_0.1 | ND_0.1
81_04/05/20168142465.375 | 81_04/05/2016 | State of Colorado | ANIMAS RIVER AT BAKERS BRIDGE | 81 | 63.5047 | Main | Middle Animas | 2016-04-05 09:00 | 4.5 | 7.8 | 306.6 | 10.3 | 100 | 46 |  |  | 0.023 |  | 45000 | 5700 | 2900 | 830 | ND_22 | 13 | 510 |  | 0.21 |  |  | 0.35 | ND_1.3 |  | ND_3.2 | 0.11 |  | 2.1 | ND_1.3 | ND_0.25 | ND_0.19 |  |  | 0.43 |  | 79 | [5 empty] | 3400 |  |  | 1.9 | [8 empty] | ND_8.5 | [10 empty] | 0.023 |  |  |  | 0.022 | 0.095 |  |  | 0.155 |  |  |  |  | 150
GKMSW02_081615Bakers Bridge42232.4652777778 | GKMSW02_081615 | USEPA Region 8 | A8K9 | Bakers Bridge | 64.0197 | Main | Middle Animas | 2015-08-16 11:10 |  | 7.72 |  |  | 90 | 32 | 0.96 |  |  | 0.36 | 45000 | 4800 | 2200 | 830 | 49 | ND_17 | 440 | ND_0.4 | 0.74 | 34 | ND_0.15 | 0.58 | ND_1 | 2.2 | 3.3 | ND_0.06 | ND_0.08 | 0.65 | 2.3 | ND_0.58 | ND_0.1 |  | ND_0.1 |  | 0.47 | 130 | 47000 | 4800 | 2200 | 800 | 600 | 810 | 450 | ND_0.4 | ND_0.37 | 34 | ND_0.15 | 0.78 | ND_1 | 2 | 18 | 2.8 | ND_0.08 | 0.66 | 2 | ND_0.58 | ND_0.1 |  | ND_0.1 |  | ND_0.3 | 210 | [9 empty] | 0.067 | [5 empty] | 140
GKMSW02_081715Bakers Bridge42233.4131944444 | GKMSW02_081715 | USEPA Region 8 | A8K9 | Bakers Bridge | 64.0197 | Main | Middle Animas | 2015-08-17 09:55 |  | 7.74 |  |  | 96 | 32 | 17 |  |  | 0.36 | 45000 | 4800 | 2200 | 830 | 45 | ND_17 | 460 | ND_0.4 | 0.94 | 34 | ND_0.15 | 0.62 | ND_1 | 2.8 | 2.8 | ND_0.06 | ND_0.08 | 0.6 | 2.5 | ND_0.58 | ND_0.1 |  | ND_0.1 |  | 0.37 | 150 | 48000 | 4800 | 2200 | 810 | 610 | 830 | 450 | ND_0.4 | ND_0.37 | 35 | ND_0.15 | 0.85 | ND_1 | 2 | 19 | 3 | ND_0.08 | 0.68 | 2.1 | 0.95 | ND_0.1 |  | ND_0.1 |  | ND_0.3 | 220 | [9 empty] | 0.043 | [5 empty] | 140
CO_RI_M16.1_08/12/2015943842228.4993055556 | CO_RI_M16.1_08/12/2015 | State of Colorado | Animas River above James Ditch at headgate pre-flush | 9438 | 65.1945 | Main | Middle Animas | 2015-08-12 11:59 | 14.82 | 7.37 | 267.7 | 8.29 | 90 |  |  |  | 0.024 | [5 empty] | 68 |  | 420 |  | 0.24 |  | ND_0.1 | 0.51 |  | 1.6 | ND_3.9 | ND_0.077 |  |  | ND_1.1 | 0.2 |  |  |  | 0.35 |  | 110 |  |  |  |  | 650 |  | 410 |  | 1.3 |  | ND_0.1 | 0.48 |  | ND_5 | 36 | 11 |  |  | ND_5 | ND_0.4 |  |  |  | ND_0.5 |  | 250 |  | 0.024 | [6 empty] | ND_0.1 | ND_0.1
CO_DI_4_08/12/2015CO_DI_442228.5201388889 | CO_DI_4_08/12/2015 | State of Colorado | James Ditch - 2nd flush | CO_DI_4 | 65.2911 | Ditch | Middle Animas | 2015-08-12 12:29 | 15.41 | 7.66 | 289.2 | 8.4 | 92 |  |  |  | 0.036 | [5 empty] | 26 |  | 430 |  | 0.3 |  | ND_0.1 | 0.24 |  | 1.1 | ND_3.9 | 0.16 |  |  | ND_1.1 | 0.17 |  |  |  | ND_0.081 |  | 36 |  |  |  |  | 5700 |  | 630 |  | 32 |  | ND_0.1 | 1.2 |  | 6.1 | 140 | 420 |  |  | ND_5 | 1.3 |  |  |  | 1.5 |  | 550 |  | 0.036 | [6 empty] | ND_0.1 | ND_0.1
CO_DI_6_08/12/2015CO_DI_642228.5041666667 | CO_DI_6_08/12/2015 | State of Colorado | James Ditch pre-flush | CO_DI_6 | 65.2911 | Ditch | Middle Animas | 2015-08-12 12:06 | 16.15 | 7.42 | 380.8 | 8.53 | 98 |  |  |  | 0.026 | [5 empty] | 48 |  | 420 |  | 2.3 |  | ND_0.1 | 0.39 |  | 1.7 | ND_3.9 | 0.22 |  |  | ND_1.1 | 0.14 |  |  |  | 0.34 |  | 110 |  |  |  |  | 610 |  | 410 |  | 4.1 |  | ND_0.1 | 0.45 |  | ND_5 | 32 | 14 |  |  | ND_5 | ND_0.4 |  |  |  | ND_0.5 |  | 190 |  | 0.026 | [6 empty] | ND_0.1 | ND_0.1
CO_DI_5_08/12/2015CO_DI_542228.5090277778 | CO_DI_5_08/12/2015 | State of Colorado | James Ditch - 1st flush | CO_DI_5 | 65.2911 | Ditch | Middle Animas | 2015-08-12 12:13 | 16.49 | 7.56 | 383.1 | 8.5 | 98 |  |  |  | 0.04 | [5 empty] | 22 |  | 370 |  | 0.47 |  | ND_0.1 | 0.24 |  | 1.1 | ND_3.9 | 0.3 |  |  | ND_1.1 | 0.18 |  |  |  | ND_0.081 |  | 47 |  |  |  |  | 16000 |  | 1300 |  | 99 |  | ND_0.1 | 4.1 |  | 10 | 490 | 1150 |  |  | ND_5 | 3.2 |  |  |  | 4.3 |  | 1700 |  | 0.04 | [6 empty] | ND_0.1 | ND_0.1
CO_DI_7_08/12/2015CO_DI_742228.6388888889 | CO_DI_7_08/12/2015 | State of Colorado | James Ditch - post flush | CO_DI_7 | 65.3072 | Ditch | Middle Animas | 2015-08-12 15:20 | 17.29 | 7.95 | 349.8 | 8.14 | 100 |  |  |  | 0.018 | [5 empty] | 58 |  | 440 |  | 1.9 |  | ND_0.1 | 0.43 |  | 1.9 | ND_3.9 | 0.22 |  |  | ND_1.1 | 0.15 |  |  |  | 0.33 |  | 120 |  |  |  |  | 530 |  | 410 |  | 3.1 |  | ND_0.1 | 0.44 |  | ND_5 | 25 | 7.7 |  |  | ND_5 | ND_0.4 |  |  |  | ND_0.5 |  | 180 |  | 0.018 | [6 empty] | ND_0.1 | ND_0.1
GKMSW17_081615GKM1742232.6722222222 | GKMSW17_081615 | USEPA Region 8 | A8K9 | GKM17 | 65.5486 | Pond | Middle Animas | 2015-08-16 16:08 |  | 7.71 |  |  | 87 | 30 | 1.8 |  |  | 0.38 | 43000 | 4500 | 2700 | 840 | 110 | ND_17 | 130 | ND_0.4 | ND_0.37 | 30 | ND_0.15 | 0.22 | ND_1 | 0.61 | 1.6 | ND_0.06 | ND_0.08 | 0.84 | 0.95 | 3.2 | ND_0.1 |  | ND_0.1 |  | ND_0.3 | 11 | 44000 | 4500 | 2700 | 860 | 210 | 240 | 140 | ND_0.4 | ND_0.37 | 31 | ND_0.15 | 0.2 | ND_1 | 0.45 | 3.9 | 1.7 | ND_0.08 | 0.91 | 1.3 | 3.8 | ND_0.1 |  | ND_0.1 |  | ND_0.3 | 32 | [9 empty] | ND_0.023 | [5 empty] | 130
GKMSW16_081615GKM1642232.6659722222 | GKMSW16_081615 | USEPA Region 8 | A8K9 | GKM16 | 65.7256 | Pond | Middle Animas | 2015-08-16 15:59 |  | 7.63 |  |  | 85 | 28 | 1.7 |  |  | 0.63 | 42000 | 4300 | 2700 | 820 | 130 | ND_17 | 50 | ND_0.4 | ND_0.37 | 34 | ND_0.15 | 0.17 | ND_1 | 0.44 | 1.9 | ND_0.06 | ND_0.08 | 0.79 | 0.77 | 3.1 | ND_0.1 |  | ND_0.1 |  | ND_0.3 | 13 | 41000 | 4200 | 2500 | 810 | 230 | 260 | 83 | ND_0.4 | ND_0.37 | 34 | ND_0.15 | 0.22 | ND_1 | 0.31 | 4.2 | 2.4 | ND_0.08 | 0.85 | 0.91 | 3.2 | ND_0.1 |  | ND_0.1 |  | ND_0.3 | 36 | [9 empty] | ND_0.023 | [5 empty] | 120
GKMSW18_081615GKM1842232.6819444444 | GKMSW18_081615 | USEPA Region 8 | A8K9 | GKM18 | 65.8544 | Pond | Middle Animas | 2015-08-16 16:22 |  | 7.67 |  |  | 76 | 28 | 1.6 |  |  | 0.34 | 40000 | 4200 | 2500 | 840 | 110 | ND_17 | 16 | ND_0.4 | ND_0.37 | 27 | ND_0.15 | 0.11 | ND_1 | 0.33 | 1.3 | ND_0.06 | ND_0.08 | 0.71 | 0.87 | 3.3 | ND_0.1 |  | ND_0.1 |  | ND_0.3 | 6.3 | 40000 | 4100 | 2400 | 820 | 160 | 92 | 49 | ND_0.4 | ND_0.37 | 27 | ND_0.15 | 0.18 | ND_1 | 0.18 | 2.1 | 0.87 | ND_0.08 | 0.67 | 0.84 | 3.9 | ND_0.1 |  | ND_0.1 |  | ND_0.3 | 16 | [9 empty] | ND_0.023 | [5 empty] | 120
CO_DI_8_08/12/2015CO_DI_842228.5708333333 | CO_DI_8_08/12/2015 | State of Colorado | James Cr at James Ranch | CO_DI_8 | 67.1257 | Ditch | Middle Animas | 2015-08-12 13:42 | 25.78 | 8.28 | 386.6 | 7.82 | 100 |  |  |  | 0.032 | [5 empty] | 77 |  | 140 |  | 0.89 |  | ND_0.1 | ND_0.085 |  | ND_1 | ND_3.9 | 0.26 |  |  | ND_1.1 | 0.21 |  |  |  | 0.22 |  | 5.3 |  |  |  |  | 1700 |  | 240 |  | 8.6 |  | ND_0.1 | 0.36 |  | ND_1 | 47 | 140 |  |  | ND_5 | 0.47 |  |  |  | 0.64 |  | 150 |  | 0.032 | [6 empty] | ND_0.1 | ND_0.1
CO_RI_M45_08/13/20159424A42229.4895833333 | CO_RI_M45_08/13/2015 | State of Colorado | Animas River at 32nd Street - post flush | 9424A | 91.7648 | Main | Middle Animas | 2015-08-13 11:45 |  |  |  |  | 100 |  |  |  | 0.021 | [5 empty] | 40 |  | 140 |  | 0.73 |  | ND_0.1 | 0.21 |  | ND_1 | ND_3.9 | 3.1 |  |  | ND_1.1 | 0.17 |  |  |  | 0.59 |  | 32 |  |  |  |  | 530 |  | 140 |  | 3 |  | ND_0.1 | 1.3 |  | ND_5 | ND_20 | 16 |  |  | ND_1.1 | 1.6 |  |  |  | 3.3 |  | 64 |  | 0.021
20169022001-201508139424B42229.4930555556 | 20169022001-20150813 | State of Colorado | 0 | 9424B | 92.2315 | Main | Middle Animas | 2015-08-13 11:50 |  |  |  |  | 100 |  |  |  | 0.014 | [5 empty] | 49 |  | 13 |  | 0.28 |  | ND_0.1 | 0.13 |  | ND_1 | ND_3.9 | ND_0.077 |  |  | ND_1.1 | 0.17 |  |  |  | 0.53 |  | 30 |  |  |  |  | 240 |  | 100 |  | 1.2 |  | ND_0.5 | 0.52 |  | ND_5 | 19 | 5.9 |  |  | ND_5.5 | ND_0.32 |  |  |  | 0.56 |  | 64 |  | 0.014
GKMSW04_081615GKM0442232.4340277778 | GKMSW04_081615 | USEPA Region 8 | A8K9 | GKM04 | 92.3763 | Main | Middle Animas | 2015-08-16 10:25 |  | 7.93 |  |  | 110 | 99 | 16 |  |  | 0.37 | 70000 | 9100 | 16000 | 2900 | ND_24 | ND_17 | 120 | ND_0.4 | 0.77 | 54 | ND_0.15 | 0.19 | ND_1 | 0.59 | 1.4 | ND_0.06 | ND_0.08 | 0.98 | 1.9 | ND_0.58 | ND_0.1 |  | ND_0.1 |  | 0.46 | 42 | 75000 | 9300 | 15000 | 2900 | 95 | 240 | 130 | ND_0.4 | ND_0.37 | 55 | ND_0.15 | 0.38 | ND_1 | 0.35 | 3.2 | 2.2 | ND_0.08 | 1 | 1.1 | ND_0.58 | ND_0.1 |  | ND_0.1 |  | ND_0.3 | 57 | [9 empty] | 0.054 | [5 empty] | 230
CO_DI_10_08/12/2015CO_DI_1042228.4965277778 | CO_DI_10_08/12/2015 | State of Colorado | City of Durango ED | CO_DI_10 | 95 | Ditch | Middle Animas | 2015-08-12 11:55 |  |  |  |  | 14 | [9 empty] | 23 |  | 1.9 |  | 0.25 |  | ND_0.1 | ND_0.085 |  | ND_1 | 34 | 0.22 |  |  | ND_1.1 | 0.093 |  |  |  | ND_0.081 |  | 18 |  |  |  |  | 23 |  | 0.86 |  | 0.2 |  | ND_0.1 | ND_0.085 |  | ND_1 | 29 | 0.17 |  |  | ND_1.1 | 0.082 |  |  |  | ND_0.081 |  | ND_2.3
9423A_04/18/20169423A42478.6770833333 | 9423A_04/18/2016 | State of Colorado | ANIMAS RIVER IN DURANGO AT 9TH ST. | 9423A | 95.7721 | Main | Middle Animas | 2016-04-18 16:15 | 6.84 | 7.8 | 354 | 10.2 | 67 | 91 |  |  | 0.018 |  | 49000 | 6700 | 6500 | 1200 | ND_22 | 38 | 91 |  | 0.2 |  |  | 0.12 | ND_1.3 |  | ND_3.2 | 1.2 |  | ND_1.7 | ND_1.3 | ND_0.25 | ND_0.19 |  |  | 0.73 |  | 26 | [5 empty] | 950 |  |  | 1.3 | [8 empty] | ND_8.5 | [10 empty] | 0.018 |  |  |  | ND_0.017 | 0.088 |  |  | 0.168 |  |  |  |  | 170
20169009001-201508109423A42226.5902777778 | 20169009001-20150810 | State of Colorado | 0 | 9423A | 95.7721 | Main | Middle Animas | 2015-08-10 14:10 | 17.23 | 8.07 | 401.11 | 9.15 | 100 |  |  |  | 0.022 | [5 empty] | 25 |  | 110 |  | 0.35 |  | ND_0.1 | 0.099 |  | ND_1 | ND_3.9 | 0.13 |  |  | ND_1.1 | 0.19 |  |  |  | 0.47 |  | 28 |  |  |  |  | 130 |  | 120 |  | 0.53 |  | ND_0.1 | 0.11 |  | ND_1 | ND_3.9 | 3.5 |  |  | ND_1.1 | 0.2 |  |  |  | 0.52 |  | 190 |  | 0.022 | [6 empty] | ND_0.1 | ND_0.1
20169009002-201508139423A42229.3680555556 | 20169009002-20150813 | State of Colorado | 0 | 9423A | 95.7721 | Main | Middle Animas | 2015-08-13 08:50 | 17.3 | 7.91 | 343.04 | 8.38 | 100 |  |  |  | 0.016 | [5 empty] | 68 |  | 98 |  | 0.28 |  | ND_0.1 | 0.12 |  | ND_1 | 14 | 0.59 |  |  | ND_1.1 | 0.19 |  |  |  | 0.54 |  | 26 |  |  |  |  | 320 |  | 100 |  | 1.5 |  | ND_0.1 | ND_0.43 |  | ND_5 | ND_19.5 | 11 |  |  | ND_1.1 | ND_0.32 |  |  |  | 0.55 |  | 56 |  | 0.016
9423A_04/04/20169423A42464.7083333333 | 9423A_04/04/2016 | State of Colorado | ANIMAS RIVER IN DURANGO AT 9TH ST. | 9423A | 95.7721 | Main | Middle Animas | 2016-04-04 17:00 | 10.99 | 8 | 480.1 | 10.1 | 130 | 110 |  |  | 0.013 |  | 69000 | 9500 | 11000 | 2100 | ND_22 | 10 | 140 |  | 0.26 |  |  | 0.12 | ND_1.3 |  | ND_3.2 | 0.28 |  | 3.7 | ND_1.3 | 0.26 | ND_0.19 |  |  | 0.93 |  | 13 | [5 empty] | 670 |  |  | 1.5 | [8 empty] | 9.3 | [10 empty] | 0.013 |  |  |  | 0.024 | 0.067 |  |  | 0.119 |  |  |  |  | 230
CO_RI_M31_08/13/2015CO_RI_M3142229.3680555556 | CO_RI_M31_08/13/2015 | State of Colorado | Animas River at Durango - 9th St bridge - post flush | CO_RI_M31 | 95.9491 | Main | Middle Animas | 2015-08-13 08:50 | 17.3 | 7.91 | 343.04 | 8.38 | 100 |  |  |  | 0.016 | [5 empty] | 68 |  | 98 |  | 0.28 |  | ND_0.1 | 0.12 |  | ND_1 | 14 | 0.59 |  |  | ND_1.1 | 0.19 |  |  |  | 0.54 |  | 26 |  |  |  |  | 320 |  | 100 |  | 1.5 |  | ND_0.1 | ND_0.5 |  | ND_5 | ND_20 | 11 |  |  | ND_1.1 | ND_0.32 |  |  |  | 0.55 |  | 56 |  | 0.016
GKMSW05_081615GKM0542232.4166666667 | GKMSW05_081615 | USEPA Region 8 | A8K9 | GKM05 | 96.4802 | Main | Middle Animas | 2015-08-16 10:00 |  | 8.16 |  |  | 110 | 110 | 16 |  |  | 0.37 | 70000 | 9200 | 16000 | 2800 | 28 | ND_17 | 100 | ND_0.4 | 1.5 | 56 | ND_0.15 | 0.17 | ND_1 | 0.55 | 1.2 | ND_0.06 | ND_0.08 | 0.95 | 1.8 | 0.6 | ND_0.1 |  | ND_0.1 |  | 0.39 | 29 | 75000 | 9400 | 15000 | 2800 | 74 | 150 | 100 | ND_0.4 | ND_0.37 | 56 | ND_0.15 | 0.32 | ND_1 | 0.25 | 2.6 | 1.6 | ND_0.08 | 1.1 | 1 | ND_0.58 | ND_0.1 |  | ND_0.1 |  | ND_0.3 | 42 | [9 empty] | 0.038 | [5 empty] | 230
9421_08/13/2015942142229.3993055556 | 9421_08/13/2015 | State of Colorado | Animas River at Lightner Cr | 9421 | 96.4963 | Main | Middle Animas | 2015-08-13 09:35 | 17.54 | 8.09 | 401.25 | 8.78 | 100 |  |  |  | 0.013 | [5 empty] | 38 |  | 110 |  | 0.29 |  | ND_0.1 | ND_0.085 |  | ND_1 | 14 | 0.39 |  |  | ND_1.1 | 0.19 |  |  |  | 0.54 |  | 39 |  |  |  |  | 490 |  | 110 |  | 1.1 |  | ND_0.1 | ND_0.5 |  | ND_5 | 22 | 6 |  |  | ND_1.1 | ND_0.32 |  |  |  | 0.57 |  | 62 |  | 0.013
9420_08/13/2015942042229.4409722222 | 9420_08/13/2015 | State of Colorado | Animas River below WWTP | 9420 | 97.8642 | Main | Middle Animas | 2015-08-13 10:35 | 18.04 | 8.3 | 405.36 | 8.79 | 100 |  |  |  | 0.014 | [5 empty] | 130 |  | 100 |  | 0.46 |  | ND_0.1 | 0.12 |  | ND_1 | 19 | 1.8 |  |  | ND_1.1 | 0.19 |  |  |  | 0.59 |  | 32 |  |  |  |  | 310 |  | 100 |  | 1.2 |  | ND_0.1 | ND_0.43 |  | ND_5 | 23 | 6.2 |  |  | ND_1.1 | ND_0.32 |  |  |  | 0.61 |  | 87 |  | 0.014
GKMSW01_081615GKM0142232.3993055556 | GKMSW01_081615 | USEPA Region 8 | A8K9 | GKM01 | 103.159 | Main | Middle Animas | 2015-08-16 09:35 |  | 8.15 |  |  | 110 | 100 | 15 |  |  | 0.36 | 70000 | 9600 | 16000 | 2800 | 56 | 48 | 78 | ND_0.4 | 1.6 | 57 | ND_0.15 | 0.2 | ND_1 | 1.2 | 3.4 | 0.56 | ND_0.08 | 0.95 | 1.6 | ND_0.58 | ND_0.1 |  | ND_0.1 |  | 0.57 | 34 | 76000 | 9900 | 15000 | 2800 | 92 | 230 | 93 | ND_0.4 | 0.4 | 56 | ND_0.15 | 0.35 | ND_1 | 0.27 | 3.2 | 2.4 | ND_0.08 | 1 | 1.1 | 0.91 | ND_0.1 |  | ND_0.1 |  | ND_0.3 | 46 | [9 empty] | 0.029 | [5 empty] | 230
GKMSW01_081715GKM0142233.3715277778 | GKMSW01_081715 | USEPA Region 8 | A8K9 | GKM01 | 103.159 | Main | Middle Animas | 2015-08-17 08:55 |  | 8.1 |  |  | 120 | 88 | ND_0.2 |  |  | 0.17 | 73000 | 10000 | 17000 | 3000 | 26 | ND_17 | 71 | ND_0.4 | 1.4 | 58 | ND_0.15 | 0.12 | ND_1 | 0.51 | 1.4 | ND_0.06 | ND_0.08 | 0.97 | 1.8 | ND_0.58 | ND_0.1 |  | ND_0.1 |  | 0.52 | 26 | 77000 | 10000 | 16000 | 2900 | 80 | 190 | 90 | ND_0.4 | 0.4 | 57 | ND_0.15 | 0.35 | ND_1 | 0.27 | 3.1 | 2.3 | ND_0.08 | 1 | 1.2 | ND_0.58 | ND_0.1 |  | ND_0.1 |  | ND_0.3 | 47 | [9 empty] | ND_0.023 | [5 empty] | 230
20169024001-20150814941642230.46875 | 20169024001-20150814 | State of Colorado | 0 | 9416 | 116.6453 | Main | Lower Animas | 2015-08-14 11:15 |  |  |  |  | 98 |  |  | 0.023 | 0.0074 | 0.37 |  |  |  |  | 54 |  | 26 |  | 0.31 |  | ND_0.1 | 0.44 |  | ND_1 | ND_3.9 | ND_0.077 |  |  | ND_1.1 | 0.24 |  |  |  | 0.59 |  | 6.9 |  |  |  |  | 220 |  | 71 |  | 1.6 | 47 | ND_0.1 | ND_0.43 |  | ND_1 | 21 | 5.7 |  |  | ND_5.5 | ND_0.32 |  |  |  | 0.6 |  | 48 |  | 0.0074 | [6 empty] | ND_0.1 | ND_0.1
66_08/14/20156642230.5208333333 | 66_08/14/2015 | State of Colorado | Bondad Bridge | 66 | 127.8302 | Main | Lower Animas | 2015-08-14 12:30 | 20.47 | 7 | 428.7 | 7.99 | 98 |  |  | 0.017 | 0.0067 | 0.36 |  |  |  |  | 100 |  | 70 |  | 0.68 |  | ND_0.1 | 0.27 |  | ND_1 | ND_3.9 | 3.2 |  |  | ND_1.1 | 0.22 |  |  |  | 0.63 |  | 47 |  |  |  |  | 370 |  | 62 |  | 1.3 | 48 | ND_0.1 | ND_0.43 |  | ND_1 | ND_19.5 | 8 |  |  | ND_1.1 | ND_0.32 |  |  |  | 0.59 |  | 46 |  | 0.0067 | [6 empty] | ND_0.1 | ND_0.1
249577766Animas046.242426.4479166667 | 2495777 | State of New Mexico | Animas River above Cedar Hill NM 550 bridge - 66Animas046.2 | 66Animas046.2 | 146.1606 | Main | Lower Animas | 2016-02-26 10:45 |  |  | 491 |  | 114 | 125 | 12.2 |  |  | 0.3 | [52 empty] | 328 |  |  | 1.75 | 123 | [7 empty] | 63
66Animas029.2_08/06/2015 18:3966Animas029.242222.7770833333 | 66Animas029.2_08/06/2015 18:39 | State of New Mexico | Aztec Drinking Water Intake | 66Animas029.2 | 162.9944 | Ditch | Lower Animas | 2015-08-06 18:39 |  |  |  |  | 85.9 | 107 | 10.3 | 0.023 |  | 0.34 | 59000 | 9600 |  |  | 50 |  | 24 | ND_0.35 | ND_0.13 | ND_7.1 | ND_0.045 | ND_0.052 | ND_0.02 | ND_0.013 | ND_0.11 | ND_0.032 | ND_0.0035 | 1 | ND_0.056 | ND_0.45 | ND_0.017 |  | ND_0.0093 | 1 | ND_0.052 | ND_0.33 | 58000 | 9800 |  |  | 1200 |  | 110 | ND_0.35 | ND_0.13 | ND_7.1 | ND_0.045 | ND_0.052 | ND_0.02 | ND_0.013 | ND_0.11 | 5 | ND_0.0035 | 1 | ND_0.056 | ND_0.45 | ND_0.017 |  | ND_0.0093 | 1 | 2 | 40 | 264 |  |  | 3.66 | 103 | [7 empty] | 53 |  |  | 190 |  | ND_1.3 | ND_1.3
66Animas028.1_08/07/2015 16:4066Animas028.142223.6944444444 | 66Animas028.1_08/07/2015 16:40 | State of New Mexico | Animas River (Estes Arroyo to So. Ute Indian Tribe bnd) | 66Animas028.1 | 164.0887 | Main | Lower Animas | 2015-08-07 16:40 |  |  |  |  | 81.8 | 99.3 | ND_0.516 | 0.018 |  | 0.33 | 56000 | 9200 |  |  | 40 |  | 11 | ND_0.35 | ND_0.13 | ND_7.1 | ND_0.045 | ND_0.052 | ND_0.02 | ND_0.013 | ND_0.11 | ND_0.032 | ND_0.0035 | 1 | ND_0.056 | ND_0.45 | ND_0.017 |  | ND_0.0093 | ND_0.012 | ND_0.052 | ND_0.33 | 56000 | 9700 |  |  | 830 |  | 73 | ND_0.35 | ND_0.13 | ND_7.1 | ND_0.045 | ND_0.052 | ND_0.02 | ND_0.013 | ND_0.11 | 3 | ND_0.0035 | 1 | ND_0.056 | ND_0.45 | ND_0.017 |  | ND_0.0093 | 1 | 2 | 30 | 252 |  |  | 4.1 | 95.2 | [7 empty] | 29 |  |  | 180 | ND_0.0014 | ND_1.3 | ND_1.3
66Animas028.1_08/08/2015 22:4066Animas028.142224.9444444444 | 66Animas028.1_08/08/2015 22:40 | State of New Mexico | Animas River (Estes Arroyo to So. Ute Indian Tribe bnd) | 66Animas028.1 | 164.0887 | Main | Lower Animas | 2015-08-08 22:40 |  |  |  |  | 85.8 | 97.1 | ND_0.516 | 0.022 |  | 0.35 | 56000 | 8900 |  |  | 30 |  | 9 | ND_0.35 | ND_0.13 | ND_7.1 | ND_0.045 | ND_0.052 | ND_0.02 | ND_0.013 | ND_0.11 | ND_0.032 | ND_0.0035 | 1 | ND_0.056 | ND_0.45 | ND_0.017 |  | ND_0.0093 | ND_0.012 | ND_0.052 | ND_0.33 | 58000 | 9900 |  |  | 890 |  | 160 | ND_0.35 | 4 | ND_7.1 | ND_0.045 | ND_0.052 | ND_0.02 | ND_0.013 | 20 | 72 | ND_0.0035 | 2 | ND_0.056 | ND_0.45 | ND_0.017 |  | ND_0.0093 | ND_0.012 | 5 | 110 | 264 |  |  | ND | 97.1 | [7 empty] | 69 |  |  | 180 | ND_0.0014 | ND_1.3 | ND_1.3
66Animas028.1_08/10/2015 13:3066Animas028.142226.5625 | 66Animas028.1_08/10/2015 13:30 | State of New Mexico | Animas River (Estes Arroyo to So. Ute Indian Tribe bnd) | 66Animas028.1 | 164.0887 | Main | Lower Animas | 2015-08-10 13:30 |  |  |  |  | 88.5 | 89.6 | ND_0.516 | 0.017 |  | 0.34 | 54000 | 9100 |  |  | 50 |  | 8 | ND_0.35 | ND_0.13 | ND_7.1 | ND_0.045 | ND_0.052 | ND_0.02 | ND_0.013 | ND_0.11 | ND_0.032 | ND_0.0035 | 1 | ND_0.056 | ND_0.45 | ND_0.017 |  | ND_0.0093 | ND_0.012 | ND_0.052 | ND_0.33 | 55000 | 9100 |  |  | 430 |  | 59 | ND_0.35 | ND_0.13 | ND_7.1 | ND_0.045 | ND_0.052 | ND_0.02 | ND_0.013 | ND_0.11 | 13 | ND_0.0035 | 1 | ND_0.056 | ND_0.45 | ND_0.017 |  | ND_0.0093 | ND_0.012 | ND_0.052 | 30 | 242 |  |  | 6 | 83.6 | [7 empty] | 23 |  | 170 |  | ND_0.0014 | ND_1.3 | ND_1.3
66Animas028.1_08/08/2015 17:0066Animas028.142224.7083333333 | 66Animas028.1_08/08/2015 17:00 | State of New Mexico | Animas River (Estes Arroyo to So. Ute Indian Tribe bnd) | 66Animas028.1 | 164.0887 | Main | Lower Animas | 2015-08-08 17:00 |  |  |  |  | 88.9 | 96 | ND_0.516 | 0.019 |  | 0.38 | 58000 | 9300 |  |  | 70 |  | 11 | ND_0.35 | ND_0.13 | ND_7.1 | ND_0.045 | ND_0.052 | ND_0.02 | ND_0.013 | ND_0.11 | 3 | ND_0.0035 | 1 | ND_0.056 | ND_0.45 | ND_0.017 |  | ND_0.0093 | ND_0.012 | ND_0.052 | ND_0.33 | 60000 | 9700 |  |  | 40 |  | 170 | ND_0.35 | 5 | ND_7.1 | ND_0.045 | ND_0.052 | ND_0.02 | ND_0.013 | 20 | 100 | ND_0.0035 | 2 | ND_0.056 | ND_0.45 | ND_0.017 |  | ND_0.0093 | ND_0.012 | 6 | 120 | 262 |  |  | 2.94 | 93.1 | [7 empty] | 71 |  | 180 | 190 | ND_0.0014 | ND_1.3 | ND_1.3
66Animas028.1_08/10/2015 18:2566Animas028.142226.7673611111 | 66Animas028.1_08/10/2015 18:25 | State of New Mexico | Animas River (Estes Arroyo to So. Ute Indian Tribe bnd) | 66Animas028.1 | 164.0887 | Main | Lower Animas | 2015-08-10 18:25 |  |  |  |  | 89.6 | 96.5 | ND_0.516 | 0.017 |  | 0.34 | 56000 | 9200 |  |  | 50 |  | 8 | ND_0.35 | ND_0.13 | ND_7.1 | ND_0.045 | ND_0.052 | ND_0.02 | ND_0.013 | ND_0.11 | ND_0.032 | ND_0.0035 | 1 | ND_0.056 | ND_0.45 | ND_0.017 |  | ND_0.0093 | ND_0.012 | ND_0.052 | ND_0.33 | 59000 | 9700 |  |  | 340 |  | 45 | ND_0.35 | ND_0.13 | ND_7.1 | ND_0.045 | ND_0.052 | ND_0.02 | ND_0.013 | ND_0.11 | 10 | ND_0.0035 | 1 | ND_0.056 | ND_0.45 | ND_0.017 |  | ND_0.0093 | ND_0.012 | ND_0.052 | 20 | 254 |  |  | ND | 96.5 | [7 empty] | 13 |  | 180 | 190 | ND_0.0014 | ND_1.3 | ND_1.3
66Animas028.1_08/09/2015 05:4566Animas028.142225.2395833333 | 66Animas028.1_08/09/2015 05:45 | State of New Mexico | Animas River (Estes Arroyo to So. Ute Indian Tribe bnd) | 66Animas028.1 | 164.0887 | Main | Lower Animas | 2015-08-09 05:45 |  |  |  |  | 89.8 | 90.9 | ND_0.516 | 0.023 |  | 0.38 | 56000 | 9100 |  |  | 30 |  | 9 | ND_0.35 | ND_0.13 | ND_7.1 | ND_0.045 | ND_0.052 | ND_0.02 | ND_0.013 | ND_0.11 | ND_0.032 | ND_0.0035 | 1 | ND_0.056 | ND_0.45 | ND_0.017 |  | ND_0.0093 | ND_0.012 | ND_0.052 | ND_0.33 | 56000 | 9700 |  |  | 835 |  | 180 | ND_0.35 | 3 | ND_7.1 | ND_0.045 | ND_0.052 | ND_0.02 | ND_0.013 | 20 | 57 | ND_0.0035 | 2 | ND_0.056 | ND_0.45 | ND_0.017 |  | ND_0.0093 | ND_0.012 | 3 | 90 | 258 |  |  | ND | 90.9 | [7 empty] | 73 |  |  | 180 | ND_0.0014 | ND_1.3 | ND_1.3
66Animas028.1_08/12/2015 17:3066Animas028.142228.7291666667 | 66Animas028.1_08/12/2015 17:30 | State of New Mexico | Animas River (Estes Arroyo to So. Ute Indian Tribe bnd) | 66Animas028.1 | 164.0887 | Main | Lower Animas | 2015-08-12 17:30 |  |  |  |  | 90.3 | 98.3 | ND_0.516 | 0.021 |  | 0.35 | 57000 | 9800 |  |  | 40 |  | 7 | ND_0.35 | ND_0.13 | ND_7.1 | ND_0.045 | ND_0.052 | ND_0.02 | ND_0.013 | ND_0.11 | ND_0.032 | ND_0.0035 | 1 | ND_0.056 | ND_0.45 | ND_0.017 |  | ND_0.0093 | ND_0.012 | ND_0.052 | ND_0.33 | 59000 | 10000 |  |  | 520 |  | 73 | ND_0.35 | ND_0.13 | ND_7.1 | ND_0.045 | ND_0.052 | ND_0.02 | ND_0.013 | ND_0.11 | 10 | ND_0.0035 | 1 | ND_0.056 | ND_0.45 | ND_0.017 |  | ND_0.0093 | ND_0.012 | 1 | 30 | 262 |  |  | 6.66 | 91.6 |  |  | ND_0.01446 |  |  |  |  | 20 |  | 180 | 190 | ND_0.0014 | ND_1.3 | ND_1.3
66Animas028.1_08/11/2015 00:0366Animas028.142227.0020833333 | 66Animas028.1_08/11/2015 00:03 | State of New Mexico | Animas River (Estes Arroyo to So. Ute Indian Tribe bnd) | 66Animas028.1 | 164.0887 | Main | Lower Animas | 2015-08-11 00:03 |  |  |  |  | 90.4 | 92.2 | 10 | 0.019 |  | 0.34 | 56000 | 9100 |  |  | 40 |  | 8 | ND_0.35 | ND_0.13 | ND_7.1 | ND_0.045 | ND_0.052 | ND_0.02 | ND_0.013 | ND_0.11 | ND_0.032 | ND_0.0035 | 1 | ND_0.056 | ND_0.45 | ND_0.017 |  | ND_0.0093 | ND_0.012 | ND_0.052 | ND_0.33 | 57000 | 9400 |  |  | 390 |  | 52 | ND_0.35 | ND_0.13 | ND_7.1 | ND_0.045 | ND_0.052 | ND_0.02 | ND_0.013 | ND_0.11 | 10 | ND_0.0035 | 1 | ND_0.056 | ND_0.45 | ND_0.017 |  | ND_0.0093 | ND_0.012 | ND_0.052 | 30 | 256 |  |  | ND | 92.2 | [7 empty] | 22 |  |  | 180 | ND_0.0014 | ND_1.3 | ND_1.3
66Animas028.1_08/13/2015 11:5066Animas028.142229.4930555556 | 66Animas028.1_08/13/2015 11:50 | State of New Mexico | Animas River (Estes Arroyo to So. Ute Indian Tribe bnd) | 66Animas028.1 | 164.0887 | Main | Lower Animas | 2015-08-13 11:50 |  |  |  |  | 90.6 | 84.8 | ND_0.516 | 0.021 |  | 0.36 | 54000 | 9500 |  |  | 30 |  | 7 | ND_0.35 | ND_0.13 | ND_7.1 | ND_0.045 | ND_0.052 | ND_0.02 | ND_0.013 | ND_0.11 | ND_0.032 | ND_0.0035 | 1 | ND_0.056 | ND_0.45 | ND_0.017 |  | ND_0.0093 | ND_0.012 | ND_0.052 | ND_0.33 | 55000 | 9900 |  |  | 660 |  | 100 | ND_0.35 | ND_0.13 | ND_7.1 | ND_0.045 | ND_0.052 | ND_0.02 | ND_0.013 | ND_0.11 | 13 | ND_0.0035 | 2 | ND_0.056 | ND_0.45 | ND_0.017 |  | ND_0.0093 | ND_0.012 | 2 | 40 | 254 |  |  | 2.24 | 82.6 |  |  | ND_0.01446 |  |  |  |  | 30 |  | 170 | 180 | ND_0.0014 | ND_1.3 | ND_1.3
66Animas028.1_08/13/2015 06:2066Animas028.142229.2638888889 | 66Animas028.1_08/13/2015 06:20 | State of New Mexico | Animas River (Estes Arroyo to So. Ute Indian Tribe bnd) | 66Animas028.1 | 164.0887 | Main | Lower Animas | 2015-08-13 06:20 |  |  |  |  | 91.1 | 92.3 | ND_0.516 | 0.021 |  | 0.38 | 57000 | 9600 |  |  | 30 |  | 7 | ND_0.35 | ND_0.13 | ND_7.1 | ND_0.045 | ND_0.052 | ND_0.02 | ND_0.013 | ND_0.11 | ND_0.032 | ND_0.0035 | 1 | ND_0.056 | ND_0.45 | ND_0.017 |  | ND_0.0093 | ND_0.012 | ND_0.052 | ND_0.33 | 58000 | 9700 |  |  | 750 |  | 100 | ND_0.35 | ND_0.13 | ND_7.1 | ND_0.045 | ND_0.052 | ND_0.02 | ND_0.013 | ND_0.11 | 13 | ND_0.0035 | 2 | ND_0.056 | ND_0.45 | ND_0.017 |  | ND_0.0093 | ND_0.012 | 1 | 40 | 256 |  |  | ND | 92.3 |  |  | ND_0.01446 |  |  |  |  | 35 |  |  | 180 | ND_0.0014 | ND_1.3 | ND_1.3
66Animas028.1_08/12/2015 12:5066Animas028.142228.5347222222 | 66Animas028.1_08/12/2015 12:50 | State of New Mexico | Animas River (Estes Arroyo to So. Ute Indian Tribe bnd) | 66Animas028.1 | 164.0887 | Main | Lower Animas | 2015-08-12 12:50 |  |  |  |  | 91.3 | 87.9 | ND_0.516 | 0.02 |  | 0.36 | 55000 | 9700 |  |  | 30 |  | 7 | ND_0.35 | ND_0.13 | ND_7.1 | ND_0.045 | ND_0.052 | ND_0.02 | ND_0.013 | ND_0.11 | ND_0.032 | ND_0.0035 | 1 | ND_0.056 | ND_0.45 | ND_0.017 |  | ND_0.0093 | ND_0.012 | ND_0.052 | ND_0.33 | 55000 | 9700 |  |  | 630 |  | 77 | ND_0.35 | ND_0.13 | ND_7.1 | ND_0.045 | ND_0.052 | ND_0.02 | ND_0.013 | ND_0.11 | 10 | ND_0.0035 | 1 | ND_0.056 | ND_0.45 | ND_0.017 |  | ND_0.0093 | ND_0.012 | 1 | 30 | 254 |  |  | 3.54 | 84.4 |  |  | ND_0.01446 |  |  |  |  | 23 |  |  | 180 | ND_0.0014 | ND_1.3 | ND_1.3
66Animas028.1_08/12/2015 23:2066Animas028.142228.9722222222 | 66Animas028.1_08/12/2015 23:20 | State of New Mexico | Animas River (Estes Arroyo to So. Ute Indian Tribe bnd) | 66Animas028.1 | 164.0887 | Main | Lower Animas | 2015-08-12 23:20 |  |  |  |  | 91.5 | 97.9 | ND_0.516 | 0.021 |  | 0.35 | 58000 | 9800 |  |  | 30 |  | 6 | ND_0.35 | ND_0.13 | ND_7.1 | ND_0.045 | ND_0.052 | ND_0.02 | ND_0.013 | ND_0.11 | ND_0.032 | ND_0.0035 | 1 | ND_0.056 | ND_0.45 | ND_0.017 |  | ND_0.0093 | ND_0.012 | ND_0.052 | ND_0.33 | 56000 | 9300 |  |  | 320 |  | 84 | ND_0.35 | ND_0.13 | ND_7.1 | ND_0.045 | ND_0.052 | ND_0.02 | ND_0.013 | ND_0.11 | 11 | ND_0.0035 | 1 | ND_0.056 | ND_0.45 | ND_0.017 |  | ND_0.0093 | ND_0.012 | 2 | 30 | 264 |  |  | ND | 97.9 |  |  | ND_0.01446 |  |  |  |  | 25 |  | 190 | 180 | ND_0.0014 | ND_1.3 | ND_1.3
66Animas028.1_08/11/2015 12:1066Animas028.142227.5069444444 | 66Animas028.1_08/11/2015 12:10 | State of New Mexico | Animas River (Estes Arroyo to So. Ute Indian Tribe bnd) | 66Animas028.1 | 164.0887 | Main | Lower Animas | 2015-08-11 12:10 |  |  |  |  | 91.7 | 85.7 | 10.2 | 0.019 |  | 0.35 | 53000 | 9300 |  |  | 40 |  | 7 | ND_0.35 | ND_0.13 | ND_7.1 | ND_0.045 | ND_0.052 | ND_0.02 | ND_0.013 | ND_0.11 | ND_0.032 | ND_0.0035 | 1 | ND_0.056 | ND_0.45 | ND_0.017 |  | ND_0.0093 | ND_0.012 | ND_0.052 | ND_0.33 | 58000 | 10000 |  |  | 520 |  | 58 | ND_0.35 | ND_0.13 | ND_7.1 | ND_0.045 | ND_0.052 | ND_0.02 | ND_0.013 | ND_0.11 | 10 | ND_0.0035 | 1 | ND_0.056 | ND_0.45 | ND_0.017 |  | ND_0.0093 | ND_0.012 | 1 | 20 | 246 |  |  | 4.42 | 81.3 | [7 empty] | 20 |  | 170 | 190 | ND_0.0014 | ND_1.3 | ND_1.3
66Animas028.1_08/11/2015 06:3866Animas028.142227.2763888889 | 66Animas028.1_08/11/2015 06:38 | State of New Mexico | Animas River (Estes Arroyo to So. Ute Indian Tribe bnd) | 66Animas028.1 | 164.0887 | Main | Lower Animas | 2015-08-11 06:38 |  |  |  |  | 91.8 | 84.1 | ND_0.516 | 0.022 |  | 0.36 | 53000 | 9100 |  |  | 40 |  | 8 | ND_0.35 | ND_0.13 | ND_7.1 | ND_0.045 | ND_0.052 | ND_0.02 | ND_0.013 | ND_0.11 | ND_0.032 | ND_0.0035 | 1 | ND_0.056 | ND_0.45 | ND_0.017 |  | ND_0.0093 | ND_0.012 | ND_0.052 | ND_0.33 | 53000 | 9000 |  |  | 390 |  | 52 | ND_0.35 | ND_0.13 | ND_7.1 | ND_0.045 | ND_0.052 | ND_0.02 | ND_0.013 | ND_0.11 | 10 | ND_0.0035 | 1 | ND_0.056 | ND_0.45 | ND_0.017 |  | ND_0.0093 | ND_0.012 | ND_0.052 | 20 | 244 |  |  | ND | 84.1 | [7 empty] | 22 |  |  | 170 | ND_0.0014 | ND_1.3 | ND_1.3
66Animas028.1_08/14/2015 07:0066Animas028.142230.2916666667 | 66Animas028.1_08/14/2015 07:00 | State of New Mexico | Animas River (Estes Arroyo to So. Ute Indian Tribe bnd) | 66Animas028.1 | 164.0887 | Main | Lower Animas | 2015-08-14 07:00 |  |  |  |  | 92 | 92.8 | ND_0.516 | 0.021 |  | 0.37 | 57000 | 9300 |  |  | 30 |  | 7 | ND_0.35 | ND_0.13 | ND_7.1 | ND_0.045 | ND_0.052 | ND_0.02 | ND_0.013 | ND_0.11 | ND_0.032 | ND_0.0035 | 1 | ND_0.056 | ND_0.45 | ND_0.017 |  | ND_0.0093 | ND_0.012 | ND_0.052 | ND_0.33 | 59000 | 9700 |  |  | 600 |  | 98 | ND_0.35 | ND_0.13 | ND_7.1 | ND_0.045 | ND_0.052 | ND_0.02 | ND_0.013 | 50 | 12 | ND_0.0035 | 1 | ND_0.056 | ND_0.45 | ND_0.017 |  | ND_0.0093 | ND_0.012 | 1 | 70 | 262 |  |  | ND | 92.8 |  |  | ND_0.01446 |  |  |  |  | 29 |  | 180 | 190 | ND_0.0014 | ND_1.3 | ND_1.3
66Animas028.1_08/13/2015 17:5066Animas028.142229.7430555556 | 66Animas028.1_08/13/2015 17:50 | State of New Mexico | Animas River (Estes Arroyo to So. Ute Indian Tribe bnd) | 66Animas028.1 | 164.0887 | Main | Lower Animas | 2015-08-13 17:50 |  |  |  |  | 92.6 | 98 | ND_0.516 | 0.02 |  | 0.36 | 59000 | 9900 |  |  | 30 |  | 7 | ND_0.35 | ND_0.13 | ND_7.1 | ND_0.045 | ND_0.052 | ND_0.02 | ND_0.013 | ND_0.11 | ND_0.032 | ND_0.0035 | 1 | ND_0.056 | ND_0.45 | ND_0.017 |  | ND_0.0093 | ND_0.012 | ND_0.052 | ND_0.33 | 60000 | 10000 |  |  | 520 |  | 87 | ND_0.35 | ND_0.13 | ND_7.1 | ND_0.045 | ND_0.052 | ND_0.02 | ND_0.013 | ND_0.11 | 11 | ND_0.0035 | 1 | ND_0.056 | ND_0.45 | ND_0.017 |  | ND_0.0093 | ND_0.012 | 1 | 40 | 274 |  |  | 6.32 | 91.7 |  |  | ND_0.01446 |  |  |  |  | 24 |  |  | 190 | ND_0.0014 | ND_1.3 | ND_1.3
66Animas028.1_08/11/2015 17:1066Animas028.142227.7152777778 | 66Animas028.1_08/11/2015 17:10 | State of New Mexico | Animas River (Estes Arroyo to So. Ute Indian Tribe bnd) | 66Animas028.1 | 164.0887 | Main | Lower Animas | 2015-08-11 17:10 |  |  |  |  | 92.9 | 94 | 10.4 | 0.019 |  | 0.35 | 58000 | 9500 |  |  | 40 |  | 7 | ND_0.35 | ND_0.13 | ND_7.1 | ND_0.045 | ND_0.052 | ND_0.02 | ND_0.013 | ND_0.11 | ND_0.032 | ND_0.0035 | 1 | ND_0.056 | ND_0.45 | ND_0.017 |  | ND_0.0093 | ND_0.012 | ND_0.052 | ND_0.33 | 61000 | 10000 |  |  | 410 |  | 40 | ND_0.35 | ND_0.13 | ND_7.1 | ND_0.045 | ND_0.052 | ND_0.02 | ND_0.013 | ND_0.11 | 7 | ND_0.0035 | 1 | ND_0.056 | ND_0.45 | ND_0.017 |  | ND_0.0093 | ND_0.012 | 1 | 20 | 262 |  |  | 8.08 | 85.9 | [7 empty] | 19 |  | 180 | 190 | ND_0.0014 | ND_1.3 | ND_1.3
66Animas028.1_08/08/2015 11:1566Animas028.142224.46875 | 66Animas028.1_08/08/2015 11:15 | State of New Mexico | Animas River (Estes Arroyo to So. Ute Indian Tribe bnd) | 66Animas028.1 | 164.0887 | Main | Lower Animas | 2015-08-08 11:15 |  |  |  |  | 94.5 | 92 | ND_0.516 | 0.018 |  | 0.38 | 58000 | 9100 |  |  | 20 |  | 10 | ND_0.35 | ND_0.13 | ND_7.1 | ND_0.045 | ND_0.052 | ND_0.02 | ND_0.013 | ND_0.11 | ND_0.032 | ND_0.0035 | 1 | ND_0.056 | ND_0.45 | ND_0.017 |  | ND_0.0093 | ND_0.012 | ND_0.052 | ND_0.33 | 59000 | 9800 |  |  | 1175 |  | 200 | 1 | 8 | ND_7.1 | ND_0.045 | ND_0.052 | 1 | ND_0.013 | 30 | 160 | ND_0.0035 | 3 | ND_0.056 | ND_0.45 | 1 |  | ND_0.0093 | ND_0.012 | 8 | 150 | 268 |  |  | ND | 92 | [7 empty] | 97 |  | 180 | 190 | ND_0.0014 | ND_1.3 | ND_1.3
249578166Animas028.142426.5097222222 | 2495781 | State of New Mexico | Animas River above Estes Arroyo - 66Animas028.1 | 66Animas028.1 | 164.0887 | Main | Lower Animas | 2016-02-26 12:14 |  |  | 490 |  | 114 | 128 | 13 |  |  | 0.3 | [52 empty] | 326 |  |  | 1.64 | 126 | [7 empty] | 141
66Animas028.1_08/08/2015 05:5066Animas028.142224.2430555556 | 66Animas028.1_08/08/2015 05:50 | State of New Mexico | Animas River (Estes Arroyo to So. Ute Indian Tribe bnd) | 66Animas028.1 | 164.0887 | Main | Lower Animas | 2015-08-08 05:50 |  |  |  |  | 117 | 80.8 | ND_0.516 | 0.023 |  | 0.41 | 58000 | 8800 |  |  | 40 |  | 23 | ND_0.35 | ND_0.13 | ND_7.1 | ND_0.045 | ND_0.052 | ND_0.02 | ND_0.013 | ND_0.11 | 2 | ND_0.0035 | 2 | ND_0.056 | ND_0.45 | ND_0.017 |  | ND_0.0093 | ND_0.012 | ND_0.052 | ND_0.33 | 62000 | 10000 |  |  | 2170 |  | 330 | 3 | 21 | 100 | ND_0.045 | ND_0.052 | 3 | 2 | 90 | 460 | ND_0.0035 | 7 | ND_0.056 | ND_0.45 | 3 |  | ND_0.0093 | ND_0.012 | 20 | 310 | 284 |  |  | ND | 80.8 | [7 empty] | 255 |  | 180 | 200 | ND_0.0014 | ND_1.3 | ND_1.3
66Animas001.7_08/07/2015 20:1566Animas001.742223.84375 | 66Animas001.7_08/07/2015 20:15 | State of New Mexico | Animas River (San Juan River to Estes Arroyo) | 66Animas001.7 | 189.3876 | Main | Lower Animas | 2015-08-07 20:15 |  |  |  |  | 80.4 | 81.7 | ND_0.516 | 0.024 |  | 0.3 | 48000 | 8200 |  |  | 40 |  | 23 | ND_0.35 | ND_0.13 | ND_7.1 | ND_0.045 | ND_0.052 | ND_0.02 | ND_0.013 | ND_0.11 | ND_0.032 | ND_0.0035 | 1 | ND_0.056 | ND_0.45 | ND_0.017 |  | ND_0.0093 | ND_0.012 | ND_0.052 | ND_0.33 | 51000 | 9300 |  |  | 1840 |  | 190 | ND_0.35 | 1 | 100 | ND_0.045 | ND_0.052 | 2 | 2 | ND_0.11 | 10 | ND_0.0035 | 2 | ND_0.056 | ND_0.45 | ND_0.017 |  | ND_0.0093 | 1 | 7 | 60 | 236 |  |  | ND | 81.7 | [7 empty] | 150 |  | 150 | 160 | ND_0.0014 | ND_1.3 | ND_1.3
66Animas001.7_08/09/2015 06:3066Animas001.742225.2708333333 | 66Animas001.7_08/09/2015 06:30 | State of New Mexico | Animas River (San Juan River to Estes Arroyo) | 66Animas001.7 | 189.3876 | Main | Lower Animas | 2015-08-09 06:30 |  |  |  |  | 101 | 104 | 10.1 | 0.023 |  | 0.37 | 63000 | 9800 |  |  | 20 |  | 10 | ND_0.35 | ND_0.13 | ND_7.1 | ND_0.045 | ND_0.052 | ND_0.02 | ND_0.013 | ND_0.11 | ND_0.032 | ND_0.0035 | 1 | ND_0.056 | ND_0.45 | ND_0.017 |  | ND_0.0093 | ND_0.012 | ND_0.052 | ND_0.33 | 63000 | 10000 |  |  | 1435 |  | 240 | ND_0.35 | 4 | ND_7.1 | ND_0.045 | ND_0.052 | 1 | 1 | 20 | 76 | ND_0.0035 | 2 | ND_0.056 | ND_0.45 | ND_0.017 |  | ND_0.0093 | ND_0.012 | 6 | 100 | 290 |  |  | ND | 104 | [7 empty] | 142 |  |  | 200 | ND_0.0014 | ND_1.3 | ND_1.3
66Animas001.7_08/08/2015 23:2066Animas001.742224.9722222222 | 66Animas001.7_08/08/2015 23:20 | State of New Mexico | Animas River (San Juan River to Estes Arroyo) | 66Animas001.7 | 189.3876 | Main | Lower Animas | 2015-08-08 23:20 |  |  |  |  | 103 | 101 | 10.3 | 0.022 |  | 0.38 | 62000 | 9600 |  |  | 40 |  | 9 | ND_0.35 | ND_0.13 | ND_7.1 | ND_0.045 | ND_0.052 | ND_0.02 | ND_0.013 | ND_0.11 | ND_0.032 | ND_0.0035 | 1 | ND_0.056 | ND_0.45 | ND_0.017 |  | ND_0.0093 | ND_0.012 | ND_0.052 | ND_0.33 | 65000 | 11000 |  |  | 1390 |  | 230 | ND_0.35 | 6 | 100 | ND_0.045 | ND_0.052 | 1 | 1 | 30 | 110 | ND_0.0035 | 3 | ND_0.056 | ND_0.45 | ND_0.017 |  | ND_0.0093 | ND_0.012 | 8 | 120 | 296 |  |  | 1.59 | 99.4 | [7 empty] | 120 |  | 190 | 210 | ND_0.0014 | ND_1.3 | ND_1.3
66Animas001.7_08/10/2015 19:2066Animas001.742226.8055555556 | 66Animas001.7_08/10/2015 19:20 | State of New Mexico | Animas River (San Juan River to Estes Arroyo) | 66Animas001.7 | 189.3876 | Main | Lower Animas | 2015-08-10 19:20 |  |  |  |  | 103 | 89.7 | 10.3 | 0.022 |  | 0.35 | 57000 | 9300 |  |  | 50 |  | 7 | ND_0.35 | ND_0.13 | ND_7.1 | ND_0.045 | ND_0.052 | ND_0.02 | ND_0.013 | ND_0.11 | ND_0.032 | ND_0.0035 | 1 | ND_0.056 | ND_0.45 | ND_0.017 |  | ND_0.0093 | ND_0.012 | ND_0.052 | ND_0.33 | 60000 | 9800 |  |  | 640 |  | 76 | ND_0.35 | ND_0.13 | ND_7.1 | ND_0.045 | ND_0.052 | ND_0.02 | ND_0.013 | ND_0.11 | 14 | ND_0.0035 | 1 | ND_0.056 | ND_0.45 | ND_0.017 |  | ND_0.0093 | ND_0.012 | ND_0.052 | 30 | 266 |  |  | 6.1 | 83.6 | [7 empty] | 38 |  | 180 | 190 | ND_0.0014 | ND_1.3 | ND_1.3
66Animas001.7_08/11/2015 00:4366Animas001.742227.0298611111 | 66Animas001.7_08/11/2015 00:43 | State of New Mexico | Animas River (San Juan River to Estes Arroyo) | 66Animas001.7 | 189.3876 | Main | Lower Animas | 2015-08-11 00:43 |  |  |  |  | 103 | 99.7 | 10.5 | 0.022 |  | 0.34 | 61000 | 9900 |  |  | 40 |  | 7 | ND_0.35 | ND_0.13 | ND_7.1 | ND_0.045 | ND_0.052 | ND_0.02 | ND_0.013 | ND_0.11 | ND_0.032 | ND_0.0035 | 1 | ND_0.056 | ND_0.45 | ND_0.017 |  | ND_0.0093 | ND_0.012 | ND_0.052 | ND_0.33 | 64000 | 10000 |  |  | 720 |  | 60 | ND_0.35 | ND_0.13 | ND_7.1 | ND_0.045 | ND_0.052 | ND_0.02 | ND_0.013 | ND_0.11 | 11 | ND_0.0035 | 1 | ND_0.056 | ND_0.45 | ND_0.017 |  | ND_0.0093 | ND_0.012 | 2 | 20 | 276 |  |  | ND | 99.7 | [7 empty] | 35 |  | 190 | 200 | ND_0.0014 | ND_1.3 | ND_1.3
66Animas001.7_08/10/2015 15:4166Animas001.742226.6534722222 | 66Animas001.7_08/10/2015 15:41 | State of New Mexico | Animas River (San Juan River to Estes Arroyo) | 66Animas001.7 | 189.3876 | Main | Lower Animas | 2015-08-10 15:41 |  |  |  |  | 104 | 86.3 | 10.1 | 0.021 |  | 0.36 | 55000 | 9000 |  |  | 50 |  | 7 | ND_0.35 | ND_0.13 | ND_7.1 | ND_0.045 | ND_0.052 | ND_0.02 | ND_0.013 | ND_0.11 | ND_0.032 | ND_0.0035 | 1 | ND_0.056 | ND_0.45 | ND_0.017 |  | ND_0.0093 | ND_0.012 | ND_0.052 | ND_0.33 | 60000 | 9800 |  |  | 560 |  | 68 | ND_0.35 | ND_0.13 | ND_7.1 | ND_0.045 | ND_0.052 | ND_0.02 | ND_0.013 | ND_0.11 | 14 | ND_0.0035 | 1 | ND_0.056 | ND_0.45 | ND_0.017 |  | ND_0.0093 | ND_0.012 | ND_0.052 | 30 | 264 |  |  | 6 | 80.3 | [7 empty] | 35 |  | 170 | 190 | ND_0.0014 | ND_1.3 | ND_1.3
66Animas001.7_08/13/2015 01:0066Animas001.742229.0416666667 | 66Animas001.7_08/13/2015 01:00 | State of New Mexico | Animas River (San Juan River to Estes Arroyo) | 66Animas001.7 | 189.3876 | Main | Lower Animas | 2015-08-13 01:00 |  |  |  |  | 104 | 99.5 | 10.7 | 0.025 |  | 0.36 | 61000 | 11000 |  |  | 30 |  | 6 | ND_0.35 | ND_0.13 | ND_7.1 | ND_0.045 | ND_0.052 | ND_0.02 | ND_0.013 | ND_0.11 | ND_0.032 | ND_0.0035 | 1 | ND_0.056 | ND_0.45 | ND_0.017 |  | ND_0.0093 | ND_0.012 | ND_0.052 | ND_0.33 | 59000 | 10000 |  |  | 760 |  | 88 | ND_0.35 | ND_0.13 | ND_7.1 | ND_0.045 | ND_0.052 | ND_0.02 | ND_0.013 | ND_0.11 | 10 | ND_0.0035 | 2 | ND_0.056 | ND_0.45 | ND_0.017 |  | ND_0.0093 | 1 | ND_0.052 | 30 | 288 |  |  | ND | 99.5 |  |  | ND_0.01446 |  |  |  |  | 37 |  | 200 | 190 | ND_0.0014 | ND_1.3 | ND_1.3
66Animas001.7_08/12/2015 18:0566Animas001.742228.7534722222 | 66Animas001.7_08/12/2015 18:05 | State of New Mexico | Animas River (San Juan River to Estes Arroyo) | 66Animas001.7 | 189.3876 | Main | Lower Animas | 2015-08-12 18:05 |  |  |  |  | 105 | 90.9 | 10.5 | 0.024 |  | 0.36 | 59000 | 10000 |  |  | 30 |  | 7 | ND_0.35 | ND_0.13 | ND_7.1 | ND_0.045 | ND_0.052 | ND_0.02 | ND_0.013 | ND_0.11 | ND_0.032 | ND_0.0035 | 1 | ND_0.056 | ND_0.45 | ND_0.017 |  | ND_0.0093 | ND_0.012 | ND_0.052 | ND_0.33 | 56000 | 9800 |  |  | 770 |  | 82 | ND_0.35 | ND_0.13 | ND_7.1 | ND_0.045 | ND_0.052 | ND_0.02 | ND_0.013 | ND_0.11 | 10 | ND_0.0035 | 2 | ND_0.056 | ND_0.45 | ND_0.017 |  | ND_0.0093 | 1 | 1 | 30 | 274 |  |  | 5.18 | 85.7 |  |  | ND_0.01446 |  |  |  |  | 39 |  | 190 | 180 | ND_0.0014 | ND_1.3 | ND_1.3
66Animas001.7_08/13/2015 07:0066Animas001.742229.2916666667 | 66Animas001.7_08/13/2015 07:00 | State of New Mexico | Animas River (San Juan River to Estes Arroyo) | 66Animas001.7 | 189.3876 | Main | Lower Animas | 2015-08-13 07:00 |  |  |  |  | 105 | 105 | 10.6 | 0.025 |  | 0.36 | 69000 | 11000 |  |  | 20 |  | 7 | ND_0.35 | ND_0.13 | ND_7.1 | ND_0.045 | ND_0.052 | ND_0.02 | ND_0.013 | ND_0.11 | ND_0.032 | ND_0.0035 | 1 | ND_0.056 | ND_0.45 | ND_0.017 |  | ND_0.0093 | ND_0.012 | ND_0.052 | ND_0.33 | 64000 | 11000 |  |  | 910 |  | 110 | ND_0.35 | ND_0.13 | ND_7.1 | ND_0.045 | ND_0.052 | ND_0.02 | ND_0.013 | ND_0.11 | 12 | ND_0.0035 | 2 | ND_0.056 | ND_0.45 | ND_0.017 |  | ND_0.0093 | 1 | 1 | 30 | 296 |  |  | ND | 105 |  |  | ND_0.01446 |  |  |  |  | 45 |  | 220 | 200 | ND_0.0014 | ND_1.3 | ND_1.3
66Animas001.7_08/13/2015 12:3566Animas001.742229.5243055556 | 66Animas001.7_08/13/2015 12:35 | State of New Mexico | Animas River (San Juan River to Estes Arroyo) | 66Animas001.7 | 189.3876 | Main | Lower Animas | 2015-08-13 12:35 |  |  |  |  | 105 | 101 | 10.3 | 0.024 |  | 0.37 | 63000 | 10000 |  |  | 20 |  | 7 | ND_0.35 | ND_0.13 | ND_7.1 | ND_0.045 | ND_0.052 | ND_0.02 | ND_0.013 | ND_0.11 | ND_0.032 | ND_0.0035 | 1 | ND_0.056 | ND_0.45 | ND_0.017 |  | ND_0.0093 | ND_0.012 | ND_0.052 | ND_0.33 | 64000 | 11000 |  |  | 790 |  | 99 | ND_0.35 | 1 | ND_7.1 | ND_0.045 | ND_0.052 | ND_0.02 | ND_0.013 | ND_0.11 | 11 | ND_0.0035 | 2 | ND_0.056 | ND_0.45 | ND_0.017 |  | ND_0.0093 | 1 | 2 | 30 | 292 |  |  | 5.08 | 95.9 |  |  | ND_0.01446 |  |  |  |  | 37 |  |  | 200 | ND_0.0014 | ND_1.3 | 50
66Animas001.7_08/13/2015 18:3566Animas001.742229.7743055556 | 66Animas001.7_08/13/2015 18:35 | State of New Mexico | Animas River (San Juan River to Estes Arroyo) | 66Animas001.7 | 189.3876 | Main | Lower Animas | 2015-08-13 18:35 |  |  |  |  | 105 | 90.4 | 10.6 | 0.024 |  | 0.37 | 59000 | 9900 |  |  | 40 |  | 8 | ND_0.35 | ND_0.13 | ND_7.1 | ND_0.045 | ND_0.052 | ND_0.02 | ND_0.013 | ND_0.11 | ND_0.032 | ND_0.0035 | 2 | ND_0.056 | ND_0.45 | ND_0.017 |  | ND_0.0093 | 1 | ND_0.052 | ND_0.33 | 60000 | 10000 |  |  | 840 |  | 100 | ND_0.35 | ND_0.13 | ND_7.1 | ND_0.045 | ND_0.052 | ND_0.02 | ND_0.013 | ND_0.11 | 11 | ND_0.0035 | 2 | ND_0.056 | ND_0.45 | ND_0.017 |  | ND_0.0093 | 1 | 2 | 40 | 282 |  |  | 4.8 | 85.6 |  |  | ND_0.01446 |  |  |  |  | 40 |  |  | 190 | ND_0.0014 | ND_1.3 | ND_1.3
66Animas001.7_08/11/2015 07:3066Animas001.742227.3125 | 66Animas001.7_08/11/2015 07:30 | State of New Mexico | Animas River (San Juan River to Estes Arroyo) | 66Animas001.7 | 189.3876 | Main | Lower Animas | 2015-08-11 07:30 |  |  |  |  | 106 | 101 | 10.8 | 0.022 |  | 0.35 | 63000 | 9800 |  |  | 30 |  | 9 | ND_0.35 | ND_0.13 | ND_7.1 | ND_0.045 | ND_0.052 | ND_0.02 | ND_0.013 | ND_0.11 | ND_0.032 | ND_0.0035 | 1 | ND_0.056 | ND_0.45 | ND_0.017 |  | ND_0.0093 | ND_0.012 | ND_0.052 | ND_0.33 | 67000 | 11000 |  |  | 1200 |  | 77 | ND_0.35 | ND_0.13 | ND_7.1 | ND_0.045 | ND_0.052 | ND_0.02 | ND_0.013 | ND_0.11 | 13 | ND_0.0035 | 1 | ND_0.056 | ND_0.45 | ND_0.017 |  | ND_0.0093 | ND_0.012 | 2 | 30 | 290 |  |  | ND | 101 | [7 empty] | 40 |  | 200 | 210 | ND_0.0014 | ND_1.3 | ND_1.3
66Animas001.7_08/11/2015 18:2066Animas001.742227.7638888889 | 66Animas001.7_08/11/2015 18:20 | State of New Mexico | Animas River (San Juan River to Estes Arroyo) | 66Animas001.7 | 189.3876 | Main | Lower Animas | 2015-08-11 18:20 |  |  |  |  | 106 | 88.5 | 11 | 0.026 |  | 0.36 | 57000 | 9600 |  |  | 50 |  | 8 | ND_0.35 | ND_0.13 | ND_7.1 | ND_0.045 | ND_0.052 | ND_0.02 | ND_0.013 | ND_0.11 | ND_0.032 | ND_0.0035 | 1 | ND_0.056 | ND_0.45 | ND_0.017 |  | ND_0.0093 | ND_0.012 | ND_0.052 | ND_0.33 | 59000 | 10000 |  |  | 730 |  | 64 | ND_0.35 | ND_0.13 | ND_7.1 | ND_0.045 | ND_0.052 | ND_0.02 | ND_0.013 | ND_0.11 | 10 | ND_0.0035 | 1 | ND_0.056 | ND_0.45 | ND_0.017 |  | ND_0.0093 | ND_0.012 | 2 | 20 | 276 |  |  | 4.74 | 83.8 | [7 empty] | 34 |  | 180 | 190 | ND_0.0014 | ND_1.3 | ND_1.3
66Animas001.7_08/12/2015 13:4566Animas001.742228.5729166667 | 66Animas001.7_08/12/2015 13:45 | State of New Mexico | Animas River (San Juan River to Estes Arroyo) | 66Animas001.7 | 189.3876 | Main | Lower Animas | 2015-08-12 13:45 |  |  |  |  | 106 | 97.6 | 10.5 | 0.025 |  | 0.37 | 62000 | 10000 |  |  | 30 |  | 8 | ND_0.35 | ND_0.13 | ND_7.1 | ND_0.045 | ND_0.052 | ND_0.02 | ND_0.013 | ND_0.11 | ND_0.032 | ND_0.0035 | 1 | ND_0.056 | ND_0.45 | ND_0.017 |  | ND_0.0093 | ND_0.012 | ND_0.052 | ND_0.33 | 59000 | 10000 |  |  | 1000 |  | 95 | ND_0.35 | ND_0.13 | ND_7.1 | ND_0.045 | ND_0.052 | ND_0.02 | ND_0.013 | ND_0.11 | 12 | ND_0.0035 | 1 | ND_0.056 | ND_0.45 | ND_0.017 |  | ND_0.0093 | 1 | 2 | 30 | 288 |  |  | 3.92 | 93.7 |  |  | ND_0.01446 |  |  |  |  | 42 |  | 190 | 200 | ND_0.0014 | ND_1.3 | ND_1.3
66Animas001.7_08/14/2015 07:4566Animas001.742230.3229166667 | 66Animas001.7_08/14/2015 07:45 | State of New Mexico | Animas River (San Juan River to Estes Arroyo) | 66Animas001.7 | 189.3876 | Main | Lower Animas | 2015-08-14 07:45 |  |  |  |  | 106 | 106 | 10.6 | 0.024 |  | 0.36 | 59000 | 10000 |  |  | 20 |  | 7 | ND_0.35 | ND_0.13 | ND_7.1 | ND_0.045 | ND_0.052 | ND_0.02 | ND_0.013 | ND_0.11 | ND_0.032 | ND_0.0035 | 1 | ND_0.056 | ND_0.45 | ND_0.017 |  | ND_0.0093 | ND_0.012 | ND_0.052 | ND_0.33 | 64000 | 10000 |  |  | 760 |  | 100 | ND_0.35 | ND_0.13 | ND_7.1 | ND_0.045 | ND_0.052 | ND_0.02 | ND_0.013 | ND_0.11 | 10 | ND_0.0035 | 1 | ND_0.056 | ND_0.45 | ND_0.017 |  | ND_0.0093 | 1 | 2 | 40 | 300 |  |  | 0.99 | 105 |  |  | ND_0.01446 |  |  |  |  | 37 |  | 190 | 200 | ND_0.0014 | ND_1.3 | ND_1.3
66Animas001.7_08/11/2015 13:0066Animas001.742227.5416666667 | 66Animas001.7_08/11/2015 13:00 | State of New Mexico | Animas River (San Juan River to Estes Arroyo) | 66Animas001.7 | 189.3876 | Main | Lower Animas | 2015-08-11 13:00 |  |  |  |  | 108 | 93.7 | 10.8 | 0.023 |  | 0.36 | 61000 | 9600 |  |  | 40 |  | 9 | ND_0.35 | ND_0.13 | ND_7.1 | ND_0.045 | ND_0.052 | ND_0.02 | ND_0.013 | ND_0.11 | ND_0.032 | ND_0.0035 | 1 | ND_0.056 | ND_0.45 | ND_0.017 |  | ND_0.0093 | ND_0.012 | ND_0.052 | ND_0.33 | 66000 | 11000 |  |  | 710 |  | 66 | ND_0.35 | ND_0.13 | ND_7.1 | ND_0.045 | ND_0.052 | ND_0.02 | ND_0.013 | ND_0.11 | 11 | ND_0.0035 | 1 | ND_0.056 | ND_0.45 | ND_0.017 |  | ND_0.0093 | ND_0.012 | 2 | 20 | 280 |  |  | 3.44 | 90.3 | [7 empty] | 36 |  | 190 | 210 | ND_0.0014 | ND_1.3 | ND_1.3
66Animas001.7_08/08/2015 18:3066Animas001.742224.7708333333 | 66Animas001.7_08/08/2015 18:30 | State of New Mexico | Animas River (San Juan River to Estes Arroyo) | 66Animas001.7 | 189.3876 | Main | Lower Animas | 2015-08-08 18:30 |  |  |  |  | 109 | 97.4 | 10.1 | 0.022 |  | 0.4 | 64000 | 9700 |  |  | 30 |  | 7 | ND_0.35 | ND_0.13 | ND_7.1 | ND_0.045 | ND_0.052 | ND_0.02 | ND_0.013 | ND_0.11 | ND_0.032 | ND_0.0035 | 2 | ND_0.056 | ND_0.45 | ND_0.017 |  | ND_0.0093 | ND_0.012 | ND_0.052 | ND_0.33 | 66000 | 11000 |  |  | 1335 |  | 220 | 1 | 6 | 100 | ND_0.045 | ND_0.052 | 1 | 1 | 30 | 150 | ND_0.0035 | 3 | ND_0.056 | ND_0.45 | 1 |  | ND_0.0093 | ND_0.012 | 7 | 130 | 294 |  |  | 1.15 | 96.3 | [7 empty] | 135 |  | 200 | 210 | ND_0.0014 | ND_1.3 | 50
66Animas001.7_08/08/2015 07:0066Animas001.742224.2916666667 | 66Animas001.7_08/08/2015 07:00 | State of New Mexico | Animas River (San Juan River to Estes Arroyo) | 66Animas001.7 | 189.3876 | Main | Lower Animas | 2015-08-08 07:00 |  |  |  |  | 128 | 90.6 | 10.2 | 0.022 |  | 0.36 | 67000 | 10000 |  |  | 20 |  | 9 | ND_0.35 | ND_0.13 | ND_7.1 | ND_0.045 | ND_0.052 | ND_0.02 | ND_0.013 | ND_0.11 | ND_0.032 | ND_0.0035 | 1 | ND_0.056 | ND_0.45 | ND_0.017 |  | ND_0.0093 | ND_0.012 | ND_0.052 | ND_0.33 | 69000 | 12000 |  |  | 2850 |  | 160 | ND_0.35 | 1 | 100 | ND_0.045 | ND_0.052 | 2 | 2 | ND_0.11 | 16 | ND_0.0035 | 2 | ND_0.056 | ND_0.45 | ND_0.017 |  | ND_0.0093 | ND_0.012 | 7 | 50 | 324 |  |  | ND | 90.6 | [7 empty] | 188 |  | 210 | 220 | ND_0.0014 | ND_1.3 | ND_1.3
249578766Animas001.742426.5583333333 | 2495787 | State of New Mexico | ANIMAS R AT FARMINGTON - 66Animas001.7 | 66Animas001.7 | 189.3876 | Main | Lower Animas | 2016-02-26 13:24 |  |  | 549.5 |  | 130 | 138 | 13.8 |  |  | 0.28 | [52 empty] | 374 |  |  | 4.1 | 134 | [7 empty] | 64
66Animas001.7_08/08/2015 12:3066Animas001.742224.5208333333 | 66Animas001.7_08/08/2015 12:30 | State of New Mexico | Animas River (San Juan River to Estes Arroyo) | 66Animas001.7 | 189.3876 | Main | Lower Animas | 2015-08-08 12:30 |  |  |  |  | 135 | 84.3 | ND_0.516 | 0.021 |  | 0.43 | 67000 | 9800 |  |  | 30 |  | 12 | ND_0.35 | ND_0.13 | ND_7.1 | ND_0.045 | ND_0.052 | ND_0.02 | ND_0.013 | ND_0.11 | ND_0.032 | ND_0.0035 | 2 | ND_0.056 | ND_0.45 | ND_0.017 |  | ND_0.0093 | ND_0.012 | ND_0.052 | ND_0.33 | 70000 | 11000 |  |  | 2925 |  | 370 | 3 | 22 | 200 | ND_0.045 | ND_0.052 | 3 | 2 | 90 | 520 | ND_0.0035 | 7 | ND_0.056 | ND_0.45 | 3 |  | ND_0.0093 | ND_0.012 | 22 | 300 | 314 |  |  | ND | 84.3 | [7 empty] | 301 |  | 210 | 220 | ND_0.0014 | ND_1.3 | ND_1.3
67SanJua088.1_08/09/2015 07:2067SanJua088.142225.3055555556 | 67SanJua088.1_08/09/2015 07:20 | State of New Mexico | San Juan River (Navajo bnd at Hogback to Animas River) | 67SanJua088.1 | 204.435 | Main | San Juan River | 2015-08-09 07:20 |  |  |  |  | 74.3 | 104 | ND_0.516 | 0.021 |  | 0.27 | 45000 | 7200 |  |  | 10 |  | 4 | ND_0.35 | ND_0.13 | ND_7.1 | ND_0.045 | ND_0.052 | ND_0.02 | ND_0.013 | ND_0.11 | ND_0.032 | ND_0.0035 | 2 | ND_0.056 | ND_0.45 | ND_0.017 |  | ND_0.0093 | ND_0.012 | ND_0.052 | ND_0.33 | 68000 | 16000 |  |  | 1400 |  | 1000 | ND_0.35 | 5 | 400 | 2 | ND_0.052 | 19 | 13 | 30 | 49 | ND_0.0035 | 2 | ND_0.056 | ND_0.45 | ND_0.017 |  | ND_0.0093 | 3 | 41 | 100 | 362 |  |  | ND | 104 | [7 empty] | 1870 |  | 140 | 240 | ND_0.0014 | ND_1.3 | ND_1.3
67SanJua088.1_08/10/2015 16:4967SanJua088.142226.7006944444 | 67SanJua088.1_08/10/2015 16:49 | State of New Mexico | San Juan River (Navajo bnd at Hogback to Animas River) | 67SanJua088.1 | 204.435 | Main | San Juan River | 2015-08-10 16:49 |  |  |  |  | 74.8 | 87.8 | ND_0.516 | 0.018 |  | 0.25 | 45000 | 7200 |  |  | 60 |  | 8 | ND_0.35 | ND_0.13 | ND_7.1 | ND_0.045 | ND_0.052 | ND_0.02 | ND_0.013 | ND_0.11 | ND_0.032 | ND_0.0035 | 1 | ND_0.056 | ND_0.45 | ND_0.017 |  | ND_0.0093 | ND_0.012 | 1 | ND_0.33 | 49000 | 9400 |  |  | 960 |  | 190 | ND_0.35 | 2 | 200 | ND_0.045 | ND_0.052 | 4 | 3 | 10 | 12 | ND_0.0035 | 2 | ND_0.056 | ND_0.45 | ND_0.017 |  | ND_0.0093 | 1 | 13 | 40 | 258 |  |  | ND | 87.8 | [7 empty] | 946 |  | 140 | 160 | ND_0.0014 | ND_1.3 | ND_1.3
67SanJua088.1_08/08/2015 23:5067SanJua088.142224.9930555556 | 67SanJua088.1_08/08/2015 23:50 | State of New Mexico | San Juan River (Navajo bnd at Hogback to Animas River) | 67SanJua088.1 | 204.435 | Main | San Juan River | 2015-08-08 23:50 |  |  |  |  | 75.3 | 94.9 | ND_0.516 | 0.02 |  | 0.28 | 47000 | 7300 |  |  | 20 |  | 5 | ND_0.35 | ND_0.13 | ND_7.1 | ND_0.045 | ND_0.052 | ND_0.02 | ND_0.013 | ND_0.11 | ND_0.032 | ND_0.0035 | 1 | ND_0.056 | ND_0.45 | ND_0.017 |  | ND_0.0093 | ND_0.012 | ND_0.052 | ND_0.33 | 59000 | 12000 |  |  | 8975 |  | 570 | ND_0.35 | 5 | 400 | 1 | ND_0.052 | 7 | 6 | 20 | 67 | ND_0.0035 | 2 | ND_0.056 | ND_0.45 | ND_0.017 |  | ND_0.0093 | 2 | 28 | 80 | 300 |  |  | ND | 94.9 | [7 empty] | 1540 |  | 150 | 190 | ND_0.0014 | ND_1.3 | ND_1.3
67SanJua088.1_08/10/2015 20:0067SanJua088.142226.8333333333 | 67SanJua088.1_08/10/2015 20:00 | State of New Mexico | San Juan River (Navajo bnd at Hogback to Animas River) | 67SanJua088.1 | 204.435 | Main | San Juan River | 2015-08-10 20:00 |  |  |  |  | 75.6 | 87.3 | ND_0.516 | 0.019 |  | 0.26 | 44000 | 7200 |  |  | 100 |  | 9 | ND_0.35 | ND_0.13 | ND_7.1 | ND_0.045 | ND_0.052 | ND_0.02 | ND_0.013 | ND_0.11 | ND_0.032 | ND_0.0035 | 1 | ND_0.056 | ND_0.45 | ND_0.017 |  | ND_0.0093 | ND_0.012 | 1 | ND_0.33 | 57000 | 9700 |  |  | 1000 |  | 93 | ND_0.35 | ND_0.13 | ND_7.1 | ND_0.045 | ND_0.052 | 1 | 1 | ND_0.11 | 13 | ND_0.0035 | 1 | ND_0.056 | ND_0.45 | ND_0.017 |  | ND_0.0093 | 1 | 4 | 30 | 266 |  |  | ND | 87.3 | [7 empty] | 744 |  | 140 | 180 | ND_0.0014 | ND_1.3 | ND_1.3
67SanJua088.1_08/08/2015 08:1567SanJua088.142224.34375 | 67SanJua088.1_08/08/2015 08:15 | State of New Mexico | San Juan River (Navajo bnd at Hogback to Animas River) | 67SanJua088.1 | 204.435 | Main | San Juan River | 2015-08-08 08:15 |  |  |  |  | 75.8 | 103 | ND_0.516 | 0.019 |  | 0.26 | 46000 | 7000 |  |  | 80 |  | 6 | ND_0.35 | ND_0.13 | ND_7.1 | ND_0.045 | ND_0.052 | ND_0.02 | ND_0.013 | ND_0.11 | ND_0.032 | ND_0.0035 | 1 | ND_0.056 | ND_0.45 | ND_0.017 |  | ND_0.0093 | 1 | 2 | ND_0.33 | 67000 | 15000 |  |  | 16500 |  | 860 | ND_0.35 | 5 | 600 | 2 | ND_0.052 | 15 | 13 | 30 | 29 | ND_0.0035 | 2 | ND_0.056 | ND_0.45 | ND_0.017 |  | ND_0.0093 | 3 | 47 | 80 | 342 |  |  | ND | 103 | [7 empty] | 1840 |  | 140 | 230 | ND_0.0014 | ND_1.3 | ND_1.3
67SanJua088.1_08/11/2015 01:1567SanJua088.142227.0520833333 | 67SanJua088.1_08/11/2015 01:15 | State of New Mexico | San Juan River (Navajo bnd at Hogback to Animas River) | 67SanJua088.1 | 204.435 | Main | San Juan River | 2015-08-11 01:15 |  |  |  |  | 77.8 | 90.1 | ND_0.516 | 0.018 |  | 0.27 | 47000 | 7600 |  |  | 20 |  | 5 | ND_0.35 | ND_0.13 | ND_7.1 | ND_0.045 | ND_0.052 | ND_0.02 | ND_0.013 | ND_0.11 | ND_0.032 | ND_0.0035 | 1 | ND_0.056 | ND_0.45 | ND_0.017 |  | ND_0.0093 | ND_0.012 | 1 | ND_0.33 | 47000 | 9000 |  |  | 620 |  | 130 | ND_0.35 | 2 | 100 | ND_0.045 | ND_0.052 | 4 | 2 | ND_0.11 | 10 | ND_0.0035 | 2 | ND_0.056 | ND_0.45 | ND_0.017 |  | ND_0.0093 | 1 | 12 | 30 | 268 |  |  | ND | 90.1 | [7 empty] | 665 |  |  | 150 | ND_0.0014 | ND_1.3 | ND_1.3
67SanJua088.1_08/08/2015 19:2067SanJua088.142224.8055555556 | 67SanJua088.1_08/08/2015 19:20 | State of New Mexico | San Juan River (Navajo bnd at Hogback to Animas River) | 67SanJua088.1 | 204.435 | Main | San Juan River | 2015-08-08 19:20 |  |  |  |  | 80.3 | 94.3 | ND_0.516 | 0.02 |  | 0.29 | 47000 | 7200 |  |  | 30 |  | 6 | ND_0.35 | ND_0.13 | ND_7.1 | ND_0.045 | ND_0.052 | ND_0.02 | ND_0.013 | ND_0.11 | ND_0.032 | ND_0.0035 | 2 | ND_0.056 | ND_0.45 | ND_0.017 |  | ND_0.0093 | ND_0.012 | ND_0.052 | ND_0.33 | 59000 | 12000 |  |  | 9285 |  | 600 | ND_0.35 | 6 | 400 | 1 | ND_0.052 | 8 | 7 | 30 | 110 | ND_0.0035 | 2 | ND_0.056 | ND_0.45 | ND_0.017 |  | ND_0.0093 | 2 | 30 | 90 | 294 |  |  | ND | 94.3 | [7 empty] | 1050 |  | 150 | 200 | ND_0.0014 | ND_1.3 | ND_1.3
67SanJua088.1_08/07/2015 19:3067SanJua088.142223.8125 | 67SanJua088.1_08/07/2015 19:30 | State of New Mexico | San Juan River (Navajo bnd at Hogback to Animas River) | 67SanJua088.1 | 204.435 | Main | San Juan River | 2015-08-07 19:30 |  |  |  |  | 84.2 | 96.6 | ND_0.516 | 0.023 |  | 0.3 | 51000 | 7900 |  |  | 20 |  | 6 | ND_0.35 | ND_0.13 | ND_7.1 | ND_0.045 | ND_0.052 | ND_0.02 | ND_0.013 | ND_0.11 | ND_0.032 | ND_0.0035 | 1 | ND_0.056 | ND_0.45 | ND_0.017 |  | ND_0.0093 | 1 | 2 | ND_0.33 | 57000 | 11000 |  |  | 6820 |  | 360 | ND_0.35 | 3 | 300 | ND_0.045 | ND_0.052 | 6 | 5 | 10 | 13 | ND_0.0035 | 1 | ND_0.056 | ND_0.45 | ND_0.017 |  | ND_0.0093 | 2 | 22 | 50 | 300 |  |  | ND | 96.6 | [7 empty] | 722 |  | 160 | 190 | ND_0.0014 | ND_1.3 | ND_1.3
67SanJua088.1_08/13/2015 07:3267SanJua088.142229.3138888889 | 67SanJua088.1_08/13/2015 07:32 | State of New Mexico | San Juan River (Navajo bnd at Hogback to Animas River) | 67SanJua088.1 | 204.435 | Main | San Juan River | 2015-08-13 07:32 |  |  |  |  | 87.8 | 99.3 | ND_0.516 | 0.022 |  | 0.3 | 54000 | 9000 |  |  | 20 |  | 5 | ND_0.35 | ND_0.13 | ND_7.1 | ND_0.045 | ND_0.052 | ND_0.02 | ND_0.013 | ND_0.11 | ND_0.032 | ND_0.0035 | 1 | ND_0.056 | ND_0.45 | ND_0.017 |  | ND_0.0093 | ND_0.012 | 1 | ND_0.33 | 54000 | 9700 |  |  | 360 |  | 190 | ND_0.35 | 2 | 200 | ND_0.045 | ND_0.052 | 3 | 2 | ND_0.11 | 10 | ND_0.0035 | 2 | ND_0.056 | ND_0.45 | ND_0.017 |  | ND_0.0093 | 1 | 8 | 30 | 286 |  |  | ND | 99.3 |  |  | 0.13 |  |  |  |  | 386 |  | 170 | 180 | ND_0.0014 | ND_1.3 | ND_1.3
67SanJua088.1_08/14/2015 08:3067SanJua088.142230.3541666667 | 67SanJua088.1_08/14/2015 08:30 | State of New Mexico | San Juan River (Navajo bnd at Hogback to Animas River) | 67SanJua088.1 | 204.435 | Main | San Juan River | 2015-08-14 08:30 |  |  |  |  | 88 | 98.5 | ND_0.516 | 0.021 |  | 0.29 | 53000 | 8800 |  |  | 10 |  | 5 | ND_0.35 | ND_0.13 | ND_7.1 | ND_0.045 | ND_0.052 | ND_0.02 | ND_0.013 | ND_0.11 | ND_0.032 | ND_0.0035 | 1 | ND_0.056 | ND_0.45 | ND_0.017 |  | ND_0.0093 | ND_0.012 | 1 | ND_0.33 | 54000 | 9500 |  |  | 260 |  | 160 | ND_0.35 | 2 | 100 | ND_0.045 | ND_0.052 | 2 | 2 | ND_0.11 | 10 | ND_0.0035 | 1 | ND_0.056 | ND_0.45 | ND_0.017 |  | ND_0.0093 | 1 | 8 | 30 | 280 |  |  | ND | 98.5 |  |  | 0.11 |  |  |  |  | 265 |  |  | 170 | ND_0.0014 | ND_1.3 | ND_1.3
67SanJua088.1_08/11/2015 07:5567SanJua088.142227.3298611111 | 67SanJua088.1_08/11/2015 07:55 | State of New Mexico | San Juan River (Navajo bnd at Hogback to Animas River) | 67SanJua088.1 | 204.435 | Main | San Juan River | 2015-08-11 07:55 |  |  |  |  | 88.2 | 98.4 | ND_0.516 | 0.019 |  | 0.28 | 52000 | 8200 |  |  | 20 |  | 5 | ND_0.35 | ND_0.13 | ND_7.1 | ND_0.045 | ND_0.052 | ND_0.02 | ND_0.013 | ND_0.11 | ND_0.032 | ND_0.0035 | 1 | ND_0.056 | ND_0.45 | ND_0.017 |  | ND_0.0093 | ND_0.012 | 1 | ND_0.33 | 51000 | 9600 |  |  | 410 |  | 150 | ND_0.35 | 2 | 100 | ND_0.045 | ND_0.052 | 4 | 2 | ND_0.11 | 11 | ND_0.0035 | 2 | ND_0.056 | ND_0.45 | ND_0.017 |  | ND_0.0093 | 1 | 11 | 30 | 286 |  |  | ND | 98.4 | [7 empty] | 589 |  | 160 | 170 | ND_0.0014 | ND_1.3 | ND_1.3
67SanJua088.1_08/13/2015 13:2067SanJua088.142229.5555555556 | 67SanJua088.1_08/13/2015 13:20 | State of New Mexico | San Juan River (Navajo bnd at Hogback to Animas River) | 67SanJua088.1 | 204.435 | Main | San Juan River | 2015-08-13 13:20 |  |  |  |  | 88.8 | 99 | ND_0.516 | 0.023 |  | 0.3 | 53000 | 8600 |  |  | 10 |  | 5 | ND_0.35 | 1 | ND_7.1 | ND_0.045 | ND_0.052 | ND_0.02 | ND_0.013 | ND_0.11 | ND_0.032 | ND_0.0035 | 1 | ND_0.056 | ND_0.45 | ND_0.017 |  | ND_0.0093 | ND_0.012 | 1 | ND_0.33 | 54000 | 9600 |  |  | 1100 |  | 160 | ND_0.35 | 2 | 200 | ND_0.045 | ND_0.052 | 3 | 2 | ND_0.11 | 10 | ND_0.0035 | 1 | ND_0.056 | ND_0.45 | ND_0.017 |  | ND_0.0093 | 1 | 9 | 30 | 290 |  |  | ND | 99 |  |  | 0.17 |  |  |  |  | 398 |  | 170 | 180 | ND_0.0014 | ND_1.3 | ND_1.3
67SanJua088.1_08/13/2015 00:3067SanJua088.142229.0208333333 | 67SanJua088.1_08/13/2015 00:30 | State of New Mexico | San Juan River (Navajo bnd at Hogback to Animas River) | 67SanJua088.1 | 204.435 | Main | San Juan River | 2015-08-13 00:30 |  |  |  |  | 89.9 | 94.4 | ND_0.516 | 0.023 |  | 0.3 | 51000 | 8500 |  |  | 20 |  | 5 | ND_0.35 | ND_0.13 | ND_7.1 | ND_0.045 | ND_0.052 | ND_0.02 | ND_0.013 | ND_0.11 | ND_0.032 | ND_0.0035 | 1 | ND_0.056 | ND_0.45 | ND_0.017 |  | ND_0.0093 | ND_0.012 | 1 | ND_0.33 | 52000 | 10000 |  |  | 240 |  | 190 | ND_0.35 | 2 | 200 | ND_0.045 | ND_0.052 | 4 | 3 | ND_0.11 | 11 | ND_0.0035 | 2 | ND_0.056 | ND_0.45 | ND_0.017 |  | ND_0.0093 | 1 | 10 | 30 | 286 |  |  | ND | 94.4 |  |  | 0.21 |  |  |  |  | 485 |  | 160 | 170 | ND_0.0014 | ND_1.3 | ND_1.3
67SanJua088.1_08/13/2015 19:0567SanJua088.142229.7951388889 | 67SanJua088.1_08/13/2015 19:05 | State of New Mexico | San Juan River (Navajo bnd at Hogback to Animas River) | 67SanJua088.1 | 204.435 | Main | San Juan River | 2015-08-13 19:05 |  |  |  |  | 90.7 | 96.8 | ND_0.516 | 0.024 |  | 0.3 | 52000 | 8600 |  |  | 20 |  | 6 | ND_0.35 | ND_0.13 | ND_7.1 | ND_0.045 | ND_0.052 | ND_0.02 | ND_0.013 | ND_0.11 | ND_0.032 | ND_0.0035 | 1 | ND_0.056 | ND_0.45 | ND_0.017 |  | ND_0.0093 | ND_0.012 | 1 | ND_0.33 | 55000 | 9800 |  |  | 270 |  | 160 | ND_0.35 | 2 | 200 | ND_0.045 | ND_0.052 | 3 | 2 | ND_0.11 | 10 | ND_0.0035 | 2 | ND_0.056 | ND_0.45 | ND_0.017 |  | ND_0.0093 | 1 | 9 | 30 | 286 |  |  | ND | 96.8 |  |  | 0.21 |  |  |  |  | 355 |  | 170 | 180 | ND_0.0014 | ND_1.3 | ND_1.3
67SanJua088.1_08/12/2015 18:4067SanJua088.142228.7777777778 | 67SanJua088.1_08/12/2015 18:40 | State of New Mexico | San Juan River (Navajo bnd at Hogback to Animas River) | 67SanJua088.1 | 204.435 | Main | San Juan River | 2015-08-12 18:40 |  |  |  |  | 92.2 | 95.8 | ND_0.516 | 0.028 |  | 0.3 | 53000 | 8500 |  |  | 30 |  | 6 | ND_0.35 | ND_0.13 | ND_7.1 | ND_0.045 | ND_0.052 | ND_0.02 | ND_0.013 | ND_0.11 | ND_0.032 | ND_0.0035 | 1 | ND_0.056 | ND_0.45 | ND_0.017 |  | ND_0.0093 | ND_0.012 | 1 | ND_0.33 | 55000 | 10000 |  |  | 210 |  | 230 | ND_0.35 | 2 | 200 | ND_0.045 | ND_0.052 | 5 | 4 | ND_0.11 | 13 | ND_0.0035 | 2 | ND_0.056 | ND_0.45 | ND_0.017 |  | ND_0.0093 | 1 | 13 | 40 | 296 |  |  | ND | 95.8 |  |  | 0.2 |  |  |  |  | 432 |  | 170 | 180 | ND_0.0014 | ND_1.3 | ND_1.3
67SanJua088.1_08/11/2015 13:4067SanJua088.142227.5694444444 | 67SanJua088.1_08/11/2015 13:40 | State of New Mexico | San Juan River (Navajo bnd at Hogback to Animas River) | 67SanJua088.1 | 204.435 | Main | San Juan River | 2015-08-11 13:40 |  |  |  |  | 92.3 | 97.2 | ND_0.516 | 0.021 |  | 0.3 | 52000 | 8300 |  |  | 20 |  | 5 | ND_0.35 | ND_0.13 | ND_7.1 | ND_0.045 | ND_0.052 | ND_0.02 | ND_0.013 | ND_0.11 | ND_0.032 | ND_0.0035 | 1 | ND_0.056 | ND_0.45 | ND_0.017 |  | ND_0.0093 | ND_0.012 | 1 | ND_0.33 | 54000 | 10000 |  |  | 380 |  | 150 | ND_0.35 | 2 | 200 | ND_0.045 | ND_0.052 | 4 | 2 | ND_0.11 | 11 | ND_0.0035 | 2 | ND_0.056 | ND_0.45 | ND_0.017 |  | ND_0.0093 | 1 | 11 | 30 | 288 |  |  | 0.93 | 96.3 | [7 empty] | 358 |  | 170 | 180 | ND_0.0014 | ND_1.3 | ND_1.3
67SanJua088.1_08/11/2015 18:5067SanJua088.142227.7847222222 | 67SanJua088.1_08/11/2015 18:50 | State of New Mexico | San Juan River (Navajo bnd at Hogback to Animas River) | 67SanJua088.1 | 204.435 | Main | San Juan River | 2015-08-11 18:50 |  |  |  |  | 93 | 91.2 | ND_0.516 | 0.022 |  | 0.3 | 52000 | 8400 |  |  | 40 |  | 5 | ND_0.35 | ND_0.13 | ND_7.1 | ND_0.045 | ND_0.052 | ND_0.02 | ND_0.013 | ND_0.11 | ND_0.032 | ND_0.0035 | 1 | ND_0.056 | ND_0.45 | ND_0.017 |  | ND_0.0093 | ND_0.012 | 1 | ND_0.33 | 53000 | 9800 |  |  | 340 |  | 120 | ND_0.35 | 2 | 100 | ND_0.045 | ND_0.052 | 3 | 2 | ND_0.11 | 9 | ND_0.0035 | 2 | ND_0.056 | ND_0.45 | ND_0.017 |  | ND_0.0093 | 1 | 10 | 30 | 284 |  |  | 0.77 | 90.4 | [7 empty] | 454 |  |  | 170 | ND_0.0014 | ND_1.3 | ND_1.3
67SanJua088.1_08/12/2015 14:1567SanJua088.142228.59375 | 67SanJua088.1_08/12/2015 14:15 | State of New Mexico | San Juan River (Navajo bnd at Hogback to Animas River) | 67SanJua088.1 | 204.435 | Main | San Juan River | 2015-08-12 14:15 |  |  |  |  | 94.6 | 103 | ND_0.516 | 0.023 |  | 0.29 | 53000 | 8600 |  |  | 10 |  | 6 | ND_0.35 | ND_0.13 | ND_7.1 | ND_0.045 | ND_0.052 | ND_0.02 | ND_0.013 | ND_0.11 | ND_0.032 | ND_0.0035 | 1 | ND_0.056 | ND_0.45 | ND_0.017 |  | ND_0.0093 | ND_0.012 | 1 | ND_0.33 | 60000 | 13000 |  |  | 150 |  | 340 | ND_0.35 | 3 | 300 | 1 | ND_0.052 | 9 | 6 | 20 | 19 | ND_0.0035 | 1 | ND_0.056 | ND_0.45 | ND_0.017 |  | ND_0.0093 | 2 | 30 | 50 | 314 |  |  | ND | 103 |  |  | 0.21 |  |  |  |  | 760 |  | 170 | 200 | ND_0.0014 | ND_1.3 | ND_1.3
67SanJua088.1_08/08/2015 13:4567SanJua088.142224.5729166667 | 67SanJua088.1_08/08/2015 13:45 | State of New Mexico | San Juan River (Navajo bnd at Hogback to Animas River) | 67SanJua088.1 | 204.435 | Main | San Juan River | 2015-08-08 13:45 |  |  |  |  | 98 | 87.6 | ND_0.516 | 0.02 |  | 0.3 | 50000 | 7400 |  |  | 260 |  | 9 | ND_0.35 | ND_0.13 | ND_7.1 | ND_0.045 | ND_0.052 | ND_0.02 | ND_0.013 | ND_0.11 | 1 | ND_0.0035 | 2 | ND_0.056 | ND_0.45 | ND_0.017 |  | ND_0.0093 | ND_0.012 | ND_0.052 | ND_0.33 | 67000 | 14000 |  |  | 12250 |  | 810 | ND_0.35 | 13 | 600 | 2 | ND_0.052 | 13 | 10 | 60 | 310 | ND_0.0035 | 4 | ND_0.056 | ND_0.45 | 2 |  | ND_0.0093 | 2 | 46 | 180 | 302 |  |  | ND | 87.6 | [7 empty] | 1770 |  | 160 | 230 | ND_0.0014 | ND_1.3 | ND_1.3
10-25_20150825_RS10SANJUANR2542241.5520833333 | 10-25_20150825_RS | NNEPA | 0 | 10SANJUANR25 | 227.6256 | Main | San Juan River | 2015-08-25 13:15 |  |  |  |  | 92 | 110 | 8.7 |  |  | ND_0.04 | 46000 | 7700 | 27000 | 2500 | ND_20 | ND_10 | ND_0.8 | ND_0.2 | ND_0.7 | 72 | ND_0.2 | ND_0.8 | ND_0.5 | ND_0.3 | ND_1.7 | ND_3 | ND_0.2 | ND_0.8 | ND_1.6 | ND_0.1 | ND_0.7 |  | ND_0.2 | 1.4 | ND_0.3 | ND_3.3 | 49000 | 8200 | 27000 | 3000 | 3900 | 3200 |  | ND_0.2 | ND_0.7 | 120 | ND_0.2 | ND_0.8 | ND_0.5 | ND_0.3 | ND_1.7 | ND_3 | ND_0.0001 | ND_0.8 | ND_1.6 | ND_0.1 | ND_0.7 |  | ND_0.2 | 1.3 | ND_0.3 | ND_3.3 |  |  |  | ND_6 | 110 | [6 empty] | ND_6 | 120 |  |  | 150 | ND_0.0035 | ND_4.9 | ND_4.9
10-26_20150825_RS10SANJUANR2642241.4305555556 | 10-26_20150825_RS | NNEPA | 0 | 10SANJUANR26 | 272.478 | Main | San Juan River | 2015-08-25 10:20 |  |  |  |  | 98 | 110 | 9.4 |  |  | ND_0.04 | 51000 | 8900 | 30000 | 2600 | 140 | ND_10 | ND_0.8 | ND_0.2 | ND_0.7 | 69 | ND_0.2 | ND_0.8 | ND_0.5 | ND_0.3 | ND_1.7 | ND_3 | 0.53 | ND_0.8 | ND_1.6 | ND_0.1 | ND_0.7 |  | ND_0.2 | 1.6 | ND_0.3 | ND_3.3 | 51000 | 8900 | 29000 | 2800 | 2200 | 1800 |  | ND_0.2 | ND_0.7 | 97 | ND_0.2 | ND_0.8 | ND_0.5 | ND_0.3 | ND_1.7 | ND_3 | 0.002 | ND_0.8 | ND_1.6 | ND_0.1 | ND_0.7 |  | ND_0.2 | 1.6 | ND_0.3 | ND_3.3 |  |  |  | ND_6 | 110 | [6 empty] | ND_6 | 80 |  |  | 160 | ND_0.0035 | 88 | ND_4.9
02-06_20150812_RS02SANJUANR0642228.59375 | 02-06_20150812_RS | NNEPA | 0 | 02SANJUANR06 | 295.8296 | Main | San Juan River | 2015-08-12 14:15 |  |  |  |  | 100 | 100 | 10 |  |  | 0.31 | 51000 | 7200 | 28000 | 2800 | 7.8 |  |  | ND_0.2 | 0.95 |  |  | ND_0.8 | ND_0.5 | 0.54 | 1.7 | ND_3 | 1.9 | 4.5 | ND_1.6 |  | ND_0.7 |  | ND_0.2 |  | 2.7 | ND_3.3 | [7 empty] | ND_0.2 | 10 | 520 | 2.6 | ND_0.8 | 27 |  | 37 | 31 | 0.051 |  | 18 | 2.2 | ND_0.7 |  | 0.55 | 5.5 |  | 110 |  |  |  | ND_6 | 100 | [6 empty] | ND_6 | 1200 |  |  | 160 | ND_0.0035 | 45 | 84
02-06_20150826_RS02SANJUANR0642242.40625 | 02-06_20150826_RS | NNEPA | 0 | 02SANJUANR06 | 295.8296 | Main | San Juan River | 2015-08-26 09:45 |  |  |  |  | 110 | 100 | 9.6 |  |  | ND_0.04 | 50000 | 8300 | 30000 | 2300 | ND_20 | ND_10 | ND_0.8 | ND_0.2 | ND_0.7 | 66 | ND_0.2 | ND_0.8 | ND_0.5 | ND_0.3 | ND_1.7 | ND_3 | ND_0.2 | ND_0.8 | ND_1.6 | ND_0.1 | ND_0.7 |  | ND_0.2 | 1.4 | ND_0.3 | ND_3.3 | 51000 | 9000 | 30000 | 3000 | 2900 | 2300 |  | ND_0.2 | ND_0.7 | 96 | ND_0.2 | ND_0.8 | ND_0.5 | ND_0.3 | ND_1.7 | ND_3 | 0.0036 | ND_0.8 | ND_1.6 | ND_0.1 | ND_0.7 |  | ND_0.2 | 1.6 | ND_0.3 | ND_3.3 |  |  |  | ND_6 | 100 | [6 empty] | ND_6 | 63 |  |  | 160 | ND_0.0035 | ND_4.9 | 54
201602397495400042534.5208333333 | 201602397 | State of Utah | GKM061316 | 4954000 | 298.7425 | Main | San Juan River | 2016-06-13 12:30 |  | 7.1615 | 249 |  | 47 | 69 | 3.67 |  |  |  | 31400 | 4980 | 11700 | 1630 | 63.418 | 77.5 | 8.32 | ND_3 | ND_1 | ND_100 | ND_1 | ND_0.1 | ND_2 | ND_0.03 | 1.41 | 0.582 | ND_0.2 | ND_1 | ND_5 | ND_1 | ND_0.5 | 273.91 | ND_0.1 |  | ND_0.03 | ND_10 | 33400 | 5820 | 11500 | 2680 | 2578.4 | 3840 | 205.61 | ND_3 | 1.722 | 127.56 | ND_1 | 0.176 | ND_2 | ND_0.03 | 8.305 | 15.178 | ND_0.2 | ND_1 | ND_5 | ND_1 | ND_0.5 | 294.75 | 0.102 |  | ND_0.03 | 49.139 | 152 |  |  | ND | 84 | 45 |  | 0.138 |  |  |  | ND | 214.7 | >999 |  | 98.8
201602472495400042539.6458333333 | 201602472 | State of Utah | GKM061816 | 4954000 | 298.7425 | Main | San Juan River | 2016-06-18 15:30 |  | 7.4195 | 253 |  | 47.1 | 72 | 4.4 |  |  |  | 32100 | 5050 | 12100 | 1610 | 49.912 | 57.3 | ND_5 | ND_3 | ND_1 | 123.37 | ND_1 | ND_0.1 | ND_2 | ND_0.03 | 1.294 | 0.481 | ND_0.2 | ND_1 | ND_5 | ND_1 | ND_0.5 | 292.42 | ND_0.1 |  | ND_0.03 | 16.108 | 32800 | 5410 | 11400 | 1980 | 2251.3 | 2490 | 154.11 | ND_3 | 1.4 | 147.82 | ND_1 | 0.133 | ND_2 | ND_0.03 | 4.91 | 9.876 | ND_0.2 | 1.039 | ND_5 | ND_1 | ND_0.5 | 291.58 | ND_0.1 |  | ND_0.03 | 28.89 | 172 |  |  | ND | 88 | 22 |  | 0.127 |  |  |  | ND | 150 | >999 |  | 100.9
201602563495400042546.6145833333 | 201602563 | State of Utah | GKM062516 | 4954000 | 298.7425 | Main | San Juan River | 2016-06-25 14:45 |  | 7.3375 | 258 |  | 47.5 | 74 | 4.33 |  |  |  | 33100 | 5250 | 12800 | 1590 | 15.78 | ND_20 | ND_5 | ND_3 | ND_1 | ND_100 | ND_1 | ND_0.1 | ND_2 | ND_0.03 | ND_1 | ND_0.1 | ND_0.2 | ND_1 | ND_5 | ND_1 | ND_0.5 | 252.4 | ND_0.1 |  | ND_0.03 | ND_10 | 33300 | 5530 | 12600 | 2080 | 1655.3 | 1860 | 111.77 | ND_3 | 1.401 | 128.18 | ND_1 | 0.119 | ND_2 | ND_0.03 | 4.283 | 5.827 | ND_0.2 | ND_1 | ND_5 | ND_1 | ND_0.5 | 286 | ND_0.1 |  | ND_0.03 | 24.237 | 164 |  |  | ND | 90 | 28 |  | 0.124 |  |  |  | ND | 229.6 | >999 |  | 104.2
201602162495400042526.4375 | 201602162 | State of Utah | GKM060516 | 4954000 | 298.7425 | Main | San Juan River | 2016-06-05 10:30 |  | 7.3055 | 248 |  | 48.5 | 71 | 3.63 |  |  |  | 31200 | 5150 | 11600 | 1680 | 72.12 | 88.1 | 7.512 | ND_3 | ND_1 | ND_100 | ND_1 | ND_0.1 | ND_2 | ND_0.03 | 1.252 | 0.545 | ND_0.2 | ND_1 | ND_5 | ND_1 | ND_0.5 | 272.75 | ND_0.1 |  | ND_0.03 | ND_10 | 35200 | 6080 | 10900 | 2550 | 4132.5 | 5630 | 365.66 | ND_3 | 2.61 | 160.81 | ND_1 | 0.332 | 2.731 | ND_0.03 | 14.529 | 23.588 | ND_0.2 | ND_1 | ND_5 | ND_2.5 | ND_1.25 | 303.63 | ND_0.25 |  | ND_0.03 | 88.964 | 164 |  |  | ND | 87 | 36 |  | 0.168 |  |  |  | ND | 417 | >999 |  | 99
201602112495400042521.6770833333 | 201602112 | State of Utah | GKM053116 | 4954000 | 298.7425 | Main | San Juan River | 2016-05-31 16:15 |  | 7.4945 | 290 |  | 59 | 83 | 5.36 |  |  |  | 38500 | 6420 | 14600 | 1820 | 48.125 | 39.9 | 5.117 | ND_3 | ND_1 | ND_100 | ND_1 | ND_0.1 | ND_2 | ND_0.03 | 1.219 | 0.198 | ND_0.2 | ND_1 | ND_5 | ND_1 | ND_0.5 | 345.61 | ND_0.1 |  | ND_0.03 | ND_10 | 43700 | 7540 | 14500 | 2640 | 3257.4 | 4080 | 256.67 | ND_3 | 1.999 | 168.76 | ND_1 | ND_0.5 | ND_2 | ND_0.03 | 8.134 | 9.759 | ND_0.2 | ND_1 | ND_5 | ND_2.5 | ND_2.5 | 396.95 | ND_0.5 |  | ND_0.03 | ND_50 | 176 |  |  | ND | 101 | 17 |  | 0.209 |  |  |  | ND | 422 | >999 |  | 122.5
201601873495400042511.6458333333 | 201601873 | State of Utah | GKM052116 | 4954000 | 298.7425 | Main | San Juan River | 2016-05-21 15:30 |  | 7.3225 | 333 |  | 69.6 | 87 | 5.73 |  |  |  | 41900 | 6560 | 19900 | 2060 | 23.394 | 45.7 | 7.678 | ND_3 | ND_1 | ND_100 | ND_1 | ND_0.1 | ND_2 | ND_0.03 | ND_1 | 0.131 | ND_0.2 | 1.453 | ND_5 | ND_1 | ND_0.5 | 436.35 | ND_0.1 |  | ND_0.03 | ND_10 | 74000 | 15500 | 19900 | 6180 | 22722 | 25700 | 823.99 | ND_3 | 5.613 | 523.57 | 1.893 | 0.581 | 16.041 | ND_0.03 | 39.93 | 35.065 | ND_0.2 | ND_1 | 20.173 | 3.108 | ND_0.25 | 649.85 | ND_0.5 |  | 39.936 | 161.33 | 232 |  |  | ND | 106 | 32 |  | 0.203 |  |  |  | ND | 1764 | >999 |  | 131.5
201601643495400042499.5208333333 | 201601643 | State of Utah | GKM050916 | 4954000 | 298.7425 | Main | San Juan River | 2016-05-09 12:30 |  | 7.5445 | 352 |  | 85.8 | 93 | 7.45 |  |  |  | 50200 | 8190 | 18500 | 1670 | 37.584 | 26.4 | 5.625 | ND_3 | ND_1 | ND_100 | ND_1 | ND_0.1 | ND_2 | ND_0.03 | 1.047 | 0.123 | ND_0.2 | 1.078 | ND_5 | ND_1 | ND_0.5 | 543.83 | ND_0.1 |  | ND_0.03 | ND_10 | 66100 | 9720 | 17500 | 1770 | 1368.7 | 2270 | 690.2 | ND_3 | 2.391 | 118.66 | ND_1 | 0.815 | ND_2 | ND_0.03 | 22.478 | 23.166 | ND_0.2 | ND_1 | ND_5 | ND_1 | ND_0.5 | 607.85 | ND_0.1 |  | ND_0.03 | 184.26 | 248 |  |  | ND | 114 | 16 |  | 0.303 |  |  |  | ND | 627 | >999 |  | 158.9
201601709495400042505.5104166667 | 201601709 | State of Utah | GKM051516 | 4954000 | 298.7425 | Main | San Juan River | 2016-05-15 12:15 |  | 7.7715 | 432 |  | 118 | 105 | 9.01 |  |  |  | 57100 | 8870 | 25200 | 1840 | 49.973 | 51.1 | ND_5 | ND_3 | ND_1 | 211.73 | ND_1 | ND_0.1 | ND_2 | ND_0.03 | 1.901 | 0.182 | ND_0.2 | 1.055 | ND_5 | ND_1 | ND_0.5 | 635.63 | ND_0.1 |  | ND_0.03 | 18.555 | 78000 | 14500 | 23600 | 3950 | 13830 | 15800 | 628.58 | ND_3 | 4.476 | 359.55 | ND_1 | 0.459 | 7.687 | ND_0.03 | 19.919 | 22.255 | ND_0.2 | ND_1 | 10.696 | ND_1 | ND_0.5 | 777.32 | 0.226 |  | ND_0.03 | 97.671 | 300 |  |  | ND | 128 | 8 |  | 0.263 |  |  |  | ND | 1005 | >999 |  | 179
201601345495400042472.5833333333 | 201601345 | State of Utah | GKM041116 | 4954000 | 298.7425 | Main | San Juan River | 2016-04-12 14:00 |  | 7.5725 | 454 |  | 122 | 101 | 10.9 |  |  |  | 59800 | 10700 | 28000 | 1970 | 31.038 | ND_20 | ND_5 | ND_3 | ND_1 | ND_100 | ND_1 | ND_0.1 | ND_2 | ND_0.03 | 1.123 | ND_0.1 | ND_0.2 | 1.25 | ND_5 | ND_1 | ND_0.5 | 597.41 | ND_0.1 |  | ND_0.03 | ND_10 | 70400 | 11700 | 28400 | 2120 | 674.43 | 1310 | 283.13 | ND_3 | 1.452 | 100.93 | ND_1 | 0.336 | ND_2 | ND_0.03 | 10.532 | 9.164 | ND_0.2 | ND_1 | ND_5 | ND_1 | ND_0.5 | 673.64 | ND_0.1 |  | ND_0.03 | 62.967 | 294 |  |  | ND | 123 | 16 |  | 0.373 |  |  |  | ND | 15.2 | >999 |  | 193.2
201601513495400042486.4895833333 | 201601513 | State of Utah | GKM042516 | 4954000 | 298.7425 | Main | San Juan River | 2016-04-26 11:45 |  | 7.651 | 482 |  | 142 | 119 | 12.2 |  |  |  | 67400 | 12000 | 31100 | 2030 | 29.28 | ND_20 | ND_5 | ND_3 | ND_1 | ND_100 | ND_1 | ND_0.1 | ND_2 | ND_0.03 | 1.338 | ND_0.1 | ND_0.2 | 1.375 | ND_5 | ND_1 | ND_0.5 | 689.26 | ND_0.1 |  | ND_0.03 | ND_10 | 66200 | 12500 | 28600 | 2540 | 3183.4 | 4100 | 168.96 | ND_3 | 1.881 | 110.38 | ND_1 | 0.202 | 2.743 | ND_0.03 | 9.779 | 7.829 | ND_0.2 | ND_1 | ND_5 | ND_1 | ND_0.5 | 618.59 | ND_0.1 |  | ND_0.03 | 42.84 | 332 |  |  | ND | 145 | 18 |  | 0.355 |  |  |  | ND | 399 | >999 |  | 217.5
201600803495400042438.3472222222 | 201600803 | State of Utah | GKM030816 | 4954000 | 298.7425 | Main | San Juan River | 2016-03-09 08:20 |  | 7.858 | 527 |  | 145 | 118 | 12.5 |  |  |  | 64900 | 12000 | 34200 | 2280 | 17.261 | ND_20 | ND_5 | ND_3 | ND_1 | ND_100 | ND_1 | ND_0.1 | ND_2 | ND_0.03 | 1.037 | ND_0.1 | ND_0.2 | 1.155 | ND_5 | ND_1 | ND_0.5 | 748.17 | ND_0.1 |  | ND_0.03 | ND_10 | 61600 | 11600 | 30300 | 2440 | 2887.4 | 2970 | 144.12 | ND_3 | 2.003 | 106 | ND_1 | 0.137 | 5.831 | ND_0.03 | 6.004 | 4.806 | ND_0.2 | ND_1 | ND_5 | ND_1 | ND_0.5 | 683.29 | ND_0.1 |  | ND_0.03 | 28.846 | 358 |  |  | ND | 144 | 6 |  | 0.529 |  |  |  | ND | 280 | >999
201601576495400042492.5833333333 | 201601576 | State of Utah | GKM050216 | 4954000 | 298.7425 | Main | San Juan River | 2016-05-02 14:00 |  | 7.7545 | 518 |  | 150 | 119 | 14.4 |  |  |  | 69800 | 12200 | 37300 | 2170 | 24.459 | ND_20 | 5.943 | ND_3 | ND_1 | ND_100 | ND_1 | ND_0.1 | ND_2 | ND_0.03 | 1.15 | ND_0.1 | ND_0.2 | 1.066 | ND_5 | ND_1 | ND_0.5 | 703.45 | ND_0.1 |  | ND_0.03 | ND_10 | 84400 | 15800 | 37300 | 3690 | 6177 | 6260 | 263.26 | ND_3 | 2.423 | 162.91 | ND_1 | 0.276 | 3.841 | ND_0.03 | 9.875 | 10.141 | ND_0.2 | ND_1 | 5.44 | ND_1 | ND_0.5 | 806.5 | ND_0.1 |  | ND_0.03 | 55.521 | 348 |  |  | ND | 145 | 9 |  | 0.377 |  |  |  | ND | 647 | >999 |  | 224.3
201600925495400042451.3958333333 | 201600925 | State of Utah | GKM032116 | 4954000 | 298.7425 | Main | San Juan River | 2016-03-22 09:30 |  | 7.969 | 539 |  | 157 | 114 | 14.3 |  |  |  | 67400 | 13100 | 35600 | 2170 | ND_10 | ND_20 | ND_5 | ND_3 | ND_1 | ND_100 | ND_1 | ND_0.1 | ND_2 | ND_0.03 | ND_1 | ND_0.1 | ND_0.2 | 1.236 | ND_5 | ND_1 | ND_0.5 | 733.53 | ND_0.1 |  | ND_0.03 | ND_10 | 65900 | 12100 | 34100 | 2250 | 528.32 | 659 | 64.033 | ND_3 | 1.66 | ND_100 | ND_1 | ND_0.1 | 4.991 | ND_0.03 | 3.577 | 2.334 | ND_0.2 | ND_1 | ND_5 | ND_1 | ND_0.5 | 741.42 | ND_0.1 |  | ND_0.03 | ND_10 | 382 |  |  | ND | 139 | 4 |  | 0.445 |  |  |  | ND | 152.8 | >999
201600832495400042444.3472222222 | 201600832 | State of Utah | GKM031416 | 4954000 | 298.7425 | Main | San Juan River | 2016-03-15 08:20 |  | 7.882 | 541 |  | 160 | 118 | 14.6 |  |  |  | 71900 | 13400 | 37000 | 2220 | ND_10 | ND_20 | ND_5 | ND_3 | ND_1 | ND_100 | ND_1 | ND_0.1 | ND_2 | ND_0.03 | ND_1 | ND_0.1 | ND_0.2 | 1.285 | ND_5 | ND_1 | ND_0.5 | 776.46 | ND_0.1 |  | ND_0.03 | ND_10 | 66000 | 12600 | 32700 | 2380 | 1543.6 | 1640 | 101.3 | ND_3 | ND_1 | ND_100 | ND_1 | ND_0.1 | 4.284 | ND_0.03 | 4.679 | 3.21 | ND_0.2 | 1.124 | ND_5 | ND_1 | ND_0.5 | 785.61 | ND_0.1 |  | ND_0.03 | 18.32 | 376 |  |  | ND | 144 | 6 |  | 0.498 |  |  |  | ND | 209.2 | >999 |  | 234.5
201601044495400042457.7013888889 | 201601044 | State of Utah | GKM032816 | 4954000 | 298.7425 | Main | San Juan River | 2016-03-28 16:50 |  | 8.004 | 536 |  | 160 | 113 | 14.3 |  |  |  | 70800 | 12600 | 38100 | 2210 | ND_10 | ND_20 | ND_5 | ND_3 | ND_1 | ND_100 | ND_1 | ND_0.1 | ND_2 | ND_0.03 | ND_1 | ND_0.1 | ND_0.2 | 1.249 | ND_5 | ND_1 | ND_0.5 | 725.25 | ND_0.1 |  | ND_0.03 | ND_10 | 70200 | 12700 | 37600 | 2200 | 255.91 | 356 | 41.866 | ND_3 | 9.764 | ND_100 | ND_1 | ND_0.1 | 7.966 | ND_0.03 | 2.264 | 1.27 | ND_0.2 | ND_1 | ND_5 | ND_1 | ND_0.5 | 774.82 | ND_0.1 |  | ND_0.03 | ND_10 | 360 |  |  | ND | 138 | 5 |  | 0.343 |  |  |  | ND | 36.4 | >999
201601435495400042479.5173611111 | 201601435 | State of Utah | GKM041916 | 4954000 | 298.7425 | Main | San Juan River | 2016-04-19 12:25 |  | 7.6245 | 543 |  | 164 | 111 | 14.2 |  |  |  | 66600 | 12800 | 41300 | 1920 | 18.45 | ND_20 | ND_5 | ND_3 | ND_1 | ND_100 | ND_1 | ND_0.1 | ND_2 | ND_0.03 | 1.105 | ND_0.1 | ND_0.2 | 1.234 | ND_5 | ND_1 | ND_0.5 | 686.39 | ND_0.1 |  | ND_0.03 | ND_10 | 69100 | 14200 | 38700 | 2690 | 2047 | 7060 | 244.85 | ND_3 | 1.176 | 123.92 | ND_1 | 0.22 | ND_2 | ND_0.03 | 9.692 | 9.545 | ND_0.2 | ND_1 | ND_5 | ND_1 | ND_0.5 | 690.3 | ND_0.1 |  | ND_0.03 | 49.511 | 378 |  |  | ND | 136 | 17 |  | 0.482 |  |  |  | ND | 18.8 | >999 |  | 218.8
201600686495400042423.4236111111 | 201600686 | State of Utah | GKM022216 | 4954000 | 298.7425 | Main | San Juan River | 2016-02-23 10:10 |  | 7.4755 | 579 |  | 170 | 125 | 11.9 |  |  |  | 67870 | 12510 | 44840 | 3122 | 14.896 | ND_20 | ND_5 | ND_3 | ND_1 | ND_100 | ND_1 | ND_0.1 | ND_2 | ND_0.03 | 1.806 | ND_0.1 | ND_0.2 | 1.38 | ND_5 | 1.172 | ND_0.5 | 796.31 | ND_0.1 |  | ND_0.03 | ND_10 | 104000 | 18200 | 44800 | 3290 | 2475.2 | 1250 | 921.56 | ND_3 | 1.541 | 226.63 | 2.087 | 0.394 | 4.535 | ND_0.03 | 16.258 | 9.832 | ND_0.2 | ND_1 | 7.487 | ND_1 | ND_0.5 | 1036.9 | ND_0.1 |  | ND_0.03 | 58.051 | 394 |  |  | ND | 152 | 41 |  | 0.614 |  |  |  | ND | 98 | >999 |  | 220.8
201600733495400042429.6666666667 | 201600733 | State of Utah | GKM022916 | 4954000 | 298.7425 | Main | San Juan River | 2016-02-29 16:00 |  | 7.6125 | 554 |  | 170 | 122 | 11.6 |  |  |  | 71100 | 13700 | 39200 | 2600 | 10.431 | ND_20 | ND_5 | ND_3 | ND_1 | ND_100 | ND_1 | ND_0.1 | ND_2 | ND_0.03 | 1.74 | ND_0.1 | ND_0.2 | 1.239 | ND_5 | 1.088 | ND_0.5 | 776.5 | ND_0.1 |  | ND_0.03 | ND_10 | 67600 | 13800 | 36000 | 3500 | 3281.6 | 3312 | 128.95 | ND_3 | 1.808 | 120.05 | ND_1 | 0.102 | 6.217 | ND_0.03 | 5.971 | 4.339 | ND_0.2 | 1.058 | ND_5 | ND_1 | ND_0.5 | 861.76 | ND_0.1 |  | ND_0.03 | 23.397 | 386 |  |  | ND | 148 | 19 |  | 0.524 |  |  |  | ND | 14 | >999 |  | 233.8
201600514495400042416.625 | 201600514 | State of Utah | GKM021616 | 4954000 | 298.7425 | Main | San Juan River | 2016-02-16 15:00 |  | 7.574 | 584 |  | 175 | 119 | 14.3 |  |  |  | 66200 | 10900 | 62900 | 3100 | 319.32 | 155 | 14.449 | ND_3 | ND_1 | 186.89 | ND_1 | ND_0.1 | ND_2 | ND_0.03 | 5.96 | 0.547 | ND_0.2 | 1.502 | ND_5 | 1.577 | ND_0.5 | 749.56 | ND_0.1 |  | ND_0.03 | 22.479 | 98700 | 26100 | 51800 | 11600 | 70180 | 51500 | 1426.9 | ND_5 | 10.293 | 890 | 5.114 | ND_1 | 37.093 | 31.617 | 82.576 | 56.707 | ND_0.2 | ND_5 | 40.437 | 16.474 | ND_5 | 1223 | ND_1 |  | 70.8 | 202.02 | 490 |  |  | ND | 145 | 19 |  | 0.685 |  |  |  | ND | 4730 | >999 |  | 210
201601179495400042464.5138888889 | 201601179 | State of Utah | GKM040416 | 4954000 | 298.7425 | Main | San Juan River | 2016-04-04 12:20 |  | 7.9695 | 569 |  | 177 | 116 | 15.9 |  |  |  | 74100 | 13700 | 42500 | 2530 | 52.3 | 36.2 | 5.313 | ND_3 | ND_1 | ND_100 | ND_1 | ND_0.1 | ND_2 | ND_0.03 | 2.411 | 0.116 | ND_0.2 | 1.364 | ND_5 | ND_1 | ND_0.5 | 727.42 | ND_0.1 |  | ND_0.03 | ND_10 | 68100 | 12800 | 38100 | 2706 | 1407.8 | 1320 | 47.423 | ND_3 | 7.783 | ND_100 | ND_1 | ND_0.1 | 7.767 | ND_0.03 | 3.681 | 1.869 | ND_0.2 | 1.251 | ND_5 | ND_1 | ND_0.5 | 753.82 | ND_0.1 |  | ND_0.03 | 10.448 | 392 |  |  | ND | 142 | 5 |  | 0.468 |  |  |  | ND | 83.2 | >999 |  | 241.2
201602395495388042534.5 | 201602395 | State of Utah | GKM061316 | 4953880 | 332.8928 | Reference | San Juan River | 2016-06-13 12:00 |  | 8.1065 | 1558 |  | 674 | 215 | 25.2 |  |  |  | 162000 | 89600 | 95800 | 5280 | ND_10 | ND_20 | 8.612 | ND_3 | 1.534 | ND_100 | ND_1 | ND_0.1 | ND_2 | ND_0.03 | 1.599 | 0.217 | ND_0.2 | 4.17 | ND_5 | ND_1 | ND_0.5 | 2624.9 | ND_0.1 |  | ND_0.03 | 12.256 | 176000 | 88100 | 91800 | 6760 | 2808.8 | 3050 | 258.48 | ND_3 | 2.371 | ND_100 | ND_1 | ND_0.1 | ND_2 | ND_0.03 | 3.266 | 2.453 | ND_0.2 | 4.149 | ND_5 | ND_1 | ND_0.5 | 2654.4 | 0.125 |  | ND_0.03 | ND_10 | 1218 |  |  | ND | 262 | 4 |  | ND_0.013 |  |  |  | ND | 207.3 | >999 |  | 772.8
201602160495388042526.40625 | 201602160 | State of Utah | GKM060516 | 4953880 | 332.8928 | Reference | San Juan River | 2016-06-05 09:45 |  | 8.1435 | 1581 |  | 699 | 223 | 27.5 |  |  |  | 151000 | 92200 | 102000 | 5400 | ND_10 | ND_20 | 11.598 | ND_3 | 1.393 | ND_100 | ND_1 | ND_0.1 | ND_2 | ND_0.03 | ND_1 | ND_0.1 | ND_0.2 | 3.93 | ND_5 | ND_1 | ND_0.5 | 2609.4 | ND_0.1 |  | ND_0.03 | ND_10 | 155000 | 85600 | 93700 | 5560 | 1615.7 | 1210 | 161.09 | ND_3 | 1.982 | ND_100 | ND_1 | ND_0.25 | ND_2 | ND_0.03 | ND_2.5 | 1.286 | ND_0.2 | 3.797 | ND_5 | ND_2.5 | ND_1.25 | 2620.8 | ND_0.25 |  | ND_0.03 | ND_25 | 1278 |  |  | ND | 272 | 4 |  | ND_0.013 |  |  |  | ND | 155.5 | >999 |  | 756.1
201602470495388042539.6145833333 | 201602470 | State of Utah | GKM061816 | 4953880 | 332.8928 | Reference | San Juan River | 2016-06-18 14:45 |  | 8.164 | 1604 |  | 725 | 203 | 27.6 |  |  |  | 164000 | 95400 | 102000 | 5380 | ND_10 | ND_20 | 13.653 | ND_3 | 1.365 | ND_100 | ND_1 | ND_0.1 | ND_2 | ND_0.03 | 1.153 | 0.175 | ND_0.2 | 4.876 | ND_5 | ND_1 | ND_0.5 | 2703 | ND_0.1 |  | ND_0.03 | ND_10 | 168000 | 97700 | 100000 | 5640 | 883.12 | 784 | 91.623 | ND_3 | 1.565 | ND_100 | ND_1 | ND_0.1 | ND_2 | ND_0.03 | 1.362 | 0.812 | ND_0.2 | 4.518 | ND_5 | ND_1 | ND_0.5 | 2710.5 | ND_0.1 |  | ND_0.03 | ND_10 | 1340 |  |  | ND | 248 | 3 |  | ND_0.013 |  |  |  | ND | 74 | >999 |  | 801.7
201602561495388042546.59375 | 201602561 | State of Utah | GKM062516 | 4953880 | 332.8928 | Reference | San Juan River | 2016-06-25 14:15 |  | 8.1465 | 1615 |  | 749 | 192 | 29.7 |  |  |  | 150000 | 96700 | 114000 | 5450 | ND_10 | ND_20 | 12.973 | ND_3 | 1.579 | ND_100 | ND_1 | ND_0.1 | ND_2 | ND_0.03 | 1.482 | 0.219 | ND_0.2 | 5.184 | ND_5 | ND_1 | ND_0.5 | 3212.1 | ND_0.1 |  | ND_0.03 | ND_10 | 151000 | 94200 | 110000 | 5740 | 491.24 | 407 | 76.368 | ND_3 | 1.64 | ND_100 | ND_1 | ND_0.1 | ND_2 | ND_0.03 | 1.095 | 0.521 | ND_0.2 | 5.33 | ND_5 | ND_1 | ND_0.5 | 3260.5 | ND_0.1 |  | ND_0.03 | ND_10 | 1386 |  |  | ND | 234 | 3 |  | ND_0.013 |  |  |  | ND | 42.4 | >999 |  | 772.1
201602110495388042521.6666666667 | 201602110 | State of Utah | GKM053116 | 4953880 | 332.8928 | Reference | San Juan River | 2016-05-31 16:00 |  | 8.1165 | 1647 |  | 750 | 213 | 29.5 |  |  |  | 166000 | 104000 | 115000 | 5480 | ND_10 | ND_20 | 16.056 | ND_3 | 1.139 | ND_100 | ND_1 | ND_0.1 | ND_2 | ND_0.03 | 1.444 | ND_0.1 | ND_0.2 | 4.088 | ND_5 | ND_1 | ND_0.5 | 2445.5 | ND_0.1 |  | ND_0.03 | ND_10 | 168000 | 103000 | 113000 | 5860 | 697.32 | 634 | 94.789 | ND_3 | 1.396 | ND_100 | ND_1 | ND_0.5 | ND_2 | ND_0.03 | ND_5 | 0.693 | ND_0.2 | 4.079 | ND_5 | ND_2.5 | ND_2.5 | 2822 | ND_0.5 |  | ND_0.03 | ND_50 | 1370 |  |  | ND | 260 | 3 |  | ND_0.013 |  |  |  | ND | 86.8 | >999 |  | 842.1
201601871495388042511.6145833333 | 201601871 | State of Utah | GKM052116 | 4953880 | 332.8928 | Reference | San Juan River | 2016-05-21 14:45 |  | 8.0655 | 1768 |  | 861 | 212 | 31.6 |  |  |  | 183000 | 112000 | 124000 | 5660 | ND_10 | ND_20 | 12.903 | ND_3 | 1.082 | ND_100 | ND_1 | ND_0.1 | ND_2 | ND_0.03 | 1.497 | ND_0.1 | ND_0.2 | 3.98 | ND_5 | ND_1 | ND_0.5 | 2710.7 | ND_0.1 |  | ND_0.03 | ND_10 | 196000 | 111000 | 119000 | 6170 | 2190.7 | 1850 | 227.95 | ND_3 | 1.691 | ND_100 | ND_1 | ND_0.5 | ND_2.5 | ND_0.03 | ND_5 | 1.841 | ND_0.2 | 3.938 | ND_5 | ND_1 | ND_0.25 | 5732.1 | ND_0.5 |  | ND_0.03 | ND_50 | 1482 |  |  | ND | 258 | 4 |  | ND_0.013 |  |  |  | ND | 152 | >999 |  | 917.4
201600687495388042423.7326388889 | 201600687 | State of Utah | GKM022216 | 4953880 | 332.8928 | Reference | San Juan River | 2016-02-23 17:35 |  | 8.111 | 1919 |  | 955 | 257 | 31.1 |  |  |  | 213700 | 114800 | 118600 | 6782 | ND_10 | ND_20 | 12.725 | ND_3 | 1.079 | ND_100 | ND_1 | ND_0.1 | ND_2 | ND_0.03 | 1.646 | ND_0.1 | ND_0.2 | 3.014 | ND_5 | 2.024 | ND_0.5 | 2654.3 | ND_0.1 |  | ND_0.03 | ND_10 | 239000 | 118000 | 117000 | 6300 | 1124.2 | 1680 | 313.46 | ND_3 | 1.318 | ND_100 | ND_1 | 0.262 | 4.662 | ND_0.03 | 5.376 | 4.754 | ND_0.2 | 1.328 | 6.646 | 1.229 | ND_0.5 | 2934.5 | ND_0.1 |  | ND_0.03 | 10.549 | 1718 |  |  | ND | 314 | 6 |  | 0.555 |  |  |  | ND | ND_4 | >999 |  | 1005.5
201600830495388042444.3888888889 | 201600830 | State of Utah | GKM031416 | 4953880 | 332.8928 | Reference | San Juan River | 2016-03-15 09:20 |  | 8.0175 | 1894 |  | 956 | 203 | 32.5 |  |  |  | 229000 | 115000 | 112000 | 4530 | ND_10 | ND_20 | 8.56 | ND_3 | ND_1 | ND_100 | ND_1 | ND_0.1 | ND_2 | ND_0.03 | ND_1 | ND_0.1 | ND_0.2 | 3.096 | ND_5 | ND_1 | ND_0.5 | 2966.9 | ND_0.1 |  | ND_0.03 | ND_10 | 230000 | 108000 | 101000 | 5400 | 4814.2 | 5700 | 182.94 | ND_3 | 2.188 | ND_100 | ND_1 | 0.214 | 7.447 | ND_0.03 | 6.888 | 4.903 | ND_0.2 | 3.378 | 8.961 | 1.461 | ND_0.5 | 3518.6 | 0.137 |  | ND_0.03 | 20.354 | 1698 |  |  | ND | 248 | 5 |  | 0.348 |  |  |  | ND | 373 | >999 |  | 1044.5
201601707495388042505.4791666667 | 201601707 | State of Utah | GKM051516 | 4953880 | 332.8928 | Reference | San Juan River | 2016-05-15 11:30 |  | 8.1545 | 2010 |  | 975 | 200 | 38 |  |  |  | 183000 | 121000 | 144000 | 6000 | ND_10 | ND_20 | 31.053 | ND_3 | ND_1 | ND_100 | ND_1 | ND_0.1 | ND_2 | ND_0.03 | 1.301 | 0.141 | ND_0.2 | 4.542 | ND_5 | 1.021 | ND_0.5 | 3371.3 | ND_0.1 |  | ND_0.03 | ND_10 | 187000 | 124000 | 143000 | 5780 | 78 | 163 | 53.151 | ND_3 | 1.018 | ND_100 | ND_1 | ND_0.1 | ND_2 | ND_0.03 | 1.217 | 0.182 | ND_0.2 | 4.343 | ND_5 | ND_1 | ND_0.5 | 3404.5 | ND_0.1 |  | ND_0.03 | ND_10 | 1660 |  |  | ND | 244 | 3 |  | ND_0.013 |  |  |  | ND | 14.8 | >999 |  | 954.4
201600926495388042451.4375 | 201600926 | State of Utah | GKM032116 | 4953880 | 332.8928 | Reference | San Juan River | 2016-03-22 10:30 |  | 8.0175 | 1940 |  | 983 | 203 | 33.1 |  |  |  | 231000 | 118000 | 118000 | 4640 | ND_10 | ND_20 | 9.744 | ND_3 | ND_1 | ND_100 | ND_1 | ND_0.1 | ND_2 | ND_0.03 | ND_1 | ND_0.1 | ND_0.2 | 3.268 | ND_5 | 1.225 | ND_0.5 | 3233.7 | ND_0.1 |  | ND_0.03 | ND_10 | 250000 | 119000 | 117000 | 4830 | 715.02 | 1300 | 165.06 | ND_3 | 7.265 | ND_100 | ND_1 | 0.195 | 6.141 | ND_0.03 | 3.309 | 3.127 | ND_0.2 | 1.592 | 6.286 | 1.05 | ND_0.5 | 3212.6 | ND_0.1 |  | ND_0.03 | ND_10 | 1754 |  |  | ND | 248 | 5 |  | 0.269 |  |  |  | ND | 293 | >999
201601574495388042492.5625 | 201601574 | State of Utah | GKM050216 | 4953880 | 332.8928 | Reference | San Juan River | 2016-05-02 13:30 |  | 8.034 | 2030 |  | 1030 | 215 | 40.3 |  |  |  | 206000 | 139000 | 158000 | 5470 | ND_10 | ND_20 | 14.098 | ND_3 | ND_1 | ND_100 | ND_1 | ND_0.1 | ND_2 | ND_0.03 | ND_1 | ND_0.1 | ND_0.2 | 3.89 | ND_5 | 1.111 | ND_0.5 | 3732 | ND_0.1 |  | ND_0.03 | ND_10 | 205000 | 137000 | 156000 | 5670 | 321.76 | 349 | 59.98 | ND_3 | 1.166 | ND_100 | ND_1 | ND_0.1 | ND_2 | ND_0.03 | 1.285 | 0.332 | ND_0.2 | 3.894 | ND_5 | ND_1 | ND_0.5 | 3670.2 | ND_0.1 |  | ND_0.03 | ND_10 | 1746 |  |  | ND | 262 | 4 |  | ND_0.013 |  |  |  | ND | 43.2 | >999 |  | 1085.9
201601641495388042499.5833333333 | 201601641 | State of Utah | GKM050916 | 4953880 | 332.8928 | Reference | San Juan River | 2016-05-09 14:00 |  | 8.121 | 2100 |  | 1090 | 215 | 42.2 |  |  |  | 203000 | 136000 | 166000 | 5650 | ND_10 | ND_20 | 29.318 | ND_3 | ND_1 | ND_100 | ND_1 | ND_0.1 | ND_2 | ND_0.03 | 1.112 | ND_0.1 | ND_0.2 | 4.852 | ND_5 | 1.107 | ND_0.5 | 3712.5 | ND_0.1 |  | ND_0.03 | ND_10 | 192000 | 129000 | 156000 | 5350 | 45.931 | 84.4 | 47.233 | ND_3 | 1.035 | ND_100 | ND_1 | ND_0.1 | ND_2 | ND_0.03 | 1.921 | 0.147 | ND_0.2 | 4.591 | ND_5 | 1.181 | ND_0.5 | 3782.4 | ND_0.1 |  | ND_0.03 | ND_10 | 1870 |  |  | ND | 262 | 3 |  | ND_0.013 |  |  |  | ND | 17.2 | >999 |  | 1066.1
201600731495388042429.7083333333 | 201600731 | State of Utah | GKM022916 | 4953880 | 332.8928 | Reference | San Juan River | 2016-02-29 17:00 |  | 8.0015 | 2200 |  | 1190 | 248 | 38.8 |  |  |  | 244000 | 142000 | 146000 | 5340 | 69.568 | 24.7 | 20.062 | ND_3 | ND_1 | ND_100 | ND_1 | ND_0.1 | ND_2 | ND_0.03 | 2.081 | ND_0.1 | ND_0.2 | 3.193 | ND_5 | 2.548 | ND_0.5 | 3228.4 | ND_0.1 |  | ND_0.03 | ND_10 | 238000 | 134000 | 137000 | 6030 | 2249.4 | 2050 | 105.42 | ND_3 | ND_1 | ND_100 | ND_1 | ND_0.1 | 5.342 | ND_0.03 | 3.036 | 2.234 | ND_0.2 | 2.578 | 5.086 | 1.271 | ND_0.5 | 3626 | ND_0.1 |  | ND_0.03 | ND_10 | 2042 |  |  | ND | 302 | 6 |  | 0.503 |  |  |  | ND | 48.4 | >999 |  | 1193
201601177495388042464.5625 | 201601177 | State of Utah | GKM040416 | 4953880 | 332.8928 | Reference | San Juan River | 2016-04-04 13:30 |  | 8.0845 | 2250 |  | 1250 | 210 | 41.1 |  |  |  | 239000 | 146000 | 163000 | 4840 | ND_10 | ND_20 | 25.718 | ND_3 | ND_1 | ND_100 | ND_1 | ND_0.1 | ND_2 | ND_0.03 | ND_1 | ND_0.1 | ND_0.2 | 3.803 | ND_5 | ND_1 | ND_0.5 | 3569.7 | ND_0.1 |  | ND_0.03 | ND_10 | 245000 | 150000 | 166000 | 5058 | 65.203 | 117 | 54.373 | ND_3 | 11.364 | ND_100 | ND_1 | ND_0.1 | 7.589 | ND_0.03 | 1.456 | 0.305 | ND_0.2 | 3.794 | ND_5 | 1.264 | ND_0.5 | 3684.5 | ND_0.1 |  | ND_0.03 | ND_10 | 2014 |  |  | ND | 256 | 4 |  | ND_0.013 |  |  |  | ND | 39.6 | >999 |  | 1197
201600801495388042438.3784722222 | 201600801 | State of Utah | GKM030816 | 4953880 | 332.8928 | Reference | San Juan River | 2016-03-09 09:05 |  | 8.03 | 2410 |  | 1270 | 220 | 43.4 |  |  |  | 254000 | 156000 | 167000 | 5040 | ND_10 | ND_20 | 18.556 | ND_3 | ND_1 | ND_100 | ND_1 | ND_0.1 | ND_2 | ND_0.03 | 1.193 | ND_0.1 | ND_0.2 | 3.021 | ND_5 | 1.968 | ND_0.5 | 3516.8 | ND_0.1 |  | ND_0.03 | ND_10 | 217000 | 133000 | 142000 | 4360 | 385.14 | 359 | 33.564 | ND_3 | 9.932 | ND_100 | ND_1 | ND_0.1 | 5.649 | ND_0.03 | 1.86 | 0.438 | ND_0.2 | 2.668 | ND_5 | ND_1 | ND_0.5 | 3188.1 | ND_0.1 |  | ND_0.03 | 20.192 | 2180 |  |  | ND | 268 | 5 |  | 0.219 |  |  |  | ND | 48.4 | >999
201601042495388042457.7361111111 | 201601042 | State of Utah | GKM032816 | 4953880 | 332.8928 | Reference | San Juan River | 2016-03-28 17:40 |  | 8.044 | 2370 |  | 1280 | 210 | 39.8 |  |  |  | 265000 | 159000 | 170000 | 5110 | ND_10 | ND_20 | 27.47 | ND_3 | ND_1 | ND_100 | ND_1 | ND_0.1 | ND_2 | ND_0.03 | ND_1 | ND_0.1 | ND_0.2 | 3.712 | ND_5 | ND_1 | ND_0.5 | 3650.7 | ND_0.1 |  | ND_0.03 | ND_10 | 263000 | 158000 | 168000 | 5210 | 102.57 | 179 | 54.991 | ND_3 | 10.883 | ND_100 | ND_1 | ND_0.1 | 9.423 | ND_0.03 | 1.724 | 0.438 | ND_0.2 | 3.347 | ND_5 | ND_1 | ND_0.5 | 3929.9 | ND_0.1 |  | ND_0.03 | ND_10 | 2154 |  |  | ND | 256 | 5 |  | 0.137 |  |  |  | ND | 42 | >999
201601343495388042472.5625 | 201601343 | State of Utah | GKM041116 | 4953880 | 332.8928 | Reference | San Juan River | 2016-04-12 13:30 |  | 8.1 | 2490 |  | 1360 | 207 | 46.5 |  |  |  | 213000 | 141000 | 171000 | 4240 | ND_10 | ND_20 | 46.705 | ND_3 | ND_1 | ND_100 | ND_1 | ND_0.1 | ND_2 | ND_0.03 | ND_1 | ND_0.1 | ND_0.2 | 5.355 | ND_5 | 1.682 | ND_0.5 | 4217.2 | ND_0.1 |  | ND_0.03 | ND_10 | 250000 | 169000 | 196000 | 5400 | 29.051 | 53.7 | 51.875 | ND_3 | ND_1 | ND_100 | ND_1 | ND_0.1 | ND_2 | ND_0.03 | 1.053 | 0.12 | ND_0.2 | 5.031 | ND_5 | 1.092 | ND_0.5 | 4031.6 | ND_0.1 |  | ND_0.03 | ND_10 | 2262 |  |  | ND | 252 | 4 |  | ND_0.013 |  |  |  | ND | 9.6 | >999 |  | 1111.6
201601511495388042486.4583333333 | 201601511 | State of Utah | GKM042516 | 4953880 | 332.8928 | Reference | San Juan River | 2016-04-26 11:00 |  | 8.1345 | 2560 |  | 1470 | 226 | 55.6 |  |  |  | 248000 | 176000 | 225000 | 5750 | ND_10 | ND_20 | 69.109 | ND_3 | ND_1 | ND_100 | ND_1 | ND_0.1 | ND_2 | ND_0.03 | 1.22 | ND_0.1 | ND_0.2 | 5.51 | ND_5 | ND_1 | ND_0.5 | 4570 | ND_0.1 |  | ND_0.03 | ND_10 | 244000 | 180000 | 228000 | 5630 | 15.659 | 38.3 | 69.925 | ND_3 | ND_1 | ND_100 | ND_1 | ND_0.1 | ND_2 | ND_0.03 | ND_1 | 0.129 | ND_0.2 | 5.576 | ND_5 | 1.39 | ND_0.5 | 4707.4 | ND_0.1 |  | ND_0.03 | ND_10 | 2340 |  |  | ND | 276 | 4 |  | ND_0.013 |  |  |  | ND | 24.4 | >999 |  | 1342.9
201601433495388042479.4861111111 | 201601433 | State of Utah | GKM041916 | 4953880 | 332.8928 | Reference | San Juan River | 2016-04-19 11:40 |  | 7.958 | 2730 |  | 1570 | 230 | 49.8 |  |  |  | 272000 | 181000 | 217000 | 5090 | ND_10 | ND_20 | 43.292 | ND_3 | ND_1 | ND_100 | ND_1 | ND_0.1 | ND_2 | ND_0.03 | 1.476 | 0.124 | ND_0.2 | 4.622 | ND_5 | 2.302 | ND_0.5 | 4339.8 | ND_0.1 |  | ND_0.03 | ND_10 | 277000 | 188000 | 222000 | 5320 | 115.85 | 144 | 77.368 | ND_3 | ND_1 | ND_100 | ND_1 | ND_0.1 | ND_2 | ND_0.03 | 1.483 | 0.567 | ND_0.2 | 4.381 | 5.054 | 1.906 | ND_0.5 | 4185.6 | ND_0.1 |  | ND_0.03 | ND_10 | 2562 |  |  | ND | 280 | 7 |  | 0.503 |  |  |  | ND | 34.8 | >999 |  | 1423.4
201602562495399042546.5833333333 | 201602562 | State of Utah | GKM062516 | 4953990 | 345.7193 | Main | San Juan River | 2016-06-25 14:00 |  | 7.4045 | 261 |  | 45.5 | 76 | 4.58 |  |  |  | 33300 | 5420 | 13200 | 1610 | 15.143 | ND_20 | ND_5 | ND_3 | ND_1 | ND_100 | ND_1 | ND_0.1 | ND_2 | ND_0.03 | ND_1 | ND_0.1 | ND_0.2 | ND_1 | ND_5 | ND_1 | ND_0.5 | 251.19 | ND_0.1 |  | ND_0.03 | ND_10 | 33600 | 5390 | 12700 | 1760 | 466.73 | 560 | 110.15 | ND_3 | 1.009 | ND_100 | ND_1 | ND_0.1 | ND_2 | ND_0.03 | 3.682 | 4.91 | ND_0.2 | ND_1 | ND_5 | ND_1 | ND_0.5 | 304.12 | ND_0.1 |  | ND_0.03 | 19.358 | 166 |  |  | ND | 92 | 23 |  | 0.166 |  |  |  | ND | 322.5 | >999 |  | 105.4
201602161495399042526.3958333333 | 201602161 | State of Utah | GKM060516 | 4953990 | 345.7193 | Main | San Juan River | 2016-06-05 09:30 |  | 7.3415 | 257 |  | 47.7 | 72 | 4.06 |  |  |  | 31500 | 5330 | 12300 | 1650 | 76.966 | 77.6 | 6.804 | ND_3 | ND_1 | ND_100 | ND_1 | ND_0.1 | ND_2 | ND_0.03 | 1.275 | 0.453 | ND_0.2 | ND_1 | ND_5 | ND_1 | ND_0.5 | 288.86 | ND_0.1 |  | ND_0.03 | ND_10 | 39000 | 6800 | 11800 | 2800 | 5163 | 6640 | 433.81 | ND_3 | 3.021 | 200.25 | ND_1 | 0.384 | 3.314 | ND_0.03 | 16.851 | 28.554 | ND_0.2 | ND_1 | ND_5 | ND_2.5 | ND_1.25 | 337.34 | ND_0.25 |  | ND_0.03 | 98.357 | 168 |  |  | ND | 88 | 32 |  | 0.17 |  |  |  | ND | 427 | >999 |  | 100.5
201602471495399042539.59375 | 201602471 | State of Utah | GKM061816 | 4953990 | 345.7193 | Main | San Juan River | 2016-06-18 14:15 |  | 7.399 | 262 |  | 49.3 | 74 | 4.28 |  |  |  | 33100 | 5370 | 12800 | 1600 | 47.025 | 57.8 | 5.73 | ND_3 | ND_1 | 227.13 | ND_1 | ND_0.1 | ND_2 | ND_0.03 | 1.915 | 0.462 | ND_0.2 | 1.01 | ND_5 | ND_1 | ND_0.5 | 293.21 | ND_0.1 |  | ND_0.03 | 27.519 | 37500 | 6370 | 12500 | 2220 | 2755.5 | 3390 | 186.68 | ND_3 | 1.649 | 147.53 | ND_1 | 0.159 | 2.142 | ND_0.03 | 6.304 | 12.178 | ND_0.2 | ND_1 | ND_5 | ND_1 | ND_0.5 | 317.71 | ND_0.1 |  | ND_0.03 | 35.601 | 172 |  |  | ND | 91 | 24 |  | 0.16 |  |  |  | ND | 405.3 | >999 |  | 104.7
201602396495399042534.4791666667 | 201602396 | State of Utah | GKM061316 | 4953990 | 345.7193 | Main | San Juan River | 2016-06-13 11:30 |  | 7.189 | 260 |  | 51 | 72 | 3.99 |  |  |  | 33200 | 5380 | 12400 | 1620 | 54.237 | 67.1 | 7.621 | ND_3 | ND_1 | ND_100 | ND_1 | ND_0.1 | ND_2 | ND_0.03 | 1.276 | 0.489 | ND_0.2 | ND_1 | ND_5 | ND_1 | ND_0.5 | 297.91 | ND_0.1 |  | ND_0.03 | ND_10 | 36900 | 6680 | 12200 | 3180 | 3431.7 | 4710 | 216.92 | ND_3 | 1.937 | 128.6 | ND_1 | 0.189 | 2.153 | ND_0.03 | 8.975 | 14.521 | ND_0.2 | ND_1 | ND_5 | ND_1 | ND_0.5 | 326.78 | 0.114 |  | ND_0.03 | 49.501 | 162 |  |  | ND | 88 | 45 |  | 0.146 |  |  |  | ND | 242.7 | >999 |  | 105
201602111495399042521.6354166667 | 201602111 | State of Utah | GKM053116 | 4953990 | 345.7193 | Main | San Juan River | 2016-05-31 15:15 |  | 7.5655 | 303 |  | 59.3 | 84 | 5.3 |  |  |  | 39100 | 6880 | 15700 | 1760 | 40.414 | 33.9 | ND_5 | ND_3 | ND_1 | ND_100 | ND_1 | ND_0.1 | ND_2 | ND_0.03 | 1.099 | 0.14 | ND_0.2 | ND_1 | ND_5 | ND_1 | ND_0.5 | 342.05 | ND_0.1 |  | ND_0.03 | ND_10 | 45300 | 8370 | 16300 | 2700 | 3501.2 | 4200 | 243.82 | ND_3 | 1.992 | 160.28 | ND_1 | ND_0.5 | 2.025 | ND_0.03 | 7.978 | 9.531 | ND_0.2 | ND_1 | ND_5 | ND_2.5 | ND_2.5 | 412.49 | ND_0.5 |  | ND_0.03 | ND_50 | 174 |  |  | ND | 103 | 13 |  | 0.219 |  |  |  | ND | 596 | >999 |  | 125.9
201601872495399042511.59375 | 201601872 | State of Utah | GKM052116 | 4953990 | 345.7193 | Main | San Juan River | 2016-05-21 14:15 |  | 7.388 | 358 |  | 82.1 | 92 | 6.58 |  |  |  | 45900 | 7460 | 22000 | 2130 | 29.354 | 46.5 | 7.766 | ND_3 | ND_1 | ND_100 | ND_1 | ND_0.1 | ND_2 | ND_0.03 | ND_1 | 0.121 | ND_0.2 | 1.381 | ND_5 | ND_1 | ND_0.5 | 476.68 | ND_0.1 |  | ND_0.03 | ND_10 | 82700 | 16900 | 21500 | 5990 | 21740 | 24200 | 782.17 | ND_3 | 5.532 | 500.27 | 1.769 | 0.557 | 13.926 | ND_0.03 | 36.573 | 31.445 | ND_0.2 | ND_1 | 16.819 | 2.885 | ND_0.25 | 701.42 | ND_0.5 |  | 37.49 | 145.37 | 240 |  |  | ND | 112 | 27 |  | 0.253 |  |  |  | ND | 2460 | >999 |  | 145.2
201601642495399042499.59375 | 201601642 | State of Utah | GKM050916 | 4953990 | 345.7193 | Main | San Juan River | 2016-05-09 14:15 |  | 7.576 | 380 |  | 101 | 93 | 8.39 |  |  |  | 52000 | 9510 | 20900 | 1900 | 45.93 | 29.2 | ND_5 | ND_3 | ND_1 | ND_100 | ND_1 | ND_0.1 | ND_2 | ND_0.03 | 1.129 | 0.136 | ND_0.2 | 1.347 | ND_5 | ND_1 | ND_0.5 | 586.98 | ND_0.1 |  | ND_0.03 | ND_10 | 82500 | 13100 | 20200 | 2500 | 3002.1 | 3980 | 901.06 | ND_3 | 3.003 | 160.56 | ND_1 | 1.091 | ND_2 | ND_0.03 | 30.46 | 29.724 | ND_0.2 | ND_1 | ND_5 | ND_1 | ND_0.5 | 714.01 | ND_0.1 |  | ND_0.03 | 216.71 | 270 |  |  | ND | 113 | 14 |  | 0.323 |  |  |  | ND | 1442 | >999 |  | 168.9
201601344495399042472.5416666667 | 201601344 | State of Utah | GKM041116 | 4953990 | 345.7193 | Main | San Juan River | 2016-04-12 13:00 |  | 7.5855 | 498 |  | 144 | 103 | 12.2 |  |  |  | 62900 | 12400 | 30600 | 2110 | 26.24 | ND_20 | ND_5 | ND_3 | ND_1 | ND_100 | ND_1 | ND_0.1 | ND_2 | ND_0.03 | 1.2 | ND_0.1 | ND_0.2 | 1.348 | ND_5 | ND_1 | ND_0.5 | 697.16 | ND_0.1 |  | ND_0.03 | ND_10 | 72700 | 13900 | 30900 | 2250 | 691.66 | 1410 | 275.21 | ND_3 | 1.303 | ND_100 | ND_1 | 0.341 | ND_2 | ND_0.03 | 10.677 | 9.264 | ND_0.2 | ND_1 | ND_5 | ND_1 | ND_0.5 | 738.9 | ND_0.1 |  | ND_0.03 | 60.243 | 322 |  |  | ND | 126 | 16 |  | 0.455 |  |  |  | ND | 333.3 | >999 |  | 208
201601512495399042486.4375 | 201601512 | State of Utah | GKM042516 | 4953990 | 345.7193 | Main | San Juan River | 2016-04-26 10:30 |  | 7.845 | 534 |  | 165 | 120 | 14.2 |  |  |  | 71800 | 14400 | 37000 | 2210 | 18.149 | ND_20 | ND_5 | ND_3 | ND_1 | ND_100 | ND_1 | ND_0.1 | ND_2 | ND_0.03 | 1.162 | ND_0.1 | ND_0.2 | 1.305 | ND_5 | ND_1 | ND_0.5 | 759.28 | ND_0.1 |  | ND_0.03 | ND_10 | 74300 | 15900 | 34200 | 3120 | 4533.9 | 5790 | 210.75 | ND_3 | 2.403 | 160.87 | ND_1 | 0.246 | 4.001 | ND_0.03 | 11.619 | 8.945 | ND_0.2 | 1.204 | 7.016 | ND_1 | ND_0.5 | 687.29 | ND_0.1 |  | ND_0.03 | 45.275 | 366 |  |  | ND | 147 | 8 |  | 0.298 |  |  |  | ND | 452 | >999 |  | 238.4
201601575495399042492.5416666667 | 201601575 | State of Utah | GKM050216 | 4953990 | 345.7193 | Main | San Juan River | 2016-05-02 13:00 |  | 7.939 | 553 |  | 169 | 119 | 13.7 |  |  |  | 73400 | 15800 | 38100 | 2140 | 16.746 | ND_20 | ND_5 | ND_3 | ND_1 | ND_100 | ND_1 | ND_0.1 | ND_2 | ND_0.03 | 1.136 | ND_0.1 | ND_0.2 | 1.13 | ND_5 | ND_1 | ND_0.5 | 760.47 | ND_0.1 |  | ND_0.03 | ND_10 | 80300 | 17600 | 37600 | 2910 | 3269.1 | 3730 | 154.28 | ND_3 | 1.788 | 138.91 | ND_1 | 0.14 | 2.264 | ND_0.03 | 6.841 | 5.763 | ND_0.2 | 1.121 | ND_5 | ND_1 | ND_0.5 | 847.16 | ND_0.1 |  | ND_0.03 | 29.431 | 388 |  |  | ND | 146 | 5 |  | 0.318 |  |  |  | ND | 354 | >999 |  | 248.1
201601434495399042479.4652777778 | 201601434 | State of Utah | GKM041916 | 4953990 | 345.7193 | Main | San Juan River | 2016-04-19 11:10 |  | 7.6235 | 560 |  | 179 | 108 | 13.8 |  |  |  | 69100 | 15700 | 39200 | 2010 | 50.859 | 29.7 | 8.229 | ND_3 | ND_1 | ND_100 | ND_1 | ND_0.1 | ND_2 | ND_0.03 | 1.457 | ND_0.1 | ND_0.2 | 1.3 | ND_5 | 1.411 | ND_0.5 | 752.62 | ND_0.1 |  | ND_0.03 | ND_10 | 77000 | 17300 | 37100 | 2700 | 1691.6 | 5520 | 403.26 | ND_3 | 1.864 | 148.41 | ND_1 | 0.385 | ND_2 | ND_0.03 | 11.606 | 11.732 | ND_0.2 | ND_1 | ND_5 | 1.206 | ND_0.5 | 750.89 | ND_0.1 |  | ND_0.03 | 63.768 | 404 |  |  | ND | 132 | 17 |  | 0.453 |  |  |  | ND | 44 | >999 |  | 237
201601708495399042505.4583333333 | 201601708 | State of Utah | GKM051516 | 4953990 | 345.7193 | Main | San Juan River | 2016-05-15 11:00 |  | 7.8205 | 563 |  | 180 | 107 | 10.9 |  |  |  | 68800 | 12100 | 44100 | 2070 | 92.895 | 74.8 | ND_5 | ND_3 | ND_1 | 296.88 | ND_1 | ND_0.1 | ND_2 | ND_0.03 | 2.912 | 0.241 | ND_0.2 | 1.275 | ND_5 | ND_1 | ND_0.5 | 694.75 | ND_0.1 |  | ND_0.03 | 18.487 | 105000 | 24700 | 40700 | 6610 | 39563 | 39200 | 1135.3 | ND_3 | 8.537 | 598.7 | 2.94 | 0.498 | 18.272 | ND_0.03 | 47.775 | 39.071 | ND_0.2 | ND_1 | 23.514 | 1.717 | ND_0.5 | 1032.7 | 0.506 |  | 40.247 | 798.84 | 404 |  |  | ND | 131 | 7 |  | 0.379 |  |  |  | ND | 1934 | >999 |  | 221.4
201600802495399042438.4166666667 | 201600802 | State of Utah | GKM030816 | 4953990 | 345.7193 | Main | San Juan River | 2016-03-09 10:00 |  | 7.9535 | 617 |  | 195 | 125 | 14.5 |  |  |  | 73900 | 17900 | 40100 | 2430 | 34.345 | ND_20 | ND_5 | ND_3 | ND_1 | ND_100 | ND_1 | ND_0.1 | ND_2 | ND_0.03 | ND_1 | ND_0.1 | ND_0.2 | 1.277 | ND_5 | ND_1 | ND_0.5 | 873.15 | ND_0.1 |  | ND_0.03 | ND_10 | 69100 | 17000 | 34800 | 2660 | 3198.4 | 3300 | 133.92 | ND_3 | 2.52 | 115.42 | ND_1 | 0.116 | 6.158 | ND_0.03 | 5.702 | 4.564 | ND_0.2 | 1.024 | ND_5 | ND_1 | ND_0.5 | 799.9 | ND_0.1 |  | ND_0.03 | 24.091 | 438 |  |  | ND | 152 | 4 |  | 0.509 |  |  |  | ND | 410 | >999
201601043495399042457.65625 | 201601043 | State of Utah | GKM032816 | 4953990 | 345.7193 | Main | San Juan River | 2016-03-28 15:45 |  | 8.068 | 602 |  | 197 | 118 | 15.2 |  |  |  | 75800 | 16900 | 40600 | 2220 | ND_10 | ND_20 | ND_5 | ND_3 | ND_1 | ND_100 | ND_1 | ND_0.1 | ND_2 | ND_0.03 | 1.015 | ND_0.1 | ND_0.2 | 1.288 | ND_5 | ND_1 | ND_0.5 | 810.05 | ND_0.1 |  | ND_0.03 | ND_10 | 72700 | 16400 | 38400 | 2210 | 210.51 | 315 | 41.023 | ND_3 | 10.07 | ND_100 | ND_1 | ND_0.1 | 8.549 | ND_0.03 | 3.304 | 1.463 | ND_0.2 | ND_1 | ND_5 | ND_1 | ND_0.5 | 850.15 | ND_0.1 |  | ND_0.03 | ND_10 | 410 |  |  | ND | 144 | 4 |  | 0.392 |  |  |  | ND | 27.6 | >999
201600927495399042451.4548611111 | 201600927 | State of Utah | GKM032116 | 4953990 | 345.7193 | Main | San Juan River | 2016-03-22 10:55 |  | 8.002 | 633 |  | 205 | 122 | 15.4 |  |  |  | 78400 | 18800 | 41600 | 2380 | ND_10 | ND_20 | ND_5 | ND_3 | ND_1 | ND_100 | ND_1 | ND_0.1 | ND_2 | ND_0.03 | ND_1 | ND_0.1 | ND_0.2 | 1.396 | ND_5 | ND_1 | ND_0.5 | 867.56 | ND_0.1 |  | ND_0.03 | ND_10 | 80300 | 19000 | 41200 | 2460 | 429.1 | 590 | 82.367 | ND_3 | 1.612 | ND_100 | ND_1 | ND_0.1 | 6.177 | ND_0.03 | 3.075 | 2.226 | ND_0.2 | ND_1 | ND_5 | ND_1 | ND_0.5 | 977.59 | ND_0.1 |  | ND_0.03 | ND_10 | 454 |  |  | ND | 149 | 4 |  | 0.302 |  |  |  | ND | 172 | >999
201600831495399042444.4166666667 | 201600831 | State of Utah | GKM031416 | 4953990 | 345.7193 | Main | San Juan River | 2016-03-15 10:00 |  | 7.5335 | 640 |  | 208 | 123 | 15.3 |  |  |  | 81200 | 19700 | 42000 | 2370 | ND_10 | ND_20 | ND_5 | ND_3 | ND_1 | ND_100 | ND_1 | ND_0.1 | ND_2 | ND_0.03 | ND_1 | ND_0.1 | ND_0.2 | 1.444 | ND_5 | ND_1 | ND_0.5 | 907.15 | ND_0.1 |  | ND_0.03 | ND_10 | 77600 | 19100 | 38200 | 2790 | 2223.7 | 2310 | 99.484 | ND_3 | ND_1 | 102.73 | ND_1 | ND_0.1 | 5.032 | ND_0.03 | 5.271 | 3.315 | ND_0.2 | 1.547 | ND_5 | ND_1 | ND_0.5 | 1045.7 | ND_0.1 |  | ND_0.03 | 15.892 | 452 |  |  | ND | 150 | 19 |  | 0.402 |  |  |  | ND | 171.3 | >999 |  | 283.6
201601178495399042464.5833333333 | 201601178 | State of Utah | GKM040416 | 4953990 | 345.7193 | Main | San Juan River | 2016-04-04 14:00 |  | 8.16 | 642 |  | 217 | 120 | 17.6 |  |  |  | 80100 | 18000 | 47500 | 2490 | ND_10 | ND_20 | ND_5 | ND_3 | ND_1 | ND_100 | ND_1 | ND_0.1 | ND_2 | ND_0.03 | 1.059 | ND_0.1 | ND_0.2 | 1.521 | ND_5 | ND_1 | ND_0.5 | 882.64 | ND_0.1 |  | ND_0.03 | ND_10 | 71800 | 16900 | 41900 | 2736 | 1424 | 1040 | 40.21 | ND_3 | ND_1 | ND_100 | ND_1 | ND_0.1 | 7.648 | ND_0.03 | 3.489 | 1.551 | ND_0.2 | 1.41 | ND_5 | ND_1 | ND_0.5 | 826.34 | ND_0.1 |  | ND_0.03 | ND_10 | 452 |  |  | ND | 146 | 3 |  | 0.309 |  |  |  | ND | 74.8 | >999 |  | 273.9
201600513495399042416.6770833333 | 201600513 | State of Utah | GKM021616 | 4953990 | 345.7193 | Main | San Juan River | 2016-02-16 16:15 |  | 7.603 | 705 |  | 227 | 127 | 16.5 |  |  |  | 76600 | 18300 | 72700 | 3460 | 231.21 | 109 | 8.837 | ND_3 | ND_1 | 161.68 | ND_1 | ND_0.1 | ND_2 | ND_0.03 | 3.464 | 0.346 | ND_0.2 | 1.742 | ND_5 | 1.43 | ND_0.5 | 765.94 | ND_0.1 |  | ND_0.03 | 18.143 | 116000 | 36400 | 61200 | 12200 | 81859 | 60100 | 1628.7 | ND_5 | 12.732 | 929 | 5.851 | ND_1 | 39.667 | 34.133 | 92.872 | 67.395 | ND_0.2 | ND_5 | 43.848 | 32.986 | ND_5 | 1403.2 | ND_1 |  | 80.201 | 222.92 | 574 |  |  | ND | 155 | 20 |  | 0.781 |  |  |  | ND | 5600 | >999 |  | 266.4
201600732495399042429.7291666667 | 201600732 | State of Utah | GKM022916 | 4953990 | 345.7193 | Main | San Juan River | 2016-02-29 17:30 |  | 7.897 | 664 |  | 227 | 130 | 14.8 |  |  |  | 80200 | 20300 | 46400 | 2790 | 22.441 | ND_20 | ND_5 | ND_3 | ND_1 | ND_100 | ND_1 | ND_0.1 | ND_2 | ND_0.03 | 1.436 | ND_0.1 | ND_0.2 | 1.392 | ND_5 | ND_1 | ND_0.5 | 850.14 | ND_0.1 |  | ND_0.03 | ND_10 | 76500 | 19900 | 42000 | 3620 | 3440.8 | 3360 | 142.45 | ND_3 | 1.558 | 122.99 | ND_1 | 0.105 | 5.692 | ND_0.03 | 6.129 | 4.503 | ND_0.2 | 1.097 | ND_5 | 1.089 | ND_0.5 | 992.46 | ND_0.1 |  | ND_0.03 | 22.654 | 488 |  |  | ND | 158 | 6 |  | 0.621 |  |  |  | ND | 22.8 | >999 |  | 283.6
201600688495399042423.75 | 201600688 | State of Utah | GKM022216 | 4953990 | 345.7193 | Main | San Juan River | 2016-02-23 18:00 |  | 7.662 | 704 |  | 239 | 133 | 14.8 |  |  |  | 81440 | 21280 | 52530 | 3544 | 18.543 | ND_20 | ND_5 | 3.458 | ND_1 | ND_100 | ND_1 | ND_0.1 | ND_2 | ND_0.03 | 1.749 | 0.163 | ND_0.2 | 1.844 | ND_5 | 1.622 | ND_0.5 | 956.71 | ND_0.1 |  | ND_0.03 | ND_10 | 102000 | 24300 | 49600 | 3200 | 1703.3 | 1490 | 496.18 | ND_3 | 1.782 | 136.23 | 1.121 | 0.315 | 3.383 | ND_0.03 | 13.017 | 9.065 | ND_0.2 | ND_1 | 5.278 | 1.34 | ND_0.5 | 1108.2 | ND_0.1 |  | ND_0.03 | 36.409 | 508 |  |  | ND | 163 | 21 |  | 0.626 |  |  |  | ND | ND_4 | >999 |  | 290.7
02-07_20150812_RS02SANJUANR0742228.5138888889 | 02-07_20150812_RS | NNEPA | 0 | 02SANJUANR07 | 345.7997 | Main | San Juan River | 2015-08-12 12:20 |  |  |  |  | 120 | 100 | 8.9 |  |  | 0.33 | [33 empty] | ND_0.2 | 18 | 480 | 3 | 0.93 | 15 |  | 35 | 30 | 0.095 |  | 10 | 3.4 | ND_0.7 |  | 1 | 6.4 |  | 97 |  |  |  | ND_6 | 100 | [6 empty] | ND_6 | 2100 |  |  |  | ND_0.0035 |  | 71
201601870495356042511.5729166667 | 201601870 | State of Utah | GKM052116 | 4953560 | 348.2299 | Reference | San Juan River | 2016-05-21 13:45 |  | 8.244 | 1226 |  | 241 | 212 | 147 |  |  |  | 59700 | 17700 | 203000 | 7190 | 68.792 | 39.4 | 7.012 | ND_3 | 3.855 | 183.79 | ND_1 | ND_0.1 | ND_2 | ND_0.03 | 2.97 | ND_0.1 | ND_0.2 | 6.153 | ND_5 | 1.031 | ND_0.5 | 2101.8 | ND_0.1 |  | ND_0.03 | ND_10 | 149000 | 42500 | 198000 | 18500 | 58196 | 33100 | 1046.7 | ND_3 | 13.031 | 1334.7 | 3.618 | ND_0.5 | 25.057 | ND_0.03 | 31.745 | 37.833 | ND_0.2 | 1.047 | 26.684 | 5.123 | ND_0.25 | 3154 | 0.538 |  | 57.699 | 102.83 | 790 |  |  | ND | 258 | 3 |  | 0.463 |  |  |  | ND | 3184 | >999 |  | 221.8
201602109495356042521.6145833333 | 201602109 | State of Utah | GKM053116 | 4953560 | 348.2299 | Reference | San Juan River | 2016-05-31 14:45 |  | 8.379 | 2330 |  | 441 | 261 | 344 |  |  |  | 77400 | 39900 | 419000 | 11300 | ND_10 | ND_20 | ND_5 | ND_3 | 3.531 | 216.68 | ND_1 | ND_0.1 | ND_2 | ND_0.03 | 4.025 | ND_0.1 | ND_0.2 | 10.694 | ND_5 | 3.31 | ND_0.5 | 3546.9 | ND_0.1 |  | ND_0.03 | ND_10 | 77200 | 41600 | 413000 | 11800 | 550.28 | 274 | 10.889 | ND_3 | 3.6 | 216.99 | ND_1 | ND_0.5 | ND_2 | ND_0.03 | ND_5 | ND_0.5 | ND_0.2 | 10.362 | ND_5 | 3.086 | ND_2.5 | 3520.7 | ND_0.5 |  | ND_0.03 | ND_50 | 1528 |  |  | 7 | 304 | 2 |  | ND_0.013 |  |  |  | ND | 32 | >999 |  | 357.3
201600800495356042438.4027777778 | 201600800 | State of Utah | GKM030816 | 4953560 | 348.2299 | Reference | San Juan River | 2016-03-09 09:40 |  | 8.1755 | 2570 |  | 789 | 284 | 254 |  |  |  | 134000 | 84700 | 370000 | 7470 | 12.155 | ND_20 | 9.933 | ND_3 | 2.503 | 125.73 | ND_1 | ND_0.1 | ND_2 | ND_0.03 | 2.774 | ND_0.1 | ND_0.2 | 5.447 | ND_5 | 3.464 | ND_0.5 | 4355.4 | ND_0.1 |  | ND_0.03 | ND_10 | 123000 | 79700 | 338000 | 7030 | 1459.3 | 682 | 28.257 | ND_3 | 2.091 | 126.4 | ND_1 | ND_0.1 | 5.384 | ND_0.03 | 3.319 | 0.715 | ND_0.2 | 4.394 | ND_5 | 2.518 | ND_0.5 | 4493.2 | ND_0.1 |  | ND_0.03 | ND_10 | 1940 |  |  | ND | 346 | 4 |  | ND_0.013 |  |  |  | ND | 82 | >999
201600689495356042423.7708333333 | 201600689 | State of Utah | GKM022216 | 4953560 | 348.2299 | Reference | San Juan River | 2016-02-23 18:30 |  | 8.289 | 2020 |  | 814 | 271 | 126 |  |  |  | 157000 | 98900 | 217000 | 6290 | ND_10 | ND_20 | ND_5 | ND_3 | 2.902 | 106.28 | ND_1 | ND_0.1 | ND_2 | ND_0.03 | 2.884 | ND_0.1 | ND_0.2 | 3.571 | ND_5 | 3.602 | ND_0.5 | 4272.8 | ND_0.1 |  | ND_0.03 | ND_10 | 162000 | 96700 | 207000 | 6510 | 1823 | 843 | 198.57 | ND_3 | 3.433 | 149.79 | ND_1 | ND_0.1 | 3.678 | ND_0.03 | 5.277 | 3.647 | ND_0.2 | 1.688 | ND_5 | 3.133 | ND_0.5 | 4575.9 | ND_0.1 |  | ND_0.03 | ND_10 | 1648 |  |  | ND | 330 | 4 |  | 0.247 |  |  |  | ND | ND_4 | >999 |  | 798.6
201600829495356042444.4305555556 | 201600829 | State of Utah | GKM031416 | 4953560 | 348.2299 | Reference | San Juan River | 2016-03-15 10:20 |  | 8.1915 | 3040 |  | 822 | 300 | 412 |  |  |  | 139000 | 78500 | 512700 | 8450 | ND_10 | ND_20 | 58.616 | ND_3 | 2.384 | 127.45 | ND_1 | ND_0.1 | ND_2 | ND_0.03 | 1.945 | ND_0.1 | ND_0.2 | 5.873 | ND_5 | ND_1 | ND_0.5 | 5642.6 | ND_0.1 |  | ND_0.03 | ND_10 | 139000 | 79600 | 463000 | 8530 | 77.257 | 50.8 | 62.737 | ND_3 | 2.224 | 123.93 | ND_1 | ND_0.1 | 4.119 | ND_0.03 | 2.846 | ND_0.1 | ND_0.2 | 5.99 | ND_5 | 1.202 | ND_0.5 | 5652.2 | ND_0.1 |  | ND_0.03 | ND_10 | 2232 |  |  | ND | 366 | 4 |  | 0.0172 |  |  |  | ND | 10.8 | >999 |  | 669.8
201600730495356042429.7361111111 | 201600730 | State of Utah | GKM022916 | 4953560 | 348.2299 | Reference | San Juan River | 2016-02-29 17:40 |  | 8.198 | 2690 |  | 960 | 285 | 248 |  |  |  | 164000 | 116000 | 366000 | 8740 | ND_10 | ND_20 | 6.329 | ND_3 | 3.082 | 242.06 | ND_1 | ND_0.1 | ND_2 | ND_0.03 | 3.89 | ND_0.1 | ND_0.2 | 4.756 | ND_5 | 4.079 | ND_0.5 | 4773.9 | ND_0.1 |  | ND_0.03 | ND_10 | 152000 | 105000 | 335000 | 8660 | 1077.9 | 561 | 34.15 | ND_3 | 3.055 | 173.33 | ND_1 | ND_0.1 | 4.334 | ND_0.03 | 4.022 | 1.022 | ND_0.2 | 3.785 | ND_5 | 3.453 | ND_0.5 | 4550.8 | ND_0.1 |  | ND_0.03 | ND_10 | 2146 |  |  | ND | 348 | 4 |  | 0.0739 |  |  |  | ND | 22.8 | >999 |  | 886.5
201602158495325042526.3506944444 | 201602158 | State of Utah | GKM060516 | 4953250 | 377.0532 | Main | San Juan River | 2016-06-05 08:25 |  | 7.2845 | 258 |  | 45 | 72 | 3.74 |  |  |  | 30900 | 5240 | 12200 | 1680 | 62.87 | 60.1 | ND_5 | ND_3 | ND_1 | ND_100 | ND_1 | ND_0.1 | ND_2 | ND_0.03 | 1.324 | 0.388 | ND_0.2 | ND_1 | ND_5 | ND_1 | ND_0.5 | 300.74 | ND_0.1 |  | ND_0.03 | ND_10 | 40000 | 7100 | 11500 | 3040 | 6370 | 8250 | 635.4 | ND_3 | 3.967 | 212.94 | ND_1 | 0.473 | 4.039 | ND_0.03 | 22.119 | 47.606 | ND_0.2 | 1.024 | 5.77 | ND_2.5 | ND_1.25 | 342.56 | ND_0.25 |  | ND_0.03 | 131.84 | 166 |  |  | ND | 88 | 43 |  | 0.159 |  |  |  | ND | 410 | >999 |  | 98.7
201602559495325042546.5416666667 | 201602559 | State of Utah | GKM062516 | 4953250 | 377.0532 | Main | San Juan River | 2016-06-25 13:00 |  | 7.3605 | 264 |  | 48.1 | 75 | 4.24 |  |  |  | 33400 | 5450 | 13300 | 1620 | 15.017 | ND_20 | ND_5 | ND_3 | ND_1 | ND_100 | ND_1 | ND_0.1 | ND_2 | ND_0.03 | ND_1 | ND_0.1 | ND_0.2 | ND_1 | ND_5 | ND_1 | ND_0.5 | 303.38 | ND_0.1 |  | ND_0.03 | ND_10 | 36100 | 6110 | 13100 | 2280 | 2324.7 | 2560 | 154.21 | ND_3 | 1.675 | 149.7 | ND_1 | 0.124 | ND_2 | ND_0.03 | 5.311 | 7.666 | ND_0.2 | 1.063 | ND_5 | ND_1 | ND_0.5 | 299.74 | ND_0.1 |  | ND_0.03 | 27.512 | 170 |  |  | ND | 91 | 28 |  | 0.128 |  |  |  | ND | 302 | >999 |  | 105.8
201602393495325042534.4375 | 201602393 | State of Utah | GKM061316 | 4953250 | 377.0532 | Main | San Juan River | 2016-06-13 10:30 |  | 7.2095 | 278 |  | 48.8 | 72 | 4.15 |  |  |  | 33300 | 5330 | 13000 | 1800 | 68.43 | 84.1 | 6.798 | ND_3 | ND_1 | ND_100 | ND_1 | ND_0.1 | ND_2 | ND_0.03 | 1.15 | 0.582 | ND_0.2 | 1.026 | ND_5 | ND_1 | ND_0.5 | 305.53 | 0.157 |  | ND_0.03 | ND_10 | 39100 | 7000 | 13000 | 3570 | 3712.7 | 5320 | 230.74 | ND_3 | 2.051 | 152.06 | ND_1 | 0.177 | 2.443 | ND_0.03 | 10.023 | 15.758 | ND_0.2 | ND_1 | ND_5 | ND_1 | ND_0.5 | 346.65 | 0.155 |  | ND_0.03 | 50.483 | 166 |  |  | ND | 88 | 37 |  | 0.139 |  |  |  | ND | 262 | >999 |  | 105
201602468495325042539.5729166667 | 201602468 | State of Utah | GKM061816 | 4953250 | 377.0532 | Main | San Juan River | 2016-06-18 13:45 |  | 7.376 | 257 |  | 49.1 | 73 | 4.08 |  |  |  | 32100 | 5220 | 12500 | 1630 | 41.012 | 39.2 | ND_5 | ND_3 | ND_1 | ND_100 | ND_1 | ND_0.1 | ND_2 | ND_0.03 | ND_1 | 0.288 | ND_0.2 | ND_1 | ND_5 | ND_1 | ND_0.5 | 301.8 | ND_0.1 |  | ND_0.03 | ND_10 | 37400 | 6390 | 12800 | 2400 | 3463.6 | 3950 | 190.23 | ND_3 | 1.92 | 165.5 | ND_1 | 0.155 | 2.734 | ND_0.03 | 6.65 | 10.983 | ND_0.2 | 1.023 | ND_5 | ND_1 | ND_0.5 | 268.53 | 0.14 |  | ND_0.03 | 35.963 | 174 |  |  | ND | 89 | 25 |  | 0.145 |  |  |  | ND | 458.7 | >999 |  | 101.6
201602560495325042546.5451388889 | 201602560 | State of Utah | GKM062516 | 4953250 | 377.0532 | Main | San Juan River | 2016-06-25 13:05 |  | 7.398 | 262 |  | 49.5 | 76 | 4.34 |  |  |  | 33200 | 5410 | 13200 | 1590 | 14.681 | ND_20 | ND_5 | ND_3 | ND_1 | ND_100 | ND_1 | ND_0.1 | ND_2 | ND_0.03 | ND_1 | ND_0.1 | ND_0.2 | ND_1 | ND_5 | ND_1 | ND_0.5 | 299.47 | ND_0.1 |  | ND_0.03 | ND_10 | 36100 | 6170 | 13200 | 2360 | 3290.7 | 2790 | 151.09 | ND_3 | 1.706 | 146.66 | ND_1 | 0.112 | ND_2 | ND_0.03 | 5.159 | 7.663 | ND_0.2 | 1.073 | ND_5 | ND_1 | ND_0.5 | 289.49 | ND_0.1 |  | ND_0.03 | 27.464 | 170 |  |  | ND | 93 | 24 |  | 0.132 |  |  |  | ND | 348.5 | >999 |  | 105.1
201602107495325042521.5833333333 | 201602107 | State of Utah | GKM053116 | 4953250 | 377.0532 | Main | San Juan River | 2016-05-31 14:00 |  | 7.4455 | 305 |  | 59.4 | 85 | 5.64 |  |  |  | 39200 | 6890 | 15400 | 1810 | 34.818 | 25.5 | ND_5 | ND_3 | ND_1 | ND_100 | ND_1 | ND_0.1 | ND_2 | ND_0.03 | 1.067 | 0.108 | ND_0.2 | ND_1 | ND_5 | ND_1 | ND_0.5 | 374.52 | ND_0.1 |  | ND_0.03 | ND_10 | 93600 | 17400 | 31000 | 5910 | 4624.3 | 10800 | 539.43 | ND_3 | 4.751 | 377.14 | ND_1 | ND_0.5 | 5.578 | ND_0.03 | 18.165 | 20.534 | ND_0.2 | 1.649 | 8.662 | ND_2.5 | ND_2.5 | 422.78 | ND_0.5 |  | ND_0.03 | 91.751 | 208 |  |  | ND | 104 | 22 |  | 0.188 |  |  |  | ND | 668 | >999 |  | 126.2
201601868495325042511.5520833333 | 201601868 | State of Utah | GKM052116 | 4953250 | 377.0532 | Main | San Juan River | 2016-05-21 13:15 |  | 7.3065 | 363 |  | 81.5 | 90 | 6.71 |  |  |  | 45100 | 7590 | 23600 | 2040 | 25.416 | 44.8 | ND_5 | ND_3 | 1.004 | ND_100 | ND_1 | ND_0.1 | ND_2 | ND_0.03 | ND_1 | 0.115 | ND_0.2 | 1.47 | ND_5 | ND_1 | ND_0.5 | 466.44 | ND_0.1 |  | ND_0.03 | ND_10 | 90100 | 20000 | 22900 | 7590 | 32813 | 35100 | 1067.7 | ND_3 | 6.905 | 678.67 | 2.269 | 0.711 | 20.663 | ND_0.03 | 52.617 | 41.977 | ND_0.2 | ND_1 | 23.621 | 4.177 | ND_0.25 | 763.88 | 0.614 |  | 55.027 | 192.21 | 244 |  |  | ND | 110 | 37 |  | 0.24 |  |  |  | ND | 2344 | >999 |  | 143.8
201601639495325042499.6145833333 | 201601639 | State of Utah | GKM050916 | 4953250 | 377.0532 | Main | San Juan River | 2016-05-09 14:45 |  | 7.5725 | 391 |  | 102 | 96 | 8.45 |  |  |  | 53000 | 9710 | 22000 | 2050 | 35.055 | ND_20 | ND_5 | ND_3 | ND_1 | ND_100 | ND_1 | ND_0.1 | ND_2 | ND_0.03 | 1.044 | ND_0.1 | ND_0.2 | 1.437 | ND_5 | ND_1 | ND_0.5 | 605.13 | ND_0.1 |  | ND_0.03 | ND_10 | 83800 | 16800 | 19500 | 5040 | 17997 | 20700 | 1006.1 | ND_3 | 5.641 | 369.37 | 1.267 | 1.164 | 10.756 | ND_0.03 | 39.287 | 47.018 | ND_0.2 | ND_1 | 12.714 | 1.133 | ND_0.5 | 731.66 | 0.23 |  | ND_0.03 | 225.37 | 260 |  |  | ND | 117 | 15 |  | 0.347 |  |  |  | ND | 1782 | >999 |  | 172.2
201601705495325042505.4270833333 | 201601705 | State of Utah | GKM051516 | 4953250 | 377.0532 | Main | San Juan River | 2016-05-15 10:15 |  | 7.292 | 440 |  | 108 | 107 | 9.75 |  |  |  | 56600 | 10500 | 23100 | 1810 | 32.045 | 29.2 | ND_5 | ND_3 | ND_1 | 172.58 | ND_1 | ND_0.1 | ND_2 | ND_0.03 | 1.857 | 0.134 | ND_0.2 | 1.134 | ND_5 | ND_1 | ND_0.5 | 592.91 | ND_0.1 |  | ND_0.03 | 18.879 | 72500 | 14300 | 22100 | 3280 | 7335.6 | 10000 | 421.11 | ND_3 | 3.197 | 213.05 | ND_1 | 0.364 | 5.13 | ND_0.03 | 15.421 | 16.316 | ND_0.2 | ND_1 | 7.586 | ND_1 | ND_0.5 | 673.84 | 0.157 |  | ND_0.03 | 72.899 | 296 |  |  | ND | 130 | 78 |  | 0.291 |  |  |  | ND | 949 | >999 |  | 184.4
201601341495325042472.4375 | 201601341 | State of Utah | GKM041116 | 4953250 | 377.0532 | Main | San Juan River | 2016-04-12 10:30 |  | 7.556 | 495 |  | 137 | 104 | 11.5 |  |  |  | 62000 | 12500 | 31300 | 2010 | 18.208 | ND_20 | ND_5 | ND_3 | ND_1 | ND_100 | ND_1 | ND_0.1 | ND_2 | ND_0.03 | 1.241 | ND_0.1 | ND_0.2 | 1.385 | ND_5 | ND_1 | ND_0.5 | 709.48 | ND_0.1 |  | ND_0.03 | ND_10 | 78000 | 14600 | 30800 | 2350 | 777.07 | 1490 | 371.79 | ND_3 | 1.704 | 105.67 | ND_1 | 0.397 | ND_2 | ND_0.03 | 12.291 | 10.131 | ND_0.2 | ND_1 | ND_5 | ND_1 | ND_0.5 | 801.48 | ND_0.1 |  | ND_0.03 | 68.986 | 324 |  |  | ND | 126 | 16 |  | 0.45 |  |  |  | ND | 27.6 | >999 |  | 206.1
201601572495325042492.5 | 201601572 | State of Utah | GKM050216 | 4953250 | 377.0532 | Main | San Juan River | 2016-05-02 12:00 |  | 8.01 | 560 |  | 166 | 123 | 14.8 |  |  |  | 73100 | 15200 | 38600 | 2140 | 15.893 | ND_20 | ND_5 | ND_3 | ND_1 | ND_100 | ND_1 | ND_0.1 | ND_2 | ND_0.03 | 1.186 | ND_0.1 | ND_0.2 | 1.176 | ND_5 | ND_1 | ND_0.5 | 771.37 | ND_0.1 |  | ND_0.03 | ND_10 | 77500 | 16600 | 38400 | 2730 | 2068.5 | 2660 | 97.233 | ND_3 | 1.564 | 109.98 | ND_1 | ND_0.1 | ND_2 | ND_0.03 | 5.148 | 4.018 | ND_0.2 | 1.103 | ND_5 | ND_1 | ND_0.5 | 770.94 | ND_0.1 |  | ND_0.03 | 21.45 | 392 |  |  | ND | 149 | 4 |  | 0.313 |  |  |  | ND | 358 | >999 |  | 244.9
201601431495325042479.4284722222 | 201601431 | State of Utah | GKM041916 | 4953250 | 377.0532 | Main | San Juan River | 2016-04-19 10:17 |  | 7.612 | 541 |  | 170 | 107 | 12.8 |  |  |  | 67900 | 14500 | 37400 | 2060 | 15.976 | ND_20 | ND_5 | ND_3 | ND_1 | ND_100 | ND_1 | ND_0.1 | ND_2 | ND_0.03 | 1.252 | ND_0.1 | ND_0.2 | 1.202 | ND_5 | ND_1 | ND_0.5 | 770.64 | ND_0.1 |  | ND_0.03 | ND_10 | 71900 | 16100 | 35100 | 2640 | 1002.6 | 5820 | 266.1 | ND_3 | 1.244 | 116.38 | ND_1 | 0.303 | ND_2 | ND_0.03 | 9.802 | 9.663 | ND_0.2 | ND_1 | ND_5 | ND_1 | ND_0.5 | 771.72 | 0.105 |  | ND_0.03 | 53.915 | 368 |  |  | ND | 131 | 17 |  | 0.447 |  |  |  | ND | 11.6 | >999 |  | 229.1
201601510495325042486.4201388889 | 201601510 | State of Utah | GKM042516 | 4953250 | 377.0532 | Main | San Juan River | 2016-04-26 10:05 |  | 7.658 | 572 |  | 183 | 127 | 15.9 |  |  |  | 74200 | 15200 | 40900 | 2320 | 15.344 | ND_20 | ND_5 | ND_3 | ND_1 | ND_100 | ND_1 | ND_0.1 | ND_2 | ND_0.03 | 1.156 | ND_0.1 | ND_0.2 | 1.388 | ND_5 | ND_1 | ND_0.5 | 805.11 | ND_0.1 |  | ND_0.03 | ND_10 | 85700 | 17100 | 41500 | 2390 | 706.83 | 1170 | 151.52 | ND_3 | 1.362 | ND_100 | ND_1 | 0.121 | ND_2 | ND_0.03 | 6.276 | 5.034 | ND_0.2 | ND_1 | ND_5 | ND_1 | ND_0.5 | 761.76 | ND_0.1 |  | ND_0.03 | 23.017 | 402 |  |  | ND | 154 | 19 |  | 0.353 |  |  |  | ND | 559 | >999 |  | 247.7
201601509495325042486.4166666667 | 201601509 | State of Utah | GKM042516 | 4953250 | 377.0532 | Main | San Juan River | 2016-04-26 10:00 |  | 7.7505 | 573 |  | 185 | 125 | 16.3 |  |  |  | 74400 | 15200 | 40800 | 2310 | 12.709 | ND_20 | ND_5 | ND_3 | ND_1 | ND_100 | ND_1 | ND_0.1 | ND_2 | ND_0.03 | 1.187 | ND_0.1 | ND_0.2 | 1.419 | ND_5 | ND_1 | ND_0.5 | 748.09 | ND_0.1 |  | ND_0.03 | ND_10 | 86000 | 17300 | 41300 | 2400 | 734.71 | 1210 | 151.52 | ND_3 | 1.375 | ND_100 | ND_1 | 0.15 | ND_2 | ND_0.03 | 6.381 | 5.155 | ND_0.2 | ND_1 | ND_5 | ND_1 | ND_0.5 | 692.94 | ND_0.1 |  | ND_0.03 | 23.249 | 414 |  |  | ND | 152 | 12 |  | 0.355 |  |  |  | ND | 528 | >999 |  | 248.2
201600798495325042438.5069444444 | 201600798 | State of Utah | GKM030816 | 4953250 | 377.0532 | Main | San Juan River | 2016-03-09 12:10 |  | 7.8785 | 623 |  | 201 | 121 | 14.9 |  |  |  | 73100 | 17900 | 40600 | 2430 | 10.04 | ND_20 | ND_5 | ND_3 | ND_1 | ND_100 | ND_1 | ND_0.1 | ND_2 | ND_0.03 | 1.02 | ND_0.1 | ND_0.2 | 1.328 | ND_5 | ND_1 | ND_0.5 | 883.52 | ND_0.1 |  | ND_0.03 | ND_10 | 72400 | 17600 | 35500 | 2910 | 3731 | 3920 | 196.4 | ND_3 | 7.103 | 158.73 | ND_1 | 0.152 | 8.181 | ND_0.03 | 7.739 | 6.419 | ND_0.2 | 1.171 | ND_5 | ND_1 | ND_0.5 | 823.7 | ND_0.1 |  | ND_0.03 | 30.673 | 434 |  |  | ND | 148 | 6 |  | 0.462 |  |  |  | ND | 456.7 | >999
201601040495325042458.4097222222 | 201601040 | State of Utah | GKM032816 | 4953250 | 377.0532 | Main | San Juan River | 2016-03-29 09:50 |  | 7.907 | 614 |  | 203 | 118 | 16 |  |  |  | 76800 | 17700 | 41800 | 2230 | 16.101 | ND_20 | ND_5 | ND_3 | ND_1 | ND_100 | ND_1 | ND_0.1 | ND_2 | ND_0.03 | ND_1 | ND_0.1 | ND_0.2 | 1.368 | ND_5 | ND_1 | ND_0.5 | 852.96 | ND_0.1 |  | ND_0.03 | ND_10 | 78100 | 18300 | 41600 | 2660 | 1974.7 | 1610 | 55.295 | ND_3 | 1.038 | ND_100 | ND_1 | ND_0.1 | 8.112 | ND_0.03 | 3.231 | 1.949 | ND_0.2 | 1.362 | ND_5 | ND_1 | ND_0.5 | 868.12 | ND_0.1 |  | ND_0.03 | ND_10 | 416 |  |  | ND | 144 | 6 |  | 0.384 |  |  |  | ND | 60.4 | >999
201600827495325042444.4583333333 | 201600827 | State of Utah | GKM031416 | 4953250 | 377.0532 | Main | San Juan River | 2016-03-15 11:00 |  | 7.939 | 655 |  | 214 | 126 | 15.9 |  |  |  | 82900 | 20300 | 48600 | 2620 | ND_10 | ND_20 | ND_5 | ND_3 | ND_1 | ND_100 | ND_1 | ND_0.1 | ND_2 | ND_0.03 | ND_1 | ND_0.1 | ND_0.2 | 1.465 | ND_5 | ND_1 | ND_0.5 | 916.94 | ND_0.1 |  | ND_0.03 | ND_10 | 76800 | 19400 | 39200 | 2720 | 1899.9 | 1950 | 76.986 | ND_3 | 1.809 | ND_100 | ND_1 | ND_0.1 | 5.231 | ND_0.03 | 4.503 | 2.773 | ND_0.2 | 1.449 | ND_5 | ND_1 | ND_0.5 | 912.88 | ND_0.1 |  | ND_0.03 | 12.084 | 466 |  |  | ND | 154 | 5 |  | 0.457 |  |  |  | ND | 351.2 | >999 |  | 290.4
201600928495325042451.4861111111 | 201600928 | State of Utah | GKM032116 | 4953250 | 377.0532 | Main | San Juan River | 2016-03-22 11:40 |  | 7.9985 | 650 |  | 214 | 123 | 16.6 |  |  |  | 79600 | 19300 | 43100 | 2360 | 10.061 | ND_20 | ND_5 | ND_3 | ND_1 | ND_100 | ND_1 | ND_0.1 | ND_2 | ND_0.03 | ND_1 | ND_0.1 | ND_0.2 | 1.413 | ND_5 | ND_1 | ND_0.5 | 908.02 | ND_0.1 |  | ND_0.03 | ND_10 | 82100 | 19800 | 42600 | 2450 | 545.4 | 679 | 87.586 | ND_3 | 1.051 | ND_100 | ND_1 | ND_0.1 | 5.505 | ND_0.03 | 3.341 | 2.28 | ND_0.2 | ND_1 | ND_5 | ND_1 | ND_0.5 | 947.09 | ND_0.1 |  | ND_0.03 | ND_10 | 466 |  |  | ND | 149 | 4 |  | 0.39 |  |  |  | ND | 176 | >999
201601175495325042464.6111111111 | 201601175 | State of Utah | GKM040416 | 4953250 | 377.0532 | Main | San Juan River | 2016-04-04 14:40 |  | 8.038 | 660 |  | 220 | 120 | 18.5 |  |  |  | 79300 | 18700 | 50100 | 2480 | 14.619 | ND_20 | ND_5 | ND_3 | ND_1 | ND_100 | ND_1 | ND_0.1 | ND_2 | ND_0.03 | 1.049 | ND_0.1 | ND_0.2 | 1.478 | ND_5 | ND_1 | ND_0.5 | 824.64 | ND_0.1 |  | ND_0.03 | ND_10 | 81900 | 18700 | 49200 | 2725 | 294.73 | 338 | 73.42 | ND_3 | ND_1 | ND_100 | ND_1 | ND_0.1 | ND_2 | ND_0.03 | 2.948 | 1.94 | ND_0.2 | 1.248 | ND_5 | ND_1 | ND_0.5 | 838.77 | ND_0.1 |  | ND_0.03 | ND_10 | 456 |  |  | ND | 146 | 4 |  | 0.419 |  |  |  | ND | 110 | >999 |  | 274.8
201600729495325042430.34375 | 201600729 | State of Utah | GKM022916 | 4953250 | 377.0532 | Main | San Juan River | 2016-03-01 08:15 |  | 7.8445 | 669 |  | 223 | 132 | 14.7 |  |  |  | 80000 | 20700 | 47000 | 2720 | 60.127 | 44.2 | ND_5 | ND_3 | ND_1 | ND_100 | ND_1 | ND_0.1 | ND_2 | ND_0.03 | 1.306 | ND_0.1 | ND_0.2 | 1.408 | ND_5 | 1.281 | ND_0.5 | 917.48 | ND_0.1 |  | ND_0.03 | ND_10 | 80500 | 20500 | 42400 | 3440 | 3320.9 | 3080 | 198.82 | ND_3 | 1.207 | 122.51 | ND_1 | 0.135 | 4.341 | ND_0.03 | 6.577 | 5.148 | ND_0.2 | 1.031 | ND_5 | ND_1 | ND_0.5 | 1054.6 | ND_0.1 |  | ND_0.03 | 25.455 | 476 |  |  | ND | 161 | 8 |  | 0.585 |  |  |  | ND | 34.8 | >999 |  | 284.8
201600512495325042416.7083333333 | 201600512 | State of Utah | GKM021616 | 4953250 | 377.0532 | Main | San Juan River | 2016-02-16 17:00 |  | 7.5955 | 718 |  | 229 | 127 | 17.1 |  |  |  | 77700 | 18800 | 70700 | 3330 | 128.53 | 71.7 | ND_5 | ND_3 | 1.021 | 104.75 | ND_1 | ND_0.1 | ND_2 | ND_0.03 | 2.669 | 0.174 | ND_0.2 | 1.699 | ND_5 | 1.465 | ND_0.5 | 844.16 | ND_0.1 |  | ND_0.03 | ND_10 | 118000 | 35300 | 61600 | 11600 | 68001 | 51600 | 1478.9 | ND_5 | 12.043 | 952 | 5.467 | ND_1 | 35.967 | 30.017 | 78.527 | 59.037 | ND_0.2 | ND_5 | 39.527 | 22.175 | ND_5 | 1441 | ND_1 |  | 68.94 | 197.67 | 570 |  |  | ND | 155 | 20 |  | 0.758 |  |  |  | ND | 4790 | >999 |  | 271.2
201600690495325042424.3611111111 | 201600690 | State of Utah | GKM022216 | 4953250 | 377.0532 | Main | San Juan River | 2016-02-24 08:40 |  | 7.659 | 709 |  | 242 | 136 | 14.6 |  |  |  | 83000 | 23300 | 53400 | 2960 | 34.829 | 57.2 | 6.857 | ND_3 | ND_1 | ND_100 | ND_1 | ND_0.1 | 5.372 | ND_0.03 | 1.972 | 0.198 | ND_0.2 | 1.616 | ND_5 | 1.288 | ND_0.5 | 980.3 | ND_0.1 |  | ND_0.03 | ND_10 | 106000 | 25600 | 50000 | 3200 | 1579.9 | 1140 | 591.5 | ND_3 | 1.663 | 150.86 | 1.215 | 0.335 | 3.954 | ND_0.03 | 11.723 | 7.552 | ND_0.2 | ND_1 | 5.45 | ND_1 | ND_0.5 | 1154.4 | ND_0.1 |  | ND_0.03 | 33.074 | 526 |  |  | ND | 166 | 21 |  | 0.6 |  |  |  | ND | ND_4 | >999 |  | 303
02-08_20150812_RS02SANJUANR0842228.4479166667 | 02-08_20150812_RS | NNEPA | 0 | 02SANJUANR08 | 377.5843 | Main | San Juan River | 2015-08-12 10:45 |  |  |  |  | 120 | 140 | 8.8 |  |  | 0.35 | [33 empty] | ND_0.2 | 22 | 660 | 4.2 | ND_0.8 | 25 |  | 58 | 44 | 0.14 |  | 18 | 3.8 | 0.73 |  | 1.1 | 7.5 |  | 140 |  |  |  | ND_6 | 140 | [6 empty] | ND_6 | 3400 |  |  |  | ND_0.0035 |  | 72
29-05_20150812_RS29SANJUANR0542228.40625 | 29-05_20150812_RS | NNEPA | 0 | 29SANJUANR05 | 421.3906 | Main | San Juan River | 2015-08-12 09:45 |  |  |  |  | 150 | 220 | 9.3 |  |  | 0.34 | [33 empty] | ND_0.2 | 23 | 900 | 5.1 | 0.81 | 39 |  | 70 | 51 | 0.17 |  | 32 | 4.6 | ND_0.7 |  | 1.2 | 9.3 |  | 190 |  |  |  | ND_6 | 220 | [6 empty] | ND_6 | 4800 |  |  |  | ND_0.0035 |  | 93
201602558495300042546.5208333333 | 201602558 | State of Utah | GKM062516 | 4953000 | 421.4872 | Main | San Juan River | 2016-06-25 12:30 |  | 7.2785 | 261 |  | 47.2 | 75 | 4.53 |  |  |  | 33600 | 5390 | 13300 | 1630 | 14.752 | ND_20 | ND_5 | ND_3 | ND_1 | ND_100 | ND_1 | ND_0.1 | ND_2 | ND_0.03 | 1.033 | ND_0.1 | ND_0.2 | ND_1 | ND_5 | ND_1 | ND_0.5 | 285.6 | ND_0.1 |  | ND_0.03 | ND_10 | 37700 | 6330 | 13400 | 2480 | 2944.3 | 3060 | 161.36 | ND_3 | 1.793 | 177.31 | ND_1 | 0.106 | ND_2 | ND_0.03 | 5.708 | 7.619 | ND_0.2 | 1.101 | ND_5 | ND_1 | ND_0.5 | 325.62 | 0.13 |  | ND_0.03 | 28.394 | 172 |  |  | ND | 92 | 39 |  | 0.123 |  |  |  | ND | 328.5 | >999 |  | 106
201602467495300042539.5416666667 | 201602467 | State of Utah | GKM061816 | 4953000 | 421.4872 | Main | San Juan River | 2016-06-18 13:00 |  | 7.404 | 259 |  | 47.4 | 73 | 4.29 |  |  |  | 32500 | 5240 | 12400 | 1590 | 48.893 | 49.2 | 5.684 | ND_3 | ND_1 | ND_100 | ND_1 | ND_0.1 | ND_2 | ND_0.03 | 1.305 | 0.343 | ND_0.2 | ND_1 | ND_5 | ND_1 | ND_0.5 | 303.11 | ND_0.1 |  | ND_0.03 | ND_10 | 40500 | 6780 | 12300 | 2570 | 3486.2 | 4460 | 242.83 | ND_3 | 2.077 | 185.11 | ND_1 | 0.182 | 2.994 | ND_0.03 | 7.458 | 13.553 | ND_0.2 | 1.119 | ND_5 | ND_1 | ND_0.5 | 314.59 | 0.195 |  | ND_0.03 | 47.063 | 176 |  |  | ND | 89 | 22 |  | 0.13 |  |  |  | ND | 504 | >999 |  | 102.6
201602157495300042526.2916666667 | 201602157 | State of Utah | GKM060516 | 4953000 | 421.4872 | Main | San Juan River | 2016-06-05 07:00 |  | 7.2765 | 265 |  | 47.6 | 74 | 3.89 |  |  |  | 31800 | 5380 | 12300 | 1790 | 81.054 | 88.8 | 5.545 | ND_3 | ND_1 | ND_100 | ND_1 | ND_0.1 | ND_2 | ND_0.03 | 1.46 | 0.499 | ND_0.2 | 1.002 | ND_5 | ND_1 | ND_0.5 | 313.07 | ND_0.1 |  | ND_0.03 | ND_10 | 44900 | 7710 | 11900 | 3320 | 7153.3 | 9660 | 604.97 | ND_3 | 4.072 | 243.73 | ND_1 | 0.615 | 4.621 | ND_0.03 | 23.957 | 41.454 | ND_0.2 | 1.01 | 6.842 | ND_2.5 | ND_1.25 | 380.81 | ND_0.25 |  | ND_0.03 | 148.64 | 166 |  |  | ND | 91 | 46 |  | 0.162 |  |  |  | ND | 723 | >999 |  | 101.5
201602392495300042534.4097222222 | 201602392 | State of Utah | GKM061316 | 4953000 | 421.4872 | Main | San Juan River | 2016-06-13 09:50 |  | 7.2215 | 270 |  | 49.8 | 73 | 4.68 |  |  |  | 33000 | 5290 | 13300 | 1850 | 78.094 | 101 | 6.989 | ND_3 | ND_1 | ND_100 | ND_1 | ND_0.1 | ND_2 | ND_0.03 | 1.617 | 0.717 | ND_0.2 | 1.131 | ND_5 | ND_1 | ND_0.5 | 310.5 | 0.282 |  | ND_0.03 | ND_10 | 41300 | 7430 | 13500 | 3930 | 4116.7 | 6410 | 263.68 | ND_3 | 2.385 | 172.83 | ND_1 | 0.194 | 2.621 | ND_0.03 | 10.554 | 18.462 | ND_0.2 | ND_1 | ND_5 | ND_1 | ND_0.5 | 347.68 | 0.209 |  | ND_0.03 | 58.009 | 166 |  |  | ND | 89 | 40 |  | 0.146 |  |  |  | ND | 232 | >999 |  | 104.1
201602105495300042521.53125 | 201602105 | State of Utah | USGSGKM053116 | 4953000 | 421.4872 | Main | San Juan River | 2016-05-31 12:45 |  | 7.4455 | 303 |  | 57.7 | 87 | 5.47 |  |  |  | 39500 | 6790 | 15400 | 1830 | 49.836 | 42.1 | 5.307 | ND_3 | ND_1 | ND_100 | ND_1 | ND_0.1 | ND_2 | ND_0.03 | 1.151 | 0.185 | ND_0.2 | ND_1 | ND_5 | ND_1 | ND_0.5 | 336.09 | ND_0.1 |  | ND_0.03 | ND_10 | 61200 | 9700 | 16700 | 3010 | 2832 | 3580 | 522.25 | ND_3 | 1.771 | 217.16 | ND_1 | ND_0.5 | ND_2 | ND_0.03 | 10.38 | 15.655 | ND_0.2 | ND_1 | ND_5 | ND_2.5 | ND_2.5 | 466.86 | ND_0.5 |  | ND_0.03 | 116.7 | 180 |  |  | ND | 106 | 22 |  | 0.204 |  |  |  | ND | 388 | >999 |  | 131.6
201602106495300042521.4791666667 | 201602106 | State of Utah | GKM053116 | 4953000 | 421.4872 | Main | San Juan River | 2016-05-31 11:30 |  | 7.4215 | 303 |  | 59.3 | 88 | 5.45 |  |  |  | 39400 | 6840 | 15500 | 1750 | 34.529 | 27.2 | ND_5 | ND_3 | ND_1 | ND_100 | ND_1 | ND_0.1 | ND_2 | ND_0.03 | 1.134 | 0.124 | ND_0.2 | ND_1 | ND_5 | ND_1 | ND_0.5 | 374.69 | ND_0.1 |  | ND_0.03 | ND_10 | 48500 | 8830 | 15800 | 3180 | 4726.6 | 5410 | 288.62 | ND_3 | 2.56 | 198.26 | ND_1 | ND_0.5 | 2.778 | ND_0.03 | 9.255 | 10.592 | ND_0.2 | ND_1 | ND_5 | ND_2.5 | ND_2.5 | 431.61 | ND_0.5 |  | ND_0.03 | 47.642 | 200 |  |  | ND | 107 | 24 |  | 0.209 |  |  |  | ND | 688 | >999 |  | 127.8
201601867495300042511.53125 | 201601867 | State of Utah | GKM052116 | 4953000 | 421.4872 | Main | San Juan River | 2016-05-21 12:45 |  | 7.4165 | 378 |  | 86.7 | 95 | 7.34 |  |  |  | 46900 | 8150 | 24800 | 2100 | 19.852 | 26.9 | ND_5 | ND_3 | ND_1 | ND_100 | ND_1 | ND_0.1 | ND_2 | ND_0.03 | ND_1 | ND_0.1 | ND_0.2 | 1.493 | ND_5 | ND_1 | ND_0.5 | 535.91 | ND_0.1 |  | ND_0.03 | ND_10 | 124000 | 26200 | 24700 | 8430 | 36080 | 34800 | 1593 | ND_3 | 6.681 | 842.01 | 2.94 | 0.864 | 21.134 | ND_0.03 | 58.837 | 50.789 | ND_0.2 | ND_1 | 30.571 | 4.34 | ND_0.25 | 961.11 | 0.757 |  | 53.778 | 224.19 | 250 |  |  | ND | 115 | 28 |  | 0.279 |  |  |  | ND | 3248 | >999 |  | 150.5
201601704495300042505.3958333333 | 201601704 | State of Utah | GKM051516 | 4953000 | 421.4872 | Main | San Juan River | 2016-05-15 09:30 |  | 7.811 | 445 |  | 111 | 108 | 9.63 |  |  |  | 56100 | 10700 | 23900 | 1820 | 33.954 | 29.9 | ND_5 | ND_3 | ND_1 | 179.73 | ND_1 | ND_0.1 | ND_2 | ND_0.03 | 2.18 | 0.145 | ND_0.2 | 1.135 | ND_5 | ND_1 | ND_0.5 | 599.81 | ND_0.1 |  | ND_0.03 | 18.806 | 74200 | 14500 | 22100 | 3130 | 6971.2 | 8150 | 453.75 | ND_3 | 3.075 | 201.68 | ND_1 | 0.367 | 4.763 | ND_0.03 | 14.823 | 16.404 | ND_0.2 | ND_1 | 6.999 | ND_1 | ND_0.5 | 682.16 | 0.155 |  | ND_0.03 | 71.982 | 300 |  |  | ND | 131 | 8 |  | 0.317 |  |  |  | ND | 914 | >999 |  | 184
201601638495300042499.75 | 201601638 | State of Utah | GKM050916 | 4953000 | 421.4872 | Main | San Juan River | 2016-05-09 18:00 |  | 7.587 | 418 |  | 113 | 104 | 9.94 |  |  |  | 57600 | 10500 | 24700 | 2300 | 35.424 | ND_20 | ND_5 | ND_3 | ND_1 | ND_100 | ND_1 | ND_0.1 | ND_2 | ND_0.03 | 1.055 | ND_0.1 | ND_0.2 | 1.606 | ND_5 | ND_1 | ND_0.5 | 675.35 | ND_0.1 |  | ND_0.03 | ND_10 | 99400 | 15100 | 23300 | 2570 | 1956.5 | 2900 | 1021.5 | ND_3 | 3.562 | 180.96 | ND_1 | 1.139 | ND_2 | ND_0.03 | 24.506 | 26.279 | ND_0.2 | ND_1 | ND_5 | ND_1 | ND_0.5 | 856.35 | ND_0.1 |  | ND_0.03 | 195.23 | 282 |  |  | ND | 126 | 16 |  | 0.372 |  |  |  | ND | 2388 | >999 |  | 186.9
201601340495300042472.46875 | 201601340 | State of Utah | GKM041116 | 4953000 | 421.4872 | Main | San Juan River | 2016-04-12 11:15 |  | 7.5585 | 520 |  | 150 | 108 | 13.7 |  |  |  | 64200 | 13200 | 33400 | 2130 | 18.966 | ND_20 | ND_5 | ND_3 | ND_1 | ND_100 | ND_1 | ND_0.1 | ND_2 | ND_0.03 | 1.133 | ND_0.1 | ND_0.2 | 1.454 | ND_5 | ND_1 | ND_0.5 | 749.79 | ND_0.1 |  | ND_0.03 | ND_10 | 74400 | 13800 | 29200 | 2280 | 845.43 | 1430 | 360.9 | ND_3 | 1.519 | 102.21 | ND_1 | 0.422 | ND_2 | ND_0.03 | 11.197 | 9.404 | ND_0.2 | ND_1 | ND_5 | ND_1 | ND_0.5 | 715.24 | ND_0.1 |  | ND_0.03 | 58.878 | 340 |  |  | ND | 132 | 18 |  | 0.495 |  |  |  | ND | 22 | >999 |  | 214.5
201601430495300042479.3979166667 | 201601430 | State of Utah | GKM041916 | 4953000 | 421.4872 | Main | San Juan River | 2016-04-19 09:33 |  | 7.614 | 530 |  | 162 | 111 | 13.1 |  |  |  | 65400 | 14300 | 39200 | 2420 | 150.44 | 83.5 | ND_5 | ND_3 | ND_1 | 119.79 | ND_1 | ND_0.1 | ND_2 | ND_0.03 | 1.25 | ND_0.1 | ND_0.2 | 1.341 | ND_5 | ND_1 | ND_0.5 | 954.89 | ND_0.1 |  | ND_0.03 | ND_10 | 128000 | 28900 | 37400 | 8300 | 2755.3 | 17100 | 706.93 | ND_3 | 3.022 | 262.4 | ND_1 | 0.412 | ND_2 | ND_0.03 | 7.607 | 11.332 | ND_0.2 | ND_1 | ND_5 | ND_1 | ND_0.5 | 1235.2 | 0.132 |  | ND_0.03 | 48.363 | 368 |  |  | ND | 136 | 17 |  | 0.493 |  |  |  | ND | 19.2 | >999 |  | 222
201601571495300042492.4583333333 | 201601571 | State of Utah | GKM050216 | 4953000 | 421.4872 | Main | San Juan River | 2016-05-02 11:00 |  | 8.003 | 550 |  | 163 | 123 | 14.8 |  |  |  | 71300 | 14400 | 37500 | 2090 | 16.262 | ND_20 | ND_5 | ND_3 | ND_1 | ND_100 | ND_1 | ND_0.1 | ND_2 | ND_0.03 | 1.206 | ND_0.1 | ND_0.2 | 1.118 | ND_5 | ND_1 | ND_0.5 | 762.81 | ND_0.1 |  | ND_0.03 | ND_10 | 79200 | 16400 | 38100 | 2720 | 2601 | 2760 | 120.62 | ND_3 | 1.844 | 131.34 | ND_1 | 0.106 | ND_2 | ND_0.03 | 5.751 | 4.39 | ND_0.2 | 1.045 | ND_5 | ND_1 | ND_0.5 | 814.32 | ND_0.1 |  | ND_0.03 | 21.886 | 380 |  |  | ND | 150 | 4 |  | 0.3 |  |  |  | ND | 281 | >999 |  | 237.1
201600797495300042438.4791666667 | 201600797 | State of Utah | GKM030816 | 4953000 | 421.4872 | Main | San Juan River | 2016-03-09 11:30 |  | 7.8525 | 615 |  | 196 | 123 | 15 |  |  |  | 73100 | 17700 | 40400 | 2520 | 17.685 | ND_20 | ND_5 | ND_3 | ND_1 | ND_100 | ND_1 | ND_0.1 | ND_2 | ND_0.03 | 1.591 | ND_0.1 | ND_0.2 | 1.381 | ND_5 | ND_1 | ND_0.5 | 898.13 | ND_0.1 |  | ND_0.03 | ND_10 | 77900 | 17800 | 35600 | 3010 | 4030.2 | 4170 | 228.1 | ND_3 | 10.339 | 140.16 | ND_1 | 0.171 | 8.207 | ND_0.03 | 7.613 | 6.434 | ND_0.2 | 1.064 | ND_5 | ND_1 | ND_0.5 | 852.82 | ND_0.1 |  | ND_0.03 | 31.576 | 430 |  |  | ND | 150 | 6 |  | 0.517 |  |  |  | ND | 648.7 | >999
201601039495300042458.3715277778 | 201601039 | State of Utah | GKM032816 | 4953000 | 421.4872 | Main | San Juan River | 2016-03-29 08:55 |  | 7.873 | 602 |  | 196 | 118 | 15.4 |  |  |  | 75000 | 17400 | 40700 | 2240 | 16.767 | ND_20 | ND_5 | ND_3 | ND_1 | ND_100 | ND_1 | ND_0.1 | ND_2 | ND_0.03 | 1.025 | ND_0.1 | ND_0.2 | 1.374 | ND_5 | ND_1 | ND_0.5 | 838.61 | ND_0.1 |  | ND_0.03 | ND_10 | 73900 | 17400 | 39800 | 2450 | 500.7 | 482 | 27.186 | ND_3 | 4.391 | ND_100 | ND_1 | ND_0.1 | 8.28 | ND_0.03 | 2.06 | 0.908 | ND_0.2 | 1.2 | ND_5 | ND_1 | ND_0.5 | 851.66 | ND_0.1 |  | ND_0.03 | ND_10 | 414 |  |  | ND | 144 | 7 |  | 0.275 |  |  |  | ND | 47.2 | >999
201601508495300042486.3541666667 | 201601508 | State of Utah | GKM042516 | 4953000 | 421.4872 | Main | San Juan River | 2016-04-26 08:30 |  | 7.7765 | 600 |  | 202 | 130 | 17 |  |  |  | 75700 | 16200 | 43700 | 2340 | ND_10 | ND_20 | ND_5 | ND_3 | ND_1 | ND_100 | ND_1 | ND_0.1 | ND_2 | ND_0.03 | 1.628 | ND_0.1 | ND_0.2 | 1.704 | ND_5 | ND_1 | ND_0.5 | 841.66 | ND_0.1 |  | ND_0.03 | ND_10 | 87300 | 19200 | 41300 | 3460 | 5229.7 | 6010 | 202.88 | ND_3 | 2.583 | 169.4 | ND_1 | 0.222 | 4.307 | ND_0.03 | 10.492 | 8.077 | ND_0.2 | 1.158 | 5.92 | 1.045 | ND_0.5 | 756.34 | ND_0.1 |  | ND_0.03 | 36.144 | 416 |  |  | ND | 158 | 11 |  | 0.384 |  |  |  | ND | 554 | >999 |  | 255.5
201600826495300042444.4895833333 | 201600826 | State of Utah | GKM031416 | 4953000 | 421.4872 | Main | San Juan River | 2016-03-15 11:45 |  | 7.893 | 655 |  | 210 | 129 | 15.8 |  |  |  | 87900 | 21800 | 66000 | 3330 | ND_10 | ND_20 | ND_5 | ND_3 | ND_1 | ND_100 | ND_1 | ND_0.1 | ND_2 | ND_0.03 | ND_1 | ND_0.1 | ND_0.2 | 1.487 | ND_5 | ND_1 | ND_0.5 | 931.78 | ND_0.1 |  | ND_0.03 | ND_10 | 79000 | 20100 | 40500 | 2950 | 2384.8 | 2330 | 87.075 | ND_3 | ND_1 | 105.77 | ND_1 | ND_0.1 | 5.557 | ND_0.03 | 5.362 | 3.13 | ND_0.2 | 1.485 | ND_5 | ND_1 | ND_0.5 | 923.48 | 0.167 |  | ND_0.03 | 15.235 | 458 |  |  | ND | 157 | 7 |  | 0.445 |  |  |  | ND | 352.7 | >999 |  | 309
201600930495300042451.5173611111 | 201600930 | State of Utah | GKM032116 | 4953000 | 421.4872 | Main | San Juan River | 2016-03-22 12:25 |  | 8.0485 | 651 |  | 215 | 125 | 16.3 |  |  |  | 82100 | 19900 | 44500 | 2460 | 10.355 | ND_20 | ND_5 | ND_3 | ND_1 | ND_100 | ND_1 | ND_0.1 | ND_2 | ND_0.03 | ND_1 | ND_0.1 | ND_0.2 | 1.45 | ND_5 | ND_1 | ND_0.5 | 848.97 | ND_0.1 |  | ND_0.03 | ND_10 | 77800 | 19100 | 40700 | 2630 | 1759.4 | 1850 | 78.857 | ND_3 | 1.457 | 111.19 | ND_1 | ND_0.1 | 6.173 | ND_0.03 | 4.228 | 2.688 | ND_0.2 | 1.224 | ND_5 | ND_1 | ND_0.5 | 919.01 | ND_0.1 |  | ND_0.03 | ND_10 | 470 |  |  | ND | 153 | 4 |  | 0.287 |  |  |  | ND | 226 | >999
201600728495300042430.3819444444 | 201600728 | State of Utah | GKM022916 | 4953000 | 421.4872 | Main | San Juan River | 2016-03-01 09:10 |  | 7.9 | 668 |  | 220 | 133 | 14.7 |  |  |  | 80200 | 20600 | 47500 | 2690 | 16.921 | ND_20 | ND_5 | ND_3 | 1.01 | ND_100 | ND_1 | ND_0.1 | ND_2 | ND_0.03 | 1.972 | ND_0.1 | ND_0.2 | 1.381 | ND_5 | 1.022 | ND_0.5 | 930.97 | ND_0.1 |  | ND_0.03 | 11.307 | 78300 | 20100 | 42500 | 3250 | 2077.8 | 2030 | 142.02 | ND_3 | 1.107 | 104.14 | ND_1 | 0.106 | 3.698 | ND_0.03 | 6.538 | 4 | ND_0.2 | ND_1 | ND_5 | ND_1 | ND_0.5 | 944.18 | ND_0.1 |  | ND_0.03 | 18.561 | 476 |  |  | ND | 162 | 6 |  | 0.589 |  |  |  | ND | 43.6 | >999 |  | 284.9
201600727495300042430.375 | 201600727 | State of Utah | GKM022916 | 4953000 | 421.4872 | Main | San Juan River | 2016-03-01 09:00 |  | 7.894 | 667 |  | 225 | 133 | 14.8 |  |  |  | 80700 | 20500 | 46600 | 2690 | 21.563 | ND_20 | ND_5 | ND_3 | 1.093 | ND_100 | ND_1 | ND_0.1 | ND_2 | ND_0.03 | 1.437 | ND_0.1 | ND_0.2 | 1.582 | ND_5 | 1.275 | ND_0.5 | 956.67 | ND_0.1 |  | ND_0.03 | ND_10 | 79100 | 20600 | 42000 | 3610 | 3766.4 | 3360 | 194.14 | ND_3 | 1.359 | 130.43 | ND_1 | 0.128 | 4.818 | ND_0.03 | 7.393 | 4.961 | ND_0.2 | 1.092 | ND_5 | ND_1 | ND_0.5 | 940.82 | ND_0.1 |  | ND_0.03 | 23.429 | 486 |  |  | ND | 163 | 6 |  | 0.594 |  |  |  | ND | 104.4 | >999 |  | 285.7
201600511495300042417.375 | 201600511 | State of Utah | GKM021616 | 4953000 | 421.4872 | Main | San Juan River | 2016-02-17 09:00 |  | 7.5665 | 732 |  | 229 | 129 | 17.8 |  |  |  | 77200 | 18700 | 69500 | 3020 | 57.731 | 37.2 | ND_5 | ND_3 | 1.033 | ND_100 | ND_1 | ND_0.1 | ND_2 | ND_0.03 | 1.958 | 0.104 | ND_0.2 | 1.735 | ND_5 | 1.606 | ND_0.5 | 937.98 | ND_0.1 |  | ND_0.03 | ND_10 | 124000 | 36200 | 61800 | 11300 | 70228 | 51300 | 1514.5 | ND_5 | 12.828 | 845 | ND_5 | ND_1 | 34.173 | ND_0.03 | 79.289 | 59.873 | ND_0.2 | ND_5 | 38.7 | 25.85 | ND_5 | 1482.5 | ND_1 |  | 72.795 | 194.15 | 582 |  |  | ND | 158 | 20 |  | 0.778 |  |  |  | ND | 3210 | >999 |  | 269.6
201601174495300042464.6458333333 | 201601174 | State of Utah | GKM040416 | 4953000 | 421.4872 | Main | San Juan River | 2016-04-04 15:30 |  | 8.1335 | 665 |  | 239 | 119 | 20.6 |  |  |  | 80000 | 18900 | 49400 | 2450 | ND_10 | ND_20 | ND_5 | ND_3 | ND_1 | ND_100 | ND_1 | ND_0.1 | ND_2 | ND_0.03 | 1.108 | ND_0.1 | ND_0.2 | 1.475 | ND_5 | ND_1 | ND_0.5 | 894.41 | ND_0.1 |  | ND_0.03 | ND_10 | 47700 | 11300 | 28500 | 1718 | 192.93 | 133 | 43.489 | ND_3 | ND_1 | ND_100 | ND_1 | ND_0.1 | ND_2 | ND_0.03 | 2.161 | 1.224 | ND_0.2 | 1.25 | ND_5 | ND_1 | ND_0.5 | 940.3 | ND_0.1 |  | ND_0.03 | ND_10 | 476 |  |  | ND | 145 | 3 |  | 0.3 |  |  |  | ND | 132.8 | >999 |  | 277.4
201600691495300042424.3888888889 | 201600691 | State of Utah | GKM022216 | 4953000 | 421.4872 | Main | San Juan River | 2016-02-24 09:20 |  | 7.658 | 724 |  | 246 | 137 | 14.9 |  |  |  | 85100 | 22900 | 54700 | 2930 | ND_10 | ND_20 | ND_5 | ND_3 | ND_1 | ND_100 | ND_1 | ND_0.1 | ND_2 | ND_0.03 | 1.34 | ND_0.1 | ND_0.2 | 1.625 | ND_5 | 1.349 | ND_0.5 | 980.14 | ND_0.1 |  | ND_0.03 | ND_10 | 102000 | 25500 | 51700 | 3340 | 2267.7 | 1360 | 636.98 | ND_3 | 1.486 | 160.03 | 1.291 | 0.315 | 3.855 | ND_0.03 | 13.643 | 10.843 | ND_0.2 | ND_1 | 5.088 | ND_1 | ND_0.5 | 1270 | ND_0.1 |  | ND_0.03 | 33.376 | 530 |  |  | ND | 167 | 21 |  | 0.632 |  |  |  | ND | ND_4 | >999 |  | 306.5
201600510495294242417.4375 | 201600510 | State of Utah | GKM021616 | 4952942 | 510.7414 | Main | San Juan River | 2016-02-17 10:30 |  | 6.917 | 735 |  | 230 | 132 | 15.8 |  |  |  | 79100 | 21000 | 67500 | 3070 | 162.89 | 77.5 | 5.46 | ND_3 | 1.076 | 112.47 | ND_1 | ND_0.1 | ND_2 | ND_0.03 | 2.343 | 0.157 | ND_0.2 | 1.741 | ND_5 | 1.744 | ND_0.5 | 1065.1 | ND_0.1 |  | ND_0.03 | 11.863 | 102000 | 30800 | 56500 | 8210 | 47903 | 35100 | 954.4 | ND_5 | 9.959 | 628 | ND_5 | ND_1 | 23.563 | ND_0.03 | 53.205 | 40.69 | ND_0.2 | ND_5 | 24.88 | 13.907 | ND_5 | 1321.7 | ND_1 |  | 53.662 | 129.64 | 568 |  |  | ND | 161 | 31 |  | 0.844 |  |  |  | ND | 4420 | >999 |  | 283.8

## SumDissolvedVsTDS
Multiplier A
[9 empty] | FIELD PARAMETERS |  |  |  | MAJOR ANIONS |  |  |  | (This is sum of phosphate + phosphorus) |  | MAJOR DISSOLVED CATIONS | [6 empty] | TRACE DISSOLVED CATIONS | [22 empty] | 0.59
Uniq | Samp_No | Agency | Site_No | Location | River Distance | Site Type | Site Location | Date_Time | Temp, Surface Water, G | pH, Surface Water, G | Spec Cond, Surface Water, G | DO, Surface Water, G | Sulfate, Surface Water, T | Alkalinity, Surface Water, T | Chloride, Surface Water, T | Bromide, Surface Water, T | Phosphate, Surface Water, T | Fluoride, Surface Water, T | Calcium, Surface Water, D | Magnesium, Surface Water, D | Sodium, Surface Water, D | Potassium, Surface Water, D | Aluminum, Surface Water, D | Iron, Surface Water, D | Manganese, Surface Water, D | Antimony, Surface Water, D | Arsenic, Surface Water, D | Barium, Surface Water, D | Beryllium, Surface Water, D | Cadmium, Surface Water, D | Chromium, Surface Water, D | Cobalt, Surface Water, D | Copper, Surface Water, D | Lead, Surface Water, D | Mercury, Surface Water, D | Molybdenum, Surface Water, D | Nickel, Surface Water, D | Selenium, Surface Water, D | Silver, Surface Water, D | Strontium, Surface Water, D | Thallium, Surface Water, D | Uranium, Surface Water, D | Vanadium, Surface Water, D | Zinc, Surface Water, D | Sum of Analytes | Sum of Analytes | Total Dissolved Solids, Surface Water, D | 25 C Spec. Cond. | Estimated TDS | Phosphate, Surface Water, T | Phosphorus, Surface Water, T
[5 empty] | (km) | [5 empty] | (μS/cm) | (mg/L) | (mg/L) | (mg/L) | (mg/L) | (mg/L) | (mg/L) | (mg/L) | (μg/L) | (μg/L) | (μg/L) | (μg/L) | (μg/L) | (μg/L) | (μg/L) | (μg/L) | (μg/L) | (μg/L) | (μg/L) | (μg/L) | (μg/L) | (μg/L) | (μg/L) | (μg/L) | (μg/L) | (μg/L) | (μg/L) | (μg/L) | (μg/L) | (μg/L) | (μg/L) | (μg/L) | (μg/L) | (μg/L) | (μg/L) | (mg/L) | (mg/L) | (μS/cm) | (mg/L) | (μg/L) | (μg/L)
GKMSW09_081515CC0642231.375 | GKMSW09_081515 | USEPA Region 8 | A8K9 | CC06 | 0 | Source | Source | 2015-08-15 09:00 |  | 2.93 |  |  | 1600 | ND_5 | 0.36 |  |  | 10 | 370000 | 27000 | 5300 | 2400 | 34000 | 150000 | 36000 | 3.7 | 44 | 8.6 | 11 | 82 | 5.5 | 110 | 4600 | 42 | ND_0.08 | 4.2 | 69 | 4.7 | 0.1 |  | 0.29 |  | 38 | 20000
CO_GKM_1_08/11/2015CO_GKM_142227.83125 | CO_GKM_1_08/11/2015 | State of Colorado | Gold King Mine Effluent | CO_GKM_1 | 0.78858 | Main | North Fork Cement Creek | 2015-08-11 19:57 |  |  |  |  | 1700 | [9 empty] | 33000 |  | 31000 |  | 29 |  | 5.5 | 71 |  | 120 | 8100 | 41 |  |  | 63 | 0.55 |  |  |  | 11 |  | 27000 | 1799441.05 | 1799.4411
CO_GKM_2_08/11/2015CO_GKM_242227.6354166667 | CO_GKM_2_08/11/2015 | State of Colorado | Influent Prior to Treatment | CO_GKM_2 | 0.80467 | Main | North Fork Cement Creek | 2015-08-11 15:15 |  |  |  |  | 1400 | [9 empty] | 30000 |  | 27000 |  | 20 |  | 5.1 | 67 |  | 110 | 6700 | 32 |  |  | 57 | 0.73 |  |  |  | 9.2 |  | 23000 | 1487001.03 | 1487.001
CO_RI_R1_08/11/2015945842227.6458333333 | CO_RI_R1_08/11/2015 | State of Colorado | Cement Cr abv Gold King Mine | 9458 | 0.82077 | Reference | Cement Creek | 2015-08-11 15:30 |  |  |  |  | 600 | [9 empty] | 2500 |  | 11000 |  | 0.77 |  | 1.4 | 13 |  | 31 | 99 | 21 |  |  | 18 | 0.16 |  |  |  | 0.11 |  | 6000 | 619684.44 | 619.6844
CO_GKM_3_08/11/2015CO_GKM_342227.6375 | CO_GKM_3_08/11/2015 | State of Colorado | Treatment Effluent | CO_GKM_3 | 0.82077 | Reference | Cement Creek | 2015-08-11 15:18 |  |  |  |  | 1400 | [9 empty] | 20000 |  | 28000 |  | 13 |  | 3.6 | 76 |  | 100 | 5100 | 17 |  |  | 55 | 0.56 |  |  |  | 6.8 |  | 23000 | 1476371.96 | 1476.372
GKMSW13_081515GKM1342231.4479166667 | GKMSW13_081515 | USEPA Region 8 | A8K9 | GKM13 | 0.86905 | Main | Cement Creek | 2015-08-15 10:45 |  | 3.19 |  |  | 1400 | ND_5 | 1.2 |  |  | 8.9 | 350000 | 26000 | 52000 | 2200 | 28000 | 96000 | 31000 | 1.5 | 16 | 8.5 | 9 | 80 | 3.3 | 100 | 3900 | 24 | ND_0.08 | 1.4 | 68 | 3.8 | ND_0.1 |  | 0.23 |  | 14 | 18000
CC48_081715DCC4842233.5 | CC48_081715D | USEPA Region 8 | A8K9 | CC48 | 12.5368 | Main | Cement Creek | 2015-08-17 12:00 |  | 3.375 |  |  | 560 | 5 | 0.29 |  |  | 2.1 | 170000 | 10000 | 4100 | 1750 | 7600 | 7950 | 6050 | 0.4 | 1.4 | 15 | 1.85 | 9.05 | 1 | 30.5 | 460 | 16 | 0.08 | 0.45 | 20 | 0.58 | 0.1 |  | 0.165 |  | 0.375 | 3250 | 776696.95 | 776.6969
CC48_081615CC4842232.53125 | CC48_081615 | USEPA Region 8 | A8K9 | CC48 | 12.5368 | Main | Cement Creek | 2015-08-16 12:45 |  | 3.39 |  |  | 560 | ND_5 | 0.27 |  |  | 2.1 | 170000 | 10000 | 4100 | 1800 | 7800 | 8100 | 6000 | ND_0.4 | 1 | 15 | 1.9 | 8.9 | ND_1 | 30 | 460 | 17 | ND_0.08 | ND_0.45 | 20 | ND_0.58 | ND_0.1 |  | 0.14 |  | 0.52 | 3100
CEM49_06/07/2016CEM4942528.5 | CEM49_06/07/2016 | State of Colorado | CEMENT CREEK AT MOUTH | CEM49 | 13.776 | Main | Cement Creek | 2016-06-07 12:00 | 7.905 | 5.27 | 235.2 | 8.7 | 110 | ND_5 | ND |  | 0.24 |  | 31000 | 2600 | 1700 | 600 | 390 | 2050 | 835 |  | 0.25 |  |  | 2.45 | ND_1.3 | 5.1 | 56 | 1.125 |  | ND_1.7 | 2.85 | ND_0.25 | ND_0.19 |  |  | ND_0.045 |  | 740 |  |  |  | 315.6149 | 186.2128 |  | 0.24
CEM49_04/05/2016CEM4942465.5208333333 | CEM49_04/05/2016 | State of Colorado | CEMENT CREEK AT MOUTH | CEM49 | 13.776 | Main | Cement Creek | 2016-04-05 12:30 | 6.02 | 3.1 | 813.9 | 8.8 | 420 | ND_5 |  |  | 0.069 |  | 120000 | 7500 | 3200 | 1300 | 4800 | 8200 | 3300 |  | 0.35 |  |  | 3.2 | 1.6 |  | 51 | 9.4 |  | ND_1.7 | 9.8 | ND_0.25 | ND_0.19 |  |  | 0.14 |  | 1500 |  |  |  | 1122.8564 | 662.4853 |  | 0.069
CEM49_04/19/2016CEM4942479.4791666667 | CEM49_04/19/2016 | State of Colorado | CEMENT CREEK AT MOUTH | CEM49 | 13.776 | Main | Cement Creek | 2016-04-19 11:30 | 4.55 | 3.8 | 813.9 | 9.2 | 440 | ND_5 |  |  | 0.16 |  | 110000 | 7200 | 3100 | 1200 | 4600 | 13000 | 3200 |  | 1 |  |  | 3.8 | ND_1.3 |  | 49 | 7.2 |  | ND_1.7 | 11 | ND_0.25 | ND_0.19 |  |  | 0.15 |  | 1400 |  |  |  | 1146.7851 | 676.6032 |  | 0.16
CEM49_02/23/2016CEM4942423.9895833333 | CEM49_02/23/2016 | State of Colorado | CEMENT CREEK AT MOUTH | CEM49 | 13.776 | Main | Cement Creek | 2016-02-23 23:45 | 2.67 | 3.3 | 1152.5 | 9.5 | 650 | ND_5 |  |  | 0.063 |  | 170000 | 10000 | 4100 | 1700 | 6400 | 8700 | 4600 |  | 0.81 |  |  | 4.6 | 2.4 |  | 39 | 9 |  | ND_1.9 | 15 | ND_0.24 | ND_0.15 |  |  | 0.19 |  | 1900 |  |  |  | 1667.2065 | 983.6518 |  | 0.063
CEM49_10/13/2015CEM4942290.5416666667 | CEM49_10/13/2015 | State of Colorado | CEMENT CREEK AT MOUTH | CEM49 | 13.776 | Main | Cement Creek | 2015-10-13 13:00 | 9.04 | 3.5 | 1173 | 8.5 | 670 | ND_5 |  |  | 0.13 |  | 170000 | 10000 | 4300 | 1800 | 6500 | 6800 | 6100 |  | 0.33 |  |  | 9 | 2.7 |  | 320 | 9.1 |  | ND_1.3 | 16 | 0.18 | ND_0.079 |  |  | 0.61 |  | 3300 |  |  |  | 1547.4216 | 912.9787 |  | 0.13
CEM49_12/01/2015CEM4942339.5208333333 | CEM49_12/01/2015 | State of Colorado | CEMENT CREEK AT MOUTH | CEM49 | 13.776 | Main | Cement Creek | 2015-12-01 12:30 | -0.02 | 3.8 | 1155.6 | 10.4 | 740 | ND_5 |  |  | 0.14 |  | 180000 | 11000 | 4500 | 1900 | 6300 | 11000 | 5400 |  | 1.7 |  |  | 5.4 | 3 |  | 150 | 6.9 |  | ND_1.3 | 15 | 0.14 | ND_0.079 |  |  | 0.34 |  | 2300 |  |  |  | 1733.8622 | 1022.9787 |  | 0.14
A68_081615A6842232.5416666667 | A68_081615 | USEPA Region 8 | A8K9 | A68 | 13.9047 | Reference | Upper Animas | 2015-08-16 13:00 |  | 7.66 |  |  | 88 | 32 | 0.47 |  |  | 0.45 | 46000 | 2800 | 1800 | 620 | 56 | ND_17 | 830 | ND_0.4 | 0.46 | 24 | ND_0.15 | 0.83 | ND_1 | 0.78 | 2.6 | 0.061 | ND_0.08 | 1.7 | 1.7 | ND_0.58 | ND_0.1 |  | ND_0.1 |  | 0.53 | 210 | 160788.661 | 160.7887
9488_08/11/2015948842227.6819444444 | 9488_08/11/2015 | State of Colorado | Animas River above Cement Creek (2) | 9488 | 13.9047 | Reference | Upper Animas | 2015-08-11 16:22 |  |  |  |  | 91 | [9 empty] | 85 |  | 840 |  | 0.18 |  | ND_0.1 | 0.79 |  | ND_1 | 4.4 | 1.6 |  |  | ND_1.1 | 0.25 |  |  |  | 0.23 |  | 240
A68_081715A6842233.4895833333 | A68_081715 | USEPA Region 8 | A8K9 | A68 | 13.9047 | Reference | Upper Animas | 2015-08-17 11:45 |  | 7.71 |  |  | 93 | 30 | 0.48 |  |  | 0.44 | 46000 | 2800 | 2000 | 620 | 50 | ND_17 | 840 | ND_0.4 | 0.56 | 23 | ND_0.15 | 0.89 | ND_1 | 0.76 | 2.6 | 0.077 | ND_0.08 | 1.7 | 1.4 | ND_0.58 | ND_0.1 |  | ND_0.1 |  | 0.34 | 250 | 164811.327 | 164.8113
82_06/07/20168242528.4583333333 | 82_06/07/2016 | State of Colorado | ANIMAS RIVER NEAR SILVERTON | 82 | 15.5624 | Main | Upper Animas | 2016-06-07 11:00 | 6.305 | 7.18 | 142.8 | 9.1 | 47 | 16 | 0.82 |  | 0.066 |  | 21000 | 1800 | 1300 | 460 | 72.5 | 240 | 295 |  | 0.14 |  |  | 0.64 | ND_1.3 | 1 | 5.7 | 0.72 |  | ND_1.7 | ND_1.3 | ND_0.25 | ND_0.19 |  |  | 0.061 |  | 175 | 82996.761 | 82.9968 |  | 196.1929 | 115.7538 |  | 0.066
82_04/19/20168242479.4270833333 | 82_04/19/2016 | State of Colorado | ANIMAS RIVER NEAR SILVERTON | 82 | 15.5624 | Main | Upper Animas | 2016-04-19 10:15 | 1.39 | 7 | 419 | 10 | 190 | 8.1 | 2.3 |  | 0.028 |  | 62000 | 4500 | 2900 | 830 | 27 | 2500 | 1400 |  | 0.35 |  |  | 1.5 | ND_1.3 |  | 3.3 | ND_0.044 |  | ND_1.7 | 2.8 | ND_0.25 | ND_0.19 |  |  | 0.07 |  | 540 | 271974.02 | 271.974 |  | 616.8518 | 363.9426 |  | 0.028
82_04/05/20168242465.4791666667 | 82_04/05/2016 | State of Colorado | ANIMAS RIVER NEAR SILVERTON | 82 | 15.5624 | Main | Upper Animas | 2016-04-05 11:30 | 3.62 | 6.6 | 465.2 | 9.3 | 220 | 6.4 | 3.3 |  | 0.029 |  | 69000 | 5000 | 3400 | 940 | 130 | 2200 | 1700 |  | 0.16 |  |  | 1.8 | 1.6 |  | 6 | 0.079 |  | ND_1.7 | 3.5 | ND_0.25 | ND_0.19 |  |  | 0.083 |  | 640 | 310256.222 | 310.2562 |  | 664.1195 | 391.8305 |  | 0.029
82_10/13/20158242290.4479166667 | 82_10/13/2015 | State of Colorado | ANIMAS RIVER NEAR SILVERTON | 82 | 15.5624 | Main | Upper Animas | 2015-10-13 10:45 | 4.99 | 6.7 | 496.7 | 9.5 | 250 | 7.3 | 1.5 |  | 0.035 |  | 68000 | 5200 | 3000 | 810 | 84 | 1400 | 1500 |  | 0.28 |  |  | 2 | ND_0.44 |  | 17 | ND_0.13 |  | ND_1.3 | 3.2 | 0.24 | ND_0.079 |  |  | 0.12 |  | 740 | 336744.84 | 336.7448 |  | 695.4793 | 410.3328 |  | 0.035
82_02/23/20168242423.40625 | 82_02/23/2016 | State of Colorado | ANIMAS RIVER NEAR SILVERTON | 82 | 15.5624 | Main | Upper Animas | 2016-02-23 09:45 | 0.57 | 5.7 | 612.5 | 10 | 320 | ND_5 | 5.2 |  | 0.028 |  | 93000 | 6100 | 3600 | 1000 | 840 | 1800 | 2200 |  | 0.39 |  |  | 2 | 0.97 |  | 9.9 | 0.21 |  | ND_1.9 | 6 | 0.29 | ND_0.15 |  |  | 0.25 |  | 790 |  |  |  | 911.7675 | 537.9428 |  | 0.028
82_12/01/20158242339.4479166667 | 82_12/01/2015 | State of Colorado | ANIMAS RIVER NEAR SILVERTON | 82 | 15.5624 | Main | Upper Animas | 2015-12-01 10:45 | -0.01 | 6.6 | 554 | 10.7 | 350 | 6.8 | 3.2 |  | 0.042 |  | 100000 | 6700 | 3900 | 1100 | 260 | 3600 | 2300 |  | 0.65 |  |  | 2.2 | ND_0.88 |  | 19 | ND_0.13 |  | ND_1.3 | 4 | 0.27 | ND_0.079 |  |  | 0.16 |  | 940 | 476216.28 | 476.2163 |  | 831.1108 | 490.3554 |  | 0.042
A72_081615A7242232.5138888889 | A72_081615 | USEPA Region 8 | A8K9 | A72 | 16.3509 | Main | Upper Animas | 2015-08-16 12:20 |  | 6.9 |  |  | 160 | 7.4 | 0.75 |  |  | 0.52 | 66000 | 4600 | 2500 | 780 | 35 | 750 | 1200 | ND_0.4 | 0.5 | 25 | ND_0.15 | 1.8 | ND_1 | 5.9 | 18 | ND_0.06 | ND_0.08 | 0.67 | 4.8 | ND_0.58 | ND_0.1 |  | ND_0.1 |  | 0.4 | 580 | 242286.07 | 242.2861
A72_081715DA7242233.5208333333 | A72_081715D | USEPA Region 8 | A8K9 | A72 | 16.3509 | Main | Upper Animas | 2015-08-17 12:30 |  | 6.87 |  |  | 170 | 7.4 | 0.765 |  |  | 0.505 | 64500 | 4450 | 2550 | 755 | 46 | 815 | 1200 | 0.4 | 0.73 | 24 | 0.15 | 1.85 | 1 | 5.6 | 20 | 0.073 | 0.08 | 0.625 | 4.6 | 0.6 | 0.1 |  | 0.1 |  | 0.325 | 605 | 250765.233 | 250.7652
81_04/19/20168142479.3541666667 | 81_04/19/2016 | State of Colorado | ANIMAS RIVER AT BAKERS BRIDGE | 81 | 63.5047 | Main | Middle Animas | 2016-04-19 08:30 | 1.94 | 7.9 | 273.3 | 11.5 | 82 | 46 |  |  | 0.012 |  | 36000 | 4800 | 2400 | 680 | ND_22 | 32 | 360 |  | 0.16 |  |  | 0.3 | ND_1.3 |  | ND_3.2 | 0.16 |  | ND_1.7 | ND_1.3 | ND_0.25 | ND_0.19 |  |  | 0.41 |  | 68 | 154413.03 | 154.413 |  | 399.346 | 235.6141 |  | 0.012
81_08/12/20158142228.6111111111 | 81_08/12/2015 | State of Colorado | Animas River at Bakers Bridge | 81 | 63.5047 | Main | Middle Animas | 2015-08-12 14:40 | 15.63 | 8.02 | 258.5 | 8.29 | 92 |  |  |  | 0.022 | [5 empty] | 48 |  | 430 |  | 0.16 |  | ND_0.1 | 0.48 |  | 2.2 | ND_3.9 | 0.12 |  |  | ND_1.1 | 0.14 |  |  |  | 0.32 |  | 90 |  |  |  | 306.9429 | 181.0963 | 0.022
81_04/05/20168142465.375 | 81_04/05/2016 | State of Colorado | ANIMAS RIVER AT BAKERS BRIDGE | 81 | 63.5047 | Main | Middle Animas | 2016-04-05 09:00 | 4.5 | 7.8 | 306.6 | 10.3 | 100 | 46 |  |  | 0.023 |  | 45000 | 5700 | 2900 | 830 | ND_22 | 13 | 510 |  | 0.21 |  |  | 0.35 | ND_1.3 |  | ND_3.2 | 0.11 |  | 2.1 | ND_1.3 | ND_0.25 | ND_0.19 |  |  | 0.43 |  | 79 | 183118.2 | 183.1182 |  | 432.306 | 255.0605 |  | 0.023
GKMSW02_081615Bakers Bridge42232.4652777778 | GKMSW02_081615 | USEPA Region 8 | A8K9 | Bakers Bridge | 64.0197 | Main | Middle Animas | 2015-08-16 11:10 |  | 7.72 |  |  | 90 | 32 | 0.96 |  |  | 0.36 | 45000 | 4800 | 2200 | 830 | 49 | ND_17 | 440 | ND_0.4 | 0.74 | 34 | ND_0.15 | 0.58 | ND_1 | 2.2 | 3.3 | ND_0.06 | ND_0.08 | 0.65 | 2.3 | ND_0.58 | ND_0.1 |  | ND_0.1 |  | 0.47 | 130 | 164333.24 | 164.3332
GKMSW02_081715Bakers Bridge42233.4131944444 | GKMSW02_081715 | USEPA Region 8 | A8K9 | Bakers Bridge | 64.0197 | Main | Middle Animas | 2015-08-17 09:55 |  | 7.74 |  |  | 96 | 32 | 17 |  |  | 0.36 | 45000 | 4800 | 2200 | 830 | 45 | ND_17 | 460 | ND_0.4 | 0.94 | 34 | ND_0.15 | 0.62 | ND_1 | 2.8 | 2.8 | ND_0.06 | ND_0.08 | 0.6 | 2.5 | ND_0.58 | ND_0.1 |  | ND_0.1 |  | 0.37 | 150 | 186409.63 | 186.4096
CO_RI_M16.1_08/12/2015943842228.4993055556 | CO_RI_M16.1_08/12/2015 | State of Colorado | Animas River above James Ditch at headgate pre-flush | 9438 | 65.1945 | Main | Middle Animas | 2015-08-12 11:59 | 14.82 | 7.37 | 267.7 | 8.29 | 90 |  |  |  | 0.024 | [5 empty] | 68 |  | 420 |  | 0.24 |  | ND_0.1 | 0.51 |  | 1.6 | ND_3.9 | ND_0.077 |  |  | ND_1.1 | 0.2 |  |  |  | 0.35 |  | 110 |  |  |  | 322.2037 | 190.1002 | 0.024
CO_DI_4_08/12/2015CO_DI_442228.5201388889 | CO_DI_4_08/12/2015 | State of Colorado | James Ditch - 2nd flush | CO_DI_4 | 65.2911 | Ditch | Middle Animas | 2015-08-12 12:29 | 15.41 | 7.66 | 289.2 | 8.4 | 92 |  |  |  | 0.036 | [5 empty] | 26 |  | 430 |  | 0.3 |  | ND_0.1 | 0.24 |  | 1.1 | ND_3.9 | 0.16 |  |  | ND_1.1 | 0.17 |  |  |  | ND_0.081 |  | 36 |  |  |  | 344.6686 | 203.3545 | 0.036
CO_DI_6_08/12/2015CO_DI_642228.5041666667 | CO_DI_6_08/12/2015 | State of Colorado | James Ditch pre-flush | CO_DI_6 | 65.2911 | Ditch | Middle Animas | 2015-08-12 12:06 | 16.15 | 7.42 | 380.8 | 8.53 | 98 |  |  |  | 0.026 | [5 empty] | 48 |  | 420 |  | 2.3 |  | ND_0.1 | 0.39 |  | 1.7 | ND_3.9 | 0.22 |  |  | ND_1.1 | 0.14 |  |  |  | 0.34 |  | 110 |  |  |  | 448.2016 | 264.4389 | 0.026
CO_DI_5_08/12/2015CO_DI_542228.5090277778 | CO_DI_5_08/12/2015 | State of Colorado | James Ditch - 1st flush | CO_DI_5 | 65.2911 | Ditch | Middle Animas | 2015-08-12 12:13 | 16.49 | 7.56 | 383.1 | 8.5 | 98 |  |  |  | 0.04 | [5 empty] | 22 |  | 370 |  | 0.47 |  | ND_0.1 | 0.24 |  | 1.1 | ND_3.9 | 0.3 |  |  | ND_1.1 | 0.18 |  |  |  | ND_0.081 |  | 47 |  |  |  | 448.3036 | 264.4991 | 0.04
CO_DI_7_08/12/2015CO_DI_742228.6388888889 | CO_DI_7_08/12/2015 | State of Colorado | James Ditch - post flush | CO_DI_7 | 65.3072 | Ditch | Middle Animas | 2015-08-12 15:20 | 17.29 | 7.95 | 349.8 | 8.14 | 100 |  |  |  | 0.018 | [5 empty] | 58 |  | 440 |  | 1.9 |  | ND_0.1 | 0.43 |  | 1.9 | ND_3.9 | 0.22 |  |  | ND_1.1 | 0.15 |  |  |  | 0.33 |  | 120 |  |  |  | 403.7392 | 238.2061 | 0.018
GKMSW17_081615GKM1742232.6722222222 | GKMSW17_081615 | USEPA Region 8 | A8K9 | GKM17 | 65.5486 | Pond | Middle Animas | 2015-08-16 16:08 |  | 7.71 |  |  | 87 | 30 | 1.8 |  |  | 0.38 | 43000 | 4500 | 2700 | 840 | 110 | ND_17 | 130 | ND_0.4 | ND_0.37 | 30 | ND_0.15 | 0.22 | ND_1 | 0.61 | 1.6 | ND_0.06 | ND_0.08 | 0.84 | 0.95 | 3.2 | ND_0.1 |  | ND_0.1 |  | ND_0.3 | 11 | 158808.42 | 158.8084
GKMSW16_081615GKM1642232.6659722222 | GKMSW16_081615 | USEPA Region 8 | A8K9 | GKM16 | 65.7256 | Pond | Middle Animas | 2015-08-16 15:59 |  | 7.63 |  |  | 85 | 28 | 1.7 |  |  | 0.63 | 42000 | 4300 | 2700 | 820 | 130 | ND_17 | 50 | ND_0.4 | ND_0.37 | 34 | ND_0.15 | 0.17 | ND_1 | 0.44 | 1.9 | ND_0.06 | ND_0.08 | 0.79 | 0.77 | 3.1 | ND_0.1 |  | ND_0.1 |  | ND_0.3 | 13 | 154464.17 | 154.4642
GKMSW18_081615GKM1842232.6819444444 | GKMSW18_081615 | USEPA Region 8 | A8K9 | GKM18 | 65.8544 | Pond | Middle Animas | 2015-08-16 16:22 |  | 7.67 |  |  | 76 | 28 | 1.6 |  |  | 0.34 | 40000 | 4200 | 2500 | 840 | 110 | ND_17 | 16 | ND_0.4 | ND_0.37 | 27 | ND_0.15 | 0.11 | ND_1 | 0.33 | 1.3 | ND_0.06 | ND_0.08 | 0.71 | 0.87 | 3.3 | ND_0.1 |  | ND_0.1 |  | ND_0.3 | 6.3 | 142725.92 | 142.7259
CO_DI_8_08/12/2015CO_DI_842228.5708333333 | CO_DI_8_08/12/2015 | State of Colorado | James Cr at James Ranch | CO_DI_8 | 67.1257 | Ditch | Middle Animas | 2015-08-12 13:42 | 25.78 | 8.28 | 386.6 | 7.82 | 100 |  |  |  | 0.032 | [5 empty] | 77 |  | 140 |  | 0.89 |  | ND_0.1 | ND_0.085 |  | ND_1 | ND_3.9 | 0.26 |  |  | ND_1.1 | 0.21 |  |  |  | 0.22 |  | 5.3 |  |  |  | 380.569 | 224.5357 | 0.032
CO_RI_M45_08/13/20159424A42229.4895833333 | CO_RI_M45_08/13/2015 | State of Colorado | Animas River at 32nd Street - post flush | 9424A | 91.7648 | Main | Middle Animas | 2015-08-13 11:45 |  |  |  |  | 100 |  |  |  | 0.021 | [5 empty] | 40 |  | 140 |  | 0.73 |  | ND_0.1 | 0.21 |  | ND_1 | ND_3.9 | 3.1 |  |  | ND_1.1 | 0.17 |  |  |  | 0.59 |  | 32 | [5 empty] | 0.021
20169022001-201508139424B42229.4930555556 | 20169022001-20150813 | State of Colorado | 0 | 9424B | 92.2315 | Main | Middle Animas | 2015-08-13 11:50 |  |  |  |  | 100 |  |  |  | 0.014 | [5 empty] | 49 |  | 13 |  | 0.28 |  | ND_0.1 | 0.13 |  | ND_1 | ND_3.9 | ND_0.077 |  |  | ND_1.1 | 0.17 |  |  |  | 0.53 |  | 30 | [5 empty] | 0.014
GKMSW04_081615GKM0442232.4340277778 | GKMSW04_081615 | USEPA Region 8 | A8K9 | GKM04 | 92.3763 | Main | Middle Animas | 2015-08-16 10:25 |  | 7.93 |  |  | 110 | 99 | 16 |  |  | 0.37 | 70000 | 9100 | 16000 | 2900 | ND_24 | ND_17 | 120 | ND_0.4 | 0.77 | 54 | ND_0.15 | 0.19 | ND_1 | 0.59 | 1.4 | ND_0.06 | ND_0.08 | 0.98 | 1.9 | ND_0.58 | ND_0.1 |  | ND_0.1 |  | 0.46 | 42 | 284982.29 | 284.9823
CO_DI_10_08/12/2015CO_DI_1042228.4965277778 | CO_DI_10_08/12/2015 | State of Colorado | City of Durango ED | CO_DI_10 | 95 | Ditch | Middle Animas | 2015-08-12 11:55 |  |  |  |  | 14 | [9 empty] | 23 |  | 1.9 |  | 0.25 |  | ND_0.1 | ND_0.085 |  | ND_1 | 34 | 0.22 |  |  | ND_1.1 | 0.093 |  |  |  | ND_0.081 |  | 18
9423A_04/18/20169423A42478.6770833333 | 9423A_04/18/2016 | State of Colorado | ANIMAS RIVER IN DURANGO AT 9TH ST. | 9423A | 95.7721 | Main | Middle Animas | 2016-04-18 16:15 | 6.84 | 7.8 | 354 | 10.2 | 67 | 91 |  |  | 0.018 |  | 49000 | 6700 | 6500 | 1200 | ND_22 | 38 | 91 |  | 0.2 |  |  | 0.12 | ND_1.3 |  | ND_3.2 | 1.2 |  | ND_1.7 | ND_1.3 | ND_0.25 | ND_0.19 |  |  | 0.73 |  | 26 | 186085.25 | 186.0853 |  | 482.5728 | 284.718 |  | 0.018
20169009001-201508109423A42226.5902777778 | 20169009001-20150810 | State of Colorado | 0 | 9423A | 95.7721 | Main | Middle Animas | 2015-08-10 14:10 | 17.23 | 8.07 | 401.11 | 9.15 | 100 |  |  |  | 0.022 | [5 empty] | 25 |  | 110 |  | 0.35 |  | ND_0.1 | 0.099 |  | ND_1 | ND_3.9 | 0.13 |  |  | ND_1.1 | 0.19 |  |  |  | 0.47 |  | 28 |  |  |  | 463.4425 | 273.4311 | 0.022
20169009002-201508139423A42229.3680555556 | 20169009002-20150813 | State of Colorado | 0 | 9423A | 95.7721 | Main | Middle Animas | 2015-08-13 08:50 | 17.3 | 7.91 | 343.04 | 8.38 | 100 |  |  |  | 0.016 | [5 empty] | 68 |  | 98 |  | 0.28 |  | ND_0.1 | 0.12 |  | ND_1 | 14 | 0.59 |  |  | ND_1.1 | 0.19 |  |  |  | 0.54 |  | 26 |  |  |  | 395.8682 | 233.5622 | 0.016
9423A_04/04/20169423A42464.7083333333 | 9423A_04/04/2016 | State of Colorado | ANIMAS RIVER IN DURANGO AT 9TH ST. | 9423A | 95.7721 | Main | Middle Animas | 2016-04-04 17:00 | 10.99 | 8 | 480.1 | 10.1 | 130 | 110 |  |  | 0.013 |  | 69000 | 9500 | 11000 | 2100 | ND_22 | 10 | 140 |  | 0.26 |  |  | 0.12 | ND_1.3 |  | ND_3.2 | 0.28 |  | 3.7 | ND_1.3 | 0.26 | ND_0.19 |  |  | 0.93 |  | 13 | 288881.55 | 288.8816 |  | 614.624 | 362.6282 |  | 0.013
CO_RI_M31_08/13/2015CO_RI_M3142229.3680555556 | CO_RI_M31_08/13/2015 | State of Colorado | Animas River at Durango - 9th St bridge - post flush | CO_RI_M31 | 95.9491 | Main | Middle Animas | 2015-08-13 08:50 | 17.3 | 7.91 | 343.04 | 8.38 | 100 |  |  |  | 0.016 | [5 empty] | 68 |  | 98 |  | 0.28 |  | ND_0.1 | 0.12 |  | ND_1 | 14 | 0.59 |  |  | ND_1.1 | 0.19 |  |  |  | 0.54 |  | 26 |  |  |  | 395.8682 | 233.5622 | 0.016
GKMSW05_081615GKM0542232.4166666667 | GKMSW05_081615 | USEPA Region 8 | A8K9 | GKM05 | 96.4802 | Main | Middle Animas | 2015-08-16 10:00 |  | 8.16 |  |  | 110 | 110 | 16 |  |  | 0.37 | 70000 | 9200 | 16000 | 2800 | 28 | ND_17 | 100 | ND_0.4 | 1.5 | 56 | ND_0.15 | 0.17 | ND_1 | 0.55 | 1.2 | ND_0.06 | ND_0.08 | 0.95 | 1.8 | 0.6 | ND_0.1 |  | ND_0.1 |  | 0.39 | 29 | 291690.16 | 291.6902
9421_08/13/2015942142229.3993055556 | 9421_08/13/2015 | State of Colorado | Animas River at Lightner Cr | 9421 | 96.4963 | Main | Middle Animas | 2015-08-13 09:35 | 17.54 | 8.09 | 401.25 | 8.78 | 100 |  |  |  | 0.013 | [5 empty] | 38 |  | 110 |  | 0.29 |  | ND_0.1 | ND_0.085 |  | ND_1 | 14 | 0.39 |  |  | ND_1.1 | 0.19 |  |  |  | 0.54 |  | 39 |  |  |  | 461.1165 | 272.0587 | 0.013
9420_08/13/2015942042229.4409722222 | 9420_08/13/2015 | State of Colorado | Animas River below WWTP | 9420 | 97.8642 | Main | Middle Animas | 2015-08-13 10:35 | 18.04 | 8.3 | 405.36 | 8.79 | 100 |  |  |  | 0.014 | [5 empty] | 130 |  | 100 |  | 0.46 |  | ND_0.1 | 0.12 |  | ND_1 | 19 | 1.8 |  |  | ND_1.1 | 0.19 |  |  |  | 0.59 |  | 32 |  |  |  | 461.7861 | 272.4538 | 0.014
GKMSW01_081615GKM0142232.3993055556 | GKMSW01_081615 | USEPA Region 8 | A8K9 | GKM01 | 103.159 | Main | Middle Animas | 2015-08-16 09:35 |  | 8.15 |  |  | 110 | 100 | 15 |  |  | 0.36 | 70000 | 9600 | 16000 | 2800 | 56 | 48 | 78 | ND_0.4 | 1.6 | 57 | ND_0.15 | 0.2 | ND_1 | 1.2 | 3.4 | 0.56 | ND_0.08 | 0.95 | 1.6 | ND_0.58 | ND_0.1 |  | ND_0.1 |  | 0.57 | 34 | 285043.08 | 285.0431
GKMSW01_081715GKM0142233.3715277778 | GKMSW01_081715 | USEPA Region 8 | A8K9 | GKM01 | 103.159 | Main | Middle Animas | 2015-08-17 08:55 |  | 8.1 |  |  | 120 | 88 |  |  |  | 0.17 | 73000 | 10000 | 17000 | 3000 | 26 | ND_17 | 71 | ND_0.4 | 1.4 | 58 | ND_0.15 | 0.12 | ND_1 | 0.51 | 1.4 | ND_0.06 | ND_0.08 | 0.97 | 1.8 | ND_0.58 | ND_0.1 |  | ND_0.1 |  | 0.52 | 26 | 277037.72 | 277.0377
20169024001-20150814941642230.46875 | 20169024001-20150814 | State of Colorado | 0 | 9416 | 116.6453 | Main | Lower Animas | 2015-08-14 11:15 |  |  |  |  | 98 |  |  | 0.023 | 0.0074 | 0.37 |  |  |  |  | 54 |  | 26 |  | 0.31 |  | ND_0.1 | 0.44 |  | ND_1 | ND_3.9 | ND_0.077 |  |  | ND_1.1 | 0.24 |  |  |  | 0.59 |  | 6.9 | 98488.88 | 98.4889 |  |  |  | 0.0074
66_08/14/20156642230.5208333333 | 66_08/14/2015 | State of Colorado | Bondad Bridge | 66 | 127.8302 | Main | Lower Animas | 2015-08-14 12:30 | 20.47 | 7 | 428.7 | 7.99 | 98 |  |  | 0.017 | 0.0067 | 0.36 |  |  |  |  | 100 |  | 70 |  | 0.68 |  | ND_0.1 | 0.27 |  | ND_1 | ND_3.9 | 3.2 |  |  | ND_1.1 | 0.22 |  |  |  | 0.63 |  | 47 |  |  |  | 467.5402 | 275.8487 | 0.0067
249577766Animas046.242426.4479166667 | 2495777 | State of New Mexico | Animas River above Cedar Hill NM 550 bridge - 66Animas046.2 | 66Animas046.2 | 146.1606 | Main | Lower Animas | 2016-02-26 10:45 |  |  | 491 |  | 114 | 125 | 12.2 |  |  | 0.3 | [28 empty] | 328 | 736.5 | 434.535
66Animas029.2_08/06/2015 18:3966Animas029.242222.7770833333 | 66Animas029.2_08/06/2015 18:39 | State of New Mexico | Aztec Drinking Water Intake | 66Animas029.2 | 162.9944 | Ditch | Lower Animas | 2015-08-06 18:39 |  |  |  |  | 85.9 | 107 | 10.3 | 0.023 |  | 0.34 | 59000 | 9600 |  |  | 50 |  | 24 | ND_0.35 | ND_0.13 | ND_7.1 | ND_0.045 | ND_0.052 | ND_0.02 | ND_0.013 | ND_0.11 | ND_0.032 | ND_0.0035 | 1 | ND_0.056 | ND_0.45 | ND_0.017 |  | ND_0.0093 | 1 | ND_0.052 | ND_0.33 | 230509 | 230.509 | 264
66Animas028.1_08/07/2015 16:4066Animas028.142223.6944444444 | 66Animas028.1_08/07/2015 16:40 | State of New Mexico | Animas River (Estes Arroyo to So. Ute Indian Tribe bnd) | 66Animas028.1 | 164.0887 | Main | Lower Animas | 2015-08-07 16:40 |  |  |  |  | 81.8 | 99.3 |  | 0.018 |  | 0.33 | 56000 | 9200 |  |  | 40 |  | 11 | ND_0.35 | ND_0.13 | ND_7.1 | ND_0.045 | ND_0.052 | ND_0.02 | ND_0.013 | ND_0.11 | ND_0.032 | ND_0.0035 | 1 | ND_0.056 | ND_0.45 | ND_0.017 |  | ND_0.0093 | ND_0.012 | ND_0.052 | ND_0.33 | 207973 | 207.973 | 252
66Animas028.1_08/08/2015 22:4066Animas028.142224.9444444444 | 66Animas028.1_08/08/2015 22:40 | State of New Mexico | Animas River (Estes Arroyo to So. Ute Indian Tribe bnd) | 66Animas028.1 | 164.0887 | Main | Lower Animas | 2015-08-08 22:40 |  |  |  |  | 85.8 | 97.1 |  | 0.022 |  | 0.35 | 56000 | 8900 |  |  | 30 |  | 9 | ND_0.35 | ND_0.13 | ND_7.1 | ND_0.045 | ND_0.052 | ND_0.02 | ND_0.013 | ND_0.11 | ND_0.032 | ND_0.0035 | 1 | ND_0.056 | ND_0.45 | ND_0.017 |  | ND_0.0093 | ND_0.012 | ND_0.052 | ND_0.33 | 210343 | 210.343 | 264
66Animas028.1_08/10/2015 13:3066Animas028.142226.5625 | 66Animas028.1_08/10/2015 13:30 | State of New Mexico | Animas River (Estes Arroyo to So. Ute Indian Tribe bnd) | 66Animas028.1 | 164.0887 | Main | Lower Animas | 2015-08-10 13:30 |  |  |  |  | 88.5 | 89.6 |  | 0.017 |  | 0.34 | 54000 | 9100 |  |  | 50 |  | 8 | ND_0.35 | ND_0.13 | ND_7.1 | ND_0.045 | ND_0.052 | ND_0.02 | ND_0.013 | ND_0.11 | ND_0.032 | ND_0.0035 | 1 | ND_0.056 | ND_0.45 | ND_0.017 |  | ND_0.0093 | ND_0.012 | ND_0.052 | ND_0.33 | 206672 | 206.672 | 242
66Animas028.1_08/08/2015 17:0066Animas028.142224.7083333333 | 66Animas028.1_08/08/2015 17:00 | State of New Mexico | Animas River (Estes Arroyo to So. Ute Indian Tribe bnd) | 66Animas028.1 | 164.0887 | Main | Lower Animas | 2015-08-08 17:00 |  |  |  |  | 88.9 | 96 |  | 0.019 |  | 0.38 | 58000 | 9300 |  |  | 70 |  | 11 | ND_0.35 | ND_0.13 | ND_7.1 | ND_0.045 | ND_0.052 | ND_0.02 | ND_0.013 | ND_0.11 | 3 | ND_0.0035 | 1 | ND_0.056 | ND_0.45 | ND_0.017 |  | ND_0.0093 | ND_0.012 | ND_0.052 | ND_0.33 | 215244 | 215.244 | 262
66Animas028.1_08/10/2015 18:2566Animas028.142226.7673611111 | 66Animas028.1_08/10/2015 18:25 | State of New Mexico | Animas River (Estes Arroyo to So. Ute Indian Tribe bnd) | 66Animas028.1 | 164.0887 | Main | Lower Animas | 2015-08-10 18:25 |  |  |  |  | 89.6 | 96.5 |  | 0.017 |  | 0.34 | 56000 | 9200 |  |  | 50 |  | 8 | ND_0.35 | ND_0.13 | ND_7.1 | ND_0.045 | ND_0.052 | ND_0.02 | ND_0.013 | ND_0.11 | ND_0.032 | ND_0.0035 | 1 | ND_0.056 | ND_0.45 | ND_0.017 |  | ND_0.0093 | ND_0.012 | ND_0.052 | ND_0.33 | 214081 | 214.081 | 254
66Animas028.1_08/09/2015 05:4566Animas028.142225.2395833333 | 66Animas028.1_08/09/2015 05:45 | State of New Mexico | Animas River (Estes Arroyo to So. Ute Indian Tribe bnd) | 66Animas028.1 | 164.0887 | Main | Lower Animas | 2015-08-09 05:45 |  |  |  |  | 89.8 | 90.9 |  | 0.023 |  | 0.38 | 56000 | 9100 |  |  | 30 |  | 9 | ND_0.35 | ND_0.13 | ND_7.1 | ND_0.045 | ND_0.052 | ND_0.02 | ND_0.013 | ND_0.11 | ND_0.032 | ND_0.0035 | 1 | ND_0.056 | ND_0.45 | ND_0.017 |  | ND_0.0093 | ND_0.012 | ND_0.052 | ND_0.33 | 210792 | 210.792 | 258
66Animas028.1_08/12/2015 17:3066Animas028.142228.7291666667 | 66Animas028.1_08/12/2015 17:30 | State of New Mexico | Animas River (Estes Arroyo to So. Ute Indian Tribe bnd) | 66Animas028.1 | 164.0887 | Main | Lower Animas | 2015-08-12 17:30 |  |  |  |  | 90.3 | 98.3 |  | 0.021 |  | 0.35 | 57000 | 9800 |  |  | 40 |  | 7 | ND_0.35 | ND_0.13 | ND_7.1 | ND_0.045 | ND_0.052 | ND_0.02 | ND_0.013 | ND_0.11 | ND_0.032 | ND_0.0035 | 1 | ND_0.056 | ND_0.45 | ND_0.017 |  | ND_0.0093 | ND_0.012 | ND_0.052 | ND_0.33 | 217482 | 217.482 | 262
66Animas028.1_08/11/2015 00:0366Animas028.142227.0020833333 | 66Animas028.1_08/11/2015 00:03 | State of New Mexico | Animas River (Estes Arroyo to So. Ute Indian Tribe bnd) | 66Animas028.1 | 164.0887 | Main | Lower Animas | 2015-08-11 00:03 |  |  |  |  | 90.4 | 92.2 | 10 | 0.019 |  | 0.34 | 56000 | 9100 |  |  | 40 |  | 8 | ND_0.35 | ND_0.13 | ND_7.1 | ND_0.045 | ND_0.052 | ND_0.02 | ND_0.013 | ND_0.11 | ND_0.032 | ND_0.0035 | 1 | ND_0.056 | ND_0.45 | ND_0.017 |  | ND_0.0093 | ND_0.012 | ND_0.052 | ND_0.33 | 222150 | 222.15 | 256
66Animas028.1_08/13/2015 11:5066Animas028.142229.4930555556 | 66Animas028.1_08/13/2015 11:50 | State of New Mexico | Animas River (Estes Arroyo to So. Ute Indian Tribe bnd) | 66Animas028.1 | 164.0887 | Main | Lower Animas | 2015-08-13 11:50 |  |  |  |  | 90.6 | 84.8 |  | 0.021 |  | 0.36 | 54000 | 9500 |  |  | 30 |  | 7 | ND_0.35 | ND_0.13 | ND_7.1 | ND_0.045 | ND_0.052 | ND_0.02 | ND_0.013 | ND_0.11 | ND_0.032 | ND_0.0035 | 1 | ND_0.056 | ND_0.45 | ND_0.017 |  | ND_0.0093 | ND_0.012 | ND_0.052 | ND_0.33 | 206247 | 206.247 | 254
66Animas028.1_08/13/2015 06:2066Animas028.142229.2638888889 | 66Animas028.1_08/13/2015 06:20 | State of New Mexico | Animas River (Estes Arroyo to So. Ute Indian Tribe bnd) | 66Animas028.1 | 164.0887 | Main | Lower Animas | 2015-08-13 06:20 |  |  |  |  | 91.1 | 92.3 |  | 0.021 |  | 0.38 | 57000 | 9600 |  |  | 30 |  | 7 | ND_0.35 | ND_0.13 | ND_7.1 | ND_0.045 | ND_0.052 | ND_0.02 | ND_0.013 | ND_0.11 | ND_0.032 | ND_0.0035 | 1 | ND_0.056 | ND_0.45 | ND_0.017 |  | ND_0.0093 | ND_0.012 | ND_0.052 | ND_0.33 | 214442 | 214.442 | 256
66Animas028.1_08/12/2015 12:5066Animas028.142228.5347222222 | 66Animas028.1_08/12/2015 12:50 | State of New Mexico | Animas River (Estes Arroyo to So. Ute Indian Tribe bnd) | 66Animas028.1 | 164.0887 | Main | Lower Animas | 2015-08-12 12:50 |  |  |  |  | 91.3 | 87.9 |  | 0.02 |  | 0.36 | 55000 | 9700 |  |  | 30 |  | 7 | ND_0.35 | ND_0.13 | ND_7.1 | ND_0.045 | ND_0.052 | ND_0.02 | ND_0.013 | ND_0.11 | ND_0.032 | ND_0.0035 | 1 | ND_0.056 | ND_0.45 | ND_0.017 |  | ND_0.0093 | ND_0.012 | ND_0.052 | ND_0.33 | 210037 | 210.037 | 254
66Animas028.1_08/12/2015 23:2066Animas028.142228.9722222222 | 66Animas028.1_08/12/2015 23:20 | State of New Mexico | Animas River (Estes Arroyo to So. Ute Indian Tribe bnd) | 66Animas028.1 | 164.0887 | Main | Lower Animas | 2015-08-12 23:20 |  |  |  |  | 91.5 | 97.9 |  | 0.021 |  | 0.35 | 58000 | 9800 |  |  | 30 |  | 6 | ND_0.35 | ND_0.13 | ND_7.1 | ND_0.045 | ND_0.052 | ND_0.02 | ND_0.013 | ND_0.11 | ND_0.032 | ND_0.0035 | 1 | ND_0.056 | ND_0.45 | ND_0.017 |  | ND_0.0093 | ND_0.012 | ND_0.052 | ND_0.33 | 219427 | 219.427 | 264
66Animas028.1_08/11/2015 12:1066Animas028.142227.5069444444 | 66Animas028.1_08/11/2015 12:10 | State of New Mexico | Animas River (Estes Arroyo to So. Ute Indian Tribe bnd) | 66Animas028.1 | 164.0887 | Main | Lower Animas | 2015-08-11 12:10 |  |  |  |  | 91.7 | 85.7 | 10.2 | 0.019 |  | 0.35 | 53000 | 9300 |  |  | 40 |  | 7 | ND_0.35 | ND_0.13 | ND_7.1 | ND_0.045 | ND_0.052 | ND_0.02 | ND_0.013 | ND_0.11 | ND_0.032 | ND_0.0035 | 1 | ND_0.056 | ND_0.45 | ND_0.017 |  | ND_0.0093 | ND_0.012 | ND_0.052 | ND_0.33 | 216894 | 216.894 | 246
66Animas028.1_08/11/2015 06:3866Animas028.142227.2763888889 | 66Animas028.1_08/11/2015 06:38 | State of New Mexico | Animas River (Estes Arroyo to So. Ute Indian Tribe bnd) | 66Animas028.1 | 164.0887 | Main | Lower Animas | 2015-08-11 06:38 |  |  |  |  | 91.8 | 84.1 |  | 0.022 |  | 0.36 | 53000 | 9100 |  |  | 40 |  | 8 | ND_0.35 | ND_0.13 | ND_7.1 | ND_0.045 | ND_0.052 | ND_0.02 | ND_0.013 | ND_0.11 | ND_0.032 | ND_0.0035 | 1 | ND_0.056 | ND_0.45 | ND_0.017 |  | ND_0.0093 | ND_0.012 | ND_0.052 | ND_0.33 | 205632 | 205.632 | 244
66Animas028.1_08/14/2015 07:0066Animas028.142230.2916666667 | 66Animas028.1_08/14/2015 07:00 | State of New Mexico | Animas River (Estes Arroyo to So. Ute Indian Tribe bnd) | 66Animas028.1 | 164.0887 | Main | Lower Animas | 2015-08-14 07:00 |  |  |  |  | 92 | 92.8 |  | 0.021 |  | 0.37 | 57000 | 9300 |  |  | 30 |  | 7 | ND_0.35 | ND_0.13 | ND_7.1 | ND_0.045 | ND_0.052 | ND_0.02 | ND_0.013 | ND_0.11 | ND_0.032 | ND_0.0035 | 1 | ND_0.056 | ND_0.45 | ND_0.017 |  | ND_0.0093 | ND_0.012 | ND_0.052 | ND_0.33 | 215337 | 215.337 | 262
66Animas028.1_08/13/2015 17:5066Animas028.142229.7430555556 | 66Animas028.1_08/13/2015 17:50 | State of New Mexico | Animas River (Estes Arroyo to So. Ute Indian Tribe bnd) | 66Animas028.1 | 164.0887 | Main | Lower Animas | 2015-08-13 17:50 |  |  |  |  | 92.6 | 98 |  | 0.02 |  | 0.36 | 59000 | 9900 |  |  | 30 |  | 7 | ND_0.35 | ND_0.13 | ND_7.1 | ND_0.045 | ND_0.052 | ND_0.02 | ND_0.013 | ND_0.11 | ND_0.032 | ND_0.0035 | 1 | ND_0.056 | ND_0.45 | ND_0.017 |  | ND_0.0093 | ND_0.012 | ND_0.052 | ND_0.33 | 221698 | 221.698 | 274
66Animas028.1_08/11/2015 17:1066Animas028.142227.7152777778 | 66Animas028.1_08/11/2015 17:10 | State of New Mexico | Animas River (Estes Arroyo to So. Ute Indian Tribe bnd) | 66Animas028.1 | 164.0887 | Main | Lower Animas | 2015-08-11 17:10 |  |  |  |  | 92.9 | 94 | 10.4 | 0.019 |  | 0.35 | 58000 | 9500 |  |  | 40 |  | 7 | ND_0.35 | ND_0.13 | ND_7.1 | ND_0.045 | ND_0.052 | ND_0.02 | ND_0.013 | ND_0.11 | ND_0.032 | ND_0.0035 | 1 | ND_0.056 | ND_0.45 | ND_0.017 |  | ND_0.0093 | ND_0.012 | ND_0.052 | ND_0.33 | 228557 | 228.557 | 262
66Animas028.1_08/08/2015 11:1566Animas028.142224.46875 | 66Animas028.1_08/08/2015 11:15 | State of New Mexico | Animas River (Estes Arroyo to So. Ute Indian Tribe bnd) | 66Animas028.1 | 164.0887 | Main | Lower Animas | 2015-08-08 11:15 |  |  |  |  | 94.5 | 92 |  | 0.018 |  | 0.38 | 58000 | 9100 |  |  | 20 |  | 10 | ND_0.35 | ND_0.13 | ND_7.1 | ND_0.045 | ND_0.052 | ND_0.02 | ND_0.013 | ND_0.11 | ND_0.032 | ND_0.0035 | 1 | ND_0.056 | ND_0.45 | ND_0.017 |  | ND_0.0093 | ND_0.012 | ND_0.052 | ND_0.33 | 218149 | 218.149 | 268
249578166Animas028.142426.5097222222 | 2495781 | State of New Mexico | Animas River above Estes Arroyo - 66Animas028.1 | 66Animas028.1 | 164.0887 | Main | Lower Animas | 2016-02-26 12:14 |  |  | 490 |  | 114 | 128 | 13 |  |  | 0.3 | [28 empty] | 326 | 735 | 433.65
66Animas028.1_08/08/2015 05:5066Animas028.142224.2430555556 | 66Animas028.1_08/08/2015 05:50 | State of New Mexico | Animas River (Estes Arroyo to So. Ute Indian Tribe bnd) | 66Animas028.1 | 164.0887 | Main | Lower Animas | 2015-08-08 05:50 |  |  |  |  | 117 | 80.8 |  | 0.023 |  | 0.41 | 58000 | 8800 |  |  | 40 |  | 23 | ND_0.35 | ND_0.13 | ND_7.1 | ND_0.045 | ND_0.052 | ND_0.02 | ND_0.013 | ND_0.11 | 2 | ND_0.0035 | 2 | ND_0.056 | ND_0.45 | ND_0.017 |  | ND_0.0093 | ND_0.012 | ND_0.052 | ND_0.33 | 233588 | 233.588 | 284
66Animas001.7_08/07/2015 20:1566Animas001.742223.84375 | 66Animas001.7_08/07/2015 20:15 | State of New Mexico | Animas River (San Juan River to Estes Arroyo) | 66Animas001.7 | 189.3876 | Main | Lower Animas | 2015-08-07 20:15 |  |  |  |  | 80.4 | 81.7 |  | 0.024 |  | 0.3 | 48000 | 8200 |  |  | 40 |  | 23 | ND_0.35 | ND_0.13 | ND_7.1 | ND_0.045 | ND_0.052 | ND_0.02 | ND_0.013 | ND_0.11 | ND_0.032 | ND_0.0035 | 1 | ND_0.056 | ND_0.45 | ND_0.017 |  | ND_0.0093 | ND_0.012 | ND_0.052 | ND_0.33 | 186825 | 186.825 | 236
66Animas001.7_08/09/2015 06:3066Animas001.742225.2708333333 | 66Animas001.7_08/09/2015 06:30 | State of New Mexico | Animas River (San Juan River to Estes Arroyo) | 66Animas001.7 | 189.3876 | Main | Lower Animas | 2015-08-09 06:30 |  |  |  |  | 101 | 104 | 10.1 | 0.023 |  | 0.37 | 63000 | 9800 |  |  | 20 |  | 10 | ND_0.35 | ND_0.13 | ND_7.1 | ND_0.045 | ND_0.052 | ND_0.02 | ND_0.013 | ND_0.11 | ND_0.032 | ND_0.0035 | 1 | ND_0.056 | ND_0.45 | ND_0.017 |  | ND_0.0093 | ND_0.012 | ND_0.052 | ND_0.33 | 247764 | 247.764 | 290
66Animas001.7_08/08/2015 23:2066Animas001.742224.9722222222 | 66Animas001.7_08/08/2015 23:20 | State of New Mexico | Animas River (San Juan River to Estes Arroyo) | 66Animas001.7 | 189.3876 | Main | Lower Animas | 2015-08-08 23:20 |  |  |  |  | 103 | 101 | 10.3 | 0.022 |  | 0.38 | 62000 | 9600 |  |  | 40 |  | 9 | ND_0.35 | ND_0.13 | ND_7.1 | ND_0.045 | ND_0.052 | ND_0.02 | ND_0.013 | ND_0.11 | ND_0.032 | ND_0.0035 | 1 | ND_0.056 | ND_0.45 | ND_0.017 |  | ND_0.0093 | ND_0.012 | ND_0.052 | ND_0.33 | 246962 | 246.962 | 296
66Animas001.7_08/10/2015 19:2066Animas001.742226.8055555556 | 66Animas001.7_08/10/2015 19:20 | State of New Mexico | Animas River (San Juan River to Estes Arroyo) | 66Animas001.7 | 189.3876 | Main | Lower Animas | 2015-08-10 19:20 |  |  |  |  | 103 | 89.7 | 10.3 | 0.022 |  | 0.35 | 57000 | 9300 |  |  | 50 |  | 7 | ND_0.35 | ND_0.13 | ND_7.1 | ND_0.045 | ND_0.052 | ND_0.02 | ND_0.013 | ND_0.11 | ND_0.032 | ND_0.0035 | 1 | ND_0.056 | ND_0.45 | ND_0.017 |  | ND_0.0093 | ND_0.012 | ND_0.052 | ND_0.33 | 234747 | 234.747 | 266
66Animas001.7_08/11/2015 00:4366Animas001.742227.0298611111 | 66Animas001.7_08/11/2015 00:43 | State of New Mexico | Animas River (San Juan River to Estes Arroyo) | 66Animas001.7 | 189.3876 | Main | Lower Animas | 2015-08-11 00:43 |  |  |  |  | 103 | 99.7 | 10.5 | 0.022 |  | 0.34 | 61000 | 9900 |  |  | 40 |  | 7 | ND_0.35 | ND_0.13 | ND_7.1 | ND_0.045 | ND_0.052 | ND_0.02 | ND_0.013 | ND_0.11 | ND_0.032 | ND_0.0035 | 1 | ND_0.056 | ND_0.45 | ND_0.017 |  | ND_0.0093 | ND_0.012 | ND_0.052 | ND_0.33 | 245627 | 245.627 | 276
66Animas001.7_08/10/2015 15:4166Animas001.742226.6534722222 | 66Animas001.7_08/10/2015 15:41 | State of New Mexico | Animas River (San Juan River to Estes Arroyo) | 66Animas001.7 | 189.3876 | Main | Lower Animas | 2015-08-10 15:41 |  |  |  |  | 104 | 86.3 | 10.1 | 0.021 |  | 0.36 | 55000 | 9000 |  |  | 50 |  | 7 | ND_0.35 | ND_0.13 | ND_7.1 | ND_0.045 | ND_0.052 | ND_0.02 | ND_0.013 | ND_0.11 | ND_0.032 | ND_0.0035 | 1 | ND_0.056 | ND_0.45 | ND_0.017 |  | ND_0.0093 | ND_0.012 | ND_0.052 | ND_0.33 | 231182 | 231.182 | 264
66Animas001.7_08/13/2015 01:0066Animas001.742229.0416666667 | 66Animas001.7_08/13/2015 01:00 | State of New Mexico | Animas River (San Juan River to Estes Arroyo) | 66Animas001.7 | 189.3876 | Main | Lower Animas | 2015-08-13 01:00 |  |  |  |  | 104 | 99.5 | 10.7 | 0.025 |  | 0.36 | 61000 | 11000 |  |  | 30 |  | 6 | ND_0.35 | ND_0.13 | ND_7.1 | ND_0.045 | ND_0.052 | ND_0.02 | ND_0.013 | ND_0.11 | ND_0.032 | ND_0.0035 | 1 | ND_0.056 | ND_0.45 | ND_0.017 |  | ND_0.0093 | ND_0.012 | ND_0.052 | ND_0.33 | 247817 | 247.817 | 288
66Animas001.7_08/12/2015 18:0566Animas001.742228.7534722222 | 66Animas001.7_08/12/2015 18:05 | State of New Mexico | Animas River (San Juan River to Estes Arroyo) | 66Animas001.7 | 189.3876 | Main | Lower Animas | 2015-08-12 18:05 |  |  |  |  | 105 | 90.9 | 10.5 | 0.024 |  | 0.36 | 59000 | 10000 |  |  | 30 |  | 7 | ND_0.35 | ND_0.13 | ND_7.1 | ND_0.045 | ND_0.052 | ND_0.02 | ND_0.013 | ND_0.11 | ND_0.032 | ND_0.0035 | 1 | ND_0.056 | ND_0.45 | ND_0.017 |  | ND_0.0093 | ND_0.012 | ND_0.052 | ND_0.33 | 240371 | 240.371 | 274
66Animas001.7_08/13/2015 07:0066Animas001.742229.2916666667 | 66Animas001.7_08/13/2015 07:00 | State of New Mexico | Animas River (San Juan River to Estes Arroyo) | 66Animas001.7 | 189.3876 | Main | Lower Animas | 2015-08-13 07:00 |  |  |  |  | 105 | 105 | 10.6 | 0.025 |  | 0.36 | 69000 | 11000 |  |  | 20 |  | 7 | ND_0.35 | ND_0.13 | ND_7.1 | ND_0.045 | ND_0.052 | ND_0.02 | ND_0.013 | ND_0.11 | ND_0.032 | ND_0.0035 | 1 | ND_0.056 | ND_0.45 | ND_0.017 |  | ND_0.0093 | ND_0.012 | ND_0.052 | ND_0.33 | 260063 | 260.063 | 296
66Animas001.7_08/13/2015 12:3566Animas001.742229.5243055556 | 66Animas001.7_08/13/2015 12:35 | State of New Mexico | Animas River (San Juan River to Estes Arroyo) | 66Animas001.7 | 189.3876 | Main | Lower Animas | 2015-08-13 12:35 |  |  |  |  | 105 | 101 | 10.3 | 0.024 |  | 0.37 | 63000 | 10000 |  |  | 20 |  | 7 | ND_0.35 | ND_0.13 | ND_7.1 | ND_0.045 | ND_0.052 | ND_0.02 | ND_0.013 | ND_0.11 | ND_0.032 | ND_0.0035 | 1 | ND_0.056 | ND_0.45 | ND_0.017 |  | ND_0.0093 | ND_0.012 | ND_0.052 | ND_0.33 | 250332 | 250.332 | 292
66Animas001.7_08/13/2015 18:3566Animas001.742229.7743055556 | 66Animas001.7_08/13/2015 18:35 | State of New Mexico | Animas River (San Juan River to Estes Arroyo) | 66Animas001.7 | 189.3876 | Main | Lower Animas | 2015-08-13 18:35 |  |  |  |  | 105 | 90.4 | 10.6 | 0.024 |  | 0.37 | 59000 | 9900 |  |  | 40 |  | 8 | ND_0.35 | ND_0.13 | ND_7.1 | ND_0.045 | ND_0.052 | ND_0.02 | ND_0.013 | ND_0.11 | ND_0.032 | ND_0.0035 | 2 | ND_0.056 | ND_0.45 | ND_0.017 |  | ND_0.0093 | 1 | ND_0.052 | ND_0.33 | 240089 | 240.089 | 282
66Animas001.7_08/11/2015 07:3066Animas001.742227.3125 | 66Animas001.7_08/11/2015 07:30 | State of New Mexico | Animas River (San Juan River to Estes Arroyo) | 66Animas001.7 | 189.3876 | Main | Lower Animas | 2015-08-11 07:30 |  |  |  |  | 106 | 101 | 10.8 | 0.022 |  | 0.35 | 63000 | 9800 |  |  | 30 |  | 9 | ND_0.35 | ND_0.13 | ND_7.1 | ND_0.045 | ND_0.052 | ND_0.02 | ND_0.013 | ND_0.11 | ND_0.032 | ND_0.0035 | 1 | ND_0.056 | ND_0.45 | ND_0.017 |  | ND_0.0093 | ND_0.012 | ND_0.052 | ND_0.33 | 251622 | 251.622 | 290
66Animas001.7_08/11/2015 18:2066Animas001.742227.7638888889 | 66Animas001.7_08/11/2015 18:20 | State of New Mexico | Animas River (San Juan River to Estes Arroyo) | 66Animas001.7 | 189.3876 | Main | Lower Animas | 2015-08-11 18:20 |  |  |  |  | 106 | 88.5 | 11 | 0.026 |  | 0.36 | 57000 | 9600 |  |  | 50 |  | 8 | ND_0.35 | ND_0.13 | ND_7.1 | ND_0.045 | ND_0.052 | ND_0.02 | ND_0.013 | ND_0.11 | ND_0.032 | ND_0.0035 | 1 | ND_0.056 | ND_0.45 | ND_0.017 |  | ND_0.0093 | ND_0.012 | ND_0.052 | ND_0.33 | 238030 | 238.03 | 276
66Animas001.7_08/12/2015 13:4566Animas001.742228.5729166667 | 66Animas001.7_08/12/2015 13:45 | State of New Mexico | Animas River (San Juan River to Estes Arroyo) | 66Animas001.7 | 189.3876 | Main | Lower Animas | 2015-08-12 13:45 |  |  |  |  | 106 | 97.6 | 10.5 | 0.025 |  | 0.37 | 62000 | 10000 |  |  | 30 |  | 8 | ND_0.35 | ND_0.13 | ND_7.1 | ND_0.045 | ND_0.052 | ND_0.02 | ND_0.013 | ND_0.11 | ND_0.032 | ND_0.0035 | 1 | ND_0.056 | ND_0.45 | ND_0.017 |  | ND_0.0093 | ND_0.012 | ND_0.052 | ND_0.33 | 248470 | 248.47 | 288
66Animas001.7_08/14/2015 07:4566Animas001.742230.3229166667 | 66Animas001.7_08/14/2015 07:45 | State of New Mexico | Animas River (San Juan River to Estes Arroyo) | 66Animas001.7 | 189.3876 | Main | Lower Animas | 2015-08-14 07:45 |  |  |  |  | 106 | 106 | 10.6 | 0.024 |  | 0.36 | 59000 | 10000 |  |  | 20 |  | 7 | ND_0.35 | ND_0.13 | ND_7.1 | ND_0.045 | ND_0.052 | ND_0.02 | ND_0.013 | ND_0.11 | ND_0.032 | ND_0.0035 | 1 | ND_0.056 | ND_0.45 | ND_0.017 |  | ND_0.0093 | ND_0.012 | ND_0.052 | ND_0.33 | 250672 | 250.672 | 300
66Animas001.7_08/11/2015 13:0066Animas001.742227.5416666667 | 66Animas001.7_08/11/2015 13:00 | State of New Mexico | Animas River (San Juan River to Estes Arroyo) | 66Animas001.7 | 189.3876 | Main | Lower Animas | 2015-08-11 13:00 |  |  |  |  | 108 | 93.7 | 10.8 | 0.023 |  | 0.36 | 61000 | 9600 |  |  | 40 |  | 9 | ND_0.35 | ND_0.13 | ND_7.1 | ND_0.045 | ND_0.052 | ND_0.02 | ND_0.013 | ND_0.11 | ND_0.032 | ND_0.0035 | 1 | ND_0.056 | ND_0.45 | ND_0.017 |  | ND_0.0093 | ND_0.012 | ND_0.052 | ND_0.33 | 246990 | 246.99 | 280
66Animas001.7_08/08/2015 18:3066Animas001.742224.7708333333 | 66Animas001.7_08/08/2015 18:30 | State of New Mexico | Animas River (San Juan River to Estes Arroyo) | 66Animas001.7 | 189.3876 | Main | Lower Animas | 2015-08-08 18:30 |  |  |  |  | 109 | 97.4 | 10.1 | 0.022 |  | 0.4 | 64000 | 9700 |  |  | 30 |  | 7 | ND_0.35 | ND_0.13 | ND_7.1 | ND_0.045 | ND_0.052 | ND_0.02 | ND_0.013 | ND_0.11 | ND_0.032 | ND_0.0035 | 2 | ND_0.056 | ND_0.45 | ND_0.017 |  | ND_0.0093 | ND_0.012 | ND_0.052 | ND_0.33 | 252675 | 252.675 | 294
66Animas001.7_08/08/2015 07:0066Animas001.742224.2916666667 | 66Animas001.7_08/08/2015 07:00 | State of New Mexico | Animas River (San Juan River to Estes Arroyo) | 66Animas001.7 | 189.3876 | Main | Lower Animas | 2015-08-08 07:00 |  |  |  |  | 128 | 90.6 | 10.2 | 0.022 |  | 0.36 | 67000 | 10000 |  |  | 20 |  | 9 | ND_0.35 | ND_0.13 | ND_7.1 | ND_0.045 | ND_0.052 | ND_0.02 | ND_0.013 | ND_0.11 | ND_0.032 | ND_0.0035 | 1 | ND_0.056 | ND_0.45 | ND_0.017 |  | ND_0.0093 | ND_0.012 | ND_0.052 | ND_0.33 | 270878 | 270.878 | 324
249578766Animas001.742426.5583333333 | 2495787 | State of New Mexico | ANIMAS R AT FARMINGTON - 66Animas001.7 | 66Animas001.7 | 189.3876 | Main | Lower Animas | 2016-02-26 13:24 |  |  | 549.5 |  | 130 | 138 | 13.8 |  |  | 0.28 | [28 empty] | 374 | 824.25 | 486.3075
66Animas001.7_08/08/2015 12:3066Animas001.742224.5208333333 | 66Animas001.7_08/08/2015 12:30 | State of New Mexico | Animas River (San Juan River to Estes Arroyo) | 66Animas001.7 | 189.3876 | Main | Lower Animas | 2015-08-08 12:30 |  |  |  |  | 135 | 84.3 |  | 0.021 |  | 0.43 | 67000 | 9800 |  |  | 30 |  | 12 | ND_0.35 | ND_0.13 | ND_7.1 | ND_0.045 | ND_0.052 | ND_0.02 | ND_0.013 | ND_0.11 | ND_0.032 | ND_0.0035 | 2 | ND_0.056 | ND_0.45 | ND_0.017 |  | ND_0.0093 | ND_0.012 | ND_0.052 | ND_0.33 | 263718 | 263.718 | 314
67SanJua088.1_08/09/2015 07:2067SanJua088.142225.3055555556 | 67SanJua088.1_08/09/2015 07:20 | State of New Mexico | San Juan River (Navajo bnd at Hogback to Animas River) | 67SanJua088.1 | 204.435 | Main | San Juan River | 2015-08-09 07:20 |  |  |  |  | 74.3 | 104 |  | 0.021 |  | 0.27 | 45000 | 7200 |  |  | 10 |  | 4 | ND_0.35 | ND_0.13 | ND_7.1 | ND_0.045 | ND_0.052 | ND_0.02 | ND_0.013 | ND_0.11 | ND_0.032 | ND_0.0035 | 2 | ND_0.056 | ND_0.45 | ND_0.017 |  | ND_0.0093 | ND_0.012 | ND_0.052 | ND_0.33 | 190247 | 190.247 | 362
67SanJua088.1_08/10/2015 16:4967SanJua088.142226.7006944444 | 67SanJua088.1_08/10/2015 16:49 | State of New Mexico | San Juan River (Navajo bnd at Hogback to Animas River) | 67SanJua088.1 | 204.435 | Main | San Juan River | 2015-08-10 16:49 |  |  |  |  | 74.8 | 87.8 |  | 0.018 |  | 0.25 | 45000 | 7200 |  |  | 60 |  | 8 | ND_0.35 | ND_0.13 | ND_7.1 | ND_0.045 | ND_0.052 | ND_0.02 | ND_0.013 | ND_0.11 | ND_0.032 | ND_0.0035 | 1 | ND_0.056 | ND_0.45 | ND_0.017 |  | ND_0.0093 | ND_0.012 | 1 | ND_0.33 | 180896 | 180.896 | 258
67SanJua088.1_08/08/2015 23:5067SanJua088.142224.9930555556 | 67SanJua088.1_08/08/2015 23:50 | State of New Mexico | San Juan River (Navajo bnd at Hogback to Animas River) | 67SanJua088.1 | 204.435 | Main | San Juan River | 2015-08-08 23:50 |  |  |  |  | 75.3 | 94.9 |  | 0.02 |  | 0.28 | 47000 | 7300 |  |  | 20 |  | 5 | ND_0.35 | ND_0.13 | ND_7.1 | ND_0.045 | ND_0.052 | ND_0.02 | ND_0.013 | ND_0.11 | ND_0.032 | ND_0.0035 | 1 | ND_0.056 | ND_0.45 | ND_0.017 |  | ND_0.0093 | ND_0.012 | ND_0.052 | ND_0.33 | 187815 | 187.815 | 300
67SanJua088.1_08/10/2015 20:0067SanJua088.142226.8333333333 | 67SanJua088.1_08/10/2015 20:00 | State of New Mexico | San Juan River (Navajo bnd at Hogback to Animas River) | 67SanJua088.1 | 204.435 | Main | San Juan River | 2015-08-10 20:00 |  |  |  |  | 75.6 | 87.3 |  | 0.019 |  | 0.26 | 44000 | 7200 |  |  | 100 |  | 9 | ND_0.35 | ND_0.13 | ND_7.1 | ND_0.045 | ND_0.052 | ND_0.02 | ND_0.013 | ND_0.11 | ND_0.032 | ND_0.0035 | 1 | ND_0.056 | ND_0.45 | ND_0.017 |  | ND_0.0093 | ND_0.012 | 1 | ND_0.33 | 180443 | 180.443 | 266
67SanJua088.1_08/08/2015 08:1567SanJua088.142224.34375 | 67SanJua088.1_08/08/2015 08:15 | State of New Mexico | San Juan River (Navajo bnd at Hogback to Animas River) | 67SanJua088.1 | 204.435 | Main | San Juan River | 2015-08-08 08:15 |  |  |  |  | 75.8 | 103 |  | 0.019 |  | 0.26 | 46000 | 7000 |  |  | 80 |  | 6 | ND_0.35 | ND_0.13 | ND_7.1 | ND_0.045 | ND_0.052 | ND_0.02 | ND_0.013 | ND_0.11 | ND_0.032 | ND_0.0035 | 1 | ND_0.056 | ND_0.45 | ND_0.017 |  | ND_0.0093 | 1 | 2 | ND_0.33 | 191999 | 191.999 | 342
67SanJua088.1_08/11/2015 01:1567SanJua088.142227.0520833333 | 67SanJua088.1_08/11/2015 01:15 | State of New Mexico | San Juan River (Navajo bnd at Hogback to Animas River) | 67SanJua088.1 | 204.435 | Main | San Juan River | 2015-08-11 01:15 |  |  |  |  | 77.8 | 90.1 |  | 0.018 |  | 0.27 | 47000 | 7600 |  |  | 20 |  | 5 | ND_0.35 | ND_0.13 | ND_7.1 | ND_0.045 | ND_0.052 | ND_0.02 | ND_0.013 | ND_0.11 | ND_0.032 | ND_0.0035 | 1 | ND_0.056 | ND_0.45 | ND_0.017 |  | ND_0.0093 | ND_0.012 | 1 | ND_0.33 | 187676 | 187.676 | 268
67SanJua088.1_08/08/2015 19:2067SanJua088.142224.8055555556 | 67SanJua088.1_08/08/2015 19:20 | State of New Mexico | San Juan River (Navajo bnd at Hogback to Animas River) | 67SanJua088.1 | 204.435 | Main | San Juan River | 2015-08-08 19:20 |  |  |  |  | 80.3 | 94.3 |  | 0.02 |  | 0.29 | 47000 | 7200 |  |  | 30 |  | 6 | ND_0.35 | ND_0.13 | ND_7.1 | ND_0.045 | ND_0.052 | ND_0.02 | ND_0.013 | ND_0.11 | ND_0.032 | ND_0.0035 | 2 | ND_0.056 | ND_0.45 | ND_0.017 |  | ND_0.0093 | ND_0.012 | ND_0.052 | ND_0.33 | 192371 | 192.371 | 294
67SanJua088.1_08/07/2015 19:3067SanJua088.142223.8125 | 67SanJua088.1_08/07/2015 19:30 | State of New Mexico | San Juan River (Navajo bnd at Hogback to Animas River) | 67SanJua088.1 | 204.435 | Main | San Juan River | 2015-08-07 19:30 |  |  |  |  | 84.2 | 96.6 |  | 0.023 |  | 0.3 | 51000 | 7900 |  |  | 20 |  | 6 | ND_0.35 | ND_0.13 | ND_7.1 | ND_0.045 | ND_0.052 | ND_0.02 | ND_0.013 | ND_0.11 | ND_0.032 | ND_0.0035 | 1 | ND_0.056 | ND_0.45 | ND_0.017 |  | ND_0.0093 | 1 | 2 | ND_0.33 | 202379 | 202.379 | 300
67SanJua088.1_08/13/2015 07:3267SanJua088.142229.3138888889 | 67SanJua088.1_08/13/2015 07:32 | State of New Mexico | San Juan River (Navajo bnd at Hogback to Animas River) | 67SanJua088.1 | 204.435 | Main | San Juan River | 2015-08-13 07:32 |  |  |  |  | 87.8 | 99.3 |  | 0.022 |  | 0.3 | 54000 | 9000 |  |  | 20 |  | 5 | ND_0.35 | ND_0.13 | ND_7.1 | ND_0.045 | ND_0.052 | ND_0.02 | ND_0.013 | ND_0.11 | ND_0.032 | ND_0.0035 | 1 | ND_0.056 | ND_0.45 | ND_0.017 |  | ND_0.0093 | ND_0.012 | 1 | ND_0.33 | 211722 | 211.722 | 286
67SanJua088.1_08/14/2015 08:3067SanJua088.142230.3541666667 | 67SanJua088.1_08/14/2015 08:30 | State of New Mexico | San Juan River (Navajo bnd at Hogback to Animas River) | 67SanJua088.1 | 204.435 | Main | San Juan River | 2015-08-14 08:30 |  |  |  |  | 88 | 98.5 |  | 0.021 |  | 0.29 | 53000 | 8800 |  |  | 10 |  | 5 | ND_0.35 | ND_0.13 | ND_7.1 | ND_0.045 | ND_0.052 | ND_0.02 | ND_0.013 | ND_0.11 | ND_0.032 | ND_0.0035 | 1 | ND_0.056 | ND_0.45 | ND_0.017 |  | ND_0.0093 | ND_0.012 | 1 | ND_0.33 | 210213 | 210.213 | 280
67SanJua088.1_08/11/2015 07:5567SanJua088.142227.3298611111 | 67SanJua088.1_08/11/2015 07:55 | State of New Mexico | San Juan River (Navajo bnd at Hogback to Animas River) | 67SanJua088.1 | 204.435 | Main | San Juan River | 2015-08-11 07:55 |  |  |  |  | 88.2 | 98.4 |  | 0.019 |  | 0.28 | 52000 | 8200 |  |  | 20 |  | 5 | ND_0.35 | ND_0.13 | ND_7.1 | ND_0.045 | ND_0.052 | ND_0.02 | ND_0.013 | ND_0.11 | ND_0.032 | ND_0.0035 | 1 | ND_0.056 | ND_0.45 | ND_0.017 |  | ND_0.0093 | ND_0.012 | 1 | ND_0.33 | 208750 | 208.75 | 286
67SanJua088.1_08/13/2015 13:2067SanJua088.142229.5555555556 | 67SanJua088.1_08/13/2015 13:20 | State of New Mexico | San Juan River (Navajo bnd at Hogback to Animas River) | 67SanJua088.1 | 204.435 | Main | San Juan River | 2015-08-13 13:20 |  |  |  |  | 88.8 | 99 |  | 0.023 |  | 0.3 | 53000 | 8600 |  |  | 10 |  | 5 | ND_0.35 | 1 | ND_7.1 | ND_0.045 | ND_0.052 | ND_0.02 | ND_0.013 | ND_0.11 | ND_0.032 | ND_0.0035 | 1 | ND_0.056 | ND_0.45 | ND_0.017 |  | ND_0.0093 | ND_0.012 | 1 | ND_0.33 | 211131 | 211.131 | 290
67SanJua088.1_08/13/2015 00:3067SanJua088.142229.0208333333 | 67SanJua088.1_08/13/2015 00:30 | State of New Mexico | San Juan River (Navajo bnd at Hogback to Animas River) | 67SanJua088.1 | 204.435 | Main | San Juan River | 2015-08-13 00:30 |  |  |  |  | 89.9 | 94.4 |  | 0.023 |  | 0.3 | 51000 | 8500 |  |  | 20 |  | 5 | ND_0.35 | ND_0.13 | ND_7.1 | ND_0.045 | ND_0.052 | ND_0.02 | ND_0.013 | ND_0.11 | ND_0.032 | ND_0.0035 | 1 | ND_0.056 | ND_0.45 | ND_0.017 |  | ND_0.0093 | ND_0.012 | 1 | ND_0.33 | 207334 | 207.334 | 286
67SanJua088.1_08/13/2015 19:0567SanJua088.142229.7951388889 | 67SanJua088.1_08/13/2015 19:05 | State of New Mexico | San Juan River (Navajo bnd at Hogback to Animas River) | 67SanJua088.1 | 204.435 | Main | San Juan River | 2015-08-13 19:05 |  |  |  |  | 90.7 | 96.8 |  | 0.024 |  | 0.3 | 52000 | 8600 |  |  | 20 |  | 6 | ND_0.35 | ND_0.13 | ND_7.1 | ND_0.045 | ND_0.052 | ND_0.02 | ND_0.013 | ND_0.11 | ND_0.032 | ND_0.0035 | 1 | ND_0.056 | ND_0.45 | ND_0.017 |  | ND_0.0093 | ND_0.012 | 1 | ND_0.33 | 210700 | 210.7 | 286
67SanJua088.1_08/12/2015 18:4067SanJua088.142228.7777777778 | 67SanJua088.1_08/12/2015 18:40 | State of New Mexico | San Juan River (Navajo bnd at Hogback to Animas River) | 67SanJua088.1 | 204.435 | Main | San Juan River | 2015-08-12 18:40 |  |  |  |  | 92.2 | 95.8 |  | 0.028 |  | 0.3 | 53000 | 8500 |  |  | 30 |  | 6 | ND_0.35 | ND_0.13 | ND_7.1 | ND_0.045 | ND_0.052 | ND_0.02 | ND_0.013 | ND_0.11 | ND_0.032 | ND_0.0035 | 1 | ND_0.056 | ND_0.45 | ND_0.017 |  | ND_0.0093 | ND_0.012 | 1 | ND_0.33 | 212504 | 212.504 | 296
67SanJua088.1_08/11/2015 13:4067SanJua088.142227.5694444444 | 67SanJua088.1_08/11/2015 13:40 | State of New Mexico | San Juan River (Navajo bnd at Hogback to Animas River) | 67SanJua088.1 | 204.435 | Main | San Juan River | 2015-08-11 13:40 |  |  |  |  | 92.3 | 97.2 |  | 0.021 |  | 0.3 | 52000 | 8300 |  |  | 20 |  | 5 | ND_0.35 | ND_0.13 | ND_7.1 | ND_0.045 | ND_0.052 | ND_0.02 | ND_0.013 | ND_0.11 | ND_0.032 | ND_0.0035 | 1 | ND_0.056 | ND_0.45 | ND_0.017 |  | ND_0.0093 | ND_0.012 | 1 | ND_0.33 | 212240 | 212.24 | 288
67SanJua088.1_08/11/2015 18:5067SanJua088.142227.7847222222 | 67SanJua088.1_08/11/2015 18:50 | State of New Mexico | San Juan River (Navajo bnd at Hogback to Animas River) | 67SanJua088.1 | 204.435 | Main | San Juan River | 2015-08-11 18:50 |  |  |  |  | 93 | 91.2 |  | 0.022 |  | 0.3 | 52000 | 8400 |  |  | 40 |  | 5 | ND_0.35 | ND_0.13 | ND_7.1 | ND_0.045 | ND_0.052 | ND_0.02 | ND_0.013 | ND_0.11 | ND_0.032 | ND_0.0035 | 1 | ND_0.056 | ND_0.45 | ND_0.017 |  | ND_0.0093 | ND_0.012 | 1 | ND_0.33 | 209401 | 209.401 | 284
67SanJua088.1_08/12/2015 14:1567SanJua088.142228.59375 | 67SanJua088.1_08/12/2015 14:15 | State of New Mexico | San Juan River (Navajo bnd at Hogback to Animas River) | 67SanJua088.1 | 204.435 | Main | San Juan River | 2015-08-12 14:15 |  |  |  |  | 94.6 | 103 |  | 0.023 |  | 0.29 | 53000 | 8600 |  |  | 10 |  | 6 | ND_0.35 | ND_0.13 | ND_7.1 | ND_0.045 | ND_0.052 | ND_0.02 | ND_0.013 | ND_0.11 | ND_0.032 | ND_0.0035 | 1 | ND_0.056 | ND_0.45 | ND_0.017 |  | ND_0.0093 | ND_0.012 | 1 | ND_0.33 | 219361 | 219.361 | 314
67SanJua088.1_08/08/2015 13:4567SanJua088.142224.5729166667 | 67SanJua088.1_08/08/2015 13:45 | State of New Mexico | San Juan River (Navajo bnd at Hogback to Animas River) | 67SanJua088.1 | 204.435 | Main | San Juan River | 2015-08-08 13:45 |  |  |  |  | 98 | 87.6 |  | 0.02 |  | 0.3 | 50000 | 7400 |  |  | 260 |  | 9 | ND_0.35 | ND_0.13 | ND_7.1 | ND_0.045 | ND_0.052 | ND_0.02 | ND_0.013 | ND_0.11 | 1 | ND_0.0035 | 2 | ND_0.056 | ND_0.45 | ND_0.017 |  | ND_0.0093 | ND_0.012 | ND_0.052 | ND_0.33 | 209428 | 209.428 | 302
10-25_20150825_RS10SANJUANR2542241.5520833333 | 10-25_20150825_RS | NNEPA | 0 | 10SANJUANR25 | 227.6256 | Main | San Juan River | 2015-08-25 13:15 |  |  |  |  | 92 | 110 | 8.7 |  |  |  | 46000 | 7700 | 27000 | 2500 | ND_20 | ND_10 | ND_0.8 | ND_0.2 | ND_0.7 | 72 | ND_0.2 | ND_0.8 | ND_0.5 | ND_0.3 | ND_1.7 | ND_3 | ND_0.2 | ND_0.8 | ND_1.6 | ND_0.1 | ND_0.7 |  | ND_0.2 | 1.4 | ND_0.3 | ND_3.3 | 251073.4 | 251.0734
10-26_20150825_RS10SANJUANR2642241.4305555556 | 10-26_20150825_RS | NNEPA | 0 | 10SANJUANR26 | 272.478 | Main | San Juan River | 2015-08-25 10:20 |  |  |  |  | 98 | 110 | 9.4 |  |  |  | 51000 | 8900 | 30000 | 2600 | 140 | ND_10 | ND_0.8 | ND_0.2 | ND_0.7 | 69 | ND_0.2 | ND_0.8 | ND_0.5 | ND_0.3 | ND_1.7 | ND_3 | 0.53 | ND_0.8 | ND_1.6 | ND_0.1 | ND_0.7 |  | ND_0.2 | 1.6 | ND_0.3 | ND_3.3 | 267211.13 | 267.2111
02-06_20150812_RS02SANJUANR0642228.59375 | 02-06_20150812_RS | NNEPA | 0 | 02SANJUANR06 | 295.8296 | Main | San Juan River | 2015-08-12 14:15 |  |  |  |  | 100 | 100 | 10 |  |  | 0.31 | 51000 | 7200 | 28000 | 2800 | 7.8 |  |  | ND_0.2 | 0.95 |  |  | ND_0.8 | ND_0.5 | 0.54 | 1.7 | ND_3 | 1.9 | 4.5 | ND_1.6 |  | ND_0.7 |  | ND_0.2 |  | 2.7 | ND_3.3 | 260330.09 | 260.3301
02-06_20150826_RS02SANJUANR0642242.40625 | 02-06_20150826_RS | NNEPA | 0 | 02SANJUANR06 | 295.8296 | Main | San Juan River | 2015-08-26 09:45 |  |  |  |  | 110 | 100 | 9.6 |  |  |  | 50000 | 8300 | 30000 | 2300 | ND_20 | ND_10 | ND_0.8 | ND_0.2 | ND_0.7 | 66 | ND_0.2 | ND_0.8 | ND_0.5 | ND_0.3 | ND_1.7 | ND_3 | ND_0.2 | ND_0.8 | ND_1.6 | ND_0.1 | ND_0.7 |  | ND_0.2 | 1.4 | ND_0.3 | ND_3.3 | 271267.4 | 271.2674
201602397495400042534.5208333333 | 201602397 | State of Utah | GKM061316 | 4954000 | 298.7425 | Main | San Juan River | 2016-06-13 12:30 |  | 7.1615 | 249 |  | 47 | 69 | 3.67 |  |  |  | 31400 | 4980 | 11700 | 1630 | 63.418 | 77.5 | 8.32 | ND_3 | ND_1 | ND_100 | ND_1 | ND_0.1 | ND_2 | ND_0.03 | 1.41 | 0.582 | ND_0.2 | ND_1 | ND_5 | ND_1 | ND_0.5 | 273.91 | ND_0.1 |  | ND_0.03 | ND_10 | 142895.14 | 142.8951 | 152 | 373.5 | 220.365
201602472495400042539.6458333333 | 201602472 | State of Utah | GKM061816 | 4954000 | 298.7425 | Main | San Juan River | 2016-06-18 15:30 |  | 7.4195 | 253 |  | 47.1 | 72 | 4.4 |  |  |  | 32100 | 5050 | 12100 | 1610 | 49.912 | 57.3 | ND_5 | ND_3 | ND_1 | 123.37 | ND_1 | ND_0.1 | ND_2 | ND_0.03 | 1.294 | 0.481 | ND_0.2 | ND_1 | ND_5 | ND_1 | ND_0.5 | 292.42 | ND_0.1 |  | ND_0.03 | 16.108 | 146820.885 | 146.8209 | 172 | 379.5 | 223.905
201602563495400042546.6145833333 | 201602563 | State of Utah | GKM062516 | 4954000 | 298.7425 | Main | San Juan River | 2016-06-25 14:45 |  | 7.3375 | 258 |  | 47.5 | 74 | 4.33 |  |  |  | 33100 | 5250 | 12800 | 1590 | 15.78 | ND_20 | ND_5 | ND_3 | ND_1 | ND_100 | ND_1 | ND_0.1 | ND_2 | ND_0.03 | ND_1 | ND_0.1 | ND_0.2 | ND_1 | ND_5 | ND_1 | ND_0.5 | 252.4 | ND_0.1 |  | ND_0.03 | ND_10 | 149978.18 | 149.9782 | 164 | 387 | 228.33
201602162495400042526.4375 | 201602162 | State of Utah | GKM060516 | 4954000 | 298.7425 | Main | San Juan River | 2016-06-05 10:30 |  | 7.3055 | 248 |  | 48.5 | 71 | 3.63 |  |  |  | 31200 | 5150 | 11600 | 1680 | 72.12 | 88.1 | 7.512 | ND_3 | ND_1 | ND_100 | ND_1 | ND_0.1 | ND_2 | ND_0.03 | 1.252 | 0.545 | ND_0.2 | ND_1 | ND_5 | ND_1 | ND_0.5 | 272.75 | ND_0.1 |  | ND_0.03 | ND_10 | 145512.279 | 145.5123 | 164 | 372 | 219.48
201602112495400042521.6770833333 | 201602112 | State of Utah | GKM053116 | 4954000 | 298.7425 | Main | San Juan River | 2016-05-31 16:15 |  | 7.4945 | 290 |  | 59 | 83 | 5.36 |  |  |  | 38500 | 6420 | 14600 | 1820 | 48.125 | 39.9 | 5.117 | ND_3 | ND_1 | ND_100 | ND_1 | ND_0.1 | ND_2 | ND_0.03 | 1.219 | 0.198 | ND_0.2 | ND_1 | ND_5 | ND_1 | ND_0.5 | 345.61 | ND_0.1 |  | ND_0.03 | ND_10 | 176770.169 | 176.7702 | 176 | 435 | 256.65
201601873495400042511.6458333333 | 201601873 | State of Utah | GKM052116 | 4954000 | 298.7425 | Main | San Juan River | 2016-05-21 15:30 |  | 7.3225 | 333 |  | 69.6 | 87 | 5.73 |  |  |  | 41900 | 6560 | 19900 | 2060 | 23.394 | 45.7 | 7.678 | ND_3 | ND_1 | ND_100 | ND_1 | ND_0.1 | ND_2 | ND_0.03 | ND_1 | 0.131 | ND_0.2 | 1.453 | ND_5 | ND_1 | ND_0.5 | 436.35 | ND_0.1 |  | ND_0.03 | ND_10 | 199334.706 | 199.3347 | 232 | 499.5 | 294.705
201601643495400042499.5208333333 | 201601643 | State of Utah | GKM050916 | 4954000 | 298.7425 | Main | San Juan River | 2016-05-09 12:30 |  | 7.5445 | 352 |  | 85.8 | 93 | 7.45 |  |  |  | 50200 | 8190 | 18500 | 1670 | 37.584 | 26.4 | 5.625 | ND_3 | ND_1 | ND_100 | ND_1 | ND_0.1 | ND_2 | ND_0.03 | 1.047 | 0.123 | ND_0.2 | 1.078 | ND_5 | ND_1 | ND_0.5 | 543.83 | ND_0.1 |  | ND_0.03 | ND_10 | 229155.687 | 229.1557 | 248 | 528 | 311.52
201601709495400042505.5104166667 | 201601709 | State of Utah | GKM051516 | 4954000 | 298.7425 | Main | San Juan River | 2016-05-15 12:15 |  | 7.7715 | 432 |  | 118 | 105 | 9.01 |  |  |  | 57100 | 8870 | 25200 | 1840 | 49.973 | 51.1 | ND_5 | ND_3 | ND_1 | 211.73 | ND_1 | ND_0.1 | ND_2 | ND_0.03 | 1.901 | 0.182 | ND_0.2 | 1.055 | ND_5 | ND_1 | ND_0.5 | 635.63 | ND_0.1 |  | ND_0.03 | 18.555 | 285040.126 | 285.0401 | 300 | 648 | 382.32
201601345495400042472.5833333333 | 201601345 | State of Utah | GKM041116 | 4954000 | 298.7425 | Main | San Juan River | 2016-04-12 14:00 |  | 7.5725 | 454 |  | 122 | 101 | 10.9 |  |  |  | 59800 | 10700 | 28000 | 1970 | 31.038 | ND_20 | ND_5 | ND_3 | ND_1 | ND_100 | ND_1 | ND_0.1 | ND_2 | ND_0.03 | 1.123 | ND_0.1 | ND_0.2 | 1.25 | ND_5 | ND_1 | ND_0.5 | 597.41 | ND_0.1 |  | ND_0.03 | ND_10 | 295610.821 | 295.6108 | 294 | 681 | 401.79
201601513495400042486.4895833333 | 201601513 | State of Utah | GKM042516 | 4954000 | 298.7425 | Main | San Juan River | 2016-04-26 11:45 |  | 7.651 | 482 |  | 142 | 119 | 12.2 |  |  |  | 67400 | 12000 | 31100 | 2030 | 29.28 | ND_20 | ND_5 | ND_3 | ND_1 | ND_100 | ND_1 | ND_0.1 | ND_2 | ND_0.03 | 1.338 | ND_0.1 | ND_0.2 | 1.375 | ND_5 | ND_1 | ND_0.5 | 689.26 | ND_0.1 |  | ND_0.03 | ND_10 | 340041.253 | 340.0413 | 332 | 723 | 426.57
201600803495400042438.3472222222 | 201600803 | State of Utah | GKM030816 | 4954000 | 298.7425 | Main | San Juan River | 2016-03-09 08:20 |  | 7.858 | 527 |  | 145 | 118 | 12.5 |  |  |  | 64900 | 12000 | 34200 | 2280 | 17.261 | ND_20 | ND_5 | ND_3 | ND_1 | ND_100 | ND_1 | ND_0.1 | ND_2 | ND_0.03 | 1.037 | ND_0.1 | ND_0.2 | 1.155 | ND_5 | ND_1 | ND_0.5 | 748.17 | ND_0.1 |  | ND_0.03 | ND_10 | 343627.623 | 343.6276 | 358 | 790.5 | 466.395
201601576495400042492.5833333333 | 201601576 | State of Utah | GKM050216 | 4954000 | 298.7425 | Main | San Juan River | 2016-05-02 14:00 |  | 7.7545 | 518 |  | 150 | 119 | 14.4 |  |  |  | 69800 | 12200 | 37300 | 2170 | 24.459 | ND_20 | 5.943 | ND_3 | ND_1 | ND_100 | ND_1 | ND_0.1 | ND_2 | ND_0.03 | 1.15 | ND_0.1 | ND_0.2 | 1.066 | ND_5 | ND_1 | ND_0.5 | 703.45 | ND_0.1 |  | ND_0.03 | ND_10 | 359196.068 | 359.1961 | 348 | 777 | 458.43
201600925495400042451.3958333333 | 201600925 | State of Utah | GKM032116 | 4954000 | 298.7425 | Main | San Juan River | 2016-03-22 09:30 |  | 7.969 | 539 |  | 157 | 114 | 14.3 |  |  |  | 67400 | 13100 | 35600 | 2170 | ND_10 | ND_20 | ND_5 | ND_3 | ND_1 | ND_100 | ND_1 | ND_0.1 | ND_2 | ND_0.03 | ND_1 | ND_0.1 | ND_0.2 | 1.236 | ND_5 | ND_1 | ND_0.5 | 733.53 | ND_0.1 |  | ND_0.03 | ND_10 | 359844.766 | 359.8448 | 382 | 808.5 | 477.015
201600832495400042444.3472222222 | 201600832 | State of Utah | GKM031416 | 4954000 | 298.7425 | Main | San Juan River | 2016-03-15 08:20 |  | 7.882 | 541 |  | 160 | 118 | 14.6 |  |  |  | 71900 | 13400 | 37000 | 2220 | ND_10 | ND_20 | ND_5 | ND_3 | ND_1 | ND_100 | ND_1 | ND_0.1 | ND_2 | ND_0.03 | ND_1 | ND_0.1 | ND_0.2 | 1.285 | ND_5 | ND_1 | ND_0.5 | 776.46 | ND_0.1 |  | ND_0.03 | ND_10 | 371877.745 | 371.8777 | 376 | 811.5 | 478.785
201601044495400042457.7013888889 | 201601044 | State of Utah | GKM032816 | 4954000 | 298.7425 | Main | San Juan River | 2016-03-28 16:50 |  | 8.004 | 536 |  | 160 | 113 | 14.3 |  |  |  | 70800 | 12600 | 38100 | 2210 | ND_10 | ND_20 | ND_5 | ND_3 | ND_1 | ND_100 | ND_1 | ND_0.1 | ND_2 | ND_0.03 | ND_1 | ND_0.1 | ND_0.2 | 1.249 | ND_5 | ND_1 | ND_0.5 | 725.25 | ND_0.1 |  | ND_0.03 | ND_10 | 367666.499 | 367.6665 | 360 | 804 | 474.36
201601435495400042479.5173611111 | 201601435 | State of Utah | GKM041916 | 4954000 | 298.7425 | Main | San Juan River | 2016-04-19 12:25 |  | 7.6245 | 543 |  | 164 | 111 | 14.2 |  |  |  | 66600 | 12800 | 41300 | 1920 | 18.45 | ND_20 | ND_5 | ND_3 | ND_1 | ND_100 | ND_1 | ND_0.1 | ND_2 | ND_0.03 | 1.105 | ND_0.1 | ND_0.2 | 1.234 | ND_5 | ND_1 | ND_0.5 | 686.39 | ND_0.1 |  | ND_0.03 | ND_10 | 369237.179 | 369.2372 | 378 | 814.5 | 480.555
201600686495400042423.4236111111 | 201600686 | State of Utah | GKM022216 | 4954000 | 298.7425 | Main | San Juan River | 2016-02-23 10:10 |  | 7.4755 | 579 |  | 170 | 125 | 11.9 |  |  |  | 67870 | 12510 | 44840 | 3122 | 14.896 | ND_20 | ND_5 | ND_3 | ND_1 | ND_100 | ND_1 | ND_0.1 | ND_2 | ND_0.03 | 1.806 | ND_0.1 | ND_0.2 | 1.38 | ND_5 | 1.172 | ND_0.5 | 796.31 | ND_0.1 |  | ND_0.03 | ND_10 | 387307.564 | 387.3076 | 394 | 868.5 | 512.415
201600733495400042429.6666666667 | 201600733 | State of Utah | GKM022916 | 4954000 | 298.7425 | Main | San Juan River | 2016-02-29 16:00 |  | 7.6125 | 554 |  | 170 | 122 | 11.6 |  |  |  | 71100 | 13700 | 39200 | 2600 | 10.431 | ND_20 | ND_5 | ND_3 | ND_1 | ND_100 | ND_1 | ND_0.1 | ND_2 | ND_0.03 | 1.74 | ND_0.1 | ND_0.2 | 1.239 | ND_5 | 1.088 | ND_0.5 | 776.5 | ND_0.1 |  | ND_0.03 | ND_10 | 383410.998 | 383.411 | 386 | 831 | 490.29
201600514495400042416.625 | 201600514 | State of Utah | GKM021616 | 4954000 | 298.7425 | Main | San Juan River | 2016-02-16 15:00 |  | 7.574 | 584 |  | 175 | 119 | 14.3 |  |  |  | 66200 | 10900 | 62900 | 3100 | 319.32 | 155 | 14.449 | ND_3 | ND_1 | 186.89 | ND_1 | ND_0.1 | ND_2 | ND_0.03 | 5.96 | 0.547 | ND_0.2 | 1.502 | ND_5 | 1.577 | ND_0.5 | 749.56 | ND_0.1 |  | ND_0.03 | 22.479 | 406447.284 | 406.4473 | 490 | 876 | 516.84
201601179495400042464.5138888889 | 201601179 | State of Utah | GKM040416 | 4954000 | 298.7425 | Main | San Juan River | 2016-04-04 12:20 |  | 7.9695 | 569 |  | 177 | 116 | 15.9 |  |  |  | 74100 | 13700 | 42500 | 2530 | 52.3 | 36.2 | 5.313 | ND_3 | ND_1 | ND_100 | ND_1 | ND_0.1 | ND_2 | ND_0.03 | 2.411 | 0.116 | ND_0.2 | 1.364 | ND_5 | ND_1 | ND_0.5 | 727.42 | ND_0.1 |  | ND_0.03 | ND_10 | 397315.124 | 397.3151 | 392 | 853.5 | 503.565
201602395495388042534.5 | 201602395 | State of Utah | GKM061316 | 4953880 | 332.8928 | Reference | San Juan River | 2016-06-13 12:00 |  | 8.1065 | 1558 |  | 674 | 215 | 25.2 |  |  |  | 162000 | 89600 | 95800 | 5280 | ND_10 | ND_20 | 8.612 | ND_3 | 1.534 | ND_100 | ND_1 | ND_0.1 | ND_2 | ND_0.03 | 1.599 | 0.217 | ND_0.2 | 4.17 | ND_5 | ND_1 | ND_0.5 | 2624.9 | ND_0.1 |  | ND_0.03 | 12.256 | 1185683.288 | 1185.6833 | 1218 | 2337 | 1378.83
201602160495388042526.40625 | 201602160 | State of Utah | GKM060516 | 4953880 | 332.8928 | Reference | San Juan River | 2016-06-05 09:45 |  | 8.1435 | 1581 |  | 699 | 223 | 27.5 |  |  |  | 151000 | 92200 | 102000 | 5400 | ND_10 | ND_20 | 11.598 | ND_3 | 1.393 | ND_100 | ND_1 | ND_0.1 | ND_2 | ND_0.03 | ND_1 | ND_0.1 | ND_0.2 | 3.93 | ND_5 | ND_1 | ND_0.5 | 2609.4 | ND_0.1 |  | ND_0.03 | ND_10 | 1215756.321 | 1215.7563 | 1278 | 2371.5 | 1399.185
201602470495388042539.6145833333 | 201602470 | State of Utah | GKM061816 | 4953880 | 332.8928 | Reference | San Juan River | 2016-06-18 14:45 |  | 8.164 | 1604 |  | 725 | 203 | 27.6 |  |  |  | 164000 | 95400 | 102000 | 5380 | ND_10 | ND_20 | 13.653 | ND_3 | 1.365 | ND_100 | ND_1 | ND_0.1 | ND_2 | ND_0.03 | 1.153 | 0.175 | ND_0.2 | 4.876 | ND_5 | ND_1 | ND_0.5 | 2703 | ND_0.1 |  | ND_0.03 | ND_10 | 1245934.222 | 1245.9342 | 1340 | 2406 | 1419.54
201602561495388042546.59375 | 201602561 | State of Utah | GKM062516 | 4953880 | 332.8928 | Reference | San Juan River | 2016-06-25 14:15 |  | 8.1465 | 1615 |  | 749 | 192 | 29.7 |  |  |  | 150000 | 96700 | 114000 | 5450 | ND_10 | ND_20 | 12.973 | ND_3 | 1.579 | ND_100 | ND_1 | ND_0.1 | ND_2 | ND_0.03 | 1.482 | 0.219 | ND_0.2 | 5.184 | ND_5 | ND_1 | ND_0.5 | 3212.1 | ND_0.1 |  | ND_0.03 | ND_10 | 1265203.537 | 1265.2035 | 1386 | 2422.5 | 1429.275
201602110495388042521.6666666667 | 201602110 | State of Utah | GKM053116 | 4953880 | 332.8928 | Reference | San Juan River | 2016-05-31 16:00 |  | 8.1165 | 1647 |  | 750 | 213 | 29.5 |  |  |  | 166000 | 104000 | 115000 | 5480 | ND_10 | ND_20 | 16.056 | ND_3 | 1.139 | ND_100 | ND_1 | ND_0.1 | ND_2 | ND_0.03 | 1.444 | ND_0.1 | ND_0.2 | 4.088 | ND_5 | ND_1 | ND_0.5 | 2445.5 | ND_0.1 |  | ND_0.03 | ND_10 | 1302378.227 | 1302.3782 | 1370 | 2470.5 | 1457.595
201601871495388042511.6145833333 | 201601871 | State of Utah | GKM052116 | 4953880 | 332.8928 | Reference | San Juan River | 2016-05-21 14:45 |  | 8.0655 | 1768 |  | 861 | 212 | 31.6 |  |  |  | 183000 | 112000 | 124000 | 5660 | ND_10 | ND_20 | 12.903 | ND_3 | 1.082 | ND_100 | ND_1 | ND_0.1 | ND_2 | ND_0.03 | 1.497 | ND_0.1 | ND_0.2 | 3.98 | ND_5 | ND_1 | ND_0.5 | 2710.7 | ND_0.1 |  | ND_0.03 | ND_10 | 1449310.162 | 1449.3102 | 1482 | 2652 | 1564.68
201600687495388042423.7326388889 | 201600687 | State of Utah | GKM022216 | 4953880 | 332.8928 | Reference | San Juan River | 2016-02-23 17:35 |  | 8.111 | 1919 |  | 955 | 257 | 31.1 |  |  |  | 213700 | 114800 | 118600 | 6782 | ND_10 | ND_20 | 12.725 | ND_3 | 1.079 | ND_100 | ND_1 | ND_0.1 | ND_2 | ND_0.03 | 1.646 | ND_0.1 | ND_0.2 | 3.014 | ND_5 | 2.024 | ND_0.5 | 2654.3 | ND_0.1 |  | ND_0.03 | ND_10 | 1599426.788 | 1599.4268 | 1718 | 2878.5 | 1698.315
201600830495388042444.3888888889 | 201600830 | State of Utah | GKM031416 | 4953880 | 332.8928 | Reference | San Juan River | 2016-03-15 09:20 |  | 8.0175 | 1894 |  | 956 | 203 | 32.5 |  |  |  | 229000 | 115000 | 112000 | 4530 | ND_10 | ND_20 | 8.56 | ND_3 | ND_1 | ND_100 | ND_1 | ND_0.1 | ND_2 | ND_0.03 | ND_1 | ND_0.1 | ND_0.2 | 3.096 | ND_5 | ND_1 | ND_0.5 | 2966.9 | ND_0.1 |  | ND_0.03 | ND_10 | 1575838.556 | 1575.8386 | 1698 | 2841 | 1676.19
201601707495388042505.4791666667 | 201601707 | State of Utah | GKM051516 | 4953880 | 332.8928 | Reference | San Juan River | 2016-05-15 11:30 |  | 8.1545 | 2010 |  | 975 | 200 | 38 |  |  |  | 183000 | 121000 | 144000 | 6000 | ND_10 | ND_20 | 31.053 | ND_3 | ND_1 | ND_100 | ND_1 | ND_0.1 | ND_2 | ND_0.03 | 1.301 | 0.141 | ND_0.2 | 4.542 | ND_5 | 1.021 | ND_0.5 | 3371.3 | ND_0.1 |  | ND_0.03 | ND_10 | 1592409.358 | 1592.4094 | 1660 | 3015 | 1778.85
201600926495388042451.4375 | 201600926 | State of Utah | GKM032116 | 4953880 | 332.8928 | Reference | San Juan River | 2016-03-22 10:30 |  | 8.0175 | 1940 |  | 983 | 203 | 33.1 |  |  |  | 231000 | 118000 | 118000 | 4640 | ND_10 | ND_20 | 9.744 | ND_3 | ND_1 | ND_100 | ND_1 | ND_0.1 | ND_2 | ND_0.03 | ND_1 | ND_0.1 | ND_0.2 | 3.268 | ND_5 | 1.225 | ND_0.5 | 3233.7 | ND_0.1 |  | ND_0.03 | ND_10 | 1614817.937 | 1614.8179 | 1754 | 2910 | 1716.9
201601574495388042492.5625 | 201601574 | State of Utah | GKM050216 | 4953880 | 332.8928 | Reference | San Juan River | 2016-05-02 13:30 |  | 8.034 | 2030 |  | 1030 | 215 | 40.3 |  |  |  | 206000 | 139000 | 158000 | 5470 | ND_10 | ND_20 | 14.098 | ND_3 | ND_1 | ND_100 | ND_1 | ND_0.1 | ND_2 | ND_0.03 | ND_1 | ND_0.1 | ND_0.2 | 3.89 | ND_5 | 1.111 | ND_0.5 | 3732 | ND_0.1 |  | ND_0.03 | ND_10 | 1713671.099 | 1713.6711 | 1746 | 3045 | 1796.55
201601641495388042499.5833333333 | 201601641 | State of Utah | GKM050916 | 4953880 | 332.8928 | Reference | San Juan River | 2016-05-09 14:00 |  | 8.121 | 2100 |  | 1090 | 215 | 42.2 |  |  |  | 203000 | 136000 | 166000 | 5650 | ND_10 | ND_20 | 29.318 | ND_3 | ND_1 | ND_100 | ND_1 | ND_0.1 | ND_2 | ND_0.03 | 1.112 | ND_0.1 | ND_0.2 | 4.852 | ND_5 | 1.107 | ND_0.5 | 3712.5 | ND_0.1 |  | ND_0.03 | ND_10 | 1777748.889 | 1777.7489 | 1870 | 3150 | 1858.5
201600731495388042429.7083333333 | 201600731 | State of Utah | GKM022916 | 4953880 | 332.8928 | Reference | San Juan River | 2016-02-29 17:00 |  | 8.0015 | 2200 |  | 1190 | 248 | 38.8 |  |  |  | 244000 | 142000 | 146000 | 5340 | 69.568 | 24.7 | 20.062 | ND_3 | ND_1 | ND_100 | ND_1 | ND_0.1 | ND_2 | ND_0.03 | 2.081 | ND_0.1 | ND_0.2 | 3.193 | ND_5 | 2.548 | ND_0.5 | 3228.4 | ND_0.1 |  | ND_0.03 | ND_10 | 1920770.552 | 1920.7706 | 2042 | 3300 | 1947
201601177495388042464.5625 | 201601177 | State of Utah | GKM040416 | 4953880 | 332.8928 | Reference | San Juan River | 2016-04-04 13:30 |  | 8.0845 | 2250 |  | 1250 | 210 | 41.1 |  |  |  | 239000 | 146000 | 163000 | 4840 | ND_10 | ND_20 | 25.718 | ND_3 | ND_1 | ND_100 | ND_1 | ND_0.1 | ND_2 | ND_0.03 | ND_1 | ND_0.1 | ND_0.2 | 3.803 | ND_5 | ND_1 | ND_0.5 | 3569.7 | ND_0.1 |  | ND_0.03 | ND_10 | 1975639.221 | 1975.6392 | 2014 | 3375 | 1991.25
201600801495388042438.3784722222 | 201600801 | State of Utah | GKM030816 | 4953880 | 332.8928 | Reference | San Juan River | 2016-03-09 09:05 |  | 8.03 | 2410 |  | 1270 | 220 | 43.4 |  |  |  | 254000 | 156000 | 167000 | 5040 | ND_10 | ND_20 | 18.556 | ND_3 | ND_1 | ND_100 | ND_1 | ND_0.1 | ND_2 | ND_0.03 | 1.193 | ND_0.1 | ND_0.2 | 3.021 | ND_5 | 1.968 | ND_0.5 | 3516.8 | ND_0.1 |  | ND_0.03 | ND_10 | 2033181.538 | 2033.1815 | 2180 | 3615 | 2132.85
201601042495388042457.7361111111 | 201601042 | State of Utah | GKM032816 | 4953880 | 332.8928 | Reference | San Juan River | 2016-03-28 17:40 |  | 8.044 | 2370 |  | 1280 | 210 | 39.8 |  |  |  | 265000 | 159000 | 170000 | 5110 | ND_10 | ND_20 | 27.47 | ND_3 | ND_1 | ND_100 | ND_1 | ND_0.1 | ND_2 | ND_0.03 | ND_1 | ND_0.1 | ND_0.2 | 3.712 | ND_5 | ND_1 | ND_0.5 | 3650.7 | ND_0.1 |  | ND_0.03 | ND_10 | 2050691.882 | 2050.6919 | 2154 | 3555 | 2097.45
201601343495388042472.5625 | 201601343 | State of Utah | GKM041116 | 4953880 | 332.8928 | Reference | San Juan River | 2016-04-12 13:30 |  | 8.1 | 2490 |  | 1360 | 207 | 46.5 |  |  |  | 213000 | 141000 | 171000 | 4240 | ND_10 | ND_20 | 46.705 | ND_3 | ND_1 | ND_100 | ND_1 | ND_0.1 | ND_2 | ND_0.03 | ND_1 | ND_0.1 | ND_0.2 | 5.355 | ND_5 | 1.682 | ND_0.5 | 4217.2 | ND_0.1 |  | ND_0.03 | ND_10 | 2066280.942 | 2066.2809 | 2262 | 3735 | 2203.65
201601511495388042486.4583333333 | 201601511 | State of Utah | GKM042516 | 4953880 | 332.8928 | Reference | San Juan River | 2016-04-26 11:00 |  | 8.1345 | 2560 |  | 1470 | 226 | 55.6 |  |  |  | 248000 | 176000 | 225000 | 5750 | ND_10 | ND_20 | 69.109 | ND_3 | ND_1 | ND_100 | ND_1 | ND_0.1 | ND_2 | ND_0.03 | 1.22 | ND_0.1 | ND_0.2 | 5.51 | ND_5 | ND_1 | ND_0.5 | 4570 | ND_0.1 |  | ND_0.03 | ND_10 | 2322855.839 | 2322.8558 | 2340 | 3840 | 2265.6
201601433495388042479.4861111111 | 201601433 | State of Utah | GKM041916 | 4953880 | 332.8928 | Reference | San Juan River | 2016-04-19 11:40 |  | 7.958 | 2730 |  | 1570 | 230 | 49.8 |  |  |  | 272000 | 181000 | 217000 | 5090 | ND_10 | ND_20 | 43.292 | ND_3 | ND_1 | ND_100 | ND_1 | ND_0.1 | ND_2 | ND_0.03 | 1.476 | 0.124 | ND_0.2 | 4.622 | ND_5 | 2.302 | ND_0.5 | 4339.8 | ND_0.1 |  | ND_0.03 | ND_10 | 2439581.616 | 2439.5816 | 2562 | 4095 | 2416.05
201602562495399042546.5833333333 | 201602562 | State of Utah | GKM062516 | 4953990 | 345.7193 | Main | San Juan River | 2016-06-25 14:00 |  | 7.4045 | 261 |  | 45.5 | 76 | 4.58 |  |  |  | 33300 | 5420 | 13200 | 1610 | 15.143 | ND_20 | ND_5 | ND_3 | ND_1 | ND_100 | ND_1 | ND_0.1 | ND_2 | ND_0.03 | ND_1 | ND_0.1 | ND_0.2 | ND_1 | ND_5 | ND_1 | ND_0.5 | 251.19 | ND_0.1 |  | ND_0.03 | ND_10 | 150236.333 | 150.2363 | 166 | 391.5 | 230.985
201602161495399042526.3958333333 | 201602161 | State of Utah | GKM060516 | 4953990 | 345.7193 | Main | San Juan River | 2016-06-05 09:30 |  | 7.3415 | 257 |  | 47.7 | 72 | 4.06 |  |  |  | 31500 | 5330 | 12300 | 1650 | 76.966 | 77.6 | 6.804 | ND_3 | ND_1 | ND_100 | ND_1 | ND_0.1 | ND_2 | ND_0.03 | 1.275 | 0.453 | ND_0.2 | ND_1 | ND_5 | ND_1 | ND_0.5 | 288.86 | ND_0.1 |  | ND_0.03 | ND_10 | 146911.958 | 146.912 | 168 | 385.5 | 227.445
201602471495399042539.59375 | 201602471 | State of Utah | GKM061816 | 4953990 | 345.7193 | Main | San Juan River | 2016-06-18 14:15 |  | 7.399 | 262 |  | 49.3 | 74 | 4.28 |  |  |  | 33100 | 5370 | 12800 | 1600 | 47.025 | 57.8 | 5.73 | ND_3 | ND_1 | 227.13 | ND_1 | ND_0.1 | ND_2 | ND_0.03 | 1.915 | 0.462 | ND_0.2 | 1.01 | ND_5 | ND_1 | ND_0.5 | 293.21 | ND_0.1 |  | ND_0.03 | 27.519 | 152251.801 | 152.2518 | 172 | 393 | 231.87
201602396495399042534.4791666667 | 201602396 | State of Utah | GKM061316 | 4953990 | 345.7193 | Main | San Juan River | 2016-06-13 11:30 |  | 7.189 | 260 |  | 51 | 72 | 3.99 |  |  |  | 33200 | 5380 | 12400 | 1620 | 54.237 | 67.1 | 7.621 | ND_3 | ND_1 | ND_100 | ND_1 | ND_0.1 | ND_2 | ND_0.03 | 1.276 | 0.489 | ND_0.2 | ND_1 | ND_5 | ND_1 | ND_0.5 | 297.91 | ND_0.1 |  | ND_0.03 | ND_10 | 151938.633 | 151.9386 | 162 | 390 | 230.1
201602111495399042521.6354166667 | 201602111 | State of Utah | GKM053116 | 4953990 | 345.7193 | Main | San Juan River | 2016-05-31 15:15 |  | 7.5655 | 303 |  | 59.3 | 84 | 5.3 |  |  |  | 39100 | 6880 | 15700 | 1760 | 40.414 | 33.9 | ND_5 | ND_3 | ND_1 | ND_100 | ND_1 | ND_0.1 | ND_2 | ND_0.03 | 1.099 | 0.14 | ND_0.2 | ND_1 | ND_5 | ND_1 | ND_0.5 | 342.05 | ND_0.1 |  | ND_0.03 | ND_10 | 179697.603 | 179.6976 | 174 | 454.5 | 268.155
201601872495399042511.59375 | 201601872 | State of Utah | GKM052116 | 4953990 | 345.7193 | Main | San Juan River | 2016-05-21 14:15 |  | 7.388 | 358 |  | 82.1 | 92 | 6.58 |  |  |  | 45900 | 7460 | 22000 | 2130 | 29.354 | 46.5 | 7.766 | ND_3 | ND_1 | ND_100 | ND_1 | ND_0.1 | ND_2 | ND_0.03 | ND_1 | 0.121 | ND_0.2 | 1.381 | ND_5 | ND_1 | ND_0.5 | 476.68 | ND_0.1 |  | ND_0.03 | ND_10 | 222851.802 | 222.8518 | 240 | 537 | 316.83
201601642495399042499.59375 | 201601642 | State of Utah | GKM050916 | 4953990 | 345.7193 | Main | San Juan River | 2016-05-09 14:15 |  | 7.576 | 380 |  | 101 | 93 | 8.39 |  |  |  | 52000 | 9510 | 20900 | 1900 | 45.93 | 29.2 | ND_5 | ND_3 | ND_1 | ND_100 | ND_1 | ND_0.1 | ND_2 | ND_0.03 | 1.129 | 0.136 | ND_0.2 | 1.347 | ND_5 | ND_1 | ND_0.5 | 586.98 | ND_0.1 |  | ND_0.03 | ND_10 | 251094.722 | 251.0947 | 270 | 570 | 336.3
201601344495399042472.5416666667 | 201601344 | State of Utah | GKM041116 | 4953990 | 345.7193 | Main | San Juan River | 2016-04-12 13:00 |  | 7.5855 | 498 |  | 144 | 103 | 12.2 |  |  |  | 62900 | 12400 | 30600 | 2110 | 26.24 | ND_20 | ND_5 | ND_3 | ND_1 | ND_100 | ND_1 | ND_0.1 | ND_2 | ND_0.03 | 1.2 | ND_0.1 | ND_0.2 | 1.348 | ND_5 | ND_1 | ND_0.5 | 697.16 | ND_0.1 |  | ND_0.03 | ND_10 | 327765.948 | 327.7659 | 322 | 747 | 440.73
201601512495399042486.4375 | 201601512 | State of Utah | GKM042516 | 4953990 | 345.7193 | Main | San Juan River | 2016-04-26 10:30 |  | 7.845 | 534 |  | 165 | 120 | 14.2 |  |  |  | 71800 | 14400 | 37000 | 2210 | 18.149 | ND_20 | ND_5 | ND_3 | ND_1 | ND_100 | ND_1 | ND_0.1 | ND_2 | ND_0.03 | 1.162 | ND_0.1 | ND_0.2 | 1.305 | ND_5 | ND_1 | ND_0.5 | 759.28 | ND_0.1 |  | ND_0.03 | ND_10 | 378589.896 | 378.5899 | 366 | 801 | 472.59
201601575495399042492.5416666667 | 201601575 | State of Utah | GKM050216 | 4953990 | 345.7193 | Main | San Juan River | 2016-05-02 13:00 |  | 7.939 | 553 |  | 169 | 119 | 13.7 |  |  |  | 73400 | 15800 | 38100 | 2140 | 16.746 | ND_20 | ND_5 | ND_3 | ND_1 | ND_100 | ND_1 | ND_0.1 | ND_2 | ND_0.03 | 1.136 | ND_0.1 | ND_0.2 | 1.13 | ND_5 | ND_1 | ND_0.5 | 760.47 | ND_0.1 |  | ND_0.03 | ND_10 | 385509.482 | 385.5095 | 388 | 829.5 | 489.405
201601434495399042479.4652777778 | 201601434 | State of Utah | GKM041916 | 4953990 | 345.7193 | Main | San Juan River | 2016-04-19 11:10 |  | 7.6235 | 560 |  | 179 | 108 | 13.8 |  |  |  | 69100 | 15700 | 39200 | 2010 | 50.859 | 29.7 | 8.229 | ND_3 | ND_1 | ND_100 | ND_1 | ND_0.1 | ND_2 | ND_0.03 | 1.457 | ND_0.1 | ND_0.2 | 1.3 | ND_5 | 1.411 | ND_0.5 | 752.62 | ND_0.1 |  | ND_0.03 | ND_10 | 385535.576 | 385.5356 | 404 | 840 | 495.6
201601708495399042505.4583333333 | 201601708 | State of Utah | GKM051516 | 4953990 | 345.7193 | Main | San Juan River | 2016-05-15 11:00 |  | 7.8205 | 563 |  | 180 | 107 | 10.9 |  |  |  | 68800 | 12100 | 44100 | 2070 | 92.895 | 74.8 | ND_5 | ND_3 | ND_1 | 296.88 | ND_1 | ND_0.1 | ND_2 | ND_0.03 | 2.912 | 0.241 | ND_0.2 | 1.275 | ND_5 | ND_1 | ND_0.5 | 694.75 | ND_0.1 |  | ND_0.03 | 18.487 | 384422.24 | 384.4222 | 404 | 844.5 | 498.255
201600802495399042438.4166666667 | 201600802 | State of Utah | GKM030816 | 4953990 | 345.7193 | Main | San Juan River | 2016-03-09 10:00 |  | 7.9535 | 617 |  | 195 | 125 | 14.5 |  |  |  | 73900 | 17900 | 40100 | 2430 | 34.345 | ND_20 | ND_5 | ND_3 | ND_1 | ND_100 | ND_1 | ND_0.1 | ND_2 | ND_0.03 | ND_1 | ND_0.1 | ND_0.2 | 1.277 | ND_5 | ND_1 | ND_0.5 | 873.15 | ND_0.1 |  | ND_0.03 | ND_10 | 420988.772 | 420.9888 | 438 | 925.5 | 546.045
201601043495399042457.65625 | 201601043 | State of Utah | GKM032816 | 4953990 | 345.7193 | Main | San Juan River | 2016-03-28 15:45 |  | 8.068 | 602 |  | 197 | 118 | 15.2 |  |  |  | 75800 | 16900 | 40600 | 2220 | ND_10 | ND_20 | ND_5 | ND_3 | ND_1 | ND_100 | ND_1 | ND_0.1 | ND_2 | ND_0.03 | 1.015 | ND_0.1 | ND_0.2 | 1.288 | ND_5 | ND_1 | ND_0.5 | 810.05 | ND_0.1 |  | ND_0.03 | ND_10 | 420512.353 | 420.5124 | 410 | 903 | 532.77
201600927495399042451.4548611111 | 201600927 | State of Utah | GKM032116 | 4953990 | 345.7193 | Main | San Juan River | 2016-03-22 10:55 |  | 8.002 | 633 |  | 205 | 122 | 15.4 |  |  |  | 78400 | 18800 | 41600 | 2380 | ND_10 | ND_20 | ND_5 | ND_3 | ND_1 | ND_100 | ND_1 | ND_0.1 | ND_2 | ND_0.03 | ND_1 | ND_0.1 | ND_0.2 | 1.396 | ND_5 | ND_1 | ND_0.5 | 867.56 | ND_0.1 |  | ND_0.03 | ND_10 | 436868.956 | 436.869 | 454 | 949.5 | 560.205
201600831495399042444.4166666667 | 201600831 | State of Utah | GKM031416 | 4953990 | 345.7193 | Main | San Juan River | 2016-03-15 10:00 |  | 7.5335 | 640 |  | 208 | 123 | 15.3 |  |  |  | 81200 | 19700 | 42000 | 2370 | ND_10 | ND_20 | ND_5 | ND_3 | ND_1 | ND_100 | ND_1 | ND_0.1 | ND_2 | ND_0.03 | ND_1 | ND_0.1 | ND_0.2 | 1.444 | ND_5 | ND_1 | ND_0.5 | 907.15 | ND_0.1 |  | ND_0.03 | ND_10 | 444508.594 | 444.5086 | 452 | 960 | 566.4
201601178495399042464.5833333333 | 201601178 | State of Utah | GKM040416 | 4953990 | 345.7193 | Main | San Juan River | 2016-04-04 14:00 |  | 8.16 | 642 |  | 217 | 120 | 17.6 |  |  |  | 80100 | 18000 | 47500 | 2490 | ND_10 | ND_20 | ND_5 | ND_3 | ND_1 | ND_100 | ND_1 | ND_0.1 | ND_2 | ND_0.03 | 1.059 | ND_0.1 | ND_0.2 | 1.521 | ND_5 | ND_1 | ND_0.5 | 882.64 | ND_0.1 |  | ND_0.03 | ND_10 | 456775.22 | 456.7752 | 452 | 963 | 568.17
201600513495399042416.6770833333 | 201600513 | State of Utah | GKM021616 | 4953990 | 345.7193 | Main | San Juan River | 2016-02-16 16:15 |  | 7.603 | 705 |  | 227 | 127 | 16.5 |  |  |  | 76600 | 18300 | 72700 | 3460 | 231.21 | 109 | 8.837 | ND_3 | ND_1 | 161.68 | ND_1 | ND_0.1 | ND_2 | ND_0.03 | 3.464 | 0.346 | ND_0.2 | 1.742 | ND_5 | 1.43 | ND_0.5 | 765.94 | ND_0.1 |  | ND_0.03 | 18.143 | 493331.792 | 493.3318 | 574 | 1057.5 | 623.925
201600732495399042429.7291666667 | 201600732 | State of Utah | GKM022916 | 4953990 | 345.7193 | Main | San Juan River | 2016-02-29 17:30 |  | 7.897 | 664 |  | 227 | 130 | 14.8 |  |  |  | 80200 | 20300 | 46400 | 2790 | 22.441 | ND_20 | ND_5 | ND_3 | ND_1 | ND_100 | ND_1 | ND_0.1 | ND_2 | ND_0.03 | 1.436 | ND_0.1 | ND_0.2 | 1.392 | ND_5 | ND_1 | ND_0.5 | 850.14 | ND_0.1 |  | ND_0.03 | ND_10 | 471665.409 | 471.6654 | 488 | 996 | 587.64
201600688495399042423.75 | 201600688 | State of Utah | GKM022216 | 4953990 | 345.7193 | Main | San Juan River | 2016-02-23 18:00 |  | 7.662 | 704 |  | 239 | 133 | 14.8 |  |  |  | 81440 | 21280 | 52530 | 3544 | 18.543 | ND_20 | ND_5 | 3.458 | ND_1 | ND_100 | ND_1 | ND_0.1 | ND_2 | ND_0.03 | 1.749 | 0.163 | ND_0.2 | 1.844 | ND_5 | 1.622 | ND_0.5 | 956.71 | ND_0.1 |  | ND_0.03 | ND_10 | 494708.089 | 494.7081 | 508 | 1056 | 623.04
02-07_20150812_RS02SANJUANR0742228.5138888889 | 02-07_20150812_RS | NNEPA | 0 | 02SANJUANR07 | 345.7997 | Main | San Juan River | 2015-08-12 12:20 |  |  |  |  | 120 | 100 | 8.9 |  |  | 0.33
201601870495356042511.5729166667 | 201601870 | State of Utah | GKM052116 | 4953560 | 348.2299 | Reference | San Juan River | 2016-05-21 13:45 |  | 8.244 | 1226 |  | 241 | 212 | 147 |  |  |  | 59700 | 17700 | 203000 | 7190 | 68.792 | 39.4 | 7.012 | ND_3 | 3.855 | 183.79 | ND_1 | ND_0.1 | ND_2 | ND_0.03 | 2.97 | ND_0.1 | ND_0.2 | 6.153 | ND_5 | 1.031 | ND_0.5 | 2101.8 | ND_0.1 |  | ND_0.03 | ND_10 | 807324.803 | 807.3248 | 790 | 1839 | 1085.01
201602109495356042521.6145833333 | 201602109 | State of Utah | GKM053116 | 4953560 | 348.2299 | Reference | San Juan River | 2016-05-31 14:45 |  | 8.379 | 2330 |  | 441 | 261 | 344 |  |  |  | 77400 | 39900 | 419000 | 11300 | ND_10 | ND_20 | ND_5 | ND_3 | 3.531 | 216.68 | ND_1 | ND_0.1 | ND_2 | ND_0.03 | 4.025 | ND_0.1 | ND_0.2 | 10.694 | ND_5 | 3.31 | ND_0.5 | 3546.9 | ND_0.1 |  | ND_0.03 | ND_10 | 1495595.14 | 1495.5951 | 1528 | 3495 | 2062.05
201600800495356042438.4027777778 | 201600800 | State of Utah | GKM030816 | 4953560 | 348.2299 | Reference | San Juan River | 2016-03-09 09:40 |  | 8.1755 | 2570 |  | 789 | 284 | 254 |  |  |  | 134000 | 84700 | 370000 | 7470 | 12.155 | ND_20 | 9.933 | ND_3 | 2.503 | 125.73 | ND_1 | ND_0.1 | ND_2 | ND_0.03 | 2.774 | ND_0.1 | ND_0.2 | 5.447 | ND_5 | 3.464 | ND_0.5 | 4355.4 | ND_0.1 |  | ND_0.03 | ND_10 | 1816927.406 | 1816.9274 | 1940 | 3855 | 2274.45
201600689495356042423.7708333333 | 201600689 | State of Utah | GKM022216 | 4953560 | 348.2299 | Reference | San Juan River | 2016-02-23 18:30 |  | 8.289 | 2020 |  | 814 | 271 | 126 |  |  |  | 157000 | 98900 | 217000 | 6290 | ND_10 | ND_20 | ND_5 | ND_3 | 2.902 | 106.28 | ND_1 | ND_0.1 | ND_2 | ND_0.03 | 2.884 | ND_0.1 | ND_0.2 | 3.571 | ND_5 | 3.602 | ND_0.5 | 4272.8 | ND_0.1 |  | ND_0.03 | ND_10 | 1588892.039 | 1588.892 | 1648 | 3030 | 1787.7
201600829495356042444.4305555556 | 201600829 | State of Utah | GKM031416 | 4953560 | 348.2299 | Reference | San Juan River | 2016-03-15 10:20 |  | 8.1915 | 3040 |  | 822 | 300 | 412 |  |  |  | 139000 | 78500 | 512700 | 8450 | ND_10 | ND_20 | 58.616 | ND_3 | 2.384 | 127.45 | ND_1 | ND_0.1 | ND_2 | ND_0.03 | 1.945 | ND_0.1 | ND_0.2 | 5.873 | ND_5 | ND_1 | ND_0.5 | 5642.6 | ND_0.1 |  | ND_0.03 | ND_10 | 2161488.868 | 2161.4889 | 2232 | 4560 | 2690.4
201600730495356042429.7361111111 | 201600730 | State of Utah | GKM022916 | 4953560 | 348.2299 | Reference | San Juan River | 2016-02-29 17:40 |  | 8.198 | 2690 |  | 960 | 285 | 248 |  |  |  | 164000 | 116000 | 366000 | 8740 | ND_10 | ND_20 | 6.329 | ND_3 | 3.082 | 242.06 | ND_1 | ND_0.1 | ND_2 | ND_0.03 | 3.89 | ND_0.1 | ND_0.2 | 4.756 | ND_5 | 4.079 | ND_0.5 | 4773.9 | ND_0.1 |  | ND_0.03 | ND_10 | 2041628.096 | 2041.6281 | 2146 | 4035 | 2380.65
201602158495325042526.3506944444 | 201602158 | State of Utah | GKM060516 | 4953250 | 377.0532 | Main | San Juan River | 2016-06-05 08:25 |  | 7.2845 | 258 |  | 45 | 72 | 3.74 |  |  |  | 30900 | 5240 | 12200 | 1680 | 62.87 | 60.1 | ND_5 | ND_3 | ND_1 | ND_100 | ND_1 | ND_0.1 | ND_2 | ND_0.03 | 1.324 | 0.388 | ND_0.2 | ND_1 | ND_5 | ND_1 | ND_0.5 | 300.74 | ND_0.1 |  | ND_0.03 | ND_10 | 143105.422 | 143.1054 | 166 | 387 | 228.33
201602559495325042546.5416666667 | 201602559 | State of Utah | GKM062516 | 4953250 | 377.0532 | Main | San Juan River | 2016-06-25 13:00 |  | 7.3605 | 264 |  | 48.1 | 75 | 4.24 |  |  |  | 33400 | 5450 | 13300 | 1620 | 15.017 | ND_20 | ND_5 | ND_3 | ND_1 | ND_100 | ND_1 | ND_0.1 | ND_2 | ND_0.03 | ND_1 | ND_0.1 | ND_0.2 | ND_1 | ND_5 | ND_1 | ND_0.5 | 303.38 | ND_0.1 |  | ND_0.03 | ND_10 | 152178.397 | 152.1784 | 170 | 396 | 233.64
201602393495325042534.4375 | 201602393 | State of Utah | GKM061316 | 4953250 | 377.0532 | Main | San Juan River | 2016-06-13 10:30 |  | 7.2095 | 278 |  | 48.8 | 72 | 4.15 |  |  |  | 33300 | 5330 | 13000 | 1800 | 68.43 | 84.1 | 6.798 | ND_3 | ND_1 | ND_100 | ND_1 | ND_0.1 | ND_2 | ND_0.03 | 1.15 | 0.582 | ND_0.2 | 1.026 | ND_5 | ND_1 | ND_0.5 | 305.53 | 0.157 |  | ND_0.03 | ND_10 | 150767.773 | 150.7678 | 166 | 417 | 246.03
201602468495325042539.5729166667 | 201602468 | State of Utah | GKM061816 | 4953250 | 377.0532 | Main | San Juan River | 2016-06-18 13:45 |  | 7.376 | 257 |  | 49.1 | 73 | 4.08 |  |  |  | 32100 | 5220 | 12500 | 1630 | 41.012 | 39.2 | ND_5 | ND_3 | ND_1 | ND_100 | ND_1 | ND_0.1 | ND_2 | ND_0.03 | ND_1 | 0.288 | ND_0.2 | ND_1 | ND_5 | ND_1 | ND_0.5 | 301.8 | ND_0.1 |  | ND_0.03 | ND_10 | 149542.3 | 149.5423 | 174 | 385.5 | 227.445
201602560495325042546.5451388889 | 201602560 | State of Utah | GKM062516 | 4953250 | 377.0532 | Main | San Juan River | 2016-06-25 13:05 |  | 7.398 | 262 |  | 49.5 | 76 | 4.34 |  |  |  | 33200 | 5410 | 13200 | 1590 | 14.681 | ND_20 | ND_5 | ND_3 | ND_1 | ND_100 | ND_1 | ND_0.1 | ND_2 | ND_0.03 | ND_1 | ND_0.1 | ND_0.2 | ND_1 | ND_5 | ND_1 | ND_0.5 | 299.47 | ND_0.1 |  | ND_0.03 | ND_10 | 153914.151 | 153.9142 | 170 | 393 | 231.87
201602107495325042521.5833333333 | 201602107 | State of Utah | GKM053116 | 4953250 | 377.0532 | Main | San Juan River | 2016-05-31 14:00 |  | 7.4455 | 305 |  | 59.4 | 85 | 5.64 |  |  |  | 39200 | 6890 | 15400 | 1810 | 34.818 | 25.5 | ND_5 | ND_3 | ND_1 | ND_100 | ND_1 | ND_0.1 | ND_2 | ND_0.03 | 1.067 | 0.108 | ND_0.2 | ND_1 | ND_5 | ND_1 | ND_0.5 | 374.52 | ND_0.1 |  | ND_0.03 | ND_10 | 180626.013 | 180.626 | 208 | 457.5 | 269.925
201601868495325042511.5520833333 | 201601868 | State of Utah | GKM052116 | 4953250 | 377.0532 | Main | San Juan River | 2016-05-21 13:15 |  | 7.3065 | 363 |  | 81.5 | 90 | 6.71 |  |  |  | 45100 | 7590 | 23600 | 2040 | 25.416 | 44.8 | ND_5 | ND_3 | 1.004 | ND_100 | ND_1 | ND_0.1 | ND_2 | ND_0.03 | ND_1 | 0.115 | ND_0.2 | 1.47 | ND_5 | ND_1 | ND_0.5 | 466.44 | ND_0.1 |  | ND_0.03 | ND_10 | 221979.245 | 221.9792 | 244 | 544.5 | 321.255
201601639495325042499.6145833333 | 201601639 | State of Utah | GKM050916 | 4953250 | 377.0532 | Main | San Juan River | 2016-05-09 14:45 |  | 7.5725 | 391 |  | 102 | 96 | 8.45 |  |  |  | 53000 | 9710 | 22000 | 2050 | 35.055 | ND_20 | ND_5 | ND_3 | ND_1 | ND_100 | ND_1 | ND_0.1 | ND_2 | ND_0.03 | 1.044 | ND_0.1 | ND_0.2 | 1.437 | ND_5 | ND_1 | ND_0.5 | 605.13 | ND_0.1 |  | ND_0.03 | ND_10 | 256412.666 | 256.4127 | 260 | 586.5 | 346.035
201601705495325042505.4270833333 | 201601705 | State of Utah | GKM051516 | 4953250 | 377.0532 | Main | San Juan River | 2016-05-15 10:15 |  | 7.292 | 440 |  | 108 | 107 | 9.75 |  |  |  | 56600 | 10500 | 23100 | 1810 | 32.045 | 29.2 | ND_5 | ND_3 | ND_1 | 172.58 | ND_1 | ND_0.1 | ND_2 | ND_0.03 | 1.857 | 0.134 | ND_0.2 | 1.134 | ND_5 | ND_1 | ND_0.5 | 592.91 | ND_0.1 |  | ND_0.03 | 18.879 | 275878.739 | 275.8787 | 296 | 660 | 389.4
201601341495325042472.4375 | 201601341 | State of Utah | GKM041116 | 4953250 | 377.0532 | Main | San Juan River | 2016-04-12 10:30 |  | 7.556 | 495 |  | 137 | 104 | 11.5 |  |  |  | 62000 | 12500 | 31300 | 2010 | 18.208 | ND_20 | ND_5 | ND_3 | ND_1 | ND_100 | ND_1 | ND_0.1 | ND_2 | ND_0.03 | 1.241 | ND_0.1 | ND_0.2 | 1.385 | ND_5 | ND_1 | ND_0.5 | 709.48 | ND_0.1 |  | ND_0.03 | ND_10 | 320480.314 | 320.4803 | 324 | 742.5 | 438.075
201601572495325042492.5 | 201601572 | State of Utah | GKM050216 | 4953250 | 377.0532 | Main | San Juan River | 2016-05-02 12:00 |  | 8.01 | 560 |  | 166 | 123 | 14.8 |  |  |  | 73100 | 15200 | 38600 | 2140 | 15.893 | ND_20 | ND_5 | ND_3 | ND_1 | ND_100 | ND_1 | ND_0.1 | ND_2 | ND_0.03 | 1.186 | ND_0.1 | ND_0.2 | 1.176 | ND_5 | ND_1 | ND_0.5 | 771.37 | ND_0.1 |  | ND_0.03 | ND_10 | 385659.625 | 385.6596 | 392 | 840 | 495.6
201601431495325042479.4284722222 | 201601431 | State of Utah | GKM041916 | 4953250 | 377.0532 | Main | San Juan River | 2016-04-19 10:17 |  | 7.612 | 541 |  | 170 | 107 | 12.8 |  |  |  | 67900 | 14500 | 37400 | 2060 | 15.976 | ND_20 | ND_5 | ND_3 | ND_1 | ND_100 | ND_1 | ND_0.1 | ND_2 | ND_0.03 | 1.252 | ND_0.1 | ND_0.2 | 1.202 | ND_5 | ND_1 | ND_0.5 | 770.64 | ND_0.1 |  | ND_0.03 | ND_10 | 370719.07 | 370.7191 | 368 | 811.5 | 478.785
201601510495325042486.4201388889 | 201601510 | State of Utah | GKM042516 | 4953250 | 377.0532 | Main | San Juan River | 2016-04-26 10:05 |  | 7.658 | 572 |  | 183 | 127 | 15.9 |  |  |  | 74200 | 15200 | 40900 | 2320 | 15.344 | ND_20 | ND_5 | ND_3 | ND_1 | ND_100 | ND_1 | ND_0.1 | ND_2 | ND_0.03 | 1.156 | ND_0.1 | ND_0.2 | 1.388 | ND_5 | ND_1 | ND_0.5 | 805.11 | ND_0.1 |  | ND_0.03 | ND_10 | 409812.998 | 409.813 | 402 | 858 | 506.22
201601509495325042486.4166666667 | 201601509 | State of Utah | GKM042516 | 4953250 | 377.0532 | Main | San Juan River | 2016-04-26 10:00 |  | 7.7505 | 573 |  | 185 | 125 | 16.3 |  |  |  | 74400 | 15200 | 40800 | 2310 | 12.709 | ND_20 | ND_5 | ND_3 | ND_1 | ND_100 | ND_1 | ND_0.1 | ND_2 | ND_0.03 | 1.187 | ND_0.1 | ND_0.2 | 1.419 | ND_5 | ND_1 | ND_0.5 | 748.09 | ND_0.1 |  | ND_0.03 | ND_10 | 411023.405 | 411.0234 | 414 | 859.5 | 507.105
201600798495325042438.5069444444 | 201600798 | State of Utah | GKM030816 | 4953250 | 377.0532 | Main | San Juan River | 2016-03-09 12:10 |  | 7.8785 | 623 |  | 201 | 121 | 14.9 |  |  |  | 73100 | 17900 | 40600 | 2430 | 10.04 | ND_20 | ND_5 | ND_3 | ND_1 | ND_100 | ND_1 | ND_0.1 | ND_2 | ND_0.03 | 1.02 | ND_0.1 | ND_0.2 | 1.328 | ND_5 | ND_1 | ND_0.5 | 883.52 | ND_0.1 |  | ND_0.03 | ND_10 | 424635.908 | 424.6359 | 434 | 934.5 | 551.355
201601040495325042458.4097222222 | 201601040 | State of Utah | GKM032816 | 4953250 | 377.0532 | Main | San Juan River | 2016-03-29 09:50 |  | 7.907 | 614 |  | 203 | 118 | 16 |  |  |  | 76800 | 17700 | 41800 | 2230 | 16.101 | ND_20 | ND_5 | ND_3 | ND_1 | ND_100 | ND_1 | ND_0.1 | ND_2 | ND_0.03 | ND_1 | ND_0.1 | ND_0.2 | 1.368 | ND_5 | ND_1 | ND_0.5 | 852.96 | ND_0.1 |  | ND_0.03 | ND_10 | 430380.429 | 430.3804 | 416 | 921 | 543.39
201600827495325042444.4583333333 | 201600827 | State of Utah | GKM031416 | 4953250 | 377.0532 | Main | San Juan River | 2016-03-15 11:00 |  | 7.939 | 655 |  | 214 | 126 | 15.9 |  |  |  | 82900 | 20300 | 48600 | 2620 | ND_10 | ND_20 | ND_5 | ND_3 | ND_1 | ND_100 | ND_1 | ND_0.1 | ND_2 | ND_0.03 | ND_1 | ND_0.1 | ND_0.2 | 1.465 | ND_5 | ND_1 | ND_0.5 | 916.94 | ND_0.1 |  | ND_0.03 | ND_10 | 462098.405 | 462.0984 | 466 | 982.5 | 579.675
201600928495325042451.4861111111 | 201600928 | State of Utah | GKM032116 | 4953250 | 377.0532 | Main | San Juan River | 2016-03-22 11:40 |  | 7.9985 | 650 |  | 214 | 123 | 16.6 |  |  |  | 79600 | 19300 | 43100 | 2360 | 10.061 | ND_20 | ND_5 | ND_3 | ND_1 | ND_100 | ND_1 | ND_0.1 | ND_2 | ND_0.03 | ND_1 | ND_0.1 | ND_0.2 | 1.413 | ND_5 | ND_1 | ND_0.5 | 908.02 | ND_0.1 |  | ND_0.03 | ND_10 | 450909.494 | 450.9095 | 466 | 975 | 575.25
201601175495325042464.6111111111 | 201601175 | State of Utah | GKM040416 | 4953250 | 377.0532 | Main | San Juan River | 2016-04-04 14:40 |  | 8.038 | 660 |  | 220 | 120 | 18.5 |  |  |  | 79300 | 18700 | 50100 | 2480 | 14.619 | ND_20 | ND_5 | ND_3 | ND_1 | ND_100 | ND_1 | ND_0.1 | ND_2 | ND_0.03 | 1.049 | ND_0.1 | ND_0.2 | 1.478 | ND_5 | ND_1 | ND_0.5 | 824.64 | ND_0.1 |  | ND_0.03 | ND_10 | 463121.786 | 463.1218 | 456 | 990 | 584.1
201600729495325042430.34375 | 201600729 | State of Utah | GKM022916 | 4953250 | 377.0532 | Main | San Juan River | 2016-03-01 08:15 |  | 7.8445 | 669 |  | 223 | 132 | 14.7 |  |  |  | 80000 | 20700 | 47000 | 2720 | 60.127 | 44.2 | ND_5 | ND_3 | ND_1 | ND_100 | ND_1 | ND_0.1 | ND_2 | ND_0.03 | 1.306 | ND_0.1 | ND_0.2 | 1.408 | ND_5 | 1.281 | ND_0.5 | 917.48 | ND_0.1 |  | ND_0.03 | ND_10 | 469665.802 | 469.6658 | 476 | 1003.5 | 592.065
201600512495325042416.7083333333 | 201600512 | State of Utah | GKM021616 | 4953250 | 377.0532 | Main | San Juan River | 2016-02-16 17:00 |  | 7.5955 | 718 |  | 229 | 127 | 17.1 |  |  |  | 77700 | 18800 | 70700 | 3330 | 128.53 | 71.7 | ND_5 | ND_3 | 1.021 | 104.75 | ND_1 | ND_0.1 | ND_2 | ND_0.03 | 2.669 | 0.174 | ND_0.2 | 1.699 | ND_5 | 1.465 | ND_0.5 | 844.16 | ND_0.1 |  | ND_0.03 | ND_10 | 495256.168 | 495.2562 | 570 | 1077 | 635.43
201600690495325042424.3611111111 | 201600690 | State of Utah | GKM022216 | 4953250 | 377.0532 | Main | San Juan River | 2016-02-24 08:40 |  | 7.659 | 709 |  | 242 | 136 | 14.6 |  |  |  | 83000 | 23300 | 53400 | 2960 | 34.829 | 57.2 | 6.857 | ND_3 | ND_1 | ND_100 | ND_1 | ND_0.1 | 5.372 | ND_0.03 | 1.972 | 0.198 | ND_0.2 | 1.616 | ND_5 | 1.288 | ND_0.5 | 980.3 | ND_0.1 |  | ND_0.03 | ND_10 | 503309.632 | 503.3096 | 526 | 1063.5 | 627.465
02-08_20150812_RS02SANJUANR0842228.4479166667 | 02-08_20150812_RS | NNEPA | 0 | 02SANJUANR08 | 377.5843 | Main | San Juan River | 2015-08-12 10:45 |  |  |  |  | 120 | 140 | 8.8 |  |  | 0.35
29-05_20150812_RS29SANJUANR0542228.40625 | 29-05_20150812_RS | NNEPA | 0 | 29SANJUANR05 | 421.3906 | Main | San Juan River | 2015-08-12 09:45 |  |  |  |  | 150 | 220 | 9.3 |  |  | 0.34
201602558495300042546.5208333333 | 201602558 | State of Utah | GKM062516 | 4953000 | 421.4872 | Main | San Juan River | 2016-06-25 12:30 |  | 7.2785 | 261 |  | 47.2 | 75 | 4.53 |  |  |  | 33600 | 5390 | 13300 | 1630 | 14.752 | ND_20 | ND_5 | ND_3 | ND_1 | ND_100 | ND_1 | ND_0.1 | ND_2 | ND_0.03 | 1.033 | ND_0.1 | ND_0.2 | ND_1 | ND_5 | ND_1 | ND_0.5 | 285.6 | ND_0.1 |  | ND_0.03 | ND_10 | 151701.385 | 151.7014 | 172 | 391.5 | 230.985
201602467495300042539.5416666667 | 201602467 | State of Utah | GKM061816 | 4953000 | 421.4872 | Main | San Juan River | 2016-06-18 13:00 |  | 7.404 | 259 |  | 47.4 | 73 | 4.29 |  |  |  | 32500 | 5240 | 12400 | 1590 | 48.893 | 49.2 | 5.684 | ND_3 | ND_1 | ND_100 | ND_1 | ND_0.1 | ND_2 | ND_0.03 | 1.305 | 0.343 | ND_0.2 | ND_1 | ND_5 | ND_1 | ND_0.5 | 303.11 | ND_0.1 |  | ND_0.03 | ND_10 | 148358.535 | 148.3585 | 176 | 388.5 | 229.215
201602157495300042526.2916666667 | 201602157 | State of Utah | GKM060516 | 4953000 | 421.4872 | Main | San Juan River | 2016-06-05 07:00 |  | 7.2765 | 265 |  | 47.6 | 74 | 3.89 |  |  |  | 31800 | 5380 | 12300 | 1790 | 81.054 | 88.8 | 5.545 | ND_3 | ND_1 | ND_100 | ND_1 | ND_0.1 | ND_2 | ND_0.03 | 1.46 | 0.499 | ND_0.2 | 1.002 | ND_5 | ND_1 | ND_0.5 | 313.07 | ND_0.1 |  | ND_0.03 | ND_10 | 148391.43 | 148.3914 | 166 | 397.5 | 234.525
201602392495300042534.4097222222 | 201602392 | State of Utah | GKM061316 | 4953000 | 421.4872 | Main | San Juan River | 2016-06-13 09:50 |  | 7.2215 | 270 |  | 49.8 | 73 | 4.68 |  |  |  | 33000 | 5290 | 13300 | 1850 | 78.094 | 101 | 6.989 | ND_3 | ND_1 | ND_100 | ND_1 | ND_0.1 | ND_2 | ND_0.03 | 1.617 | 0.717 | ND_0.2 | 1.131 | ND_5 | ND_1 | ND_0.5 | 310.5 | 0.282 |  | ND_0.03 | ND_10 | 152950.33 | 152.9503 | 166 | 405 | 238.95
201602105495300042521.53125 | 201602105 | State of Utah | USGSGKM053116 | 4953000 | 421.4872 | Main | San Juan River | 2016-05-31 12:45 |  | 7.4455 | 303 |  | 57.7 | 87 | 5.47 |  |  |  | 39500 | 6790 | 15400 | 1830 | 49.836 | 42.1 | 5.307 | ND_3 | ND_1 | ND_100 | ND_1 | ND_0.1 | ND_2 | ND_0.03 | 1.151 | 0.185 | ND_0.2 | ND_1 | ND_5 | ND_1 | ND_0.5 | 336.09 | ND_0.1 |  | ND_0.03 | ND_10 | 180194.669 | 180.1947 | 180 | 454.5 | 268.155
201602106495300042521.4791666667 | 201602106 | State of Utah | GKM053116 | 4953000 | 421.4872 | Main | San Juan River | 2016-05-31 11:30 |  | 7.4215 | 303 |  | 59.3 | 88 | 5.45 |  |  |  | 39400 | 6840 | 15500 | 1750 | 34.529 | 27.2 | ND_5 | ND_3 | ND_1 | ND_100 | ND_1 | ND_0.1 | ND_2 | ND_0.03 | 1.134 | 0.124 | ND_0.2 | ND_1 | ND_5 | ND_1 | ND_0.5 | 374.69 | ND_0.1 |  | ND_0.03 | ND_10 | 182357.677 | 182.3577 | 200 | 454.5 | 268.155
201601867495300042511.53125 | 201601867 | State of Utah | GKM052116 | 4953000 | 421.4872 | Main | San Juan River | 2016-05-21 12:45 |  | 7.4165 | 378 |  | 86.7 | 95 | 7.34 |  |  |  | 46900 | 8150 | 24800 | 2100 | 19.852 | 26.9 | ND_5 | ND_3 | ND_1 | ND_100 | ND_1 | ND_0.1 | ND_2 | ND_0.03 | ND_1 | ND_0.1 | ND_0.2 | 1.493 | ND_5 | ND_1 | ND_0.5 | 535.91 | ND_0.1 |  | ND_0.03 | ND_10 | 234524.155 | 234.5242 | 250 | 567 | 334.53
201601704495300042505.3958333333 | 201601704 | State of Utah | GKM051516 | 4953000 | 421.4872 | Main | San Juan River | 2016-05-15 09:30 |  | 7.811 | 445 |  | 111 | 108 | 9.63 |  |  |  | 56100 | 10700 | 23900 | 1820 | 33.954 | 29.9 | ND_5 | ND_3 | ND_1 | 179.73 | ND_1 | ND_0.1 | ND_2 | ND_0.03 | 2.18 | 0.145 | ND_0.2 | 1.135 | ND_5 | ND_1 | ND_0.5 | 599.81 | ND_0.1 |  | ND_0.03 | 18.806 | 279895.66 | 279.8957 | 300 | 667.5 | 393.825
201601638495300042499.75 | 201601638 | State of Utah | GKM050916 | 4953000 | 421.4872 | Main | San Juan River | 2016-05-09 18:00 |  | 7.587 | 418 |  | 113 | 104 | 9.94 |  |  |  | 57600 | 10500 | 24700 | 2300 | 35.424 | ND_20 | ND_5 | ND_3 | ND_1 | ND_100 | ND_1 | ND_0.1 | ND_2 | ND_0.03 | 1.055 | ND_0.1 | ND_0.2 | 1.606 | ND_5 | ND_1 | ND_0.5 | 675.35 | ND_0.1 |  | ND_0.03 | ND_10 | 282193.435 | 282.1934 | 282 | 627 | 369.93
201601340495300042472.46875 | 201601340 | State of Utah | GKM041116 | 4953000 | 421.4872 | Main | San Juan River | 2016-04-12 11:15 |  | 7.5585 | 520 |  | 150 | 108 | 13.7 |  |  |  | 64200 | 13200 | 33400 | 2130 | 18.966 | ND_20 | ND_5 | ND_3 | ND_1 | ND_100 | ND_1 | ND_0.1 | ND_2 | ND_0.03 | 1.133 | ND_0.1 | ND_0.2 | 1.454 | ND_5 | ND_1 | ND_0.5 | 749.79 | ND_0.1 |  | ND_0.03 | ND_10 | 343281.343 | 343.2813 | 340 | 780 | 460.2
201601430495300042479.3979166667 | 201601430 | State of Utah | GKM041916 | 4953000 | 421.4872 | Main | San Juan River | 2016-04-19 09:33 |  | 7.614 | 530 |  | 162 | 111 | 13.1 |  |  |  | 65400 | 14300 | 39200 | 2420 | 150.44 | 83.5 | ND_5 | ND_3 | ND_1 | 119.79 | ND_1 | ND_0.1 | ND_2 | ND_0.03 | 1.25 | ND_0.1 | ND_0.2 | 1.341 | ND_5 | ND_1 | ND_0.5 | 954.89 | ND_0.1 |  | ND_0.03 | ND_10 | 365441.211 | 365.4412 | 368 | 795 | 469.05
201601571495300042492.4583333333 | 201601571 | State of Utah | GKM050216 | 4953000 | 421.4872 | Main | San Juan River | 2016-05-02 11:00 |  | 8.003 | 550 |  | 163 | 123 | 14.8 |  |  |  | 71300 | 14400 | 37500 | 2090 | 16.262 | ND_20 | ND_5 | ND_3 | ND_1 | ND_100 | ND_1 | ND_0.1 | ND_2 | ND_0.03 | 1.206 | ND_0.1 | ND_0.2 | 1.118 | ND_5 | ND_1 | ND_0.5 | 762.81 | ND_0.1 |  | ND_0.03 | ND_10 | 378901.396 | 378.9014 | 380 | 825 | 486.75
201600797495300042438.4791666667 | 201600797 | State of Utah | GKM030816 | 4953000 | 421.4872 | Main | San Juan River | 2016-03-09 11:30 |  | 7.8525 | 615 |  | 196 | 123 | 15 |  |  |  | 73100 | 17700 | 40400 | 2520 | 17.685 | ND_20 | ND_5 | ND_3 | ND_1 | ND_100 | ND_1 | ND_0.1 | ND_2 | ND_0.03 | 1.591 | ND_0.1 | ND_0.2 | 1.381 | ND_5 | ND_1 | ND_0.5 | 898.13 | ND_0.1 |  | ND_0.03 | ND_10 | 420668.787 | 420.6688 | 430 | 922.5 | 544.275
201601039495300042458.3715277778 | 201601039 | State of Utah | GKM032816 | 4953000 | 421.4872 | Main | San Juan River | 2016-03-29 08:55 |  | 7.873 | 602 |  | 196 | 118 | 15.4 |  |  |  | 75000 | 17400 | 40700 | 2240 | 16.767 | ND_20 | ND_5 | ND_3 | ND_1 | ND_100 | ND_1 | ND_0.1 | ND_2 | ND_0.03 | 1.025 | ND_0.1 | ND_0.2 | 1.374 | ND_5 | ND_1 | ND_0.5 | 838.61 | ND_0.1 |  | ND_0.03 | ND_10 | 419577.776 | 419.5778 | 414 | 903 | 532.77
201601508495300042486.3541666667 | 201601508 | State of Utah | GKM042516 | 4953000 | 421.4872 | Main | San Juan River | 2016-04-26 08:30 |  | 7.7765 | 600 |  | 202 | 130 | 17 |  |  |  | 75700 | 16200 | 43700 | 2340 | ND_10 | ND_20 | ND_5 | ND_3 | ND_1 | ND_100 | ND_1 | ND_0.1 | ND_2 | ND_0.03 | 1.628 | ND_0.1 | ND_0.2 | 1.704 | ND_5 | ND_1 | ND_0.5 | 841.66 | ND_0.1 |  | ND_0.03 | ND_10 | 437084.992 | 437.085 | 416 | 900 | 531
201600826495300042444.4895833333 | 201600826 | State of Utah | GKM031416 | 4953000 | 421.4872 | Main | San Juan River | 2016-03-15 11:45 |  | 7.893 | 655 |  | 210 | 129 | 15.8 |  |  |  | 87900 | 21800 | 66000 | 3330 | ND_10 | ND_20 | ND_5 | ND_3 | ND_1 | ND_100 | ND_1 | ND_0.1 | ND_2 | ND_0.03 | ND_1 | ND_0.1 | ND_0.2 | 1.487 | ND_5 | ND_1 | ND_0.5 | 931.78 | ND_0.1 |  | ND_0.03 | ND_10 | 484453.267 | 484.4533 | 458 | 982.5 | 579.675
201600930495300042451.5173611111 | 201600930 | State of Utah | GKM032116 | 4953000 | 421.4872 | Main | San Juan River | 2016-03-22 12:25 |  | 8.0485 | 651 |  | 215 | 125 | 16.3 |  |  |  | 82100 | 19900 | 44500 | 2460 | 10.355 | ND_20 | ND_5 | ND_3 | ND_1 | ND_100 | ND_1 | ND_0.1 | ND_2 | ND_0.03 | ND_1 | ND_0.1 | ND_0.2 | 1.45 | ND_5 | ND_1 | ND_0.5 | 848.97 | ND_0.1 |  | ND_0.03 | ND_10 | 457370.775 | 457.3708 | 470 | 976.5 | 576.135
201600728495300042430.3819444444 | 201600728 | State of Utah | GKM022916 | 4953000 | 421.4872 | Main | San Juan River | 2016-03-01 09:10 |  | 7.9 | 668 |  | 220 | 133 | 14.7 |  |  |  | 80200 | 20600 | 47500 | 2690 | 16.921 | ND_20 | ND_5 | ND_3 | 1.01 | ND_100 | ND_1 | ND_0.1 | ND_2 | ND_0.03 | 1.972 | ND_0.1 | ND_0.2 | 1.381 | ND_5 | 1.022 | ND_0.5 | 930.97 | ND_0.1 |  | ND_0.03 | 11.307 | 467784.583 | 467.7846 | 476 | 1002 | 591.18
201600727495300042430.375 | 201600727 | State of Utah | GKM022916 | 4953000 | 421.4872 | Main | San Juan River | 2016-03-01 09:00 |  | 7.894 | 667 |  | 225 | 133 | 14.8 |  |  |  | 80700 | 20500 | 46600 | 2690 | 21.563 | ND_20 | ND_5 | ND_3 | 1.093 | ND_100 | ND_1 | ND_0.1 | ND_2 | ND_0.03 | 1.437 | ND_0.1 | ND_0.2 | 1.582 | ND_5 | 1.275 | ND_0.5 | 956.67 | ND_0.1 |  | ND_0.03 | ND_10 | 472403.62 | 472.4036 | 486 | 1000.5 | 590.295
201600511495300042417.375 | 201600511 | State of Utah | GKM021616 | 4953000 | 421.4872 | Main | San Juan River | 2016-02-17 09:00 |  | 7.5665 | 732 |  | 229 | 129 | 17.8 |  |  |  | 77200 | 18700 | 69500 | 3020 | 57.731 | 37.2 | ND_5 | ND_3 | 1.033 | ND_100 | ND_1 | ND_0.1 | ND_2 | ND_0.03 | 1.958 | 0.104 | ND_0.2 | 1.735 | ND_5 | 1.606 | ND_0.5 | 937.98 | ND_0.1 |  | ND_0.03 | ND_10 | 494949.347 | 494.9493 | 582 | 1098 | 647.82
201601174495300042464.6458333333 | 201601174 | State of Utah | GKM040416 | 4953000 | 421.4872 | Main | San Juan River | 2016-04-04 15:30 |  | 8.1335 | 665 |  | 239 | 119 | 20.6 |  |  |  | 80000 | 18900 | 49400 | 2450 | ND_10 | ND_20 | ND_5 | ND_3 | ND_1 | ND_100 | ND_1 | ND_0.1 | ND_2 | ND_0.03 | 1.108 | ND_0.1 | ND_0.2 | 1.475 | ND_5 | ND_1 | ND_0.5 | 894.41 | ND_0.1 |  | ND_0.03 | ND_10 | 483836.993 | 483.837 | 476 | 997.5 | 588.525
201600691495300042424.3888888889 | 201600691 | State of Utah | GKM022216 | 4953000 | 421.4872 | Main | San Juan River | 2016-02-24 09:20 |  | 7.658 | 724 |  | 246 | 137 | 14.9 |  |  |  | 85100 | 22900 | 54700 | 2930 | ND_10 | ND_20 | ND_5 | ND_3 | ND_1 | ND_100 | ND_1 | ND_0.1 | ND_2 | ND_0.03 | 1.34 | ND_0.1 | ND_0.2 | 1.625 | ND_5 | 1.349 | ND_0.5 | 980.14 | ND_0.1 |  | ND_0.03 | ND_10 | 511084.454 | 511.0845 | 530 | 1086 | 640.74
201600510495294242417.4375 | 201600510 | State of Utah | GKM021616 | 4952942 | 510.7414 | Main | San Juan River | 2016-02-17 10:30 |  | 6.917 | 735 |  | 230 | 132 | 15.8 |  |  |  | 79100 | 21000 | 67500 | 3070 | 162.89 | 77.5 | 5.46 | ND_3 | 1.076 | 112.47 | ND_1 | ND_0.1 | ND_2 | ND_0.03 | 2.343 | 0.157 | ND_0.2 | 1.741 | ND_5 | 1.744 | ND_0.5 | 1065.1 | ND_0.1 |  | ND_0.03 | 11.863 | 498432.344 | 498.4323 | 568 | 1102.5 | 650.475

## DissTot
[9 empty] | MAJOR DISSOLVED CATIONS | [6 empty] | MAJOR TOTAL CATIONS
Uniq | Samp_No | Agency | Site_No | Location | River Distance | Site Type | Site Location | Date_Time | Calcium, Surface Water, D | Magnesium, Surface Water, D | Sodium, Surface Water, D | Potassium, Surface Water, D | Aluminum, Surface Water, D | Iron, Surface Water, D | Manganese, Surface Water, D | Calcium, Surface Water, T | Magnesium, Surface Water, T | Sodium, Surface Water, T | Potassium, Surface Water, T | Aluminum, Surface Water, T | Iron, Surface Water, T | Manganese, Surface Water, T | River Dist | Calcium, Surface Water, D/T | Magnesium, Surface Water, D/T | Sodium, Surface Water, D/T | Potassium, Surface Water, D/T | Aluminum, Surface Water, D/T | Iron, Surface Water, D/T | Manganese, Surface Water, D/T
[5 empty] | (km) |  |  |  | (μg/L) | (μg/L) | (μg/L) | (μg/L) | (μg/L) | (μg/L) | (μg/L) | (μg/L) | (μg/L) | (μg/L) | (μg/L) | (μg/L) | (μg/L) | (μg/L) | (km)
GKMSW09_081515CC0642231.375 | GKMSW09_081515 | USEPA Region 8 | A8K9 | CC06 | 0 | Source | Source | 2015-08-15 09:00 | 370000 | 27000 | 5300 | 2400 | 34000 | 150000 | 36000 | 380000 | 27000 | 5200 | 2500 | 33000 | 120000 | 36000 | 0 | 0.97368 | 1 | 1.0192 | 0.96 | 1.0303 | 1.25 | 1
CO_GKM_1_08/11/2015CO_GKM_142227.83125 | CO_GKM_1_08/11/2015 | State of Colorado | Gold King Mine Effluent | CO_GKM_1 | 0.78858 | Main | North Fork Cement Creek | 2015-08-11 19:57 |  |  |  |  | 33000 |  | 31000 |  |  |  |  | 31000 |  | 33000 | 0.78858 |  |  |  |  | 1.0645 |  | 0.93939
CO_GKM_2_08/11/2015CO_GKM_242227.6354166667 | CO_GKM_2_08/11/2015 | State of Colorado | Influent Prior to Treatment | CO_GKM_2 | 0.80467 | Main | North Fork Cement Creek | 2015-08-11 15:15 |  |  |  |  | 30000 |  | 27000 |  |  |  |  | 26000 |  | 27000 | 0.80467 |  |  |  |  | 1.1538 |  | 1
CO_RI_R1_08/11/2015945842227.6458333333 | CO_RI_R1_08/11/2015 | State of Colorado | Cement Cr abv Gold King Mine | 9458 | 0.82077 | Reference | Cement Creek | 2015-08-11 15:30 |  |  |  |  | 2500 |  | 11000 |  |  |  |  | 2800 |  | 12000 | 0.82077 |  |  |  |  | 0.89286 |  | 0.91667
CO_GKM_3_08/11/2015CO_GKM_342227.6375 | CO_GKM_3_08/11/2015 | State of Colorado | Treatment Effluent | CO_GKM_3 | 0.82077 | Reference | Cement Creek | 2015-08-11 15:18 |  |  |  |  | 20000 |  | 28000 |  |  |  |  | 22000 |  | 31000 | 0.82077 |  |  |  |  | 0.90909 |  | 0.90323
GKMSW13_081515GKM1342231.4479166667 | GKMSW13_081515 | USEPA Region 8 | A8K9 | GKM13 | 0.86905 | Main | Cement Creek | 2015-08-15 10:45 | 350000 | 26000 | 52000 | 2200 | 28000 | 70000 | 31000 | 360000 | 28000 | 54000 | 2200 | 26000 | 96000 | 32000 | 0.86905 | 0.97222 | 0.92857 | 0.96296 | 1 | 1.0769 | 0.72917 | 0.96875 | GKMSW13_081515GKM1342231.4479166667 | GKMSW13_081515 | dissolved Fe
CC48_081715DCC4842233.5 | CC48_081715D | USEPA Region 8 | A8K9 | CC48 | 12.5368 | Main | Cement Creek | 2015-08-17 12:00 | 170000 | 10000 | 4100 | 1750 | 7600 | 7950 | 6050 | 180000 | 10000 | 4450 | 1800 | 7750 | 14000 | 5900 | 12.5368 | 0.94444 | 1 | 0.92135 | 0.97222 | 0.98065 | 0.56786 | 1.0254 |  |  | total Fe
CC48_081615CC4842232.53125 | CC48_081615 | USEPA Region 8 | A8K9 | CC48 | 12.5368 | Main | Cement Creek | 2015-08-16 12:45 | 170000 | 10000 | 4100 | 1800 | 7800 | 8100 | 6000 | 170000 | 9800 | 4300 | 1700 | 7300 | 12000 | 5600 | 12.5368 | 1 | 1.0204 | 0.95349 | 1.0588 | 1.0685 | 0.675 | 1.0714 | 66Animas028.1_08/08/2015 17:0066Animas028.142224.7083333333 | 66Animas028.1_08/08/2015 17:00 | dissolved Al
CEM49_06/07/2016CEM4942528.5 | CEM49_06/07/2016 | State of Colorado | CEMENT CREEK AT MOUTH | CEM49 | 13.776 | Main | Cement Creek | 2016-06-07 12:00 | 31000 | 2600 | 1700 | 600 | 390 | 2050 | 835 |  |  |  |  | 3100 | 13500 | 1200 | 13.776 |  |  |  |  | 0.12581 | 0.15185 | 0.69583 |  |  | total Al
CEM49_04/05/2016CEM4942465.5208333333 | CEM49_04/05/2016 | State of Colorado | CEMENT CREEK AT MOUTH | CEM49 | 13.776 | Main | Cement Creek | 2016-04-05 12:30 | 120000 | 7500 | 3200 | 1300 | 4800 | 8200 | 3300 | [5 empty] | 13000 |  | 13.776 | [5 empty] | 0.63077 |  | 201600826495300042444.4895833333 | 201600826 | dissolved Na
CEM49_04/19/2016CEM4942479.4791666667 | CEM49_04/19/2016 | State of Colorado | CEMENT CREEK AT MOUTH | CEM49 | 13.776 | Main | Cement Creek | 2016-04-19 11:30 | 110000 | 7200 | 3100 | 1200 | 4600 | 13000 | 3200 | [5 empty] | 16000 |  | 13.776 | [5 empty] | 0.8125 |  |  |  | total Na
CEM49_02/23/2016CEM4942423.9895833333 | CEM49_02/23/2016 | State of Colorado | CEMENT CREEK AT MOUTH | CEM49 | 13.776 | Main | Cement Creek | 2016-02-23 23:45 | 170000 | 10000 | 4100 | 1700 | 6400 | 8700 | 4600 | [5 empty] | 14000 |  | 13.776 | [5 empty] | 0.62143 |  | 201601174495300042464.6458333333 | 201601174 | dissolved Ca, Mg, Na, K
CEM49_10/13/2015CEM4942290.5416666667 | CEM49_10/13/2015 | State of Colorado | CEMENT CREEK AT MOUTH | CEM49 | 13.776 | Main | Cement Creek | 2015-10-13 13:00 | 170000 | 10000 | 4300 | 1800 | 6500 | 6800 | 6100 | [5 empty] | 14000 |  | 13.776 | [5 empty] | 0.48571 |  |  |  | total Ca, Mg, Na, K
CEM49_12/01/2015CEM4942339.5208333333 | CEM49_12/01/2015 | State of Colorado | CEMENT CREEK AT MOUTH | CEM49 | 13.776 | Main | Cement Creek | 2015-12-01 12:30 | 180000 | 11000 | 4500 | 1900 | 6300 | 11000 | 5400 | [5 empty] | 19000 |  | 13.776 | [5 empty] | 0.57895
A68_081615A6842232.5416666667 | A68_081615 | USEPA Region 8 | A8K9 | A68 | 13.9047 | Reference | Upper Animas | 2015-08-16 13:00 | 46000 | 2800 | 1800 | 620 | 56 | ND_17 | 830 | 48000 | 2800 | 1900 | 570 | 82 | 120 | 780 | 13.9047 | 0.95833 | 1 | 0.94737 | 1.0877 | 0.68293 |  | 1.0641
9488_08/11/2015948842227.6819444444 | 9488_08/11/2015 | State of Colorado | Animas River above Cement Creek (2) | 9488 | 13.9047 | Reference | Upper Animas | 2015-08-11 16:22 |  |  |  |  | 85 |  | 840 |  |  |  |  | 73 |  | 840 | 13.9047 |  |  |  |  | 1.1644 |  | 1
A68_081715A6842233.4895833333 | A68_081715 | USEPA Region 8 | A8K9 | A68 | 13.9047 | Reference | Upper Animas | 2015-08-17 11:45 | 46000 | 2800 | 2000 | 620 | 50 | ND_17 | 840 | 49000 | 2800 | 2000 | 570 | 80 | 120 | 790 | 13.9047 | 0.93878 | 1 | 1 | 1.0877 | 0.625 |  | 1.0633
82_06/07/20168242528.4583333333 | 82_06/07/2016 | State of Colorado | ANIMAS RIVER NEAR SILVERTON | 82 | 15.5624 | Main | Upper Animas | 2016-06-07 11:00 | 21000 | 1800 | 1300 | 460 | 72.5 | 240 | 295 |  |  |  |  | 1100 | 3150 | 490 | 15.5624 |  |  |  |  | 0.065909 | 0.07619 | 0.60204
82_04/19/20168242479.4270833333 | 82_04/19/2016 | State of Colorado | ANIMAS RIVER NEAR SILVERTON | 82 | 15.5624 | Main | Upper Animas | 2016-04-19 10:15 | 62000 | 4500 | 2900 | 830 | 27 | 2500 | 1400 | [5 empty] | 5000 |  | 15.5624 | [5 empty] | 0.5
82_04/05/20168242465.4791666667 | 82_04/05/2016 | State of Colorado | ANIMAS RIVER NEAR SILVERTON | 82 | 15.5624 | Main | Upper Animas | 2016-04-05 11:30 | 69000 | 5000 | 3400 | 940 | 130 | 2200 | 1700 | [5 empty] | 4600 |  | 15.5624 | [5 empty] | 0.47826
82_10/13/20158242290.4479166667 | 82_10/13/2015 | State of Colorado | ANIMAS RIVER NEAR SILVERTON | 82 | 15.5624 | Main | Upper Animas | 2015-10-13 10:45 | 68000 | 5200 | 3000 | 810 | 84 | 1400 | 1500 | [5 empty] | 3200 |  | 15.5624 | [5 empty] | 0.4375
82_02/23/20168242423.40625 | 82_02/23/2016 | State of Colorado | ANIMAS RIVER NEAR SILVERTON | 82 | 15.5624 | Main | Upper Animas | 2016-02-23 09:45 | 93000 | 6100 | 3600 | 1000 | 840 | 1800 | 2200 | [5 empty] | 5000 |  | 15.5624 | [5 empty] | 0.36
82_12/01/20158242339.4479166667 | 82_12/01/2015 | State of Colorado | ANIMAS RIVER NEAR SILVERTON | 82 | 15.5624 | Main | Upper Animas | 2015-12-01 10:45 | 100000 | 6700 | 3900 | 1100 | 260 | 3600 | 2300 | [5 empty] | 4700 |  | 15.5624 | [5 empty] | 0.76596
A72_081615A7242232.5138888889 | A72_081615 | USEPA Region 8 | A8K9 | A72 | 16.3509 | Main | Upper Animas | 2015-08-16 12:20 | 66000 | 4600 | 2500 | 780 | 35 | 750 | 1200 | 68000 | 4500 | 2600 | 730 | 1700 | 2500 | 1100 | 16.3509 | 0.97059 | 1.0222 | 0.96154 | 1.0685 | 0.020588 | 0.3 | 1.0909
A72_081715DA7242233.5208333333 | A72_081715D | USEPA Region 8 | A8K9 | A72 | 16.3509 | Main | Upper Animas | 2015-08-17 12:30 | 64500 | 4450 | 2550 | 755 | 46 | 815 | 1200 | 68000 | 4500 | 2550 | 730 | 1700 | 2550 | 1150 | 16.3509 | 0.94853 | 0.98889 | 1 | 1.0342 | 0.027059 | 0.31961 | 1.0435
81_04/19/20168142479.3541666667 | 81_04/19/2016 | State of Colorado | ANIMAS RIVER AT BAKERS BRIDGE | 81 | 63.5047 | Main | Middle Animas | 2016-04-19 08:30 | 36000 | 4800 | 2400 | 680 | ND_22 | 32 | 360 | [5 empty] | 1100 |  | 63.5047 | [5 empty] | 0.029091
81_08/12/20158142228.6111111111 | 81_08/12/2015 | State of Colorado | Animas River at Bakers Bridge | 81 | 63.5047 | Main | Middle Animas | 2015-08-12 14:40 |  |  |  |  | 48 |  | 430 |  |  |  |  | 520 |  | 470 | 63.5047 |  |  |  |  | 0.092308 |  | 0.91489
81_04/05/20168142465.375 | 81_04/05/2016 | State of Colorado | ANIMAS RIVER AT BAKERS BRIDGE | 81 | 63.5047 | Main | Middle Animas | 2016-04-05 09:00 | 45000 | 5700 | 2900 | 830 | ND_22 | 13 | 510 | [5 empty] | 3400 |  | 63.5047 | [5 empty] | 0.0038235
GKMSW02_081615Bakers Bridge42232.4652777778 | GKMSW02_081615 | USEPA Region 8 | A8K9 | Bakers Bridge | 64.0197 | Main | Middle Animas | 2015-08-16 11:10 | 45000 | 4800 | 2200 | 830 | 49 | ND_17 | 440 | 47000 | 4800 | 2200 | 800 | 600 | 810 | 450 | 64.0197 | 0.95745 | 1 | 1 | 1.0375 | 0.081667 |  | 0.97778
GKMSW02_081715Bakers Bridge42233.4131944444 | GKMSW02_081715 | USEPA Region 8 | A8K9 | Bakers Bridge | 64.0197 | Main | Middle Animas | 2015-08-17 09:55 | 45000 | 4800 | 2200 | 830 | 45 | ND_17 | 460 | 48000 | 4800 | 2200 | 810 | 610 | 830 | 450 | 64.0197 | 0.9375 | 1 | 1 | 1.0247 | 0.07377 |  | 1.0222
CO_RI_M16.1_08/12/2015943842228.4993055556 | CO_RI_M16.1_08/12/2015 | State of Colorado | Animas River above James Ditch at headgate pre-flush | 9438 | 65.1945 | Main | Middle Animas | 2015-08-12 11:59 |  |  |  |  | 68 |  | 420 |  |  |  |  | 650 |  | 410 | 65.1945 |  |  |  |  | 0.10462 |  | 1.0244
CO_DI_4_08/12/2015CO_DI_442228.5201388889 | CO_DI_4_08/12/2015 | State of Colorado | James Ditch - 2nd flush | CO_DI_4 | 65.2911 | Ditch | Middle Animas | 2015-08-12 12:29 |  |  |  |  | 26 |  | 430 |  |  |  |  | 5700 |  | 630 | 65.2911 |  |  |  |  | 0.0045614 |  | 0.68254
CO_DI_6_08/12/2015CO_DI_642228.5041666667 | CO_DI_6_08/12/2015 | State of Colorado | James Ditch pre-flush | CO_DI_6 | 65.2911 | Ditch | Middle Animas | 2015-08-12 12:06 |  |  |  |  | 48 |  | 420 |  |  |  |  | 610 |  | 410 | 65.2911 |  |  |  |  | 0.078689 |  | 1.0244
CO_DI_5_08/12/2015CO_DI_542228.5090277778 | CO_DI_5_08/12/2015 | State of Colorado | James Ditch - 1st flush | CO_DI_5 | 65.2911 | Ditch | Middle Animas | 2015-08-12 12:13 |  |  |  |  | 22 |  | 370 |  |  |  |  | 16000 |  | 1300 | 65.2911 |  |  |  |  | 0.001375 |  | 0.28462
CO_DI_7_08/12/2015CO_DI_742228.6388888889 | CO_DI_7_08/12/2015 | State of Colorado | James Ditch - post flush | CO_DI_7 | 65.3072 | Ditch | Middle Animas | 2015-08-12 15:20 |  |  |  |  | 58 |  | 440 |  |  |  |  | 530 |  | 410 | 65.3072 |  |  |  |  | 0.10943 |  | 1.0732
GKMSW17_081615GKM1742232.6722222222 | GKMSW17_081615 | USEPA Region 8 | A8K9 | GKM17 | 65.5486 | Pond | Middle Animas | 2015-08-16 16:08 | 43000 | 4500 | 2700 | 840 | 110 | ND_17 | 130 | 44000 | 4500 | 2700 | 860 | 210 | 240 | 140 | 65.5486 | 0.97727 | 1 | 1 | 0.97674 | 0.52381 |  | 0.92857
GKMSW16_081615GKM1642232.6659722222 | GKMSW16_081615 | USEPA Region 8 | A8K9 | GKM16 | 65.7256 | Pond | Middle Animas | 2015-08-16 15:59 | 42000 | 4300 | 2700 | 820 | 130 | ND_17 | 50 | 41000 | 4200 | 2500 | 810 | 230 | 260 | 83 | 65.7256 | 1.0244 | 1.0238 | 1.08 | 1.0123 | 0.56522 |  | 0.60241
GKMSW18_081615GKM1842232.6819444444 | GKMSW18_081615 | USEPA Region 8 | A8K9 | GKM18 | 65.8544 | Pond | Middle Animas | 2015-08-16 16:22 | 40000 | 4200 | 2500 | 840 | 110 | ND_17 | 16 | 40000 | 4100 | 2400 | 820 | 160 | 92 | 49 | 65.8544 | 1 | 1.0244 | 1.0417 | 1.0244 | 0.6875 |  | 0.32653
CO_DI_8_08/12/2015CO_DI_842228.5708333333 | CO_DI_8_08/12/2015 | State of Colorado | James Cr at James Ranch | CO_DI_8 | 67.1257 | Ditch | Middle Animas | 2015-08-12 13:42 |  |  |  |  | 77 |  | 140 |  |  |  |  | 1700 |  | 240 | 67.1257 |  |  |  |  | 0.045294 |  | 0.58333
CO_RI_M45_08/13/20159424A42229.4895833333 | CO_RI_M45_08/13/2015 | State of Colorado | Animas River at 32nd Street - post flush | 9424A | 91.7648 | Main | Middle Animas | 2015-08-13 11:45 |  |  |  |  | 40 |  | 140 |  |  |  |  | 530 |  | 140 | 91.7648 |  |  |  |  | 0.075472 |  | 1
20169022001-201508139424B42229.4930555556 | 20169022001-20150813 | State of Colorado | 0 | 9424B | 92.2315 | Main | Middle Animas | 2015-08-13 11:50 |  |  |  |  | 49 |  | 13 |  |  |  |  | 240 |  | 100 | 92.2315 |  |  |  |  | 0.20417 |  | 0.13
GKMSW04_081615GKM0442232.4340277778 | GKMSW04_081615 | USEPA Region 8 | A8K9 | GKM04 | 92.3763 | Main | Middle Animas | 2015-08-16 10:25 | 70000 | 9100 | 16000 | 2900 | ND_24 | ND_17 | 120 | 75000 | 9300 | 15000 | 2900 | 95 | 240 | 130 | 92.3763 | 0.93333 | 0.97849 | 1.0667 | 1 |  |  | 0.92308
CO_DI_10_08/12/2015CO_DI_1042228.4965277778 | CO_DI_10_08/12/2015 | State of Colorado | City of Durango ED | CO_DI_10 | 95 | Ditch | Middle Animas | 2015-08-12 11:55 |  |  |  |  | 23 |  | 1.9 |  |  |  |  | 23 |  | 0.86 | 95 |  |  |  |  | 1 |  | 2.2093
9423A_04/18/20169423A42478.6770833333 | 9423A_04/18/2016 | State of Colorado | ANIMAS RIVER IN DURANGO AT 9TH ST. | 9423A | 95.7721 | Main | Middle Animas | 2016-04-18 16:15 | 49000 | 6700 | 6500 | 1200 | ND_22 | 38 | 91 | [5 empty] | 950 |  | 95.7721 | [5 empty] | 0.04
20169009001-201508109423A42226.5902777778 | 20169009001-20150810 | State of Colorado | 0 | 9423A | 95.7721 | Main | Middle Animas | 2015-08-10 14:10 |  |  |  |  | 25 |  | 110 |  |  |  |  | 130 |  | 120 | 95.7721 |  |  |  |  | 0.19231 |  | 0.91667
20169009002-201508139423A42229.3680555556 | 20169009002-20150813 | State of Colorado | 0 | 9423A | 95.7721 | Main | Middle Animas | 2015-08-13 08:50 |  |  |  |  | 68 |  | 98 |  |  |  |  | 320 |  | 100 | 95.7721 |  |  |  |  | 0.2125 |  | 0.98
9423A_04/04/20169423A42464.7083333333 | 9423A_04/04/2016 | State of Colorado | ANIMAS RIVER IN DURANGO AT 9TH ST. | 9423A | 95.7721 | Main | Middle Animas | 2016-04-04 17:00 | 69000 | 9500 | 11000 | 2100 | ND_22 | 10 | 140 | [5 empty] | 670 |  | 95.7721 | [5 empty] | 0.014925
CO_RI_M31_08/13/2015CO_RI_M3142229.3680555556 | CO_RI_M31_08/13/2015 | State of Colorado | Animas River at Durango - 9th St bridge - post flush | CO_RI_M31 | 95.9491 | Main | Middle Animas | 2015-08-13 08:50 |  |  |  |  | 68 |  | 98 |  |  |  |  | 320 |  | 100 | 95.9491 |  |  |  |  | 0.2125 |  | 0.98
GKMSW05_081615GKM0542232.4166666667 | GKMSW05_081615 | USEPA Region 8 | A8K9 | GKM05 | 96.4802 | Main | Middle Animas | 2015-08-16 10:00 | 70000 | 9200 | 16000 | 2800 | 28 | ND_17 | 100 | 75000 | 9400 | 15000 | 2800 | 74 | 150 | 100 | 96.4802 | 0.93333 | 0.97872 | 1.0667 | 1 | 0.37838 |  | 1
9421_08/13/2015942142229.3993055556 | 9421_08/13/2015 | State of Colorado | Animas River at Lightner Cr | 9421 | 96.4963 | Main | Middle Animas | 2015-08-13 09:35 |  |  |  |  | 38 |  | 110 |  |  |  |  | 490 |  | 110 | 96.4963 |  |  |  |  | 0.077551 |  | 1
9420_08/13/2015942042229.4409722222 | 9420_08/13/2015 | State of Colorado | Animas River below WWTP | 9420 | 97.8642 | Main | Middle Animas | 2015-08-13 10:35 |  |  |  |  | 130 |  | 100 |  |  |  |  | 310 |  | 100 | 97.8642 |  |  |  |  | 0.41935 |  | 1
GKMSW01_081615GKM0142232.3993055556 | GKMSW01_081615 | USEPA Region 8 | A8K9 | GKM01 | 103.159 | Main | Middle Animas | 2015-08-16 09:35 | 70000 | 9600 | 16000 | 2800 | 56 | 48 | 78 | 76000 | 9900 | 15000 | 2800 | 92 | 230 | 93 | 103.159 | 0.92105 | 0.9697 | 1.0667 | 1 | 0.6087 | 0.2087 | 0.83871
GKMSW01_081715GKM0142233.3715277778 | GKMSW01_081715 | USEPA Region 8 | A8K9 | GKM01 | 103.159 | Main | Middle Animas | 2015-08-17 08:55 | 73000 | 10000 | 17000 | 3000 | 26 | ND_17 | 71 | 77000 | 10000 | 16000 | 2900 | 80 | 190 | 90 | 103.159 | 0.94805 | 1 | 1.0625 | 1.0345 | 0.325 |  | 0.78889
20169024001-20150814941642230.46875 | 20169024001-20150814 | State of Colorado | 0 | 9416 | 116.6453 | Main | Lower Animas | 2015-08-14 11:15 |  |  |  |  | 54 |  | 26 |  |  |  |  | 220 |  | 71 | 116.6453 |  |  |  |  | 0.24545 |  | 0.3662
66_08/14/20156642230.5208333333 | 66_08/14/2015 | State of Colorado | Bondad Bridge | 66 | 127.8302 | Main | Lower Animas | 2015-08-14 12:30 |  |  |  |  | 100 |  | 70 |  |  |  |  | 370 |  | 62 | 127.8302 |  |  |  |  | 0.27027 |  | 1.129
249577766Animas046.242426.4479166667 | 2495777 | State of New Mexico | Animas River above Cedar Hill NM 550 bridge - 66Animas046.2 | 66Animas046.2 | 146.1606 | Main | Lower Animas | 2016-02-26 10:45 | [14 empty] | 146.1606
66Animas029.2_08/06/2015 18:3966Animas029.242222.7770833333 | 66Animas029.2_08/06/2015 18:39 | State of New Mexico | Aztec Drinking Water Intake | 66Animas029.2 | 162.9944 | Ditch | Lower Animas | 2015-08-06 18:39 | 59000 | 9600 |  |  | 50 |  | 24 | 58000 | 9800 |  |  | 1200 |  | 110 | 162.9944 | 1.0172 | 0.97959 |  |  | 0.041667 |  | 0.21818
66Animas028.1_08/07/2015 16:4066Animas028.142223.6944444444 | 66Animas028.1_08/07/2015 16:40 | State of New Mexico | Animas River (Estes Arroyo to So. Ute Indian Tribe bnd) | 66Animas028.1 | 164.0887 | Main | Lower Animas | 2015-08-07 16:40 | 56000 | 9200 |  |  | 40 |  | 11 | 56000 | 9700 |  |  | 830 |  | 73 | 164.0887 | 1 | 0.94845 |  |  | 0.048193 |  | 0.15068
66Animas028.1_08/08/2015 22:4066Animas028.142224.9444444444 | 66Animas028.1_08/08/2015 22:40 | State of New Mexico | Animas River (Estes Arroyo to So. Ute Indian Tribe bnd) | 66Animas028.1 | 164.0887 | Main | Lower Animas | 2015-08-08 22:40 | 56000 | 8900 |  |  | 30 |  | 9 | 58000 | 9900 |  |  | 890 |  | 160 | 164.0887 | 0.96552 | 0.89899 |  |  | 0.033708 |  | 0.05625
66Animas028.1_08/10/2015 13:3066Animas028.142226.5625 | 66Animas028.1_08/10/2015 13:30 | State of New Mexico | Animas River (Estes Arroyo to So. Ute Indian Tribe bnd) | 66Animas028.1 | 164.0887 | Main | Lower Animas | 2015-08-10 13:30 | 54000 | 9100 |  |  | 50 |  | 8 | 55000 | 9100 |  |  | 430 |  | 59 | 164.0887 | 0.98182 | 1 |  |  | 0.11628 |  | 0.13559
66Animas028.1_08/08/2015 17:0066Animas028.142224.7083333333 | 66Animas028.1_08/08/2015 17:00 | State of New Mexico | Animas River (Estes Arroyo to So. Ute Indian Tribe bnd) | 66Animas028.1 | 164.0887 | Main | Lower Animas | 2015-08-08 17:00 | 58000 | 9300 |  |  | 40 |  | 11 | 60000 | 9700 |  |  | 70 |  | 170 | 164.0887 | 0.96667 | 0.95876 |  |  | 0.57143 |  | 0.064706
66Animas028.1_08/10/2015 18:2566Animas028.142226.7673611111 | 66Animas028.1_08/10/2015 18:25 | State of New Mexico | Animas River (Estes Arroyo to So. Ute Indian Tribe bnd) | 66Animas028.1 | 164.0887 | Main | Lower Animas | 2015-08-10 18:25 | 56000 | 9200 |  |  | 50 |  | 8 | 59000 | 9700 |  |  | 340 |  | 45 | 164.0887 | 0.94915 | 0.94845 |  |  | 0.14706 |  | 0.17778
66Animas028.1_08/09/2015 05:4566Animas028.142225.2395833333 | 66Animas028.1_08/09/2015 05:45 | State of New Mexico | Animas River (Estes Arroyo to So. Ute Indian Tribe bnd) | 66Animas028.1 | 164.0887 | Main | Lower Animas | 2015-08-09 05:45 | 56000 | 9100 |  |  | 30 |  | 9 | 56000 | 9700 |  |  | 835 |  | 180 | 164.0887 | 1 | 0.93814 |  |  | 0.035928 |  | 0.05
66Animas028.1_08/12/2015 17:3066Animas028.142228.7291666667 | 66Animas028.1_08/12/2015 17:30 | State of New Mexico | Animas River (Estes Arroyo to So. Ute Indian Tribe bnd) | 66Animas028.1 | 164.0887 | Main | Lower Animas | 2015-08-12 17:30 | 57000 | 9800 |  |  | 40 |  | 7 | 59000 | 10000 |  |  | 520 |  | 73 | 164.0887 | 0.9661 | 0.98 |  |  | 0.076923 |  | 0.09589
66Animas028.1_08/11/2015 00:0366Animas028.142227.0020833333 | 66Animas028.1_08/11/2015 00:03 | State of New Mexico | Animas River (Estes Arroyo to So. Ute Indian Tribe bnd) | 66Animas028.1 | 164.0887 | Main | Lower Animas | 2015-08-11 00:03 | 56000 | 9100 |  |  | 40 |  | 8 | 57000 | 9400 |  |  | 390 |  | 52 | 164.0887 | 0.98246 | 0.96809 |  |  | 0.10256 |  | 0.15385
66Animas028.1_08/13/2015 11:5066Animas028.142229.4930555556 | 66Animas028.1_08/13/2015 11:50 | State of New Mexico | Animas River (Estes Arroyo to So. Ute Indian Tribe bnd) | 66Animas028.1 | 164.0887 | Main | Lower Animas | 2015-08-13 11:50 | 54000 | 9500 |  |  | 30 |  | 7 | 55000 | 9900 |  |  | 660 |  | 100 | 164.0887 | 0.98182 | 0.9596 |  |  | 0.045455 |  | 0.07
66Animas028.1_08/13/2015 06:2066Animas028.142229.2638888889 | 66Animas028.1_08/13/2015 06:20 | State of New Mexico | Animas River (Estes Arroyo to So. Ute Indian Tribe bnd) | 66Animas028.1 | 164.0887 | Main | Lower Animas | 2015-08-13 06:20 | 57000 | 9600 |  |  | 30 |  | 7 | 58000 | 9700 |  |  | 750 |  | 100 | 164.0887 | 0.98276 | 0.98969 |  |  | 0.04 |  | 0.07
66Animas028.1_08/12/2015 12:5066Animas028.142228.5347222222 | 66Animas028.1_08/12/2015 12:50 | State of New Mexico | Animas River (Estes Arroyo to So. Ute Indian Tribe bnd) | 66Animas028.1 | 164.0887 | Main | Lower Animas | 2015-08-12 12:50 | 55000 | 9700 |  |  | 30 |  | 7 | 55000 | 9700 |  |  | 630 |  | 77 | 164.0887 | 1 | 1 |  |  | 0.047619 |  | 0.090909
66Animas028.1_08/12/2015 23:2066Animas028.142228.9722222222 | 66Animas028.1_08/12/2015 23:20 | State of New Mexico | Animas River (Estes Arroyo to So. Ute Indian Tribe bnd) | 66Animas028.1 | 164.0887 | Main | Lower Animas | 2015-08-12 23:20 | 58000 | 9800 |  |  | 30 |  | 6 | 56000 | 9300 |  |  | 320 |  | 84 | 164.0887 | 1.0357 | 1.0538 |  |  | 0.09375 |  | 0.071429
66Animas028.1_08/11/2015 12:1066Animas028.142227.5069444444 | 66Animas028.1_08/11/2015 12:10 | State of New Mexico | Animas River (Estes Arroyo to So. Ute Indian Tribe bnd) | 66Animas028.1 | 164.0887 | Main | Lower Animas | 2015-08-11 12:10 | 53000 | 9300 |  |  | 40 |  | 7 | 58000 | 10000 |  |  | 520 |  | 58 | 164.0887 | 0.91379 | 0.93 |  |  | 0.076923 |  | 0.12069
66Animas028.1_08/11/2015 06:3866Animas028.142227.2763888889 | 66Animas028.1_08/11/2015 06:38 | State of New Mexico | Animas River (Estes Arroyo to So. Ute Indian Tribe bnd) | 66Animas028.1 | 164.0887 | Main | Lower Animas | 2015-08-11 06:38 | 53000 | 9100 |  |  | 40 |  | 8 | 53000 | 9000 |  |  | 390 |  | 52 | 164.0887 | 1 | 1.0111 |  |  | 0.10256 |  | 0.15385
66Animas028.1_08/14/2015 07:0066Animas028.142230.2916666667 | 66Animas028.1_08/14/2015 07:00 | State of New Mexico | Animas River (Estes Arroyo to So. Ute Indian Tribe bnd) | 66Animas028.1 | 164.0887 | Main | Lower Animas | 2015-08-14 07:00 | 57000 | 9300 |  |  | 30 |  | 7 | 59000 | 9700 |  |  | 600 |  | 98 | 164.0887 | 0.9661 | 0.95876 |  |  | 0.05 |  | 0.071429
66Animas028.1_08/13/2015 17:5066Animas028.142229.7430555556 | 66Animas028.1_08/13/2015 17:50 | State of New Mexico | Animas River (Estes Arroyo to So. Ute Indian Tribe bnd) | 66Animas028.1 | 164.0887 | Main | Lower Animas | 2015-08-13 17:50 | 59000 | 9900 |  |  | 30 |  | 7 | 60000 | 10000 |  |  | 520 |  | 87 | 164.0887 | 0.98333 | 0.99 |  |  | 0.057692 |  | 0.08046
66Animas028.1_08/11/2015 17:1066Animas028.142227.7152777778 | 66Animas028.1_08/11/2015 17:10 | State of New Mexico | Animas River (Estes Arroyo to So. Ute Indian Tribe bnd) | 66Animas028.1 | 164.0887 | Main | Lower Animas | 2015-08-11 17:10 | 58000 | 9500 |  |  | 40 |  | 7 | 61000 | 10000 |  |  | 410 |  | 40 | 164.0887 | 0.95082 | 0.95 |  |  | 0.097561 |  | 0.175
66Animas028.1_08/08/2015 11:1566Animas028.142224.46875 | 66Animas028.1_08/08/2015 11:15 | State of New Mexico | Animas River (Estes Arroyo to So. Ute Indian Tribe bnd) | 66Animas028.1 | 164.0887 | Main | Lower Animas | 2015-08-08 11:15 | 58000 | 9100 |  |  | 20 |  | 10 | 59000 | 9800 |  |  | 1175 |  | 200 | 164.0887 | 0.98305 | 0.92857 |  |  | 0.017021 |  | 0.05
249578166Animas028.142426.5097222222 | 2495781 | State of New Mexico | Animas River above Estes Arroyo - 66Animas028.1 | 66Animas028.1 | 164.0887 | Main | Lower Animas | 2016-02-26 12:14 | [14 empty] | 164.0887
66Animas028.1_08/08/2015 05:5066Animas028.142224.2430555556 | 66Animas028.1_08/08/2015 05:50 | State of New Mexico | Animas River (Estes Arroyo to So. Ute Indian Tribe bnd) | 66Animas028.1 | 164.0887 | Main | Lower Animas | 2015-08-08 05:50 | 58000 | 8800 |  |  | 40 |  | 23 | 62000 | 10000 |  |  | 2170 |  | 330 | 164.0887 | 0.93548 | 0.88 |  |  | 0.018433 |  | 0.069697
66Animas001.7_08/07/2015 20:1566Animas001.742223.84375 | 66Animas001.7_08/07/2015 20:15 | State of New Mexico | Animas River (San Juan River to Estes Arroyo) | 66Animas001.7 | 189.3876 | Main | Lower Animas | 2015-08-07 20:15 | 48000 | 8200 |  |  | 40 |  | 23 | 51000 | 9300 |  |  | 1840 |  | 190 | 189.3876 | 0.94118 | 0.88172 |  |  | 0.021739 |  | 0.12105
66Animas001.7_08/09/2015 06:3066Animas001.742225.2708333333 | 66Animas001.7_08/09/2015 06:30 | State of New Mexico | Animas River (San Juan River to Estes Arroyo) | 66Animas001.7 | 189.3876 | Main | Lower Animas | 2015-08-09 06:30 | 63000 | 9800 |  |  | 20 |  | 10 | 63000 | 10000 |  |  | 1435 |  | 240 | 189.3876 | 1 | 0.98 |  |  | 0.013937 |  | 0.041667
66Animas001.7_08/08/2015 23:2066Animas001.742224.9722222222 | 66Animas001.7_08/08/2015 23:20 | State of New Mexico | Animas River (San Juan River to Estes Arroyo) | 66Animas001.7 | 189.3876 | Main | Lower Animas | 2015-08-08 23:20 | 62000 | 9600 |  |  | 40 |  | 9 | 65000 | 11000 |  |  | 1390 |  | 230 | 189.3876 | 0.95385 | 0.87273 |  |  | 0.028777 |  | 0.03913
66Animas001.7_08/10/2015 19:2066Animas001.742226.8055555556 | 66Animas001.7_08/10/2015 19:20 | State of New Mexico | Animas River (San Juan River to Estes Arroyo) | 66Animas001.7 | 189.3876 | Main | Lower Animas | 2015-08-10 19:20 | 57000 | 9300 |  |  | 50 |  | 7 | 60000 | 9800 |  |  | 640 |  | 76 | 189.3876 | 0.95 | 0.94898 |  |  | 0.078125 |  | 0.092105
66Animas001.7_08/11/2015 00:4366Animas001.742227.0298611111 | 66Animas001.7_08/11/2015 00:43 | State of New Mexico | Animas River (San Juan River to Estes Arroyo) | 66Animas001.7 | 189.3876 | Main | Lower Animas | 2015-08-11 00:43 | 61000 | 9900 |  |  | 40 |  | 7 | 64000 | 10000 |  |  | 720 |  | 60 | 189.3876 | 0.95312 | 0.99 |  |  | 0.055556 |  | 0.11667
66Animas001.7_08/10/2015 15:4166Animas001.742226.6534722222 | 66Animas001.7_08/10/2015 15:41 | State of New Mexico | Animas River (San Juan River to Estes Arroyo) | 66Animas001.7 | 189.3876 | Main | Lower Animas | 2015-08-10 15:41 | 55000 | 9000 |  |  | 50 |  | 7 | 60000 | 9800 |  |  | 560 |  | 68 | 189.3876 | 0.91667 | 0.91837 |  |  | 0.089286 |  | 0.10294
66Animas001.7_08/13/2015 01:0066Animas001.742229.0416666667 | 66Animas001.7_08/13/2015 01:00 | State of New Mexico | Animas River (San Juan River to Estes Arroyo) | 66Animas001.7 | 189.3876 | Main | Lower Animas | 2015-08-13 01:00 | 61000 | 11000 |  |  | 30 |  | 6 | 59000 | 10000 |  |  | 760 |  | 88 | 189.3876 | 1.0339 | 1.1 |  |  | 0.039474 |  | 0.068182
66Animas001.7_08/12/2015 18:0566Animas001.742228.7534722222 | 66Animas001.7_08/12/2015 18:05 | State of New Mexico | Animas River (San Juan River to Estes Arroyo) | 66Animas001.7 | 189.3876 | Main | Lower Animas | 2015-08-12 18:05 | 59000 | 10000 |  |  | 30 |  | 7 | 56000 | 9800 |  |  | 770 |  | 82 | 189.3876 | 1.0536 | 1.0204 |  |  | 0.038961 |  | 0.085366
66Animas001.7_08/13/2015 07:0066Animas001.742229.2916666667 | 66Animas001.7_08/13/2015 07:00 | State of New Mexico | Animas River (San Juan River to Estes Arroyo) | 66Animas001.7 | 189.3876 | Main | Lower Animas | 2015-08-13 07:00 | 69000 | 11000 |  |  | 20 |  | 7 | 64000 | 11000 |  |  | 910 |  | 110 | 189.3876 | 1.0781 | 1 |  |  | 0.021978 |  | 0.063636
66Animas001.7_08/13/2015 12:3566Animas001.742229.5243055556 | 66Animas001.7_08/13/2015 12:35 | State of New Mexico | Animas River (San Juan River to Estes Arroyo) | 66Animas001.7 | 189.3876 | Main | Lower Animas | 2015-08-13 12:35 | 63000 | 10000 |  |  | 20 |  | 7 | 64000 | 11000 |  |  | 790 |  | 99 | 189.3876 | 0.98438 | 0.90909 |  |  | 0.025316 |  | 0.070707
66Animas001.7_08/13/2015 18:3566Animas001.742229.7743055556 | 66Animas001.7_08/13/2015 18:35 | State of New Mexico | Animas River (San Juan River to Estes Arroyo) | 66Animas001.7 | 189.3876 | Main | Lower Animas | 2015-08-13 18:35 | 59000 | 9900 |  |  | 40 |  | 8 | 60000 | 10000 |  |  | 840 |  | 100 | 189.3876 | 0.98333 | 0.99 |  |  | 0.047619 |  | 0.08
66Animas001.7_08/11/2015 07:3066Animas001.742227.3125 | 66Animas001.7_08/11/2015 07:30 | State of New Mexico | Animas River (San Juan River to Estes Arroyo) | 66Animas001.7 | 189.3876 | Main | Lower Animas | 2015-08-11 07:30 | 63000 | 9800 |  |  | 30 |  | 9 | 67000 | 11000 |  |  | 1200 |  | 77 | 189.3876 | 0.9403 | 0.89091 |  |  | 0.025 |  | 0.11688
66Animas001.7_08/11/2015 18:2066Animas001.742227.7638888889 | 66Animas001.7_08/11/2015 18:20 | State of New Mexico | Animas River (San Juan River to Estes Arroyo) | 66Animas001.7 | 189.3876 | Main | Lower Animas | 2015-08-11 18:20 | 57000 | 9600 |  |  | 50 |  | 8 | 59000 | 10000 |  |  | 730 |  | 64 | 189.3876 | 0.9661 | 0.96 |  |  | 0.068493 |  | 0.125
66Animas001.7_08/12/2015 13:4566Animas001.742228.5729166667 | 66Animas001.7_08/12/2015 13:45 | State of New Mexico | Animas River (San Juan River to Estes Arroyo) | 66Animas001.7 | 189.3876 | Main | Lower Animas | 2015-08-12 13:45 | 62000 | 10000 |  |  | 30 |  | 8 | 59000 | 10000 |  |  | 1000 |  | 95 | 189.3876 | 1.0508 | 1 |  |  | 0.03 |  | 0.084211
66Animas001.7_08/14/2015 07:4566Animas001.742230.3229166667 | 66Animas001.7_08/14/2015 07:45 | State of New Mexico | Animas River (San Juan River to Estes Arroyo) | 66Animas001.7 | 189.3876 | Main | Lower Animas | 2015-08-14 07:45 | 59000 | 10000 |  |  | 20 |  | 7 | 64000 | 10000 |  |  | 760 |  | 100 | 189.3876 | 0.92188 | 1 |  |  | 0.026316 |  | 0.07
66Animas001.7_08/11/2015 13:0066Animas001.742227.5416666667 | 66Animas001.7_08/11/2015 13:00 | State of New Mexico | Animas River (San Juan River to Estes Arroyo) | 66Animas001.7 | 189.3876 | Main | Lower Animas | 2015-08-11 13:00 | 61000 | 9600 |  |  | 40 |  | 9 | 66000 | 11000 |  |  | 710 |  | 66 | 189.3876 | 0.92424 | 0.87273 |  |  | 0.056338 |  | 0.13636
66Animas001.7_08/08/2015 18:3066Animas001.742224.7708333333 | 66Animas001.7_08/08/2015 18:30 | State of New Mexico | Animas River (San Juan River to Estes Arroyo) | 66Animas001.7 | 189.3876 | Main | Lower Animas | 2015-08-08 18:30 | 64000 | 9700 |  |  | 30 |  | 7 | 66000 | 11000 |  |  | 1335 |  | 220 | 189.3876 | 0.9697 | 0.88182 |  |  | 0.022472 |  | 0.031818
66Animas001.7_08/08/2015 07:0066Animas001.742224.2916666667 | 66Animas001.7_08/08/2015 07:00 | State of New Mexico | Animas River (San Juan River to Estes Arroyo) | 66Animas001.7 | 189.3876 | Main | Lower Animas | 2015-08-08 07:00 | 67000 | 10000 |  |  | 20 |  | 9 | 69000 | 12000 |  |  | 2850 |  | 160 | 189.3876 | 0.97101 | 0.83333 |  |  | 0.0070175 |  | 0.05625
249578766Animas001.742426.5583333333 | 2495787 | State of New Mexico | ANIMAS R AT FARMINGTON - 66Animas001.7 | 66Animas001.7 | 189.3876 | Main | Lower Animas | 2016-02-26 13:24 | [14 empty] | 189.3876
66Animas001.7_08/08/2015 12:3066Animas001.742224.5208333333 | 66Animas001.7_08/08/2015 12:30 | State of New Mexico | Animas River (San Juan River to Estes Arroyo) | 66Animas001.7 | 189.3876 | Main | Lower Animas | 2015-08-08 12:30 | 67000 | 9800 |  |  | 30 |  | 12 | 70000 | 11000 |  |  | 2925 |  | 370 | 189.3876 | 0.95714 | 0.89091 |  |  | 0.010256 |  | 0.032432
67SanJua088.1_08/09/2015 07:2067SanJua088.142225.3055555556 | 67SanJua088.1_08/09/2015 07:20 | State of New Mexico | San Juan River (Navajo bnd at Hogback to Animas River) | 67SanJua088.1 | 204.435 | Main | San Juan River | 2015-08-09 07:20 | 45000 | 7200 |  |  | 10 |  | 4 | 68000 | 16000 |  |  | 1400 |  | 1000 | 204.435 | 0.66176 | 0.45 |  |  | 0.0071429 |  | 0.004
67SanJua088.1_08/10/2015 16:4967SanJua088.142226.7006944444 | 67SanJua088.1_08/10/2015 16:49 | State of New Mexico | San Juan River (Navajo bnd at Hogback to Animas River) | 67SanJua088.1 | 204.435 | Main | San Juan River | 2015-08-10 16:49 | 45000 | 7200 |  |  | 60 |  | 8 | 49000 | 9400 |  |  | 960 |  | 190 | 204.435 | 0.91837 | 0.76596 |  |  | 0.0625 |  | 0.042105
67SanJua088.1_08/08/2015 23:5067SanJua088.142224.9930555556 | 67SanJua088.1_08/08/2015 23:50 | State of New Mexico | San Juan River (Navajo bnd at Hogback to Animas River) | 67SanJua088.1 | 204.435 | Main | San Juan River | 2015-08-08 23:50 | 47000 | 7300 |  |  | 20 |  | 5 | 59000 | 12000 |  |  | 8975 |  | 570 | 204.435 | 0.79661 | 0.60833 |  |  | 0.0022284 |  | 0.0087719
67SanJua088.1_08/10/2015 20:0067SanJua088.142226.8333333333 | 67SanJua088.1_08/10/2015 20:00 | State of New Mexico | San Juan River (Navajo bnd at Hogback to Animas River) | 67SanJua088.1 | 204.435 | Main | San Juan River | 2015-08-10 20:00 | 44000 | 7200 |  |  | 100 |  | 9 | 57000 | 9700 |  |  | 1000 |  | 93 | 204.435 | 0.77193 | 0.74227 |  |  | 0.1 |  | 0.096774
67SanJua088.1_08/08/2015 08:1567SanJua088.142224.34375 | 67SanJua088.1_08/08/2015 08:15 | State of New Mexico | San Juan River (Navajo bnd at Hogback to Animas River) | 67SanJua088.1 | 204.435 | Main | San Juan River | 2015-08-08 08:15 | 46000 | 7000 |  |  | 80 |  | 6 | 67000 | 15000 |  |  | 16500 |  | 860 | 204.435 | 0.68657 | 0.46667 |  |  | 0.0048485 |  | 0.0069767
67SanJua088.1_08/11/2015 01:1567SanJua088.142227.0520833333 | 67SanJua088.1_08/11/2015 01:15 | State of New Mexico | San Juan River (Navajo bnd at Hogback to Animas River) | 67SanJua088.1 | 204.435 | Main | San Juan River | 2015-08-11 01:15 | 47000 | 7600 |  |  | 20 |  | 5 | 47000 | 9000 |  |  | 620 |  | 130 | 204.435 | 1 | 0.84444 |  |  | 0.032258 |  | 0.038462
67SanJua088.1_08/08/2015 19:2067SanJua088.142224.8055555556 | 67SanJua088.1_08/08/2015 19:20 | State of New Mexico | San Juan River (Navajo bnd at Hogback to Animas River) | 67SanJua088.1 | 204.435 | Main | San Juan River | 2015-08-08 19:20 | 47000 | 7200 |  |  | 30 |  | 6 | 59000 | 12000 |  |  | 9285 |  | 600 | 204.435 | 0.79661 | 0.6 |  |  | 0.003231 |  | 0.01
67SanJua088.1_08/07/2015 19:3067SanJua088.142223.8125 | 67SanJua088.1_08/07/2015 19:30 | State of New Mexico | San Juan River (Navajo bnd at Hogback to Animas River) | 67SanJua088.1 | 204.435 | Main | San Juan River | 2015-08-07 19:30 | 51000 | 7900 |  |  | 20 |  | 6 | 57000 | 11000 |  |  | 6820 |  | 360 | 204.435 | 0.89474 | 0.71818 |  |  | 0.0029326 |  | 0.016667
67SanJua088.1_08/13/2015 07:3267SanJua088.142229.3138888889 | 67SanJua088.1_08/13/2015 07:32 | State of New Mexico | San Juan River (Navajo bnd at Hogback to Animas River) | 67SanJua088.1 | 204.435 | Main | San Juan River | 2015-08-13 07:32 | 54000 | 9000 |  |  | 20 |  | 5 | 54000 | 9700 |  |  | 360 |  | 190 | 204.435 | 1 | 0.92784 |  |  | 0.055556 |  | 0.026316
67SanJua088.1_08/14/2015 08:3067SanJua088.142230.3541666667 | 67SanJua088.1_08/14/2015 08:30 | State of New Mexico | San Juan River (Navajo bnd at Hogback to Animas River) | 67SanJua088.1 | 204.435 | Main | San Juan River | 2015-08-14 08:30 | 53000 | 8800 |  |  | 10 |  | 5 | 54000 | 9500 |  |  | 260 |  | 160 | 204.435 | 0.98148 | 0.92632 |  |  | 0.038462 |  | 0.03125
67SanJua088.1_08/11/2015 07:5567SanJua088.142227.3298611111 | 67SanJua088.1_08/11/2015 07:55 | State of New Mexico | San Juan River (Navajo bnd at Hogback to Animas River) | 67SanJua088.1 | 204.435 | Main | San Juan River | 2015-08-11 07:55 | 52000 | 8200 |  |  | 20 |  | 5 | 51000 | 9600 |  |  | 410 |  | 150 | 204.435 | 1.0196 | 0.85417 |  |  | 0.04878 |  | 0.033333
67SanJua088.1_08/13/2015 13:2067SanJua088.142229.5555555556 | 67SanJua088.1_08/13/2015 13:20 | State of New Mexico | San Juan River (Navajo bnd at Hogback to Animas River) | 67SanJua088.1 | 204.435 | Main | San Juan River | 2015-08-13 13:20 | 53000 | 8600 |  |  | 10 |  | 5 | 54000 | 9600 |  |  | 1100 |  | 160 | 204.435 | 0.98148 | 0.89583 |  |  | 0.0090909 |  | 0.03125
67SanJua088.1_08/13/2015 00:3067SanJua088.142229.0208333333 | 67SanJua088.1_08/13/2015 00:30 | State of New Mexico | San Juan River (Navajo bnd at Hogback to Animas River) | 67SanJua088.1 | 204.435 | Main | San Juan River | 2015-08-13 00:30 | 51000 | 8500 |  |  | 20 |  | 5 | 52000 | 10000 |  |  | 240 |  | 190 | 204.435 | 0.98077 | 0.85 |  |  | 0.083333 |  | 0.026316
67SanJua088.1_08/13/2015 19:0567SanJua088.142229.7951388889 | 67SanJua088.1_08/13/2015 19:05 | State of New Mexico | San Juan River (Navajo bnd at Hogback to Animas River) | 67SanJua088.1 | 204.435 | Main | San Juan River | 2015-08-13 19:05 | 52000 | 8600 |  |  | 20 |  | 6 | 55000 | 9800 |  |  | 270 |  | 160 | 204.435 | 0.94545 | 0.87755 |  |  | 0.074074 |  | 0.0375
67SanJua088.1_08/12/2015 18:4067SanJua088.142228.7777777778 | 67SanJua088.1_08/12/2015 18:40 | State of New Mexico | San Juan River (Navajo bnd at Hogback to Animas River) | 67SanJua088.1 | 204.435 | Main | San Juan River | 2015-08-12 18:40 | 53000 | 8500 |  |  | 30 |  | 6 | 55000 | 10000 |  |  | 210 |  | 230 | 204.435 | 0.96364 | 0.85 |  |  | 0.14286 |  | 0.026087
67SanJua088.1_08/11/2015 13:4067SanJua088.142227.5694444444 | 67SanJua088.1_08/11/2015 13:40 | State of New Mexico | San Juan River (Navajo bnd at Hogback to Animas River) | 67SanJua088.1 | 204.435 | Main | San Juan River | 2015-08-11 13:40 | 52000 | 8300 |  |  | 20 |  | 5 | 54000 | 10000 |  |  | 380 |  | 150 | 204.435 | 0.96296 | 0.83 |  |  | 0.052632 |  | 0.033333
67SanJua088.1_08/11/2015 18:5067SanJua088.142227.7847222222 | 67SanJua088.1_08/11/2015 18:50 | State of New Mexico | San Juan River (Navajo bnd at Hogback to Animas River) | 67SanJua088.1 | 204.435 | Main | San Juan River | 2015-08-11 18:50 | 52000 | 8400 |  |  | 40 |  | 5 | 53000 | 9800 |  |  | 340 |  | 120 | 204.435 | 0.98113 | 0.85714 |  |  | 0.11765 |  | 0.041667
67SanJua088.1_08/12/2015 14:1567SanJua088.142228.59375 | 67SanJua088.1_08/12/2015 14:15 | State of New Mexico | San Juan River (Navajo bnd at Hogback to Animas River) | 67SanJua088.1 | 204.435 | Main | San Juan River | 2015-08-12 14:15 | 53000 | 8600 |  |  | 10 |  | 6 | 60000 | 13000 |  |  | 150 |  | 340 | 204.435 | 0.88333 | 0.66154 |  |  | 0.066667 |  | 0.017647
67SanJua088.1_08/08/2015 13:4567SanJua088.142224.5729166667 | 67SanJua088.1_08/08/2015 13:45 | State of New Mexico | San Juan River (Navajo bnd at Hogback to Animas River) | 67SanJua088.1 | 204.435 | Main | San Juan River | 2015-08-08 13:45 | 50000 | 7400 |  |  | 260 |  | 9 | 67000 | 14000 |  |  | 12250 |  | 810 | 204.435 | 0.74627 | 0.52857 |  |  | 0.021224 |  | 0.011111
10-25_20150825_RS10SANJUANR2542241.5520833333 | 10-25_20150825_RS | NNEPA | 0 | 10SANJUANR25 | 227.6256 | Main | San Juan River | 2015-08-25 13:15 | 46000 | 7700 | 27000 | 2500 | ND_20 | ND_10 | ND_0.8 | 49000 | 8200 | 27000 | 3000 | 3900 | 3200 |  | 227.6256 | 0.93878 | 0.93902 | 1 | 0.83333
10-26_20150825_RS10SANJUANR2642241.4305555556 | 10-26_20150825_RS | NNEPA | 0 | 10SANJUANR26 | 272.478 | Main | San Juan River | 2015-08-25 10:20 | 51000 | 8900 | 30000 | 2600 | 140 | ND_10 | ND_0.8 | 51000 | 8900 | 29000 | 2800 | 2200 | 1800 |  | 272.478 | 1 | 1 | 1.0345 | 0.92857 | 0.063636
02-06_20150812_RS02SANJUANR0642228.59375 | 02-06_20150812_RS | NNEPA | 0 | 02SANJUANR06 | 295.8296 | Main | San Juan River | 2015-08-12 14:15 | 51000 | 7200 | 28000 | 2800 | 7.8 | [9 empty] | 295.8296
02-06_20150826_RS02SANJUANR0642242.40625 | 02-06_20150826_RS | NNEPA | 0 | 02SANJUANR06 | 295.8296 | Main | San Juan River | 2015-08-26 09:45 | 50000 | 8300 | 30000 | 2300 | ND_20 | ND_10 | ND_0.8 | 51000 | 9000 | 30000 | 3000 | 2900 | 2300 |  | 295.8296 | 0.98039 | 0.92222 | 1 | 0.76667
201602397495400042534.5208333333 | 201602397 | State of Utah | GKM061316 | 4954000 | 298.7425 | Main | San Juan River | 2016-06-13 12:30 | 31400 | 4980 | 11700 | 1630 | 63.418 | 77.5 | 8.32 | 33400 | 5820 | 11500 | 2680 | 2578.4 | 3840 | 205.61 | 298.7425 | 0.94012 | 0.85567 | 1.0174 | 0.60821 | 0.024596 | 0.020182 | 0.040465
201602472495400042539.6458333333 | 201602472 | State of Utah | GKM061816 | 4954000 | 298.7425 | Main | San Juan River | 2016-06-18 15:30 | 32100 | 5050 | 12100 | 1610 | 49.912 | 57.3 | ND_5 | 32800 | 5410 | 11400 | 1980 | 2251.3 | 2490 | 154.11 | 298.7425 | 0.97866 | 0.93346 | 1.0614 | 0.81313 | 0.02217 | 0.023012
201602563495400042546.6145833333 | 201602563 | State of Utah | GKM062516 | 4954000 | 298.7425 | Main | San Juan River | 2016-06-25 14:45 | 33100 | 5250 | 12800 | 1590 | 15.78 | ND_20 | ND_5 | 33300 | 5530 | 12600 | 2080 | 1655.3 | 1860 | 111.77 | 298.7425 | 0.99399 | 0.94937 | 1.0159 | 0.76442 | 0.009533
201602162495400042526.4375 | 201602162 | State of Utah | GKM060516 | 4954000 | 298.7425 | Main | San Juan River | 2016-06-05 10:30 | 31200 | 5150 | 11600 | 1680 | 72.12 | 88.1 | 7.512 | 35200 | 6080 | 10900 | 2550 | 4132.5 | 5630 | 365.66 | 298.7425 | 0.88636 | 0.84704 | 1.0642 | 0.65882 | 0.017452 | 0.015648 | 0.020544
201602112495400042521.6770833333 | 201602112 | State of Utah | GKM053116 | 4954000 | 298.7425 | Main | San Juan River | 2016-05-31 16:15 | 38500 | 6420 | 14600 | 1820 | 48.125 | 39.9 | 5.117 | 43700 | 7540 | 14500 | 2640 | 3257.4 | 4080 | 256.67 | 298.7425 | 0.88101 | 0.85146 | 1.0069 | 0.68939 | 0.014774 | 0.0097794 | 0.019936
201601873495400042511.6458333333 | 201601873 | State of Utah | GKM052116 | 4954000 | 298.7425 | Main | San Juan River | 2016-05-21 15:30 | 41900 | 6560 | 19900 | 2060 | 23.394 | 45.7 | 7.678 | 74000 | 15500 | 19900 | 6180 | 22722 | 25700 | 823.99 | 298.7425 | 0.56622 | 0.42323 | 1 | 0.33333 | 0.0010296 | 0.0017782 | 0.0093181
201601643495400042499.5208333333 | 201601643 | State of Utah | GKM050916 | 4954000 | 298.7425 | Main | San Juan River | 2016-05-09 12:30 | 50200 | 8190 | 18500 | 1670 | 37.584 | 26.4 | 5.625 | 66100 | 9720 | 17500 | 1770 | 1368.7 | 2270 | 690.2 | 298.7425 | 0.75946 | 0.84259 | 1.0571 | 0.9435 | 0.02746 | 0.01163 | 0.0081498
201601709495400042505.5104166667 | 201601709 | State of Utah | GKM051516 | 4954000 | 298.7425 | Main | San Juan River | 2016-05-15 12:15 | 57100 | 8870 | 25200 | 1840 | 49.973 | 51.1 | ND_5 | 78000 | 14500 | 23600 | 3950 | 13830 | 15800 | 628.58 | 298.7425 | 0.73205 | 0.61172 | 1.0678 | 0.46582 | 0.0036134 | 0.0032342
201601345495400042472.5833333333 | 201601345 | State of Utah | GKM041116 | 4954000 | 298.7425 | Main | San Juan River | 2016-04-12 14:00 | 59800 | 10700 | 28000 | 1970 | 31.038 | ND_20 | ND_5 | 70400 | 11700 | 28400 | 2120 | 674.43 | 1310 | 283.13 | 298.7425 | 0.84943 | 0.91453 | 0.98592 | 0.92925 | 0.046021
201601513495400042486.4895833333 | 201601513 | State of Utah | GKM042516 | 4954000 | 298.7425 | Main | San Juan River | 2016-04-26 11:45 | 67400 | 12000 | 31100 | 2030 | 29.28 | ND_20 | ND_5 | 66200 | 12500 | 28600 | 2540 | 3183.4 | 4100 | 168.96 | 298.7425 | 1.0181 | 0.96 | 1.0874 | 0.79921 | 0.0091977
201600803495400042438.3472222222 | 201600803 | State of Utah | GKM030816 | 4954000 | 298.7425 | Main | San Juan River | 2016-03-09 08:20 | 64900 | 12000 | 34200 | 2280 | 17.261 | ND_20 | ND_5 | 61600 | 11600 | 30300 | 2440 | 2887.4 | 2970 | 144.12 | 298.7425 | 1.0536 | 1.0345 | 1.1287 | 0.93443 | 0.005978
201601576495400042492.5833333333 | 201601576 | State of Utah | GKM050216 | 4954000 | 298.7425 | Main | San Juan River | 2016-05-02 14:00 | 69800 | 12200 | 37300 | 2170 | 24.459 | ND_20 | 5.943 | 84400 | 15800 | 37300 | 3690 | 6177 | 6260 | 263.26 | 298.7425 | 0.82701 | 0.77215 | 1 | 0.58808 | 0.0039597 |  | 0.022575
201600925495400042451.3958333333 | 201600925 | State of Utah | GKM032116 | 4954000 | 298.7425 | Main | San Juan River | 2016-03-22 09:30 | 67400 | 13100 | 35600 | 2170 | ND_10 | ND_20 | ND_5 | 65900 | 12100 | 34100 | 2250 | 528.32 | 659 | 64.033 | 298.7425 | 1.0228 | 1.0826 | 1.044 | 0.96444
201600832495400042444.3472222222 | 201600832 | State of Utah | GKM031416 | 4954000 | 298.7425 | Main | San Juan River | 2016-03-15 08:20 | 71900 | 13400 | 37000 | 2220 | ND_10 | ND_20 | ND_5 | 66000 | 12600 | 32700 | 2380 | 1543.6 | 1640 | 101.3 | 298.7425 | 1.0894 | 1.0635 | 1.1315 | 0.93277
201601044495400042457.7013888889 | 201601044 | State of Utah | GKM032816 | 4954000 | 298.7425 | Main | San Juan River | 2016-03-28 16:50 | 70800 | 12600 | 38100 | 2210 | ND_10 | ND_20 | ND_5 | 70200 | 12700 | 37600 | 2200 | 255.91 | 356 | 41.866 | 298.7425 | 1.0085 | 0.99213 | 1.0133 | 1.0045
201601435495400042479.5173611111 | 201601435 | State of Utah | GKM041916 | 4954000 | 298.7425 | Main | San Juan River | 2016-04-19 12:25 | 66600 | 12800 | 41300 | 1920 | 18.45 | ND_20 | ND_5 | 69100 | 14200 | 38700 | 2690 | 2047 | 7060 | 244.85 | 298.7425 | 0.96382 | 0.90141 | 1.0672 | 0.71375 | 0.0090132
201600686495400042423.4236111111 | 201600686 | State of Utah | GKM022216 | 4954000 | 298.7425 | Main | San Juan River | 2016-02-23 10:10 | 67870 | 12510 | 44840 | 3122 | 14.896 | ND_20 | ND_5 | 104000 | 18200 | 44800 | 3290 | 2475.2 | 1250 | 921.56 | 298.7425 | 0.6526 | 0.68736 | 1.0009 | 0.94894 | 0.0060181
201600733495400042429.6666666667 | 201600733 | State of Utah | GKM022916 | 4954000 | 298.7425 | Main | San Juan River | 2016-02-29 16:00 | 71100 | 13700 | 39200 | 2600 | 10.431 | ND_20 | ND_5 | 67600 | 13800 | 36000 | 3500 | 3281.6 | 3312 | 128.95 | 298.7425 | 1.0518 | 0.99275 | 1.0889 | 0.74286 | 0.0031786
201600514495400042416.625 | 201600514 | State of Utah | GKM021616 | 4954000 | 298.7425 | Main | San Juan River | 2016-02-16 15:00 | 66200 | 10900 | 62900 | 3100 | 319.32 | 155 | 14.449 | 98700 | 26100 | 51800 | 11600 | 70180 | 51500 | 1426.9 | 298.7425 | 0.67072 | 0.41762 | 1.2143 | 0.26724 | 0.00455 | 0.0030097 | 0.010126
201601179495400042464.5138888889 | 201601179 | State of Utah | GKM040416 | 4954000 | 298.7425 | Main | San Juan River | 2016-04-04 12:20 | 74100 | 13700 | 42500 | 2530 | 52.3 | 36.2 | 5.313 | 68100 | 12800 | 38100 | 2706 | 1407.8 | 1320 | 47.423 | 298.7425 | 1.0881 | 1.0703 | 1.1155 | 0.93496 | 0.03715 | 0.027424 | 0.11203
201602395495388042534.5 | 201602395 | State of Utah | GKM061316 | 4953880 | 332.8928 | Reference | San Juan River | 2016-06-13 12:00 | 162000 | 89600 | 95800 | 5280 | ND_10 | ND_20 | 8.612 | 176000 | 88100 | 91800 | 6760 | 2808.8 | 3050 | 258.48 | 332.8928 | 0.92045 | 1.017 | 1.0436 | 0.78107 |  |  | 0.033318
201602160495388042526.40625 | 201602160 | State of Utah | GKM060516 | 4953880 | 332.8928 | Reference | San Juan River | 2016-06-05 09:45 | 151000 | 92200 | 102000 | 5400 | ND_10 | ND_20 | 11.598 | 155000 | 85600 | 93700 | 5560 | 1615.7 | 1210 | 161.09 | 332.8928 | 0.97419 | 1.0771 | 1.0886 | 0.97122 |  |  | 0.071997
201602470495388042539.6145833333 | 201602470 | State of Utah | GKM061816 | 4953880 | 332.8928 | Reference | San Juan River | 2016-06-18 14:45 | 164000 | 95400 | 102000 | 5380 | ND_10 | ND_20 | 13.653 | 168000 | 97700 | 100000 | 5640 | 883.12 | 784 | 91.623 | 332.8928 | 0.97619 | 0.97646 | 1.02 | 0.9539 |  |  | 0.14901
201602561495388042546.59375 | 201602561 | State of Utah | GKM062516 | 4953880 | 332.8928 | Reference | San Juan River | 2016-06-25 14:15 | 150000 | 96700 | 114000 | 5450 | ND_10 | ND_20 | 12.973 | 151000 | 94200 | 110000 | 5740 | 491.24 | 407 | 76.368 | 332.8928 | 0.99338 | 1.0265 | 1.0364 | 0.94948 |  |  | 0.16987
201602110495388042521.6666666667 | 201602110 | State of Utah | GKM053116 | 4953880 | 332.8928 | Reference | San Juan River | 2016-05-31 16:00 | 166000 | 104000 | 115000 | 5480 | ND_10 | ND_20 | 16.056 | 168000 | 103000 | 113000 | 5860 | 697.32 | 634 | 94.789 | 332.8928 | 0.9881 | 1.0097 | 1.0177 | 0.93515 |  |  | 0.16939
201601871495388042511.6145833333 | 201601871 | State of Utah | GKM052116 | 4953880 | 332.8928 | Reference | San Juan River | 2016-05-21 14:45 | 183000 | 112000 | 124000 | 5660 | ND_10 | ND_20 | 12.903 | 196000 | 111000 | 119000 | 6170 | 2190.7 | 1850 | 227.95 | 332.8928 | 0.93367 | 1.009 | 1.042 | 0.91734 |  |  | 0.056605
201600687495388042423.7326388889 | 201600687 | State of Utah | GKM022216 | 4953880 | 332.8928 | Reference | San Juan River | 2016-02-23 17:35 | 213700 | 114800 | 118600 | 6782 | ND_10 | ND_20 | 12.725 | 239000 | 118000 | 117000 | 6300 | 1124.2 | 1680 | 313.46 | 332.8928 | 0.89414 | 0.97288 | 1.0137 | 1.0765 |  |  | 0.040595
201600830495388042444.3888888889 | 201600830 | State of Utah | GKM031416 | 4953880 | 332.8928 | Reference | San Juan River | 2016-03-15 09:20 | 229000 | 115000 | 112000 | 4530 | ND_10 | ND_20 | 8.56 | 230000 | 108000 | 101000 | 5400 | 4814.2 | 5700 | 182.94 | 332.8928 | 0.99565 | 1.0648 | 1.1089 | 0.83889 |  |  | 0.046791
201601707495388042505.4791666667 | 201601707 | State of Utah | GKM051516 | 4953880 | 332.8928 | Reference | San Juan River | 2016-05-15 11:30 | 183000 | 121000 | 144000 | 6000 | ND_10 | ND_20 | 31.053 | 187000 | 124000 | 143000 | 5780 | 78 | 163 | 53.151 | 332.8928 | 0.97861 | 0.97581 | 1.007 | 1.0381 |  |  | 0.58424
201600926495388042451.4375 | 201600926 | State of Utah | GKM032116 | 4953880 | 332.8928 | Reference | San Juan River | 2016-03-22 10:30 | 231000 | 118000 | 118000 | 4640 | ND_10 | ND_20 | 9.744 | 250000 | 119000 | 117000 | 4830 | 715.02 | 1300 | 165.06 | 332.8928 | 0.924 | 0.9916 | 1.0085 | 0.96066 |  |  | 0.059033
201601574495388042492.5625 | 201601574 | State of Utah | GKM050216 | 4953880 | 332.8928 | Reference | San Juan River | 2016-05-02 13:30 | 206000 | 139000 | 158000 | 5470 | ND_10 | ND_20 | 14.098 | 205000 | 137000 | 156000 | 5670 | 321.76 | 349 | 59.98 | 332.8928 | 1.0049 | 1.0146 | 1.0128 | 0.96473 |  |  | 0.23505
201601641495388042499.5833333333 | 201601641 | State of Utah | GKM050916 | 4953880 | 332.8928 | Reference | San Juan River | 2016-05-09 14:00 | 203000 | 136000 | 166000 | 5650 | ND_10 | ND_20 | 29.318 | 192000 | 129000 | 156000 | 5350 | 45.931 | 84.4 | 47.233 | 332.8928 | 1.0573 | 1.0543 | 1.0641 | 1.0561 |  |  | 0.62071
201600731495388042429.7083333333 | 201600731 | State of Utah | GKM022916 | 4953880 | 332.8928 | Reference | San Juan River | 2016-02-29 17:00 | 244000 | 142000 | 146000 | 5340 | 69.568 | 24.7 | 20.062 | 238000 | 134000 | 137000 | 6030 | 2249.4 | 2050 | 105.42 | 332.8928 | 1.0252 | 1.0597 | 1.0657 | 0.88557 | 0.030927 | 0.012049 | 0.19031
201601177495388042464.5625 | 201601177 | State of Utah | GKM040416 | 4953880 | 332.8928 | Reference | San Juan River | 2016-04-04 13:30 | 239000 | 146000 | 163000 | 4840 | ND_10 | ND_20 | 25.718 | 245000 | 150000 | 166000 | 5058 | 65.203 | 117 | 54.373 | 332.8928 | 0.97551 | 0.97333 | 0.98193 | 0.9569 |  |  | 0.47299
201600801495388042438.3784722222 | 201600801 | State of Utah | GKM030816 | 4953880 | 332.8928 | Reference | San Juan River | 2016-03-09 09:05 | 254000 | 156000 | 167000 | 5040 | ND_10 | ND_20 | 18.556 | 217000 | 133000 | 142000 | 4360 | 385.14 | 359 | 33.564 | 332.8928 | 1.1705 | 1.1729 | 1.1761 | 1.156 |  |  | 0.55285
201601042495388042457.7361111111 | 201601042 | State of Utah | GKM032816 | 4953880 | 332.8928 | Reference | San Juan River | 2016-03-28 17:40 | 265000 | 159000 | 170000 | 5110 | ND_10 | ND_20 | 27.47 | 263000 | 158000 | 168000 | 5210 | 102.57 | 179 | 54.991 | 332.8928 | 1.0076 | 1.0063 | 1.0119 | 0.98081 |  |  | 0.49954
201601343495388042472.5625 | 201601343 | State of Utah | GKM041116 | 4953880 | 332.8928 | Reference | San Juan River | 2016-04-12 13:30 | 213000 | 141000 | 171000 | 4240 | ND_10 | ND_20 | 46.705 | 250000 | 169000 | 196000 | 5400 | 29.051 | 53.7 | 51.875 | 332.8928 | 0.852 | 0.83432 | 0.87245 | 0.78519 |  |  | 0.90034
201601511495388042486.4583333333 | 201601511 | State of Utah | GKM042516 | 4953880 | 332.8928 | Reference | San Juan River | 2016-04-26 11:00 | 248000 | 176000 | 225000 | 5750 | ND_10 | ND_20 | 69.109 | 244000 | 180000 | 228000 | 5630 | 15.659 | 38.3 | 69.925 | 332.8928 | 1.0164 | 0.97778 | 0.98684 | 1.0213 |  |  | 0.98833
201601433495388042479.4861111111 | 201601433 | State of Utah | GKM041916 | 4953880 | 332.8928 | Reference | San Juan River | 2016-04-19 11:40 | 272000 | 181000 | 217000 | 5090 | ND_10 | ND_20 | 43.292 | 277000 | 188000 | 222000 | 5320 | 115.85 | 144 | 77.368 | 332.8928 | 0.98195 | 0.96277 | 0.97748 | 0.95677 |  |  | 0.55956
201602562495399042546.5833333333 | 201602562 | State of Utah | GKM062516 | 4953990 | 345.7193 | Main | San Juan River | 2016-06-25 14:00 | 33300 | 5420 | 13200 | 1610 | 15.143 | ND_20 | ND_5 | 33600 | 5390 | 12700 | 1760 | 466.73 | 560 | 110.15 | 345.7193 | 0.99107 | 1.0056 | 1.0394 | 0.91477 | 0.032445
201602161495399042526.3958333333 | 201602161 | State of Utah | GKM060516 | 4953990 | 345.7193 | Main | San Juan River | 2016-06-05 09:30 | 31500 | 5330 | 12300 | 1650 | 76.966 | 77.6 | 6.804 | 39000 | 6800 | 11800 | 2800 | 5163 | 6640 | 433.81 | 345.7193 | 0.80769 | 0.78382 | 1.0424 | 0.58929 | 0.014907 | 0.011687 | 0.015684
201602471495399042539.59375 | 201602471 | State of Utah | GKM061816 | 4953990 | 345.7193 | Main | San Juan River | 2016-06-18 14:15 | 33100 | 5370 | 12800 | 1600 | 47.025 | 57.8 | 5.73 | 37500 | 6370 | 12500 | 2220 | 2755.5 | 3390 | 186.68 | 345.7193 | 0.88267 | 0.84301 | 1.024 | 0.72072 | 0.017066 | 0.01705 | 0.030694
201602396495399042534.4791666667 | 201602396 | State of Utah | GKM061316 | 4953990 | 345.7193 | Main | San Juan River | 2016-06-13 11:30 | 33200 | 5380 | 12400 | 1620 | 54.237 | 67.1 | 7.621 | 36900 | 6680 | 12200 | 3180 | 3431.7 | 4710 | 216.92 | 345.7193 | 0.89973 | 0.80539 | 1.0164 | 0.50943 | 0.015805 | 0.014246 | 0.035133
201602111495399042521.6354166667 | 201602111 | State of Utah | GKM053116 | 4953990 | 345.7193 | Main | San Juan River | 2016-05-31 15:15 | 39100 | 6880 | 15700 | 1760 | 40.414 | 33.9 | ND_5 | 45300 | 8370 | 16300 | 2700 | 3501.2 | 4200 | 243.82 | 345.7193 | 0.86313 | 0.82198 | 0.96319 | 0.65185 | 0.011543 | 0.0080714
201601872495399042511.59375 | 201601872 | State of Utah | GKM052116 | 4953990 | 345.7193 | Main | San Juan River | 2016-05-21 14:15 | 45900 | 7460 | 22000 | 2130 | 29.354 | 46.5 | 7.766 | 82700 | 16900 | 21500 | 5990 | 21740 | 24200 | 782.17 | 345.7193 | 0.55502 | 0.44142 | 1.0233 | 0.35559 | 0.0013502 | 0.0019215 | 0.0099288
201601642495399042499.59375 | 201601642 | State of Utah | GKM050916 | 4953990 | 345.7193 | Main | San Juan River | 2016-05-09 14:15 | 52000 | 9510 | 20900 | 1900 | 45.93 | 29.2 | ND_5 | 82500 | 13100 | 20200 | 2500 | 3002.1 | 3980 | 901.06 | 345.7193 | 0.6303 | 0.72595 | 1.0347 | 0.76 | 0.015299 | 0.0073367
201601344495399042472.5416666667 | 201601344 | State of Utah | GKM041116 | 4953990 | 345.7193 | Main | San Juan River | 2016-04-12 13:00 | 62900 | 12400 | 30600 | 2110 | 26.24 | ND_20 | ND_5 | 72700 | 13900 | 30900 | 2250 | 691.66 | 1410 | 275.21 | 345.7193 | 0.8652 | 0.89209 | 0.99029 | 0.93778 | 0.037938
201601512495399042486.4375 | 201601512 | State of Utah | GKM042516 | 4953990 | 345.7193 | Main | San Juan River | 2016-04-26 10:30 | 71800 | 14400 | 37000 | 2210 | 18.149 | ND_20 | ND_5 | 74300 | 15900 | 34200 | 3120 | 4533.9 | 5790 | 210.75 | 345.7193 | 0.96635 | 0.90566 | 1.0819 | 0.70833 | 0.004003
201601575495399042492.5416666667 | 201601575 | State of Utah | GKM050216 | 4953990 | 345.7193 | Main | San Juan River | 2016-05-02 13:00 | 73400 | 15800 | 38100 | 2140 | 16.746 | ND_20 | ND_5 | 80300 | 17600 | 37600 | 2910 | 3269.1 | 3730 | 154.28 | 345.7193 | 0.91407 | 0.89773 | 1.0133 | 0.7354 | 0.0051225
201601434495399042479.4652777778 | 201601434 | State of Utah | GKM041916 | 4953990 | 345.7193 | Main | San Juan River | 2016-04-19 11:10 | 69100 | 15700 | 39200 | 2010 | 50.859 | 29.7 | 8.229 | 77000 | 17300 | 37100 | 2700 | 1691.6 | 5520 | 403.26 | 345.7193 | 0.8974 | 0.90751 | 1.0566 | 0.74444 | 0.030066 | 0.0053804 | 0.020406
201601708495399042505.4583333333 | 201601708 | State of Utah | GKM051516 | 4953990 | 345.7193 | Main | San Juan River | 2016-05-15 11:00 | 68800 | 12100 | 44100 | 2070 | 92.895 | 74.8 | ND_5 | 105000 | 24700 | 40700 | 6610 | 39563 | 39200 | 1135.3 | 345.7193 | 0.65524 | 0.48988 | 1.0835 | 0.31316 | 0.002348 | 0.0019082
201600802495399042438.4166666667 | 201600802 | State of Utah | GKM030816 | 4953990 | 345.7193 | Main | San Juan River | 2016-03-09 10:00 | 73900 | 17900 | 40100 | 2430 | 34.345 | ND_20 | ND_5 | 69100 | 17000 | 34800 | 2660 | 3198.4 | 3300 | 133.92 | 345.7193 | 1.0695 | 1.0529 | 1.1523 | 0.91353 | 0.010738
201601043495399042457.65625 | 201601043 | State of Utah | GKM032816 | 4953990 | 345.7193 | Main | San Juan River | 2016-03-28 15:45 | 75800 | 16900 | 40600 | 2220 | ND_10 | ND_20 | ND_5 | 72700 | 16400 | 38400 | 2210 | 210.51 | 315 | 41.023 | 345.7193 | 1.0426 | 1.0305 | 1.0573 | 1.0045
201600927495399042451.4548611111 | 201600927 | State of Utah | GKM032116 | 4953990 | 345.7193 | Main | San Juan River | 2016-03-22 10:55 | 78400 | 18800 | 41600 | 2380 | ND_10 | ND_20 | ND_5 | 80300 | 19000 | 41200 | 2460 | 429.1 | 590 | 82.367 | 345.7193 | 0.97634 | 0.98947 | 1.0097 | 0.96748
201600831495399042444.4166666667 | 201600831 | State of Utah | GKM031416 | 4953990 | 345.7193 | Main | San Juan River | 2016-03-15 10:00 | 81200 | 19700 | 42000 | 2370 | ND_10 | ND_20 | ND_5 | 77600 | 19100 | 38200 | 2790 | 2223.7 | 2310 | 99.484 | 345.7193 | 1.0464 | 1.0314 | 1.0995 | 0.84946
201601178495399042464.5833333333 | 201601178 | State of Utah | GKM040416 | 4953990 | 345.7193 | Main | San Juan River | 2016-04-04 14:00 | 80100 | 18000 | 47500 | 2490 | ND_10 | ND_20 | ND_5 | 71800 | 16900 | 41900 | 2736 | 1424 | 1040 | 40.21 | 345.7193 | 1.1156 | 1.0651 | 1.1337 | 0.91009
201600513495399042416.6770833333 | 201600513 | State of Utah | GKM021616 | 4953990 | 345.7193 | Main | San Juan River | 2016-02-16 16:15 | 76600 | 18300 | 72700 | 3460 | 231.21 | 109 | 8.837 | 116000 | 36400 | 61200 | 12200 | 81859 | 60100 | 1628.7 | 345.7193 | 0.66034 | 0.50275 | 1.1879 | 0.28361 | 0.0028245 | 0.0018136 | 0.0054258
201600732495399042429.7291666667 | 201600732 | State of Utah | GKM022916 | 4953990 | 345.7193 | Main | San Juan River | 2016-02-29 17:30 | 80200 | 20300 | 46400 | 2790 | 22.441 | ND_20 | ND_5 | 76500 | 19900 | 42000 | 3620 | 3440.8 | 3360 | 142.45 | 345.7193 | 1.0484 | 1.0201 | 1.1048 | 0.77072 | 0.006522
201600688495399042423.75 | 201600688 | State of Utah | GKM022216 | 4953990 | 345.7193 | Main | San Juan River | 2016-02-23 18:00 | 81440 | 21280 | 52530 | 3544 | 18.543 | ND_20 | ND_5 | 102000 | 24300 | 49600 | 3200 | 1703.3 | 1490 | 496.18 | 345.7193 | 0.79843 | 0.87572 | 1.0591 | 1.1075 | 0.010887
02-07_20150812_RS02SANJUANR0742228.5138888889 | 02-07_20150812_RS | NNEPA | 0 | 02SANJUANR07 | 345.7997 | Main | San Juan River | 2015-08-12 12:20 | [14 empty] | 345.7997
201601870495356042511.5729166667 | 201601870 | State of Utah | GKM052116 | 4953560 | 348.2299 | Reference | San Juan River | 2016-05-21 13:45 | 59700 | 17700 | 203000 | 7190 | 68.792 | 39.4 | 7.012 | 149000 | 42500 | 198000 | 18500 | 58196 | 33100 | 1046.7 | 348.2299 | 0.40067 | 0.41647 | 1.0253 | 0.38865 | 0.0011821 | 0.0011903 | 0.0066991
201602109495356042521.6145833333 | 201602109 | State of Utah | GKM053116 | 4953560 | 348.2299 | Reference | San Juan River | 2016-05-31 14:45 | 77400 | 39900 | 419000 | 11300 | ND_10 | ND_20 | ND_5 | 77200 | 41600 | 413000 | 11800 | 550.28 | 274 | 10.889 | 348.2299 | 1.0026 | 0.95913 | 1.0145 | 0.95763
201600800495356042438.4027777778 | 201600800 | State of Utah | GKM030816 | 4953560 | 348.2299 | Reference | San Juan River | 2016-03-09 09:40 | 134000 | 84700 | 370000 | 7470 | 12.155 | ND_20 | 9.933 | 123000 | 79700 | 338000 | 7030 | 1459.3 | 682 | 28.257 | 348.2299 | 1.0894 | 1.0627 | 1.0947 | 1.0626 | 0.0083293 |  | 0.35152
201600689495356042423.7708333333 | 201600689 | State of Utah | GKM022216 | 4953560 | 348.2299 | Reference | San Juan River | 2016-02-23 18:30 | 157000 | 98900 | 217000 | 6290 | ND_10 | ND_20 | ND_5 | 162000 | 96700 | 207000 | 6510 | 1823 | 843 | 198.57 | 348.2299 | 0.96914 | 1.0228 | 1.0483 | 0.96621
201600829495356042444.4305555556 | 201600829 | State of Utah | GKM031416 | 4953560 | 348.2299 | Reference | San Juan River | 2016-03-15 10:20 | 139000 | 78500 | 512700 | 8450 | ND_10 | ND_20 | 58.616 | 139000 | 79600 | 463000 | 8530 | 77.257 | 50.8 | 62.737 | 348.2299 | 1 | 0.98618 | 1.1073 | 0.99062 |  |  | 0.93431
201600730495356042429.7361111111 | 201600730 | State of Utah | GKM022916 | 4953560 | 348.2299 | Reference | San Juan River | 2016-02-29 17:40 | 164000 | 116000 | 366000 | 8740 | ND_10 | ND_20 | 6.329 | 152000 | 105000 | 335000 | 8660 | 1077.9 | 561 | 34.15 | 348.2299 | 1.0789 | 1.1048 | 1.0925 | 1.0092 |  |  | 0.18533
201602158495325042526.3506944444 | 201602158 | State of Utah | GKM060516 | 4953250 | 377.0532 | Main | San Juan River | 2016-06-05 08:25 | 30900 | 5240 | 12200 | 1680 | 62.87 | 60.1 | ND_5 | 40000 | 7100 | 11500 | 3040 | 6370 | 8250 | 635.4 | 377.0532 | 0.7725 | 0.73803 | 1.0609 | 0.55263 | 0.0098697 | 0.0072848
201602559495325042546.5416666667 | 201602559 | State of Utah | GKM062516 | 4953250 | 377.0532 | Main | San Juan River | 2016-06-25 13:00 | 33400 | 5450 | 13300 | 1620 | 15.017 | ND_20 | ND_5 | 36100 | 6110 | 13100 | 2280 | 2324.7 | 2560 | 154.21 | 377.0532 | 0.92521 | 0.89198 | 1.0153 | 0.71053 | 0.0064598
201602393495325042534.4375 | 201602393 | State of Utah | GKM061316 | 4953250 | 377.0532 | Main | San Juan River | 2016-06-13 10:30 | 33300 | 5330 | 13000 | 1800 | 68.43 | 84.1 | 6.798 | 39100 | 7000 | 13000 | 3570 | 3712.7 | 5320 | 230.74 | 377.0532 | 0.85166 | 0.76143 | 1 | 0.5042 | 0.018431 | 0.015808 | 0.029462
201602468495325042539.5729166667 | 201602468 | State of Utah | GKM061816 | 4953250 | 377.0532 | Main | San Juan River | 2016-06-18 13:45 | 32100 | 5220 | 12500 | 1630 | 41.012 | 39.2 | ND_5 | 37400 | 6390 | 12800 | 2400 | 3463.6 | 3950 | 190.23 | 377.0532 | 0.85829 | 0.8169 | 0.97656 | 0.67917 | 0.011841 | 0.0099241
201602560495325042546.5451388889 | 201602560 | State of Utah | GKM062516 | 4953250 | 377.0532 | Main | San Juan River | 2016-06-25 13:05 | 33200 | 5410 | 13200 | 1590 | 14.681 | ND_20 | ND_5 | 36100 | 6170 | 13200 | 2360 | 3290.7 | 2790 | 151.09 | 377.0532 | 0.91967 | 0.87682 | 1 | 0.67373 | 0.0044614
201602107495325042521.5833333333 | 201602107 | State of Utah | GKM053116 | 4953250 | 377.0532 | Main | San Juan River | 2016-05-31 14:00 | 39200 | 6890 | 15400 | 1810 | 34.818 | 25.5 | ND_5 | 93600 | 17400 | 31000 | 5910 | 4624.3 | 10800 | 539.43 | 377.0532 | 0.4188 | 0.39598 | 0.49677 | 0.30626 | 0.0075294 | 0.0023611
201601868495325042511.5520833333 | 201601868 | State of Utah | GKM052116 | 4953250 | 377.0532 | Main | San Juan River | 2016-05-21 13:15 | 45100 | 7590 | 23600 | 2040 | 25.416 | 44.8 | ND_5 | 90100 | 20000 | 22900 | 7590 | 32813 | 35100 | 1067.7 | 377.0532 | 0.50055 | 0.3795 | 1.0306 | 0.26877 | 0.00077457 | 0.0012764
201601639495325042499.6145833333 | 201601639 | State of Utah | GKM050916 | 4953250 | 377.0532 | Main | San Juan River | 2016-05-09 14:45 | 53000 | 9710 | 22000 | 2050 | 35.055 | ND_20 | ND_5 | 83800 | 16800 | 19500 | 5040 | 17997 | 20700 | 1006.1 | 377.0532 | 0.63246 | 0.57798 | 1.1282 | 0.40675 | 0.0019478
201601705495325042505.4270833333 | 201601705 | State of Utah | GKM051516 | 4953250 | 377.0532 | Main | San Juan River | 2016-05-15 10:15 | 56600 | 10500 | 23100 | 1810 | 32.045 | 29.2 | ND_5 | 72500 | 14300 | 22100 | 3280 | 7335.6 | 10000 | 421.11 | 377.0532 | 0.78069 | 0.73427 | 1.0452 | 0.55183 | 0.0043684 | 0.00292
201601341495325042472.4375 | 201601341 | State of Utah | GKM041116 | 4953250 | 377.0532 | Main | San Juan River | 2016-04-12 10:30 | 62000 | 12500 | 31300 | 2010 | 18.208 | ND_20 | ND_5 | 78000 | 14600 | 30800 | 2350 | 777.07 | 1490 | 371.79 | 377.0532 | 0.79487 | 0.85616 | 1.0162 | 0.85532 | 0.023432
201601572495325042492.5 | 201601572 | State of Utah | GKM050216 | 4953250 | 377.0532 | Main | San Juan River | 2016-05-02 12:00 | 73100 | 15200 | 38600 | 2140 | 15.893 | ND_20 | ND_5 | 77500 | 16600 | 38400 | 2730 | 2068.5 | 2660 | 97.233 | 377.0532 | 0.94323 | 0.91566 | 1.0052 | 0.78388 | 0.0076833
201601431495325042479.4284722222 | 201601431 | State of Utah | GKM041916 | 4953250 | 377.0532 | Main | San Juan River | 2016-04-19 10:17 | 67900 | 14500 | 37400 | 2060 | 15.976 | ND_20 | ND_5 | 71900 | 16100 | 35100 | 2640 | 1002.6 | 5820 | 266.1 | 377.0532 | 0.94437 | 0.90062 | 1.0655 | 0.7803 | 0.015935
201601510495325042486.4201388889 | 201601510 | State of Utah | GKM042516 | 4953250 | 377.0532 | Main | San Juan River | 2016-04-26 10:05 | 74200 | 15200 | 40900 | 2320 | 15.344 | ND_20 | ND_5 | 85700 | 17100 | 41500 | 2390 | 706.83 | 1170 | 151.52 | 377.0532 | 0.86581 | 0.88889 | 0.98554 | 0.97071 | 0.021708
201601509495325042486.4166666667 | 201601509 | State of Utah | GKM042516 | 4953250 | 377.0532 | Main | San Juan River | 2016-04-26 10:00 | 74400 | 15200 | 40800 | 2310 | 12.709 | ND_20 | ND_5 | 86000 | 17300 | 41300 | 2400 | 734.71 | 1210 | 151.52 | 377.0532 | 0.86512 | 0.87861 | 0.98789 | 0.9625 | 0.017298
201600798495325042438.5069444444 | 201600798 | State of Utah | GKM030816 | 4953250 | 377.0532 | Main | San Juan River | 2016-03-09 12:10 | 73100 | 17900 | 40600 | 2430 | 10.04 | ND_20 | ND_5 | 72400 | 17600 | 35500 | 2910 | 3731 | 3920 | 196.4 | 377.0532 | 1.0097 | 1.017 | 1.1437 | 0.83505 | 0.002691
201601040495325042458.4097222222 | 201601040 | State of Utah | GKM032816 | 4953250 | 377.0532 | Main | San Juan River | 2016-03-29 09:50 | 76800 | 17700 | 41800 | 2230 | 16.101 | ND_20 | ND_5 | 78100 | 18300 | 41600 | 2660 | 1974.7 | 1610 | 55.295 | 377.0532 | 0.98335 | 0.96721 | 1.0048 | 0.83835 | 0.0081536
201600827495325042444.4583333333 | 201600827 | State of Utah | GKM031416 | 4953250 | 377.0532 | Main | San Juan River | 2016-03-15 11:00 | 82900 | 20300 | 48600 | 2620 | ND_10 | ND_20 | ND_5 | 76800 | 19400 | 39200 | 2720 | 1899.9 | 1950 | 76.986 | 377.0532 | 1.0794 | 1.0464 | 1.2398 | 0.96324
201600928495325042451.4861111111 | 201600928 | State of Utah | GKM032116 | 4953250 | 377.0532 | Main | San Juan River | 2016-03-22 11:40 | 79600 | 19300 | 43100 | 2360 | 10.061 | ND_20 | ND_5 | 82100 | 19800 | 42600 | 2450 | 545.4 | 679 | 87.586 | 377.0532 | 0.96955 | 0.97475 | 1.0117 | 0.96327 | 0.018447
201601175495325042464.6111111111 | 201601175 | State of Utah | GKM040416 | 4953250 | 377.0532 | Main | San Juan River | 2016-04-04 14:40 | 79300 | 18700 | 50100 | 2480 | 14.619 | ND_20 | ND_5 | 81900 | 18700 | 49200 | 2725 | 294.73 | 338 | 73.42 | 377.0532 | 0.96825 | 1 | 1.0183 | 0.91009 | 0.049601
201600729495325042430.34375 | 201600729 | State of Utah | GKM022916 | 4953250 | 377.0532 | Main | San Juan River | 2016-03-01 08:15 | 80000 | 20700 | 47000 | 2720 | 60.127 | 44.2 | ND_5 | 80500 | 20500 | 42400 | 3440 | 3320.9 | 3080 | 198.82 | 377.0532 | 0.99379 | 1.0098 | 1.1085 | 0.7907 | 0.018106 | 0.014351
201600512495325042416.7083333333 | 201600512 | State of Utah | GKM021616 | 4953250 | 377.0532 | Main | San Juan River | 2016-02-16 17:00 | 77700 | 18800 | 70700 | 3330 | 128.53 | 71.7 | ND_5 | 118000 | 35300 | 61600 | 11600 | 68001 | 51600 | 1478.9 | 377.0532 | 0.65847 | 0.53258 | 1.1477 | 0.28707 | 0.0018901 | 0.0013895
201600690495325042424.3611111111 | 201600690 | State of Utah | GKM022216 | 4953250 | 377.0532 | Main | San Juan River | 2016-02-24 08:40 | 83000 | 23300 | 53400 | 2960 | 34.829 | 57.2 | 6.857 | 106000 | 25600 | 50000 | 3200 | 1579.9 | 1140 | 591.5 | 377.0532 | 0.78302 | 0.91016 | 1.068 | 0.925 | 0.022045 | 0.050175 | 0.011593
02-08_20150812_RS02SANJUANR0842228.4479166667 | 02-08_20150812_RS | NNEPA | 0 | 02SANJUANR08 | 377.5843 | Main | San Juan River | 2015-08-12 10:45 | [14 empty] | 377.5843
29-05_20150812_RS29SANJUANR0542228.40625 | 29-05_20150812_RS | NNEPA | 0 | 29SANJUANR05 | 421.3906 | Main | San Juan River | 2015-08-12 09:45 | [14 empty] | 421.3906
201602558495300042546.5208333333 | 201602558 | State of Utah | GKM062516 | 4953000 | 421.4872 | Main | San Juan River | 2016-06-25 12:30 | 33600 | 5390 | 13300 | 1630 | 14.752 | ND_20 | ND_5 | 37700 | 6330 | 13400 | 2480 | 2944.3 | 3060 | 161.36 | 421.4872 | 0.89125 | 0.8515 | 0.99254 | 0.65726 | 0.0050104
201602467495300042539.5416666667 | 201602467 | State of Utah | GKM061816 | 4953000 | 421.4872 | Main | San Juan River | 2016-06-18 13:00 | 32500 | 5240 | 12400 | 1590 | 48.893 | 49.2 | 5.684 | 40500 | 6780 | 12300 | 2570 | 3486.2 | 4460 | 242.83 | 421.4872 | 0.80247 | 0.77286 | 1.0081 | 0.61868 | 0.014025 | 0.011031 | 0.023407
201602157495300042526.2916666667 | 201602157 | State of Utah | GKM060516 | 4953000 | 421.4872 | Main | San Juan River | 2016-06-05 07:00 | 31800 | 5380 | 12300 | 1790 | 81.054 | 88.8 | 5.545 | 44900 | 7710 | 11900 | 3320 | 7153.3 | 9660 | 604.97 | 421.4872 | 0.70824 | 0.6978 | 1.0336 | 0.53916 | 0.011331 | 0.0091925 | 0.0091657
201602392495300042534.4097222222 | 201602392 | State of Utah | GKM061316 | 4953000 | 421.4872 | Main | San Juan River | 2016-06-13 09:50 | 33000 | 5290 | 13300 | 1850 | 78.094 | 101 | 6.989 | 41300 | 7430 | 13500 | 3930 | 4116.7 | 6410 | 263.68 | 421.4872 | 0.79903 | 0.71198 | 0.98519 | 0.47074 | 0.01897 | 0.015757 | 0.026506
201602105495300042521.53125 | 201602105 | State of Utah | USGSGKM053116 | 4953000 | 421.4872 | Main | San Juan River | 2016-05-31 12:45 | 39500 | 6790 | 15400 | 1830 | 49.836 | 42.1 | 5.307 | 61200 | 9700 | 16700 | 3010 | 2832 | 3580 | 522.25 | 421.4872 | 0.64542 | 0.7 | 0.92216 | 0.60797 | 0.017597 | 0.01176 | 0.010162
201602106495300042521.4791666667 | 201602106 | State of Utah | GKM053116 | 4953000 | 421.4872 | Main | San Juan River | 2016-05-31 11:30 | 39400 | 6840 | 15500 | 1750 | 34.529 | 27.2 | ND_5 | 48500 | 8830 | 15800 | 3180 | 4726.6 | 5410 | 288.62 | 421.4872 | 0.81237 | 0.77463 | 0.98101 | 0.55031 | 0.0073053 | 0.0050277
201601867495300042511.53125 | 201601867 | State of Utah | GKM052116 | 4953000 | 421.4872 | Main | San Juan River | 2016-05-21 12:45 | 46900 | 8150 | 24800 | 2100 | 19.852 | 26.9 | ND_5 | 124000 | 26200 | 24700 | 8430 | 36080 | 34800 | 1593 | 421.4872 | 0.37823 | 0.31107 | 1.004 | 0.24911 | 0.00055022 | 0.00077299
201601704495300042505.3958333333 | 201601704 | State of Utah | GKM051516 | 4953000 | 421.4872 | Main | San Juan River | 2016-05-15 09:30 | 56100 | 10700 | 23900 | 1820 | 33.954 | 29.9 | ND_5 | 74200 | 14500 | 22100 | 3130 | 6971.2 | 8150 | 453.75 | 421.4872 | 0.75606 | 0.73793 | 1.0814 | 0.58147 | 0.0048706 | 0.0036687
201601638495300042499.75 | 201601638 | State of Utah | GKM050916 | 4953000 | 421.4872 | Main | San Juan River | 2016-05-09 18:00 | 57600 | 10500 | 24700 | 2300 | 35.424 | ND_20 | ND_5 | 99400 | 15100 | 23300 | 2570 | 1956.5 | 2900 | 1021.5 | 421.4872 | 0.57948 | 0.69536 | 1.0601 | 0.89494 | 0.018106
201601340495300042472.46875 | 201601340 | State of Utah | GKM041116 | 4953000 | 421.4872 | Main | San Juan River | 2016-04-12 11:15 | 64200 | 13200 | 33400 | 2130 | 18.966 | ND_20 | ND_5 | 74400 | 13800 | 29200 | 2280 | 845.43 | 1430 | 360.9 | 421.4872 | 0.8629 | 0.95652 | 1.1438 | 0.93421 | 0.022434
201601430495300042479.3979166667 | 201601430 | State of Utah | GKM041916 | 4953000 | 421.4872 | Main | San Juan River | 2016-04-19 09:33 | 65400 | 14300 | 39200 | 2420 | 150.44 | 83.5 | ND_5 | 128000 | 28900 | 37400 | 8300 | 2755.3 | 17100 | 706.93 | 421.4872 | 0.51094 | 0.49481 | 1.0481 | 0.29157 | 0.0546 | 0.004883
201601571495300042492.4583333333 | 201601571 | State of Utah | GKM050216 | 4953000 | 421.4872 | Main | San Juan River | 2016-05-02 11:00 | 71300 | 14400 | 37500 | 2090 | 16.262 | ND_20 | ND_5 | 79200 | 16400 | 38100 | 2720 | 2601 | 2760 | 120.62 | 421.4872 | 0.90025 | 0.87805 | 0.98425 | 0.76838 | 0.0062522
201600797495300042438.4791666667 | 201600797 | State of Utah | GKM030816 | 4953000 | 421.4872 | Main | San Juan River | 2016-03-09 11:30 | 73100 | 17700 | 40400 | 2520 | 17.685 | ND_20 | ND_5 | 77900 | 17800 | 35600 | 3010 | 4030.2 | 4170 | 228.1 | 421.4872 | 0.93838 | 0.99438 | 1.1348 | 0.83721 | 0.0043881
201601039495300042458.3715277778 | 201601039 | State of Utah | GKM032816 | 4953000 | 421.4872 | Main | San Juan River | 2016-03-29 08:55 | 75000 | 17400 | 40700 | 2240 | 16.767 | ND_20 | ND_5 | 73900 | 17400 | 39800 | 2450 | 500.7 | 482 | 27.186 | 421.4872 | 1.0149 | 1 | 1.0226 | 0.91429 | 0.033487
201601508495300042486.3541666667 | 201601508 | State of Utah | GKM042516 | 4953000 | 421.4872 | Main | San Juan River | 2016-04-26 08:30 | 75700 | 16200 | 43700 | 2340 | ND_10 | ND_20 | ND_5 | 87300 | 19200 | 41300 | 3460 | 5229.7 | 6010 | 202.88 | 421.4872 | 0.86712 | 0.84375 | 1.0581 | 0.6763
201600826495300042444.4895833333 | 201600826 | State of Utah | GKM031416 | 4953000 | 421.4872 | Main | San Juan River | 2016-03-15 11:45 | 87900 | 21800 | 40500 | 3330 | ND_10 | ND_20 | ND_5 | 79000 | 20100 | 66000 | 2950 | 2384.8 | 2330 | 87.075 | 421.4872 | 1.1127 | 1.0846 | 0.61364 | 1.1288
201600930495300042451.5173611111 | 201600930 | State of Utah | GKM032116 | 4953000 | 421.4872 | Main | San Juan River | 2016-03-22 12:25 | 82100 | 19900 | 44500 | 2460 | 10.355 | ND_20 | ND_5 | 77800 | 19100 | 40700 | 2630 | 1759.4 | 1850 | 78.857 | 421.4872 | 1.0553 | 1.0419 | 1.0934 | 0.93536 | 0.0058855
201600728495300042430.3819444444 | 201600728 | State of Utah | GKM022916 | 4953000 | 421.4872 | Main | San Juan River | 2016-03-01 09:10 | 80200 | 20600 | 47500 | 2690 | 16.921 | ND_20 | ND_5 | 78300 | 20100 | 42500 | 3250 | 2077.8 | 2030 | 142.02 | 421.4872 | 1.0243 | 1.0249 | 1.1176 | 0.82769 | 0.0081437
201600727495300042430.375 | 201600727 | State of Utah | GKM022916 | 4953000 | 421.4872 | Main | San Juan River | 2016-03-01 09:00 | 80700 | 20500 | 46600 | 2690 | 21.563 | ND_20 | ND_5 | 79100 | 20600 | 42000 | 3610 | 3766.4 | 3360 | 194.14 | 421.4872 | 1.0202 | 0.99515 | 1.1095 | 0.74515 | 0.0057251
201600511495300042417.375 | 201600511 | State of Utah | GKM021616 | 4953000 | 421.4872 | Main | San Juan River | 2016-02-17 09:00 | 77200 | 18700 | 69500 | 3020 | 57.731 | 37.2 | ND_5 | 124000 | 36200 | 61800 | 11300 | 70228 | 51300 | 1514.5 | 421.4872 | 0.62258 | 0.51657 | 1.1246 | 0.26726 | 0.00082205 | 0.00072515
201601174495300042464.6458333333 | 201601174 | State of Utah | GKM040416 | 4953000 | 421.4872 | Main | San Juan River | 2016-04-04 15:30 | 47700 | 11300 | 28500 | 1718 | ND_10 | ND_20 | ND_5 | 80000 | 18900 | 49400 | 2450 | 192.93 | 133 | 43.489 | 421.4872 | 0.59625 | 0.59788 | 0.57692 | 0.70122
201600691495300042424.3888888889 | 201600691 | State of Utah | GKM022216 | 4953000 | 421.4872 | Main | San Juan River | 2016-02-24 09:20 | 85100 | 22900 | 54700 | 2930 | ND_10 | ND_20 | ND_5 | 102000 | 25500 | 51700 | 3340 | 2267.7 | 1360 | 636.98 | 421.4872 | 0.83431 | 0.89804 | 1.058 | 0.87725
201600510495294242417.4375 | 201600510 | State of Utah | GKM021616 | 4952942 | 510.7414 | Main | San Juan River | 2016-02-17 10:30 | 79100 | 21000 | 67500 | 3070 | 162.89 | 77.5 | 5.46 | 102000 | 30800 | 56500 | 8210 | 47903 | 35100 | 954.4 | 510.7414 | 0.77549 | 0.68182 | 1.1947 | 0.37393 | 0.0034004 | 0.002208 | 0.0057209

## CationAnion
[9 empty] | FIELD PARAMETERS |  |  |  | MAJOR ANIONS |  |  |  | (This is sum of phosphate + phosphorus) |  | MAJOR DISSOLVED CATIONS | [6 empty] | TRACE DISSOLVED CATIONS | MAJOR ANIONS |  |  |  | (This is sum of phosphate + phosphorus) |  |  | MAJOR DISSOLVED CATIONS | [7 empty] | MAJOR ANIONS |  |  |  | (This is sum of phosphate + phosphorus) |  |  | MAJOR DISSOLVED CATIONS
Uniq | Samp_No | Agency | Site_No | Location | River Distance | Site Type | Site Location | Date_Time | Temp, Surface Water, G | pH, Surface Water, G | Spec Cond, Surface Water, G | DO, Surface Water, G | Sulfate, Surface Water, T | Alkalinity, Surface Water, as CaCO3 T | Chloride, Surface Water, T | Bromide, Surface Water, T | Phosphate, Surface Water, T | Fluoride, Surface Water, T | Calcium, Surface Water, D | Magnesium, Surface Water, D | Sodium, Surface Water, D | Potassium, Surface Water, D | Aluminum, Surface Water, D | Iron, Surface Water, D | Manganese, Surface Water, D | Zinc, Surface Water, D | Sulfate, Surface Water, T | Alkalinity, Surface Water, T | Chloride, Surface Water, T | Bromide, Surface Water, T | Phosphate, Surface Water, T | Fluoride, Surface Water, T | Hydroxyl | Calcium, Surface Water, D | Magnesium, Surface Water, D | Sodium, Surface Water, D | Potassium, Surface Water, D | Aluminum, Surface Water, D | Iron, Surface Water, D | Manganese, Surface Water, D | H+ | Sulfate, Surface Water, T | Alkalinity, Surface Water, T | Chloride, Surface Water, T | Bromide, Surface Water, T | Phosphate, Surface Water, T | Fluoride, Surface Water, T | Hydroxyl | Calcium, Surface Water, D | Magnesium, Surface Water, D | Sodium, Surface Water, D | Potassium, Surface Water, D | Aluminum, Surface Water, D | Iron, Surface Water, D | Manganese, Surface Water, D | H+ | River Distance | Sum Anions | Sum Cations | Cations/ Anions
[5 empty] | (km) | [5 empty] | (μS/cm) | (mg/L) | (mg/L) | (mg/L) | (mg/L) | (mg/L) | (mg/L) | (mg/L) | (μg/L) | (μg/L) | (μg/L) | (μg/L) | (μg/L) | (μg/L) | (μg/L) | (μg/L) | (mM) | (mM) | (mM) | (mM) | (mM) | (mM) | (mM) | (mM) | (mM) | (mM) | (mM) | (mM) | (mM) | (mM) | (mM) | (mEq) | (mEq) | (mEq) | (mEq) | (mEq) | (mEq) | (mEq) | (mEq) | (mEq) | (mEq) | (mEq) | (mEq) | (mEq) | (mEq) | (mEq) | (km) | (mEq) | (mEq)
GKMSW09_081515CC0642231.375 | GKMSW09_081515 | USEPA Region 8 | A8K9 | CC06 | 0 | Source | Source | 2015-08-15 09:00 |  | 2.93 |  |  | 1600 | ND_5 | 0.36 |  |  | 10 | 370000 | 27000 | 5300 | 2400 | 34000 | 150000 | 36000 | 20000 | 16.6667 | #VALUE! | 0.010154 | 0 | 0 | 0.52648 | 8.5114e-09 | 9.232 | 1.1109 | 0.23054 | 0.061384 | 1.2601 | 2.686 | 0.65528 | 1.1749 | 33.3333 |  | 0.010154 | 0 | 0 | 0.52648 | 8.5114e-09 | 18.464 | 2.2218 | 0.23054 | 0.061384 | 3.7803 | 5.372 | 1.3106 | 1.1749 | 0 | 33.87 | 32.6155 | 1.0385
CO_GKM_1_08/11/2015CO_GKM_142227.83125 | CO_GKM_1_08/11/2015 | State of Colorado | Gold King Mine Effluent | CO_GKM_1 | 0.78858 | Main | North Fork Cement Creek | 2015-08-11 19:57 |  |  |  |  | 1700 | [9 empty] | 33000 |  | 31000 | 27000 | 17.7083 | 0 | 0 | 0 | 0 | 0 | 1e-11 | 0 | 0 | 0 | 0 | 1.223 | 0 | 0.56427 | 1000 | 35.4167 | 0 | 0 | 0 | 0 | 0 | 1e-11 | 0 | 0 | 0 | 0 | 3.6691 | 0 | 1.1285 |  | 0.78858
CO_GKM_2_08/11/2015CO_GKM_242227.6354166667 | CO_GKM_2_08/11/2015 | State of Colorado | Influent Prior to Treatment | CO_GKM_2 | 0.80467 | Main | North Fork Cement Creek | 2015-08-11 15:15 |  |  |  |  | 1400 | [9 empty] | 30000 |  | 27000 | 23000 | 14.5833 | 0 | 0 | 0 | 0 | 0 | 1e-11 | 0 | 0 | 0 | 0 | 1.1119 | 0 | 0.49146 | 1000 | 29.1667 | 0 | 0 | 0 | 0 | 0 | 1e-11 | 0 | 0 | 0 | 0 | 3.3356 | 0 | 0.98293 |  | 0.80467
CO_RI_R1_08/11/2015945842227.6458333333 | CO_RI_R1_08/11/2015 | State of Colorado | Cement Cr abv Gold King Mine | 9458 | 0.82077 | Reference | Cement Creek | 2015-08-11 15:30 |  |  |  |  | 600 | [9 empty] | 2500 |  | 11000 | 6000 | 6.25 | 0 | 0 | 0 | 0 | 0 | 1e-11 | 0 | 0 | 0 | 0 | 0.092654 | 0 | 0.20023 | 1000 | 12.5 | 0 | 0 | 0 | 0 | 0 | 1e-11 | 0 | 0 | 0 | 0 | 0.27796 | 0 | 0.40045 |  | 0.82077
CO_GKM_3_08/11/2015CO_GKM_342227.6375 | CO_GKM_3_08/11/2015 | State of Colorado | Treatment Effluent | CO_GKM_3 | 0.82077 | Reference | Cement Creek | 2015-08-11 15:18 |  |  |  |  | 1400 | [9 empty] | 20000 |  | 28000 | 23000 | 14.5833 | 0 | 0 | 0 | 0 | 0 | 1e-11 | 0 | 0 | 0 | 0 | 0.74123 | 0 | 0.50967 | 1000 | 29.1667 | 0 | 0 | 0 | 0 | 0 | 1e-11 | 0 | 0 | 0 | 0 | 2.2237 | 0 | 1.0193 |  | 0.82077
GKMSW13_081515GKM1342231.4479166667 | GKMSW13_081515 | USEPA Region 8 | A8K9 | GKM13 | 0.86905 | Main | Cement Creek | 2015-08-15 10:45 |  | 3.19 |  |  | 1400 | ND_5 | 1.2 |  |  | 8.9 | 350000 | 26000 | 52000 | 2200 | 28000 | 96000 | 31000 | 18000 | 14.5833 | #VALUE! | 0.033848 | 0 | 0 | 0.46857 | 1.5488e-08 | 8.733 | 1.0697 | 2.2619 | 0.056268 | 1.0377 | 1.719 | 0.56427 | 0.64565 | 29.1667 |  | 0.033848 | 0 | 0 | 0.46857 | 1.5488e-08 | 17.4659 | 2.1395 | 2.2619 | 0.056268 | 3.1132 | 3.4381 | 1.1285 | 0.64565 | 0.86905 | 29.6691 | 30.249 | 0.98083 |  |  | 0 | 1
CC48_081715DCC4842233.5 | CC48_081715D | USEPA Region 8 | A8K9 | CC48 | 12.5368 | Main | Cement Creek | 2015-08-17 12:00 |  | 3.375 |  |  | 560 | 5 | 0.29 |  |  | 2.1 | 170000 | 10000 | 4100 | 1750 | 7600 | 7950 | 6050 | 3250 | 5.8333 | 0.05 | 0.0081798 | 0 | 0 | 0.11056 | 2.3714e-08 | 4.2417 | 0.41144 | 0.17834 | 0.044759 | 0.28167 | 0.14236 | 0.11012 | 0.4217 | 11.6667 | 0.05 | 0.0081798 | 0 | 0 | 0.11056 | 2.3714e-08 | 8.4835 | 0.82288 | 0.17834 | 0.044759 | 0.84501 | 0.28472 | 0.22025 | 0.4217 | 12.5368 | 11.8354 | 11.3011 | 1.0473 |  |  | 600 | 1
CC48_081615CC4842232.53125 | CC48_081615 | USEPA Region 8 | A8K9 | CC48 | 12.5368 | Main | Cement Creek | 2015-08-16 12:45 |  | 3.39 |  |  | 560 | ND_5 | 0.27 |  |  | 2.1 | 170000 | 10000 | 4100 | 1800 | 7800 | 8100 | 6000 | 3100 | 5.8333 | #VALUE! | 0.0076157 | 0 | 0 | 0.11056 | 2.4547e-08 | 4.2417 | 0.41144 | 0.17834 | 0.046038 | 0.28908 | 0.14504 | 0.10921 | 0.40738 | 11.6667 |  | 0.0076157 | 0 | 0 | 0.11056 | 2.4547e-08 | 8.4835 | 0.82288 | 0.17834 | 0.046038 | 0.86724 | 0.29009 | 0.21843 | 0.40738 | 12.5368 | 11.7848 | 11.3139 | 1.0416
CEM49_06/07/2016CEM4942528.5 | CEM49_06/07/2016 | State of Colorado | CEMENT CREEK AT MOUTH | CEM49 | 13.776 | Main | Cement Creek | 2016-06-07 12:00 | 7.905 | 5.27 | 235.2 | 8.7 | 110 | ND_5 | ND |  | 0.24 |  | 31000 | 2600 | 1700 | 600 | 390 | 2050 | 835 | 740 | 1.1458 | #VALUE! | #VALUE! | 0 | 0.0025271 | 0 | 1.8621e-06 | 0.77349 | 0.10697 | 0.073946 | 0.015346 | 0.014454 | 0.036709 | 0.015199 | 0.0053703 | 2.2917 |  |  | 0 | 0.0025271 | 0 | 1.8621e-06 | 1.547 | 0.21395 | 0.073946 | 0.015346 | 0.043362 | 0.073417 | 0.030398 | 0.0053703 | 13.776 | 2.2942 | 2.0028 | 1.1455
CEM49_04/05/2016CEM4942465.5208333333 | CEM49_04/05/2016 | State of Colorado | CEMENT CREEK AT MOUTH | CEM49 | 13.776 | Main | Cement Creek | 2016-04-05 12:30 | 6.02 | 3.1 | 813.9 | 8.8 | 420 | ND_5 |  |  | 0.069 |  | 120000 | 7500 | 3200 | 1300 | 4800 | 8200 | 3300 | 1500 | 4.375 | #VALUE! | 0 | 0 | 0.00072655 | 0 | 1.2589e-08 | 2.9942 | 0.30858 | 0.13919 | 0.03325 | 0.1779 | 0.14683 | 0.060068 | 0.79433 | 8.75 |  | 0 | 0 | 0.00072655 | 0 | 1.2589e-08 | 5.9883 | 0.61716 | 0.13919 | 0.03325 | 0.53369 | 0.29367 | 0.12014 | 0.79433 | 13.776 | 8.7507 | 8.5197 | 1.0271
CEM49_04/19/2016CEM4942479.4791666667 | CEM49_04/19/2016 | State of Colorado | CEMENT CREEK AT MOUTH | CEM49 | 13.776 | Main | Cement Creek | 2016-04-19 11:30 | 4.55 | 3.8 | 813.9 | 9.2 | 440 | ND_5 |  |  | 0.16 |  | 110000 | 7200 | 3100 | 1200 | 4600 | 13000 | 3200 | 1400 | 4.5833 | #VALUE! | 0 | 0 | 0.0016847 | 0 | 6.3096e-08 | 2.7446 | 0.29624 | 0.13484 | 0.030692 | 0.17048 | 0.23279 | 0.058247 | 0.15849 | 9.1667 |  | 0 | 0 | 0.0016847 | 0 | 6.3096e-08 | 5.4893 | 0.59247 | 0.13484 | 0.030692 | 0.51145 | 0.46557 | 0.11649 | 0.15849 | 13.776 | 9.1684 | 7.4993 | 1.2226
CEM49_02/23/2016CEM4942423.9895833333 | CEM49_02/23/2016 | State of Colorado | CEMENT CREEK AT MOUTH | CEM49 | 13.776 | Main | Cement Creek | 2016-02-23 23:45 | 2.67 | 3.3 | 1152.5 | 9.5 | 650 | ND_5 |  |  | 0.063 |  | 170000 | 10000 | 4100 | 1700 | 6400 | 8700 | 4600 | 1900 | 6.7708 | #VALUE! | 0 | 0 | 0.00066337 | 0 | 1.9953e-08 | 4.2417 | 0.41144 | 0.17834 | 0.04348 | 0.2372 | 0.15579 | 0.083731 | 0.50119 | 13.5417 |  | 0 | 0 | 0.00066337 | 0 | 1.9953e-08 | 8.4835 | 0.82288 | 0.17834 | 0.04348 | 0.71159 | 0.31158 | 0.16746 | 0.50119 | 13.776 | 13.5423 | 11.22 | 1.207
CEM49_10/13/2015CEM4942290.5416666667 | CEM49_10/13/2015 | State of Colorado | CEMENT CREEK AT MOUTH | CEM49 | 13.776 | Main | Cement Creek | 2015-10-13 13:00 | 9.04 | 3.5 | 1173 | 8.5 | 670 | ND_5 |  |  | 0.13 |  | 170000 | 10000 | 4300 | 1800 | 6500 | 6800 | 6100 | 3300 | 6.9792 | #VALUE! | 0 | 0 | 0.0013689 | 0 | 3.1623e-08 | 4.2417 | 0.41144 | 0.18704 | 0.046038 | 0.2409 | 0.12177 | 0.11103 | 0.31623 | 13.9583 |  | 0 | 0 | 0.0013689 | 0 | 3.1623e-08 | 8.4835 | 0.82288 | 0.18704 | 0.046038 | 0.7227 | 0.24353 | 0.22207 | 0.31623 | 13.776 | 13.9597 | 11.0439 | 1.264
CEM49_12/01/2015CEM4942339.5208333333 | CEM49_12/01/2015 | State of Colorado | CEMENT CREEK AT MOUTH | CEM49 | 13.776 | Main | Cement Creek | 2015-12-01 12:30 | -0.02 | 3.8 | 1155.6 | 10.4 | 740 | ND_5 |  |  | 0.14 |  | 180000 | 11000 | 4500 | 1900 | 6300 | 11000 | 5400 | 2300 | 7.7083 | #VALUE! | 0 | 0 | 0.0014741 | 0 | 6.3096e-08 | 4.4912 | 0.45258 | 0.19574 | 0.048595 | 0.23349 | 0.19697 | 0.098293 | 0.15849 | 15.4167 |  | 0 | 0 | 0.0014741 | 0 | 6.3096e-08 | 8.9825 | 0.90516 | 0.19574 | 0.048595 | 0.70047 | 0.39395 | 0.19659 | 0.15849 | 13.776 | 15.4181 | 11.5815 | 1.3313
A68_081615A6842232.5416666667 | A68_081615 | USEPA Region 8 | A8K9 | A68 | 13.9047 | Reference | Upper Animas | 2015-08-16 13:00 |  | 7.66 |  |  | 88 | 32 | 0.47 |  |  | 0.45 | 46000 | 2800 | 1800 | 620 | 56 | ND_17 | 830 | 210 | 0.91667 | 0.32 | 0.013257 | 0 | 0 | 0.023692 | 0.00045709 | 1.1478 | 0.1152 | 0.078296 | 0.015857 | 0.0020755 | #VALUE! | 0.015108 | 2.1878e-05 | 1.8333 | 0.32 | 0.013257 | 0 | 0 | 0.023692 | 0.00045709 | 2.2955 | 0.23041 | 0.078296 | 0.015857 | 0.0062264 |  | 0.030216 | 2.1878e-05 | 13.9047 | 2.1907 | 2.6565 | 0.82466
9488_08/11/2015948842227.6819444444 | 9488_08/11/2015 | State of Colorado | Animas River above Cement Creek (2) | 9488 | 13.9047 | Reference | Upper Animas | 2015-08-11 16:22 |  |  |  |  | 91 | [9 empty] | 85 |  | 840 | 240 | 0.94792 | 0 | 0 | 0 | 0 | 0 | 1e-11 | 0 | 0 | 0 | 0 | 0.0031502 | 0 | 0.01529 | 1000 | 1.8958 | 0 | 0 | 0 | 0 | 0 | 1e-11 | 0 | 0 | 0 | 0 | 0.0094507 | 0 | 0.03058 |  | 13.9047
A68_081715A6842233.4895833333 | A68_081715 | USEPA Region 8 | A8K9 | A68 | 13.9047 | Reference | Upper Animas | 2015-08-17 11:45 |  | 7.71 |  |  | 93 | 30 | 0.48 |  |  | 0.44 | 46000 | 2800 | 2000 | 620 | 50 | ND_17 | 840 | 250 | 0.96875 | 0.3 | 0.013539 | 0 | 0 | 0.023165 | 0.00051286 | 1.1478 | 0.1152 | 0.086995 | 0.015857 | 0.0018531 | #VALUE! | 0.01529 | 1.9498e-05 | 1.9375 | 0.3 | 0.013539 | 0 | 0 | 0.023165 | 0.00051286 | 2.2955 | 0.23041 | 0.086995 | 0.015857 | 0.0055593 |  | 0.03058 | 1.9498e-05 | 13.9047 | 2.2747 | 2.6649 | 0.85357
82_06/07/20168242528.4583333333 | 82_06/07/2016 | State of Colorado | ANIMAS RIVER NEAR SILVERTON | 82 | 15.5624 | Main | Upper Animas | 2016-06-07 11:00 | 6.305 | 7.18 | 142.8 | 9.1 | 47 | 16 | 0.82 |  | 0.066 |  | 21000 | 1800 | 1300 | 460 | 72.5 | 240 | 295 | 175 | 0.48958 | 0.16 | 0.023129 | 0 | 0.00069496 | 0 | 0.00015136 | 0.52398 | 0.074059 | 0.056547 | 0.011765 | 0.002687 | 0.0042976 | 0.0053697 | 6.6069e-05 | 0.97917 | 0.16 | 0.023129 | 0 | 0.00069496 | 0 | 0.00015136 | 1.048 | 0.14812 | 0.056547 | 0.011765 | 0.0080609 | 0.0085952 | 0.010739 | 6.6069e-05 | 15.5624 | 1.1631 | 1.2918 | 0.90037
82_04/19/20168242479.4270833333 | 82_04/19/2016 | State of Colorado | ANIMAS RIVER NEAR SILVERTON | 82 | 15.5624 | Main | Upper Animas | 2016-04-19 10:15 | 1.39 | 7 | 419 | 10 | 190 | 8.1 | 2.3 |  | 0.028 |  | 62000 | 4500 | 2900 | 830 | 27 | 2500 | 1400 | 540 | 1.9792 | 0.081 | 0.064875 | 0 | 0.00029483 | 0 | 0.0001 | 1.547 | 0.18515 | 0.12614 | 0.021229 | 0.0010007 | 0.044767 | 0.025483 | 0.0001 | 3.9583 | 0.081 | 0.064875 | 0 | 0.00029483 | 0 | 0.0001 | 3.094 | 0.37029 | 0.12614 | 0.021229 | 0.003002 | 0.089534 | 0.050967 | 0.0001 | 15.5624 | 4.1046 | 3.7552 | 1.093
82_04/05/20168242465.4791666667 | 82_04/05/2016 | State of Colorado | ANIMAS RIVER NEAR SILVERTON | 82 | 15.5624 | Main | Upper Animas | 2016-04-05 11:30 | 3.62 | 6.6 | 465.2 | 9.3 | 220 | 6.4 | 3.3 |  | 0.029 |  | 69000 | 5000 | 3400 | 940 | 130 | 2200 | 1700 | 640 | 2.2917 | 0.064 | 0.093081 | 0 | 0.00030536 | 0 | 3.9811e-05 | 1.7216 | 0.20572 | 0.14789 | 0.024042 | 0.004818 | 0.039395 | 0.030944 | 0.00025119 | 4.5833 | 0.064 | 0.093081 | 0 | 0.00030536 | 0 | 3.9811e-05 | 3.4433 | 0.41144 | 0.14789 | 0.024042 | 0.014454 | 0.07879 | 0.061888 | 0.00025119 | 15.5624 | 4.7408 | 4.182 | 1.1336
82_10/13/20158242290.4479166667 | 82_10/13/2015 | State of Colorado | ANIMAS RIVER NEAR SILVERTON | 82 | 15.5624 | Main | Upper Animas | 2015-10-13 10:45 | 4.99 | 6.7 | 496.7 | 9.5 | 250 | 7.3 | 1.5 |  | 0.035 |  | 68000 | 5200 | 3000 | 810 | 84 | 1400 | 1500 | 740 | 2.6042 | 0.073 | 0.04231 | 0 | 0.00036854 | 0 | 5.0119e-05 | 1.6967 | 0.21395 | 0.13049 | 0.020717 | 0.0031132 | 0.025069 | 0.027304 | 0.00019953 | 5.2083 | 0.073 | 0.04231 | 0 | 0.00036854 | 0 | 5.0119e-05 | 3.3934 | 0.4279 | 0.13049 | 0.020717 | 0.0093396 | 0.050139 | 0.054607 | 0.00019953 | 15.5624 | 5.3241 | 4.0868 | 1.3028
82_02/23/20168242423.40625 | 82_02/23/2016 | State of Colorado | ANIMAS RIVER NEAR SILVERTON | 82 | 15.5624 | Main | Upper Animas | 2016-02-23 09:45 | 0.57 | 5.7 | 612.5 | 10 | 320 | ND_5 | 5.2 |  | 0.028 |  | 93000 | 6100 | 3600 | 1000 | 840 | 1800 | 2200 | 790 | 3.3333 | #VALUE! | 0.14667 | 0 | 0.00029483 | 0 | 5.0119e-06 | 2.3205 | 0.25098 | 0.15659 | 0.025577 | 0.031132 | 0.032232 | 0.040045 | 0.0019953 | 6.6667 |  | 0.14667 | 0 | 0.00029483 | 0 | 5.0119e-06 | 4.641 | 0.50195 | 0.15659 | 0.025577 | 0.093396 | 0.064464 | 0.08009 | 0.0019953 | 15.5624 | 6.8136 | 5.565 | 1.2244
82_12/01/20158242339.4479166667 | 82_12/01/2015 | State of Colorado | ANIMAS RIVER NEAR SILVERTON | 82 | 15.5624 | Main | Upper Animas | 2015-12-01 10:45 | -0.01 | 6.6 | 554 | 10.7 | 350 | 6.8 | 3.2 |  | 0.042 |  | 100000 | 6700 | 3900 | 1100 | 260 | 3600 | 2300 | 940 | 3.6458 | 0.068 | 0.09026 | 0 | 0.00044224 | 0 | 3.9811e-05 | 2.4951 | 0.27566 | 0.16964 | 0.028134 | 0.0096361 | 0.064464 | 0.041865 | 0.00025119 | 7.2917 | 0.068 | 0.09026 | 0 | 0.00044224 | 0 | 3.9811e-05 | 4.9903 | 0.55133 | 0.16964 | 0.028134 | 0.028908 | 0.12893 | 0.083731 | 0.00025119 | 15.5624 | 7.4504 | 5.9812 | 1.2456
A72_081615A7242232.5138888889 | A72_081615 | USEPA Region 8 | A8K9 | A72 | 16.3509 | Main | Upper Animas | 2015-08-16 12:20 |  | 6.9 |  |  | 160 | 7.4 | 0.75 |  |  | 0.52 | 66000 | 4600 | 2500 | 780 | 35 | 750 | 1200 | 580 | 1.6667 | 0.074 | 0.021155 | 0 | 0 | 0.027377 | 7.9433e-05 | 1.6468 | 0.18926 | 0.10874 | 0.01995 | 0.0012972 | 0.01343 | 0.021843 | 0.00012589 | 3.3333 | 0.074 | 0.021155 | 0 | 0 | 0.027377 | 7.9433e-05 | 3.2936 | 0.37852 | 0.10874 | 0.01995 | 0.0038915 | 0.02686 | 0.043686 | 0.00012589 | 16.3509 | 3.4559 | 3.8754 | 0.89177
A72_081715DA7242233.5208333333 | A72_081715D | USEPA Region 8 | A8K9 | A72 | 16.3509 | Main | Upper Animas | 2015-08-17 12:30 |  | 6.87 |  |  | 170 | 7.4 | 0.765 |  |  | 0.505 | 64500 | 4450 | 2550 | 755 | 46 | 815 | 1200 | 605 | 1.7708 | 0.074 | 0.021578 | 0 | 0 | 0.026587 | 7.4131e-05 | 1.6094 | 0.18309 | 0.11092 | 0.01931 | 0.0017048 | 0.014594 | 0.021843 | 0.0001349 | 3.5417 | 0.074 | 0.021578 | 0 | 0 | 0.026587 | 7.4131e-05 | 3.2187 | 0.36618 | 0.11092 | 0.01931 | 0.0051145 | 0.029188 | 0.043686 | 0.0001349 | 16.3509 | 3.6639 | 3.7933 | 0.9659
81_04/19/20168142479.3541666667 | 81_04/19/2016 | State of Colorado | ANIMAS RIVER AT BAKERS BRIDGE | 81 | 63.5047 | Main | Middle Animas | 2016-04-19 08:30 | 1.94 | 7.9 | 273.3 | 11.5 | 82 | 46 |  |  | 0.012 |  | 36000 | 4800 | 2400 | 680 | ND_22 | 32 | 360 | 68 | 0.85417 | 0.46 | 0 | 0 | 0.00012636 | 0 | 0.00079433 | 0.89825 | 0.19749 | 0.10439 | 0.017392 | #VALUE! | 0.00057301 | 0.0065528 | 1.2589e-05 | 1.7083 | 0.46 | 0 | 0 | 0.00012636 | 0 | 0.00079433 | 1.7965 | 0.39498 | 0.10439 | 0.017392 |  | 0.001146 | 0.013106 | 1.2589e-05 | 63.5047 | 2.1693 | 2.3275 | 0.932
81_08/12/20158142228.6111111111 | 81_08/12/2015 | State of Colorado | Animas River at Bakers Bridge | 81 | 63.5047 | Main | Middle Animas | 2015-08-12 14:40 | 15.63 | 8.02 | 258.5 | 8.29 | 92 |  |  |  | 0.022 | [5 empty] | 48 |  | 430 | 90 | 0.95833 | 0 | 0 | 0 | 0.00023165 | 0 | 0.0010471 | 0 | 0 | 0 | 0 | 0.001779 | 0 | 0.007827 | 9.5499e-06 | 1.9167 | 0 | 0 | 0 | 0.00023165 | 0 | 0.0010471 | 0 | 0 | 0 | 0 | 0.0053369 | 0 | 0.015654 | 9.5499e-06 | 63.5047
81_04/05/20168142465.375 | 81_04/05/2016 | State of Colorado | ANIMAS RIVER AT BAKERS BRIDGE | 81 | 63.5047 | Main | Middle Animas | 2016-04-05 09:00 | 4.5 | 7.8 | 306.6 | 10.3 | 100 | 46 |  |  | 0.023 |  | 45000 | 5700 | 2900 | 830 | ND_22 | 13 | 510 | 79 | 1.0417 | 0.46 | 0 | 0 | 0.00024218 | 0 | 0.00063096 | 1.1228 | 0.23452 | 0.12614 | 0.021229 | #VALUE! | 0.00023279 | 0.0092832 | 1.5849e-05 | 2.0833 | 0.46 | 0 | 0 | 0.00024218 | 0 | 0.00063096 | 2.2456 | 0.46904 | 0.12614 | 0.021229 |  | 0.00046557 | 0.018566 | 1.5849e-05 | 63.5047 | 2.5442 | 2.8811 | 0.88307
GKMSW02_081615Bakers Bridge42232.4652777778 | GKMSW02_081615 | USEPA Region 8 | A8K9 | Bakers Bridge | 64.0197 | Main | Middle Animas | 2015-08-16 11:10 |  | 7.72 |  |  | 90 | 32 | 0.96 |  |  | 0.36 | 45000 | 4800 | 2200 | 830 | 49 | ND_17 | 440 | 130 | 0.9375 | 0.32 | 0.027078 | 0 | 0 | 0.018953 | 0.00052481 | 1.1228 | 0.19749 | 0.095695 | 0.021229 | 0.001816 | #VALUE! | 0.008009 | 1.9055e-05 | 1.875 | 0.32 | 0.027078 | 0 | 0 | 0.018953 | 0.00052481 | 2.2456 | 0.39498 | 0.095695 | 0.021229 | 0.0054481 |  | 0.016018 | 1.9055e-05 | 64.0197 | 2.2416 | 2.779 | 0.8066
GKMSW02_081715Bakers Bridge42233.4131944444 | GKMSW02_081715 | USEPA Region 8 | A8K9 | Bakers Bridge | 64.0197 | Main | Middle Animas | 2015-08-17 09:55 |  | 7.74 |  |  | 96 | 32 | 17 |  |  | 0.36 | 45000 | 4800 | 2200 | 830 | 45 | ND_17 | 460 | 150 | 1 | 0.32 | 0.47951 | 0 | 0 | 0.018953 | 0.00054954 | 1.1228 | 0.19749 | 0.095695 | 0.021229 | 0.0016678 | #VALUE! | 0.0083731 | 1.8197e-05 | 2 | 0.32 | 0.47951 | 0 | 0 | 0.018953 | 0.00054954 | 2.2456 | 0.39498 | 0.095695 | 0.021229 | 0.0050033 |  | 0.016746 | 1.8197e-05 | 64.0197 | 2.819 | 2.7793 | 1.0143
CO_RI_M16.1_08/12/2015943842228.4993055556 | CO_RI_M16.1_08/12/2015 | State of Colorado | Animas River above James Ditch at headgate pre-flush | 9438 | 65.1945 | Main | Middle Animas | 2015-08-12 11:59 | 14.82 | 7.37 | 267.7 | 8.29 | 90 |  |  |  | 0.024 | [5 empty] | 68 |  | 420 | 110 | 0.9375 | 0 | 0 | 0 | 0.00025271 | 0 | 0.00023442 | 0 | 0 | 0 | 0 | 0.0025202 | 0 | 0.007645 | 4.2658e-05 | 1.875 | 0 | 0 | 0 | 0.00025271 | 0 | 0.00023442 | 0 | 0 | 0 | 0 | 0.0075606 | 0 | 0.01529 | 4.2658e-05 | 65.1945
CO_DI_4_08/12/2015CO_DI_442228.5201388889 | CO_DI_4_08/12/2015 | State of Colorado | James Ditch - 2nd flush | CO_DI_4 | 65.2911 | Ditch | Middle Animas | 2015-08-12 12:29 | 15.41 | 7.66 | 289.2 | 8.4 | 92 |  |  |  | 0.036 | [5 empty] | 26 |  | 430 | 36 | 0.95833 | 0 | 0 | 0 | 0.00037907 | 0 | 0.00045709 | 0 | 0 | 0 | 0 | 0.00096361 | 0 | 0.007827 | 2.1878e-05 | 1.9167 | 0 | 0 | 0 | 0.00037907 | 0 | 0.00045709 | 0 | 0 | 0 | 0 | 0.0028908 | 0 | 0.015654 | 2.1878e-05 | 65.2911 |  |  |  | 0 | 0
CO_DI_6_08/12/2015CO_DI_642228.5041666667 | CO_DI_6_08/12/2015 | State of Colorado | James Ditch pre-flush | CO_DI_6 | 65.2911 | Ditch | Middle Animas | 2015-08-12 12:06 | 16.15 | 7.42 | 380.8 | 8.53 | 98 |  |  |  | 0.026 | [5 empty] | 48 |  | 420 | 110 | 1.0208 | 0 | 0 | 0 | 0.00027377 | 0 | 0.00026303 | 0 | 0 | 0 | 0 | 0.001779 | 0 | 0.007645 | 3.8019e-05 | 2.0417 | 0 | 0 | 0 | 0.00027377 | 0 | 0.00026303 | 0 | 0 | 0 | 0 | 0.0053369 | 0 | 0.01529 | 3.8019e-05 | 65.2911 |  |  |  | 40 | 40
CO_DI_5_08/12/2015CO_DI_542228.5090277778 | CO_DI_5_08/12/2015 | State of Colorado | James Ditch - 1st flush | CO_DI_5 | 65.2911 | Ditch | Middle Animas | 2015-08-12 12:13 | 16.49 | 7.56 | 383.1 | 8.5 | 98 |  |  |  | 0.04 | [5 empty] | 22 |  | 370 | 47 | 1.0208 | 0 | 0 | 0 | 0.00042119 | 0 | 0.00036308 | 0 | 0 | 0 | 0 | 0.00081536 | 0 | 0.0067349 | 2.7542e-05 | 2.0417 | 0 | 0 | 0 | 0.00042119 | 0 | 0.00036308 | 0 | 0 | 0 | 0 | 0.0024461 | 0 | 0.01347 | 2.7542e-05 | 65.2911
CO_DI_7_08/12/2015CO_DI_742228.6388888889 | CO_DI_7_08/12/2015 | State of Colorado | James Ditch - post flush | CO_DI_7 | 65.3072 | Ditch | Middle Animas | 2015-08-12 15:20 | 17.29 | 7.95 | 349.8 | 8.14 | 100 |  |  |  | 0.018 | [5 empty] | 58 |  | 440 | 120 | 1.0417 | 0 | 0 | 0 | 0.00018953 | 0 | 0.00089125 | 0 | 0 | 0 | 0 | 0.0021496 | 0 | 0.008009 | 1.122e-05 | 2.0833 | 0 | 0 | 0 | 0.00018953 | 0 | 0.00089125 | 0 | 0 | 0 | 0 | 0.0064487 | 0 | 0.016018 | 1.122e-05 | 65.3072
GKMSW17_081615GKM1742232.6722222222 | GKMSW17_081615 | USEPA Region 8 | A8K9 | GKM17 | 65.5486 | Pond | Middle Animas | 2015-08-16 16:08 |  | 7.71 |  |  | 87 | 30 | 1.8 |  |  | 0.38 | 43000 | 4500 | 2700 | 840 | 110 | ND_17 | 130 | 11 | 0.90625 | 0.3 | 0.050771 | 0 | 0 | 0.020006 | 0.00051286 | 1.0729 | 0.18515 | 0.11744 | 0.021484 | 0.0040768 | #VALUE! | 0.0023663 | 1.9498e-05 | 1.8125 | 0.3 | 0.050771 | 0 | 0 | 0.020006 | 0.00051286 | 2.1458 | 0.37029 | 0.11744 | 0.021484 | 0.01223 |  | 0.0047326 | 1.9498e-05 | 65.5486 | 2.1838 | 2.672 | 0.81728
GKMSW16_081615GKM1642232.6659722222 | GKMSW16_081615 | USEPA Region 8 | A8K9 | GKM16 | 65.7256 | Pond | Middle Animas | 2015-08-16 15:59 |  | 7.63 |  |  | 85 | 28 | 1.7 |  |  | 0.63 | 42000 | 4300 | 2700 | 820 | 130 | ND_17 | 50 | 13 | 0.88542 | 0.28 | 0.047951 | 0 | 0 | 0.033168 | 0.00042658 | 1.048 | 0.17692 | 0.11744 | 0.020973 | 0.004818 | #VALUE! | 0.00091012 | 2.3442e-05 | 1.7708 | 0.28 | 0.047951 | 0 | 0 | 0.033168 | 0.00042658 | 2.0959 | 0.35384 | 0.11744 | 0.020973 | 0.014454 |  | 0.0018202 | 2.3442e-05 | 65.7256 | 2.1324 | 2.6045 | 0.81874
GKMSW18_081615GKM1842232.6819444444 | GKMSW18_081615 | USEPA Region 8 | A8K9 | GKM18 | 65.8544 | Pond | Middle Animas | 2015-08-16 16:22 |  | 7.67 |  |  | 76 | 28 | 1.6 |  |  | 0.34 | 40000 | 4200 | 2500 | 840 | 110 | ND_17 | 16 | 6.3 | 0.79167 | 0.28 | 0.04513 | 0 | 0 | 0.0179 | 0.00046774 | 0.99805 | 0.1728 | 0.10874 | 0.021484 | 0.0040768 | #VALUE! | 0.00029124 | 2.138e-05 | 1.5833 | 0.28 | 0.04513 | 0 | 0 | 0.0179 | 0.00046774 | 1.9961 | 0.34561 | 0.10874 | 0.021484 | 0.01223 |  | 0.00058247 | 2.138e-05 | 65.8544 | 1.9268 | 2.4848 | 0.77545
CO_DI_8_08/12/2015CO_DI_842228.5708333333 | CO_DI_8_08/12/2015 | State of Colorado | James Cr at James Ranch | CO_DI_8 | 67.1257 | Ditch | Middle Animas | 2015-08-12 13:42 | 25.78 | 8.28 | 386.6 | 7.82 | 100 |  |  |  | 0.032 | [5 empty] | 77 |  | 140 | 5.3 | 1.0417 | 0 | 0 | 0 | 0.00033695 | 0 | 0.0019055 | 0 | 0 | 0 | 0 | 0.0028538 | 0 | 0.0025483 | 5.2481e-06 | 2.0833 | 0 | 0 | 0 | 0.00033695 | 0 | 0.0019055 | 0 | 0 | 0 | 0 | 0.0085613 | 0 | 0.0050967 | 5.2481e-06 | 67.1257
CO_RI_M45_08/13/20159424A42229.4895833333 | CO_RI_M45_08/13/2015 | State of Colorado | Animas River at 32nd Street - post flush | 9424A | 91.7648 | Main | Middle Animas | 2015-08-13 11:45 |  |  |  |  | 100 |  |  |  | 0.021 | [5 empty] | 40 |  | 140 | 32 | 1.0417 | 0 | 0 | 0 | 0.00022112 | 0 | 1e-11 | 0 | 0 | 0 | 0 | 0.0014825 | 0 | 0.0025483 | 1000 | 2.0833 | 0 | 0 | 0 | 0.00022112 | 0 | 1e-11 | 0 | 0 | 0 | 0 | 0.0044474 | 0 | 0.0050967 | 1000 | 91.7648
20169022001-201508139424B42229.4930555556 | 20169022001-20150813 | State of Colorado | 0 | 9424B | 92.2315 | Main | Middle Animas | 2015-08-13 11:50 |  |  |  |  | 100 |  |  |  | 0.014 | [5 empty] | 49 |  | 13 | 30 | 1.0417 | 0 | 0 | 0 | 0.00014741 | 0 | 1e-11 | 0 | 0 | 0 | 0 | 0.001816 | 0 | 0.00023663 | 1000 | 2.0833 | 0 | 0 | 0 | 0.00014741 | 0 | 1e-11 | 0 | 0 | 0 | 0 | 0.0054481 | 0 | 0.00047326 | 1000 | 92.2315
GKMSW04_081615GKM0442232.4340277778 | GKMSW04_081615 | USEPA Region 8 | A8K9 | GKM04 | 92.3763 | Main | Middle Animas | 2015-08-16 10:25 |  | 7.93 |  |  | 110 | 99 | 16 |  |  | 0.37 | 70000 | 9100 | 16000 | 2900 | ND_24 | ND_17 | 120 | 42 | 1.1458 | 0.99 | 0.4513 | 0 | 0 | 0.01948 | 0.00085114 | 1.7466 | 0.37441 | 0.69596 | 0.074172 | #VALUE! | #VALUE! | 0.0021843 | 1.1749e-05 | 2.2917 | 0.99 | 0.4513 | 0 | 0 | 0.01948 | 0.00085114 | 3.4932 | 0.74882 | 0.69596 | 0.074172 |  |  | 0.0043686 | 1.1749e-05 | 92.3763 | 3.7533 | 5.0165 | 0.74819
CO_DI_10_08/12/2015CO_DI_1042228.4965277778 | CO_DI_10_08/12/2015 | State of Colorado | City of Durango ED | CO_DI_10 | 95 | Ditch | Middle Animas | 2015-08-12 11:55 |  |  |  |  | 14 | [9 empty] | 23 |  | 1.9 | 18 | 0.14583 | 0 | 0 | 0 | 0 | 0 | 1e-11 | 0 | 0 | 0 | 0 | 0.00085242 | 0 | 3.4584e-05 | 1000 | 0.29167 | 0 | 0 | 0 | 0 | 0 | 1e-11 | 0 | 0 | 0 | 0 | 0.0025573 | 0 | 6.9169e-05 | 1000 | 95
9423A_04/18/20169423A42478.6770833333 | 9423A_04/18/2016 | State of Colorado | ANIMAS RIVER IN DURANGO AT 9TH ST. | 9423A | 95.7721 | Main | Middle Animas | 2016-04-18 16:15 | 6.84 | 7.8 | 354 | 10.2 | 67 | 91 |  |  | 0.018 |  | 49000 | 6700 | 6500 | 1200 | ND_22 | 38 | 91 | 26 | 0.69792 | 0.91 | 0 | 0 | 0.00018953 | 0 | 0.00063096 | 1.2226 | 0.27566 | 0.28274 | 0.030692 | #VALUE! | 0.00068045 | 0.0016564 | 1.5849e-05 | 1.3958 | 0.91 | 0 | 0 | 0.00018953 | 0 | 0.00063096 | 2.4452 | 0.55133 | 0.28274 | 0.030692 |  | 0.0013609 | 0.0033128 | 1.5849e-05 | 95.7721 | 2.3067 | 3.3147 | 0.69589
20169009001-201508109423A42226.5902777778 | 20169009001-20150810 | State of Colorado | 0 | 9423A | 95.7721 | Main | Middle Animas | 2015-08-10 14:10 | 17.23 | 8.07 | 401.11 | 9.15 | 100 |  |  |  | 0.022 | [5 empty] | 25 |  | 110 | 28 | 1.0417 | 0 | 0 | 0 | 0.00023165 | 0 | 0.0011749 | 0 | 0 | 0 | 0 | 0.00092654 | 0 | 0.0020023 | 8.5114e-06 | 2.0833 | 0 | 0 | 0 | 0.00023165 | 0 | 0.0011749 | 0 | 0 | 0 | 0 | 0.0027796 | 0 | 0.0040045 | 8.5114e-06 | 95.7721
20169009002-201508139423A42229.3680555556 | 20169009002-20150813 | State of Colorado | 0 | 9423A | 95.7721 | Main | Middle Animas | 2015-08-13 08:50 | 17.3 | 7.91 | 343.04 | 8.38 | 100 |  |  |  | 0.016 | [5 empty] | 68 |  | 98 | 26 | 1.0417 | 0 | 0 | 0 | 0.00016847 | 0 | 0.00081283 | 0 | 0 | 0 | 0 | 0.0025202 | 0 | 0.0017838 | 1.2303e-05 | 2.0833 | 0 | 0 | 0 | 0.00016847 | 0 | 0.00081283 | 0 | 0 | 0 | 0 | 0.0075606 | 0 | 0.0035677 | 1.2303e-05 | 95.7721
9423A_04/04/20169423A42464.7083333333 | 9423A_04/04/2016 | State of Colorado | ANIMAS RIVER IN DURANGO AT 9TH ST. | 9423A | 95.7721 | Main | Middle Animas | 2016-04-04 17:00 | 10.99 | 8 | 480.1 | 10.1 | 130 | 110 |  |  | 0.013 |  | 69000 | 9500 | 11000 | 2100 | ND_22 | 10 | 140 | 13 | 1.3542 | 1.1 | 0 | 0 | 0.00013689 | 0 | 0.001 | 1.7216 | 0.39087 | 0.47848 | 0.053711 | #VALUE! | 0.00017907 | 0.0025483 | 1e-05 | 2.7083 | 1.1 | 0 | 0 | 0.00013689 | 0 | 0.001 | 3.4433 | 0.78173 | 0.47848 | 0.053711 |  | 0.00035813 | 0.0050967 | 1e-05 | 95.7721 | 3.8095 | 4.7627 | 0.79986
CO_RI_M31_08/13/2015CO_RI_M3142229.3680555556 | CO_RI_M31_08/13/2015 | State of Colorado | Animas River at Durango - 9th St bridge - post flush | CO_RI_M31 | 95.9491 | Main | Middle Animas | 2015-08-13 08:50 | 17.3 | 7.91 | 343.04 | 8.38 | 100 |  |  |  | 0.016 | [5 empty] | 68 |  | 98 | 26 | 1.0417 | 0 | 0 | 0 | 0.00016847 | 0 | 0.00081283 | 0 | 0 | 0 | 0 | 0.0025202 | 0 | 0.0017838 | 1.2303e-05 | 2.0833 | 0 | 0 | 0 | 0.00016847 | 0 | 0.00081283 | 0 | 0 | 0 | 0 | 0.0075606 | 0 | 0.0035677 | 1.2303e-05 | 95.9491
GKMSW05_081615GKM0542232.4166666667 | GKMSW05_081615 | USEPA Region 8 | A8K9 | GKM05 | 96.4802 | Main | Middle Animas | 2015-08-16 10:00 |  | 8.16 |  |  | 110 | 110 | 16 |  |  | 0.37 | 70000 | 9200 | 16000 | 2800 | 28 | ND_17 | 100 | 29 | 1.1458 | 1.1 | 0.4513 | 0 | 0 | 0.01948 | 0.0014454 | 1.7466 | 0.37852 | 0.69596 | 0.071614 | 0.0010377 | #VALUE! | 0.0018202 | 6.9183e-06 | 2.2917 | 1.1 | 0.4513 | 0 | 0 | 0.01948 | 0.0014454 | 3.4932 | 0.75705 | 0.69596 | 0.071614 | 0.0031132 |  | 0.0036405 | 6.9183e-06 | 96.4802 | 3.8639 | 5.0246 | 0.769
9421_08/13/2015942142229.3993055556 | 9421_08/13/2015 | State of Colorado | Animas River at Lightner Cr | 9421 | 96.4963 | Main | Middle Animas | 2015-08-13 09:35 | 17.54 | 8.09 | 401.25 | 8.78 | 100 |  |  |  | 0.013 | [5 empty] | 38 |  | 110 | 39 | 1.0417 | 0 | 0 | 0 | 0.00013689 | 0 | 0.0012303 | 0 | 0 | 0 | 0 | 0.0014083 | 0 | 0.0020023 | 8.1283e-06 | 2.0833 | 0 | 0 | 0 | 0.00013689 | 0 | 0.0012303 | 0 | 0 | 0 | 0 | 0.004225 | 0 | 0.0040045 | 8.1283e-06 | 96.4963
9420_08/13/2015942042229.4409722222 | 9420_08/13/2015 | State of Colorado | Animas River below WWTP | 9420 | 97.8642 | Main | Middle Animas | 2015-08-13 10:35 | 18.04 | 8.3 | 405.36 | 8.79 | 100 |  |  |  | 0.014 | [5 empty] | 130 |  | 100 | 32 | 1.0417 | 0 | 0 | 0 | 0.00014741 | 0 | 0.0019953 | 0 | 0 | 0 | 0 | 0.004818 | 0 | 0.0018202 | 5.0119e-06 | 2.0833 | 0 | 0 | 0 | 0.00014741 | 0 | 0.0019953 | 0 | 0 | 0 | 0 | 0.014454 | 0 | 0.0036405 | 5.0119e-06 | 97.8642
GKMSW01_081615GKM0142232.3993055556 | GKMSW01_081615 | USEPA Region 8 | A8K9 | GKM01 | 103.159 | Main | Middle Animas | 2015-08-16 09:35 |  | 8.15 |  |  | 110 | 100 | 15 |  |  | 0.36 | 70000 | 9600 | 16000 | 2800 | 56 | 48 | 78 | 34 | 1.1458 | 1 | 0.4231 | 0 | 0 | 0.018953 | 0.0014125 | 1.7466 | 0.39498 | 0.69596 | 0.071614 | 0.0020755 | 0.00085952 | 0.0014198 | 7.0795e-06 | 2.2917 | 1 | 0.4231 | 0 | 0 | 0.018953 | 0.0014125 | 3.4932 | 0.78996 | 0.69596 | 0.071614 | 0.0062264 | 0.001719 | 0.0028396 | 7.0795e-06 | 103.159 | 3.7351 | 5.0615 | 0.73795
GKMSW01_081715GKM0142233.3715277778 | GKMSW01_081715 | USEPA Region 8 | A8K9 | GKM01 | 103.159 | Main | Middle Animas | 2015-08-17 08:55 |  | 8.1 |  |  | 120 | 88 | ND_0.2 |  |  | 0.17 | 73000 | 10000 | 17000 | 3000 | 26 | ND_17 | 71 | 26 | 1.25 | 0.88 | #VALUE! | 0 | 0 | 0.0089502 | 0.0012589 | 1.8214 | 0.41144 | 0.73946 | 0.07673 | 0.00096361 | #VALUE! | 0.0012924 | 7.9433e-06 | 2.5 | 0.88 |  | 0 | 0 | 0.0089502 | 0.0012589 | 3.6429 | 0.82288 | 0.73946 | 0.07673 | 0.0028908 |  | 0.0025847 | 7.9433e-06 | 103.159 | 3.3902 | 5.2874 | 0.64118
20169024001-20150814941642230.46875 | 20169024001-20150814 | State of Colorado | 0 | 9416 | 116.6453 | Main | Lower Animas | 2015-08-14 11:15 |  |  |  |  | 98 |  |  | 0.023 | 0.0074 | 0.37 |  |  |  |  | 54 |  | 26 | 6.9 | 1.0208 | 0 | 0 | 0.00028786 | 7.7919e-05 | 0.01948 | 1e-11 | 0 | 0 | 0 | 0 | 0.0020013 | 0 | 0.00047326 | 1000 | 2.0417 | 0 | 0 | 0.00028786 | 7.7919e-05 | 0.01948 | 1e-11 | 0 | 0 | 0 | 0 | 0.006004 | 0 | 0.00094652 |  | 116.6453
66_08/14/20156642230.5208333333 | 66_08/14/2015 | State of Colorado | Bondad Bridge | 66 | 127.8302 | Main | Lower Animas | 2015-08-14 12:30 | 20.47 | 7 | 428.7 | 7.99 | 98 |  |  | 0.017 | 0.0067 | 0.36 |  |  |  |  | 100 |  | 70 | 47 | 1.0208 | 0 | 0 | 0.00021277 | 7.0549e-05 | 0.018953 | 0.0001 | 0 | 0 | 0 | 0 | 0.0037062 | 0 | 0.0012742 | 0.0001 | 2.0417 | 0 | 0 | 0.00021277 | 7.0549e-05 | 0.018953 | 0.0001 | 0 | 0 | 0 | 0 | 0.011119 | 0 | 0.0025483 | 0.0001 | 127.8302
249577766Animas046.242426.4479166667 | 2495777 | State of New Mexico | Animas River above Cedar Hill NM 550 bridge - 66Animas046.2 | 66Animas046.2 | 146.1606 | Main | Lower Animas | 2016-02-26 10:45 |  |  | 491 |  | 114 | 125 | 12.2 |  |  | 0.3 | [8 empty] | 1.1875 | 1.25 | 0.34412 | 0 | 0 | 0.015794 | 1e-11 | 0 | 0 | 0 | 0 | 0 | 0 | 0 | 1000 | 2.375 | 1.25 | 0.34412 | 0 | 0 | 0.015794 | 1e-11 | 0 | 0 | 0 | 0 | 0 | 0 | 0 |  | 146.1606
66Animas029.2_08/06/2015 18:3966Animas029.242222.7770833333 | 66Animas029.2_08/06/2015 18:39 | State of New Mexico | Aztec Drinking Water Intake | 66Animas029.2 | 162.9944 | Ditch | Lower Animas | 2015-08-06 18:39 |  |  |  |  | 85.9 | 107 | 10.3 | 0.023 |  | 0.34 | 59000 | 9600 |  |  | 50 |  | 24 | ND_0.33 | 0.89479 | 1.07 | 0.29053 | 0.00028786 | 0 | 0.0179 | 1e-11 | 1.4721 | 0.39498 | 0 | 0 | 0.0018531 | 0 | 0.00043686 | 1000 | 1.7896 | 1.07 | 0.29053 | 0.00028786 | 0 | 0.0179 | 1e-11 | 2.9443 | 0.78996 | 0 | 0 | 0.0055593 | 0 | 0.00087371 |  | 162.9944 | 3.1683 | 3.7407 | 0.84699
66Animas028.1_08/07/2015 16:4066Animas028.142223.6944444444 | 66Animas028.1_08/07/2015 16:40 | State of New Mexico | Animas River (Estes Arroyo to So. Ute Indian Tribe bnd) | 66Animas028.1 | 164.0887 | Main | Lower Animas | 2015-08-07 16:40 |  |  |  |  | 81.8 | 99.3 | ND_0.516 | 0.018 |  | 0.33 | 56000 | 9200 |  |  | 40 |  | 11 | ND_0.33 | 0.85208 | 0.993 | #VALUE! | 0.00022528 | 0 | 0.017374 | 1e-11 | 1.3973 | 0.37852 | 0 | 0 | 0.0014825 | 0 | 0.00020023 | 1000 | 1.7042 | 0.993 |  | 0.00022528 | 0 | 0.017374 | 1e-11 | 2.7946 | 0.75705 | 0 | 0 | 0.0044474 | 0 | 0.00040045 |  | 164.0887 | 2.7148 | 3.5564 | 0.76334
66Animas028.1_08/08/2015 22:4066Animas028.142224.9444444444 | 66Animas028.1_08/08/2015 22:40 | State of New Mexico | Animas River (Estes Arroyo to So. Ute Indian Tribe bnd) | 66Animas028.1 | 164.0887 | Main | Lower Animas | 2015-08-08 22:40 |  |  |  |  | 85.8 | 97.1 | ND_0.516 | 0.022 |  | 0.35 | 56000 | 8900 |  |  | 30 |  | 9 | ND_0.33 | 0.89375 | 0.971 | #VALUE! | 0.00027534 | 0 | 0.018427 | 1e-11 | 1.3973 | 0.36618 | 0 | 0 | 0.0011119 | 0 | 0.00016382 | 1000 | 1.7875 | 0.971 |  | 0.00027534 | 0 | 0.018427 | 1e-11 | 2.7946 | 0.73236 | 0 | 0 | 0.0033356 | 0 | 0.00032764 |  | 164.0887 | 2.7772 | 3.5306 | 0.78662
66Animas028.1_08/10/2015 13:3066Animas028.142226.5625 | 66Animas028.1_08/10/2015 13:30 | State of New Mexico | Animas River (Estes Arroyo to So. Ute Indian Tribe bnd) | 66Animas028.1 | 164.0887 | Main | Lower Animas | 2015-08-10 13:30 |  |  |  |  | 88.5 | 89.6 | ND_0.516 | 0.017 |  | 0.34 | 54000 | 9100 |  |  | 50 |  | 8 | ND_0.33 | 0.92188 | 0.896 | #VALUE! | 0.00021277 | 0 | 0.0179 | 1e-11 | 1.3474 | 0.37441 | 0 | 0 | 0.0018531 | 0 | 0.00014562 | 1000 | 1.8438 | 0.896 |  | 0.00021277 | 0 | 0.0179 | 1e-11 | 2.6947 | 0.74882 | 0 | 0 | 0.0055593 | 0 | 0.00029124 |  | 164.0887 | 2.7579 | 3.4494 | 0.79952
66Animas028.1_08/08/2015 17:0066Animas028.142224.7083333333 | 66Animas028.1_08/08/2015 17:00 | State of New Mexico | Animas River (Estes Arroyo to So. Ute Indian Tribe bnd) | 66Animas028.1 | 164.0887 | Main | Lower Animas | 2015-08-08 17:00 |  |  |  |  | 88.9 | 96 | ND_0.516 | 0.019 |  | 0.38 | 58000 | 9300 |  |  | 70 |  | 11 | ND_0.33 | 0.92604 | 0.96 | #VALUE! | 0.0002378 | 0 | 0.020006 | 1e-11 | 1.4472 | 0.38264 | 0 | 0 | 0.0025943 | 0 | 0.00020023 | 1000 | 1.8521 | 0.96 |  | 0.0002378 | 0 | 0.020006 | 1e-11 | 2.8944 | 0.76527 | 0 | 0 | 0.007783 | 0 | 0.00040045 |  | 164.0887 | 2.8323 | 3.6678 | 0.77221
66Animas028.1_08/10/2015 18:2566Animas028.142226.7673611111 | 66Animas028.1_08/10/2015 18:25 | State of New Mexico | Animas River (Estes Arroyo to So. Ute Indian Tribe bnd) | 66Animas028.1 | 164.0887 | Main | Lower Animas | 2015-08-10 18:25 |  |  |  |  | 89.6 | 96.5 | ND_0.516 | 0.017 |  | 0.34 | 56000 | 9200 |  |  | 50 |  | 8 | ND_0.33 | 0.93333 | 0.965 | #VALUE! | 0.00021277 | 0 | 0.0179 | 1e-11 | 1.3973 | 0.37852 | 0 | 0 | 0.0018531 | 0 | 0.00014562 | 1000 | 1.8667 | 0.965 |  | 0.00021277 | 0 | 0.0179 | 1e-11 | 2.7946 | 0.75705 | 0 | 0 | 0.0055593 | 0 | 0.00029124 |  | 164.0887 | 2.8498 | 3.5574 | 0.80107
66Animas028.1_08/09/2015 05:4566Animas028.142225.2395833333 | 66Animas028.1_08/09/2015 05:45 | State of New Mexico | Animas River (Estes Arroyo to So. Ute Indian Tribe bnd) | 66Animas028.1 | 164.0887 | Main | Lower Animas | 2015-08-09 05:45 |  |  |  |  | 89.8 | 90.9 | ND_0.516 | 0.023 |  | 0.38 | 56000 | 9100 |  |  | 30 |  | 9 | ND_0.33 | 0.93542 | 0.909 | #VALUE! | 0.00028786 | 0 | 0.020006 | 1e-11 | 1.3973 | 0.37441 | 0 | 0 | 0.0011119 | 0 | 0.00016382 | 1000 | 1.8708 | 0.909 |  | 0.00028786 | 0 | 0.020006 | 1e-11 | 2.7946 | 0.74882 | 0 | 0 | 0.0033356 | 0 | 0.00032764 |  | 164.0887 | 2.8001 | 3.547 | 0.78943
66Animas028.1_08/12/2015 17:3066Animas028.142228.7291666667 | 66Animas028.1_08/12/2015 17:30 | State of New Mexico | Animas River (Estes Arroyo to So. Ute Indian Tribe bnd) | 66Animas028.1 | 164.0887 | Main | Lower Animas | 2015-08-12 17:30 |  |  |  |  | 90.3 | 98.3 | ND_0.516 | 0.021 |  | 0.35 | 57000 | 9800 |  |  | 40 |  | 7 | ND_0.33 | 0.94062 | 0.983 | #VALUE! | 0.00026283 | 0 | 0.018427 | 1e-11 | 1.4222 | 0.40321 | 0 | 0 | 0.0014825 | 0 | 0.00012742 | 1000 | 1.8812 | 0.983 |  | 0.00026283 | 0 | 0.018427 | 1e-11 | 2.8445 | 0.80642 | 0 | 0 | 0.0044474 | 0 | 0.00025483 |  | 164.0887 | 2.8829 | 3.6556 | 0.78864
66Animas028.1_08/11/2015 00:0366Animas028.142227.0020833333 | 66Animas028.1_08/11/2015 00:03 | State of New Mexico | Animas River (Estes Arroyo to So. Ute Indian Tribe bnd) | 66Animas028.1 | 164.0887 | Main | Lower Animas | 2015-08-11 00:03 |  |  |  |  | 90.4 | 92.2 | 10 | 0.019 |  | 0.34 | 56000 | 9100 |  |  | 40 |  | 8 | ND_0.33 | 0.94167 | 0.922 | 0.28206 | 0.0002378 | 0 | 0.0179 | 1e-11 | 1.3973 | 0.37441 | 0 | 0 | 0.0014825 | 0 | 0.00014562 | 1000 | 1.8833 | 0.922 | 0.28206 | 0.0002378 | 0 | 0.0179 | 1e-11 | 2.7946 | 0.74882 | 0 | 0 | 0.0044474 | 0 | 0.00029124 |  | 164.0887 | 3.1055 | 3.5481 | 0.87527
66Animas028.1_08/13/2015 11:5066Animas028.142229.4930555556 | 66Animas028.1_08/13/2015 11:50 | State of New Mexico | Animas River (Estes Arroyo to So. Ute Indian Tribe bnd) | 66Animas028.1 | 164.0887 | Main | Lower Animas | 2015-08-13 11:50 |  |  |  |  | 90.6 | 84.8 | ND_0.516 | 0.021 |  | 0.36 | 54000 | 9500 |  |  | 30 |  | 7 | ND_0.33 | 0.94375 | 0.848 | #VALUE! | 0.00026283 | 0 | 0.018953 | 1e-11 | 1.3474 | 0.39087 | 0 | 0 | 0.0011119 | 0 | 0.00012742 | 1000 | 1.8875 | 0.848 |  | 0.00026283 | 0 | 0.018953 | 1e-11 | 2.6947 | 0.78173 | 0 | 0 | 0.0033356 | 0 | 0.00025483 |  | 164.0887 | 2.7547 | 3.4801 | 0.79157
66Animas028.1_08/13/2015 06:2066Animas028.142229.2638888889 | 66Animas028.1_08/13/2015 06:20 | State of New Mexico | Animas River (Estes Arroyo to So. Ute Indian Tribe bnd) | 66Animas028.1 | 164.0887 | Main | Lower Animas | 2015-08-13 06:20 |  |  |  |  | 91.1 | 92.3 | ND_0.516 | 0.021 |  | 0.38 | 57000 | 9600 |  |  | 30 |  | 7 | ND_0.33 | 0.94896 | 0.923 | #VALUE! | 0.00026283 | 0 | 0.020006 | 1e-11 | 1.4222 | 0.39498 | 0 | 0 | 0.0011119 | 0 | 0.00012742 | 1000 | 1.8979 | 0.923 |  | 0.00026283 | 0 | 0.020006 | 1e-11 | 2.8445 | 0.78996 | 0 | 0 | 0.0033356 | 0 | 0.00025483 |  | 164.0887 | 2.8412 | 3.638 | 0.78097
66Animas028.1_08/12/2015 12:5066Animas028.142228.5347222222 | 66Animas028.1_08/12/2015 12:50 | State of New Mexico | Animas River (Estes Arroyo to So. Ute Indian Tribe bnd) | 66Animas028.1 | 164.0887 | Main | Lower Animas | 2015-08-12 12:50 |  |  |  |  | 91.3 | 87.9 | ND_0.516 | 0.02 |  | 0.36 | 55000 | 9700 |  |  | 30 |  | 7 | ND_0.33 | 0.95104 | 0.879 | #VALUE! | 0.00025031 | 0 | 0.018953 | 1e-11 | 1.3723 | 0.39909 | 0 | 0 | 0.0011119 | 0 | 0.00012742 | 1000 | 1.9021 | 0.879 |  | 0.00025031 | 0 | 0.018953 | 1e-11 | 2.7446 | 0.79819 | 0 | 0 | 0.0033356 | 0 | 0.00025483 |  | 164.0887 | 2.8003 | 3.5464 | 0.78961
66Animas028.1_08/12/2015 23:2066Animas028.142228.9722222222 | 66Animas028.1_08/12/2015 23:20 | State of New Mexico | Animas River (Estes Arroyo to So. Ute Indian Tribe bnd) | 66Animas028.1 | 164.0887 | Main | Lower Animas | 2015-08-12 23:20 |  |  |  |  | 91.5 | 97.9 | ND_0.516 | 0.021 |  | 0.35 | 58000 | 9800 |  |  | 30 |  | 6 | ND_0.33 | 0.95312 | 0.979 | #VALUE! | 0.00026283 | 0 | 0.018427 | 1e-11 | 1.4472 | 0.40321 | 0 | 0 | 0.0011119 | 0 | 0.00010921 | 1000 | 1.9062 | 0.979 |  | 0.00026283 | 0 | 0.018427 | 1e-11 | 2.8944 | 0.80642 | 0 | 0 | 0.0033356 | 0 | 0.00021843 |  | 164.0887 | 2.9039 | 3.7043 | 0.78393
66Animas028.1_08/11/2015 12:1066Animas028.142227.5069444444 | 66Animas028.1_08/11/2015 12:10 | State of New Mexico | Animas River (Estes Arroyo to So. Ute Indian Tribe bnd) | 66Animas028.1 | 164.0887 | Main | Lower Animas | 2015-08-11 12:10 |  |  |  |  | 91.7 | 85.7 | 10.2 | 0.019 |  | 0.35 | 53000 | 9300 |  |  | 40 |  | 7 | ND_0.33 | 0.95521 | 0.857 | 0.2877 | 0.0002378 | 0 | 0.018427 | 1e-11 | 1.3224 | 0.38264 | 0 | 0 | 0.0014825 | 0 | 0.00012742 | 1000 | 1.9104 | 0.857 | 0.2877 | 0.0002378 | 0 | 0.018427 | 1e-11 | 2.6448 | 0.76527 | 0 | 0 | 0.0044474 | 0 | 0.00025483 |  | 164.0887 | 3.0738 | 3.4148 | 0.90013
66Animas028.1_08/11/2015 06:3866Animas028.142227.2763888889 | 66Animas028.1_08/11/2015 06:38 | State of New Mexico | Animas River (Estes Arroyo to So. Ute Indian Tribe bnd) | 66Animas028.1 | 164.0887 | Main | Lower Animas | 2015-08-11 06:38 |  |  |  |  | 91.8 | 84.1 | ND_0.516 | 0.022 |  | 0.36 | 53000 | 9100 |  |  | 40 |  | 8 | ND_0.33 | 0.95625 | 0.841 | #VALUE! | 0.00027534 | 0 | 0.018953 | 1e-11 | 1.3224 | 0.37441 | 0 | 0 | 0.0014825 | 0 | 0.00014562 | 1000 | 1.9125 | 0.841 |  | 0.00027534 | 0 | 0.018953 | 1e-11 | 2.6448 | 0.74882 | 0 | 0 | 0.0044474 | 0 | 0.00029124 |  | 164.0887 | 2.7727 | 3.3984 | 0.81589
66Animas028.1_08/14/2015 07:0066Animas028.142230.2916666667 | 66Animas028.1_08/14/2015 07:00 | State of New Mexico | Animas River (Estes Arroyo to So. Ute Indian Tribe bnd) | 66Animas028.1 | 164.0887 | Main | Lower Animas | 2015-08-14 07:00 |  |  |  |  | 92 | 92.8 | ND_0.516 | 0.021 |  | 0.37 | 57000 | 9300 |  |  | 30 |  | 7 | ND_0.33 | 0.95833 | 0.928 | #VALUE! | 0.00026283 | 0 | 0.01948 | 1e-11 | 1.4222 | 0.38264 | 0 | 0 | 0.0011119 | 0 | 0.00012742 | 1000 | 1.9167 | 0.928 |  | 0.00026283 | 0 | 0.01948 | 1e-11 | 2.8445 | 0.76527 | 0 | 0 | 0.0033356 | 0 | 0.00025483 |  | 164.0887 | 2.8644 | 3.6133 | 0.79274
66Animas028.1_08/13/2015 17:5066Animas028.142229.7430555556 | 66Animas028.1_08/13/2015 17:50 | State of New Mexico | Animas River (Estes Arroyo to So. Ute Indian Tribe bnd) | 66Animas028.1 | 164.0887 | Main | Lower Animas | 2015-08-13 17:50 |  |  |  |  | 92.6 | 98 | ND_0.516 | 0.02 |  | 0.36 | 59000 | 9900 |  |  | 30 |  | 7 | ND_0.33 | 0.96458 | 0.98 | #VALUE! | 0.00025031 | 0 | 0.018953 | 1e-11 | 1.4721 | 0.40732 | 0 | 0 | 0.0011119 | 0 | 0.00012742 | 1000 | 1.9292 | 0.98 |  | 0.00025031 | 0 | 0.018953 | 1e-11 | 2.9443 | 0.81465 | 0 | 0 | 0.0033356 | 0 | 0.00025483 |  | 164.0887 | 2.9284 | 3.7625 | 0.77831
66Animas028.1_08/11/2015 17:1066Animas028.142227.7152777778 | 66Animas028.1_08/11/2015 17:10 | State of New Mexico | Animas River (Estes Arroyo to So. Ute Indian Tribe bnd) | 66Animas028.1 | 164.0887 | Main | Lower Animas | 2015-08-11 17:10 |  |  |  |  | 92.9 | 94 | 10.4 | 0.019 |  | 0.35 | 58000 | 9500 |  |  | 40 |  | 7 | ND_0.33 | 0.96771 | 0.94 | 0.29335 | 0.0002378 | 0 | 0.018427 | 1e-11 | 1.4472 | 0.39087 | 0 | 0 | 0.0014825 | 0 | 0.00012742 | 1000 | 1.9354 | 0.94 | 0.29335 | 0.0002378 | 0 | 0.018427 | 1e-11 | 2.8944 | 0.78173 | 0 | 0 | 0.0044474 | 0 | 0.00025483 |  | 164.0887 | 3.1874 | 3.6808 | 0.86596
66Animas028.1_08/08/2015 11:1566Animas028.142224.46875 | 66Animas028.1_08/08/2015 11:15 | State of New Mexico | Animas River (Estes Arroyo to So. Ute Indian Tribe bnd) | 66Animas028.1 | 164.0887 | Main | Lower Animas | 2015-08-08 11:15 |  |  |  |  | 94.5 | 92 | ND_0.516 | 0.018 |  | 0.38 | 58000 | 9100 |  |  | 20 |  | 10 | ND_0.33 | 0.98438 | 0.92 | #VALUE! | 0.00022528 | 0 | 0.020006 | 1e-11 | 1.4472 | 0.37441 | 0 | 0 | 0.00074123 | 0 | 0.00018202 | 1000 | 1.9688 | 0.92 |  | 0.00022528 | 0 | 0.020006 | 1e-11 | 2.8944 | 0.74882 | 0 | 0 | 0.0022237 | 0 | 0.00036405 |  | 164.0887 | 2.909 | 3.6458 | 0.79791
249578166Animas028.142426.5097222222 | 2495781 | State of New Mexico | Animas River above Estes Arroyo - 66Animas028.1 | 66Animas028.1 | 164.0887 | Main | Lower Animas | 2016-02-26 12:14 |  |  | 490 |  | 114 | 128 | 13 |  |  | 0.3 | [8 empty] | 1.1875 | 1.28 | 0.36668 | 0 | 0 | 0.015794 | 1e-11 | 0 | 0 | 0 | 0 | 0 | 0 | 0 | 1000 | 2.375 | 1.28 | 0.36668 | 0 | 0 | 0.015794 | 1e-11 | 0 | 0 | 0 | 0 | 0 | 0 | 0 |  | 164.0887
66Animas028.1_08/08/2015 05:5066Animas028.142224.2430555556 | 66Animas028.1_08/08/2015 05:50 | State of New Mexico | Animas River (Estes Arroyo to So. Ute Indian Tribe bnd) | 66Animas028.1 | 164.0887 | Main | Lower Animas | 2015-08-08 05:50 |  |  |  |  | 117 | 80.8 | ND_0.516 | 0.023 |  | 0.41 | 58000 | 8800 |  |  | 40 |  | 23 | ND_0.33 | 1.2188 | 0.808 | #VALUE! | 0.00028786 | 0 | 0.021586 | 1e-11 | 1.4472 | 0.36207 | 0 | 0 | 0.0014825 | 0 | 0.00041865 | 1000 | 2.4375 | 0.808 |  | 0.00028786 | 0 | 0.021586 | 1e-11 | 2.8944 | 0.72413 | 0 | 0 | 0.0044474 | 0 | 0.00083731 |  | 164.0887 | 3.2674 | 3.6238 | 0.90165
66Animas001.7_08/07/2015 20:1566Animas001.742223.84375 | 66Animas001.7_08/07/2015 20:15 | State of New Mexico | Animas River (San Juan River to Estes Arroyo) | 66Animas001.7 | 189.3876 | Main | Lower Animas | 2015-08-07 20:15 |  |  |  |  | 80.4 | 81.7 | ND_0.516 | 0.024 |  | 0.3 | 48000 | 8200 |  |  | 40 |  | 23 | ND_0.33 | 0.8375 | 0.817 | #VALUE! | 0.00030038 | 0 | 0.015794 | 1e-11 | 1.1977 | 0.33738 | 0 | 0 | 0.0014825 | 0 | 0.00041865 | 1000 | 1.675 | 0.817 |  | 0.00030038 | 0 | 0.015794 | 1e-11 | 2.3953 | 0.67476 | 0 | 0 | 0.0044474 | 0 | 0.00083731 |  | 189.3876 | 2.5081 | 3.0754 | 0.81554
66Animas001.7_08/09/2015 06:3066Animas001.742225.2708333333 | 66Animas001.7_08/09/2015 06:30 | State of New Mexico | Animas River (San Juan River to Estes Arroyo) | 66Animas001.7 | 189.3876 | Main | Lower Animas | 2015-08-09 06:30 |  |  |  |  | 101 | 104 | 10.1 | 0.023 |  | 0.37 | 63000 | 9800 |  |  | 20 |  | 10 | ND_0.33 | 1.0521 | 1.04 | 0.28488 | 0.00028786 | 0 | 0.01948 | 1e-11 | 1.5719 | 0.40321 | 0 | 0 | 0.00074123 | 0 | 0.00018202 | 1000 | 2.1042 | 1.04 | 0.28488 | 0.00028786 | 0 | 0.01948 | 1e-11 | 3.1439 | 0.80642 | 0 | 0 | 0.0022237 | 0 | 0.00036405 |  | 189.3876 | 3.4488 | 3.9529 | 0.87248
66Animas001.7_08/08/2015 23:2066Animas001.742224.9722222222 | 66Animas001.7_08/08/2015 23:20 | State of New Mexico | Animas River (San Juan River to Estes Arroyo) | 66Animas001.7 | 189.3876 | Main | Lower Animas | 2015-08-08 23:20 |  |  |  |  | 103 | 101 | 10.3 | 0.022 |  | 0.38 | 62000 | 9600 |  |  | 40 |  | 9 | ND_0.33 | 1.0729 | 1.01 | 0.29053 | 0.00027534 | 0 | 0.020006 | 1e-11 | 1.547 | 0.39498 | 0 | 0 | 0.0014825 | 0 | 0.00016382 | 1000 | 2.1458 | 1.01 | 0.29053 | 0.00027534 | 0 | 0.020006 | 1e-11 | 3.094 | 0.78996 | 0 | 0 | 0.0044474 | 0 | 0.00032764 |  | 189.3876 | 3.4666 | 3.8887 | 0.89146
66Animas001.7_08/10/2015 19:2066Animas001.742226.8055555556 | 66Animas001.7_08/10/2015 19:20 | State of New Mexico | Animas River (San Juan River to Estes Arroyo) | 66Animas001.7 | 189.3876 | Main | Lower Animas | 2015-08-10 19:20 |  |  |  |  | 103 | 89.7 | 10.3 | 0.022 |  | 0.35 | 57000 | 9300 |  |  | 50 |  | 7 | ND_0.33 | 1.0729 | 0.897 | 0.29053 | 0.00027534 | 0 | 0.018427 | 1e-11 | 1.4222 | 0.38264 | 0 | 0 | 0.0018531 | 0 | 0.00012742 | 1000 | 2.1458 | 0.897 | 0.29053 | 0.00027534 | 0 | 0.018427 | 1e-11 | 2.8445 | 0.76527 | 0 | 0 | 0.0055593 | 0 | 0.00025483 |  | 189.3876 | 3.3521 | 3.6155 | 0.92713
66Animas001.7_08/11/2015 00:4366Animas001.742227.0298611111 | 66Animas001.7_08/11/2015 00:43 | State of New Mexico | Animas River (San Juan River to Estes Arroyo) | 66Animas001.7 | 189.3876 | Main | Lower Animas | 2015-08-11 00:43 |  |  |  |  | 103 | 99.7 | 10.5 | 0.022 |  | 0.34 | 61000 | 9900 |  |  | 40 |  | 7 | ND_0.33 | 1.0729 | 0.997 | 0.29617 | 0.00027534 | 0 | 0.0179 | 1e-11 | 1.522 | 0.40732 | 0 | 0 | 0.0014825 | 0 | 0.00012742 | 1000 | 2.1458 | 0.997 | 0.29617 | 0.00027534 | 0 | 0.0179 | 1e-11 | 3.0441 | 0.81465 | 0 | 0 | 0.0044474 | 0 | 0.00025483 |  | 189.3876 | 3.4572 | 3.8634 | 0.89485
66Animas001.7_08/10/2015 15:4166Animas001.742226.6534722222 | 66Animas001.7_08/10/2015 15:41 | State of New Mexico | Animas River (San Juan River to Estes Arroyo) | 66Animas001.7 | 189.3876 | Main | Lower Animas | 2015-08-10 15:41 |  |  |  |  | 104 | 86.3 | 10.1 | 0.021 |  | 0.36 | 55000 | 9000 |  |  | 50 |  | 7 | ND_0.33 | 1.0833 | 0.863 | 0.28488 | 0.00026283 | 0 | 0.018953 | 1e-11 | 1.3723 | 0.37029 | 0 | 0 | 0.0018531 | 0 | 0.00012742 | 1000 | 2.1667 | 0.863 | 0.28488 | 0.00026283 | 0 | 0.018953 | 1e-11 | 2.7446 | 0.74059 | 0 | 0 | 0.0055593 | 0 | 0.00025483 |  | 189.3876 | 3.3338 | 3.4911 | 0.95495
66Animas001.7_08/13/2015 01:0066Animas001.742229.0416666667 | 66Animas001.7_08/13/2015 01:00 | State of New Mexico | Animas River (San Juan River to Estes Arroyo) | 66Animas001.7 | 189.3876 | Main | Lower Animas | 2015-08-13 01:00 |  |  |  |  | 104 | 99.5 | 10.7 | 0.025 |  | 0.36 | 61000 | 11000 |  |  | 30 |  | 6 | ND_0.33 | 1.0833 | 0.995 | 0.30181 | 0.00031289 | 0 | 0.018953 | 1e-11 | 1.522 | 0.45258 | 0 | 0 | 0.0011119 | 0 | 0.00010921 | 1000 | 2.1667 | 0.995 | 0.30181 | 0.00031289 | 0 | 0.018953 | 1e-11 | 3.0441 | 0.90516 | 0 | 0 | 0.0033356 | 0 | 0.00021843 |  | 189.3876 | 3.4827 | 3.9528 | 0.88109
66Animas001.7_08/12/2015 18:0566Animas001.742228.7534722222 | 66Animas001.7_08/12/2015 18:05 | State of New Mexico | Animas River (San Juan River to Estes Arroyo) | 66Animas001.7 | 189.3876 | Main | Lower Animas | 2015-08-12 18:05 |  |  |  |  | 105 | 90.9 | 10.5 | 0.024 |  | 0.36 | 59000 | 10000 |  |  | 30 |  | 7 | ND_0.33 | 1.0938 | 0.909 | 0.29617 | 0.00030038 | 0 | 0.018953 | 1e-11 | 1.4721 | 0.41144 | 0 | 0 | 0.0011119 | 0 | 0.00012742 | 1000 | 2.1875 | 0.909 | 0.29617 | 0.00030038 | 0 | 0.018953 | 1e-11 | 2.9443 | 0.82288 | 0 | 0 | 0.0033356 | 0 | 0.00025483 |  | 189.3876 | 3.4119 | 3.7707 | 0.90484
66Animas001.7_08/13/2015 07:0066Animas001.742229.2916666667 | 66Animas001.7_08/13/2015 07:00 | State of New Mexico | Animas River (San Juan River to Estes Arroyo) | 66Animas001.7 | 189.3876 | Main | Lower Animas | 2015-08-13 07:00 |  |  |  |  | 105 | 105 | 10.6 | 0.025 |  | 0.36 | 69000 | 11000 |  |  | 20 |  | 7 | ND_0.33 | 1.0938 | 1.05 | 0.29899 | 0.00031289 | 0 | 0.018953 | 1e-11 | 1.7216 | 0.45258 | 0 | 0 | 0.00074123 | 0 | 0.00012742 | 1000 | 2.1875 | 1.05 | 0.29899 | 0.00031289 | 0 | 0.018953 | 1e-11 | 3.4433 | 0.90516 | 0 | 0 | 0.0022237 | 0 | 0.00025483 |  | 189.3876 | 3.5558 | 4.3509 | 0.81724
66Animas001.7_08/13/2015 12:3566Animas001.742229.5243055556 | 66Animas001.7_08/13/2015 12:35 | State of New Mexico | Animas River (San Juan River to Estes Arroyo) | 66Animas001.7 | 189.3876 | Main | Lower Animas | 2015-08-13 12:35 |  |  |  |  | 105 | 101 | 10.3 | 0.024 |  | 0.37 | 63000 | 10000 |  |  | 20 |  | 7 | ND_0.33 | 1.0938 | 1.01 | 0.29053 | 0.00030038 | 0 | 0.01948 | 1e-11 | 1.5719 | 0.41144 | 0 | 0 | 0.00074123 | 0 | 0.00012742 | 1000 | 2.1875 | 1.01 | 0.29053 | 0.00030038 | 0 | 0.01948 | 1e-11 | 3.1439 | 0.82288 | 0 | 0 | 0.0022237 | 0 | 0.00025483 |  | 189.3876 | 3.5078 | 3.9692 | 0.88375
66Animas001.7_08/13/2015 18:3566Animas001.742229.7743055556 | 66Animas001.7_08/13/2015 18:35 | State of New Mexico | Animas River (San Juan River to Estes Arroyo) | 66Animas001.7 | 189.3876 | Main | Lower Animas | 2015-08-13 18:35 |  |  |  |  | 105 | 90.4 | 10.6 | 0.024 |  | 0.37 | 59000 | 9900 |  |  | 40 |  | 8 | ND_0.33 | 1.0938 | 0.904 | 0.29899 | 0.00030038 | 0 | 0.01948 | 1e-11 | 1.4721 | 0.40732 | 0 | 0 | 0.0014825 | 0 | 0.00014562 | 1000 | 2.1875 | 0.904 | 0.29899 | 0.00030038 | 0 | 0.01948 | 1e-11 | 2.9443 | 0.81465 | 0 | 0 | 0.0044474 | 0 | 0.00029124 |  | 189.3876 | 3.4103 | 3.7636 | 0.90611
66Animas001.7_08/11/2015 07:3066Animas001.742227.3125 | 66Animas001.7_08/11/2015 07:30 | State of New Mexico | Animas River (San Juan River to Estes Arroyo) | 66Animas001.7 | 189.3876 | Main | Lower Animas | 2015-08-11 07:30 |  |  |  |  | 106 | 101 | 10.8 | 0.022 |  | 0.35 | 63000 | 9800 |  |  | 30 |  | 9 | ND_0.33 | 1.1042 | 1.01 | 0.30463 | 0.00027534 | 0 | 0.018427 | 1e-11 | 1.5719 | 0.40321 | 0 | 0 | 0.0011119 | 0 | 0.00016382 | 1000 | 2.2083 | 1.01 | 0.30463 | 0.00027534 | 0 | 0.018427 | 1e-11 | 3.1439 | 0.80642 | 0 | 0 | 0.0033356 | 0 | 0.00032764 |  | 189.3876 | 3.5417 | 3.954 | 0.89573
66Animas001.7_08/11/2015 18:2066Animas001.742227.7638888889 | 66Animas001.7_08/11/2015 18:20 | State of New Mexico | Animas River (San Juan River to Estes Arroyo) | 66Animas001.7 | 189.3876 | Main | Lower Animas | 2015-08-11 18:20 |  |  |  |  | 106 | 88.5 | 11 | 0.026 |  | 0.36 | 57000 | 9600 |  |  | 50 |  | 8 | ND_0.33 | 1.1042 | 0.885 | 0.31027 | 0.00032541 | 0 | 0.018953 | 1e-11 | 1.4222 | 0.39498 | 0 | 0 | 0.0018531 | 0 | 0.00014562 | 1000 | 2.2083 | 0.885 | 0.31027 | 0.00032541 | 0 | 0.018953 | 1e-11 | 2.8445 | 0.78996 | 0 | 0 | 0.0055593 | 0 | 0.00029124 |  | 189.3876 | 3.4229 | 3.6403 | 0.94028
66Animas001.7_08/12/2015 13:4566Animas001.742228.5729166667 | 66Animas001.7_08/12/2015 13:45 | State of New Mexico | Animas River (San Juan River to Estes Arroyo) | 66Animas001.7 | 189.3876 | Main | Lower Animas | 2015-08-12 13:45 |  |  |  |  | 106 | 97.6 | 10.5 | 0.025 |  | 0.37 | 62000 | 10000 |  |  | 30 |  | 8 | ND_0.33 | 1.1042 | 0.976 | 0.29617 | 0.00031289 | 0 | 0.01948 | 1e-11 | 1.547 | 0.41144 | 0 | 0 | 0.0011119 | 0 | 0.00014562 | 1000 | 2.2083 | 0.976 | 0.29617 | 0.00031289 | 0 | 0.01948 | 1e-11 | 3.094 | 0.82288 | 0 | 0 | 0.0033356 | 0 | 0.00029124 |  | 189.3876 | 3.5003 | 3.9205 | 0.89282
66Animas001.7_08/14/2015 07:4566Animas001.742230.3229166667 | 66Animas001.7_08/14/2015 07:45 | State of New Mexico | Animas River (San Juan River to Estes Arroyo) | 66Animas001.7 | 189.3876 | Main | Lower Animas | 2015-08-14 07:45 |  |  |  |  | 106 | 106 | 10.6 | 0.024 |  | 0.36 | 59000 | 10000 |  |  | 20 |  | 7 | ND_0.33 | 1.1042 | 1.06 | 0.29899 | 0.00030038 | 0 | 0.018953 | 1e-11 | 1.4721 | 0.41144 | 0 | 0 | 0.00074123 | 0 | 0.00012742 | 1000 | 2.2083 | 1.06 | 0.29899 | 0.00030038 | 0 | 0.018953 | 1e-11 | 2.9443 | 0.82288 | 0 | 0 | 0.0022237 | 0 | 0.00025483 |  | 189.3876 | 3.5866 | 3.7696 | 0.95144
66Animas001.7_08/11/2015 13:0066Animas001.742227.5416666667 | 66Animas001.7_08/11/2015 13:00 | State of New Mexico | Animas River (San Juan River to Estes Arroyo) | 66Animas001.7 | 189.3876 | Main | Lower Animas | 2015-08-11 13:00 |  |  |  |  | 108 | 93.7 | 10.8 | 0.023 |  | 0.36 | 61000 | 9600 |  |  | 40 |  | 9 | ND_0.33 | 1.125 | 0.937 | 0.30463 | 0.00028786 | 0 | 0.018953 | 1e-11 | 1.522 | 0.39498 | 0 | 0 | 0.0014825 | 0 | 0.00016382 | 1000 | 2.25 | 0.937 | 0.30463 | 0.00028786 | 0 | 0.018953 | 1e-11 | 3.0441 | 0.78996 | 0 | 0 | 0.0044474 | 0 | 0.00032764 |  | 189.3876 | 3.5109 | 3.8388 | 0.91457
66Animas001.7_08/08/2015 18:3066Animas001.742224.7708333333 | 66Animas001.7_08/08/2015 18:30 | State of New Mexico | Animas River (San Juan River to Estes Arroyo) | 66Animas001.7 | 189.3876 | Main | Lower Animas | 2015-08-08 18:30 |  |  |  |  | 109 | 97.4 | 10.1 | 0.022 |  | 0.4 | 64000 | 9700 |  |  | 30 |  | 7 | ND_0.33 | 1.1354 | 0.974 | 0.28488 | 0.00027534 | 0 | 0.021059 | 1e-11 | 1.5969 | 0.39909 | 0 | 0 | 0.0011119 | 0 | 0.00012742 | 1000 | 2.2708 | 0.974 | 0.28488 | 0.00027534 | 0 | 0.021059 | 1e-11 | 3.1938 | 0.79819 | 0 | 0 | 0.0033356 | 0 | 0.00025483 |  | 189.3876 | 3.5511 | 3.9956 | 0.88875
66Animas001.7_08/08/2015 07:0066Animas001.742224.2916666667 | 66Animas001.7_08/08/2015 07:00 | State of New Mexico | Animas River (San Juan River to Estes Arroyo) | 66Animas001.7 | 189.3876 | Main | Lower Animas | 2015-08-08 07:00 |  |  |  |  | 128 | 90.6 | 10.2 | 0.022 |  | 0.36 | 67000 | 10000 |  |  | 20 |  | 9 | ND_0.33 | 1.3333 | 0.906 | 0.2877 | 0.00027534 | 0 | 0.018953 | 1e-11 | 1.6717 | 0.41144 | 0 | 0 | 0.00074123 | 0 | 0.00016382 | 1000 | 2.6667 | 0.906 | 0.2877 | 0.00027534 | 0 | 0.018953 | 1e-11 | 3.3435 | 0.82288 | 0 | 0 | 0.0022237 | 0 | 0.00032764 |  | 189.3876 | 3.8796 | 4.1689 | 0.9306
249578766Animas001.742426.5583333333 | 2495787 | State of New Mexico | ANIMAS R AT FARMINGTON - 66Animas001.7 | 66Animas001.7 | 189.3876 | Main | Lower Animas | 2016-02-26 13:24 |  |  | 549.5 |  | 130 | 138 | 13.8 |  |  | 0.28 | [8 empty] | 1.3542 | 1.38 | 0.38925 | 0 | 0 | 0.014741 | 1e-11 | 0 | 0 | 0 | 0 | 0 | 0 | 0 | 1000 | 2.7083 | 1.38 | 0.38925 | 0 | 0 | 0.014741 | 1e-11 | 0 | 0 | 0 | 0 | 0 | 0 | 0 |  | 189.3876
66Animas001.7_08/08/2015 12:3066Animas001.742224.5208333333 | 66Animas001.7_08/08/2015 12:30 | State of New Mexico | Animas River (San Juan River to Estes Arroyo) | 66Animas001.7 | 189.3876 | Main | Lower Animas | 2015-08-08 12:30 |  |  |  |  | 135 | 84.3 | ND_0.516 | 0.021 |  | 0.43 | 67000 | 9800 |  |  | 30 |  | 12 | ND_0.33 | 1.4062 | 0.843 | #VALUE! | 0.00026283 | 0 | 0.022639 | 1e-11 | 1.6717 | 0.40321 | 0 | 0 | 0.0011119 | 0 | 0.00021843 | 1000 | 2.8125 | 0.843 |  | 0.00026283 | 0 | 0.022639 | 1e-11 | 3.3435 | 0.80642 | 0 | 0 | 0.0033356 | 0 | 0.00043686 |  | 189.3876 | 3.6784 | 4.1537 | 0.88558
67SanJua088.1_08/09/2015 07:2067SanJua088.142225.3055555556 | 67SanJua088.1_08/09/2015 07:20 | State of New Mexico | San Juan River (Navajo bnd at Hogback to Animas River) | 67SanJua088.1 | 204.435 | Main | San Juan River | 2015-08-09 07:20 |  |  |  |  | 74.3 | 104 | ND_0.516 | 0.021 |  | 0.27 | 45000 | 7200 |  |  | 10 |  | 4 | ND_0.33 | 0.77396 | 1.04 | #VALUE! | 0.00026283 | 0 | 0.014215 | 1e-11 | 1.1228 | 0.29624 | 0 | 0 | 0.00037062 | 0 | 7.2809e-05 | 1000 | 1.5479 | 1.04 |  | 0.00026283 | 0 | 0.014215 | 1e-11 | 2.2456 | 0.59247 | 0 | 0 | 0.0011119 | 0 | 0.00014562 |  | 204.435 | 2.6024 | 2.8393 | 0.91655
67SanJua088.1_08/10/2015 16:4967SanJua088.142226.7006944444 | 67SanJua088.1_08/10/2015 16:49 | State of New Mexico | San Juan River (Navajo bnd at Hogback to Animas River) | 67SanJua088.1 | 204.435 | Main | San Juan River | 2015-08-10 16:49 |  |  |  |  | 74.8 | 87.8 | ND_0.516 | 0.018 |  | 0.25 | 45000 | 7200 |  |  | 60 |  | 8 | ND_0.33 | 0.77917 | 0.878 | #VALUE! | 0.00022528 | 0 | 0.013162 | 1e-11 | 1.1228 | 0.29624 | 0 | 0 | 0.0022237 | 0 | 0.00014562 | 1000 | 1.5583 | 0.878 |  | 0.00022528 | 0 | 0.013162 | 1e-11 | 2.2456 | 0.59247 | 0 | 0 | 0.0066711 | 0 | 0.00029124 |  | 204.435 | 2.4497 | 2.8451 | 0.86105
67SanJua088.1_08/08/2015 23:5067SanJua088.142224.9930555556 | 67SanJua088.1_08/08/2015 23:50 | State of New Mexico | San Juan River (Navajo bnd at Hogback to Animas River) | 67SanJua088.1 | 204.435 | Main | San Juan River | 2015-08-08 23:50 |  |  |  |  | 75.3 | 94.9 | ND_0.516 | 0.02 |  | 0.28 | 47000 | 7300 |  |  | 20 |  | 5 | ND_0.33 | 0.78437 | 0.949 | #VALUE! | 0.00025031 | 0 | 0.014741 | 1e-11 | 1.1727 | 0.30035 | 0 | 0 | 0.00074123 | 0 | 9.1012e-05 | 1000 | 1.5687 | 0.949 |  | 0.00025031 | 0 | 0.014741 | 1e-11 | 2.3454 | 0.6007 | 0 | 0 | 0.0022237 | 0 | 0.00018202 |  | 204.435 | 2.5327 | 2.9485 | 0.85898
67SanJua088.1_08/10/2015 20:0067SanJua088.142226.8333333333 | 67SanJua088.1_08/10/2015 20:00 | State of New Mexico | San Juan River (Navajo bnd at Hogback to Animas River) | 67SanJua088.1 | 204.435 | Main | San Juan River | 2015-08-10 20:00 |  |  |  |  | 75.6 | 87.3 | ND_0.516 | 0.019 |  | 0.26 | 44000 | 7200 |  |  | 100 |  | 9 | ND_0.33 | 0.7875 | 0.873 | #VALUE! | 0.0002378 | 0 | 0.013689 | 1e-11 | 1.0979 | 0.29624 | 0 | 0 | 0.0037062 | 0 | 0.00016382 | 1000 | 1.575 | 0.873 |  | 0.0002378 | 0 | 0.013689 | 1e-11 | 2.1957 | 0.59247 | 0 | 0 | 0.011119 | 0 | 0.00032764 |  | 204.435 | 2.4619 | 2.7996 | 0.87937
67SanJua088.1_08/08/2015 08:1567SanJua088.142224.34375 | 67SanJua088.1_08/08/2015 08:15 | State of New Mexico | San Juan River (Navajo bnd at Hogback to Animas River) | 67SanJua088.1 | 204.435 | Main | San Juan River | 2015-08-08 08:15 |  |  |  |  | 75.8 | 103 | ND_0.516 | 0.019 |  | 0.26 | 46000 | 7000 |  |  | 80 |  | 6 | ND_0.33 | 0.78958 | 1.03 | #VALUE! | 0.0002378 | 0 | 0.013689 | 1e-11 | 1.1478 | 0.28801 | 0 | 0 | 0.0029649 | 0 | 0.00010921 | 1000 | 1.5792 | 1.03 |  | 0.0002378 | 0 | 0.013689 | 1e-11 | 2.2955 | 0.57601 | 0 | 0 | 0.0088948 | 0 | 0.00021843 |  | 204.435 | 2.6231 | 2.8807 | 0.91059
67SanJua088.1_08/11/2015 01:1567SanJua088.142227.0520833333 | 67SanJua088.1_08/11/2015 01:15 | State of New Mexico | San Juan River (Navajo bnd at Hogback to Animas River) | 67SanJua088.1 | 204.435 | Main | San Juan River | 2015-08-11 01:15 |  |  |  |  | 77.8 | 90.1 | ND_0.516 | 0.018 |  | 0.27 | 47000 | 7600 |  |  | 20 |  | 5 | ND_0.33 | 0.81042 | 0.901 | #VALUE! | 0.00022528 | 0 | 0.014215 | 1e-11 | 1.1727 | 0.31269 | 0 | 0 | 0.00074123 | 0 | 9.1012e-05 | 1000 | 1.6208 | 0.901 |  | 0.00022528 | 0 | 0.014215 | 1e-11 | 2.3454 | 0.62539 | 0 | 0 | 0.0022237 | 0 | 0.00018202 |  | 204.435 | 2.5363 | 2.9732 | 0.85304
67SanJua088.1_08/08/2015 19:2067SanJua088.142224.8055555556 | 67SanJua088.1_08/08/2015 19:20 | State of New Mexico | San Juan River (Navajo bnd at Hogback to Animas River) | 67SanJua088.1 | 204.435 | Main | San Juan River | 2015-08-08 19:20 |  |  |  |  | 80.3 | 94.3 | ND_0.516 | 0.02 |  | 0.29 | 47000 | 7200 |  |  | 30 |  | 6 | ND_0.33 | 0.83646 | 0.943 | #VALUE! | 0.00025031 | 0 | 0.015268 | 1e-11 | 1.1727 | 0.29624 | 0 | 0 | 0.0011119 | 0 | 0.00010921 | 1000 | 1.6729 | 0.943 |  | 0.00025031 | 0 | 0.015268 | 1e-11 | 2.3454 | 0.59247 | 0 | 0 | 0.0033356 | 0 | 0.00021843 |  | 204.435 | 2.6314 | 2.9415 | 0.8946
67SanJua088.1_08/07/2015 19:3067SanJua088.142223.8125 | 67SanJua088.1_08/07/2015 19:30 | State of New Mexico | San Juan River (Navajo bnd at Hogback to Animas River) | 67SanJua088.1 | 204.435 | Main | San Juan River | 2015-08-07 19:30 |  |  |  |  | 84.2 | 96.6 | ND_0.516 | 0.023 |  | 0.3 | 51000 | 7900 |  |  | 20 |  | 6 | ND_0.33 | 0.87708 | 0.966 | #VALUE! | 0.00028786 | 0 | 0.015794 | 1e-11 | 1.2725 | 0.32504 | 0 | 0 | 0.00074123 | 0 | 0.00010921 | 1000 | 1.7542 | 0.966 |  | 0.00028786 | 0 | 0.015794 | 1e-11 | 2.545 | 0.65007 | 0 | 0 | 0.0022237 | 0 | 0.00021843 |  | 204.435 | 2.7362 | 3.1976 | 0.85573
67SanJua088.1_08/13/2015 07:3267SanJua088.142229.3138888889 | 67SanJua088.1_08/13/2015 07:32 | State of New Mexico | San Juan River (Navajo bnd at Hogback to Animas River) | 67SanJua088.1 | 204.435 | Main | San Juan River | 2015-08-13 07:32 |  |  |  |  | 87.8 | 99.3 | ND_0.516 | 0.022 |  | 0.3 | 54000 | 9000 |  |  | 20 |  | 5 | ND_0.33 | 0.91458 | 0.993 | #VALUE! | 0.00027534 | 0 | 0.015794 | 1e-11 | 1.3474 | 0.37029 | 0 | 0 | 0.00074123 | 0 | 9.1012e-05 | 1000 | 1.8292 | 0.993 |  | 0.00027534 | 0 | 0.015794 | 1e-11 | 2.6947 | 0.74059 | 0 | 0 | 0.0022237 | 0 | 0.00018202 |  | 204.435 | 2.8382 | 3.4377 | 0.82561
67SanJua088.1_08/14/2015 08:3067SanJua088.142230.3541666667 | 67SanJua088.1_08/14/2015 08:30 | State of New Mexico | San Juan River (Navajo bnd at Hogback to Animas River) | 67SanJua088.1 | 204.435 | Main | San Juan River | 2015-08-14 08:30 |  |  |  |  | 88 | 98.5 | ND_0.516 | 0.021 |  | 0.29 | 53000 | 8800 |  |  | 10 |  | 5 | ND_0.33 | 0.91667 | 0.985 | #VALUE! | 0.00026283 | 0 | 0.015268 | 1e-11 | 1.3224 | 0.36207 | 0 | 0 | 0.00037062 | 0 | 9.1012e-05 | 1000 | 1.8333 | 0.985 |  | 0.00026283 | 0 | 0.015268 | 1e-11 | 2.6448 | 0.72413 | 0 | 0 | 0.0011119 | 0 | 0.00018202 |  | 204.435 | 2.8339 | 3.3703 | 0.84084
67SanJua088.1_08/11/2015 07:5567SanJua088.142227.3298611111 | 67SanJua088.1_08/11/2015 07:55 | State of New Mexico | San Juan River (Navajo bnd at Hogback to Animas River) | 67SanJua088.1 | 204.435 | Main | San Juan River | 2015-08-11 07:55 |  |  |  |  | 88.2 | 98.4 | ND_0.516 | 0.019 |  | 0.28 | 52000 | 8200 |  |  | 20 |  | 5 | ND_0.33 | 0.91875 | 0.984 | #VALUE! | 0.0002378 | 0 | 0.014741 | 1e-11 | 1.2975 | 0.33738 | 0 | 0 | 0.00074123 | 0 | 9.1012e-05 | 1000 | 1.8375 | 0.984 |  | 0.0002378 | 0 | 0.014741 | 1e-11 | 2.5949 | 0.67476 | 0 | 0 | 0.0022237 | 0 | 0.00018202 |  | 204.435 | 2.8365 | 3.2721 | 0.86687
67SanJua088.1_08/13/2015 13:2067SanJua088.142229.5555555556 | 67SanJua088.1_08/13/2015 13:20 | State of New Mexico | San Juan River (Navajo bnd at Hogback to Animas River) | 67SanJua088.1 | 204.435 | Main | San Juan River | 2015-08-13 13:20 |  |  |  |  | 88.8 | 99 | ND_0.516 | 0.023 |  | 0.3 | 53000 | 8600 |  |  | 10 |  | 5 | ND_0.33 | 0.925 | 0.99 | #VALUE! | 0.00028786 | 0 | 0.015794 | 1e-11 | 1.3224 | 0.35384 | 0 | 0 | 0.00037062 | 0 | 9.1012e-05 | 1000 | 1.85 | 0.99 |  | 0.00028786 | 0 | 0.015794 | 1e-11 | 2.6448 | 0.70767 | 0 | 0 | 0.0011119 | 0 | 0.00018202 |  | 204.435 | 2.8561 | 3.3538 | 0.85159
67SanJua088.1_08/13/2015 00:3067SanJua088.142229.0208333333 | 67SanJua088.1_08/13/2015 00:30 | State of New Mexico | San Juan River (Navajo bnd at Hogback to Animas River) | 67SanJua088.1 | 204.435 | Main | San Juan River | 2015-08-13 00:30 |  |  |  |  | 89.9 | 94.4 | ND_0.516 | 0.023 |  | 0.3 | 51000 | 8500 |  |  | 20 |  | 5 | ND_0.33 | 0.93646 | 0.944 | #VALUE! | 0.00028786 | 0 | 0.015794 | 1e-11 | 1.2725 | 0.34972 | 0 | 0 | 0.00074123 | 0 | 9.1012e-05 | 1000 | 1.8729 | 0.944 |  | 0.00028786 | 0 | 0.015794 | 1e-11 | 2.545 | 0.69944 | 0 | 0 | 0.0022237 | 0 | 0.00018202 |  | 204.435 | 2.833 | 3.2469 | 0.87253
67SanJua088.1_08/13/2015 19:0567SanJua088.142229.7951388889 | 67SanJua088.1_08/13/2015 19:05 | State of New Mexico | San Juan River (Navajo bnd at Hogback to Animas River) | 67SanJua088.1 | 204.435 | Main | San Juan River | 2015-08-13 19:05 |  |  |  |  | 90.7 | 96.8 | ND_0.516 | 0.024 |  | 0.3 | 52000 | 8600 |  |  | 20 |  | 6 | ND_0.33 | 0.94479 | 0.968 | #VALUE! | 0.00030038 | 0 | 0.015794 | 1e-11 | 1.2975 | 0.35384 | 0 | 0 | 0.00074123 | 0 | 0.00010921 | 1000 | 1.8896 | 0.968 |  | 0.00030038 | 0 | 0.015794 | 1e-11 | 2.5949 | 0.70767 | 0 | 0 | 0.0022237 | 0 | 0.00021843 |  | 204.435 | 2.8737 | 3.3051 | 0.86948
67SanJua088.1_08/12/2015 18:4067SanJua088.142228.7777777778 | 67SanJua088.1_08/12/2015 18:40 | State of New Mexico | San Juan River (Navajo bnd at Hogback to Animas River) | 67SanJua088.1 | 204.435 | Main | San Juan River | 2015-08-12 18:40 |  |  |  |  | 92.2 | 95.8 | ND_0.516 | 0.028 |  | 0.3 | 53000 | 8500 |  |  | 30 |  | 6 | ND_0.33 | 0.96042 | 0.958 | #VALUE! | 0.00035044 | 0 | 0.015794 | 1e-11 | 1.3224 | 0.34972 | 0 | 0 | 0.0011119 | 0 | 0.00010921 | 1000 | 1.9208 | 0.958 |  | 0.00035044 | 0 | 0.015794 | 1e-11 | 2.6448 | 0.69944 | 0 | 0 | 0.0033356 | 0 | 0.00021843 |  | 204.435 | 2.895 | 3.3478 | 0.86473
67SanJua088.1_08/11/2015 13:4067SanJua088.142227.5694444444 | 67SanJua088.1_08/11/2015 13:40 | State of New Mexico | San Juan River (Navajo bnd at Hogback to Animas River) | 67SanJua088.1 | 204.435 | Main | San Juan River | 2015-08-11 13:40 |  |  |  |  | 92.3 | 97.2 | ND_0.516 | 0.021 |  | 0.3 | 52000 | 8300 |  |  | 20 |  | 5 | ND_0.33 | 0.96146 | 0.972 | #VALUE! | 0.00026283 | 0 | 0.015794 | 1e-11 | 1.2975 | 0.34149 | 0 | 0 | 0.00074123 | 0 | 9.1012e-05 | 1000 | 1.9229 | 0.972 |  | 0.00026283 | 0 | 0.015794 | 1e-11 | 2.5949 | 0.68299 | 0 | 0 | 0.0022237 | 0 | 0.00018202 |  | 204.435 | 2.911 | 3.2803 | 0.8874
67SanJua088.1_08/11/2015 18:5067SanJua088.142227.7847222222 | 67SanJua088.1_08/11/2015 18:50 | State of New Mexico | San Juan River (Navajo bnd at Hogback to Animas River) | 67SanJua088.1 | 204.435 | Main | San Juan River | 2015-08-11 18:50 |  |  |  |  | 93 | 91.2 | ND_0.516 | 0.022 |  | 0.3 | 52000 | 8400 |  |  | 40 |  | 5 | ND_0.33 | 0.96875 | 0.912 | #VALUE! | 0.00027534 | 0 | 0.015794 | 1e-11 | 1.2975 | 0.34561 | 0 | 0 | 0.0014825 | 0 | 9.1012e-05 | 1000 | 1.9375 | 0.912 |  | 0.00027534 | 0 | 0.015794 | 1e-11 | 2.5949 | 0.69122 | 0 | 0 | 0.0044474 | 0 | 0.00018202 |  | 204.435 | 2.8656 | 3.2908 | 0.87079
67SanJua088.1_08/12/2015 14:1567SanJua088.142228.59375 | 67SanJua088.1_08/12/2015 14:15 | State of New Mexico | San Juan River (Navajo bnd at Hogback to Animas River) | 67SanJua088.1 | 204.435 | Main | San Juan River | 2015-08-12 14:15 |  |  |  |  | 94.6 | 103 | ND_0.516 | 0.023 |  | 0.29 | 53000 | 8600 |  |  | 10 |  | 6 | ND_0.33 | 0.98542 | 1.03 | #VALUE! | 0.00028786 | 0 | 0.015268 | 1e-11 | 1.3224 | 0.35384 | 0 | 0 | 0.00037062 | 0 | 0.00010921 | 1000 | 1.9708 | 1.03 |  | 0.00028786 | 0 | 0.015268 | 1e-11 | 2.6448 | 0.70767 | 0 | 0 | 0.0011119 | 0 | 0.00021843 |  | 204.435 | 3.0164 | 3.3538 | 0.89938
67SanJua088.1_08/08/2015 13:4567SanJua088.142224.5729166667 | 67SanJua088.1_08/08/2015 13:45 | State of New Mexico | San Juan River (Navajo bnd at Hogback to Animas River) | 67SanJua088.1 | 204.435 | Main | San Juan River | 2015-08-08 13:45 |  |  |  |  | 98 | 87.6 | ND_0.516 | 0.02 |  | 0.3 | 50000 | 7400 |  |  | 260 |  | 9 | ND_0.33 | 1.0208 | 0.876 | #VALUE! | 0.00025031 | 0 | 0.015794 | 1e-11 | 1.2476 | 0.30446 | 0 | 0 | 0.0096361 | 0 | 0.00016382 | 1000 | 2.0417 | 0.876 |  | 0.00025031 | 0 | 0.015794 | 1e-11 | 2.4951 | 0.60893 | 0 | 0 | 0.028908 | 0 | 0.00032764 |  | 204.435 | 2.9337 | 3.1333 | 0.9363
10-25_20150825_RS10SANJUANR2542241.5520833333 | 10-25_20150825_RS | NNEPA | 0 | 10SANJUANR25 | 227.6256 | Main | San Juan River | 2015-08-25 13:15 |  |  |  |  | 92 | 110 | 8.7 |  |  | ND_0.04 | 46000 | 7700 | 27000 | 2500 | ND_20 | ND_10 | ND_0.8 | ND_3.3 | 0.95833 | 1.1 | 0.2454 | 0 | 0 | #VALUE! | 1e-11 | 1.1478 | 0.31681 | 1.1744 | 0.063941 | #VALUE! | #VALUE! | #VALUE! | 1000 | 1.9167 | 1.1 | 0.2454 | 0 | 0 |  | 1e-11 | 2.2955 | 0.63361 | 1.1744 | 0.063941 |  |  |  |  | 227.6256 | 3.2621 | 4.1675 | 0.78273
10-26_20150825_RS10SANJUANR2642241.4305555556 | 10-26_20150825_RS | NNEPA | 0 | 10SANJUANR26 | 272.478 | Main | San Juan River | 2015-08-25 10:20 |  |  |  |  | 98 | 110 | 9.4 |  |  | ND_0.04 | 51000 | 8900 | 30000 | 2600 | 140 | ND_10 | ND_0.8 | ND_3.3 | 1.0208 | 1.1 | 0.26514 | 0 | 0 | #VALUE! | 1e-11 | 1.2725 | 0.36618 | 1.3049 | 0.066499 | 0.0051886 | #VALUE! | #VALUE! | 1000 | 2.0417 | 1.1 | 0.26514 | 0 | 0 |  | 1e-11 | 2.545 | 0.73236 | 1.3049 | 0.066499 | 0.015566 |  |  |  | 272.478 | 3.4068 | 4.6644 | 0.73039
02-06_20150812_RS02SANJUANR0642228.59375 | 02-06_20150812_RS | NNEPA | 0 | 02SANJUANR06 | 295.8296 | Main | San Juan River | 2015-08-12 14:15 |  |  |  |  | 100 | 100 | 10 |  |  | 0.31 | 51000 | 7200 | 28000 | 2800 | 7.8 |  |  | ND_3.3 | 1.0417 | 1 | 0.28206 | 0 | 0 | 0.016321 | 1e-11 | 1.2725 | 0.29624 | 1.2179 | 0.071614 | 0.00028908 | 0 | 0 | 1000 | 2.0833 | 1 | 0.28206 | 0 | 0 | 0.016321 | 1e-11 | 2.545 | 0.59247 | 1.2179 | 0.071614 | 0.00086724 | 0 | 0 |  | 295.8296 | 3.3817 | 4.4279 | 0.76372
02-06_20150826_RS02SANJUANR0642242.40625 | 02-06_20150826_RS | NNEPA | 0 | 02SANJUANR06 | 295.8296 | Main | San Juan River | 2015-08-26 09:45 |  |  |  |  | 110 | 100 | 9.6 |  |  | ND_0.04 | 50000 | 8300 | 30000 | 2300 | ND_20 | ND_10 | ND_0.8 | ND_3.3 | 1.1458 | 1 | 0.27078 | 0 | 0 | #VALUE! | 1e-11 | 1.2476 | 0.34149 | 1.3049 | 0.058826 | #VALUE! | #VALUE! | #VALUE! | 1000 | 2.2917 | 1 | 0.27078 | 0 | 0 |  | 1e-11 | 2.4951 | 0.68299 | 1.3049 | 0.058826 |  |  |  |  | 295.8296 | 3.5624 | 4.5419 | 0.78436
201602397495400042534.5208333333 | 201602397 | State of Utah | GKM061316 | 4954000 | 298.7425 | Main | San Juan River | 2016-06-13 12:30 |  | 7.1615 | 249 |  | 47 | 69 | 3.67 |  |  |  | 31400 | 4980 | 11700 | 1630 | 63.418 | 77.5 | 8.32 | ND_10 | 0.48958 | 0.69 | 0.10352 | 0 | 0 | 0 | 0.00014504 | 0.78347 | 0.2049 | 0.50892 | 0.04169 | 0.0023504 | 0.0013878 | 0.00015144 | 6.8945e-05 | 0.97917 | 0.69 | 0.10352 | 0 | 0 | 0 | 0.00014504 | 1.5669 | 0.40979 | 0.50892 | 0.04169 | 0.0070511 | 0.0027755 | 0.00030289 | 6.8945e-05 | 298.7425 | 1.7728 | 2.5375 | 0.69864
201602472495400042539.6458333333 | 201602472 | State of Utah | GKM061816 | 4954000 | 298.7425 | Main | San Juan River | 2016-06-18 15:30 |  | 7.4195 | 253 |  | 47.1 | 72 | 4.4 |  |  |  | 32100 | 5050 | 12100 | 1610 | 49.912 | 57.3 | ND_5 | 16.108 | 0.49063 | 0.72 | 0.12411 | 0 | 0 | 0 | 0.00026272 | 0.80094 | 0.20778 | 0.52632 | 0.041178 | 0.0018498 | 0.0010261 | #VALUE! | 3.8063e-05 | 0.98125 | 0.72 | 0.12411 | 0 | 0 | 0 | 0.00026272 | 1.6019 | 0.41555 | 0.52632 | 0.041178 | 0.0055495 | 0.0020521 |  | 3.8063e-05 | 298.7425 | 1.8256 | 2.5926 | 0.70417
201602563495400042546.6145833333 | 201602563 | State of Utah | GKM062516 | 4954000 | 298.7425 | Main | San Juan River | 2016-06-25 14:45 |  | 7.3375 | 258 |  | 47.5 | 74 | 4.33 |  |  |  | 33100 | 5250 | 12800 | 1590 | 15.78 | ND_20 | ND_5 | ND_10 | 0.49479 | 0.74 | 0.12213 | 0 | 0 | 0 | 0.00021752 | 0.82589 | 0.216 | 0.55677 | 0.040667 | 0.00058483 | #VALUE! | #VALUE! | 4.5973e-05 | 0.98958 | 0.74 | 0.12213 | 0 | 0 | 0 | 0.00021752 | 1.6518 | 0.43201 | 0.55677 | 0.040667 | 0.0017545 |  |  | 4.5973e-05 | 298.7425 | 1.8519 | 2.683 | 0.69024
201602162495400042526.4375 | 201602162 | State of Utah | GKM060516 | 4954000 | 298.7425 | Main | San Juan River | 2016-06-05 10:30 |  | 7.3055 | 248 |  | 48.5 | 71 | 3.63 |  |  |  | 31200 | 5150 | 11600 | 1680 | 72.12 | 88.1 | 7.512 | ND_10 | 0.50521 | 0.71 | 0.10239 | 0 | 0 | 0 | 0.00020207 | 0.77848 | 0.21189 | 0.50457 | 0.042969 | 0.0026729 | 0.0015776 | 0.00013674 | 4.9488e-05 | 1.0104 | 0.71 | 0.10239 | 0 | 0 | 0 | 0.00020207 | 1.557 | 0.42378 | 0.50457 | 0.042969 | 0.0080187 | 0.0031552 | 0.00027347 | 4.9488e-05 | 298.7425 | 1.823 | 2.5398 | 0.71778
201602112495400042521.6770833333 | 201602112 | State of Utah | GKM053116 | 4954000 | 298.7425 | Main | San Juan River | 2016-05-31 16:15 |  | 7.4945 | 290 |  | 59 | 83 | 5.36 |  |  |  | 38500 | 6420 | 14600 | 1820 | 48.125 | 39.9 | 5.117 | ND_10 | 0.61458 | 0.83 | 0.15119 | 0 | 0 | 0 | 0.00031225 | 0.96063 | 0.26414 | 0.63507 | 0.046549 | 0.0017836 | 0.00071448 | 9.3141e-05 | 3.2026e-05 | 1.2292 | 0.83 | 0.15119 | 0 | 0 | 0 | 0.00031225 | 1.9213 | 0.52829 | 0.63507 | 0.046549 | 0.0053508 | 0.001429 | 0.00018628 | 3.2026e-05 | 298.7425 | 2.2107 | 3.1382 | 0.70445
201601873495400042511.6458333333 | 201601873 | State of Utah | GKM052116 | 4954000 | 298.7425 | Main | San Juan River | 2016-05-21 15:30 |  | 7.3225 | 333 |  | 69.6 | 87 | 5.73 |  |  |  | 41900 | 6560 | 19900 | 2060 | 23.394 | 45.7 | 7.678 | ND_10 | 0.725 | 0.87 | 0.16162 | 0 | 0 | 0 | 0.00021014 | 1.0455 | 0.2699 | 0.86561 | 0.052688 | 0.00086702 | 0.00081834 | 0.00013976 | 4.7588e-05 | 1.45 | 0.87 | 0.16162 | 0 | 0 | 0 | 0.00021014 | 2.0909 | 0.53981 | 0.86561 | 0.052688 | 0.0026011 | 0.0016367 | 0.00027952 | 4.7588e-05 | 298.7425 | 2.4818 | 3.5536 | 0.6984
201601643495400042499.5208333333 | 201601643 | State of Utah | GKM050916 | 4954000 | 298.7425 | Main | San Juan River | 2016-05-09 12:30 |  | 7.5445 | 352 |  | 85.8 | 93 | 7.45 |  |  |  | 50200 | 8190 | 18500 | 1670 | 37.584 | 26.4 | 5.625 | ND_10 | 0.89375 | 0.93 | 0.21014 | 0 | 0 | 0 | 0.00035035 | 1.2526 | 0.33697 | 0.80471 | 0.042713 | 0.0013929 | 0.00047274 | 0.00010239 | 2.8543e-05 | 1.7875 | 0.93 | 0.21014 | 0 | 0 | 0 | 0.00035035 | 2.5051 | 0.67394 | 0.80471 | 0.042713 | 0.0041788 | 0.00094547 | 0.00020478 | 2.8543e-05 | 298.7425 | 2.928 | 4.0318 | 0.72622
201601709495400042505.5104166667 | 201601709 | State of Utah | GKM051516 | 4954000 | 298.7425 | Main | San Juan River | 2016-05-15 12:15 |  | 7.7715 | 432 |  | 118 | 105 | 9.01 |  |  |  | 57100 | 8870 | 25200 | 1840 | 49.973 | 51.1 | ND_5 | 18.555 | 1.2292 | 1.05 | 0.25414 | 0 | 0 | 0 | 0.00059088 | 1.4247 | 0.36495 | 1.0961 | 0.047061 | 0.0018521 | 0.00091503 | #VALUE! | 1.6924e-05 | 2.4583 | 1.05 | 0.25414 | 0 | 0 | 0 | 0.00059088 | 2.8494 | 0.72989 | 1.0961 | 0.047061 | 0.0055563 | 0.0018301 |  | 1.6924e-05 | 298.7425 | 3.7631 | 4.7299 | 0.79558
201601345495400042472.5833333333 | 201601345 | State of Utah | GKM041116 | 4954000 | 298.7425 | Main | San Juan River | 2016-04-12 14:00 |  | 7.5725 | 454 |  | 122 | 101 | 10.9 |  |  |  | 59800 | 10700 | 28000 | 1970 | 31.038 | ND_20 | ND_5 | ND_10 | 1.2708 | 1.01 | 0.30745 | 0 | 0 | 0 | 0.00037368 | 1.4921 | 0.44024 | 1.2179 | 0.050386 | 0.0011503 | #VALUE! | #VALUE! | 2.6761e-05 | 2.5417 | 1.01 | 0.30745 | 0 | 0 | 0 | 0.00037368 | 2.9842 | 0.88048 | 1.2179 | 0.050386 | 0.003451 |  |  | 2.6761e-05 | 298.7425 | 3.8595 | 5.1365 | 0.75139
201601513495400042486.4895833333 | 201601513 | State of Utah | GKM042516 | 4954000 | 298.7425 | Main | San Juan River | 2016-04-26 11:45 |  | 7.651 | 482 |  | 142 | 119 | 12.2 |  |  |  | 67400 | 12000 | 31100 | 2030 | 29.28 | ND_20 | ND_5 | ND_10 | 1.4792 | 1.19 | 0.34412 | 0 | 0 | 0 | 0.00044771 | 1.6817 | 0.49373 | 1.3528 | 0.05192 | 0.0010852 | #VALUE! | #VALUE! | 2.2336e-05 | 2.9583 | 1.19 | 0.34412 | 0 | 0 | 0 | 0.00044771 | 3.3634 | 0.98745 | 1.3528 | 0.05192 | 0.0032555 |  |  | 2.2336e-05 | 298.7425 | 4.4929 | 5.7589 | 0.78017
201600803495400042438.3472222222 | 201600803 | State of Utah | GKM030816 | 4954000 | 298.7425 | Main | San Juan River | 2016-03-09 08:20 |  | 7.858 | 527 |  | 145 | 118 | 12.5 |  |  |  | 64900 | 12000 | 34200 | 2280 | 17.261 | ND_20 | ND_5 | ND_10 | 1.5104 | 1.18 | 0.35258 | 0 | 0 | 0 | 0.00072111 | 1.6193 | 0.49373 | 1.4876 | 0.058315 | 0.00063972 | #VALUE! | #VALUE! | 1.3868e-05 | 3.0208 | 1.18 | 0.35258 | 0 | 0 | 0 | 0.00072111 | 3.2387 | 0.98745 | 1.4876 | 0.058315 | 0.0019192 |  |  | 1.3868e-05 | 298.7425 | 4.5541 | 5.774 | 0.78873
201601576495400042492.5833333333 | 201601576 | State of Utah | GKM050216 | 4954000 | 298.7425 | Main | San Juan River | 2016-05-02 14:00 |  | 7.7545 | 518 |  | 150 | 119 | 14.4 |  |  |  | 69800 | 12200 | 37300 | 2170 | 24.459 | ND_20 | 5.943 | ND_10 | 1.5625 | 1.19 | 0.40617 | 0 | 0 | 0 | 0.0005682 | 1.7416 | 0.50195 | 1.6225 | 0.055501 | 0.00090649 | #VALUE! | 0.00010818 | 1.7599e-05 | 3.125 | 1.19 | 0.40617 | 0 | 0 | 0 | 0.0005682 | 3.4832 | 1.0039 | 1.6225 | 0.055501 | 0.0027195 |  | 0.00021635 | 1.7599e-05 | 298.7425 | 4.7217 | 6.168 | 0.76552
201600925495400042451.3958333333 | 201600925 | State of Utah | GKM032116 | 4954000 | 298.7425 | Main | San Juan River | 2016-03-22 09:30 |  | 7.969 | 539 |  | 157 | 114 | 14.3 |  |  |  | 67400 | 13100 | 35600 | 2170 | ND_10 | ND_20 | ND_5 | ND_10 | 1.6354 | 1.14 | 0.40335 | 0 | 0 | 0 | 0.00093111 | 1.6817 | 0.53898 | 1.5485 | 0.055501 | #VALUE! | #VALUE! | #VALUE! | 1.074e-05 | 3.2708 | 1.14 | 0.40335 | 0 | 0 | 0 | 0.00093111 | 3.3634 | 1.078 | 1.5485 | 0.055501 |  |  |  | 1.074e-05 | 298.7425 | 4.8151 | 6.0454 | 0.79649
201600832495400042444.3472222222 | 201600832 | State of Utah | GKM031416 | 4954000 | 298.7425 | Main | San Juan River | 2016-03-15 08:20 |  | 7.882 | 541 |  | 160 | 118 | 14.6 |  |  |  | 71900 | 13400 | 37000 | 2220 | ND_10 | ND_20 | ND_5 | ND_10 | 1.6667 | 1.18 | 0.41181 | 0 | 0 | 0 | 0.00076208 | 1.794 | 0.55133 | 1.6094 | 0.05678 | #VALUE! | #VALUE! | #VALUE! | 1.3122e-05 | 3.3333 | 1.18 | 0.41181 | 0 | 0 | 0 | 0.00076208 | 3.588 | 1.1027 | 1.6094 | 0.05678 |  |  |  | 1.3122e-05 | 298.7425 | 4.9259 | 6.3569 | 0.7749
201601044495400042457.7013888889 | 201601044 | State of Utah | GKM032816 | 4954000 | 298.7425 | Main | San Juan River | 2016-03-28 16:50 |  | 8.004 | 536 |  | 160 | 113 | 14.3 |  |  |  | 70800 | 12600 | 38100 | 2210 | ND_10 | ND_20 | ND_5 | ND_10 | 1.6667 | 1.13 | 0.40335 | 0 | 0 | 0 | 0.0010093 | 1.7666 | 0.51841 | 1.6573 | 0.056524 | #VALUE! | #VALUE! | #VALUE! | 9.9083e-06 | 3.3333 | 1.13 | 0.40335 | 0 | 0 | 0 | 0.0010093 | 3.5331 | 1.0368 | 1.6573 | 0.056524 |  |  |  | 9.9083e-06 | 298.7425 | 4.8677 | 6.2837 | 0.77465
201601435495400042479.5173611111 | 201601435 | State of Utah | GKM041916 | 4954000 | 298.7425 | Main | San Juan River | 2016-04-19 12:25 |  | 7.6245 | 543 |  | 164 | 111 | 14.2 |  |  |  | 66600 | 12800 | 41300 | 1920 | 18.45 | ND_20 | ND_5 | ND_10 | 1.7083 | 1.11 | 0.40053 | 0 | 0 | 0 | 0.00042121 | 1.6618 | 0.52664 | 1.7965 | 0.049107 | 0.00068379 | #VALUE! | #VALUE! | 2.3741e-05 | 3.4167 | 1.11 | 0.40053 | 0 | 0 | 0 | 0.00042121 | 3.3235 | 1.0533 | 1.7965 | 0.049107 | 0.0020514 |  |  | 2.3741e-05 | 298.7425 | 4.9276 | 6.2244 | 0.79166
201600686495400042423.4236111111 | 201600686 | State of Utah | GKM022216 | 4954000 | 298.7425 | Main | San Juan River | 2016-02-23 10:10 |  | 7.4755 | 579 |  | 170 | 125 | 11.9 |  |  |  | 67870 | 12510 | 44840 | 3122 | 14.896 | ND_20 | ND_5 | ND_10 | 1.7708 | 1.25 | 0.33566 | 0 | 0 | 0 | 0.00029888 | 1.6934 | 0.51471 | 1.9504 | 0.07985 | 0.00055207 | #VALUE! | #VALUE! | 3.3458e-05 | 3.5417 | 1.25 | 0.33566 | 0 | 0 | 0 | 0.00029888 | 3.3869 | 1.0294 | 1.9504 | 0.07985 | 0.0016562 |  |  | 3.3458e-05 | 298.7425 | 5.1276 | 6.4483 | 0.79519
201600733495400042429.6666666667 | 201600733 | State of Utah | GKM022916 | 4954000 | 298.7425 | Main | San Juan River | 2016-02-29 16:00 |  | 7.6125 | 554 |  | 170 | 122 | 11.6 |  |  |  | 71100 | 13700 | 39200 | 2600 | 10.431 | ND_20 | ND_5 | ND_10 | 1.7708 | 1.22 | 0.32719 | 0 | 0 | 0 | 0.00040973 | 1.774 | 0.56367 | 1.7051 | 0.066499 | 0.00038659 | #VALUE! | #VALUE! | 2.4406e-05 | 3.5417 | 1.22 | 0.32719 | 0 | 0 | 0 | 0.00040973 | 3.5481 | 1.1273 | 1.7051 | 0.066499 | 0.0011598 |  |  | 2.4406e-05 | 298.7425 | 5.0893 | 6.4482 | 0.78925
201600514495400042416.625 | 201600514 | State of Utah | GKM021616 | 4954000 | 298.7425 | Main | San Juan River | 2016-02-16 15:00 |  | 7.574 | 584 |  | 175 | 119 | 14.3 |  |  |  | 66200 | 10900 | 62900 | 3100 | 319.32 | 155 | 14.449 | 22.479 | 1.8229 | 1.19 | 0.40335 | 0 | 0 | 0 | 0.00037497 | 1.6518 | 0.44847 | 2.736 | 0.079287 | 0.011835 | 0.0027755 | 0.00026301 | 2.6669e-05 | 3.6458 | 1.19 | 0.40335 | 0 | 0 | 0 | 0.00037497 | 3.3036 | 0.89693 | 2.736 | 0.079287 | 0.035504 | 0.0055511 | 0.00052601 | 2.6669e-05 | 298.7425 | 5.2396 | 7.0574 | 0.74242
201601179495400042464.5138888889 | 201601179 | State of Utah | GKM040416 | 4954000 | 298.7425 | Main | San Juan River | 2016-04-04 12:20 |  | 7.9695 | 569 |  | 177 | 116 | 15.9 |  |  |  | 74100 | 13700 | 42500 | 2530 | 52.3 | 36.2 | 5.313 | ND_10 | 1.8438 | 1.16 | 0.44848 | 0 | 0 | 0 | 0.00093218 | 1.8489 | 0.56367 | 1.8487 | 0.064709 | 0.0019383 | 0.00064822 | 9.6709e-05 | 1.0728e-05 | 3.6875 | 1.16 | 0.44848 | 0 | 0 | 0 | 0.00093218 | 3.6978 | 1.1273 | 1.8487 | 0.064709 | 0.005815 | 0.0012964 | 0.00019342 | 1.0728e-05 | 298.7425 | 5.2969 | 6.7458 | 0.78522
201602395495388042534.5 | 201602395 | State of Utah | GKM061316 | 4953880 | 332.8928 | Reference | San Juan River | 2016-06-13 12:00 |  | 8.1065 | 1558 |  | 674 | 215 | 25.2 |  |  |  | 162000 | 89600 | 95800 | 5280 | ND_10 | ND_20 | 8.612 | 12.256 | 7.0208 | 2.15 | 0.7108 | 0 | 0 | 0 | 0.0012779 | 4.0421 | 3.6865 | 4.1671 | 0.13504 | #VALUE! | #VALUE! | 0.00015676 | 7.8253e-06 | 14.0417 | 2.15 | 0.7108 | 0 | 0 | 0 | 0.0012779 | 8.0842 | 7.373 | 4.1671 | 0.13504 |  |  | 0.00031352 | 7.8253e-06 | 332.8928 | 16.9037 | 19.7597 | 0.85547
201602160495388042526.40625 | 201602160 | State of Utah | GKM060516 | 4953880 | 332.8928 | Reference | San Juan River | 2016-06-05 09:45 |  | 8.1435 | 1581 |  | 699 | 223 | 27.5 |  |  |  | 151000 | 92200 | 102000 | 5400 | ND_10 | ND_20 | 11.598 | ND_10 | 7.2812 | 2.23 | 0.77567 | 0 | 0 | 0 | 0.0013916 | 3.7677 | 3.7935 | 4.4368 | 0.13811 | #VALUE! | #VALUE! | 0.00021111 | 7.1862e-06 | 14.5625 | 2.23 | 0.77567 | 0 | 0 | 0 | 0.0013916 | 7.5353 | 7.5869 | 4.4368 | 0.13811 |  |  | 0.00042222 | 7.1862e-06 | 332.8928 | 17.5696 | 19.6975 | 0.89197
201602470495388042539.6145833333 | 201602470 | State of Utah | GKM061816 | 4953880 | 332.8928 | Reference | San Juan River | 2016-06-18 14:45 |  | 8.164 | 1604 |  | 725 | 203 | 27.6 |  |  |  | 164000 | 95400 | 102000 | 5380 | ND_10 | ND_20 | 13.653 | ND_10 | 7.5521 | 2.03 | 0.7785 | 0 | 0 | 0 | 0.0014588 | 4.092 | 3.9251 | 4.4368 | 0.1376 | #VALUE! | #VALUE! | 0.00024852 | 6.8549e-06 | 15.1042 | 2.03 | 0.7785 | 0 | 0 | 0 | 0.0014588 | 8.184 | 7.8502 | 4.4368 | 0.1376 |  |  | 0.00049703 | 6.8549e-06 | 332.8928 | 17.9141 | 20.6092 | 0.86923
201602561495388042546.59375 | 201602561 | State of Utah | GKM062516 | 4953880 | 332.8928 | Reference | San Juan River | 2016-06-25 14:15 |  | 8.1465 | 1615 |  | 749 | 192 | 29.7 |  |  |  | 150000 | 96700 | 114000 | 5450 | ND_10 | ND_20 | 12.973 | ND_10 | 7.8021 | 1.92 | 0.83773 | 0 | 0 | 0 | 0.0014012 | 3.7427 | 3.9786 | 4.9587 | 0.13939 | #VALUE! | #VALUE! | 0.00023614 | 7.1367e-06 | 15.6042 | 1.92 | 0.83773 | 0 | 0 | 0 | 0.0014012 | 7.4854 | 7.9572 | 4.9587 | 0.13939 |  |  | 0.00047228 | 7.1367e-06 | 332.8928 | 18.3633 | 20.5412 | 0.89397
201602110495388042521.6666666667 | 201602110 | State of Utah | GKM053116 | 4953880 | 332.8928 | Reference | San Juan River | 2016-05-31 16:00 |  | 8.1165 | 1647 |  | 750 | 213 | 29.5 |  |  |  | 166000 | 104000 | 115000 | 5480 | ND_10 | ND_20 | 16.056 | ND_10 | 7.8125 | 2.13 | 0.83209 | 0 | 0 | 0 | 0.0013077 | 4.1419 | 4.279 | 5.0022 | 0.14016 | #VALUE! | #VALUE! | 0.00029226 | 7.6472e-06 | 15.625 | 2.13 | 0.83209 | 0 | 0 | 0 | 0.0013077 | 8.2838 | 8.5579 | 5.0022 | 0.14016 |  |  | 0.00058451 | 7.6472e-06 | 332.8928 | 18.5884 | 21.9847 | 0.84551
201601871495388042511.6145833333 | 201601871 | State of Utah | GKM052116 | 4953880 | 332.8928 | Reference | San Juan River | 2016-05-21 14:45 |  | 8.0655 | 1768 |  | 861 | 212 | 31.6 |  |  |  | 183000 | 112000 | 124000 | 5660 | ND_10 | ND_20 | 12.903 | ND_10 | 8.9688 | 2.12 | 0.89132 | 0 | 0 | 0 | 0.0011628 | 4.5661 | 4.6081 | 5.3937 | 0.14476 | #VALUE! | #VALUE! | 0.00023486 | 8.6e-06 | 17.9375 | 2.12 | 0.89132 | 0 | 0 | 0 | 0.0011628 | 9.1322 | 9.2162 | 5.3937 | 0.14476 |  |  | 0.00046973 | 8.6e-06 | 332.8928 | 20.95 | 23.8874 | 0.87703
201600687495388042423.7326388889 | 201600687 | State of Utah | GKM022216 | 4953880 | 332.8928 | Reference | San Juan River | 2016-02-23 17:35 |  | 8.111 | 1919 |  | 955 | 257 | 31.1 |  |  |  | 213700 | 114800 | 118600 | 6782 | ND_10 | ND_20 | 12.725 | ND_10 | 9.9479 | 2.57 | 0.87722 | 0 | 0 | 0 | 0.0012912 | 5.3321 | 4.7233 | 5.1588 | 0.17346 | #VALUE! | #VALUE! | 0.00023162 | 7.7446e-06 | 19.8958 | 2.57 | 0.87722 | 0 | 0 | 0 | 0.0012912 | 10.6642 | 9.4466 | 5.1588 | 0.17346 |  |  | 0.00046325 | 7.7446e-06 | 332.8928 | 23.3443 | 25.4436 | 0.91749
201600830495388042444.3888888889 | 201600830 | State of Utah | GKM031416 | 4953880 | 332.8928 | Reference | San Juan River | 2016-03-15 09:20 |  | 8.0175 | 1894 |  | 956 | 203 | 32.5 |  |  |  | 229000 | 115000 | 112000 | 4530 | ND_10 | ND_20 | 8.56 | ND_10 | 9.9583 | 2.03 | 0.91671 | 0 | 0 | 0 | 0.0010411 | 5.7139 | 4.7315 | 4.8717 | 0.11586 | #VALUE! | #VALUE! | 0.00015581 | 9.6051e-06 | 19.9167 | 2.03 | 0.91671 | 0 | 0 | 0 | 0.0010411 | 11.4277 | 9.4631 | 4.8717 | 0.11586 |  |  | 0.00031162 | 9.6051e-06 | 332.8928 | 22.8644 | 25.8787 | 0.88352
201601707495388042505.4791666667 | 201601707 | State of Utah | GKM051516 | 4953880 | 332.8928 | Reference | San Juan River | 2016-05-15 11:30 |  | 8.1545 | 2010 |  | 975 | 200 | 38 |  |  |  | 183000 | 121000 | 144000 | 6000 | ND_10 | ND_20 | 31.053 | ND_10 | 10.1562 | 2 | 1.0718 | 0 | 0 | 0 | 0.0014272 | 4.5661 | 4.9784 | 6.2637 | 0.15346 | #VALUE! | #VALUE! | 0.00056524 | 7.0065e-06 | 20.3125 | 2 | 1.0718 | 0 | 0 | 0 | 0.0014272 | 9.1322 | 9.9568 | 6.2637 | 0.15346 |  |  | 0.0011305 | 7.0065e-06 | 332.8928 | 23.3858 | 25.5073 | 0.91683
201600926495388042451.4375 | 201600926 | State of Utah | GKM032116 | 4953880 | 332.8928 | Reference | San Juan River | 2016-03-22 10:30 |  | 8.0175 | 1940 |  | 983 | 203 | 33.1 |  |  |  | 231000 | 118000 | 118000 | 4640 | ND_10 | ND_20 | 9.744 | ND_10 | 10.2396 | 2.03 | 0.93363 | 0 | 0 | 0 | 0.0010411 | 5.7638 | 4.855 | 5.1327 | 0.11868 | #VALUE! | #VALUE! | 0.00017736 | 9.6051e-06 | 20.4792 | 2.03 | 0.93363 | 0 | 0 | 0 | 0.0010411 | 11.5275 | 9.7099 | 5.1327 | 0.11868 |  |  | 0.00035473 | 9.6051e-06 | 332.8928 | 23.4438 | 26.4892 | 0.88503
201601574495388042492.5625 | 201601574 | State of Utah | GKM050216 | 4953880 | 332.8928 | Reference | San Juan River | 2016-05-02 13:30 |  | 8.034 | 2030 |  | 1030 | 215 | 40.3 |  |  |  | 206000 | 139000 | 158000 | 5470 | ND_10 | ND_20 | 14.098 | ND_10 | 10.7292 | 2.15 | 1.1367 | 0 | 0 | 0 | 0.0010814 | 5.14 | 5.719 | 6.8726 | 0.1399 | #VALUE! | #VALUE! | 0.00025662 | 9.247e-06 | 21.4583 | 2.15 | 1.1367 | 0 | 0 | 0 | 0.0010814 | 10.28 | 11.438 | 6.8726 | 0.1399 |  |  | 0.00051323 | 9.247e-06 | 332.8928 | 24.7461 | 28.731 | 0.8613
201601641495388042499.5833333333 | 201601641 | State of Utah | GKM050916 | 4953880 | 332.8928 | Reference | San Juan River | 2016-05-09 14:00 |  | 8.121 | 2100 |  | 1090 | 215 | 42.2 |  |  |  | 203000 | 136000 | 166000 | 5650 | ND_10 | ND_20 | 29.318 | ND_10 | 11.3542 | 2.15 | 1.1903 | 0 | 0 | 0 | 0.0013213 | 5.0651 | 5.5956 | 7.2206 | 0.14451 | #VALUE! | #VALUE! | 0.00053366 | 7.5683e-06 | 22.7083 | 2.15 | 1.1903 | 0 | 0 | 0 | 0.0013213 | 10.1302 | 11.1911 | 7.2206 | 0.14451 |  |  | 0.0010673 | 7.5683e-06 | 332.8928 | 26.05 | 28.6876 | 0.90806
201600731495388042429.7083333333 | 201600731 | State of Utah | GKM022916 | 4953880 | 332.8928 | Reference | San Juan River | 2016-02-29 17:00 |  | 8.0015 | 2200 |  | 1190 | 248 | 38.8 |  |  |  | 244000 | 142000 | 146000 | 5340 | 69.568 | 24.7 | 20.062 | ND_10 | 12.3958 | 2.48 | 1.0944 | 0 | 0 | 0 | 0.0010035 | 6.0881 | 5.8424 | 6.3507 | 0.13658 | 0.0025783 | 0.0004423 | 0.00036518 | 9.9655e-06 | 24.7917 | 2.48 | 1.0944 | 0 | 0 | 0 | 0.0010035 | 12.1763 | 11.6848 | 6.3507 | 0.13658 | 0.0077349 | 0.00088459 | 0.00073035 | 9.9655e-06 | 332.8928 | 28.3671 | 30.3577 | 0.93443
201601177495388042464.5625 | 201601177 | State of Utah | GKM040416 | 4953880 | 332.8928 | Reference | San Juan River | 2016-04-04 13:30 |  | 8.0845 | 2250 |  | 1250 | 210 | 41.1 |  |  |  | 239000 | 146000 | 163000 | 4840 | ND_10 | ND_20 | 25.718 | ND_10 | 13.0208 | 2.1 | 1.1593 | 0 | 0 | 0 | 0.0012148 | 5.9634 | 6.007 | 7.0901 | 0.12379 | #VALUE! | #VALUE! | 0.00046813 | 8.2319e-06 | 26.0417 | 2.1 | 1.1593 | 0 | 0 | 0 | 0.0012148 | 11.9267 | 12.014 | 7.0901 | 0.12379 |  |  | 0.00093626 | 8.2319e-06 | 332.8928 | 29.3022 | 31.1556 | 0.94051
201600801495388042438.3784722222 | 201600801 | State of Utah | GKM030816 | 4953880 | 332.8928 | Reference | San Juan River | 2016-03-09 09:05 |  | 8.03 | 2410 |  | 1270 | 220 | 43.4 |  |  |  | 254000 | 156000 | 167000 | 5040 | ND_10 | ND_20 | 18.556 | ND_10 | 13.2292 | 2.2 | 1.2242 | 0 | 0 | 0 | 0.0010715 | 6.3376 | 6.4184 | 7.2641 | 0.12891 | #VALUE! | #VALUE! | 0.00033776 | 9.3325e-06 | 26.4583 | 2.2 | 1.2242 | 0 | 0 | 0 | 0.0010715 | 12.6753 | 12.8369 | 7.2641 | 0.12891 |  |  | 0.00067553 | 9.3325e-06 | 332.8928 | 29.8836 | 32.9059 | 0.90815
201601042495388042457.7361111111 | 201601042 | State of Utah | GKM032816 | 4953880 | 332.8928 | Reference | San Juan River | 2016-03-28 17:40 |  | 8.044 | 2370 |  | 1280 | 210 | 39.8 |  |  |  | 265000 | 159000 | 170000 | 5110 | ND_10 | ND_20 | 27.47 | ND_10 | 13.3333 | 2.1 | 1.1226 | 0 | 0 | 0 | 0.0011066 | 6.6121 | 6.5419 | 7.3946 | 0.1307 | #VALUE! | #VALUE! | 0.00050002 | 9.0365e-06 | 26.6667 | 2.1 | 1.1226 | 0 | 0 | 0 | 0.0011066 | 13.2242 | 13.0837 | 7.3946 | 0.1307 |  |  | 0.001 | 9.0365e-06 | 332.8928 | 29.8904 | 33.8343 | 0.88344
201601343495388042472.5625 | 201601343 | State of Utah | GKM041116 | 4953880 | 332.8928 | Reference | San Juan River | 2016-04-12 13:30 |  | 8.1 | 2490 |  | 1360 | 207 | 46.5 |  |  |  | 213000 | 141000 | 171000 | 4240 | ND_10 | ND_20 | 46.705 | ND_10 | 14.1667 | 2.07 | 1.3116 | 0 | 0 | 0 | 0.0012589 | 5.3146 | 5.8013 | 7.4381 | 0.10844 | #VALUE! | #VALUE! | 0.00085014 | 7.9433e-06 | 28.3333 | 2.07 | 1.3116 | 0 | 0 | 0 | 0.0012589 | 10.6293 | 11.6026 | 7.4381 | 0.10844 |  |  | 0.0017003 | 7.9433e-06 | 332.8928 | 31.7162 | 29.7801 | 1.065
201601511495388042486.4583333333 | 201601511 | State of Utah | GKM042516 | 4953880 | 332.8928 | Reference | San Juan River | 2016-04-26 11:00 |  | 8.1345 | 2560 |  | 1470 | 226 | 55.6 |  |  |  | 248000 | 176000 | 225000 | 5750 | ND_10 | ND_20 | 69.109 | ND_10 | 15.3125 | 2.26 | 1.5683 | 0 | 0 | 0 | 0.001363 | 6.1879 | 7.2413 | 9.787 | 0.14707 | #VALUE! | #VALUE! | 0.0012579 | 7.3367e-06 | 30.625 | 2.26 | 1.5683 | 0 | 0 | 0 | 0.001363 | 12.3759 | 14.4826 | 9.787 | 0.14707 |  |  | 0.0025159 | 7.3367e-06 | 332.8928 | 34.4546 | 36.7951 | 0.93639
201601433495388042479.4861111111 | 201601433 | State of Utah | GKM041916 | 4953880 | 332.8928 | Reference | San Juan River | 2016-04-19 11:40 |  | 7.958 | 2730 |  | 1570 | 230 | 49.8 |  |  |  | 272000 | 181000 | 217000 | 5090 | ND_10 | ND_20 | 43.292 | ND_10 | 16.3542 | 2.3 | 1.4047 | 0 | 0 | 0 | 0.00090782 | 6.7868 | 7.447 | 9.439 | 0.13018 | #VALUE! | #VALUE! | 0.00078802 | 1.1015e-05 | 32.7083 | 2.3 | 1.4047 | 0 | 0 | 0 | 0.00090782 | 13.5735 | 14.8941 | 9.439 | 0.13018 |  |  | 0.001576 | 1.1015e-05 | 332.8928 | 36.4139 | 38.0384 | 0.95729
201602562495399042546.5833333333 | 201602562 | State of Utah | GKM062516 | 4953990 | 345.7193 | Main | San Juan River | 2016-06-25 14:00 |  | 7.4045 | 261 |  | 45.5 | 76 | 4.58 |  |  |  | 33300 | 5420 | 13200 | 1610 | 15.143 | ND_20 | ND_5 | ND_10 | 0.47396 | 0.76 | 0.12919 | 0 | 0 | 0 | 0.0002538 | 0.83088 | 0.223 | 0.57417 | 0.041178 | 0.00056123 | #VALUE! | #VALUE! | 3.94e-05 | 0.94792 | 0.76 | 0.12919 | 0 | 0 | 0 | 0.0002538 | 1.6618 | 0.446 | 0.57417 | 0.041178 | 0.0016837 |  |  | 3.94e-05 | 345.7193 | 1.8374 | 2.7248 | 0.6743
201602161495399042526.3958333333 | 201602161 | State of Utah | GKM060516 | 4953990 | 345.7193 | Main | San Juan River | 2016-06-05 09:30 |  | 7.3415 | 257 |  | 47.7 | 72 | 4.06 |  |  |  | 31500 | 5330 | 12300 | 1650 | 76.966 | 77.6 | 6.804 | ND_10 | 0.49688 | 0.72 | 0.11452 | 0 | 0 | 0 | 0.00021953 | 0.78597 | 0.2193 | 0.53502 | 0.042201 | 0.0028525 | 0.0013896 | 0.00012385 | 4.5551e-05 | 0.99375 | 0.72 | 0.11452 | 0 | 0 | 0 | 0.00021953 | 1.5719 | 0.43859 | 0.53502 | 0.042201 | 0.0085575 | 0.0027791 | 0.0002477 | 4.5551e-05 | 345.7193 | 1.8285 | 2.5994 | 0.70343
201602471495399042539.59375 | 201602471 | State of Utah | GKM061816 | 4953990 | 345.7193 | Main | San Juan River | 2016-06-18 14:15 |  | 7.399 | 262 |  | 49.3 | 74 | 4.28 |  |  |  | 33100 | 5370 | 12800 | 1600 | 47.025 | 57.8 | 5.73 | 27.519 | 0.51354 | 0.74 | 0.12072 | 0 | 0 | 0 | 0.00025061 | 0.82589 | 0.22094 | 0.55677 | 0.040922 | 0.0017428 | 0.001035 | 0.0001043 | 3.9902e-05 | 1.0271 | 0.74 | 0.12072 | 0 | 0 | 0 | 0.00025061 | 1.6518 | 0.44188 | 0.55677 | 0.040922 | 0.0052285 | 0.00207 | 0.0002086 | 3.9902e-05 | 345.7193 | 1.8881 | 2.6989 | 0.69956
201602396495399042534.4791666667 | 201602396 | State of Utah | GKM061316 | 4953990 | 345.7193 | Main | San Juan River | 2016-06-13 11:30 |  | 7.189 | 260 |  | 51 | 72 | 3.99 |  |  |  | 33200 | 5380 | 12400 | 1620 | 54.237 | 67.1 | 7.621 | ND_10 | 0.53125 | 0.72 | 0.11254 | 0 | 0 | 0 | 0.00015453 | 0.82838 | 0.22135 | 0.53937 | 0.041434 | 0.0020101 | 0.0012015 | 0.00013872 | 6.4714e-05 | 1.0625 | 0.72 | 0.11254 | 0 | 0 | 0 | 0.00015453 | 1.6568 | 0.44271 | 0.53937 | 0.041434 | 0.0060304 | 0.0024031 | 0.00027744 | 6.4714e-05 | 345.7193 | 1.8952 | 2.6891 | 0.70478
201602111495399042521.6354166667 | 201602111 | State of Utah | GKM053116 | 4953990 | 345.7193 | Main | San Juan River | 2016-05-31 15:15 |  | 7.5655 | 303 |  | 59.3 | 84 | 5.3 |  |  |  | 39100 | 6880 | 15700 | 1760 | 40.414 | 33.9 | ND_5 | ND_10 | 0.61771 | 0.84 | 0.14949 | 0 | 0 | 0 | 0.00036771 | 0.9756 | 0.28307 | 0.68291 | 0.045015 | 0.0014978 | 0.00060704 | #VALUE! | 2.7196e-05 | 1.2354 | 0.84 | 0.14949 | 0 | 0 | 0 | 0.00036771 | 1.9512 | 0.56614 | 0.68291 | 0.045015 | 0.0044934 | 0.0012141 |  | 2.7196e-05 | 345.7193 | 2.2253 | 3.251 | 0.68449
201601872495399042511.59375 | 201601872 | State of Utah | GKM052116 | 4953990 | 345.7193 | Main | San Juan River | 2016-05-21 14:15 |  | 7.388 | 358 |  | 82.1 | 92 | 6.58 |  |  |  | 45900 | 7460 | 22000 | 2130 | 29.354 | 46.5 | 7.766 | ND_10 | 0.85521 | 0.92 | 0.1856 | 0 | 0 | 0 | 0.00024434 | 1.1453 | 0.30693 | 0.95695 | 0.054478 | 0.0010879 | 0.00083266 | 0.00014136 | 4.0926e-05 | 1.7104 | 0.92 | 0.1856 | 0 | 0 | 0 | 0.00024434 | 2.2905 | 0.61387 | 0.95695 | 0.054478 | 0.0032637 | 0.0016653 | 0.00028272 | 4.0926e-05 | 345.7193 | 2.8163 | 3.9211 | 0.71824
201601642495399042499.59375 | 201601642 | State of Utah | GKM050916 | 4953990 | 345.7193 | Main | San Juan River | 2016-05-09 14:15 |  | 7.576 | 380 |  | 101 | 93 | 8.39 |  |  |  | 52000 | 9510 | 20900 | 1900 | 45.93 | 29.2 | ND_5 | ND_10 | 1.0521 | 0.93 | 0.23665 | 0 | 0 | 0 | 0.0003767 | 1.2975 | 0.39128 | 0.9091 | 0.048595 | 0.0017022 | 0.00052288 | #VALUE! | 2.6546e-05 | 2.1042 | 0.93 | 0.23665 | 0 | 0 | 0 | 0.0003767 | 2.5949 | 0.78256 | 0.9091 | 0.048595 | 0.0051067 | 0.0010458 |  | 2.6546e-05 | 345.7193 | 3.2712 | 4.3414 | 0.75349
201601344495399042472.5416666667 | 201601344 | State of Utah | GKM041116 | 4953990 | 345.7193 | Main | San Juan River | 2016-04-12 13:00 |  | 7.5855 | 498 |  | 144 | 103 | 12.2 |  |  |  | 62900 | 12400 | 30600 | 2110 | 26.24 | ND_20 | ND_5 | ND_10 | 1.5 | 1.03 | 0.34412 | 0 | 0 | 0 | 0.00038503 | 1.5694 | 0.51018 | 1.331 | 0.053967 | 0.0009725 | #VALUE! | #VALUE! | 2.5972e-05 | 3 | 1.03 | 0.34412 | 0 | 0 | 0 | 0.00038503 | 3.1389 | 1.0204 | 1.331 | 0.053967 | 0.0029175 |  |  | 2.5972e-05 | 345.7193 | 4.3745 | 5.5472 | 0.7886
201601512495399042486.4375 | 201601512 | State of Utah | GKM042516 | 4953990 | 345.7193 | Main | San Juan River | 2016-04-26 10:30 |  | 7.845 | 534 |  | 165 | 120 | 14.2 |  |  |  | 71800 | 14400 | 37000 | 2210 | 18.149 | ND_20 | ND_5 | ND_10 | 1.7188 | 1.2 | 0.40053 | 0 | 0 | 0 | 0.00069984 | 1.7915 | 0.59247 | 1.6094 | 0.056524 | 0.00067263 | #VALUE! | #VALUE! | 1.4289e-05 | 3.4375 | 1.2 | 0.40053 | 0 | 0 | 0 | 0.00069984 | 3.583 | 1.1849 | 1.6094 | 0.056524 | 0.0020179 |  |  | 1.4289e-05 | 345.7193 | 5.0387 | 6.4359 | 0.78291
201601575495399042492.5416666667 | 201601575 | State of Utah | GKM050216 | 4953990 | 345.7193 | Main | San Juan River | 2016-05-02 13:00 |  | 7.939 | 553 |  | 169 | 119 | 13.7 |  |  |  | 73400 | 15800 | 38100 | 2140 | 16.746 | ND_20 | ND_5 | ND_10 | 1.7604 | 1.19 | 0.38643 | 0 | 0 | 0 | 0.00086896 | 1.8314 | 0.65007 | 1.6573 | 0.054734 | 0.00062064 | #VALUE! | #VALUE! | 1.1508e-05 | 3.5208 | 1.19 | 0.38643 | 0 | 0 | 0 | 0.00086896 | 3.6629 | 1.3001 | 1.6573 | 0.054734 | 0.0018619 |  |  | 1.1508e-05 | 345.7193 | 5.0981 | 6.6769 | 0.76355
201601434495399042479.4652777778 | 201601434 | State of Utah | GKM041916 | 4953990 | 345.7193 | Main | San Juan River | 2016-04-19 11:10 |  | 7.6235 | 560 |  | 179 | 108 | 13.8 |  |  |  | 69100 | 15700 | 39200 | 2010 | 50.859 | 29.7 | 8.229 | ND_10 | 1.8646 | 1.08 | 0.38925 | 0 | 0 | 0 | 0.00042024 | 1.7241 | 0.64596 | 1.7051 | 0.051409 | 0.0018849 | 0.00053183 | 0.00014979 | 2.3796e-05 | 3.7292 | 1.08 | 0.38925 | 0 | 0 | 0 | 0.00042024 | 3.4483 | 1.2919 | 1.7051 | 0.051409 | 0.0056548 | 0.0010637 | 0.00029957 | 2.3796e-05 | 345.7193 | 5.1988 | 6.5038 | 0.79936
201601708495399042505.4583333333 | 201601708 | State of Utah | GKM051516 | 4953990 | 345.7193 | Main | San Juan River | 2016-05-15 11:00 |  | 7.8205 | 563 |  | 180 | 107 | 10.9 |  |  |  | 68800 | 12100 | 44100 | 2070 | 92.895 | 74.8 | ND_5 | 18.487 | 1.875 | 1.07 | 0.30745 | 0 | 0 | 0 | 0.00066145 | 1.7167 | 0.49784 | 1.9183 | 0.052943 | 0.0034429 | 0.0013394 | #VALUE! | 1.5118e-05 | 3.75 | 1.07 | 0.30745 | 0 | 0 | 0 | 0.00066145 | 3.4333 | 0.99568 | 1.9183 | 0.052943 | 0.010329 | 0.0026788 |  | 1.5118e-05 | 345.7193 | 5.1281 | 6.4132 | 0.79962
201600802495399042438.4166666667 | 201600802 | State of Utah | GKM030816 | 4953990 | 345.7193 | Main | San Juan River | 2016-03-09 10:00 |  | 7.9535 | 617 |  | 195 | 125 | 14.5 |  |  |  | 73900 | 17900 | 40100 | 2430 | 34.345 | ND_20 | ND_5 | ND_10 | 2.0312 | 1.25 | 0.40899 | 0 | 0 | 0 | 0.00089846 | 1.8439 | 0.73647 | 1.7443 | 0.062151 | 0.0012729 | #VALUE! | #VALUE! | 1.113e-05 | 4.0625 | 1.25 | 0.40899 | 0 | 0 | 0 | 0.00089846 | 3.6878 | 1.4729 | 1.7443 | 0.062151 | 0.0038187 |  |  | 1.113e-05 | 345.7193 | 5.7224 | 6.971 | 0.82089
201601043495399042457.65625 | 201601043 | State of Utah | GKM032816 | 4953990 | 345.7193 | Main | San Juan River | 2016-03-28 15:45 |  | 8.068 | 602 |  | 197 | 118 | 15.2 |  |  |  | 75800 | 16900 | 40600 | 2220 | ND_10 | ND_20 | ND_5 | ND_10 | 2.0521 | 1.18 | 0.42874 | 0 | 0 | 0 | 0.0011695 | 1.8913 | 0.69533 | 1.766 | 0.05678 | #VALUE! | #VALUE! | #VALUE! | 8.5507e-06 | 4.1042 | 1.18 | 0.42874 | 0 | 0 | 0 | 0.0011695 | 3.7826 | 1.3907 | 1.766 | 0.05678 |  |  |  | 8.5507e-06 | 345.7193 | 5.7141 | 6.9961 | 0.81675
201600927495399042451.4548611111 | 201600927 | State of Utah | GKM032116 | 4953990 | 345.7193 | Main | San Juan River | 2016-03-22 10:55 |  | 8.002 | 633 |  | 205 | 122 | 15.4 |  |  |  | 78400 | 18800 | 41600 | 2380 | ND_10 | ND_20 | ND_5 | ND_10 | 2.1354 | 1.22 | 0.43438 | 0 | 0 | 0 | 0.0010046 | 1.9562 | 0.7735 | 1.8095 | 0.060872 | #VALUE! | #VALUE! | #VALUE! | 9.9541e-06 | 4.2708 | 1.22 | 0.43438 | 0 | 0 | 0 | 0.0010046 | 3.9124 | 1.547 | 1.8095 | 0.060872 |  |  |  | 9.9541e-06 | 345.7193 | 5.9262 | 7.3298 | 0.80851
201600831495399042444.4166666667 | 201600831 | State of Utah | GKM031416 | 4953990 | 345.7193 | Main | San Juan River | 2016-03-15 10:00 |  | 7.5335 | 640 |  | 208 | 123 | 15.3 |  |  |  | 81200 | 19700 | 42000 | 2370 | ND_10 | ND_20 | ND_5 | ND_10 | 2.1667 | 1.23 | 0.43156 | 0 | 0 | 0 | 0.00034159 | 2.026 | 0.81053 | 1.8269 | 0.060616 | #VALUE! | #VALUE! | #VALUE! | 2.9275e-05 | 4.3333 | 1.23 | 0.43156 | 0 | 0 | 0 | 0.00034159 | 4.0521 | 1.6211 | 1.8269 | 0.060616 |  |  |  | 2.9275e-05 | 345.7193 | 5.9952 | 7.5607 | 0.79295
201601178495399042464.5833333333 | 201601178 | State of Utah | GKM040416 | 4953990 | 345.7193 | Main | San Juan River | 2016-04-04 14:00 |  | 8.16 | 642 |  | 217 | 120 | 17.6 |  |  |  | 80100 | 18000 | 47500 | 2490 | ND_10 | ND_20 | ND_5 | ND_10 | 2.2604 | 1.2 | 0.49643 | 0 | 0 | 0 | 0.0014454 | 1.9986 | 0.74059 | 2.0661 | 0.063686 | #VALUE! | #VALUE! | #VALUE! | 6.9183e-06 | 4.5208 | 1.2 | 0.49643 | 0 | 0 | 0 | 0.0014454 | 3.9972 | 1.4812 | 2.0661 | 0.063686 |  |  |  | 6.9183e-06 | 345.7193 | 6.2187 | 7.6082 | 0.81737
201600513495399042416.6770833333 | 201600513 | State of Utah | GKM021616 | 4953990 | 345.7193 | Main | San Juan River | 2016-02-16 16:15 |  | 7.603 | 705 |  | 227 | 127 | 16.5 |  |  |  | 76600 | 18300 | 72700 | 3460 | 231.21 | 109 | 8.837 | 18.143 | 2.3646 | 1.27 | 0.4654 | 0 | 0 | 0 | 0.00040087 | 1.9113 | 0.75293 | 3.1623 | 0.088495 | 0.008569 | 0.0019518 | 0.00016085 | 2.4946e-05 | 4.7292 | 1.27 | 0.4654 | 0 | 0 | 0 | 0.00040087 | 3.8225 | 1.5059 | 3.1623 | 0.088495 | 0.025707 | 0.0039037 | 0.00032171 | 2.4946e-05 | 345.7193 | 6.465 | 8.6091 | 0.75094
201600732495399042429.7291666667 | 201600732 | State of Utah | GKM022916 | 4953990 | 345.7193 | Main | San Juan River | 2016-02-29 17:30 |  | 7.897 | 664 |  | 227 | 130 | 14.8 |  |  |  | 80200 | 20300 | 46400 | 2790 | 22.441 | ND_20 | ND_5 | ND_10 | 2.3646 | 1.3 | 0.41745 | 0 | 0 | 0 | 0.00078886 | 2.0011 | 0.83522 | 2.0183 | 0.071359 | 0.0008317 | #VALUE! | #VALUE! | 1.2677e-05 | 4.7292 | 1.3 | 0.41745 | 0 | 0 | 0 | 0.00078886 | 4.0022 | 1.6704 | 2.0183 | 0.071359 | 0.0024951 |  |  | 1.2677e-05 | 345.7193 | 6.4474 | 7.7648 | 0.83034
201600688495399042423.75 | 201600688 | State of Utah | GKM022216 | 4953990 | 345.7193 | Main | San Juan River | 2016-02-23 18:00 |  | 7.662 | 704 |  | 239 | 133 | 14.8 |  |  |  | 81440 | 21280 | 52530 | 3544 | 18.543 | ND_20 | ND_5 | ND_10 | 2.4896 | 1.33 | 0.41745 | 0 | 0 | 0 | 0.0004592 | 2.032 | 0.87554 | 2.2849 | 0.090643 | 0.00068724 | #VALUE! | #VALUE! | 2.1777e-05 | 4.9792 | 1.33 | 0.41745 | 0 | 0 | 0 | 0.0004592 | 4.0641 | 1.7511 | 2.2849 | 0.090643 | 0.0020617 |  |  | 2.1777e-05 | 345.7193 | 6.7271 | 8.1928 | 0.82109
02-07_20150812_RS02SANJUANR0742228.5138888889 | 02-07_20150812_RS | NNEPA | 0 | 02SANJUANR07 | 345.7997 | Main | San Juan River | 2015-08-12 12:20 |  |  |  |  | 120 | 100 | 8.9 |  |  | 0.33 | [8 empty] | 1.25 | 1 | 0.25104 | 0 | 0 | 0.017374 | 1e-11 | 0 | 0 | 0 | 0 | 0 | 0 | 0 | 1000 | 2.5 | 1 | 0.25104 | 0 | 0 | 0.017374 | 1e-11 | 0 | 0 | 0 | 0 | 0 | 0 | 0 |  | 345.7997
201601870495356042511.5729166667 | 201601870 | State of Utah | GKM052116 | 4953560 | 348.2299 | Reference | San Juan River | 2016-05-21 13:45 |  | 8.244 | 1226 |  | 241 | 212 | 147 |  |  |  | 59700 | 17700 | 203000 | 7190 | 68.792 | 39.4 | 7.012 | ND_10 | 2.5104 | 2.12 | 4.1463 | 0 | 0 | 0 | 0.0017539 | 1.4896 | 0.72825 | 8.83 | 0.1839 | 0.0025496 | 0.00070552 | 0.00012763 | 5.7016e-06 | 5.0208 | 2.12 | 4.1463 | 0 | 0 | 0 | 0.0017539 | 2.9792 | 1.4565 | 8.83 | 0.1839 | 0.0076487 | 0.001411 | 0.00025527 | 5.7016e-06 | 348.2299 | 11.2889 | 13.4589 | 0.83877
201602109495356042521.6145833333 | 201602109 | State of Utah | GKM053116 | 4953560 | 348.2299 | Reference | San Juan River | 2016-05-31 14:45 |  | 8.379 | 2330 |  | 441 | 261 | 344 |  |  |  | 77400 | 39900 | 419000 | 11300 | ND_10 | ND_20 | ND_5 | ND_10 | 4.5938 | 2.61 | 9.703 | 0 | 0 | 0 | 0.0023933 | 1.9312 | 1.6416 | 18.2256 | 0.28902 | #VALUE! | #VALUE! | #VALUE! | 4.1783e-06 | 9.1875 | 2.61 | 9.703 | 0 | 0 | 0 | 0.0023933 | 3.8625 | 3.2833 | 18.2256 | 0.28902 |  |  |  | 4.1783e-06 | 348.2299 | 21.5029 | 25.6603 | 0.83798
201600800495356042438.4027777778 | 201600800 | State of Utah | GKM030816 | 4953560 | 348.2299 | Reference | San Juan River | 2016-03-09 09:40 |  | 8.1755 | 2570 |  | 789 | 284 | 254 |  |  |  | 134000 | 84700 | 370000 | 7470 | 12.155 | ND_20 | 9.933 | ND_10 | 8.2188 | 2.84 | 7.1644 | 0 | 0 | 0 | 0.001498 | 3.3435 | 3.4849 | 16.0942 | 0.19106 | 0.00045049 | #VALUE! | 0.0001808 | 6.6757e-06 | 16.4375 | 2.84 | 7.1644 | 0 | 0 | 0 | 0.001498 | 6.687 | 6.9698 | 16.0942 | 0.19106 | 0.0013515 |  | 0.00036161 | 6.6757e-06 | 348.2299 | 26.4434 | 29.9437 | 0.88311
201600689495356042423.7708333333 | 201600689 | State of Utah | GKM022216 | 4953560 | 348.2299 | Reference | San Juan River | 2016-02-23 18:30 |  | 8.289 | 2020 |  | 814 | 271 | 126 |  |  |  | 157000 | 98900 | 217000 | 6290 | ND_10 | ND_20 | ND_5 | ND_10 | 8.4792 | 2.71 | 3.554 | 0 | 0 | 0 | 0.0019454 | 3.9174 | 4.0691 | 9.439 | 0.16088 | #VALUE! | #VALUE! | #VALUE! | 5.1404e-06 | 16.9583 | 2.71 | 3.554 | 0 | 0 | 0 | 0.0019454 | 7.8347 | 8.1382 | 9.439 | 0.16088 |  |  |  | 5.1404e-06 | 348.2299 | 23.2243 | 25.5729 | 0.90816
201600829495356042444.4305555556 | 201600829 | State of Utah | GKM031416 | 4953560 | 348.2299 | Reference | San Juan River | 2016-03-15 10:20 |  | 8.1915 | 3040 |  | 822 | 300 | 412 |  |  |  | 139000 | 78500 | 512700 | 8450 | ND_10 | ND_20 | 58.616 | ND_10 | 8.5625 | 3 | 11.621 | 0 | 0 | 0 | 0.0015542 | 3.4682 | 3.2298 | 22.3013 | 0.21612 | #VALUE! | #VALUE! | 0.0010669 | 6.4343e-06 | 17.125 | 3 | 11.621 | 0 | 0 | 0 | 0.0015542 | 6.9365 | 6.4596 | 22.3013 | 0.21612 |  |  | 0.0021339 | 6.4343e-06 | 348.2299 | 31.7476 | 35.9156 | 0.88395
201600730495356042429.7361111111 | 201600730 | State of Utah | GKM022916 | 4953560 | 348.2299 | Reference | San Juan River | 2016-02-29 17:40 |  | 8.198 | 2690 |  | 960 | 285 | 248 |  |  |  | 164000 | 116000 | 366000 | 8740 | ND_10 | ND_20 | 6.329 | ND_10 | 10 | 2.85 | 6.9952 | 0 | 0 | 0 | 0.0015776 | 4.092 | 4.7727 | 15.9202 | 0.22354 | #VALUE! | #VALUE! | 0.0001152 | 6.3387e-06 | 20 | 2.85 | 6.9952 | 0 | 0 | 0 | 0.0015776 | 8.184 | 9.5454 | 15.9202 | 0.22354 |  |  | 0.00023041 | 6.3387e-06 | 348.2299 | 29.8468 | 33.8734 | 0.88113
201602158495325042526.3506944444 | 201602158 | State of Utah | GKM060516 | 4953250 | 377.0532 | Main | San Juan River | 2016-06-05 08:25 |  | 7.2845 | 258 |  | 45 | 72 | 3.74 |  |  |  | 30900 | 5240 | 12200 | 1680 | 62.87 | 60.1 | ND_5 | ND_10 | 0.46875 | 0.72 | 0.10549 | 0 | 0 | 0 | 0.00019253 | 0.771 | 0.21559 | 0.53067 | 0.042969 | 0.0023301 | 0.0010762 | #VALUE! | 5.194e-05 | 0.9375 | 0.72 | 0.10549 | 0 | 0 | 0 | 0.00019253 | 1.542 | 0.43119 | 0.53067 | 0.042969 | 0.0069902 | 0.0021524 |  | 5.194e-05 | 377.0532 | 1.7632 | 2.556 | 0.68982
201602559495325042546.5416666667 | 201602559 | State of Utah | GKM062516 | 4953250 | 377.0532 | Main | San Juan River | 2016-06-25 13:00 |  | 7.3605 | 264 |  | 48.1 | 75 | 4.24 |  |  |  | 33400 | 5450 | 13300 | 1620 | 15.017 | ND_20 | ND_5 | ND_10 | 0.50104 | 0.75 | 0.11959 | 0 | 0 | 0 | 0.00022935 | 0.83337 | 0.22423 | 0.57852 | 0.041434 | 0.00055656 | #VALUE! | #VALUE! | 4.3601e-05 | 1.0021 | 0.75 | 0.11959 | 0 | 0 | 0 | 0.00022935 | 1.6667 | 0.44847 | 0.57852 | 0.041434 | 0.0016697 |  |  | 4.3601e-05 | 377.0532 | 1.8719 | 2.7369 | 0.68396
201602393495325042534.4375 | 201602393 | State of Utah | GKM061316 | 4953250 | 377.0532 | Main | San Juan River | 2016-06-13 10:30 |  | 7.2095 | 278 |  | 48.8 | 72 | 4.15 |  |  |  | 33300 | 5330 | 13000 | 1800 | 68.43 | 84.1 | 6.798 | ND_10 | 0.50833 | 0.72 | 0.11706 | 0 | 0 | 0 | 0.00016199 | 0.83088 | 0.2193 | 0.56547 | 0.046038 | 0.0025361 | 0.001506 | 0.00012374 | 6.1731e-05 | 1.0167 | 0.72 | 0.11706 | 0 | 0 | 0 | 0.00016199 | 1.6618 | 0.43859 | 0.56547 | 0.046038 | 0.0076084 | 0.0030119 | 0.00024748 | 6.1731e-05 | 377.0532 | 1.8539 | 2.7228 | 0.68088
201602468495325042539.5729166667 | 201602468 | State of Utah | GKM061816 | 4953250 | 377.0532 | Main | San Juan River | 2016-06-18 13:45 |  | 7.376 | 257 |  | 49.1 | 73 | 4.08 |  |  |  | 32100 | 5220 | 12500 | 1630 | 41.012 | 39.2 | ND_5 | ND_10 | 0.51146 | 0.73 | 0.11508 | 0 | 0 | 0 | 0.00023768 | 0.80094 | 0.21477 | 0.54372 | 0.04169 | 0.00152 | 0.00070194 | #VALUE! | 4.2073e-05 | 1.0229 | 0.73 | 0.11508 | 0 | 0 | 0 | 0.00023768 | 1.6019 | 0.42954 | 0.54372 | 0.04169 | 0.0045599 | 0.0014039 |  | 4.2073e-05 | 377.0532 | 1.8682 | 2.6228 | 0.7123
201602560495325042546.5451388889 | 201602560 | State of Utah | GKM062516 | 4953250 | 377.0532 | Main | San Juan River | 2016-06-25 13:05 |  | 7.398 | 262 |  | 49.5 | 76 | 4.34 |  |  |  | 33200 | 5410 | 13200 | 1590 | 14.681 | ND_20 | ND_5 | ND_10 | 0.51562 | 0.76 | 0.12242 | 0 | 0 | 0 | 0.00025003 | 0.82838 | 0.22259 | 0.57417 | 0.040667 | 0.0005441 | #VALUE! | #VALUE! | 3.9994e-05 | 1.0312 | 0.76 | 0.12242 | 0 | 0 | 0 | 0.00025003 | 1.6568 | 0.44518 | 0.57417 | 0.040667 | 0.0016323 |  |  | 3.9994e-05 | 377.0532 | 1.9139 | 2.7185 | 0.70405
201602107495325042521.5833333333 | 201602107 | State of Utah | GKM053116 | 4953250 | 377.0532 | Main | San Juan River | 2016-05-31 14:00 |  | 7.4455 | 305 |  | 59.4 | 85 | 5.64 |  |  |  | 39200 | 6890 | 15400 | 1810 | 34.818 | 25.5 | ND_5 | ND_10 | 0.61875 | 0.85 | 0.15908 | 0 | 0 | 0 | 0.00027893 | 0.97809 | 0.28348 | 0.66987 | 0.046294 | 0.0012904 | 0.00045662 | #VALUE! | 3.5851e-05 | 1.2375 | 0.85 | 0.15908 | 0 | 0 | 0 | 0.00027893 | 1.9562 | 0.56696 | 0.66987 | 0.046294 | 0.0038712 | 0.00091324 |  | 3.5851e-05 | 377.0532 | 2.2469 | 3.2441 | 0.69259
201601868495325042511.5520833333 | 201601868 | State of Utah | GKM052116 | 4953250 | 377.0532 | Main | San Juan River | 2016-05-21 13:15 |  | 7.3065 | 363 |  | 81.5 | 90 | 6.71 |  |  |  | 45100 | 7590 | 23600 | 2040 | 25.416 | 44.8 | ND_5 | ND_10 | 0.84896 | 0.9 | 0.18926 | 0 | 0 | 0 | 0.00020253 | 1.1253 | 0.31228 | 1.0265 | 0.052176 | 0.00094196 | 0.00080222 | #VALUE! | 4.9374e-05 | 1.6979 | 0.9 | 0.18926 | 0 | 0 | 0 | 0.00020253 | 2.2506 | 0.62456 | 1.0265 | 0.052176 | 0.0028259 | 0.0016044 |  | 4.9374e-05 | 377.0532 | 2.7874 | 3.9584 | 0.70417
201601639495325042499.6145833333 | 201601639 | State of Utah | GKM050916 | 4953250 | 377.0532 | Main | San Juan River | 2016-05-09 14:45 |  | 7.5725 | 391 |  | 102 | 96 | 8.45 |  |  |  | 53000 | 9710 | 22000 | 2050 | 35.055 | ND_20 | ND_5 | ND_10 | 1.0625 | 0.96 | 0.23834 | 0 | 0 | 0 | 0.00037368 | 1.3224 | 0.39951 | 0.95695 | 0.052432 | 0.0012992 | #VALUE! | #VALUE! | 2.6761e-05 | 2.125 | 0.96 | 0.23834 | 0 | 0 | 0 | 0.00037368 | 2.6448 | 0.79901 | 0.95695 | 0.052432 | 0.0038976 |  |  | 2.6761e-05 | 377.0532 | 3.3237 | 4.4572 | 0.7457
201601705495325042505.4270833333 | 201601705 | State of Utah | GKM051516 | 4953250 | 377.0532 | Main | San Juan River | 2016-05-15 10:15 |  | 7.292 | 440 |  | 108 | 107 | 9.75 |  |  |  | 56600 | 10500 | 23100 | 1810 | 32.045 | 29.2 | ND_5 | 18.879 | 1.125 | 1.07 | 0.27501 | 0 | 0 | 0 | 0.00019588 | 1.4122 | 0.43201 | 1.0048 | 0.046294 | 0.0011876 | 0.00052288 | #VALUE! | 5.105e-05 | 2.25 | 1.07 | 0.27501 | 0 | 0 | 0 | 0.00019588 | 2.8245 | 0.86402 | 1.0048 | 0.046294 | 0.0035629 | 0.0010458 |  | 5.105e-05 | 377.0532 | 3.5952 | 4.7443 | 0.7578
201601341495325042472.4375 | 201601341 | State of Utah | GKM041116 | 4953250 | 377.0532 | Main | San Juan River | 2016-04-12 10:30 |  | 7.556 | 495 |  | 137 | 104 | 11.5 |  |  |  | 62000 | 12500 | 31300 | 2010 | 18.208 | ND_20 | ND_5 | ND_10 | 1.4271 | 1.04 | 0.32437 | 0 | 0 | 0 | 0.00035975 | 1.547 | 0.5143 | 1.3615 | 0.051409 | 0.00067482 | #VALUE! | #VALUE! | 2.7797e-05 | 2.8542 | 1.04 | 0.32437 | 0 | 0 | 0 | 0.00035975 | 3.094 | 1.0286 | 1.3615 | 0.051409 | 0.0020245 |  |  | 2.7797e-05 | 377.0532 | 4.2189 | 5.5375 | 0.76188
201601572495325042492.5 | 201601572 | State of Utah | GKM050216 | 4953250 | 377.0532 | Main | San Juan River | 2016-05-02 12:00 |  | 8.01 | 560 |  | 166 | 123 | 14.8 |  |  |  | 73100 | 15200 | 38600 | 2140 | 15.893 | ND_20 | ND_5 | ND_10 | 1.7292 | 1.23 | 0.41745 | 0 | 0 | 0 | 0.0010233 | 1.8239 | 0.62539 | 1.679 | 0.054734 | 0.00058902 | #VALUE! | #VALUE! | 9.7724e-06 | 3.4583 | 1.23 | 0.41745 | 0 | 0 | 0 | 0.0010233 | 3.6479 | 1.2508 | 1.679 | 0.054734 | 0.0017671 |  |  | 9.7724e-06 | 377.0532 | 5.1068 | 6.6342 | 0.76977
201601431495325042479.4284722222 | 201601431 | State of Utah | GKM041916 | 4953250 | 377.0532 | Main | San Juan River | 2016-04-19 10:17 |  | 7.612 | 541 |  | 170 | 107 | 12.8 |  |  |  | 67900 | 14500 | 37400 | 2060 | 15.976 | ND_20 | ND_5 | ND_10 | 1.7708 | 1.07 | 0.36104 | 0 | 0 | 0 | 0.00040926 | 1.6942 | 0.59659 | 1.6268 | 0.052688 | 0.0005921 | #VALUE! | #VALUE! | 2.4434e-05 | 3.5417 | 1.07 | 0.36104 | 0 | 0 | 0 | 0.00040926 | 3.3884 | 1.1932 | 1.6268 | 0.052688 | 0.0017763 |  |  | 2.4434e-05 | 377.0532 | 4.9731 | 6.2629 | 0.79406
201601510495325042486.4201388889 | 201601510 | State of Utah | GKM042516 | 4953250 | 377.0532 | Main | San Juan River | 2016-04-26 10:05 |  | 7.658 | 572 |  | 183 | 127 | 15.9 |  |  |  | 74200 | 15200 | 40900 | 2320 | 15.344 | ND_20 | ND_5 | ND_10 | 1.9062 | 1.27 | 0.44848 | 0 | 0 | 0 | 0.00045499 | 1.8514 | 0.62539 | 1.7791 | 0.059338 | 0.00056868 | #VALUE! | #VALUE! | 2.1979e-05 | 3.8125 | 1.27 | 0.44848 | 0 | 0 | 0 | 0.00045499 | 3.7028 | 1.2508 | 1.7791 | 0.059338 | 0.001706 |  |  | 2.1979e-05 | 377.0532 | 5.5314 | 6.7937 | 0.8142
201601509495325042486.4166666667 | 201601509 | State of Utah | GKM042516 | 4953250 | 377.0532 | Main | San Juan River | 2016-04-26 10:00 |  | 7.7505 | 573 |  | 185 | 125 | 16.3 |  |  |  | 74400 | 15200 | 40800 | 2310 | 12.709 | ND_20 | ND_5 | ND_10 | 1.9271 | 1.25 | 0.45976 | 0 | 0 | 0 | 0.00056299 | 1.8564 | 0.62539 | 1.7747 | 0.059082 | 0.00047102 | #VALUE! | #VALUE! | 1.7762e-05 | 3.8542 | 1.25 | 0.45976 | 0 | 0 | 0 | 0.00056299 | 3.7128 | 1.2508 | 1.7747 | 0.059082 | 0.0014131 |  |  | 1.7762e-05 | 377.0532 | 5.5645 | 6.7988 | 0.81846
201600798495325042438.5069444444 | 201600798 | State of Utah | GKM030816 | 4953250 | 377.0532 | Main | San Juan River | 2016-03-09 12:10 |  | 7.8785 | 623 |  | 201 | 121 | 14.9 |  |  |  | 73100 | 17900 | 40600 | 2430 | 10.04 | ND_20 | ND_5 | ND_10 | 2.0938 | 1.21 | 0.42027 | 0 | 0 | 0 | 0.00075596 | 1.8239 | 0.73647 | 1.766 | 0.062151 | 0.0003721 | #VALUE! | #VALUE! | 1.3228e-05 | 4.1875 | 1.21 | 0.42027 | 0 | 0 | 0 | 0.00075596 | 3.6479 | 1.4729 | 1.766 | 0.062151 | 0.0011163 |  |  | 1.3228e-05 | 377.0532 | 5.8185 | 6.9501 | 0.83718
201601040495325042458.4097222222 | 201601040 | State of Utah | GKM032816 | 4953250 | 377.0532 | Main | San Juan River | 2016-03-29 09:50 |  | 7.907 | 614 |  | 203 | 118 | 16 |  |  |  | 76800 | 17700 | 41800 | 2230 | 16.101 | ND_20 | ND_5 | ND_10 | 2.1146 | 1.18 | 0.4513 | 0 | 0 | 0 | 0.00080724 | 1.9163 | 0.72825 | 1.8182 | 0.057036 | 0.00059673 | #VALUE! | #VALUE! | 1.2388e-05 | 4.2292 | 1.18 | 0.4513 | 0 | 0 | 0 | 0.00080724 | 3.8325 | 1.4565 | 1.8182 | 0.057036 | 0.0017902 |  |  | 1.2388e-05 | 377.0532 | 5.8613 | 7.1661 | 0.81792
201600827495325042444.4583333333 | 201600827 | State of Utah | GKM031416 | 4953250 | 377.0532 | Main | San Juan River | 2016-03-15 11:00 |  | 7.939 | 655 |  | 214 | 126 | 15.9 |  |  |  | 82900 | 20300 | 48600 | 2620 | ND_10 | ND_20 | ND_5 | ND_10 | 2.2292 | 1.26 | 0.44848 | 0 | 0 | 0 | 0.00086896 | 2.0685 | 0.83522 | 2.114 | 0.067011 | #VALUE! | #VALUE! | #VALUE! | 1.1508e-05 | 4.4583 | 1.26 | 0.44848 | 0 | 0 | 0 | 0.00086896 | 4.1369 | 1.6704 | 2.114 | 0.067011 |  |  |  | 1.1508e-05 | 377.0532 | 6.1677 | 7.9884 | 0.77208
201600928495325042451.4861111111 | 201600928 | State of Utah | GKM032116 | 4953250 | 377.0532 | Main | San Juan River | 2016-03-22 11:40 |  | 7.9985 | 650 |  | 214 | 123 | 16.6 |  |  |  | 79600 | 19300 | 43100 | 2360 | 10.061 | ND_20 | ND_5 | ND_10 | 2.2292 | 1.23 | 0.46823 | 0 | 0 | 0 | 0.00099655 | 1.9861 | 0.79408 | 1.8748 | 0.060361 | 0.00037288 | #VALUE! | #VALUE! | 1.0035e-05 | 4.4583 | 1.23 | 0.46823 | 0 | 0 | 0 | 0.00099655 | 3.9723 | 1.5882 | 1.8748 | 0.060361 | 0.0011186 |  |  | 1.0035e-05 | 377.0532 | 6.1576 | 7.4966 | 0.82137
201601175495325042464.6111111111 | 201601175 | State of Utah | GKM040416 | 4953250 | 377.0532 | Main | San Juan River | 2016-04-04 14:40 |  | 8.038 | 660 |  | 220 | 120 | 18.5 |  |  |  | 79300 | 18700 | 50100 | 2480 | 14.619 | ND_20 | ND_5 | ND_10 | 2.2917 | 1.2 | 0.52182 | 0 | 0 | 0 | 0.0010914 | 1.9786 | 0.76939 | 2.1792 | 0.06343 | 0.00054181 | #VALUE! | #VALUE! | 9.1622e-06 | 4.5833 | 1.2 | 0.52182 | 0 | 0 | 0 | 0.0010914 | 3.9573 | 1.5388 | 2.1792 | 0.06343 | 0.0016254 |  |  | 9.1622e-06 | 377.0532 | 6.3062 | 7.7404 | 0.81472
201600729495325042430.34375 | 201600729 | State of Utah | GKM022916 | 4953250 | 377.0532 | Main | San Juan River | 2016-03-01 08:15 |  | 7.8445 | 669 |  | 223 | 132 | 14.7 |  |  |  | 80000 | 20700 | 47000 | 2720 | 60.127 | 44.2 | ND_5 | ND_10 | 2.3229 | 1.32 | 0.41463 | 0 | 0 | 0 | 0.00069904 | 1.9961 | 0.85168 | 2.0444 | 0.069568 | 0.0022284 | 0.00079148 | #VALUE! | 1.4305e-05 | 4.6458 | 1.32 | 0.41463 | 0 | 0 | 0 | 0.00069904 | 3.9922 | 1.7034 | 2.0444 | 0.069568 | 0.0066852 | 0.001583 |  | 1.4305e-05 | 377.0532 | 6.3812 | 7.8178 | 0.81623
201600512495325042416.7083333333 | 201600512 | State of Utah | GKM021616 | 4953250 | 377.0532 | Main | San Juan River | 2016-02-16 17:00 |  | 7.5955 | 718 |  | 229 | 127 | 17.1 |  |  |  | 77700 | 18800 | 70700 | 3330 | 128.53 | 71.7 | ND_5 | ND_10 | 2.3854 | 1.27 | 0.48233 | 0 | 0 | 0 | 0.000394 | 1.9387 | 0.7735 | 3.0753 | 0.08517 | 0.0047635 | 0.0012839 | #VALUE! | 2.538e-05 | 4.7708 | 1.27 | 0.48233 | 0 | 0 | 0 | 0.000394 | 3.8774 | 1.547 | 3.0753 | 0.08517 | 0.014291 | 0.0025678 |  | 2.538e-05 | 377.0532 | 6.5236 | 8.6018 | 0.7584
201600690495325042424.3611111111 | 201600690 | State of Utah | GKM022216 | 4953250 | 377.0532 | Main | San Juan River | 2016-02-24 08:40 |  | 7.659 | 709 |  | 242 | 136 | 14.6 |  |  |  | 83000 | 23300 | 53400 | 2960 | 34.829 | 57.2 | 6.857 | ND_10 | 2.5208 | 1.36 | 0.41181 | 0 | 0 | 0 | 0.00045604 | 2.071 | 0.95865 | 2.3228 | 0.075707 | 0.0012908 | 0.0010243 | 0.00012481 | 2.1928e-05 | 5.0417 | 1.36 | 0.41181 | 0 | 0 | 0 | 0.00045604 | 4.1419 | 1.9173 | 2.3228 | 0.075707 | 0.0038725 | 0.0020485 | 0.00024963 | 2.1928e-05 | 377.0532 | 6.8139 | 8.4639 | 0.80506
02-08_20150812_RS02SANJUANR0842228.4479166667 | 02-08_20150812_RS | NNEPA | 0 | 02SANJUANR08 | 377.5843 | Main | San Juan River | 2015-08-12 10:45 |  |  |  |  | 120 | 140 | 8.8 |  |  | 0.35 | [8 empty] | 1.25 | 1.4 | 0.24822 | 0 | 0 | 0.018427 | 1e-11 | 0 | 0 | 0 | 0 | 0 | 0 | 0 | 1000 | 2.5 | 1.4 | 0.24822 | 0 | 0 | 0.018427 | 1e-11 | 0 | 0 | 0 | 0 | 0 | 0 | 0 |  | 377.5843
29-05_20150812_RS29SANJUANR0542228.40625 | 29-05_20150812_RS | NNEPA | 0 | 29SANJUANR05 | 421.3906 | Main | San Juan River | 2015-08-12 09:45 |  |  |  |  | 150 | 220 | 9.3 |  |  | 0.34 | [8 empty] | 1.5625 | 2.2 | 0.26232 | 0 | 0 | 0.0179 | 1e-11 | 0 | 0 | 0 | 0 | 0 | 0 | 0 | 1000 | 3.125 | 2.2 | 0.26232 | 0 | 0 | 0.0179 | 1e-11 | 0 | 0 | 0 | 0 | 0 | 0 | 0 |  | 421.3906
201602558495300042546.5208333333 | 201602558 | State of Utah | GKM062516 | 4953000 | 421.4872 | Main | San Juan River | 2016-06-25 12:30 |  | 7.2785 | 261 |  | 47.2 | 75 | 4.53 |  |  |  | 33600 | 5390 | 13300 | 1630 | 14.752 | ND_20 | ND_5 | ND_10 | 0.49167 | 0.75 | 0.12777 | 0 | 0 | 0 | 0.00018989 | 0.83837 | 0.22177 | 0.57852 | 0.04169 | 0.00054673 | #VALUE! | #VALUE! | 5.2662e-05 | 0.98333 | 0.75 | 0.12777 | 0 | 0 | 0 | 0.00018989 | 1.6767 | 0.44353 | 0.57852 | 0.04169 | 0.0016402 |  |  | 5.2662e-05 | 421.4872 | 1.8613 | 2.7422 | 0.67877
201602467495300042539.5416666667 | 201602467 | State of Utah | GKM061816 | 4953000 | 421.4872 | Main | San Juan River | 2016-06-18 13:00 |  | 7.404 | 259 |  | 47.4 | 73 | 4.29 |  |  |  | 32500 | 5240 | 12400 | 1590 | 48.893 | 49.2 | 5.684 | ND_10 | 0.49375 | 0.73 | 0.12101 | 0 | 0 | 0 | 0.00025351 | 0.81092 | 0.21559 | 0.53937 | 0.040667 | 0.0018121 | 0.00088101 | 0.00010346 | 3.9446e-05 | 0.9875 | 0.73 | 0.12101 | 0 | 0 | 0 | 0.00025351 | 1.6218 | 0.43119 | 0.53937 | 0.040667 | 0.0054362 | 0.001762 | 0.00020692 | 3.9446e-05 | 421.4872 | 1.8388 | 2.6405 | 0.69637
201602157495300042526.2916666667 | 201602157 | State of Utah | GKM060516 | 4953000 | 421.4872 | Main | San Juan River | 2016-06-05 07:00 |  | 7.2765 | 265 |  | 47.6 | 74 | 3.89 |  |  |  | 31800 | 5380 | 12300 | 1790 | 81.054 | 88.8 | 5.545 | ND_10 | 0.49583 | 0.74 | 0.10972 | 0 | 0 | 0 | 0.00018902 | 0.79345 | 0.22135 | 0.53502 | 0.045782 | 0.003004 | 0.0015901 | 0.00010093 | 5.2905e-05 | 0.99167 | 0.74 | 0.10972 | 0 | 0 | 0 | 0.00018902 | 1.5869 | 0.44271 | 0.53502 | 0.045782 | 0.009012 | 0.0031802 | 0.00020186 | 5.2905e-05 | 421.4872 | 1.8416 | 2.6229 | 0.70212
201602392495300042534.4097222222 | 201602392 | State of Utah | GKM061316 | 4953000 | 421.4872 | Main | San Juan River | 2016-06-13 09:50 |  | 7.2215 | 270 |  | 49.8 | 73 | 4.68 |  |  |  | 33000 | 5290 | 13300 | 1850 | 78.094 | 101 | 6.989 | ND_10 | 0.51875 | 0.73 | 0.13201 | 0 | 0 | 0 | 0.00016653 | 0.82339 | 0.21765 | 0.57852 | 0.047317 | 0.0028943 | 0.0018086 | 0.00012722 | 6.0048e-05 | 1.0375 | 0.73 | 0.13201 | 0 | 0 | 0 | 0.00016653 | 1.6468 | 0.4353 | 0.57852 | 0.047317 | 0.0086829 | 0.0036172 | 0.00025443 | 6.0048e-05 | 421.4872 | 1.8997 | 2.7205 | 0.69827
201602105495300042521.53125 | 201602105 | State of Utah | USGSGKM053116 | 4953000 | 421.4872 | Main | San Juan River | 2016-05-31 12:45 |  | 7.4455 | 303 |  | 57.7 | 87 | 5.47 |  |  |  | 39500 | 6790 | 15400 | 1830 | 49.836 | 42.1 | 5.307 | ND_10 | 0.60104 | 0.87 | 0.15429 | 0 | 0 | 0 | 0.00027893 | 0.98558 | 0.27937 | 0.66987 | 0.046805 | 0.001847 | 0.00075387 | 9.66e-05 | 3.5851e-05 | 1.2021 | 0.87 | 0.15429 | 0 | 0 | 0 | 0.00027893 | 1.9712 | 0.55873 | 0.66987 | 0.046805 | 0.005541 | 0.0015077 | 0.0001932 | 3.5851e-05 | 421.4872 | 2.2267 | 3.2538 | 0.68432
201602106495300042521.4791666667 | 201602106 | State of Utah | GKM053116 | 4953000 | 421.4872 | Main | San Juan River | 2016-05-31 11:30 |  | 7.4215 | 303 |  | 59.3 | 88 | 5.45 |  |  |  | 39400 | 6840 | 15500 | 1750 | 34.529 | 27.2 | ND_5 | ND_10 | 0.61771 | 0.88 | 0.15372 | 0 | 0 | 0 | 0.00026394 | 0.98308 | 0.28142 | 0.67421 | 0.044759 | 0.0012797 | 0.00048706 | #VALUE! | 3.7888e-05 | 1.2354 | 0.88 | 0.15372 | 0 | 0 | 0 | 0.00026394 | 1.9662 | 0.56285 | 0.67421 | 0.044759 | 0.0038391 | 0.00097412 |  | 3.7888e-05 | 421.4872 | 2.2694 | 3.2528 | 0.69767
201601867495300042511.53125 | 201601867 | State of Utah | GKM052116 | 4953000 | 421.4872 | Main | San Juan River | 2016-05-21 12:45 |  | 7.4165 | 378 |  | 86.7 | 95 | 7.34 |  |  |  | 46900 | 8150 | 24800 | 2100 | 19.852 | 26.9 | ND_5 | ND_10 | 0.90313 | 0.95 | 0.20703 | 0 | 0 | 0 | 0.00026092 | 1.1702 | 0.33532 | 1.0787 | 0.053711 | 0.00073575 | 0.00048169 | #VALUE! | 3.8327e-05 | 1.8063 | 0.95 | 0.20703 | 0 | 0 | 0 | 0.00026092 | 2.3404 | 0.67064 | 1.0787 | 0.053711 | 0.0022072 | 0.00096338 |  | 3.8327e-05 | 421.4872 | 2.9635 | 4.1467 | 0.71467
201601704495300042505.3958333333 | 201601704 | State of Utah | GKM051516 | 4953000 | 421.4872 | Main | San Juan River | 2016-05-15 09:30 |  | 7.811 | 445 |  | 111 | 108 | 9.63 |  |  |  | 56100 | 10700 | 23900 | 1820 | 33.954 | 29.9 | ND_5 | 18.806 | 1.1562 | 1.08 | 0.27163 | 0 | 0 | 0 | 0.00064714 | 1.3998 | 0.44024 | 1.0396 | 0.046549 | 0.0012584 | 0.00053541 | #VALUE! | 1.5453e-05 | 2.3125 | 1.08 | 0.27163 | 0 | 0 | 0 | 0.00064714 | 2.7995 | 0.88048 | 1.0396 | 0.046549 | 0.0037752 | 0.0010708 |  | 1.5453e-05 | 421.4872 | 3.6648 | 4.771 | 0.76813
201601638495300042499.75 | 201601638 | State of Utah | GKM050916 | 4953000 | 421.4872 | Main | San Juan River | 2016-05-09 18:00 |  | 7.587 | 418 |  | 113 | 104 | 9.94 |  |  |  | 57600 | 10500 | 24700 | 2300 | 35.424 | ND_20 | ND_5 | ND_10 | 1.1771 | 1.04 | 0.28037 | 0 | 0 | 0 | 0.00038637 | 1.4372 | 0.43201 | 1.0744 | 0.058826 | 0.0013129 | #VALUE! | #VALUE! | 2.5882e-05 | 2.3542 | 1.04 | 0.28037 | 0 | 0 | 0 | 0.00038637 | 2.8744 | 0.86402 | 1.0744 | 0.058826 | 0.0039386 |  |  | 2.5882e-05 | 421.4872 | 3.6749 | 4.8756 | 0.75374
201601340495300042472.46875 | 201601340 | State of Utah | GKM041116 | 4953000 | 421.4872 | Main | San Juan River | 2016-04-12 11:15 |  | 7.5585 | 520 |  | 150 | 108 | 13.7 |  |  |  | 64200 | 13200 | 33400 | 2130 | 18.966 | ND_20 | ND_5 | ND_10 | 1.5625 | 1.08 | 0.38643 | 0 | 0 | 0 | 0.00036183 | 1.6019 | 0.5431 | 1.4528 | 0.054478 | 0.00070291 | #VALUE! | #VALUE! | 2.7638e-05 | 3.125 | 1.08 | 0.38643 | 0 | 0 | 0 | 0.00036183 | 3.2038 | 1.0862 | 1.4528 | 0.054478 | 0.0021087 |  |  | 2.7638e-05 | 421.4872 | 4.5918 | 5.7994 | 0.79177
201601430495300042479.3979166667 | 201601430 | State of Utah | GKM041916 | 4953000 | 421.4872 | Main | San Juan River | 2016-04-19 09:33 |  | 7.614 | 530 |  | 162 | 111 | 13.1 |  |  |  | 65400 | 14300 | 39200 | 2420 | 150.44 | 83.5 | ND_5 | ND_10 | 1.6875 | 1.11 | 0.3695 | 0 | 0 | 0 | 0.00041115 | 1.6318 | 0.58836 | 1.7051 | 0.061895 | 0.0055756 | 0.0014952 | #VALUE! | 2.4322e-05 | 3.375 | 1.11 | 0.3695 | 0 | 0 | 0 | 0.00041115 | 3.2636 | 1.1767 | 1.7051 | 0.061895 | 0.016727 | 0.0029904 |  | 2.4322e-05 | 421.4872 | 4.8549 | 6.2271 | 0.77964
201601571495300042492.4583333333 | 201601571 | State of Utah | GKM050216 | 4953000 | 421.4872 | Main | San Juan River | 2016-05-02 11:00 |  | 8.003 | 550 |  | 163 | 123 | 14.8 |  |  |  | 71300 | 14400 | 37500 | 2090 | 16.262 | ND_20 | ND_5 | ND_10 | 1.6979 | 1.23 | 0.41745 | 0 | 0 | 0 | 0.0010069 | 1.779 | 0.59247 | 1.6312 | 0.053455 | 0.0006027 | #VALUE! | #VALUE! | 9.9312e-06 | 3.3958 | 1.23 | 0.41745 | 0 | 0 | 0 | 0.0010069 | 3.5581 | 1.1849 | 1.6312 | 0.053455 | 0.0018081 |  |  | 9.9312e-06 | 421.4872 | 5.0443 | 6.4294 | 0.78456
201600797495300042438.4791666667 | 201600797 | State of Utah | GKM030816 | 4953000 | 421.4872 | Main | San Juan River | 2016-03-09 11:30 |  | 7.8525 | 615 |  | 196 | 123 | 15 |  |  |  | 73100 | 17700 | 40400 | 2520 | 17.685 | ND_20 | ND_5 | ND_10 | 2.0417 | 1.23 | 0.4231 | 0 | 0 | 0 | 0.00071203 | 1.8239 | 0.72825 | 1.7573 | 0.064453 | 0.00065544 | #VALUE! | #VALUE! | 1.4044e-05 | 4.0833 | 1.23 | 0.4231 | 0 | 0 | 0 | 0.00071203 | 3.6479 | 1.4565 | 1.7573 | 0.064453 | 0.0019663 |  |  | 1.4044e-05 | 421.4872 | 5.7371 | 6.9281 | 0.82809
201601039495300042458.3715277778 | 201601039 | State of Utah | GKM032816 | 4953000 | 421.4872 | Main | San Juan River | 2016-03-29 08:55 |  | 7.873 | 602 |  | 196 | 118 | 15.4 |  |  |  | 75000 | 17400 | 40700 | 2240 | 16.767 | ND_20 | ND_5 | ND_10 | 2.0417 | 1.18 | 0.43438 | 0 | 0 | 0 | 0.00074645 | 1.8714 | 0.7159 | 1.7704 | 0.057291 | 0.00062141 | #VALUE! | #VALUE! | 1.3397e-05 | 4.0833 | 1.18 | 0.43438 | 0 | 0 | 0 | 0.00074645 | 3.7427 | 1.4318 | 1.7704 | 0.057291 | 0.0018642 |  |  | 1.3397e-05 | 421.4872 | 5.6985 | 7.004 | 0.8136
201601508495300042486.3541666667 | 201601508 | State of Utah | GKM042516 | 4953000 | 421.4872 | Main | San Juan River | 2016-04-26 08:30 |  | 7.7765 | 600 |  | 202 | 130 | 17 |  |  |  | 75700 | 16200 | 43700 | 2340 | ND_10 | ND_20 | ND_5 | ND_10 | 2.1042 | 1.3 | 0.47951 | 0 | 0 | 0 | 0.00059772 | 1.8888 | 0.66653 | 1.9009 | 0.059849 | #VALUE! | #VALUE! | #VALUE! | 1.673e-05 | 4.2083 | 1.3 | 0.47951 | 0 | 0 | 0 | 0.00059772 | 3.7776 | 1.3331 | 1.9009 | 0.059849 |  |  |  | 1.673e-05 | 421.4872 | 5.9884 | 7.0714 | 0.84685
201600826495300042444.4895833333 | 201600826 | State of Utah | GKM031416 | 4953000 | 421.4872 | Main | San Juan River | 2016-03-15 11:45 |  | 7.893 | 655 |  | 210 | 129 | 15.8 |  |  |  | 87900 | 21800 | 66000 | 3330 | ND_10 | ND_20 | ND_5 | ND_10 | 2.1875 | 1.29 | 0.44566 | 0 | 0 | 0 | 0.00078163 | 2.1932 | 0.89693 | 2.8709 | 0.08517 | #VALUE! | #VALUE! | #VALUE! | 1.2794e-05 | 4.375 | 1.29 | 0.44566 | 0 | 0 | 0 | 0.00078163 | 4.3864 | 1.7939 | 2.8709 | 0.08517 |  |  |  | 1.2794e-05 | 421.4872 | 6.1114 | 9.1363 | 0.66892
201600930495300042451.5173611111 | 201600930 | State of Utah | GKM032116 | 4953000 | 421.4872 | Main | San Juan River | 2016-03-22 12:25 |  | 8.0485 | 651 |  | 215 | 125 | 16.3 |  |  |  | 82100 | 19900 | 44500 | 2460 | 10.355 | ND_20 | ND_5 | ND_10 | 2.2396 | 1.25 | 0.45976 | 0 | 0 | 0 | 0.0011181 | 2.0485 | 0.81876 | 1.9356 | 0.062918 | 0.00038377 | #VALUE! | #VALUE! | 8.9433e-06 | 4.4792 | 1.25 | 0.45976 | 0 | 0 | 0 | 0.0011181 | 4.097 | 1.6375 | 1.9356 | 0.062918 | 0.0011513 |  |  | 8.9433e-06 | 421.4872 | 6.19 | 7.7343 | 0.80034
201600728495300042430.3819444444 | 201600728 | State of Utah | GKM022916 | 4953000 | 421.4872 | Main | San Juan River | 2016-03-01 09:10 |  | 7.9 | 668 |  | 220 | 133 | 14.7 |  |  |  | 80200 | 20600 | 47500 | 2690 | 16.921 | ND_20 | ND_5 | 11.307 | 2.2917 | 1.33 | 0.41463 | 0 | 0 | 0 | 0.00079433 | 2.0011 | 0.84756 | 2.0661 | 0.068801 | 0.00062712 | #VALUE! | #VALUE! | 1.2589e-05 | 4.5833 | 1.33 | 0.41463 | 0 | 0 | 0 | 0.00079433 | 4.0022 | 1.6951 | 2.0661 | 0.068801 | 0.0018814 |  |  | 1.2589e-05 | 421.4872 | 6.3288 | 7.8342 | 0.80784
201600727495300042430.375 | 201600727 | State of Utah | GKM022916 | 4953000 | 421.4872 | Main | San Juan River | 2016-03-01 09:00 |  | 7.894 | 667 |  | 225 | 133 | 14.8 |  |  |  | 80700 | 20500 | 46600 | 2690 | 21.563 | ND_20 | ND_5 | ND_10 | 2.3438 | 1.33 | 0.41745 | 0 | 0 | 0 | 0.00078343 | 2.0136 | 0.84345 | 2.027 | 0.068801 | 0.00079916 | #VALUE! | #VALUE! | 1.2764e-05 | 4.6875 | 1.33 | 0.41745 | 0 | 0 | 0 | 0.00078343 | 4.0271 | 1.6869 | 2.027 | 0.068801 | 0.0023975 |  |  | 1.2764e-05 | 421.4872 | 6.4357 | 7.8122 | 0.8238
201600511495300042417.375 | 201600511 | State of Utah | GKM021616 | 4953000 | 421.4872 | Main | San Juan River | 2016-02-17 09:00 |  | 7.5665 | 732 |  | 229 | 129 | 17.8 |  |  |  | 77200 | 18700 | 69500 | 3020 | 57.731 | 37.2 | ND_5 | ND_10 | 2.3854 | 1.29 | 0.50207 | 0 | 0 | 0 | 0.00036855 | 1.9262 | 0.76939 | 3.0231 | 0.077241 | 0.0021396 | 0.00066613 | #VALUE! | 2.7133e-05 | 4.7708 | 1.29 | 0.50207 | 0 | 0 | 0 | 0.00036855 | 3.8525 | 1.5388 | 3.0231 | 0.077241 | 0.0064188 | 0.0013323 |  | 2.7133e-05 | 421.4872 | 6.5633 | 8.4994 | 0.77221
201601174495300042464.6458333333 | 201601174 | State of Utah | GKM040416 | 4953000 | 421.4872 | Main | San Juan River | 2016-04-04 15:30 |  | 8.1335 | 665 |  | 239 | 119 | 20.6 |  |  |  | 80000 | 18900 | 49400 | 2450 | ND_10 | ND_20 | ND_5 | ND_10 | 2.4896 | 1.19 | 0.58105 | 0 | 0 | 0 | 0.0013599 | 1.9961 | 0.77762 | 2.1488 | 0.062663 | #VALUE! | #VALUE! | #VALUE! | 7.3536e-06 | 4.9792 | 1.19 | 0.58105 | 0 | 0 | 0 | 0.0013599 | 3.9922 | 1.5552 | 2.1488 | 0.062663 |  |  |  | 7.3536e-06 | 421.4872 | 6.7516 | 7.7589 | 0.87017
201600691495300042424.3888888889 | 201600691 | State of Utah | GKM022216 | 4953000 | 421.4872 | Main | San Juan River | 2016-02-24 09:20 |  | 7.658 | 724 |  | 246 | 137 | 14.9 |  |  |  | 85100 | 22900 | 54700 | 2930 | ND_10 | ND_20 | ND_5 | ND_10 | 2.5625 | 1.37 | 0.42027 | 0 | 0 | 0 | 0.00045499 | 2.1234 | 0.94219 | 2.3793 | 0.074939 | #VALUE! | #VALUE! | #VALUE! | 2.1979e-05 | 5.125 | 1.37 | 0.42027 | 0 | 0 | 0 | 0.00045499 | 4.2467 | 1.8844 | 2.3793 | 0.074939 |  |  |  | 2.1979e-05 | 421.4872 | 6.9157 | 8.5854 | 0.80552
201600510495294242417.4375 | 201600510 | State of Utah | GKM021616 | 4952942 | 510.7414 | Main | San Juan River | 2016-02-17 10:30 |  | 6.917 | 735 |  | 230 | 132 | 15.8 |  |  |  | 79100 | 21000 | 67500 | 3070 | 162.89 | 77.5 | 5.46 | 11.863 | 2.3958 | 1.32 | 0.44566 | 0 | 0 | 0 | 8.2604e-05 | 1.9737 | 0.86402 | 2.9361 | 0.07852 | 0.006037 | 0.0013878 | 9.9385e-05 | 0.00012106 | 4.7917 | 1.32 | 0.44566 | 0 | 0 | 0 | 8.2604e-05 | 3.9473 | 1.728 | 2.9361 | 0.07852 | 0.018111 | 0.0027755 | 0.00019877 | 0.00012106 | 510.7414 | 6.5574 | 8.7112 | 0.75276