{"text_format":"3","workbook":"xlsx","n_sheets":3,"sheets":["NEEDS 5.16_Active","NEEDS 5.16_Retired_by2021","Key to Emission Control"],"not_rendered":{"external_links":3,"defined_names":231,"comments":1},"read":"whole","date_system":"1900"}

{"sheet":"NEEDS 5.16_Active","index":0,"n_rows":16683,"n_cols":52,"rows_kept":2250,"cut":true,"bounds":{"rows_first":1000,"rows_last":250,"rows_between":1000,"halvings":1}}
["Plant Name","UniqueID_Final","ORIS Plant Code","Boiler/Generator/Committed Unit","Unit ID","CAMD Database UnitID","PlantType","Combustion Turbine/IC Engine","Region Name","State Name","State Code","County","County Code","FIPS5","Capacity (MW)","Heat Rate (Btu/kWh)","On Line Year","Retirement Year","Firing","Bottom","Cogen?","Modeled Fuels","Wet/DryScrubber","Scrubber_Online_Year","Scrubber Efficiency","Scrubber Efficiency_MATS","NOx Comb Control","NOx Post-Comb Control","SCR_Online_Year","SNCR_Online_Year","PM Control","PM Control_MATS","FlueGasConditioning_Flag","Mercury_Controls","ACI_Online_Year","Mercury_Controls Efficiency_MATS","SO2 Permit Rate (lbs/mmBtu)","Mode 1 NOx Rate (lbs/mmBtu)","Mode 2 NOx Rate (lbs/mmBtu)","Mode 3 NOx Rate  (lbs/mmBtu)","Mode 4 NOx Rate  (lbs/mmBtu)","Hg EMF for BIT_MATS","Hg EMF for SUB_MATS","Hg EMF for LIG_MATS","HCL Removal","HCL Removal_MATS","DSI Unit","BART Affected Unit","DSI Online Year","CCS Removal","C2G","C2G Online Year"]
["Edwardsport","1004_G_CT1",1004,"G","CT1","","IGCC","","MIS_INKY","Indiana",18,"Knox",83,"18083",174,8800,2012,9999,"","","N","Bituminous","","",95,95,"NDI","","","","","","","","","",1.2,{"v":0.06804597983670126,"d":"0.0680"},{"v":0.06804597983670126,"d":"0.0680"},{"v":0.06804597983670126,"d":"0.0680"},{"v":0.06804597983670126,"d":"0.0680"},0.1,0.1,0.1,99,99,"",""]
["Edwardsport","1004_G_CT2",1004,"G","CT2","","IGCC","","MIS_INKY","Indiana",18,"Knox",83,"18083",174,8800,2012,9999,"","","N","Bituminous","","",95,95,"NDI","","","","","","","","","",1.2,{"v":0.06804597983670126,"d":"0.0680"},{"v":0.06804597983670126,"d":"0.0680"},{"v":0.06804597983670126,"d":"0.0680"},{"v":0.06804597983670126,"d":"0.0680"},0.1,0.1,0.1,99,99,"",""]
["Edwardsport","1004_G_ST",1004,"G","ST","","IGCC","","MIS_INKY","Indiana",18,"Knox",83,"18083",238,8800,2012,9999,"","","N","Bituminous","","",95,95,"NDI","","","","","","","","","",1.2,{"v":0.06804597983670126,"d":"0.0680"},{"v":0.06804597983670126,"d":"0.0680"},{"v":0.06804597983670126,"d":"0.0680"},{"v":0.06804597983670126,"d":"0.0680"},0.1,0.1,0.1,99,99,"",""]
["Wabash River","1010_G_1A",1010,"G","1A",720,"IGCC","","MIS_INKY","Indiana",18,"Vigo",167,"18167",189,8800,1995,9999,"","","N","Bituminous, Petroleum Coke","","",97,97,"STM","","","","","","","","","",0.71,{"v":0.07433926913433517,"d":"0.0743"},{"v":0.07433926913433517,"d":"0.0743"},{"v":0.07433926913433517,"d":"0.0743"},{"v":0.07433926913433517,"d":"0.0743"},0.1,0.1,0.1,99,99,"",""]
["Argus Cogen Plant","10684_G_TG5",10684,"G","TG5","","Coal Steam","","WECC_SCE","California",6,"San Bernardino",71,"06071",7,12518,1947,9999,"","","N","Bituminous","","","","","","","","","","","NA","","","",0.526482047,{"v":0.33385122095914666,"d":"0.3339"},{"v":0.33385122095914666,"d":"0.3339"},{"v":0.33385122095914666,"d":"0.3339"},{"v":0.33385122095914666,"d":"0.3339"},1,1,1,"","","",""]
["S A Carlson","2682_G_5",2682,"G","5",1811,"IGCC","","NY_Z_A&B","New York",36,"Chautauqua",13,"36013",22.5,17025,1951,9999,"","","N","Bituminous","","",95,95,"NDI","","","","","","","","","",1.2,{"v":0.06804597983670126,"d":"0.0680"},{"v":0.06804597983670126,"d":"0.0680"},{"v":0.06804597983670126,"d":"0.0680"},{"v":0.06804597983670126,"d":"0.0680"},0.1,0.1,0.1,99,99,"",""]
["S A Carlson","2682_G_6",2682,"G","6",1813,"IGCC","","NY_Z_A&B","New York",36,"Chautauqua",13,"36013",22.5,17025,1968,9999,"","","N","Bituminous","","",95,95,"NDI","","","","","","","","","",1.2,{"v":0.06804597983670126,"d":"0.0680"},{"v":0.06804597983670126,"d":"0.0680"},{"v":0.06804597983670126,"d":"0.0680"},{"v":0.06804597983670126,"d":"0.0680"},0.1,0.1,0.1,99,99,"",""]
["Waupun Correctional Central Heating Plt","54407_G_1",54407,"G","1","","Coal Steam","","MIS_WUMS","Wisconsin",55,"Dodge",27,"55027",0.2,8300,1951,9999,"","","Y","Bituminous","","","","","","","","","","","NA","","","",1.9658333333333344,{"v":0.4451349612788622,"d":"0.4451"},{"v":0.4451349612788622,"d":"0.4451"},{"v":0.4451349612788622,"d":"0.4451"},{"v":0.4451349612788622,"d":"0.4451"},1,1,1,"","","",""]
["Waupun Correctional Central Heating Plt","54407_G_2",54407,"G","2","","Coal Steam","","MIS_WUMS","Wisconsin",55,"Dodge",27,"55027",0.5,8300,1951,9999,"","","Y","Bituminous","","","","","","","","","","","NA","","","",1.9658333333333344,{"v":0.4451349612788622,"d":"0.4451"},{"v":0.4451349612788622,"d":"0.4451"},{"v":0.4451349612788622,"d":"0.4451"},{"v":0.4451349612788622,"d":"0.4451"},1,1,1,"","","",""]
["Prairie State Generatng Station","55856_G_PC1",55856,"G","PC1","","Coal Steam","","MIS_IL","Illinois",17,"Washington",189,"17189",800,8800,2011,9999,"wall","dry","N","Bituminous","Wet Scrubber",2011,98,98,"CO + LNB","SCR",2011,"","ESPC + ESPH","ESPC + ESPH","No","ACI",2011,90,0.182,{"v":0.07,"d":"0.0700"},{"v":0.07,"d":"0.0700"},{"v":0.07,"d":"0.0700"},{"v":0.07,"d":"0.0700"},0.1,0.1,0.1,99,99,"Yes","No",2011]
["Prairie State Generatng Station","55856_G_PC2",55856,"G","PC2","","Coal Steam","","MIS_IL","Illinois",17,"Washington",189,"17189",800,8800,2012,9999,"wall","dry","N","Bituminous","Wet Scrubber",2012,98,98,"CO + LNB","SCR",2012,"","ESPC + ESPH","ESPC + ESPH","No","ACI",2012,90,0.182,{"v":0.07,"d":"0.0700"},{"v":0.07,"d":"0.0700"},{"v":0.07,"d":"0.0700"},{"v":0.07,"d":"0.0700"},0.1,0.1,0.1,99,99,"Yes","No",2012]
["John W Turk Jr Power Plant","56564_G_1",56564,"G","1","","Coal Steam","","SPP_WEST","Arkansas",5,"HEMPSTEAD",57,"05057",609,8900,2012,9999,"wall","wet","N","Subbituminous","Dry Scrubber",2012,90,90,"LNB + OFA","SCR",2012,"","B","B","NA","ACI",2012,90,0.065,{"v":0.049,"d":"0.0490"},{"v":0.049,"d":"0.0490"},{"v":0.049,"d":"0.0490"},{"v":0.049,"d":"0.0490"},0.1,0.1,0.1,90,90,"",""]
["Virginia Tech Power Plant","56785_G_WG01",56785,"G","WG01","","Coal Steam","","PJM_West","Virginia",51,"MONTGOMERY",121,"51121",2.5,10386,1976,9999,"","","Y","Bituminous","","","","","","","","","","","NA","","","",1.0560800000000006,{"v":0.4451349612788622,"d":"0.4451"},{"v":0.4451349612788622,"d":"0.4451"},{"v":0.4451349612788622,"d":"0.4451"},{"v":0.4451349612788622,"d":"0.4451"},1,1,1,"","","",""]
["Virginia City Hybrid Energy Center","56808_G_1",56808,"G","1","","Coal Steam","","PJM_West","Virginia",51,"Wise",195,"51195",585,8800,2012,9999,"FBC","dry","N","Bituminous","Dry Scrubber",2012,98,98,"CF","SNCR","",2012,"ESPC + B","ESPC + B","No","ACI",2012,90,0.022,{"v":0.07,"d":"0.0700"},{"v":0.07,"d":"0.0700"},{"v":0.07,"d":"0.0700"},{"v":0.07,"d":"0.0700"},0.1,0.1,0.1,99,99,"",""]
["Polk","7242_G_1CA",7242,"G","1CA",3047,"IGCC","","FRCC","Florida",12,"Polk",105,"12105",59,10407,1996,9999,"","","N","Bituminous","","",95,95,"NDI","","","","","","","","","",0.17,{"v":0.060207974075102644,"d":"0.0602"},{"v":0.060207974075102644,"d":"0.0602"},{"v":0.060207974075102644,"d":"0.0602"},{"v":0.060207974075102644,"d":"0.0602"},0.1,0.1,0.1,99,99,"",""]
["Polk","7242_G_1CT",7242,"G","1CT",3047,"IGCC","","FRCC","Florida",12,"Polk",105,"12105",161,10407,1996,9999,"","","N","Bituminous","","",95,95,"NDI","","","","","","","","","",0.17,{"v":0.060207974075102644,"d":"0.0602"},{"v":0.060207974075102644,"d":"0.0602"},{"v":0.060207974075102644,"d":"0.0602"},{"v":0.060207974075102644,"d":"0.0602"},0.1,0.1,0.1,99,99,"",""]
["Greene County","10_B_1",10,"B","1",19,"Coal Steam","","S_SOU","Alabama",1,"Greene",63,"01063",254,9910,1965,9999,"cell","dry","N","Bituminous","","","","","LNCB + OFA","","","","ESPH","ESPH","No","ACI",2016,90,4,{"v":0.3550545599114678,"d":"0.3551"},{"v":0.3550545599114678,"d":"0.3551"},{"v":0.3550545599114678,"d":"0.3551"},{"v":0.3550545599114678,"d":"0.3551"},0.1,0.1,0.1,"","","","Yes",null,null,"C2G",2017]
["Greene County","10_B_2",10,"B","2",20,"Coal Steam","","S_SOU","Alabama",1,"Greene",63,"01063",243,9700,1966,9999,"wall","dry","N","Bituminous","","","","","LNB + OFA","","","","ESPH","ESPH","No","ACI",2016,90,4,{"v":0.3578160458214805,"d":"0.3578"},{"v":0.3578160458214805,"d":"0.3578"},{"v":0.3578160458214805,"d":"0.3578"},{"v":0.3578160458214805,"d":"0.3578"},0.1,0.1,0.1,"","","","Yes",null,null,"C2G",2017]
["Colorado Energy Nations Company","10003_B_BLR2",10003,"B","BLR2","","Coal Steam","","WECC_CO","Colorado",8,"Jefferson",59,"08059",8.1,8300,1976,9999,"","","Y","Bituminous","","","","","","","","","","","NA","","","",1.5,{"v":0.4451349612788622,"d":"0.4451"},{"v":0.4451349612788622,"d":"0.4451"},{"v":0.4451349612788622,"d":"0.4451"},{"v":0.4451349612788622,"d":"0.4451"},1,1,1,"","","",""]
["Colorado Energy Nations Company","10003_B_BLR4",10003,"B","BLR4","","Coal Steam","","WECC_CO","Colorado",8,"Jefferson",59,"08059",8.1,8300,1976,9999,"","","Y","Bituminous, Subbituminous","","","","","","","","","B","B","NA","","","",1,{"v":0.4451349612788622,"d":"0.4451"},{"v":0.4451349612788622,"d":"0.4451"},{"v":0.4451349612788622,"d":"0.4451"},{"v":0.4451349612788622,"d":"0.4451"},0.11,0.27,1,"","","",""]
["Colorado Energy Nations Company","10003_B_BLR5",10003,"B","BLR5","","Coal Steam","","WECC_CO","Colorado",8,"Jefferson",59,"08059",8.1,8300,1976,9999,"","","Y","Bituminous","","",5.3,5.3,"","","","","B","B","NA","","","",1,{"v":0.4451349612788622,"d":"0.4451"},{"v":0.4451349612788622,"d":"0.4451"},{"v":0.4451349612788622,"d":"0.4451"},{"v":0.4451349612788622,"d":"0.4451"},0.11,0.27,1,"","","",""]
["Cayuga","1001_B_1",1001,"B","1",706,"Coal Steam","","MIS_INKY","Indiana",18,"Vermillion",165,"18165",500,10153,1970,9999,"tangential","dry","N","Bituminous","Wet Scrubber",2008,97,97,"LNC2","SCR",2015,"","ESPC","ESPC + B","No","ACI",2015,90,4.4,{"v":0.29000765287395247,"d":"0.2900"},{"v":0.07,"d":"0.0700"},{"v":0.29000765287395247,"d":"0.2900"},{"v":0.07,"d":"0.0700"},0.1,0.1,0.1,99,99,"Yes","Yes",2014]
["Cayuga","1001_B_2",1001,"B","2",707,"Coal Steam","","MIS_INKY","Indiana",18,"Vermillion",165,"18165",495,10215,1972,9999,"tangential","dry","N","Bituminous","Wet Scrubber",2008,97,97,"LNC2","SCR",2015,"","ESPC","ESPC + B","No","ACI",2015,90,4.4,{"v":0.2764845917708194,"d":"0.2765"},{"v":0.07,"d":"0.0700"},{"v":0.2764845917708194,"d":"0.2765"},{"v":0.07,"d":"0.0700"},0.1,0.1,0.1,99,99,"","Yes"]
["Logan Generating Company LP","10043_B_B01",10043,"B","B01",3524,"Coal Steam","","PJM_EMAC","New Jersey",34,"Gloucester",15,"34015",219,10296,1994,9999,"wall","dry","Y","Bituminous","Dry Scrubber",1994,93,93,"LNBO","SCR",2000,"","B","B","NA","","","",0.16,{"v":0.1305293639070993,"d":"0.1305"},{"v":0.1,"d":"0.1000"},{"v":0.1305293639070993,"d":"0.1305"},{"v":0.1,"d":"0.1000"},0.05,0.75,1,98,99,"",""]
["Taconite Harbor Energy Center","10075_B_1",10075,"B","1",9003,"Coal Steam","","MIS_MNWI","Minnesota",27,"Cook",31,"27031",78,11564,1957,9999,"tangential","dry","N","Subbituminous","Dry Scrubber",2008,65,90,"LNB + OFA","SNCR","",2008,"ESPC","ESPC","Yes","ACI",2008,90,0.78,{"v":0.1358019427361492,"d":"0.1358"},{"v":0.1358019427361492,"d":"0.1358"},{"v":0.12,"d":"0.1200"},{"v":0.12,"d":"0.1200"},0.1,0.1,0.1,70,99,"",""]
["Taconite Harbor Energy Center","10075_B_2",10075,"B","2",9004,"Coal Steam","","MIS_MNWI","Minnesota",27,"Cook",31,"27031",74,11730,1957,9999,"tangential","dry","N","Subbituminous","Dry Scrubber",2008,65,90,"LNB + OFA","SNCR","",2008,"ESPC","ESPC","Yes","ACI",2008,90,0.45,{"v":0.14344163697669324,"d":"0.1434"},{"v":0.14344163697669324,"d":"0.1434"},{"v":0.12,"d":"0.1200"},{"v":0.12,"d":"0.1200"},0.1,0.1,0.1,70,99,"",""]
["R Gallagher","1008_B_2",1008,"B","2",717,"Coal Steam","","MIS_INKY","Indiana",18,"Floyd",43,"18043",140,11044,1958,9999,"wall","dry","N","Bituminous","","",80,80,"LNBO","","","","B","B","NA","ACI",2015,90,0.662,{"v":0.3567390039858259,"d":"0.3567"},{"v":0.3567390039858259,"d":"0.3567"},{"v":0.3567390039858259,"d":"0.3567"},{"v":0.3567390039858259,"d":"0.3567"},0.1,0.1,0.1,90,90,"Yes","",2012]
["R Gallagher","1008_B_4",1008,"B","4",719,"Coal Steam","","MIS_INKY","Indiana",18,"Floyd",43,"18043",140,11135,1961,9999,"wall","dry","N","Bituminous","","",80,80,"LNBO","","","","B","B","NA","ACI",2015,90,0.634,{"v":0.3434822028253939,"d":"0.3435"},{"v":0.3434822028253939,"d":"0.3435"},{"v":0.3434822028253939,"d":"0.3435"},{"v":0.3434822028253939,"d":"0.3435"},0.1,0.1,0.1,90,90,"Yes","",2012]
["Wabash River","1010_B_6",1010,"B","6",725,"Coal Steam","","MIS_INKY","Indiana",18,"Vigo",167,"18167",313,10435,1968,9999,"tangential","dry","N","Bituminous","","","","","LNC2","","","","ESPC","ESPC + B","No","","","",0.5,{"v":0.3499064392750377,"d":"0.3499"},{"v":0.3499064392750377,"d":"0.3499"},{"v":0.2606568878227852,"d":"0.2607"},{"v":0.2606568878227852,"d":"0.2607"},0.2,0.75,1,"","","","Yes",null,null,"C2G/Retire",2017]
["John B Rich Memorial Power Station","10113_B_CFB1",10113,"B","CFB1",3527,"Coal Steam","","PJM_WMAC","Pennsylvania",42,"Schuylkill",107,"42107",40,8300,1988,9999,"FBC","dry","Y","Waste Coal","Reagent Injection","",80,80,"OFA","","","","B","B","NA","","","",4,{"v":0.053838125416166845,"d":"0.0538"},{"v":0.053838125416166845,"d":"0.0538"},{"v":0.053838125416166845,"d":"0.0538"},{"v":0.053838125416166845,"d":"0.0538"},0.01,0.01,0.01,95,95,"",""]
["John B Rich Memorial Power Station","10113_B_CFB2",10113,"B","CFB2",3528,"Coal Steam","","PJM_WMAC","Pennsylvania",42,"Schuylkill",107,"42107",40,8300,1988,9999,"FBC","dry","Y","Waste Coal","Reagent Injection","",80,80,"OFA","","","","B","B","NA","","","",4,{"v":0.053337491991331615,"d":"0.0533"},{"v":0.053337491991331615,"d":"0.0533"},{"v":0.053337491991331615,"d":"0.0533"},{"v":0.053337491991331615,"d":"0.0533"},0.01,0.01,0.01,95,95,"",""]
["F B Culley","1012_B_2",1012,"B","2",727,"Coal Steam","","MIS_INKY","Indiana",18,"Warrick",173,"18173",90,11534,1966,9999,"wall","dry","N","Bituminous","Wet Scrubber",2004,97.7,97.7,"LNB","SCR",2003,"","ESPC","ESPC","No","","","",0.25,{"v":0.07,"d":"0.0700"},{"v":0.07,"d":"0.0700"},{"v":0.07,"d":"0.0700"},{"v":0.07,"d":"0.0700"},0.34,0.84,0.56,99,99,"","Yes"]
["F B Culley","1012_B_3",1012,"B","3",728,"Coal Steam","","MIS_INKY","Indiana",18,"Warrick",173,"18173",270,10935,1973,9999,"wall","dry","N","Bituminous","Wet Scrubber",2004,97.7,97.7,"LNB","SCR",2000,"","B","B","NA","","","",0.25,{"v":0.09891895791014339,"d":"0.0989"},{"v":0.09891895791014339,"d":"0.0989"},{"v":0.09891895791014339,"d":"0.0989"},{"v":0.09891895791014339,"d":"0.0989"},0.1,0.27,0.56,99,99,"","Yes"]
["Colver Power Project","10143_B_ABB01",10143,"B","ABB01",3529,"Coal Steam","","PJM_PENE","Pennsylvania",42,"Cambria",21,"42021",110,11253,1995,9999,"FBC","dry","N","Waste Coal","Dry Scrubber",1995,97,97,"NH3","SNCR","",1995,"B","B","NA","","","",0.54,{"v":0.13422841187120793,"d":"0.1342"},{"v":0.13422841187120793,"d":"0.1342"},{"v":0.13422841187120793,"d":"0.1342"},{"v":0.13422841187120793,"d":"0.1342"},0.01,0.01,0.01,99,99,"",""]
["White Pine Electric Power","10148_B_BLR 1",10148,"B","BLR 1","","Coal Steam","","MIS_WUMS","Michigan",26,"Ontonagon",131,"26131",27,14500,1954,9999,"","","N","Bituminous","","","","","","","","","WS","B + WS","NA","","","",1.67,{"v":0.4451349612788622,"d":"0.4451"},{"v":0.4451349612788622,"d":"0.4451"},{"v":0.4451349612788622,"d":"0.4451"},{"v":0.4451349612788622,"d":"0.4451"},0.11,0.27,1,"","","","",null,null,"C2G",2013]
["Grant Town Power Plant","10151_B_BLR1A",10151,"B","BLR1A",10068,"Coal Steam","","PJM_AP","West Virginia",54,"Marion",49,"54049",40,13970,1992,9999,"FBC","dry","N","Waste Coal","Reagent Injection","",91.6,91.6,"CM","SNCR","",2003,"B","B","NA","","","",0.8300000000000001,{"v":0.29687305851138546,"d":"0.2969"},{"v":0.29687305851138546,"d":"0.2969"},{"v":0.29687305851138546,"d":"0.2969"},{"v":0.29687305851138546,"d":"0.2969"},0.01,0.01,0.01,95,95,"",""]
["Grant Town Power Plant","10151_B_BLR1B",10151,"B","BLR1B",10069,"Coal Steam","","PJM_AP","West Virginia",54,"Marion",49,"54049",40,13970,1992,9999,"FBC","dry","N","Waste Coal","Reagent Injection","",91.6,91.6,"CM","SNCR","",2003,"B","B","NA","","","",0.8300000000000001,{"v":0.29305396193019784,"d":"0.2931"},{"v":0.29305396193019784,"d":"0.2931"},{"v":0.29305396193019784,"d":"0.2931"},{"v":0.29305396193019784,"d":"0.2931"},0.01,0.01,0.01,95,95,"",""]
["Crawfordsville","1024_B_5",1024,"B","5","","Coal Steam","","MIS_INKY","Indiana",18,"Montgomery",107,"18107",10.6,14500,1955,9999,"stoker/SPR","","N","Bituminous","","","","","","","","","C","C","NA","","","",6,{"v":0.46590059797290656,"d":"0.4659"},{"v":0.46590059797290656,"d":"0.4659"},{"v":0.46590059797290656,"d":"0.4659"},{"v":0.46590059797290656,"d":"0.4659"},1,1,1,"","","",""]
["Crawfordsville","1024_B_6",1024,"B","6","","Coal Steam","","MIS_INKY","Indiana",18,"Montgomery",107,"18107",12.6,14500,1965,9999,"stoker/SPR","","N","Bituminous","","","","","","","","","ESPC + C","ESPC + C","No","","","",6,{"v":0.46590059797290656,"d":"0.4659"},{"v":0.46590059797290656,"d":"0.4659"},{"v":0.46590059797290656,"d":"0.4659"},{"v":0.46590059797290656,"d":"0.4659"},0.64,0.97,1,"","","","Yes"]
["T B Simon Power Plant","10328_B_BLR1",10328,"B","BLR1",89142,"Coal Steam","","MIS_LMI","Michigan",26,"Ingham",65,"26065",17,8300,1965,9999,"wall","dry","Y","Bituminous","","","","","LNB + OFA","SNCR","",2007,"B","B","NA","","","",1.67,{"v":0.3358474762554614,"d":"0.3358"},{"v":0.25188560719159603,"d":"0.2519"},{"v":0.3358474762554614,"d":"0.3358"},{"v":0.25188560719159603,"d":"0.2519"},0.11,0.27,1,"","","",""]
["T B Simon Power Plant","10328_B_BLR2",10328,"B","BLR2",89143,"Coal Steam","","MIS_LMI","Michigan",26,"Ingham",65,"26065",17,8300,1965,9999,"wall","dry","Y","Bituminous","","","","","LNB + OFA","SNCR","",2007,"B","B","NA","","","",1.67,{"v":0.3358474762554614,"d":"0.3358"},{"v":0.25188560719159603,"d":"0.2519"},{"v":0.3358474762554614,"d":"0.3358"},{"v":0.25188560719159603,"d":"0.2519"},0.11,0.27,1,"","","",""]
["T B Simon Power Plant","10328_B_BLR3",10328,"B","BLR3",89144,"Coal Steam","","MIS_LMI","Michigan",26,"Ingham",65,"26065",17,8300,1965,9999,"wall","dry","Y","Bituminous","","","","","LNB + OFA","SNCR","",2007,"ESPH","ESPH","No","","","",1.67,{"v":0.3358474762554614,"d":"0.3358"},{"v":0.25188560719159603,"d":"0.2519"},{"v":0.3358474762554614,"d":"0.3358"},{"v":0.25188560719159603,"d":"0.2519"},0.9,0.94,1,"","","",""]
["T B Simon Power Plant","10328_B_BLR4",10328,"B","BLR4",89145,"Coal Steam","","MIS_LMI","Michigan",26,"Ingham",65,"26065",17,8300,1965,9999,"FBC","dry","Y","Bituminous","Reagent Injection","",91.6,91.6,"CF","SNCR","",1999,"B","B","NA","","","",1.67,{"v":0.11029999999999998,"d":"0.1103"},{"v":0.11029999999999998,"d":"0.1103"},{"v":0.11029999999999998,"d":"0.1103"},{"v":0.11029999999999998,"d":"0.1103"},0.05,0.43,0.43,95,95,"",""]
["T B Simon Power Plant","10328_B_BLR6",10328,"B","BLR6",89142,"Coal Steam","","MIS_LMI","Michigan",26,"Ingham",65,"26065",17,8300,1965,9999,"wall","dry","Y","Bituminous","","","","","LNB + OFA","SNCR","",2007,"B","B","NA","","","",1.67,{"v":0.3358474762554614,"d":"0.3358"},{"v":0.25188560719159603,"d":"0.2519"},{"v":0.3358474762554614,"d":"0.3358"},{"v":0.25188560719159603,"d":"0.2519"},0.11,0.27,1,"","","",""]
["Central Power & Lime","10333_B_1",10333,"B","1",89797,"Coal Steam","","FRCC","Florida",12,"Hernando",53,"12053",135,10473,1988,9999,"wall","dry","Y","Biomass","Dry Scrubber",1988,90,90,"AA + LNB","","","","B","B","NA",null,"","",0.31,{"v":0.3202162118481855,"d":"0.3202"},{"v":0.3202162118481855,"d":"0.3202"},{"v":0.3202162118481855,"d":"0.3202"},{"v":0.3202162118481855,"d":"0.3202"},0.05,0.75,1,95,99,"",""]
["Foster Wheeler Mt Carmel Cogen","10343_B_SG-101",10343,"B","SG-101",3542,"Coal Steam","","PJM_WMAC","Pennsylvania",42,"Northumberland",97,"42097",43,12161,1990,9999,"FBC","dry","Y","Waste Coal","Dry Scrubber",1990,95.5,95.5,"CF","","","","B","B","NA","","","",0.24,{"v":0.14421859384866156,"d":"0.1442"},{"v":0.14421859384866156,"d":"0.1442"},{"v":0.14421859384866156,"d":"0.1442"},{"v":0.14421859384866156,"d":"0.1442"},0.01,0.01,0.01,99,99,"",""]
["James River Genco LLC","10377_B_1A",10377,"B","1A",10070,"Coal Steam","","PJM_Dom","Virginia",51,"HOPEWELL",670,"51670",15.4,9315,1987,9999,"stoker/SPR","dry","Y","Bituminous","Dry Scrubber",2008,90,90,"FR + OFA + MR","","","","B","B","NA","","","",0.96,{"v":0.34201598048328546,"d":"0.3420"},{"v":0.34201598048328546,"d":"0.3420"},{"v":0.34201598048328546,"d":"0.3420"},{"v":0.34201598048328546,"d":"0.3420"},0.05,0.75,1,95,95,"",""]
["James River Genco LLC","10377_B_1B",10377,"B","1B",10071,"Coal Steam","","PJM_Dom","Virginia",51,"HOPEWELL",670,"51670",15.4,9315,1987,9999,"stoker/SPR","dry","Y","Bituminous","Dry Scrubber",2008,90,90,"FR + OFA + MR","","","","B","B","NA","","","",0.96,{"v":0.3505083164473089,"d":"0.3505"},{"v":0.3505083164473089,"d":"0.3505"},{"v":0.3505083164473089,"d":"0.3505"},{"v":0.3505083164473089,"d":"0.3505"},0.05,0.75,1,95,95,"",""]
["James River Genco LLC","10377_B_1C",10377,"B","1C",10072,"Coal Steam","","PJM_Dom","Virginia",51,"HOPEWELL",670,"51670",15.4,9315,1987,9999,"stoker/SPR","dry","Y","Bituminous","Dry Scrubber",2008,90,90,"FR + OFA + MR","","","","B","B","NA","","","",0.96,{"v":0.3462096787766987,"d":"0.3462"},{"v":0.3462096787766987,"d":"0.3462"},{"v":0.3462096787766987,"d":"0.3462"},{"v":0.3462096787766987,"d":"0.3462"},0.05,0.75,1,95,95,"",""]
["James River Genco LLC","10377_B_2A",10377,"B","2A",10073,"Coal Steam","","PJM_Dom","Virginia",51,"HOPEWELL",670,"51670",15.4,9315,1987,9999,"stoker/SPR","dry","Y","Bituminous","Dry Scrubber",2007,90,90,"FR + OFA + MR","","","","B","B","NA","","","",0.96,{"v":0.3437364044311757,"d":"0.3437"},{"v":0.3437364044311757,"d":"0.3437"},{"v":0.3437364044311757,"d":"0.3437"},{"v":0.3437364044311757,"d":"0.3437"},0.05,0.75,1,95,95,"",""]
["James River Genco LLC","10377_B_2B",10377,"B","2B",10074,"Coal Steam","","PJM_Dom","Virginia",51,"HOPEWELL",670,"51670",15.4,9315,1987,9999,"stoker/SPR","dry","Y","Bituminous","Dry Scrubber",2007,90,90,"FR + OFA + MR","","","","B","B","NA","","","",0.96,{"v":0.3444393038293723,"d":"0.3444"},{"v":0.3444393038293723,"d":"0.3444"},{"v":0.3444393038293723,"d":"0.3444"},{"v":0.3444393038293723,"d":"0.3444"},0.05,0.75,1,95,95,"",""]
["James River Genco LLC","10377_B_2C",10377,"B","2C",10075,"Coal Steam","","PJM_Dom","Virginia",51,"HOPEWELL",670,"51670",15.4,9315,1987,9999,"stoker/SPR","dry","Y","Bituminous","Dry Scrubber",2007,90,90,"FR + OFA + MR","","","","B","B","NA","","","",0.96,{"v":0.3362748150114269,"d":"0.3363"},{"v":0.3362748150114269,"d":"0.3363"},{"v":0.3362748150114269,"d":"0.3363"},{"v":0.3362748150114269,"d":"0.3363"},0.05,0.75,1,95,95,"",""]
["CPI USA NC Southport","10378_B_1A",10378,"B","1A",9907,"Coal Steam","","S_VACA","North Carolina",37,"BRUNSWICK",19,"37019",18.3,15800,1987,9999,"stoker/SPR","dry","Y","Bituminous","","","","","OFA","","","","B","B","NA","","","",1.47,{"v":0.25300007915432954,"d":"0.2530"},{"v":0.25300007915432954,"d":"0.2530"},{"v":0.25300007915432954,"d":"0.2530"},{"v":0.25300007915432954,"d":"0.2530"},0.11,0.27,1,"","","",""]
["CPI USA NC Southport","10378_B_1B",10378,"B","1B",9908,"Coal Steam","","S_VACA","North Carolina",37,"BRUNSWICK",19,"37019",18.3,15800,1987,9999,"stoker/SPR","dry","Y","Bituminous","","","","","OFA","","","","B","B","NA","","","",1.47,{"v":0.2541396003566273,"d":"0.2541"},{"v":0.2541396003566273,"d":"0.2541"},{"v":0.2541396003566273,"d":"0.2541"},{"v":0.2541396003566273,"d":"0.2541"},0.11,0.27,1,"","","",""]
["CPI USA NC Southport","10378_B_1C",10378,"B","1C",9909,"Coal Steam","","S_VACA","North Carolina",37,"BRUNSWICK",19,"37019",17,15800,1987,9999,"stoker/SPR","dry","Y","Bituminous","","","","","OFA","","","","B","B","NA","","","",1.47,{"v":0.24930167040926846,"d":"0.2493"},{"v":0.24930167040926846,"d":"0.2493"},{"v":0.24930167040926846,"d":"0.2493"},{"v":0.24930167040926846,"d":"0.2493"},0.11,0.27,1,"","","",""]
["CPI USA NC Southport","10378_B_2A",10378,"B","2A",9910,"Coal Steam","","S_VACA","North Carolina",37,"BRUNSWICK",19,"37019",17.8,15800,1987,9999,"stoker/SPR","dry","Y","Bituminous","","","","","OFA","","","","B","B","NA","","","",1.47,{"v":0.2627852266697379,"d":"0.2628"},{"v":0.2627852266697379,"d":"0.2628"},{"v":0.2627852266697379,"d":"0.2628"},{"v":0.2627852266697379,"d":"0.2628"},0.11,0.27,1,"","","",""]
["CPI USA NC Southport","10378_B_2B",10378,"B","2B",9911,"Coal Steam","","S_VACA","North Carolina",37,"BRUNSWICK",19,"37019",17.8,15800,1987,9999,"stoker/SPR","dry","Y","Bituminous","","","","","OFA","","","","B","B","NA","","","",1.47,{"v":0.2655826041784452,"d":"0.2656"},{"v":0.2655826041784452,"d":"0.2656"},{"v":0.2655826041784452,"d":"0.2656"},{"v":0.2655826041784452,"d":"0.2656"},0.11,0.27,1,"","","",""]
["CPI USA NC Southport","10378_B_2C",10378,"B","2C",9912,"Coal Steam","","S_VACA","North Carolina",37,"BRUNSWICK",19,"37019",17.8,15800,1987,9999,"stoker/SPR","dry","Y","Bituminous","","","","","OFA","","","","B","B","NA","","","",1.47,{"v":0.26345127498394005,"d":"0.2635"},{"v":0.26345127498394005,"d":"0.2635"},{"v":0.26345127498394005,"d":"0.2635"},{"v":0.26345127498394005,"d":"0.2635"},0.11,0.27,1,"","","",""]
["Lumberton","10382_B_UNIT1",10382,"B","UNIT1",3545,"Coal Steam","","S_VACA","North Carolina",37,"Robeson",155,"37155",16,11247,1985,9999,"stoker/SPR","dry","Y","Biomass","","","","","OFA","","","","B","B","NA",null,"","",2.3000000000000003,0.4414,0.4414,0.4414,0.4414,0.11,0.27,1,"","","",""]
["Lumberton","10382_B_UNIT2",10382,"B","UNIT2",3546,"Coal Steam","","S_VACA","North Carolina",37,"Robeson",155,"37155",16,11247,1985,9999,"stoker/SPR","dry","Y","Biomass","","","","","OFA","","","","B","B","NA",null,"","",2.3000000000000003,0.4474,0.4474,0.4474,0.4474,0.11,0.27,1,"","","",""]
["Edgecombe Genco LLC","10384_B_1A",10384,"B","1A",9927,"Coal Steam","","PJM_Dom","North Carolina",37,"Edgecombe",65,"37065",29,11351,1990,9999,"stoker/SPR","dry","Y","Bituminous","Dry Scrubber",1990,95.6,95.6,"OFA","","","","B","B","NA","","","",0.31,{"v":0.45132690850345697,"d":"0.4513"},{"v":0.45132690850345697,"d":"0.4513"},{"v":0.45132690850345697,"d":"0.4513"},{"v":0.45132690850345697,"d":"0.4513"},0.05,0.75,1,99,99,"",""]
["Edgecombe Genco LLC","10384_B_1B",10384,"B","1B",9928,"Coal Steam","","PJM_Dom","North Carolina",37,"Edgecombe",65,"37065",29,11351,1990,9999,"stoker/SPR","dry","Y","Bituminous","Dry Scrubber",1990,95.3,95.3,"OFA","","","","B","B","NA","","","",0.31,{"v":0.44906442944746766,"d":"0.4491"},{"v":0.44906442944746766,"d":"0.4491"},{"v":0.44906442944746766,"d":"0.4491"},{"v":0.44906442944746766,"d":"0.4491"},0.05,0.75,1,99,99,"",""]
["Edgecombe Genco LLC","10384_B_2A",10384,"B","2A",9929,"Coal Steam","","PJM_Dom","North Carolina",37,"Edgecombe",65,"37065",29,11351,1990,9999,"stoker/SPR","dry","Y","Bituminous","Dry Scrubber",1990,95.4,95.4,"OFA","","","","B","B","NA","","","",0.31,{"v":0.4382906232338275,"d":"0.4383"},{"v":0.4382906232338275,"d":"0.4383"},{"v":0.4382906232338275,"d":"0.4383"},{"v":0.4382906232338275,"d":"0.4383"},0.05,0.75,1,99,99,"",""]
["Edgecombe Genco LLC","10384_B_2B",10384,"B","2B",9930,"Coal Steam","","PJM_Dom","North Carolina",37,"Edgecombe",65,"37065",29,11351,1990,9999,"stoker/SPR","dry","Y","Bituminous","Dry Scrubber",1990,94.7,94.7,"OFA","","","","B","B","NA","","","",0.31,{"v":0.4386923109127061,"d":"0.4387"},{"v":0.4386923109127061,"d":"0.4387"},{"v":0.4386923109127061,"d":"0.4387"},{"v":0.4386923109127061,"d":"0.4387"},0.05,0.75,1,99,99,"",""]
["Whitewater Valley","1040_B_1",1040,"B","1",729,"Coal Steam","","PJM_West","Indiana",18,"WAYNE",177,"18177",35,12386,1955,9999,"wall","dry","N","Bituminous","","",70,70,"LNB + OFA","SNCR","",2004,"ESPC + B","ESPC + B","No","ACI",2018,90,6,0.3166,{"v":0.2559978610158999,"d":"0.2560"},0.3166,{"v":0.2559978610158999,"d":"0.2560"},0.1,0.1,0.1,90,90,"Yes","",2018]
["Whitewater Valley","1040_B_2",1040,"B","2",730,"Coal Steam","","PJM_West","Indiana",18,"WAYNE",177,"18177",65,12363,1973,9999,"tangential","dry","N","Bituminous","Dry Scrubber",1994,61.25,90,"LNB + OFA","SNCR","",2003,"ESPC + B","ESPC + B","No","","","",6,0.3224,{"v":0.2552398019678811,"d":"0.2552"},{"v":0.24,"d":"0.2400"},{"v":0.24,"d":"0.2400"},0.05,0.75,1,66.25,99,"","Yes"]
["Black River Generation","10464_B_E0001",10464,"B","E0001",3547,"Biomass","","NY_Z_C&E","New York",36,"Jefferson",45,"36045",18.3,12909,1989,9999,"FBC","dry","N","Biomass","Dry Scrubber",1989,98,98,"CF","","","","B + C","B + C","NA","","","",3.8000000000000003,{"v":0.16247164447145604,"d":"0.1625"},{"v":0.16247164447145604,"d":"0.1625"},{"v":0.16247164447145604,"d":"0.1625"},{"v":0.16247164447145604,"d":"0.1625"},0.05,0.43,0.43,99,99,"",""]
["Black River Generation","10464_B_E0002",10464,"B","E0002",3548,"Biomass","","NY_Z_C&E","New York",36,"Jefferson",45,"36045",18.3,12909,1989,9999,"FBC","dry","N","Biomass","Dry Scrubber",1989,98,98,"CF","","","","B + C","B + C","NA","","","",3.8000000000000003,{"v":0.16179515587626964,"d":"0.1618"},{"v":0.16179515587626964,"d":"0.1618"},{"v":0.16179515587626964,"d":"0.1618"},{"v":0.16179515587626964,"d":"0.1618"},0.05,0.43,0.43,99,99,"",""]
["Black River Generation","10464_B_E0003",10464,"B","E0003",3549,"Biomass","","NY_Z_C&E","New York",36,"Jefferson",45,"36045",18.3,12909,1989,9999,"FBC","dry","N","Biomass","Dry Scrubber",1989,98,98,"CF","","","","B + C","B + C","NA","","","",3.8000000000000003,{"v":0.15738400287865378,"d":"0.1574"},{"v":0.15738400287865378,"d":"0.1574"},{"v":0.15738400287865378,"d":"0.1574"},{"v":0.15738400287865378,"d":"0.1574"},0.05,0.43,0.43,99,99,"",""]
["Lansing","1047_B_4",1047,"B","4",739,"Coal Steam","","MIS_IA","Iowa",19,"Allamakee",5,"19005",237,10478,1977,9999,"wall","dry","N","Bituminous, Subbituminous","Dry scrubber",2015,92.51,92.51,"LNB + NH3","SCR",2009,"","ESPC + B","ESPC + B","No","ACI",2015,90,1.2,{"v":0.0619714444980798,"d":"0.0620"},{"v":0.0619714444980798,"d":"0.0620"},{"v":0.0619714444980798,"d":"0.0620"},{"v":0.0619714444980798,"d":"0.0620"},0.1,0.1,0.1,99,99,"","Yes"]
["Milton L Kapp","1048_B_2",1048,"B","2",740,"O/G steam","","MIS_IA","Iowa",19,"Clinton",45,"19045",211,10730,1967,9999,"tangential","dry","N","Natural Gas","","","","","LNC1","","","","ESPC","ESPC","Yes","","","",{"v":0,"d":"0.00"},{"v":0.13616096433295347,"d":"0.1362"},{"v":0.13616096433295347,"d":"0.1362"},{"v":0.12,"d":"0.1200"},{"v":0.12,"d":"0.1200"},{"$nulls":3},"","","","Yes",null,null,"C2G",2015]
["Rumford Cogeneration","10495_B_6",10495,"B","6","","Coal Steam","","NENG_ME","Maine",23,"Oxford",17,"23017",29,8300,1990,9999,"FBC","dry","Y","Bituminous","Reagent Injection","",91.6,91.6,"CF","","","","ESPH","ESPH","Yes","","","",1.92,{"v":0.23319862607896832,"d":"0.2332"},{"v":0.23319862607896832,"d":"0.2332"},{"v":0.23319862607896832,"d":"0.2332"},{"v":0.23319862607896832,"d":"0.2332"},1,1,1,91.6,91.6,"",""]
["Rumford Cogeneration","10495_B_7",10495,"B","7","","Coal Steam","","NENG_ME","Maine",23,"Oxford",17,"23017",29,8300,1990,9999,"FBC","dry","Y","Bituminous","Reagent Injection","",91.6,91.6,"CF","","","","ESPH","ESPH","Yes","","","",1.92,{"v":0.23319862607896832,"d":"0.2332"},{"v":0.23319862607896832,"d":"0.2332"},{"v":0.23319862607896832,"d":"0.2332"},{"v":0.23319862607896832,"d":"0.2332"},1,1,1,91.6,91.6,"",""]
["Chambers Cogeneration LP","10566_B_BOIL1",10566,"B","BOIL1",3554,"Coal Steam","","PJM_EMAC","New Jersey",34,"Salem",33,"34033",131,10597,1994,9999,"wall","dry","Y","Bituminous","Dry Scrubber",1994,93,93,"LNBO","SCR",1994,"","B","B","NA","","","",0.2630289302325581,{"v":0.1337764200476566,"d":"0.1338"},{"v":0.1,"d":"0.1000"},{"v":0.1337764200476566,"d":"0.1338"},{"v":0.1,"d":"0.1000"},0.05,0.75,1,98,99,"",""]
["Chambers Cogeneration LP","10566_B_BOIL2",10566,"B","BOIL2",3555,"Coal Steam","","PJM_EMAC","New Jersey",34,"Salem",33,"34033",131,10597,1994,9999,"wall","dry","Y","Bituminous","Dry Scrubber",1994,93,93,"LNBO","SCR",1994,"","B","B","NA","","","",0.2630289302325581,{"v":0.12359702359168508,"d":"0.1236"},{"v":0.1,"d":"0.1000"},{"v":0.12359702359168508,"d":"0.1236"},{"v":0.1,"d":"0.1000"},0.05,0.75,1,98,99,"",""]
["Ebensburg Power","10603_B_031",10603,"B","031",3557,"Coal Steam","","PJM_PENE","Pennsylvania",42,"Cambria",21,"42021",51,14107,1990,9999,"FBC","dry","Y","Waste Coal","Reagent Injection","",90,90,"CF","","","","B","B","NA","","","",1,{"v":0.09336435893353366,"d":"0.0934"},{"v":0.09336435893353366,"d":"0.0934"},{"v":0.09336435893353366,"d":"0.0934"},{"v":0.09336435893353366,"d":"0.0934"},0.01,0.01,0.01,95,95,"",""]
["Cambria Cogen","10641_B_B1",10641,"B","B1",3566,"Coal Steam","","PJM_PENE","Pennsylvania",42,"Cambria",21,"42021",44,12011,1991,9999,"FBC","dry","Y","Waste Coal","Reagent Injection","",91.6,91.6,"CF","SNCR","",1998,"B","B","NA","","","",1.2,{"v":0.14085749940207282,"d":"0.1409"},{"v":0.14085749940207282,"d":"0.1409"},{"v":0.14085749940207282,"d":"0.1409"},{"v":0.14085749940207282,"d":"0.1409"},0.01,0.01,0.01,95,95,"",""]
["Cambria Cogen","10641_B_B2",10641,"B","B2",3567,"Coal Steam","","PJM_PENE","Pennsylvania",42,"Cambria",21,"42021",44,12011,1991,9999,"FBC","dry","Y","Waste Coal","Reagent Injection","",91.6,91.6,"CF","SNCR","",1998,"B","B","NA","","","",1.2,{"v":0.14493049293000979,"d":"0.1449"},{"v":0.14493049293000979,"d":"0.1449"},{"v":0.14493049293000979,"d":"0.1449"},{"v":0.14493049293000979,"d":"0.1449"},0.01,0.01,0.01,95,95,"",""]
["AES Shady Point LLC","10671_B_1A",10671,"B","1A","","Coal Steam","","SPP_WEST","Oklahoma",40,"Le flore",79,"40079",80,11629,1991,9999,"FBC","dry","Y","Bituminous, Subbituminous","Reagent Injection","",85.2,85.2,"CF","","","","B","B","NA","","","",1.2,{"v":0.1367538031090034,"d":"0.1368"},{"v":0.1367538031090034,"d":"0.1368"},{"v":0.1367538031090034,"d":"0.1368"},{"v":0.1367538031090034,"d":"0.1368"},0.05,0.43,0.43,95,95,"",""]
["AES Shady Point LLC","10671_B_1B",10671,"B","1B","","Coal Steam","","SPP_WEST","Oklahoma",40,"Le flore",79,"40079",80,11629,1991,9999,"FBC","dry","Y","Bituminous, Subbituminous","Reagent Injection","",84.7,84.7,"CF","","","","B","B","NA","","","",1.2,{"v":0.1367538031090034,"d":"0.1368"},{"v":0.1367538031090034,"d":"0.1368"},{"v":0.1367538031090034,"d":"0.1368"},{"v":0.1367538031090034,"d":"0.1368"},0.05,0.43,0.43,95,95,"",""]
["AES Shady Point LLC","10671_B_2A",10671,"B","2A","","Coal Steam","","SPP_WEST","Oklahoma",40,"Le flore",79,"40079",80,11637,1991,9999,"FBC","dry","Y","Bituminous, Subbituminous","Reagent Injection","",82.9,82.9,"CF","","","","B","B","NA","","","",1.2,{"v":0.1367538031090034,"d":"0.1368"},{"v":0.1367538031090034,"d":"0.1368"},{"v":0.1367538031090034,"d":"0.1368"},{"v":0.1367538031090034,"d":"0.1368"},0.05,0.43,0.43,95,95,"",""]
["AES Shady Point LLC","10671_B_2B",10671,"B","2B","","Coal Steam","","SPP_WEST","Oklahoma",40,"Le flore",79,"40079",80,11637,1991,9999,"FBC","dry","Y","Bituminous, Subbituminous","Reagent Injection","",84.6,84.6,"CF","","","","B","B","NA","","","",1.2,{"v":0.1367538031090034,"d":"0.1368"},{"v":0.1367538031090034,"d":"0.1368"},{"v":0.1367538031090034,"d":"0.1368"},{"v":0.1367538031090034,"d":"0.1368"},0.05,0.43,0.43,95,95,"",""]
["AES Warrior Run Cogeneration Facility","10678_B_BLR1",10678,"B","BLR1",3575,"Coal Steam","","PJM_AP","Maryland",24,"Allegany",1,"24001",180,10627,2000,9999,"FBC","dry","Y","Bituminous","Reagent Injection","",91.6,91.6,"NH3","SNCR","",2000,"B","B","NA","","","",0.42,{"v":0.07522479933669757,"d":"0.0752"},0.0514,{"v":0.07522479933669757,"d":"0.0752"},0.0514,0.05,0.43,0.43,95,95,"",""]
["Argus Cogen Plant","10684_B_BLR25",10684,"B","BLR25","","Coal Steam","","WECC_SCE","California",6,"San Bernardino",71,"06071",25,8300,1978,9999,"","","Y","Bituminous, Subbituminous","Wet Scrubber",1978,98.2,98.2,"LNB + OFA","SNCR","",2005,"ESPC","ESPC","Yes","","","",0.526482047,{"v":0.2341162231820912,"d":"0.2341"},{"v":0.2341162231820912,"d":"0.2341"},{"v":0.2341162231820912,"d":"0.2341"},{"v":0.2341162231820912,"d":"0.2341"},0.34,0.84,0.56,99,99,"",""]
["Argus Cogen Plant","10684_B_BLR26",10684,"B","BLR26","","Coal Steam","","WECC_SCE","California",6,"San Bernardino",71,"06071",25,8300,1978,9999,"","","Y","Bituminous, Subbituminous","Wet Scrubber",1978,98.2,98.2,"LNB + OFA","SNCR","",2005,"ESPC","ESPC","Yes","","","",0.526482047,{"v":0.2341162231820912,"d":"0.2341"},{"v":0.2341162231820912,"d":"0.2341"},{"v":0.2341162231820912,"d":"0.2341"},{"v":0.2341162231820912,"d":"0.2341"},0.34,0.84,0.56,99,99,"",""]
["Prairie Creek","1073_B_1",1073,"B","1","","Coal Steam","","MIS_IA","Iowa",19,"Linn",113,"19113",1.8,7197,1950,9999,"stoker/SPR","dry","Y","Bituminous, Subbituminous","","","","","OFA","","","","ESPC","ESPC","No","","","",{"v":1,"d":"1.00"},0.5146,0.5146,0.5146,0.5146,0.64,0.97,1,"","","",""]
["Prairie Creek","1073_B_3",1073,"B","3",746,"Coal Steam","","MIS_IA","Iowa",19,"Linn",113,"19113",36,12829,1958,9999,"wall","dry","Y","Bituminous, Subbituminous","","","","","OFA","","","","ESPC","ESPC","No","ACI",2014,90,{"v":0.7,"d":"0.70"},{"v":0.3216790967805761,"d":"0.3217"},{"v":0.3216790967805761,"d":"0.3217"},{"v":0.19310612501326402,"d":"0.1931"},{"v":0.19310612501326402,"d":"0.1931"},0.1,0.1,0.1,"","","","",null,null,"C2G",2025]
["Prairie Creek","1073_B_4",1073,"B","4",747,"Coal Steam","","MIS_IA","Iowa",19,"Linn",113,"19113",128,11117,1967,9999,"wall","dry","Y","Bituminous, Subbituminous","","","","","LNB + OFA","","","","ESPC","ESPC","Yes","ACI",2014,90,{"v":0.7,"d":"0.70"},{"v":0.3906517720551804,"d":"0.3907"},{"v":0.3906517720551804,"d":"0.3907"},{"v":0.3906517720551804,"d":"0.3907"},{"v":0.3906517720551804,"d":"0.3907"},0.1,0.1,0.1,"","","","Yes",null,null,"C2G",2017]
["Morgantown Energy Facility","10743_B_CFB1",10743,"B","CFB1",10078,"Coal Steam","","PJM_AP","West Virginia",54,"Monongalia",61,"54061",25,8666,1991,9999,"FBC","dry","Y","Waste Coal","Reagent Injection","",91.6,91.6,"CF","","","","B","B","NA","","","",0.4,{"v":0.25171610038576103,"d":"0.2517"},{"v":0.25171610038576103,"d":"0.2517"},{"v":0.25171610038576103,"d":"0.2517"},{"v":0.25171610038576103,"d":"0.2517"},0.01,0.01,0.01,95,95,"",""]
["Morgantown Energy Facility","10743_B_CFB2",10743,"B","CFB2",10079,"Coal Steam","","PJM_AP","West Virginia",54,"Monongalia",61,"54061",25,8666,1991,9999,"FBC","dry","Y","Waste Coal","Reagent Injection","",91.6,91.6,"CF","","","","B","B","NA","","","",0.4,{"v":0.25188390771124325,"d":"0.2519"},{"v":0.25188390771124325,"d":"0.2519"},{"v":0.25188390771124325,"d":"0.2519"},{"v":0.25188390771124325,"d":"0.2519"},0.01,0.01,0.01,95,95,"",""]
["Rio Bravo Jasmin","10768_B_CFB",10768,"B","CFB","","Coal Steam","","WECC_SCE","California",6,"Kern",29,"06029",33,11259,1989,9999,"FBC","dry","Y","Bituminous, Petroleum Coke","Reagent Injection","",91.6,91.6,"CF","SNCR","",1989,"B","B","NA","","","",5.26,{"v":0.14033507336637066,"d":"0.1403"},{"v":0.14033507336637066,"d":"0.1403"},{"v":0.14033507336637066,"d":"0.1403"},{"v":0.14033507336637066,"d":"0.1403"},0.05,0.43,0.43,95,95,"",""]
["Colstrip Energy LP","10784_B_BLR1",10784,"B","BLR1","","Coal Steam","","WECC_MT","Montana",30,"Rosebud",87,"30087",35,13941,1990,9999,"FBC","dry","N","Waste Coal","Reagent Injection","",91.6,91.6,"CF + OFA","","","","B","B","NA","ACI",2011,99,2,{"v":0.37117141931046027,"d":"0.3712"},{"v":0.37117141931046027,"d":"0.3712"},{"v":0.37117141931046027,"d":"0.3712"},{"v":0.37117141931046027,"d":"0.3712"},0.01,0.01,0.01,95,95,"",""]
["Holcomb","108_B_SGU1",108,"B","SGU1",60,"Coal Steam","","SPP_N","Kansas",20,"Finney",55,"20055",359,10408,1983,9999,"wall","dry","N","Subbituminous","Dry Scrubber",1983,80,90,"LNB + SOFA + STC","","","","B","B","NA","ACI",2015,90,0.48,{"v":0.3214205909493365,"d":"0.3214"},{"v":0.3214205909493365,"d":"0.3214"},{"v":0.3214205909493365,"d":"0.3214"},{"v":0.3214205909493365,"d":"0.3214"},0.1,0.1,0.1,85,99,"",""]
["Riverside","1081_B_9",1081,"B","9",753,"Coal Steam","","MIS_MIDA","Iowa",19,"Scott",163,"19163",128,13328,1961,9999,"tangential","dry","Y","Subbituminous","","","","","LNC2","","","","ESPC","ESPC + B","No","","","",0.006,{"v":0.16,"d":"0.1600"},{"v":0.16,"d":"0.1600"},{"v":0.16,"d":"0.1600"},{"v":0.16,"d":"0.1600"},0.2,0.75,1,"","","","",null,null,"C2G",2016]
["Walter Scott Jr Energy Center","1082_B_3",1082,"B","3",756,"Coal Steam","","MIS_MIDA","Iowa",19,"Pottawattamie",155,"19155",720,9858,1978,9999,"wall","dry","N","Subbituminous","Dry Scrubber",2008,93.6,93.6,"LNBO","","","","B","B","NA","ACI",2015,90,0.4,{"v":0.1941662958863468,"d":"0.1942"},{"v":0.1941662958863468,"d":"0.1942"},{"v":0.1941662958863468,"d":"0.1942"},{"v":0.1941662958863468,"d":"0.1942"},0.1,0.1,0.1,98.6,99,"","Yes"]
["Walter Scott Jr Energy Center","1082_B_4",1082,"B","4",89556,"Coal Steam","","MIS_MIDA","Iowa",19,"Pottawattamie",155,"19155",809,9928,2007,9999,"wall","dry","N","Subbituminous","Dry Scrubber",2007,92,92,"LNBO","SCR",2007,"","B","B","NA","ACI",2007,90,0.1,{"v":0.05878426551718932,"d":"0.0588"},{"v":0.05878426551718932,"d":"0.0588"},{"v":0.05878426551718932,"d":"0.0588"},{"v":0.05878426551718932,"d":"0.0588"},0.1,0.1,0.1,97,99,"",""]
["Silver Bay Power","10849_B_BLR1",10849,"B","BLR1",89908,"Coal Steam","","MIS_MNWI","Minnesota",27,"Lake",75,"27075",36,9931,1955,9999,"wall","dry","Y","Subbituminous","","","","","","","","","B","B","NA","","","",1.5,{"v":0.535343526678147,"d":"0.5353"},{"v":0.535343526678147,"d":"0.5353"},{"v":0.2277239754429731,"d":"0.2277"},{"v":0.2277239754429731,"d":"0.2277"},0.11,0.27,1,"","","",""]
["Silver Bay Power","10849_B_BLR2",10849,"B","BLR2",89909,"Coal Steam","","MIS_MNWI","Minnesota",27,"Lake",75,"27075",69,9931,1963,9999,"wall","dry","Y","Subbituminous","","","","","","","","","B","B","NA","","","",1.5,{"v":0.31594777273607766,"d":"0.3159"},{"v":0.31594777273607766,"d":"0.3159"},{"v":0.31594777273607766,"d":"0.3159"},{"v":0.31594777273607766,"d":"0.3159"},0.11,0.27,1,"","","","Yes"]
["George Neal North","1091_B_3",1091,"B","3",762,"Coal Steam","","MIS_MIDA","Iowa",19,"Woodbury",193,"19193",519,10351,1975,9999,"wall","dry","N","Subbituminous","Dry Scrubber",2014,90,90,"LNBO","SNCR","",2014,"ESPC + B","ESPC + B","No","ACI",2015,90,1.2,{"v":0.21121783318852444,"d":"0.2112"},{"v":0.21121783318852444,"d":"0.2112"},{"v":0.21121783318852444,"d":"0.2112"},{"v":0.21121783318852444,"d":"0.2112"},0.1,0.1,0.1,95,99,"","Yes"]
["Burlington","1104_B_1",1104,"B","1",764,"Coal Steam","","MIS_IA","Iowa",19,"Des Moines",57,"19057",198,10900,1968,9999,"tangential","dry","N","Bituminous, Subbituminous","","","","","LNB + OFA","","","","ESPC","ESPC","Yes","ACI",2015,90,0.75,{"v":0.14982654804429443,"d":"0.1498"},{"v":0.14982654804429443,"d":"0.1498"},{"v":0.14982654804429443,"d":"0.1498"},{"v":0.14982654804429443,"d":"0.1498"},0.1,0.1,0.1,"","","","Yes",null,null,"C2G/Retire",2022]
["Ames Electric Services Power Plant","1122_B_7",1122,"B","7",767,"Coal Steam","","MIS_MIDA","Iowa",19,"Story",169,"19169",37,12602,1968,9999,"tangential","dry","N","Subbituminous","","","","","LA","","","","ESPC","ESPC","No","","","",1.2,{"v":0.3494946639034575,"d":"0.3495"},{"v":0.3494946639034575,"d":"0.3495"},{"v":0.13959247662770505,"d":"0.1396"},{"v":0.13959247662770505,"d":"0.1396"},0.64,0.97,1,"","","","Yes",null,null,"C2G",2017]
["Ames Electric Services Power Plant","1122_B_8",1122,"B","8",768,"Coal Steam","","MIS_MIDA","Iowa",19,"Story",169,"19169",67,12656,1982,9999,"wall","dry","N","Subbituminous","","","","","OFA","","","","ESPH","ESPH","No","","","",1.2,{"v":0.3335800598576074,"d":"0.3336"},{"v":0.3335800598576074,"d":"0.3336"},{"v":0.19727771806427633,"d":"0.1973"},{"v":0.19727771806427633,"d":"0.1973"},0.9,0.94,1,"","","","",null,null,"C2G",2017]
["Cholla","113_B_1",113,"B","1",62,"Coal Steam","","WECC_AZ","Arizona",4,"Navajo",17,"04017",116,10249,1962,9999,"tangential","dry","N","Bituminous, Subbituminous","Wet Scrubber",1972,90,90,"LNB + OFA","","","","B","B","NA","ACI",2016,90,1,{"v":0.21885700308059072,"d":"0.2189"},{"v":0.21885700308059072,"d":"0.2189"},{"v":0.21885700308059072,"d":"0.2189"},{"v":0.21885700308059072,"d":"0.2189"},0.1,0.1,0.1,95,99,"",""]
["Cholla","113_B_3",113,"B","3",64,"Coal Steam","","WECC_AZ","Arizona",4,"Navajo",17,"04017",271,10404,1980,9999,"tangential","dry","N","Bituminous, Subbituminous","Wet Scrubber",2009,94,94,"LNC3","","","","B","B","NA","ACI",2016,90,0.8,{"v":0.25512741010646883,"d":"0.2551"},{"v":0.25512741010646883,"d":"0.2551"},{"v":0.25512741010646883,"d":"0.2551"},{"v":0.25512741010646883,"d":"0.2551"},0.1,0.1,0.1,99,99,"","Yes"]
["Cholla","113_B_4",113,"B","4",65,"Coal Steam","","WECC_AZ","Arizona",4,"Navajo",17,"04017",380,10335,1981,9999,"tangential","dry","N","Bituminous, Subbituminous","Wet Scrubber",2008,94,94,"LNC3","","","","B","B","NA","","","",0.15,{"v":0.2621130959833915,"d":"0.2621"},{"v":0.2621130959833915,"d":"0.2621"},{"v":0.2621130959833915,"d":"0.2621"},{"v":0.2621130959833915,"d":"0.2621"},0.1,0.27,0.56,99,99,"","Yes",null,null,"C2G/Retire",2025]
["Streeter Station","1131_B_6",1131,"B","6","","Coal Steam","","MIS_MIDA","Iowa",19,"Black Hawk",13,"19013",19.4,14500,1963,9999,"","","N","Bituminous, Subbituminous","","","","","","","","","B + C","B + C","NA","","","",6,{"v":0.4451349612788622,"d":"0.4451"},{"v":0.4451349612788622,"d":"0.4451"},{"v":0.4451349612788622,"d":"0.4451"},{"v":0.4451349612788622,"d":"0.4451"},0.11,0.27,1,"","","","Yes"]
["Streeter Station","1131_B_7",1131,"B","7",772,"Coal Steam","","MIS_MIDA","Iowa",19,"Black Hawk",13,"19013",35,14500,1973,9999,"wall","dry","N","Bituminous, Subbituminous","","","","","","","","","ESPH","ESPH","No","","","",6,{"v":0.6925105049163357,"d":"0.6925"},{"v":0.6925105049163357,"d":"0.6925"},{"v":0.3453114594354246,"d":"0.3453"},{"v":0.3453114594354246,"d":"0.3453"},0.9,0.94,1,"","","","Yes",null,null,"C2G - 10% coal; leave as coal steam",2016]
["Muscatine Plant #1","1167_B_7",1167,"B","7","","Coal Steam","","MIS_IA","Iowa",19,"Muscatine",139,"19139",23.4,13772,1958,9999,"stoker/SPR","dry","N","Subbituminous","","","","","","","","","ESPC + C","ESPC + C","No","","","",6,{"v":0.46590059797290656,"d":"0.4659"},{"v":0.46590059797290656,"d":"0.4659"},{"v":0.39601550827697063,"d":"0.3960"},{"v":0.39601550827697063,"d":"0.3960"},0.64,0.97,1,"","","",""]
["Muscatine Plant #1","1167_B_8",1167,"B","8",787,"Coal Steam","","MIS_IA","Iowa",19,"Muscatine",139,"19139",53,14293,1969,9999,"cyclone","wet","Y","Subbituminous","","","","","LA + OFA","","","","ESPC","ESPC","No","ACI",2016,90,6,{"v":0.7909775666744897,"d":"0.7910"},{"v":0.7909775666744897,"d":"0.7910"},{"v":0.7909775666744897,"d":"0.7910"},{"v":0.7909775666744897,"d":"0.7910"},0.1,0.1,0.1,"","","","Yes"]
["Muscatine Plant #1","1167_B_9",1167,"B","9",788,"Coal Steam","","MIS_IA","Iowa",19,"Muscatine",139,"19139",163,13732,1983,9999,"tangential","dry","N","Subbituminous","Wet Scrubber",1983,96,96,"LA + OFA","","","","ESPC","ESPC","No","ACI",2016,90,0.45,{"v":0.13382848345068932,"d":"0.1338"},{"v":0.13382848345068932,"d":"0.1338"},{"v":0.12,"d":"0.1200"},{"v":0.12,"d":"0.1200"},0.1,0.1,0.1,99,99,"",""]
["Earl F Wisdom","1217_B_1",1217,"B","1",806,"O/G steam","","MIS_MIDA","Iowa",19,"Clay",41,"19041",38,13165,1960,9999,"wall","dry","N","Natural Gas, Distillate Fuel Oil","","","","","LNB","","","","ESPC + C","ESPC + C","No","","","",2.7,{"v":0.710974579012034,"d":"0.7110"},{"v":0.710974579012034,"d":"0.7110"},{"v":0.4641084057439666,"d":"0.4641"},{"v":0.4641084057439666,"d":"0.4641"},{"$nulls":3},"","","","",null,null,"C2G",2014]
["La Cygne","1241_B_1",1241,"B","1",819,"Coal Steam","","SPP_N","Kansas",20,"Linn",107,"20107",736,10753,1973,9999,"cyclone","wet","N","Bituminous, Subbituminous","Wet Scrubber",1973,80,90,"LNB + OFA","SCR",2007,"","B + WS","B + WS","NA","ACI",2015,90,0.1,{"v":0.0835599825020834,"d":"0.0836"},{"v":0.0835599825020834,"d":"0.0836"},{"v":0.0835599825020834,"d":"0.0836"},{"v":0.0835599825020834,"d":"0.0836"},0.1,0.1,0.1,85,99,"","Yes"]
["La Cygne","1241_B_2",1241,"B","2",820,"Coal Steam","","SPP_N","Kansas",20,"Linn",107,"20107",682,10228,1977,9999,"wall","dry","N","Bituminous, Subbituminous","Wet Scrubber",2015,97.28,97.28,"LNB + OFA","SCR",2015,"","ESPC + B","ESPC + B","No","ACI",2015,90,0.1,{"v":0.28938317361884885,"d":"0.2894"},{"v":0.07,"d":"0.0700"},{"v":0.28938317361884885,"d":"0.2894"},{"v":0.07,"d":"0.0700"},0.1,0.1,0.1,99,99,"","Yes"]
["Lawrence Energy Center","1250_B_4",1250,"B","4",834,"Coal Steam","","SPP_N","Kansas",20,"Douglas",45,"20045",108,11481,1960,9999,"tangential","dry","N","Bituminous, Subbituminous","Wet Scrubber",1969,73,90,"LNB + OFA","","","","B + WS","B + WS","NA","ACI",2015,90,0.15,{"v":0.18,"d":"0.1800"},{"v":0.18,"d":"0.1800"},{"v":0.18,"d":"0.1800"},{"v":0.18,"d":"0.1800"},0.1,0.1,0.1,78,99,"",""]
["Lawrence Energy Center","1250_B_5",1250,"B","5",835,"Coal Steam","","SPP_N","Kansas",20,"Douglas",45,"20045",371,10845,1971,9999,"tangential","dry","N","Bituminous, Subbituminous","Wet Scrubber",1971,52,90,"LNB + OFA","","","","B + WS","B + WS","NA","ACI",2015,90,0.15,{"v":0.15,"d":"0.1500"},{"v":0.15,"d":"0.1500"},{"v":0.15,"d":"0.1500"},{"v":0.15,"d":"0.1500"},0.1,0.1,0.1,57,99,"","Yes"]
["Tecumseh Energy Center","1252_B_9",1252,"B","9",840,"Coal Steam","","SPP_N","Kansas",20,"Shawnee",177,"20177",73,11441,1957,9999,"tangential","dry","N","Bituminous, Subbituminous","","","","","LNB + OFA","","","","ESPC","ESPC + B","No","ACI",2015,90,3,{"v":0.15477228958694847,"d":"0.1548"},{"v":0.15477228958694847,"d":"0.1548"},{"v":0.15477228958694847,"d":"0.1548"},{"v":0.15477228958694847,"d":"0.1548"},0.1,0.1,0.1,"","","",""]
["H Wilson Sundt Generating Station","126_B_4",126,"B","4",80,"Coal Steam","","WECC_AZ","Arizona",4,"Pima",19,"04019",120,10732,1967,9999,"wall","dry","N","Bituminous, Subbituminous","","","","","LNBO","","","","B","B","NA","","","",1,{"v":0.45582651999860235,"d":"0.4558"},{"v":0.45582651999860235,"d":"0.4558"},{"v":0.45582651999860235,"d":"0.4558"},{"v":0.45582651999860235,"d":"0.4558"},0.11,0.27,1,"","","","Yes",null,null,"C2G",2015]
["Oklaunion","127_B_1",127,"B","1",81,"Coal Steam","","ERC_WEST","Texas",48,"Wilbarger",487,"48487",670,10654,1986,9999,"wall","dry","N","Subbituminous","Wet Scrubber",1986,86.8,90,"LNB","","","","ESPC","ESPC","No","ACI",2015,90,0.5,{"v":0.36107949623655844,"d":"0.3611"},{"v":0.36107949623655844,"d":"0.3611"},{"v":0.2339388285476294,"d":"0.2339"},{"v":0.2339388285476294,"d":"0.2339"},0.1,0.1,0.1,91.8,99,"",""]
["Quindaro","1295_B_1",1295,"B","1",855,"Coal Steam","","SPP_N","Kansas",20,"Wyandotte",209,"20209",72,11099,1965,9999,"cyclone","wet","N","Subbituminous","","","","","","","","","ESPC","ESPC","No","","","",0.006,{"v":0.15,"d":"0.1500"},{"v":0.15,"d":"0.1500"},{"v":0.15,"d":"0.1500"},{"v":0.15,"d":"0.1500"},0.64,0.97,1,"","","","Yes",null,null,"C2G",2016]
["Quindaro","1295_B_2",1295,"B","2",856,"Coal Steam","","SPP_N","Kansas",20,"Wyandotte",209,"20209",111,11232,1971,9999,"wall","dry","N","Subbituminous","","","","","LNB + OFA","","","","ESPC","ESPC","No","","","",0.006,{"v":0.16,"d":"0.1600"},{"v":0.16,"d":"0.1600"},{"v":0.16,"d":"0.1600"},{"v":0.16,"d":"0.1600"},0.64,0.97,1,"","","","Yes",null,null,"C2G",2016]
["Cross","130_B_1",130,"B","1",82,"Coal Steam","","S_VACA","South Carolina",45,"Berkeley",15,"45015",580,10216,1995,9999,"wall","dry","N","Bituminous","Wet Scrubber",2006,98,98,"LNBO","SCR",2000,"","ESPC + WS","ESPC + WS","No","","","",0.26,{"v":0.08314023404938947,"d":"0.0831"},{"v":0.08314023404938947,"d":"0.0831"},{"v":0.08314023404938947,"d":"0.0831"},{"v":0.08314023404938947,"d":"0.0831"},0.1,0.84,0.56,99,99,"",""]
["Cross","130_B_2",130,"B","2",83,"Coal Steam","","S_VACA","South Carolina",45,"Berkeley",15,"45015",570,10060,1984,9999,"tangential","dry","N","Bituminous","Wet Scrubber",2006,87,90,"LNC1","SCR",2000,"","ESPC + WS","ESPC + WS","No","","","",0.26,{"v":0.08246369577340223,"d":"0.0825"},{"v":0.08246369577340223,"d":"0.0825"},{"v":0.08246369577340223,"d":"0.0825"},{"v":0.08246369577340223,"d":"0.0825"},0.1,0.84,0.56,92,99,"",""]
["Cross","130_B_3",130,"B","3",89490,"Coal Steam","","S_VACA","South Carolina",45,"Berkeley",15,"45015",600,9629,2007,9999,"tangential","wet","N","Bituminous","Wet Scrubber",2007,97,97,"LNC3","SCR",2007,"","ESPC + WS","ESPC + WS","No","","","",0.26,{"v":0.063188080248764,"d":"0.0632"},{"v":0.063188080248764,"d":"0.0632"},{"v":0.063188080248764,"d":"0.0632"},{"v":0.063188080248764,"d":"0.0632"},0.1,0.84,0.56,99,99,"",""]
["Cross","130_B_4",130,"B","4",89491,"Coal Steam","","S_VACA","South Carolina",45,"Berkeley",15,"45015",600,9719,2008,9999,"tangential","wet","N","Bituminous","Wet Scrubber",2009,97,97,"LNC3","SCR",2009,"","ESPC + WS","ESPC + WS","No","","","",0.26,{"v":0.06254948024019999,"d":"0.0625"},{"v":0.06254948024019999,"d":"0.0625"},{"v":0.06254948024019999,"d":"0.0625"},{"v":0.06254948024019999,"d":"0.0625"},0.1,0.84,0.56,99,99,"",""]
["E W Brown","1355_B_1",1355,"B","1",874,"Coal Steam","","S_C_KY","Kentucky",21,"Mercer",167,"21167",101,10943,1957,9999,"wall","dry","N","Bituminous","Wet Scrubber",2010,98,98,"LNBO","","","","ESPC","ESPC + B","Yes","ACI",2016,90,5.15,{"v":0.32,"d":"0.3200"},{"v":0.32,"d":"0.3200"},{"v":0.32,"d":"0.3200"},{"v":0.32,"d":"0.3200"},0.1,0.1,0.1,99,99,"",""]
["E W Brown","1355_B_2",1355,"B","2",877,"Coal Steam","","S_C_KY","Kentucky",21,"Mercer",167,"21167",166,10576,1963,9999,"tangential","dry","N","Bituminous","Wet Scrubber",2010,98,98,"LNC1","","","","ESPC","ESPC","No","ACI",2016,90,5.15,{"v":0.3327302901668582,"d":"0.3327"},{"v":0.3327302901668582,"d":"0.3327"},{"v":0.3327302901668582,"d":"0.3327"},{"v":0.3327302901668582,"d":"0.3327"},0.1,0.1,0.1,99,99,"","Yes"]
["E W Brown","1355_B_3",1355,"B","3",878,"Coal Steam","","S_C_KY","Kentucky",21,"Mercer",167,"21167",411,10643,1971,9999,"tangential","dry","N","Bituminous","Wet Scrubber",2010,98,98,"LNC3","SCR",2012,"","ESPC","ESPC","No","","","",5.15,{"v":0.30935338787081473,"d":"0.3094"},{"v":0.07,"d":"0.0700"},{"v":0.30935338787081473,"d":"0.3094"},{"v":0.07,"d":"0.0700"},0.1,0.84,0.56,99,99,"","Yes"]
["Ghent","1356_B_1",1356,"B","1",884,"Coal Steam","","S_C_KY","Kentucky",21,"Carroll",41,"21041",475,10669,1973,9999,"tangential","dry","N","Bituminous, Subbituminous","Wet Scrubber",1994,98.2,98.2,"LNC2","SCR",2004,"","ESPC + B","ESPC + B","No","ACI",2018,90,5.67,{"v":0.07708349421612631,"d":"0.0771"},{"v":0.07708349421612631,"d":"0.0771"},{"v":0.07708349421612631,"d":"0.0771"},{"v":0.07708349421612631,"d":"0.0771"},0.1,0.1,0.1,99,99,"","Yes"]
["Ghent","1356_B_2",1356,"B","2",885,"Coal Steam","","S_C_KY","Kentucky",21,"Carroll",41,"21041",484,10664,1977,9999,"tangential","dry","N","Bituminous, Subbituminous","Wet Scrubber",2009,93,93,"LNC3","","","","ESPH + B","ESPH + B","No","ACI",2018,90,1.2,{"v":0.2719206456846481,"d":"0.2719"},{"v":0.2719206456846481,"d":"0.2719"},{"v":0.2719206456846481,"d":"0.2719"},{"v":0.2719206456846481,"d":"0.2719"},0.1,0.1,0.1,98,99,"","Yes"]
["Ghent","1356_B_3",1356,"B","3",886,"Coal Steam","","S_C_KY","Kentucky",21,"Carroll",41,"21041",480,10933,1981,9999,"wall","dry","N","Bituminous, Subbituminous","Wet Scrubber",2007,98.2,98.2,"LNBO","SCR",2004,"","ESPH + B","ESPH + B","No","ACI",2018,90,1.2,{"v":0.075,"d":"0.0750"},{"v":0.075,"d":"0.0750"},{"v":0.075,"d":"0.0750"},{"v":0.075,"d":"0.0750"},0.1,0.1,0.1,99,99,"","Yes"]
["Ghent","1356_B_4",1356,"B","4",887,"Coal Steam","","S_C_KY","Kentucky",21,"Carroll",41,"21041",479,10916,1984,9999,"wall","dry","N","Bituminous, Subbituminous","Wet Scrubber",2008,98.2,98.2,"LNBO","SCR",2004,"","ESPH + B","ESPH + B","No","ACI",2018,90,1.2,{"v":0.07899804313051648,"d":"0.0790"},{"v":0.07899804313051648,"d":"0.0790"},{"v":0.07899804313051648,"d":"0.0790"},{"v":0.07899804313051648,"d":"0.0790"},0.1,0.1,0.1,99,99,"",""]
["Seminole","136_B_1",136,"B","1",84,"Coal Steam","","FRCC","Florida",12,"Putnam",107,"12107",647,9883,1984,9999,"wall","dry","N","Bituminous","Wet Scrubber",1984,95,95,"LNBO","SCR",2009,"","ESPC","ESPC","No","","","",0.67,0.2034,{"v":0.051534912351076156,"d":"0.0515"},0.2034,{"v":0.051534912351076156,"d":"0.0515"},0.1,0.84,0.56,99,99,"",""]
["Seminole","136_B_2",136,"B","2",85,"Coal Steam","","FRCC","Florida",12,"Putnam",107,"12107",663,9967,1984,9999,"wall","dry","N","Bituminous","Wet Scrubber",1984,95,95,"LNBO","SCR",2009,"","ESPC","ESPC","No","","","",0.67,{"v":0.04668507530703419,"d":"0.0467"},{"v":0.04668507530703419,"d":"0.0467"},{"v":0.04668507530703419,"d":"0.0467"},{"v":0.04668507530703419,"d":"0.0467"},0.1,0.84,0.56,99,99,"",""]
["Mill Creek","1364_B_1",1364,"B","1",905,"Coal Steam","","S_C_KY","Kentucky",21,"Jefferson",111,"21111",303,10750,1972,9999,"tangential","dry","N","Bituminous","Wet Scrubber",1981,90,90,"LNC2","","","","ESPC","ESPC + B","No","ACI",2015,90,1.2,{"v":0.2927372867096972,"d":"0.2927"},{"v":0.2927372867096972,"d":"0.2927"},{"v":0.24,"d":"0.2400"},{"v":0.24,"d":"0.2400"},0.1,0.1,0.1,95,99,"","Yes"]
["Mill Creek","1364_B_2",1364,"B","2",906,"Coal Steam","","S_C_KY","Kentucky",21,"Jefferson",111,"21111",301,10853,1974,9999,"tangential","dry","N","Bituminous","Wet Scrubber",1980,90,90,"LNC2","","","","ESPC","ESPC + B","No","ACI",2015,90,1.2,{"v":0.3035120537530397,"d":"0.3035"},{"v":0.3035120537530397,"d":"0.3035"},{"v":0.24,"d":"0.2400"},{"v":0.24,"d":"0.2400"},0.1,0.1,0.1,95,99,"","Yes"]
["Mill Creek","1364_B_3",1364,"B","3",907,"Coal Steam","","S_C_KY","Kentucky",21,"Jefferson",111,"21111",391,10445,1978,9999,"wall","dry","N","Bituminous","Wet Scrubber",1985,90,90,"LNB","SCR",2004,"","ESPC","ESPC + B","No","","","",1.2,{"v":0.170130366666643,"d":"0.1701"},{"v":0.07287071216738138,"d":"0.0729"},{"v":0.170130366666643,"d":"0.1701"},{"v":0.07287071216738138,"d":"0.0729"},0.1,0.3,0.56,95,99,"","Yes"]
["Mill Creek","1364_B_4",1364,"B","4",908,"Coal Steam","","S_C_KY","Kentucky",21,"Jefferson",111,"21111",477,10483,1982,9999,"wall","dry","N","Bituminous","Wet Scrubber",1982,90,90,"LNB","SCR",2004,"","ESPC","ESPC","No","","","",1.2,{"v":0.15951,"d":"0.1595"},{"v":0.1,"d":"0.1000"},{"v":0.15951,"d":"0.1595"},{"v":0.1,"d":"0.1000"},0.1,0.84,0.56,95,99,"","Yes"]
["Elmer Smith","1374_B_1",1374,"B","1",911,"Coal Steam","","S_C_KY","Kentucky",21,"Daviess",59,"21059",140,11012,1964,9999,"cyclone","wet","N","Bituminous","Wet Scrubber",1994,96,96,"OFA","SCR",2000,"","ESPC","ESPC","No","","","",6,{"v":0.075,"d":"0.0750"},{"v":0.075,"d":"0.0750"},{"v":0.075,"d":"0.0750"},{"v":0.075,"d":"0.0750"},0.1,0.84,0.56,99,99,"","Yes"]
["Elmer Smith","1374_B_2",1374,"B","2",912,"Coal Steam","","S_C_KY","Kentucky",21,"Daviess",59,"21059",267,10442,1974,9999,"tangential","dry","N","Bituminous","Wet Scrubber",1994,96,96,"LNC2","SNCR","",2004,"ESPC","ESPC","No","ACI",2016,90,6,{"v":0.37207578290046234,"d":"0.3721"},{"v":0.37207578290046234,"d":"0.3721"},{"v":0.37207578290046234,"d":"0.3721"},{"v":0.37207578290046234,"d":"0.3721"},0.1,0.1,0.1,99,99,"","Yes"]
["Paradise","1378_B_3",1378,"B","3",915,"Coal Steam","","S_C_TVA","Kentucky",21,"Muhlenberg",177,"21177",971,10170,1970,9999,"cyclone","wet","N","Bituminous, Subbituminous","Wet Scrubber",2006,98,98,"OFA","SCR",2003,"","ESPC","ESPC","No","","","",1.2,{"v":0.143160038871118,"d":"0.1432"},{"v":0.1,"d":"0.1000"},{"v":0.143160038871118,"d":"0.1432"},{"v":0.1,"d":"0.1000"},0.1,0.84,0.56,99,99,"","Yes"]
["Shawnee","1379_B_1",1379,"B","1",916,"Coal Steam","","S_C_TVA","Kentucky",21,"McCracken",145,"21145",134,10997,1953,9999,"wall","dry","N","Bituminous, Subbituminous","Dry Scrubber",2017,92,92,"LNB","SCR",2017,null,"B + C","B + C","NA","","","",1.2,{"v":0.39535903151794743,"d":"0.3954"},{"v":0.39535903151794743,"d":"0.3954"},{"v":0.32,"d":"0.3200"},{"v":0.32,"d":"0.3200"},0.11,0.27,1,99,99,"",""]
["Shawnee","1379_B_2",1379,"B","2",918,"Coal Steam","","S_C_TVA","Kentucky",21,"McCracken",145,"21145",134,10985,1953,9999,"wall","dry","N","Bituminous, Subbituminous","Dry Scrubber",2017,92,92,"LNB","SCR",2017,"","B + C","B + C","NA","","","",1.2,{"v":0.07,"d":"0.0700"},{"v":0.07,"d":"0.0700"},{"v":0.07,"d":"0.0700"},{"v":0.07,"d":"0.0700"},0.11,0.27,1,99,99,"Yes","",2016]
["Shawnee","1379_B_3",1379,"B","3",919,"Coal Steam","","S_C_TVA","Kentucky",21,"McCracken",145,"21145",134,11025,1953,9999,"wall","dry","N","Bituminous, Subbituminous","Dry Scrubber",2017,92,92,"LNB","SCR",2017,"","B + C","B + C","NA","","","",1.2,{"v":0.07,"d":"0.0700"},{"v":0.07,"d":"0.0700"},{"v":0.07,"d":"0.0700"},{"v":0.07,"d":"0.0700"},0.11,0.27,1,99,99,"Yes","",2016]
["Shawnee","1379_B_4",1379,"B","4",920,"Coal Steam","","S_C_TVA","Kentucky",21,"McCracken",145,"21145",134,11061,1954,9999,"wall","dry","N","Bituminous, Subbituminous","Dry Scrubber",2017,92,92,"LNB","SCR",2017,"","B + C","B + C","NA","","","",1.2,{"v":0.39635572262770374,"d":"0.3964"},{"v":0.39635572262770374,"d":"0.3964"},{"v":0.32,"d":"0.3200"},{"v":0.32,"d":"0.3200"},0.11,0.27,1,99,99,"",""]
["Shawnee","1379_B_5",1379,"B","5",921,"Coal Steam","","S_C_TVA","Kentucky",21,"McCracken",145,"21145",134,11008,1954,9999,"wall","dry","N","Bituminous, Subbituminous","","",70,70,"LNB","","","","B + C","B + C","NA","","","",1.2,{"v":0.40289382773000004,"d":"0.4029"},{"v":0.40289382773000004,"d":"0.4029"},{"v":0.32,"d":"0.3200"},{"v":0.32,"d":"0.3200"},0.11,0.27,1,90,90,"Yes","",2016]
["Shawnee","1379_B_6",1379,"B","6",922,"Coal Steam","","S_C_TVA","Kentucky",21,"McCracken",145,"21145",134,10984,1954,9999,"wall","dry","N","Bituminous, Subbituminous","","",70,70,"LNB","","","","B + C","B + C","NA","","","",1.2,{"v":0.3370199510736643,"d":"0.3370"},{"v":0.3370199510736643,"d":"0.3370"},{"v":0.32,"d":"0.3200"},{"v":0.32,"d":"0.3200"},0.11,0.27,1,90,90,"Yes","",2016]
["Shawnee","1379_B_7",1379,"B","7",923,"Coal Steam","","S_C_TVA","Kentucky",21,"McCracken",145,"21145",134,10928,1954,9999,"wall","dry","N","Bituminous, Subbituminous","","",70,70,"LNB","","","","B + C","B + C","NA","","","",1.2,{"v":0.3333160892159349,"d":"0.3333"},{"v":0.3333160892159349,"d":"0.3333"},{"v":0.32,"d":"0.3200"},{"v":0.32,"d":"0.3200"},0.11,0.27,1,90,90,"Yes","",2016]
["Shawnee","1379_B_8",1379,"B","8",924,"Coal Steam","","S_C_TVA","Kentucky",21,"McCracken",145,"21145",134,11001,1955,9999,"wall","dry","N","Bituminous, Subbituminous","","",70,70,"LNB","","","","B + C","B + C","NA","","","",1.2,{"v":0.3342846793878982,"d":"0.3343"},{"v":0.3342846793878982,"d":"0.3343"},{"v":0.32,"d":"0.3200"},{"v":0.32,"d":"0.3200"},0.11,0.27,1,90,90,"Yes","",2016]
["Shawnee","1379_B_9",1379,"B","9",925,"Coal Steam","","S_C_TVA","Kentucky",21,"McCracken",145,"21145",134,11021,1955,9999,"wall","dry","N","Bituminous, Subbituminous","","",70,70,"LNB","","","","B + C","B + C","NA","","","",1.2,{"v":0.3341012358616348,"d":"0.3341"},{"v":0.3341012358616348,"d":"0.3341"},{"v":0.32,"d":"0.3200"},{"v":0.32,"d":"0.3200"},0.11,0.27,1,90,90,"Yes","",2016]
["Kenneth C Coleman","1381_B_C1",1381,"B","C1",926,"Coal Steam","","MIS_INKY","Kentucky",21,"Hancock",91,"21091",150,10767,1969,9999,"wall","dry","N","Bituminous","Wet Scrubber",2005,95,95,"AA + LNB","","","","ESPC","ESPC + B","No","ACI",2015,90,5.2,{"v":0.35773824323869374,"d":"0.3577"},{"v":0.35773824323869374,"d":"0.3577"},{"v":0.35773824323869374,"d":"0.3577"},{"v":0.35773824323869374,"d":"0.3577"},0.1,0.1,0.1,99,99,"Yes","Yes",2015]
["Kenneth C Coleman","1381_B_C2",1381,"B","C2",927,"Coal Steam","","MIS_INKY","Kentucky",21,"Hancock",91,"21091",138,11519,1970,9999,"wall","dry","N","Bituminous","Wet Scrubber",2005,95,95,"AA + LNB","","","","ESPC","ESPC + B","No","ACI",2015,90,5.2,{"v":0.3570410176613346,"d":"0.3570"},{"v":0.3570410176613346,"d":"0.3570"},{"v":0.3570410176613346,"d":"0.3570"},{"v":0.3570410176613346,"d":"0.3570"},0.1,0.1,0.1,99,99,"Yes","Yes",2015]
["Kenneth C Coleman","1381_B_C3",1381,"B","C3",928,"Coal Steam","","MIS_INKY","Kentucky",21,"Hancock",91,"21091",155,10806,1971,9999,"wall","dry","N","Bituminous","Wet Scrubber",2005,95,95,"AA + LNB","","","","ESPC","ESPC + B","No","ACI",2015,90,5.2,{"v":0.35844957628992397,"d":"0.3584"},{"v":0.35844957628992397,"d":"0.3584"},{"v":0.35844957628992397,"d":"0.3584"},{"v":0.35844957628992397,"d":"0.3584"},0.1,0.1,0.1,99,99,"Yes","Yes",2015]
["HMP&L Station Two Henderson","1382_B_H1",1382,"B","H1",929,"Coal Steam","","MIS_INKY","Kentucky",21,"Henderson",101,"21101",153,10204,1973,9999,"wall","dry","N","Bituminous","Wet Scrubber",1995,95,95,"LNB","SCR",2002,"","ESPC","ESPC + B","No","","","",5.2,0.1196,{"v":0.1,"d":"0.1000"},0.1196,{"v":0.1,"d":"0.1000"},0.1,0.3,0.56,99,99,"","Yes"]
["HMP&L Station Two Henderson","1382_B_H2",1382,"B","H2",930,"Coal Steam","","MIS_INKY","Kentucky",21,"Henderson",101,"21101",159,10250,1974,9999,"wall","dry","N","Bituminous","Wet Scrubber",1995,95,95,"LNB","SCR",2003,"","ESPC","ESPC + B","No","","","",5.2,{"v":0.14255,"d":"0.1426"},{"v":0.09763,"d":"0.0976"},{"v":0.14255,"d":"0.1426"},{"v":0.09763,"d":"0.0976"},0.1,0.3,0.56,99,99,"","Yes"]
["Robert A Reid","1383_B_R1",1383,"B","R1",931,"Coal Steam","","MIS_INKY","Kentucky",21,"Webster",233,"21233",65,14500,1966,9999,"wall","dry","N","Bituminous","","","","","","","","","ESPC + C","ESPC + C","No","","","",5.2,{"v":0.4420922874380263,"d":"0.4421"},{"v":0.4420922874380263,"d":"0.4421"},{"v":0.32,"d":"0.3200"},{"v":0.32,"d":"0.3200"},0.64,0.97,1,"","","","Yes",null,null,"C2G",2014]
["Cooper","1384_B_1",1384,"B","1",932,"Coal Steam","","S_C_KY","Kentucky",21,"Pulaski",199,"21199",116,10684,1965,9999,"wall","dry","N","Bituminous","Dry Scrubber",2015,92,92,"LNB","","","","ESPC","ESPC + B","No","","","",3.3000000000000003,{"v":0.438,"d":"0.4380"},{"v":0.438,"d":"0.4380"},{"v":0.3368545002447842,"d":"0.3369"},{"v":0.3368545002447842,"d":"0.3369"},0.2,0.75,1,99,99,"","Yes"]
["Cooper","1384_B_2",1384,"B","2",933,"Coal Steam","","S_C_KY","Kentucky",21,"Pulaski",199,"21199",225,10639,1969,9999,"wall","dry","N","Bituminous","Dry Scrubber",2012,95,95,"LNB","SCR",2012,"","B","B","NA","","","",3.3000000000000003,{"v":0.45274290323102306,"d":"0.4527"},{"v":0.07,"d":"0.0700"},{"v":0.45274290323102306,"d":"0.4527"},{"v":0.07,"d":"0.0700"},0.05,0.75,1,98.2,99,"","Yes"]
["R S Nelson","1393_B_1A",1393,"B","1A",90014,"Coal Steam","","S_D_WOTA","Louisiana",22,"Calcasieu",19,"22019",107,11351,1992,9999,"FBC","dry","Y","Petroleum Coke","Reagent Injection","",91.6,91.6,"OFA","","","","B","B","NA","","","",0.83,{"v":0.110236528252213,"d":"0.1102"},{"v":0.110236528252213,"d":"0.1102"},{"v":0.110236528252213,"d":"0.1102"},{"v":0.110236528252213,"d":"0.1102"},0.05,0.43,0.43,95,95,"",""]
["R S Nelson","1393_B_2A",1393,"B","2A",90015,"Coal Steam","","S_D_WOTA","Louisiana",22,"Calcasieu",19,"22019",106,11309,1992,9999,"FBC","dry","Y","Petroleum Coke","Reagent Injection","",91.6,91.6,"OFA","","","","B","B","NA","","","",0.83,{"v":0.13926521788973584,"d":"0.1393"},{"v":0.13926521788973584,"d":"0.1393"},{"v":0.13926521788973584,"d":"0.1393"},{"v":0.13926521788973584,"d":"0.1393"},0.05,0.43,0.43,95,95,"",""]
["R S Nelson","1393_B_6",1393,"B","6",950,"Coal Steam","","S_D_WOTA","Louisiana",22,"Calcasieu",19,"22019",550,11539,1982,9999,"tangential","wet","N","Subbituminous, Petroleum Coke","","","","","LNC2","","","","ESPC","ESPC","Yes","ACI",2015,90,1.2,{"v":0.17496807290109134,"d":"0.1750"},{"v":0.17496807290109134,"d":"0.1750"},{"v":0.1398464958363802,"d":"0.1398"},{"v":0.1398464958363802,"d":"0.1398"},0.1,0.1,0.1,"","","","Yes"]
["Herbert A Wagner","1554_B_3",1554,"B","3",1009,"Coal Steam","","PJM_SMAC","Maryland",24,"Anne Arundel",3,"24003",305,10903,1966,9999,"wall","dry","N","Bituminous, Subbituminous","","","","","LNBO","SCR",2002,"","ESPC","ESPC","No","ACI",2009,90,1.2,{"v":0.0755570570874836,"d":"0.0756"},0.0552,{"v":0.0755570570874836,"d":"0.0756"},0.0552,0.1,0.1,0.1,"","","","Yes"]
["Morgantown Generating Plant","1573_B_1",1573,"B","1",1065,"Coal Steam","","PJM_SMAC","Maryland",24,"Charles",17,"24017",610,9471,1970,9999,"tangential","dry","N","Bituminous","Wet Scrubber",2009,98,98,"LNC3","SCR",2007,"","ESPC","ESPC + B","Yes","","","",0.14,{"v":0.046075852874793835,"d":"0.0461"},0.0425,{"v":0.046075852874793835,"d":"0.0461"},0.0425,0.1,0.3,0.56,99,99,"","Yes"]
["Morgantown Generating Plant","1573_B_2",1573,"B","2",1066,"Coal Steam","","PJM_SMAC","Maryland",24,"Charles",17,"24017",619,9419,1971,9999,"tangential","dry","N","Bituminous","Wet Scrubber",2009,98,98,"LNC3","SCR",2008,"","ESPC","ESPC + B","Yes","","","",0.14,{"v":0.04393230202620628,"d":"0.0439"},0.0397,{"v":0.04393230202620628,"d":"0.0439"},0.0397,0.1,0.3,0.56,99,99,"","Yes"]
["Apache Station","160_B_2",160,"B","2",93,"Coal Steam","","WECC_AZ","Arizona",4,"Cochise",3,"04003",175,10828,1979,9999,"wall","dry","N","Bituminous, Subbituminous","Wet Scrubber",1979,85,90,"OFA","","","","ESPH","ESPH","No","ACI",2011,90,0.8,0.1698,0.1698,0.1698,0.1698,0.1,0.1,0.1,90,99,"","Yes",null,null,"C2G",2017]
["Apache Station","160_B_3",160,"B","3",94,"Coal Steam","","WECC_AZ","Arizona",4,"Cochise",3,"04003",175,10703,1979,9999,"wall","dry","N","Bituminous, Subbituminous","Wet Scrubber",1979,85,90,"OFA","","","","ESPH","ESPH","No","ACI",2011,90,0.8,{"v":0.33435079646668836,"d":"0.3344"},{"v":0.33435079646668836,"d":"0.3344"},{"v":0.16963808296471267,"d":"0.1696"},{"v":0.16963808296471267,"d":"0.1696"},0.1,0.1,0.1,90,99,"","Yes"]
["GRDA","165_B_2",165,"B","2",96,"Coal Steam","","SPP_WEST","Oklahoma",40,"Mayes",97,"40097",520,10985,1986,9999,"wall","dry","N","Bituminous, Subbituminous","Dry Scrubber",1986,85,90,"LNBO","","","","ESPC","ESPC","No","ACI",2015,90,0.6,{"v":0.36001238915670697,"d":"0.3600"},{"v":0.36001238915670697,"d":"0.3600"},{"v":0.36001238915670697,"d":"0.3600"},{"v":0.36001238915670697,"d":"0.3600"},0.1,0.1,0.1,90,99,"",""]
["Dan E Karn","1702_B_1",1702,"B","1",1153,"Coal Steam","","MIS_LMI","Michigan",26,"Bay",17,"26017",255,10616,1959,9999,"tangential","dry","N","Bituminous, Subbituminous","Dry Scrubber",2015,92.51,92.51,"","SCR",2004,"","B","B","NA","ACI",2015,90,0.1,{"v":0.0432633402967236,"d":"0.0433"},{"v":0.0432633402967236,"d":"0.0433"},{"v":0.0432633402967236,"d":"0.0433"},{"v":0.0432633402967236,"d":"0.0433"},0.1,0.1,0.1,97.51,99,"",""]
["Dan E Karn","1702_B_2",1702,"B","2",1154,"Coal Steam","","MIS_LMI","Michigan",26,"Bay",17,"26017",260,10580,1961,9999,"wall","dry","N","Bituminous, Subbituminous","Dry Scrubber",2015,92.51,92.51,"LNBO","SCR",1998,"","B","B","NA","ACI",2015,90,0.1,{"v":0.04316,"d":"0.0432"},{"v":0.04316,"d":"0.0432"},{"v":0.04316,"d":"0.0432"},{"v":0.04316,"d":"0.0432"},0.1,0.1,0.1,97.51,99,"",""]
["J H Campbell","1710_B_1",1710,"B","1",1157,"Coal Steam","","MIS_LMI","Michigan",26,"Ottawa",139,"26139",260,9859,1962,9999,"tangential","dry","N","Bituminous, Subbituminous","","",70,70,"LNC3","","","","ESPC","ESPC","Yes","ACI",2016,90,1.67,{"v":0.2066890953758704,"d":"0.2067"},{"v":0.2066890953758704,"d":"0.2067"},{"v":0.2066890953758704,"d":"0.2067"},{"v":0.2066890953758704,"d":"0.2067"},0.1,0.1,0.1,90,90,"Yes","Yes",2016]
["J H Campbell","1710_B_2",1710,"B","2",1158,"Coal Steam","","MIS_LMI","Michigan",26,"Ottawa",139,"26139",351,9891,1967,9999,"wall","dry","N","Bituminous, Subbituminous","","",70,70,"LNBO","SCR",2013,"","ESPC + B","ESPC + B","Yes","ACI",2016,90,1.67,{"v":0.28944957248038916,"d":"0.2894"},{"v":0.07,"d":"0.0700"},{"v":0.28944957248038916,"d":"0.2894"},{"v":0.07,"d":"0.0700"},0.1,0.1,0.1,90,90,"Yes","Yes",2016]
["J H Campbell","1710_B_3",1710,"B","3",1159,"Coal Steam","","MIS_LMI","Michigan",26,"Ottawa",139,"26139",825,9806,1980,9999,"wall","dry","N","Bituminous, Subbituminous","Dry Scrubber",2015,92.51,92.51,"LNBO","SCR",2007,"","ESPC + B","ESPC + B","Yes","ACI",2016,90,0.09,{"v":0.0432900324649027,"d":"0.0433"},{"v":0.0432900324649027,"d":"0.0433"},{"v":0.0432900324649027,"d":"0.0433"},{"v":0.0432900324649027,"d":"0.0433"},0.1,0.1,0.1,97.51,99,"","Yes"]
["Monroe","1733_B_1",1733,"B","1",1182,"Coal Steam","","MIS_LMI","Michigan",26,"Monroe",115,"26115",668,9683,1972,9999,"cell","dry","N","Bituminous, Subbituminous","Wet Scrubber",2013,97,97,"LNCB","SCR",2003,"","ESPC","ESPC","Yes","","","",0.03,{"v":0.0651799708777298,"d":"0.0652"},{"v":0.0651799708777298,"d":"0.0652"},{"v":0.0651799708777298,"d":"0.0652"},{"v":0.0651799708777298,"d":"0.0652"},0.1,0.84,0.56,98.72,99,"","Yes"]
["Monroe","1733_B_2",1733,"B","2",1183,"Coal Steam","","MIS_LMI","Michigan",26,"Monroe",115,"26115",748,9709,1973,9999,"cell","dry","N","Bituminous, Subbituminous","Wet Scrubber",2014,97,97,"LNCB","SCR",2010,"","ESPC","ESPC","Yes","","","",0.03,{"v":0.30719068597418686,"d":"0.3072"},{"v":0.07,"d":"0.0700"},{"v":0.30719068597418686,"d":"0.3072"},{"v":0.07,"d":"0.0700"},0.1,0.84,0.56,98.72,99,"","Yes"]
["Monroe","1733_B_3",1733,"B","3",1184,"Coal Steam","","MIS_LMI","Michigan",26,"Monroe",115,"26115",752,9658,1973,9999,"cell","dry","N","Bituminous, Subbituminous","Wet Scrubber",2008,97,97,"LNCB","SCR",2000,"","ESPC","ESPC","Yes","","","",1.6,{"v":0.06039365226229871,"d":"0.0604"},{"v":0.06039365226229871,"d":"0.0604"},{"v":0.06039365226229871,"d":"0.0604"},{"v":0.06039365226229871,"d":"0.0604"},0.1,0.84,0.56,99,99,"","Yes"]
["Monroe","1733_B_4",1733,"B","4",1185,"Coal Steam","","MIS_LMI","Michigan",26,"Monroe",115,"26115",762,9759,1974,9999,"cell","dry","N","Bituminous, Subbituminous","Wet Scrubber",2010,97,97,"LNCB","SCR",2003,"","ESPC","ESPC","Yes","","","",1.6,{"v":0.08235866558716232,"d":"0.0824"},{"v":0.08235866558716232,"d":"0.0824"},{"v":0.08235866558716232,"d":"0.0824"},{"v":0.08235866558716232,"d":"0.0824"},0.1,0.84,0.56,99,99,"","Yes"]
["St Clair","1743_B_1",1743,"B","1",1189,"Coal Steam","","MIS_LMI","Michigan",26,"st. Clair",147,"26147",152,11087,1953,2024,"wall","dry","N","Bituminous, Subbituminous","","",70,70,"LNCB","","","","ESPC","ESPC + B","No","ACI",2016,90,1.67,{"v":0.2855643919863213,"d":"0.2856"},{"v":0.2855643919863213,"d":"0.2856"},{"v":0.2855643919863213,"d":"0.2856"},{"v":0.2855643919863213,"d":"0.2856"},0.1,0.1,0.1,90,90,"Yes","",2016]
["St Clair","1743_B_2",1743,"B","2",1190,"Coal Steam","","MIS_LMI","Michigan",26,"st. Clair",147,"26147",153,11120,1953,2024,"wall","dry","N","Bituminous, Subbituminous","","",70,70,"LNCB","","","","ESPC","ESPC","No","ACI",2016,90,1.67,{"v":0.3766111285300784,"d":"0.3766"},{"v":0.3766111285300784,"d":"0.3766"},{"v":0.3766111285300784,"d":"0.3766"},{"v":0.3766111285300784,"d":"0.3766"},0.1,0.1,0.1,90,90,"Yes","",2016]
["St Clair","1743_B_3",1743,"B","3",1191,"Coal Steam","","MIS_LMI","Michigan",26,"st. Clair",147,"26147",165,11091,1954,2024,"wall","dry","N","Bituminous, Subbituminous","","",70,70,"LNCB","","","","ESPC","ESPC","No","ACI",2016,90,1.67,{"v":0.40738462190084035,"d":"0.4074"},{"v":0.40738462190084035,"d":"0.4074"},{"v":0.40738462190084035,"d":"0.4074"},{"v":0.40738462190084035,"d":"0.4074"},0.1,0.1,0.1,90,90,"Yes","",2016]
["St Clair","1743_B_4",1743,"B","4",1192,"Coal Steam","","MIS_LMI","Michigan",26,"st. Clair",147,"26147",147,11058,1954,2024,"wall","dry","N","Bituminous, Subbituminous","","",70,70,"LNCB","","","","ESPC","ESPC","No","ACI",2016,90,1.67,{"v":0.3382230942843415,"d":"0.3382"},{"v":0.3382230942843415,"d":"0.3382"},{"v":0.3382230942843415,"d":"0.3382"},{"v":0.3382230942843415,"d":"0.3382"},0.1,0.1,0.1,90,90,"Yes","",2016]
["St Clair","1743_B_6",1743,"B","6",1194,"Coal Steam","","MIS_LMI","Michigan",26,"st. Clair",147,"26147",307,11097,1961,2024,"tangential","dry","N","Bituminous, Subbituminous","","",70,70,"LNC2","","","","ESPC","ESPC","No","ACI",2016,90,1.67,{"v":0.16660963323699754,"d":"0.1666"},{"v":0.16660963323699754,"d":"0.1666"},{"v":0.13459917669790067,"d":"0.1346"},{"v":0.13459917669790067,"d":"0.1346"},0.1,0.1,0.1,90,90,"Yes","",2016]
["St Clair","1743_B_7",1743,"B","7",1195,"Coal Steam","","MIS_LMI","Michigan",26,"st. Clair",147,"26147",450,10527,1969,2024,"tangential","dry","N","Bituminous, Subbituminous","","",70,70,"LNC2","","","","ESPC","ESPC","No","ACI",2016,90,1.67,{"v":0.1895960522432281,"d":"0.1896"},{"v":0.1895960522432281,"d":"0.1896"},{"v":0.14684073298506414,"d":"0.1468"},{"v":0.14684073298506414,"d":"0.1468"},0.1,0.1,0.1,90,90,"Yes","Yes",2016]
["Trenton Channel","1745_B_9A",1745,"B","9A",1200,"Coal Steam","","MIS_LMI","Michigan",26,"Wayne",163,"26163",524,10498,1968,2024,"tangential","dry","N","Bituminous, Subbituminous","","",70,70,"LNC2","","","","ESPC","ESPC","Yes","ACI",2016,90,1.6600000000000001,{"v":0.18232903811783394,"d":"0.1823"},{"v":0.18232903811783394,"d":"0.1823"},{"v":0.1439014251536373,"d":"0.1439"},{"v":0.1439014251536373,"d":"0.1439"},0.1,0.1,0.1,90,90,"Yes","Yes",2016]
["J B Sims","1825_B_3",1825,"B","3",1213,"Coal Steam","","MIS_LMI","Michigan",26,"Ottawa",139,"26139",73,12442,1983,9999,"wall","dry","N","Bituminous","Wet Scrubber",1983,90,90,"AA + LNB","SNCR","",2010,"ESPC","ESPC","No","","","",1.67,{"v":0.2403654166867799,"d":"0.2404"},{"v":0.2403654166867799,"d":"0.2404"},{"v":0.2403654166867799,"d":"0.2404"},{"v":0.2403654166867799,"d":"0.2404"},0.34,0.84,0.56,95,99,"",""]
["Erickson Station","1832_B_1",1832,"B","1",1221,"Coal Steam","","MIS_LMI","Michigan",26,"Eaton",45,"26045",151,10217,1973,9999,"wall","dry","N","Bituminous, Subbituminous","","","","","LNBO","","","","ESPC","ESPC","No","ACI",2016,90,1.67,{"v":0.23789316177388156,"d":"0.2379"},{"v":0.23789316177388156,"d":"0.2379"},{"v":0.23789316177388156,"d":"0.2379"},{"v":0.23789316177388156,"d":"0.2379"},0.1,0.1,0.1,"","","","Yes"]
["Shiras","1843_B_2",1843,"B","2","","Coal Steam","","MIS_WUMS","Michigan",26,"Marquette",103,"26103",19.5,13438,1972,9999,"","","N","Bituminous, Subbituminous","","","","","","","","","B","B","NA","","","",1.67,{"v":0.4,"d":"0.4000"},{"v":0.4,"d":"0.4000"},{"v":0.4,"d":"0.4000"},{"v":0.4,"d":"0.4000"},0.11,0.27,1,"","","","Yes"]
["Shiras","1843_B_3",1843,"B","3",1222,"Coal Steam","","MIS_WUMS","Michigan",26,"Marquette",103,"26103",41,12827,1983,9999,"tangential","dry","N","Bituminous, Subbituminous","Dry Scrubber",1983,80,90,"LNB + OFA","SNCR","",2015,"B","B","NA","ACI",2016,90,1.67,{"v":0.15303590853804955,"d":"0.1530"},{"v":0.15303590853804955,"d":"0.1530"},{"v":0.12,"d":"0.1200"},{"v":0.12,"d":"0.1200"},0.1,0.1,0.1,85,99,"",""]
["Wyandotte","1866_B_5",1866,"B","5",1223,"Coal Steam","","MIS_LMI","Michigan",26,"Wayne",163,"26163",24,14500,1948,9999,"stoker/SPR","dry","N","Bituminous","","","","","LNB","","","","","","NA","","","",1.67,{"v":0.09818151290999554,"d":"0.0982"},{"v":0.09818151290999554,"d":"0.0982"},{"v":0.09818151290999554,"d":"0.0982"},{"v":0.09818151290999554,"d":"0.0982"},1,1,1,"","","",""]
["Wyandotte","1866_B_7",1866,"B","7",1224,"Coal Steam","","MIS_LMI","Michigan",26,"Wayne",163,"26163",24,14500,1948,9999,"wall","dry","N","Bituminous","","","","","LNB","","","","ESPH","ESPH","No","","","",1.67,{"v":0.20170961915644842,"d":"0.2017"},{"v":0.20170961915644842,"d":"0.2017"},{"v":0.20170961915644842,"d":"0.2017"},{"v":0.20170961915644842,"d":"0.2017"},0.9,0.94,1,"","","",""]
["Wyandotte","1866_B_8",1866,"B","8",1225,"Coal Steam","","MIS_LMI","Michigan",26,"Wayne",163,"26163",24,14500,1948,9999,"FBC","dry","N","Bituminous","Reagent Injection","",91.6,91.6,"CM","","","","B","B","NA","","","",1.67,{"v":0.22042086653128862,"d":"0.2204"},{"v":0.22042086653128862,"d":"0.2204"},{"v":0.22042086653128862,"d":"0.2204"},{"v":0.22042086653128862,"d":"0.2204"},0.05,0.43,0.43,95,95,"",""]
["Syl Laskin","1891_B_1",1891,"B","1",1229,"Coal Steam","","MIS_MNWI","Minnesota",27,"st. Louis",137,"27137",55,12783,1953,9999,"tangential","dry","N","Bituminous, Subbituminous","","",45,45,"LNBO","","","","WS","B + WS","NA","","","",2.04,{"v":0.18087341172998747,"d":"0.1809"},{"v":0.18087341172998747,"d":"0.1809"},{"v":0.1336157721524114,"d":"0.1336"},{"v":0.1336157721524114,"d":"0.1336"},0.11,0.27,1,50,50,"","",null,null,"C2G",2016]
["Syl Laskin","1891_B_2",1891,"B","2",1230,"Coal Steam","","MIS_MNWI","Minnesota",27,"st. Louis",137,"27137",51,12875,1953,9999,"tangential","dry","N","Bituminous, Subbituminous","","",45,45,"LNBO","","","","WS","B + WS","NA","","","",2.04,{"v":0.1832578932550888,"d":"0.1833"},{"v":0.1832578932550888,"d":"0.1833"},{"v":0.13495819424755484,"d":"0.1350"},{"v":0.13495819424755484,"d":"0.1350"},0.11,0.27,1,50,50,"","",null,null,"C2G",2016]
["Clay Boswell","1893_B_1",1893,"B","1",1231,"Coal Steam","","MIS_MNWI","Minnesota",27,"Itasca",61,"27061",68,10689,1958,9999,"wall","dry","N","Subbituminous","Wet Scrubber",2018,96,96,"ROFA","SNCR","",2005,"B","B","NA","","","",4,{"v":0.22265240388831914,"d":"0.2227"},{"v":0.22265240388831914,"d":"0.2227"},{"v":0.22265240388831914,"d":"0.2227"},{"v":0.22265240388831914,"d":"0.2227"},0.11,0.27,1,99,99,"",""]
["Clay Boswell","1893_B_2",1893,"B","2",1232,"Coal Steam","","MIS_MNWI","Minnesota",27,"Itasca",61,"27061",67,10627,1960,9999,"wall","dry","N","Subbituminous","Wet Scrubber",2018,96,96,"ROFA","SNCR","",2005,"B","B","NA","","","",4,{"v":0.22647169715139365,"d":"0.2265"},{"v":0.22647169715139365,"d":"0.2265"},{"v":0.22647169715139365,"d":"0.2265"},{"v":0.22647169715139365,"d":"0.2265"},0.11,0.27,1,99,99,"",""]
["Clay Boswell","1893_B_3",1893,"B","3",1233,"Coal Steam","","MIS_MNWI","Minnesota",27,"Itasca",61,"27061",360,10572,1973,9999,"tangential","dry","N","Subbituminous","Wet Scrubber",1973,98,98,"LNC2 + NH3","SCR",2009,"","B","B","NA","ACI",2010,90,0.09,{"v":0.33820000000000006,"d":"0.3382"},{"v":0.055119529631398496,"d":"0.0551"},{"v":0.33820000000000006,"d":"0.3382"},{"v":0.055119529631398496,"d":"0.0551"},0.1,0.1,0.1,95,95,"","Yes"]
["Clay Boswell","1893_B_4",1893,"B","4",1234,"Coal Steam","","MIS_MNWI","Minnesota",27,"Itasca",61,"27061",428,10919,1980,9999,"tangential","dry","N","Subbituminous","Dry Scrubber",2015,92.51,92.51,"LNC2","SNCR","",2005,"B","B","NA","ACI",2015,90,0.33,{"v":0.10958,"d":"0.1096"},{"v":0.10958,"d":"0.1096"},{"v":0.10958,"d":"0.1096"},{"v":0.10958,"d":"0.1096"},0.1,0.1,0.1,97.51,99,"","Yes"]
["Allen S King","1915_B_1",1915,"B","1",1248,"Coal Steam","","MIS_MNWI","Minnesota",27,"Washington",163,"27163",510,9920,1968,9999,"cyclone","wet","N","Bituminous, Subbituminous","Dry Scrubber",2007,90,90,"OFA","SCR",2000,"","B","B","NA","ACI",2010,90,0.12,{"v":0.08227192778282069,"d":"0.0823"},{"v":0.08227192778282069,"d":"0.0823"},{"v":0.08227192778282069,"d":"0.0823"},{"v":0.08227192778282069,"d":"0.0823"},0.1,0.1,0.1,95,99,"","Yes"]
["Hibbing","1979_B_1",1979,"B","1","","Coal Steam","","MIS_MNWI","Minnesota",27,"st. Louis",137,"27137",7.6,14500,1965,9999,"","","Y","Subbituminous","","","","","","","","","ESPC","ESPC","No","","","",4,{"v":0.4451349612788622,"d":"0.4451"},{"v":0.4451349612788622,"d":"0.4451"},{"v":0.4451349612788622,"d":"0.4451"},{"v":0.4451349612788622,"d":"0.4451"},0.64,0.97,1,"","","","Yes"]
["Hibbing","1979_B_2",1979,"B","2","","Coal Steam","","MIS_MNWI","Minnesota",27,"st. Louis",137,"27137",7.6,14500,1965,9999,"","","Y","Subbituminous","","","","","","","","","ESPC","ESPC","No","","","",4,{"v":0.4451349612788622,"d":"0.4451"},{"v":0.4451349612788622,"d":"0.4451"},{"v":0.4451349612788622,"d":"0.4451"},{"v":0.4451349612788622,"d":"0.4451"},0.64,0.97,1,"","","","Yes"]
["Hibbing","1979_B_3",1979,"B","3","","Coal Steam","","MIS_MNWI","Minnesota",27,"st. Louis",137,"27137",7.6,14500,1965,9999,"","","Y","Subbituminous","","","","","","","","","ESPH","ESPH","No","","","",4,{"v":0.4451349612788622,"d":"0.4451"},{"v":0.4451349612788622,"d":"0.4451"},{"v":0.4451349612788622,"d":"0.4451"},{"v":0.4451349612788622,"d":"0.4451"},0.9,0.94,1,"","","","Yes"]
["Hibbing","1979_B_4",1979,"B","4","","Coal Steam","","MIS_MNWI","Minnesota",27,"st. Louis",137,"27137",7.6,14500,1965,9999,"","","Y","Subbituminous","","","","","","SNCR","",2010,"ESPH + C","ESPH + C","No","","","",3.013333333333333,{"v":0.09839933042226234,"d":"0.0984"},{"v":0.09839933042226234,"d":"0.0984"},{"v":0.09839933042226234,"d":"0.0984"},{"v":0.09839933042226234,"d":"0.0984"},0.9,0.94,1,"","","",""]
["Virginia","2018_B_11",2018,"B","11","","Coal Steam","","MIS_MNWI","Minnesota",27,"st. Louis",137,"27137",7.2,14500,1954,9999,"","","Y","Subbituminous","","","","","","SNCR","",2015,"","","NA","","","",3.013333333333333,{"v":0.09839933042226234,"d":"0.0984"},{"v":0.09839933042226234,"d":"0.0984"},{"v":0.09839933042226234,"d":"0.0984"},{"v":0.09839933042226234,"d":"0.0984"},1,1,1,"","","",""]
["Virginia","2018_B_7",2018,"B","7","","Coal Steam","","MIS_MNWI","Minnesota",27,"st. Louis",137,"27137",7.2,14500,1954,9999,"","","Y","Subbituminous","","","","","","","","","","","NA","","","",3.013333333333333,{"v":0.4451349612788622,"d":"0.4451"},{"v":0.4451349612788622,"d":"0.4451"},{"v":0.4451349612788622,"d":"0.4451"},{"v":0.4451349612788622,"d":"0.4451"},1,1,1,"","","",""]
["Virginia","2018_B_9",2018,"B","9","","Coal Steam","","MIS_MNWI","Minnesota",27,"st. Louis",137,"27137",7.2,14500,1954,9999,"","","Y","Subbituminous","","","","","","","","","","","NA","","","",3.013333333333333,{"v":0.4451349612788622,"d":"0.4451"},{"v":0.4451349612788622,"d":"0.4451"},{"v":0.4451349612788622,"d":"0.4451"},{"v":0.4451349612788622,"d":"0.4451"},1,1,1,"","","",""]
["Willmar","2022_B_3",2022,"B","3","","Coal Steam","","MIS_MNWI","Minnesota",27,"Kandiyohi",67,"27067",23.8,14500,1959,9999,"stoker/SPR","dry","Y","Bituminous, Subbituminous","","","","","","","","","C","C","NA","","","",2.226923076923077,{"v":0.46590059797290656,"d":"0.4659"},{"v":0.46590059797290656,"d":"0.4659"},{"v":0.39601550827697063,"d":"0.3960"},{"v":0.39601550827697063,"d":"0.3960"},1,1,1,"","","",""]
["Jack Watson","2049_B_4",2049,"B","4",1291,"Coal Steam","","S_SOU","Mississippi",28,"Harrison",47,"28047",232,10362,1968,9999,"wall","dry","N","Bituminous, Subbituminous","","","","","LNB + OFA","","","","ESPC","ESPC","Yes","","","",4.8,{"v":0.3524982868858095,"d":"0.3525"},{"v":0.3524982868858095,"d":"0.3525"},{"v":0.3524982868858095,"d":"0.3525"},{"v":0.3524982868858095,"d":"0.3525"},0.64,0.97,1,"","","","Yes",null,null,"C2G",2015]
["Jack Watson","2049_B_5",2049,"B","5",1292,"Coal Steam","","S_SOU","Mississippi",28,"Harrison",47,"28047",474,10164,1973,9999,"wall","dry","N","Bituminous, Subbituminous","","","","","LNB + OFA","","","","ESPC","ESPC","No","","","",4.8,{"v":0.39827698549765805,"d":"0.3983"},{"v":0.39827698549765805,"d":"0.3983"},{"v":0.39827698549765805,"d":"0.3983"},{"v":0.39827698549765805,"d":"0.3983"},0.64,0.97,1,"","","","Yes",null,null,"C2G",2015]
["St Johns River Power Park","207_B_1",207,"B","1",113,"Coal Steam","","FRCC","Florida",12,"Duval",31,"12031",626,9914,1987,9999,"wall","dry","N","Bituminous","Wet Scrubber",1987,90,90,"LNBO","SCR",2009,"","ESPC","ESPC","No","","","",0.76,{"v":0.398305646970708,"d":"0.3983"},0.1506,{"v":0.398305646970708,"d":"0.3983"},0.1506,0.1,0.84,0.56,95,99,"",""]
["St Johns River Power Park","207_B_2",207,"B","2",114,"Coal Steam","","FRCC","Florida",12,"Duval",31,"12031",626,9819,1988,9999,"wall","dry","N","Bituminous","Wet Scrubber",1988,90,90,"LNBO","SCR",2009,"","ESPC","ESPC","No","","","",0.76,{"v":0.373273068655562,"d":"0.3733"},{"v":0.1542613846484989,"d":"0.1543"},{"v":0.373273068655562,"d":"0.3733"},{"v":0.1542613846484989,"d":"0.1543"},0.1,0.84,0.56,95,99,"",""]
["Hawthorn","2079_B_5A",2079,"B","5A",1315,"Coal Steam","","SPP_N","Missouri",29,"Jackson",95,"29095",559,10273,2001,9999,"wall","dry","N","Subbituminous","Dry Scrubber",2001,94,94,"LNB + OFA","SCR",2005,"","B","B","NA","ACI",2016,90,0.12,{"v":0.07220727396790125,"d":"0.0722"},{"v":0.07220727396790125,"d":"0.0722"},{"v":0.07220727396790125,"d":"0.0722"},{"v":0.07220727396790125,"d":"0.0722"},0.1,0.1,0.1,99,99,"",""]
["Montrose","2080_B_2",2080,"B","2",1321,"Coal Steam","","SPP_N","Missouri",29,"Henry",83,"29083",158,10965,1960,2022,"tangential","dry","N","Subbituminous","","","","","other","","","","ESPC","ESPC + B","Yes","ACI",2016,90,1.3,{"v":0.32390103325273273,"d":"0.3239"},{"v":0.32390103325273273,"d":"0.3239"},{"v":0.32390103325273273,"d":"0.3239"},{"v":0.32390103325273273,"d":"0.3239"},0.1,0.1,0.1,"","","",""]
["Montrose","2080_B_3",2080,"B","3",1322,"Coal Steam","","SPP_N","Missouri",29,"Henry",83,"29083",177,10908,1964,2022,"tangential","dry","N","Subbituminous","","","","","other","","","","ESPC","ESPC + B","Yes","ACI",2016,90,1.3,{"v":0.3111726012935357,"d":"0.3112"},{"v":0.3111726012935357,"d":"0.3112"},{"v":0.3111726012935357,"d":"0.3112"},{"v":0.3111726012935357,"d":"0.3112"},0.1,0.1,0.1,"","","","Yes"]
["Sibley","2094_B_3",2094,"B","3",1325,"Coal Steam","","SPP_N","Missouri",29,"Jackson",95,"29095",335,10607,1969,9999,"cyclone","wet","N","Bituminous, Subbituminous","Dry Scrubber",2023,92,92,"OFA","SCR",2009,"","ESPC","ESPC","No","ACI",2016,90,9,{"v":0.075,"d":"0.0750"},{"v":0.075,"d":"0.0750"},{"v":0.075,"d":"0.0750"},{"v":0.075,"d":"0.0750"},0.1,0.1,0.1,99,99,"","Yes"]
["Lake Road","2098_B_6",2098,"B","6",1327,"Coal Steam","","SPP_N","Missouri",29,"Buchanan",21,"29021",92,14500,1967,9999,"cyclone","wet","N","Bituminous, Subbituminous","","","","","OFA","","","","ESPC","ESPC","No","","","",1.43,{"v":0.6514515437268108,"d":"0.6515"},{"v":0.6514515437268108,"d":"0.6515"},{"v":0.6514515437268108,"d":"0.6515"},{"v":0.6514515437268108,"d":"0.6515"},0.64,0.97,1,"","","","Yes",null,null,"C2G",2016]
["Labadie","2103_B_1",2103,"B","1",1328,"Coal Steam","","MIS_MO","Missouri",29,"Franklin",71,"29071",605,10276,1970,9999,"tangential","dry","N","Bituminous, Subbituminous","","","","","LNC3","","","","ESPC","ESPC","Yes","ACI",2016,90,4.8,{"v":0.09937146392795468,"d":"0.0994"},{"v":0.09937146392795468,"d":"0.0994"},{"v":0.09937146392795468,"d":"0.0994"},{"v":0.09937146392795468,"d":"0.0994"},0.1,0.1,0.1,"","","","Yes"]
["Labadie","2103_B_2",2103,"B","2",1329,"Coal Steam","","MIS_MO","Missouri",29,"Franklin",71,"29071",593,10315,1971,9999,"tangential","dry","N","Bituminous, Subbituminous","","","","","LNC3","","","","ESPC","ESPC","Yes","ACI",2016,90,4.8,{"v":0.10783678578342074,"d":"0.1078"},{"v":0.10783678578342074,"d":"0.1078"},{"v":0.10783678578342074,"d":"0.1078"},{"v":0.10783678578342074,"d":"0.1078"},0.1,0.1,0.1,"","","","Yes"]
["Labadie","2103_B_3",2103,"B","3",1330,"Coal Steam","","MIS_MO","Missouri",29,"Franklin",71,"29071",604,10293,1972,9999,"tangential","dry","N","Bituminous, Subbituminous","","","","","LNC3","","","","ESPC","ESPC","Yes","ACI",2016,90,4.8,{"v":0.10487840806373387,"d":"0.1049"},{"v":0.10487840806373387,"d":"0.1049"},{"v":0.10487840806373387,"d":"0.1049"},{"v":0.10487840806373387,"d":"0.1049"},0.1,0.1,0.1,"","","","Yes"]
["Labadie","2103_B_4",2103,"B","4",1331,"Coal Steam","","MIS_MO","Missouri",29,"Franklin",71,"29071",605,10277,1973,9999,"tangential","dry","N","Bituminous, Subbituminous","","","","","LNC3","","","","ESPC","ESPC","Yes","ACI",2016,90,4.8,{"v":0.10414218537152077,"d":"0.1041"},{"v":0.10414218537152077,"d":"0.1041"},{"v":0.10414218537152077,"d":"0.1041"},{"v":0.10414218537152077,"d":"0.1041"},0.1,0.1,0.1,"","","","Yes"]
["Meramec","2104_B_1",2104,"B","1",1332,"Coal Steam","","MIS_MO","Missouri",29,"st. Louis",189,"29189",119,10845,1953,2022,"tangential","dry","N","Bituminous, Subbituminous","","","","","LNC2","","","","ESPC","ESPC","No","","","",2.3000000000000003,{"v":0.11053534058557205,"d":"0.1105"},{"v":0.11053534058557205,"d":"0.1105"},{"v":0.11053534058557205,"d":"0.1105"},{"v":0.11053534058557205,"d":"0.1105"},0.64,0.97,1,"","","","",null,null,"C2G",2016]
["Meramec","2104_B_2",2104,"B","2",1333,"Coal Steam","","MIS_MO","Missouri",29,"st. Louis",189,"29189",120,10644,1954,2022,"tangential","dry","N","Bituminous, Subbituminous","","","","","LNC2","","","","ESPC","ESPC","No","","","",2.3000000000000003,{"v":0.11253756763606217,"d":"0.1125"},{"v":0.11253756763606217,"d":"0.1125"},{"v":0.11253756763606217,"d":"0.1125"},{"v":0.11253756763606217,"d":"0.1125"},0.64,0.97,1,"","","","",null,null,"C2G",2016]
["Meramec","2104_B_3",2104,"B","3",1334,"Coal Steam","","MIS_MO","Missouri",29,"st. Louis",189,"29189",261,10759,1959,2022,"wall","dry","N","Bituminous, Subbituminous","","","","","LNBO","","","","ESPC","ESPC","No","ACI",2016,90,2.3000000000000003,{"v":0.17489929190170975,"d":"0.1749"},{"v":0.17489929190170975,"d":"0.1749"},{"v":0.17489929190170975,"d":"0.1749"},{"v":0.17489929190170975,"d":"0.1749"},0.1,0.1,0.1,"","","",""]
["Meramec","2104_B_4",2104,"B","4",1335,"Coal Steam","","MIS_MO","Missouri",29,"st. Louis",189,"29189",339,10589,1961,2022,"wall","dry","N","Bituminous, Subbituminous","","","","","LNBO","","","","ESPC","ESPC","No","ACI",2016,90,2.3000000000000003,{"v":0.18045876489825644,"d":"0.1805"},{"v":0.18045876489825644,"d":"0.1805"},{"v":0.18045876489825644,"d":"0.1805"},{"v":0.18045876489825644,"d":"0.1805"},0.1,0.1,0.1,"","","",""]
["Sioux","2107_B_1",2107,"B","1",1336,"Coal Steam","","MIS_MO","Missouri",29,"st. Charles",183,"29183",493,10269,1967,9999,"cyclone","wet","N","Bituminous, Subbituminous","Wet Scrubber",2010,98.2,98.2,"OFA","SNCR","",2005,"ESPC","ESPC","Yes","","","",4.8,{"v":0.25197029335999926,"d":"0.2520"},{"v":0.25197029335999926,"d":"0.2520"},{"v":0.25197029335999926,"d":"0.2520"},{"v":0.25197029335999926,"d":"0.2520"},0.34,0.84,0.56,99,99,"","Yes"]
["Sioux","2107_B_2",2107,"B","2",1337,"Coal Steam","","MIS_MO","Missouri",29,"st. Charles",183,"29183",493,10242,1968,9999,"cyclone","wet","N","Bituminous, Subbituminous","Wet Scrubber",2010,98.2,98.2,"OFA","SNCR","",2005,"ESPC","ESPC","Yes","","","",4.8,{"v":0.23446286219963666,"d":"0.2345"},{"v":0.23446286219963666,"d":"0.2345"},{"v":0.23446286219963666,"d":"0.2345"},{"v":0.23446286219963666,"d":"0.2345"},0.34,0.84,0.56,99,99,"","Yes"]
["Columbia","2123_B_7",2123,"B","7",1340,"Coal Steam","","MIS_MO","Missouri",29,"Boone",19,"29019",22,14140,1957,9999,"stoker/SPR","dry","N","Bituminous","","","","","","","","","B","B","NA","","","",8,{"v":0.4497032576240062,"d":"0.4497"},{"v":0.4497032576240062,"d":"0.4497"},{"v":0.38224776898040524,"d":"0.3822"},{"v":0.38224776898040524,"d":"0.3822"},0.11,0.27,1,"","","",""]
["Columbia","2123_B_8",2123,"B","8",1341,"Coal Steam","","MIS_MO","Missouri",29,"Boone",19,"29019",35,14140,1957,9999,"wall","dry","N","Bituminous","","","","","","","","","","","NA","","","",8,{"v":0.6408461933466937,"d":"0.6408"},{"v":0.6408461933466937,"d":"0.6408"},{"v":0.32855532938984877,"d":"0.3286"},{"v":0.32855532938984877,"d":"0.3286"},1,1,1,"","","","",null,null,"C2G",2015]
["Blue Valley","2132_B_1",2132,"B","1","","Coal Steam","","SPP_N","Missouri",29,"Jackson",95,"29095",21,14500,1958,9999,"tangential","dry","N","Bituminous","","","","","","","","","ESPC","ESPC","No","","","",6.3,{"v":0.45752894604804734,"d":"0.4575"},{"v":0.45752894604804734,"d":"0.4575"},{"v":0.24,"d":"0.2400"},{"v":0.24,"d":"0.2400"},0.64,0.97,1,"","","","",null,null,"C2G",2016]
["Blue Valley","2132_B_2",2132,"B","2","","Coal Steam","","SPP_N","Missouri",29,"Jackson",95,"29095",21,14370,1958,9999,"tangential","dry","N","Bituminous","","","","","","","","","ESPC","ESPC","No","","","",6.3,{"v":0.45752894604804734,"d":"0.4575"},{"v":0.45752894604804734,"d":"0.4575"},{"v":0.24,"d":"0.2400"},{"v":0.24,"d":"0.2400"},0.64,0.97,1,"","","","",null,null,"C2G",2016]
["Blue Valley","2132_B_3",2132,"B","3",1342,"Coal Steam","","SPP_N","Missouri",29,"Jackson",95,"29095",51,13653,1965,9999,"tangential","dry","N","Bituminous","","","","","LNC1","","","","ESPH","ESPH","No","","","",6.3,{"v":0.25627146602466067,"d":"0.2563"},{"v":0.25627146602466067,"d":"0.2563"},{"v":0.24,"d":"0.2400"},{"v":0.24,"d":"0.2400"},0.9,0.94,1,"","","","Yes",null,null,"C2G",2017]
["Marshall","2144_B_4",2144,"B","4","","Coal Steam","","SPP_N","Missouri",29,"Saline",195,"29195",4.8,14500,1948,9999,"","","N","Bituminous","","","","","","","","","B","B","NA","","","",8,{"v":0.4451349612788622,"d":"0.4451"},{"v":0.4451349612788622,"d":"0.4451"},{"v":0.4451349612788622,"d":"0.4451"},{"v":0.4451349612788622,"d":"0.4451"},0.11,0.27,1,"","","",""]
["Marshall","2144_B_5",2144,"B","5","","Coal Steam","","SPP_N","Missouri",29,"Saline",195,"29195",16,13428,1967,9999,"","","N","Bituminous","","","","","","","","","B","B","NA","","","",8,{"v":0.4451349612788622,"d":"0.4451"},{"v":0.4451349612788622,"d":"0.4451"},{"v":0.4451349612788622,"d":"0.4451"},{"v":0.4451349612788622,"d":"0.4451"},0.11,0.27,1,"","","","Yes"]
["James River Power Station","2161_B_1",2161,"B","1","","Coal Steam","","SPP_N","Missouri",29,"Greene",77,"29077",21,11632,1957,9999,"tangential","dry","N","Bituminous, Subbituminous","","","","","","","","","ESPC","ESPC","No","","","",1.5,{"v":0.45752894604804734,"d":"0.4575"},{"v":0.45752894604804734,"d":"0.4575"},{"v":0.14730224288092367,"d":"0.1473"},{"v":0.14730224288092367,"d":"0.1473"},0.64,0.97,1,"","","",""]
["James River Power Station","2161_B_2",2161,"B","2","","Coal Steam","","SPP_N","Missouri",29,"Greene",77,"29077",21,11645,1957,9999,"tangential","dry","N","Bituminous, Subbituminous","","","","","","","","","ESPC","ESPC","No","","","",1.5,{"v":0.45752894604804734,"d":"0.4575"},{"v":0.45752894604804734,"d":"0.4575"},{"v":0.14730224288092367,"d":"0.1473"},{"v":0.14730224288092367,"d":"0.1473"},0.64,0.97,1,"","","",""]
["James River Power Station","2161_B_3",2161,"B","3",1351,"Coal Steam","","SPP_N","Missouri",29,"Greene",77,"29077",41,11760,1960,9999,"wall","dry","N","Bituminous, Subbituminous","","","","","LNBO","SNCR","",2015,"ESPC","ESPC + B","No","","","",1.5,{"v":0.21536706035383849,"d":"0.2154"},{"v":0.21536706035383849,"d":"0.2154"},{"v":0.21536706035383849,"d":"0.2154"},{"v":0.21536706035383849,"d":"0.2154"},0.2,0.75,1,"","","","",null,null,"C2G",2016]
["James River Power Station","2161_B_4",2161,"B","4",1352,"Coal Steam","","SPP_N","Missouri",29,"Greene",77,"29077",56,11646,1964,9999,"wall","dry","N","Bituminous, Subbituminous","","","","","LNBO","SNCR","",2015,"ESPC","ESPC + B","No","","","",1.5,{"v":0.2359877595457234,"d":"0.2360"},{"v":0.2359877595457234,"d":"0.2360"},{"v":0.2359877595457234,"d":"0.2360"},{"v":0.2359877595457234,"d":"0.2360"},0.2,0.75,1,"","","","Yes",null,null,"C2G",2016]
["James River Power Station","2161_B_5",2161,"B","5",1353,"Coal Steam","","SPP_N","Missouri",29,"Greene",77,"29077",97,11692,1970,9999,"wall","dry","N","Bituminous, Subbituminous","","","","","LNBO","","","","ESPC","ESPC","No","","","",2,{"v":0.23182232134263098,"d":"0.2318"},{"v":0.23182232134263098,"d":"0.2318"},{"v":0.23182232134263098,"d":"0.2318"},{"v":0.23182232134263098,"d":"0.2318"},0.64,0.97,1,"","","","Yes",null,null,"C2G",2016]
["New Madrid","2167_B_1",2167,"B","1",1357,"Coal Steam","","S_D_N_AR","Missouri",29,"New Madrid",143,"29143",600,10125,1972,9999,"cyclone","wet","N","Bituminous, Subbituminous","","","","","OFA","SCR",2002,"","ESPC","ESPC + B","No","ACI",2016,90,10,{"v":0.139004338302541,"d":"0.1390"},{"v":0.1,"d":"0.1000"},{"v":0.139004338302541,"d":"0.1390"},{"v":0.1,"d":"0.1000"},0.1,0.1,0.1,"","","","Yes"]
["New Madrid","2167_B_2",2167,"B","2",1358,"Coal Steam","","S_D_N_AR","Missouri",29,"New Madrid",143,"29143",600,10043,1977,9999,"cyclone","wet","N","Bituminous, Subbituminous","","","","","OFA","SCR",2000,"","ESPC","ESPC + B","No","ACI",2016,90,10,{"v":0.13698,"d":"0.1370"},{"v":0.1,"d":"0.1000"},{"v":0.13698,"d":"0.1370"},{"v":0.1,"d":"0.1000"},0.1,0.1,0.1,"","","","Yes"]
["Thomas Hill","2168_B_MB1",2168,"B","MB1",1359,"Coal Steam","","S_D_N_AR","Missouri",29,"Randolph",175,"29175",180,10262,1966,9999,"cyclone","wet","N","Bituminous, Subbituminous","","","","","OFA","SCR",2009,"","ESPC","ESPC","No","ACI",2014,90,8,{"v":0.15325346913901058,"d":"0.1533"},{"v":0.1,"d":"0.1000"},{"v":0.15325346913901058,"d":"0.1533"},{"v":0.1,"d":"0.1000"},0.1,0.1,0.1,"","","","Yes"]
["Thomas Hill","2168_B_MB2",2168,"B","MB2",1360,"Coal Steam","","S_D_N_AR","Missouri",29,"Randolph",175,"29175",291,10403,1969,9999,"cyclone","wet","N","Bituminous, Subbituminous","","","","","OFA","SCR",2009,"","ESPC","ESPC","No","ACI",2014,90,8,{"v":0.471992176409214,"d":"0.4720"},{"v":0.1,"d":"0.1000"},{"v":0.471992176409214,"d":"0.4720"},{"v":0.1,"d":"0.1000"},0.1,0.1,0.1,"","","","Yes"]
["Thomas Hill","2168_B_MB3",2168,"B","MB3",1361,"Coal Steam","","S_D_N_AR","Missouri",29,"Randolph",175,"29175",697,10339,1982,9999,"wall","dry","N","Bituminous, Subbituminous","Wet Scrubber",1982,96,96,"LNB + OFA","SCR",2009,"","ESPC","ESPC","No","ACI",2016,90,1.2,{"v":0.242923169572886,"d":"0.2429"},{"v":0.1,"d":"0.1000"},{"v":0.242923169572886,"d":"0.2429"},{"v":0.1,"d":"0.1000"},0.1,0.1,0.1,99,99,"",""]
["Lon Wright","2240_B_6",2240,"B","6","","Coal Steam","","SPP_NEBR","Nebraska",31,"Dodge",53,"31053",15,11944,1958,9999,"wall","dry","N","Subbituminous","","","","","","","","","B","B","NA","","","",1.2,{"v":0.535343526678147,"d":"0.5353"},{"v":0.535343526678147,"d":"0.5353"},{"v":0.2277239754429731,"d":"0.2277"},{"v":0.2277239754429731,"d":"0.2277"},0.11,0.27,1,"","","",""]
["Lon Wright","2240_B_7",2240,"B","7","","Coal Steam","","SPP_NEBR","Nebraska",31,"Dodge",53,"31053",20,11747,1963,9999,"wall","dry","N","Subbituminous","","","","","","","","","B","B","NA","","","",1.2,{"v":0.535343526678147,"d":"0.5353"},{"v":0.535343526678147,"d":"0.5353"},{"v":0.2277239754429731,"d":"0.2277"},{"v":0.2277239754429731,"d":"0.2277"},0.11,0.27,1,"","","","Yes"]
["Lon Wright","2240_B_8",2240,"B","8",1371,"Coal Steam","","SPP_NEBR","Nebraska",31,"Dodge",53,"31053",85,12272,1976,9999,"wall","dry","N","Subbituminous","Dry Scrubber",2015,92,92,"LNB","","","","ESPH","ESPH + B","No","ACI",2015,90,0.651,{"v":0.19461553804454715,"d":"0.1946"},{"v":0.19461553804454715,"d":"0.1946"},{"v":0.18,"d":"0.1800"},{"v":0.18,"d":"0.1800"},0.1,0.1,0.1,99,99,"","Yes"]
["Sheldon","2277_B_1",2277,"B","1",1379,"Coal Steam","","SPP_NEBR","Nebraska",31,"Lancaster",109,"31109",105,11541,1968,9999,"cyclone","wet","N","Subbituminous","","","","","OFA","","","","B","B","NA","","","",0.59,{"v":0.9290355250023083,"d":"0.9290"},{"v":0.9290355250023083,"d":"0.9290"},{"v":0.9290355250023083,"d":"0.9290"},{"v":0.9290355250023083,"d":"0.9290"},0.11,0.27,1,"","","","Yes"]
["Sheldon","2277_B_2",2277,"B","2",1380,"Coal Steam","","SPP_NEBR","Nebraska",31,"Lancaster",109,"31109",120,11555,1961,9999,"cyclone","wet","N","Subbituminous","","","","","OFA","","","","B","B","NA","","","",0.567,{"v":0.6208417979489077,"d":"0.6208"},{"v":0.6208417979489077,"d":"0.6208"},{"v":0.6208417979489077,"d":"0.6208"},{"v":0.6208417979489077,"d":"0.6208"},0.11,0.27,1,"","","",""]
["North Omaha","2291_B_4",2291,"B","4",1384,"Coal Steam","","SPP_NEBR","Nebraska",31,"Douglas",55,"31055",138,10764,1963,9999,"tangential","dry","N","Subbituminous","","",70,70,"","","","","ESPC","ESPC","Yes","ACI",2016,90,2.5,{"v":0.32060805014482596,"d":"0.3206"},{"v":0.32060805014482596,"d":"0.3206"},{"v":0.13469514545086947,"d":"0.1347"},{"v":0.13469514545086947,"d":"0.1347"},0.1,0.1,0.1,90,90,"Yes","Yes",2016,null,"C2G",2023]
["North Omaha","2291_B_5",2291,"B","5",1385,"Coal Steam","","SPP_NEBR","Nebraska",31,"Douglas",55,"31055",213,11007,1968,9999,"wall","dry","N","Subbituminous","","",70,70,"LNB","","","","ESPC","ESPC","Yes","ACI",2016,90,0.721,{"v":0.3884331447968017,"d":"0.3884"},{"v":0.3884331447968017,"d":"0.3884"},{"v":0.25166091071342084,"d":"0.2517"},{"v":0.25166091071342084,"d":"0.2517"},0.1,0.1,0.1,90,90,"Yes","Yes",2016,null,"C2G",2023]
["Merrimack","2364_B_1",2364,"B","1",1417,"Coal Steam","","NENGREST","New Hampshire",33,"Merrimack",13,"33013",112,11165,1960,9999,"wall","wet","N","Bituminous","Wet Scrubber",2011,96.5,96.5,"","SCR",1995,"","ESPC","ESPC","No","","","",4,{"v":0.28362451271447475,"d":"0.2836"},{"v":0.07,"d":"0.0700"},{"v":0.28362451271447475,"d":"0.2836"},{"v":0.07,"d":"0.0700"},0.1,0.84,0.56,99,99,"",""]
["Merrimack","2364_B_2",2364,"B","2",1418,"Coal Steam","","NENGREST","New Hampshire",33,"Merrimack",13,"33013",332,10809,1968,9999,"cyclone","wet","N","Bituminous","Wet Scrubber",2011,96.5,96.5,"","SCR",1995,"","ESPC","ESPC","No","","","",4,{"v":0.25867729206814866,"d":"0.2587"},{"v":0.07,"d":"0.0700"},{"v":0.25867729206814866,"d":"0.2587"},{"v":0.07,"d":"0.0700"},0.1,0.84,0.56,99,99,"","Yes"]
["Schiller","2367_B_4",2367,"B","4",1421,"Coal Steam","","NENGREST","New Hampshire",33,"Rockingham",15,"33015",48,13427,1952,9999,"wall","dry","N","Bituminous","","",70,70,"LNB + OFA","SNCR","",1999,"ESPC","ESPC","No","ACI",2016,90,2.6,{"v":0.29413774909240054,"d":"0.2941"},{"v":0.29413774909240054,"d":"0.2941"},{"v":0.29413774909240054,"d":"0.2941"},{"v":0.29413774909240054,"d":"0.2941"},0.1,0.1,0.1,90,90,"Yes","",2016]
["Schiller","2367_B_6",2367,"B","6",1423,"Coal Steam","","NENGREST","New Hampshire",33,"Rockingham",15,"33015",48,13300,1957,9999,"wall","dry","N","Bituminous","","",70,70,"LNB + OFA","SNCR","",1999,"ESPC","ESPC","No","ACI",2016,90,2.6,{"v":0.29579421950515306,"d":"0.2958"},{"v":0.29579421950515306,"d":"0.2958"},{"v":0.29579421950515306,"d":"0.2958"},{"v":0.29579421950515306,"d":"0.2958"},0.1,0.1,0.1,90,90,"Yes","",2016]
["PSEG Hudson Generating Station","2403_B_2",2403,"B","2",1537,"Coal Steam","","PJM_EMAC","New Jersey",34,"Hudson",17,"34017",613.1,10645,1967,9999,"wall","dry","N","Bituminous, Subbituminous","Dry Scrubber",2011,94,94,"LNBO","SCR",2011,"","ESPC + B","ESPC + B","Yes","ACI",2010,90,0.15,0.2125,{"v":0.07612395801091489,"d":"0.0761"},0.2125,{"v":0.07612395801091489,"d":"0.0761"},0.1,0.1,0.1,99,99,"","Yes"]
["PSEG Mercer Generating Station","2408_B_1",2408,"B","1",1568,"Coal Steam","","PJM_EMAC","New Jersey",34,"Mercer",21,"34021",317.6,10845,1960,9999,"wall","wet","N","Bituminous","Dry Scrubber",2010,95,95,"","SCR",1995,"","ESPC + B","ESPC + B","Yes","ACI",2010,90,0.15,{"v":0.0855256975250126,"d":"0.0855"},{"v":0.0855256975250126,"d":"0.0855"},{"v":0.0855256975250126,"d":"0.0855"},{"v":0.0855256975250126,"d":"0.0855"},0.1,0.1,0.1,99,99,"",""]
["PSEG Mercer Generating Station","2408_B_2",2408,"B","2",1569,"Coal Steam","","PJM_EMAC","New Jersey",34,"Mercer",21,"34021",321.2,10660,1961,9999,"wall","wet","N","Bituminous","Dry Scrubber",2010,95,95,"","SCR",1995,"","ESPC + B","ESPC + B","Yes","ACI",2010,90,0.15,{"v":0.08550487401701184,"d":"0.0855"},{"v":0.08550487401701184,"d":"0.0855"},{"v":0.08550487401701184,"d":"0.0855"},{"v":0.08550487401701184,"d":"0.0855"},0.1,0.1,0.1,99,99,"",""]
["Four Corners","2442_B_4",2442,"B","4",1584,"Coal Steam","","WECC_NM","New Mexico",35,"San Juan",45,"35045",770,9984,1969,9999,"cell","dry","N","Subbituminous","Wet Scrubber",1985,92,92,"LNCB","SCR",2018,"","B","B","NA","","","",0.878326724,{"v":0.05,"d":"0.0500"},{"v":0.05,"d":"0.0500"},{"v":0.05,"d":"0.0500"},{"v":0.05,"d":"0.0500"},0.1,0.27,0.56,97,99,"","Yes"]
["Four Corners","2442_B_5",2442,"B","5",1585,"Coal Steam","","WECC_NM","New Mexico",35,"San Juan",45,"35045",770,9933,1970,9999,"cell","dry","N","Subbituminous","Wet Scrubber",1985,92,92,"LNCB","SCR",2018,"","B","B","NA","","","",0.878326724,{"v":0.05,"d":"0.0500"},{"v":0.05,"d":"0.0500"},{"v":0.05,"d":"0.0500"},{"v":0.05,"d":"0.0500"},0.1,0.27,0.56,97,99,"","Yes"]
["San Juan","2451_B_1",2451,"B","1",1596,"Coal Steam","","WECC_NM","New Mexico",35,"San Juan",45,"35045",322,10468,1976,9999,"wall","dry","N","Subbituminous","Wet Scrubber",1998,92,92,"LNB + OFA","SNCR","",2016,"B","B","NA","ACI",2009,90,0.15,{"v":0.22,"d":"0.2200"},{"v":0.22,"d":"0.2200"},{"v":0.22,"d":"0.2200"},{"v":0.22,"d":"0.2200"},0.1,0.1,0.1,97,98,"","Yes"]
["San Juan","2451_B_4",2451,"B","4",1599,"Coal Steam","","WECC_NM","New Mexico",35,"San Juan",45,"35045",506,10782,1982,9999,"wall","dry","N","Subbituminous","Wet Scrubber",1998,92,92,"LNB + OFA","SNCR","",2016,"B","B","NA","ACI",2008,90,0.15,{"v":0.22,"d":"0.2200"},{"v":0.22,"d":"0.2200"},{"v":0.22,"d":"0.2200"},{"v":0.22,"d":"0.2200"},0.1,0.1,0.1,97,98,"","Yes"]
["AES Cayuga","2535_B_1",2535,"B","1",1768,"Coal Steam","","NY_Z_C&E","New York",36,"Tompkins",109,"36109",154,10386,1955,9999,"tangential","dry","N","Bituminous","Wet Scrubber",1995,95,95,"LNC3","SCR",2001,"","ESPC","ESPC","No","","","",3.4,{"v":0.1,"d":"0.1000"},{"v":0.1,"d":"0.1000"},{"v":0.1,"d":"0.1000"},{"v":0.1,"d":"0.1000"},0.1,0.84,0.56,99,99,"",""]
["AES Cayuga","2535_B_2",2535,"B","2",1769,"Coal Steam","","NY_Z_C&E","New York",36,"Tompkins",109,"36109",159,10303,1958,9999,"tangential","dry","N","Bituminous","Wet Scrubber",1995,95,95,"LNC3","","","","ESPC","ESPC","No","ACI",2016,90,3.4,{"v":0.2883324534650212,"d":"0.2883"},{"v":0.2883324534650212,"d":"0.2883"},{"v":0.2883324534650212,"d":"0.2883"},{"v":0.2883324534650212,"d":"0.2883"},0.1,0.1,0.1,99,99,"",""]
["E C Gaston","26_B_1",26,"B","1",30,"Coal Steam","","S_SOU","Alabama",1,"Shelby",117,"01117",254,9540,1960,9999,"wall","dry","N","Bituminous","","","","","LNB + OFA","","","","ESPH","ESPH","No","","","",3.8000000000000003,{"v":0.42138008677001093,"d":"0.4214"},{"v":0.42138008677001093,"d":"0.4214"},{"v":0.42138008677001093,"d":"0.4214"},{"v":0.42138008677001093,"d":"0.4214"},0.9,0.94,1,"","","","",null,null,"C2G",2016]
["E C Gaston","26_B_2",26,"B","2",31,"Coal Steam","","S_SOU","Alabama",1,"Shelby",117,"01117",256,9600,1960,9999,"wall","dry","N","Bituminous","","","","","LNB","","","","ESPH + B","ESPH + B","No","","","",3.8000000000000003,{"v":0.42547995045240405,"d":"0.4255"},{"v":0.42547995045240405,"d":"0.4255"},{"v":0.3291077965536817,"d":"0.3291"},{"v":0.3291077965536817,"d":"0.3291"},0.11,0.27,1,"","","","",null,null,"C2G",2016]
["E C Gaston","26_B_3",26,"B","3",32,"Coal Steam","","S_SOU","Alabama",1,"Shelby",117,"01117",254,9700,1961,9999,"wall","dry","N","Bituminous","","","","","LNB","","","","ESPH + B","ESPH + B","No","","","",3.8000000000000003,{"v":0.4665010559653122,"d":"0.4665"},{"v":0.4665010559653122,"d":"0.4665"},{"v":0.35685097130389165,"d":"0.3569"},{"v":0.35685097130389165,"d":"0.3569"},0.11,0.27,1,"","","","",null,null,"C2G",2016]
["E C Gaston","26_B_4",26,"B","4",33,"Coal Steam","","S_SOU","Alabama",1,"Shelby",117,"01117",256,9510,1962,9999,"wall","dry","N","Bituminous","","","","","LNB","","","","ESPH","ESPH","No","","","",3.8000000000000003,{"v":0.46271803401115846,"d":"0.4627"},{"v":0.46271803401115846,"d":"0.4627"},{"v":0.3543527527404363,"d":"0.3544"},{"v":0.3543527527404363,"d":"0.3544"},0.9,0.94,1,"","","","Yes",null,null,"C2G",2016]
["E C Gaston","26_B_5",26,"B","5",34,"Coal Steam","","S_SOU","Alabama",1,"Shelby",117,"01117",842,9770,1974,9999,"tangential","dry","N","Bituminous","Wet Scrubber",2010,95,95,"LNC2","SCR",2005,"","ESPH + B + WS","ESPH + B + WS","No","ACI",2016,90,3.8000000000000003,{"v":0.11464372480888765,"d":"0.1146"},{"v":0.1,"d":"0.1000"},{"v":0.11464372480888765,"d":"0.1146"},{"v":0.1,"d":"0.1000"},0.1,0.1,0.1,99,99,"","Yes"]
["Roxboro","2712_B_1",2712,"B","1",1831,"Coal Steam","","S_VACA","North Carolina",37,"Person",145,"37145",364,8871,1966,9999,"wall","dry","N","Bituminous, Subbituminous","Wet Scrubber",2008,97,97,"LNB + OFA","SCR",2002,"","ESPC","ESPC + B","Yes","","","",0.206,{"v":0.12626384265562848,"d":"0.1263"},{"v":0.12626384265562848,"d":"0.1263"},{"v":0.12626384265562848,"d":"0.1263"},{"v":0.12626384265562848,"d":"0.1263"},0.1,0.3,0.56,99,99,"","Yes"]
["Roxboro","2712_B_2",2712,"B","2",1832,"Coal Steam","","S_VACA","North Carolina",37,"Person",145,"37145",662,8581,1968,9999,"tangential","dry","N","Bituminous, Subbituminous","Wet Scrubber",2007,97,97,"LNB + OFA","SCR",2005,"","ESPC","ESPC + B","Yes","","","",0.21,{"v":0.158467169452233,"d":"0.1585"},{"v":0.158467169452233,"d":"0.1585"},{"v":0.158467169452233,"d":"0.1585"},{"v":0.158467169452233,"d":"0.1585"},0.1,0.3,0.56,99,99,"","Yes"]
["Roxboro","2712_B_3A",2712,"B","3A",1833,"Coal Steam","","S_VACA","North Carolina",37,"Person",145,"37145",346,9583,1973,9999,"wall","dry","N","Bituminous, Subbituminous","Wet Scrubber",2008,97,97,"LNB + OFA","SCR",2002,"","ESPC","ESPC + B","Yes","","","",0.175,{"v":0.13430467486729808,"d":"0.1343"},{"v":0.13430467486729808,"d":"0.1343"},{"v":0.13430467486729808,"d":"0.1343"},{"v":0.13430467486729808,"d":"0.1343"},0.1,0.3,0.56,99,99,"","Yes"]
["Roxboro","2712_B_3B",2712,"B","3B",1834,"Coal Steam","","S_VACA","North Carolina",37,"Person",145,"37145",346,9475,1973,9999,"wall","dry","N","Bituminous, Subbituminous","Wet Scrubber",2008,97,97,"LNB + OFA","SCR",1998,"","ESPC","ESPC + B","Yes","","","",0.175,{"v":0.13601807680863115,"d":"0.1360"},{"v":0.13601807680863115,"d":"0.1360"},{"v":0.13601807680863115,"d":"0.1360"},{"v":0.13601807680863115,"d":"0.1360"},0.1,0.3,0.56,99,99,"","Yes"]
["Roxboro","2712_B_4A",2712,"B","4A",1835,"Coal Steam","","S_VACA","North Carolina",37,"Person",145,"37145",349,9971,1980,9999,"wall","dry","N","Bituminous, Subbituminous","Wet Scrubber",2007,97,97,"LNB + OFA","SCR",2001,"","ESPH","ESPH + B","No","","","",0.175,{"v":0.14642,"d":"0.1464"},{"v":0.14642,"d":"0.1464"},{"v":0.14642,"d":"0.1464"},{"v":0.14642,"d":"0.1464"},0.1,0.15,0.56,99,99,"","Yes"]
["Roxboro","2712_B_4B",2712,"B","4B",1836,"Coal Steam","","S_VACA","North Carolina",37,"Person",145,"37145",349,10027,1980,9999,"wall","dry","N","Bituminous, Subbituminous","Wet Scrubber",2007,97,97,"LNB + OFA","SCR",2000,"","ESPH","ESPH + B","No","","","",0.175,{"v":0.14692,"d":"0.1469"},{"v":0.14692,"d":"0.1469"},{"v":0.14692,"d":"0.1469"},{"v":0.14692,"d":"0.1469"},0.1,0.15,0.56,99,99,"","Yes"]
["G G Allen","2718_B_1",2718,"B","1",1843,"Coal Steam","","S_VACA","North Carolina",37,"Gaston",71,"37071",162,10040,1957,2025,"tangential","dry","N","Bituminous","Wet Scrubber",2009,95,95,"LNC3","SNCR","",2003,"ESPC","ESPC","No","","","",0.12,{"v":0.28798,"d":"0.2880"},{"v":0.28798,"d":"0.2880"},{"v":0.28798,"d":"0.2880"},{"v":0.28798,"d":"0.2880"},0.34,0.84,0.56,99,99,"",""]
["G G Allen","2718_B_2",2718,"B","2",1844,"Coal Steam","","S_VACA","North Carolina",37,"Gaston",71,"37071",162,10110,1957,2025,"tangential","dry","N","Bituminous","Wet Scrubber",2009,95,95,"LNC3","SNCR","",2007,"ESPC","ESPC + B","No","","","",0.12,{"v":0.28526,"d":"0.2853"},{"v":0.28526,"d":"0.2853"},{"v":0.28526,"d":"0.2853"},{"v":0.28526,"d":"0.2853"},0.3,0.3,0.56,99,99,"",""]
["G G Allen","2718_B_3",2718,"B","3",1845,"Coal Steam","","S_VACA","North Carolina",37,"Gaston",71,"37071",261,8830,1959,2025,"tangential","dry","N","Bituminous","Wet Scrubber",2009,95,95,"LNC3","SNCR","",2005,"ESPC","ESPC","Yes","","","",0.063,{"v":0.318459270457573,"d":"0.3185"},{"v":0.21107385346982227,"d":"0.2111"},{"v":0.318459270457573,"d":"0.3185"},{"v":0.21107385346982227,"d":"0.2111"},0.34,0.84,0.56,99,99,"",""]
["G G Allen","2718_B_4",2718,"B","4",1846,"Coal Steam","","S_VACA","North Carolina",37,"Gaston",71,"37071",276,8791,1960,9999,"tangential","dry","N","Bituminous","Wet Scrubber",2009,95,95,"LNC3","SNCR","",2006,"ESPC","ESPC","Yes","ACI",2015,90,0.062,{"v":0.353140295599638,"d":"0.3531"},{"v":0.353140295599638,"d":"0.3531"},{"v":0.353140295599638,"d":"0.3531"},{"v":0.353140295599638,"d":"0.3531"},0.1,0.1,0.1,99,99,"",""]
["G G Allen","2718_B_5",2718,"B","5",1847,"Coal Steam","","S_VACA","North Carolina",37,"Gaston",71,"37071",266,9924,1961,9999,"tangential","dry","N","Bituminous","Wet Scrubber",2009,95,95,"LNC3","SNCR","",2008,"ESPC","ESPC","Yes","ACI",2015,90,0.081,{"v":0.30387,"d":"0.3039"},{"v":0.30387,"d":"0.3039"},{"v":0.30387,"d":"0.3039"},{"v":0.30387,"d":"0.3039"},0.1,0.1,0.1,99,99,"",""]
["Cliffside","2721_B_5",2721,"B","5",1857,"Coal Steam","","S_VACA","North Carolina",37,"Rutherford",161,"37161",562,9161,1972,9999,"tangential","dry","N","Bituminous","Wet Scrubber",2010,98.2,98.2,"LNC3","SCR",2002,"","ESPC","ESPC","Yes","","","",1.6,{"v":0.09656,"d":"0.0966"},{"v":0.09656,"d":"0.0966"},{"v":0.09656,"d":"0.0966"},{"v":0.09656,"d":"0.0966"},0.1,0.84,0.56,99,99,"","Yes"]
["Cliffside","2721_B_6",2721,"B","6","","Coal Steam","","S_VACA","North Carolina",37,"Rutherford",161,"37161",800,8800,2012,9999,"wall","dry","N","Bituminous","Wet Scrubber",2013,98.2,98.2,"LNC3","SCR",2013,"","B","B","NA","","","",2.2,{"v":0.17515869257293726,"d":"0.1752"},{"v":0.07,"d":"0.0700"},{"v":0.17515869257293726,"d":"0.1752"},{"v":0.07,"d":"0.0700"},0.1,0.27,0.56,99,99,"",""]
["Marshall","2727_B_1",2727,"B","1",1861,"Coal Steam","","S_VACA","North Carolina",37,"Catawba",35,"37035",380,9558,1965,9999,"tangential","dry","N","Bituminous","Wet Scrubber",2006,95,95,"LNC3","SNCR","",2006,"ESPC + C","ESPC + C","Yes","","","",0.113,{"v":0.26942,"d":"0.2694"},{"v":0.26942,"d":"0.2694"},{"v":0.26942,"d":"0.2694"},{"v":0.26942,"d":"0.2694"},0.34,0.84,0.56,99,99,"","Yes"]
["Marshall","2727_B_2",2727,"B","2",1862,"Coal Steam","","S_VACA","North Carolina",37,"Catawba",35,"37035",380,9552,1966,9999,"tangential","dry","N","Bituminous","Wet Scrubber",2007,95,95,"LNC3","SNCR","",2007,"ESPC + C","ESPC + C","Yes","","","",0.1,{"v":0.26585,"d":"0.2659"},{"v":0.26585,"d":"0.2659"},{"v":0.26585,"d":"0.2659"},{"v":0.26585,"d":"0.2659"},0.34,0.84,0.56,99,99,"","Yes"]
["Marshall","2727_B_3",2727,"B","3",1863,"Coal Steam","","S_VACA","North Carolina",37,"Catawba",35,"37035",658,9458,1969,9999,"tangential","dry","N","Bituminous","Wet Scrubber",2007,95,95,"LNC3","SCR",2009,"","ESPC","ESPC + B","No","","","",0.078,{"v":0.146455507621728,"d":"0.1465"},{"v":0.146455507621728,"d":"0.1465"},{"v":0.146455507621728,"d":"0.1465"},{"v":0.146455507621728,"d":"0.1465"},0.1,0.3,0.56,99,99,"","Yes"]
["Marshall","2727_B_4",2727,"B","4",1864,"Coal Steam","","S_VACA","North Carolina",37,"Catawba",35,"37035",660,9222,1970,9999,"tangential","dry","N","Bituminous","Wet Scrubber",2006,95,95,"LNC3","SNCR","",2007,"ESPC","ESPC","No","ACI",2015,90,0.105,{"v":0.23856179283946463,"d":"0.2386"},{"v":0.23856179283946463,"d":"0.2386"},{"v":0.23856179283946463,"d":"0.2386"},{"v":0.23856179283946463,"d":"0.2386"},0.1,0.1,0.1,99,99,"","Yes"]
["R M Heskett","2790_B_B1",2790,"B","B1",1875,"Coal Steam","","MIS_MAPP","North Dakota",38,"Morton",59,"38059",30,15500,1954,9999,"stoker/SPR","dry","N","Lignite, Subbituminous","","",null,null,"","","","","ESPC","ESPC","No","","","",3,{"v":0.3923789444892939,"d":"0.3924"},{"v":0.3923789444892939,"d":"0.3924"},{"v":0.3923789444892939,"d":"0.3924"},{"v":0.3923789444892939,"d":"0.3924"},0.64,0.97,1,null,null,"",""]
["R M Heskett","2790_B_B2",2790,"B","B2",1875,"Coal Steam","","MIS_MAPP","North Dakota",38,"Morton",59,"38059",75,12700,1963,9999,"FBC","dry","N","Lignite, Subbituminous","Reagent Injection","",60,60,"CF","","","","ESPC + C","ESPC + C","No","","","",1.97,{"v":0.3923789444892939,"d":"0.3924"},{"v":0.3923789444892939,"d":"0.3924"},{"v":0.3923789444892939,"d":"0.3924"},{"v":0.3923789444892939,"d":"0.3924"},0.65,0.65,0.62,60,65,"","Yes"]
["Leland Olds","2817_B_1",2817,"B","1",1876,"Coal Steam","","MAP_WAUE","North Dakota",38,"Mercer",57,"38057",222,11354,1966,9999,"wall","dry","N","Lignite, Subbituminous","Wet Scrubber",2013,97.29,97.29,"LNB + OFA",null,"",null,"ESPC","ESPC","No","ACI",2015,90,0.15,{"v":0.2500497940783618,"d":"0.2500"},{"v":0.2500497940783618,"d":"0.2500"},{"v":0.2500497940783618,"d":"0.2500"},{"v":0.2500497940783618,"d":"0.2500"},0.1,0.1,0.1,99,99,"","Yes"]
["Leland Olds","2817_B_2",2817,"B","2",1877,"Coal Steam","","MAP_WAUE","North Dakota",38,"Mercer",57,"38057",448,11312,1975,9999,"cyclone","wet","N","Lignite, Subbituminous","Wet Scrubber",2012,97.29,97.29,"OFA",null,"",null,"ESPC","ESPC","No","ACI",2015,90,0.15,{"v":0.29718318065311844,"d":"0.2972"},{"v":0.22288738548983883,"d":"0.2229"},{"v":0.29718318065311844,"d":"0.2972"},{"v":0.22288738548983883,"d":"0.2229"},0.1,0.1,0.1,99,99,"","Yes"]
["Milton R Young","2823_B_B1",2823,"B","B1",1878,"Coal Steam","","MIS_MAPP","North Dakota",38,"Oliver",65,"38065",250,11089,1970,9999,"cyclone","wet","N","Lignite","Wet Scrubber",2011,95,95,"AA","SNCR","",2011,"ESPC","ESPC","No","ACI",2015,90,0.15,{"v":0.5142196460001336,"d":"0.5142"},{"v":0.36,"d":"0.3600"},{"v":0.5142196460001336,"d":"0.5142"},{"v":0.36,"d":"0.3600"},0.1,0.1,0.1,96,99,"","Yes"]
["Milton R Young","2823_B_B2",2823,"B","B2",1879,"Coal Steam","","MIS_MAPP","North Dakota",38,"Oliver",65,"38065",447,11075,1977,9999,"cyclone","wet","N","Lignite","Wet Scrubber",2010,95,95,"AA","SNCR","",2010,"ESPC","ESPC","No","ACI",2015,90,0.15,{"v":0.32189747165501764,"d":"0.3219"},{"v":0.32189747165501764,"d":"0.3219"},{"v":0.32189747165501764,"d":"0.3219"},{"v":0.32189747165501764,"d":"0.3219"},0.1,0.1,0.1,99,99,"","Yes"]
["Stanton","2824_B_1",2824,"B","1",1880,"Coal Steam","","MIS_MNWI","North Dakota",38,"Mercer",57,"38057",140,10547,1967,9999,"wall","dry","N","Subbituminous","","",70,70,"LNB",null,"",null,"ESPC","ESPC","No","ACI",2017,90,3,{"v":0.24281951026242,"d":"0.2428"},{"v":0.24281951026242,"d":"0.2428"},{"v":0.18833407143545416,"d":"0.1883"},{"v":0.18833407143545416,"d":"0.1883"},0.1,0.1,0.1,90,90,"Yes","Yes",2017]
["Stanton","2824_B_10",2824,"B","10",1881,"Coal Steam","","MIS_MNWI","North Dakota",38,"Mercer",57,"38057",62,10547,1982,9999,"tangential","dry","N","Subbituminous","Dry Scrubber",1982,70,90,"LNC2","","","","B","B","NA","ACI",2015,90,0.6,{"v":0.3146627120244317,"d":"0.3147"},{"v":0.3146627120244317,"d":"0.3147"},{"v":0.23335451770287313,"d":"0.2334"},{"v":0.23335451770287313,"d":"0.2334"},0.1,0.1,0.1,75,99,"",""]
["Cardinal","2828_B_1",2828,"B","1",1883,"Coal Steam","","PJM_West","Ohio",39,"Jefferson",81,"39081",580,9847,1966,9999,"cell","dry","N","Bituminous","Wet Scrubber",2007,98,98,"LNCB","SCR",2003,"","ESPC","ESPC","No","","","",1.056,{"v":0.053068909450865384,"d":"0.0531"},{"v":0.053068909450865384,"d":"0.0531"},{"v":0.053068909450865384,"d":"0.0531"},{"v":0.053068909450865384,"d":"0.0531"},0.1,0.84,0.56,99,99,"","Yes"]
["Cardinal","2828_B_2",2828,"B","2",1884,"Coal Steam","","PJM_West","Ohio",39,"Jefferson",81,"39081",590,9837,1967,9999,"cell","dry","N","Bituminous","Wet Scrubber",2007,98,98,"LNCB","SCR",2003,"","ESPC","ESPC","No","","","",1.056,{"v":0.05927056625991563,"d":"0.0593"},{"v":0.05927056625991563,"d":"0.0593"},{"v":0.05927056625991563,"d":"0.0593"},{"v":0.05927056625991563,"d":"0.0593"},0.1,0.84,0.56,99,99,"","Yes"]
["Cardinal","2828_B_3",2828,"B","3",1885,"Coal Steam","","PJM_West","Ohio",39,"Jefferson",81,"39081",630,9902,1977,9999,"wall","dry","N","Bituminous","Wet Scrubber",2012,90,90,"LNB","SCR",2003,"","ESPH","ESPH","No","","","",0.66,{"v":0.06178151387082719,"d":"0.0618"},{"v":0.06178151387082719,"d":"0.0618"},{"v":0.06178151387082719,"d":"0.0618"},{"v":0.06178151387082719,"d":"0.0618"},0.1,0.8,1,91.72,99,"","Yes"]
["Avon Lake","2836_B_12",2836,"B","12",1906,"Coal Steam","","PJM_ATSI","Ohio",39,"Lorain",93,"39093",640,9823,1970,9999,"cell","dry","N","Bituminous","","",70,70,"LNB + OFA","SNCR","",2006,"ESPC","ESPC","No","ACI",2016,90,4.65,{"v":0.4177456341942186,"d":"0.4177"},{"v":0.4177456341942186,"d":"0.4177"},{"v":0.4177456341942186,"d":"0.4177"},{"v":0.4177456341942186,"d":"0.4177"},0.1,0.1,0.1,90,90,"Yes","Yes",2016]
["Conesville","2840_B_4",2840,"B","4",1921,"Coal Steam","","PJM_West","Ohio",39,"Coshocton",31,"39031",780,10396,1973,9999,"tangential","dry","N","Bituminous","Wet Scrubber",2009,98,98,"LNB + BOOS + OFA","SCR",2009,"","ESPC","ESPC","Yes","","","",0.9,{"v":0.398,"d":"0.3980"},{"v":0.07249373406064867,"d":"0.0725"},{"v":0.398,"d":"0.3980"},{"v":0.07249373406064867,"d":"0.0725"},0.1,0.84,0.56,99,99,"","Yes"]
["Conesville","2840_B_5",2840,"B","5",1922,"Coal Steam","","PJM_West","Ohio",39,"Coshocton",31,"39031",375,10603,1976,9999,"tangential","dry","N","Bituminous","Wet Scrubber",1977,95,95,"LNB + OFA","","","","ESPC","ESPC","No","ACI",2015,90,1.2,{"v":0.31562673375252415,"d":"0.3156"},{"v":0.31562673375252415,"d":"0.3156"},{"v":0.24,"d":"0.2400"},{"v":0.24,"d":"0.2400"},0.1,0.1,0.1,99,99,"","Yes"]
["Conesville","2840_B_6",2840,"B","6",1923,"Coal Steam","","PJM_West","Ohio",39,"Coshocton",31,"39031",375,10570,1978,9999,"tangential","dry","N","Bituminous","Wet Scrubber",1978,95,95,"LNB + OFA","","","","ESPC","ESPC","No","ACI",2015,90,1.2,{"v":0.32337505128465427,"d":"0.3234"},{"v":0.32337505128465427,"d":"0.3234"},{"v":0.24,"d":"0.2400"},{"v":0.24,"d":"0.2400"},0.1,0.1,0.1,99,99,"","Yes"]
["J M Stuart","2850_B_1",2850,"B","1",1937,"Coal Steam","","PJM_West","Ohio",39,"Adams",1,"39001",577,9861,1971,9999,"cell","dry","N","Bituminous","Wet Scrubber",2008,97,97,"LNB","SCR",2003,"","ESPC","ESPC + B","Yes","","","",3.16,{"v":0.1,"d":"0.1000"},{"v":0.1,"d":"0.1000"},{"v":0.1,"d":"0.1000"},{"v":0.1,"d":"0.1000"},0.1,0.3,0.56,99,99,"","Yes"]
["J M Stuart","2850_B_2",2850,"B","2",1938,"Coal Steam","","PJM_West","Ohio",39,"Adams",1,"39001",577,9850,1970,9999,"cell","dry","N","Bituminous","Wet Scrubber",2008,97,97,"LNB","SCR",2003,"","ESPC","ESPC + B","Yes","","","",3.16,{"v":0.1,"d":"0.1000"},{"v":0.1,"d":"0.1000"},{"v":0.1,"d":"0.1000"},{"v":0.1,"d":"0.1000"},0.1,0.3,0.56,99,99,"","Yes"]
["J M Stuart","2850_B_3",2850,"B","3",1939,"Coal Steam","","PJM_West","Ohio",39,"Adams",1,"39001",577,9827,1972,9999,"cell","dry","N","Bituminous","Wet Scrubber",2008,97,97,"LNB","SCR",2003,"","ESPC","ESPC + B","Yes","","","",3.16,{"v":0.1,"d":"0.1000"},{"v":0.1,"d":"0.1000"},{"v":0.1,"d":"0.1000"},{"v":0.1,"d":"0.1000"},0.1,0.3,0.56,99,99,"","Yes"]
["J M Stuart","2850_B_4",2850,"B","4",1940,"Coal Steam","","PJM_West","Ohio",39,"Adams",1,"39001",577,9845,1974,9999,"cell","dry","N","Bituminous","Wet Scrubber",2008,97,97,"LNB","SCR",2003,"","ESPC","ESPC","Yes","","","",3.16,{"v":0.1,"d":"0.1000"},{"v":0.1,"d":"0.1000"},{"v":0.1,"d":"0.1000"},{"v":0.1,"d":"0.1000"},0.1,0.84,0.56,99,99,"","Yes"]
["FirstEnergy W H Sammis","2866_B_1",2866,"B","1",1956,"Coal Steam","","PJM_ATSI","Ohio",39,"Jefferson",81,"39081",180,10719,1959,9999,"wall","dry","N","Bituminous, Subbituminous","Wet Scrubber",2010,98,98,"LNBO","SNCR","",2006,"B","B","NA","","","",1.1,0.2232,0.2232,0.2232,0.2232,0.1,0.27,0.56,99,99,"",""]
["FirstEnergy W H Sammis","2866_B_2",2866,"B","2",1957,"Coal Steam","","PJM_ATSI","Ohio",39,"Jefferson",81,"39081",180,10609,1960,9999,"wall","dry","N","Bituminous, Subbituminous","Wet Scrubber",2010,98,98,"LNBO","SNCR","",1999,"B","B","NA","","","",1.1,0.2236,0.2236,0.2236,0.2236,0.1,0.27,0.56,99,99,"",""]
["FirstEnergy W H Sammis","2866_B_3",2866,"B","3",1958,"Coal Steam","","PJM_ATSI","Ohio",39,"Jefferson",81,"39081",180,10775,1961,9999,"wall","dry","N","Bituminous, Subbituminous","Wet Scrubber",2010,98,98,"LNBO","SNCR","",2005,"B","B","NA","","","",1.1,0.2227,0.2227,0.2227,0.2227,0.1,0.27,0.56,99,99,"",""]
["FirstEnergy W H Sammis","2866_B_4",2866,"B","4",1959,"Coal Steam","","PJM_ATSI","Ohio",39,"Jefferson",81,"39081",180,10764,1962,9999,"wall","dry","N","Bituminous, Subbituminous","Wet Scrubber",2010,98,98,"LNBO","SNCR","",2006,"B","B","NA","","","",1.1,0.2222,0.2222,0.2222,0.2222,0.1,0.27,0.56,99,99,"","Yes"]
["FirstEnergy W H Sammis","2866_B_5",2866,"B","5",1960,"Coal Steam","","PJM_ATSI","Ohio",39,"Jefferson",81,"39081",300,10657,1967,9999,"wall","dry","N","Bituminous, Subbituminous","Wet Scrubber",2010,98,98,"LNB + OFA","SNCR","",2006,"ESPC","ESPC","No","","","",1.1,0.2377,0.2377,0.2377,0.2377,0.34,0.84,0.56,99,99,"","Yes"]
["FirstEnergy W H Sammis","2866_B_6",2866,"B","6",1961,"Coal Steam","","PJM_ATSI","Ohio",39,"Jefferson",81,"39081",600,10487,1969,9999,"wall","dry","N","Bituminous, Subbituminous","Wet Scrubber",2010,95,95,"LNBO","SCR",2010,"","ESPC","ESPC","No","","","",1.1,{"v":0.075,"d":"0.0750"},{"v":0.075,"d":"0.0750"},{"v":0.075,"d":"0.0750"},{"v":0.075,"d":"0.0750"},0.1,0.84,0.56,99,99,"","Yes"]
["FirstEnergy W H Sammis","2866_B_7",2866,"B","7",1962,"Coal Steam","","PJM_ATSI","Ohio",39,"Jefferson",81,"39081",600,10574,1971,9999,"wall","dry","N","Bituminous, Subbituminous","Wet Scrubber",2010,98,98,"LNBO","SCR",2010,"","ESPC","ESPC","No","","","",1.1,{"v":0.075,"d":"0.0750"},{"v":0.075,"d":"0.0750"},{"v":0.075,"d":"0.0750"},{"v":0.075,"d":"0.0750"},0.1,0.84,0.56,99,99,"","Yes"]
["Kyger Creek","2876_B_1",2876,"B","1",1971,"Coal Steam","","PJM_West","Ohio",39,"Gallia",53,"39053",191,10345,1955,9999,"wall","wet","N","Bituminous, Subbituminous","Wet Scrubber",2012,98,98,"OFA","SCR",2003,"","ESPC","ESPC + B","Yes","","","",8.2,{"v":0.1644775343996555,"d":"0.1645"},{"v":0.1,"d":"0.1000"},{"v":0.1644775343996555,"d":"0.1645"},{"v":0.1,"d":"0.1000"},0.1,0.3,0.56,99,99,"",""]
["Kyger Creek","2876_B_2",2876,"B","2",1972,"Coal Steam","","PJM_West","Ohio",39,"Gallia",53,"39053",189,10337,1955,9999,"wall","wet","N","Bituminous, Subbituminous","Wet Scrubber",2012,98,98,"OFA","SCR",2003,"","ESPC","ESPC","Yes","","","",8.2,{"v":0.16374,"d":"0.1637"},{"v":0.1,"d":"0.1000"},{"v":0.16374,"d":"0.1637"},{"v":0.1,"d":"0.1000"},0.1,0.84,0.56,99,99,"",""]
["Kyger Creek","2876_B_3",2876,"B","3",1973,"Coal Steam","","PJM_West","Ohio",39,"Gallia",53,"39053",189,10312,1955,9999,"wall","wet","N","Bituminous, Subbituminous","Wet Scrubber",2012,98,98,"OFA","SCR",2003,"","ESPC","ESPC","Yes","","","",8.2,{"v":0.16511,"d":"0.1651"},{"v":0.1,"d":"0.1000"},{"v":0.16511,"d":"0.1651"},{"v":0.1,"d":"0.1000"},0.1,0.84,0.56,99,99,"",""]
["Kyger Creek","2876_B_4",2876,"B","4",1974,"Coal Steam","","PJM_West","Ohio",39,"Gallia",53,"39053",189,10318,1955,9999,"wall","wet","N","Bituminous, Subbituminous","Wet Scrubber",2012,98,98,"OFA","SCR",2003,"","ESPC","ESPC","Yes","","","",8.2,{"v":0.24184,"d":"0.2418"},{"v":0.1,"d":"0.1000"},{"v":0.24184,"d":"0.2418"},{"v":0.1,"d":"0.1000"},0.1,0.84,0.56,99,99,"",""]
["Kyger Creek","2876_B_5",2876,"B","5",1975,"Coal Steam","","PJM_West","Ohio",39,"Gallia",53,"39053",189,10317,1955,9999,"wall","wet","N","Bituminous, Subbituminous","Wet Scrubber",2012,98,98,"OFA","SCR",2003,"","ESPC","ESPC + B","Yes","","","",8.2,{"v":0.243846699545258,"d":"0.2438"},{"v":0.07,"d":"0.0700"},{"v":0.243846699545258,"d":"0.2438"},{"v":0.07,"d":"0.0700"},0.1,0.3,0.56,99,99,"",""]
["FirstEnergy Bay Shore","2878_B_1",2878,"B","1",1984,"Coal Steam","","PJM_ATSI","Ohio",39,"Lucas",95,"39095",136,10578,2000,9999,"FBC","dry","N","Subbituminous, Petroleum Coke","Dry Scrubber",2000,92,92,null,"","","","B","B","NA","ACI",2016,90,0.73,{"v":0.11293196556672093,"d":"0.1129"},{"v":0.11293196556672093,"d":"0.1129"},{"v":0.11293196556672093,"d":"0.1129"},{"v":0.11293196556672093,"d":"0.1129"},0.1,0.1,0.1,99,99,"",""]
["Dover","2914_B_4",2914,"B","4","","Coal Steam","","PJM_West","Ohio",39,"Tuscarawas",157,"39157",23.2,14500,1954,9999,"","","N","Bituminous","","","","","","","","","B + C","B + C","NA","","","",4.6000000000000005,{"v":0.4451349612788622,"d":"0.4451"},{"v":0.4451349612788622,"d":"0.4451"},{"v":0.4451349612788622,"d":"0.4451"},{"v":0.4451349612788622,"d":"0.4451"},0.11,0.27,1,"","","","Yes"]
["Hamilton","2917_B_8",2917,"B","8",9527,"Coal Steam","","PJM_West","Ohio",39,"Butler",17,"39017",32,13811,1964,9999,"wall","dry","N","Bituminous","","","","","LNB","","","","ESPH","ESPH","No","","","",1.45,{"v":0.38539214367365443,"d":"0.3854"},{"v":0.38539214367365443,"d":"0.3854"},{"v":0.32,"d":"0.3200"},{"v":0.32,"d":"0.3200"},0.9,0.94,1,"","","","Yes",null,null,"C2G",2013]
["Hamilton","2917_B_9",2917,"B","9",1994,"Coal Steam","","PJM_West","Ohio",39,"Butler",17,"39017",51,13154,1974,9999,"tangential","dry","N","Bituminous","Dry Scrubber",1999,83,90,"LNC1","","","","ESPH + B","ESPH + B","No","","","",1.2,{"v":0.26868391213987475,"d":"0.2687"},{"v":0.26868391213987475,"d":"0.2687"},{"v":0.24,"d":"0.2400"},{"v":0.24,"d":"0.2400"},0.05,0.75,1,88,99,"","Yes",null,null,"C2G",2013]
["Orrville","2935_B_10",2935,"B","10","","Coal Steam","","PJM_West","Ohio",39,"Wayne",169,"39169",12.9,14396,1949,9999,"","","N","Bituminous","","","","","","","","","ESPC","ESPC","No","","","",7,{"v":0.4451349612788622,"d":"0.4451"},{"v":0.4451349612788622,"d":"0.4451"},{"v":0.4451349612788622,"d":"0.4451"},{"v":0.4451349612788622,"d":"0.4451"},0.64,0.97,1,"","","",""]
["Orrville","2935_B_11",2935,"B","11","","Coal Steam","","PJM_West","Ohio",39,"Wayne",169,"39169",12.9,14273,1949,9999,"","","N","Bituminous","","","","","","","","","ESPC","ESPC","No","","","",7,{"v":0.4451349612788622,"d":"0.4451"},{"v":0.4451349612788622,"d":"0.4451"},{"v":0.4451349612788622,"d":"0.4451"},{"v":0.4451349612788622,"d":"0.4451"},0.64,0.97,1,"","","",""]
["Orrville","2935_B_12",2935,"B","12","","Coal Steam","","PJM_West","Ohio",39,"Wayne",169,"39169",30,14308,1961,9999,"","","N","Bituminous","","","","","","","","","ESPC","ESPC","No","","","",7,{"v":0.4451349612788622,"d":"0.4451"},{"v":0.4451349612788622,"d":"0.4451"},{"v":0.4451349612788622,"d":"0.4451"},{"v":0.4451349612788622,"d":"0.4451"},0.64,0.97,1,"","","",""]
["Orrville","2935_B_13",2935,"B","13","","Coal Steam","","PJM_West","Ohio",39,"Wayne",169,"39169",23,14357,1971,9999,"","","N","Bituminous","","","","","","","","","ESPC","ESPC","No","","","",7,{"v":0.4451349612788622,"d":"0.4451"},{"v":0.4451349612788622,"d":"0.4451"},{"v":0.4451349612788622,"d":"0.4451"},{"v":0.4451349612788622,"d":"0.4451"},0.64,0.97,1,"","","","Yes"]
["Painesville","2936_B_3",2936,"B","3","","Coal Steam","","PJM_ATSI","Ohio",39,"Lake",85,"39085",9.8,14203,1949,9999,"","","N","Bituminous","","","","","","","","","ESPC","ESPC","No","","","",5.7,{"v":0.4451349612788622,"d":"0.4451"},{"v":0.4451349612788622,"d":"0.4451"},{"v":0.4451349612788622,"d":"0.4451"},{"v":0.4451349612788622,"d":"0.4451"},0.64,0.97,1,"","","",""]
["Muskogee","2952_B_4",2952,"B","4",2005,"Coal Steam","","SPP_WEST","Oklahoma",40,"Muskogee",101,"40101",505,10593,1977,9999,"tangential","dry","N","Subbituminous","","","","","LNB + OFA","","","","ESPC","ESPC","No","","","",1.2,{"v":0.14471275074164539,"d":"0.1447"},{"v":0.14471275074164539,"d":"0.1447"},{"v":0.14471275074164539,"d":"0.1447"},{"v":0.14471275074164539,"d":"0.1447"},0.64,0.97,1,"","","","Yes",null,null,"C2G",2019]
["Muskogee","2952_B_5",2952,"B","5",2006,"Coal Steam","","SPP_WEST","Oklahoma",40,"Muskogee",101,"40101",517,10652,1978,9999,"tangential","dry","N","Subbituminous","","","","","LNB + OFA","","","","ESPC","ESPC","No","","","",1.2,{"v":0.14622177675328585,"d":"0.1462"},{"v":0.14622177675328585,"d":"0.1462"},{"v":0.14622177675328585,"d":"0.1462"},{"v":0.14622177675328585,"d":"0.1462"},0.64,0.97,1,"","","","Yes",null,null,"C2G",2019]
["Muskogee","2952_B_6",2952,"B","6",2007,"Coal Steam","","SPP_WEST","Oklahoma",40,"Muskogee",101,"40101",502,10581,1984,9999,"tangential","dry","N","Subbituminous","","","","","OFA","","","","ESPC","ESPC","No","ACI",2016,90,1.2,{"v":0.3255269559956141,"d":"0.3255"},{"v":0.3255269559956141,"d":"0.3255"},{"v":0.14377125432163507,"d":"0.1438"},{"v":0.14377125432163507,"d":"0.1438"},0.1,0.1,0.1,"","","",""]
["Northeastern","2963_B_3313",2963,"B","3313",2019,"Coal Steam","","SPP_WEST","Oklahoma",40,"Rogers",131,"40131",460,10295,1979,2027,"tangential","dry","N","Bituminous, Subbituminous","","",41,41,"LNC1","","","","ESPC + B","ESPC + B","No","ACI",2016,90,0.8,{"v":0.38770593934322894,"d":"0.3877"},{"v":0.38770593934322894,"d":"0.3877"},{"v":0.2546260974634021,"d":"0.2546"},{"v":0.2546260974634021,"d":"0.2546"},0.1,0.1,0.1,51,90,"Yes","Yes",2016]
["Limestone","298_B_LIM1",298,"B","LIM1",176,"Coal Steam","","ERC_REST","Texas",48,"Limestone",293,"48293",831,10366,1985,9999,"tangential","dry","N","Lignite, Subbituminous","Wet Scrubber",1985,90,90,"LNC3","","","","ESPC","ESPC","No","ACI",2016,90,0.6,{"v":0.21146946332886774,"d":"0.2115"},{"v":0.21146946332886774,"d":"0.2115"},{"v":0.21146946332886774,"d":"0.2115"},{"v":0.21146946332886774,"d":"0.2115"},0.1,0.1,0.1,95,99,"",""]
["Limestone","298_B_LIM2",298,"B","LIM2",177,"Coal Steam","","ERC_REST","Texas",48,"Limestone",293,"48293",858,10354,1986,9999,"tangential","dry","N","Lignite, Subbituminous","Wet Scrubber",1986,90,90,"OFA","","","","ESPC","ESPC","No","ACI",2016,90,0.6,{"v":0.20820235528639167,"d":"0.2082"},{"v":0.20820235528639167,"d":"0.2082"},{"v":0.17,"d":"0.1700"},{"v":0.17,"d":"0.1700"},0.1,0.1,0.1,95,99,"",""]
["Barry","3_B_4",3,"B","4",4,"Coal Steam","","S_SOU","Alabama",1,"Mobile",97,"01097",362,10070,1969,9999,"tangential","dry","N","Bituminous","","",70,70,"LNC2","SNCR","",2006,"ESPC","ESPC","Yes","ACI",2016,90,1.8,{"v":0.3011398240482981,"d":"0.3011"},{"v":0.3011398240482981,"d":"0.3011"},{"v":0.24,"d":"0.2400"},{"v":0.24,"d":"0.2400"},0.1,0.1,0.1,90,90,"Yes","Yes",2016]
["Barry","3_B_5",3,"B","5",5,"Coal Steam","","S_SOU","Alabama",1,"Mobile",97,"01097",726,9940,1971,9999,"tangential","dry","N","Bituminous","Wet Scrubber",2010,95,95,"LNC2","SCR",2008,"","ESPC + WS","ESPC + WS","Yes","","","",1.8,{"v":0.07667525582724395,"d":"0.0767"},{"v":0.07667525582724395,"d":"0.0767"},{"v":0.07667525582724395,"d":"0.0767"},{"v":0.07667525582724395,"d":"0.0767"},0.1,0.84,0.56,99,99,"","Yes"]
["Conemaugh","3118_B_1",3118,"B","1",2065,"Coal Steam","","PJM_PENE","Pennsylvania",42,"Indiana",63,"42063",850,9615,1970,9999,"tangential","dry","N","Bituminous","Wet Scrubber",1994,95,95,"LNC3","SCR",2012,"","ESPC + WS","ESPC + WS","Yes","","","",0.13,{"v":0.12,"d":"0.1200"},{"v":0.07,"d":"0.0700"},{"v":0.12,"d":"0.1200"},{"v":0.07,"d":"0.0700"},0.1,0.84,0.56,99,99,"","Yes"]
["Conemaugh","3118_B_2",3118,"B","2",2066,"Coal Steam","","PJM_PENE","Pennsylvania",42,"Indiana",63,"42063",850,9492,1971,9999,"tangential","dry","N","Bituminous","Wet Scrubber",1995,95,95,"LNC3","SCR",2012,"","ESPC + WS","ESPC + WS","Yes","","","",0.13,{"v":0.12,"d":"0.1200"},{"v":0.07,"d":"0.0700"},{"v":0.12,"d":"0.1200"},{"v":0.07,"d":"0.0700"},0.1,0.84,0.56,99,99,"","Yes"]
["Homer City Station","3122_B_1",3122,"B","1",2072,"Coal Steam","","PJM_PENE","Pennsylvania",42,"Indiana",63,"42063",620,10040,1969,9999,"wall","dry","N","Bituminous","Dry Scrubber",2014,92.51,92.51,"LNBO","SCR",2000,"","ESPC + B","ESPC + B","Yes","ACI",2008,90,3.7,{"v":0.12,"d":"0.1200"},{"v":0.1,"d":"0.1000"},{"v":0.12,"d":"0.1200"},{"v":0.1,"d":"0.1000"},0.1,0.1,0.1,97.51,99,"","Yes"]
["Homer City Station","3122_B_2",3122,"B","2",2073,"Coal Steam","","PJM_PENE","Pennsylvania",42,"Indiana",63,"42063",614,9946,1969,9999,"wall","dry","N","Bituminous","Dry Scrubber",2014,92.51,92.51,"LNBO","SCR",2000,"","ESPC + B","ESPC + B","Yes","ACI",2008,90,3.7,{"v":0.12,"d":"0.1200"},{"v":0.1,"d":"0.1000"},{"v":0.12,"d":"0.1200"},{"v":0.1,"d":"0.1000"},0.1,0.1,0.1,97.51,99,"","Yes"]
["Homer City Station","3122_B_3",3122,"B","3",2074,"Coal Steam","","PJM_PENE","Pennsylvania",42,"Indiana",63,"42063",650,10063,1977,9999,"wall","dry","N","Bituminous","Wet Scrubber",2001,95,95,"LNBO","SCR",2000,"","ESPC","ESPC + B","Yes","","","",1.2,{"v":0.12,"d":"0.1200"},{"v":0.1,"d":"0.1000"},{"v":0.12,"d":"0.1200"},{"v":0.1,"d":"0.1000"},0.1,0.3,0.56,99,99,"","Yes"]
["Seward","3130_B_1",3130,"B","1",88264,"Coal Steam","","PJM_PENE","Pennsylvania",42,"Indiana",63,"42063",262,10784,2004,9999,"FBC","dry","N","Waste Coal","Dry Scrubber",2004,98,98,"CF","SNCR","",2004,"B","B","NA","","","",0.6,{"v":0.10294137487940708,"d":"0.1029"},{"v":0.10294137487940708,"d":"0.1029"},{"v":0.10294137487940708,"d":"0.1029"},{"v":0.10294137487940708,"d":"0.1029"},0.01,0.01,0.01,99,99,"",""]
["Seward","3130_B_2",3130,"B","2",88265,"Coal Steam","","PJM_PENE","Pennsylvania",42,"Indiana",63,"42063",262,10784,2004,9999,"FBC","dry","N","Waste Coal","Dry Scrubber",2004,98,98,"CF","SNCR","",2004,"B","B","NA","","","",0.6,{"v":0.10211235015359875,"d":"0.1021"},{"v":0.10211235015359875,"d":"0.1021"},{"v":0.10211235015359875,"d":"0.1021"},{"v":0.10211235015359875,"d":"0.1021"},0.01,0.01,0.01,99,99,"",""]
["Keystone","3136_B_1",3136,"B","1",2089,"Coal Steam","","PJM_PENE","Pennsylvania",42,"Armstrong",5,"42005",850,9570,1967,9999,"tangential","dry","N","Bituminous","Wet Scrubber",2009,98,98,"LNC3","SCR",1995,"","ESPC","ESPC + B","Yes","","","",3.7,{"v":0.12,"d":"0.1200"},{"v":0.1,"d":"0.1000"},{"v":0.12,"d":"0.1200"},{"v":0.1,"d":"0.1000"},0.1,0.3,0.56,99,99,"","Yes"]
["Keystone","3136_B_2",3136,"B","2",2090,"Coal Steam","","PJM_PENE","Pennsylvania",42,"Armstrong",5,"42005",850,9552,1968,9999,"tangential","dry","N","Bituminous","Wet Scrubber",2009,98,98,"LNC3","SCR",1994,"","ESPC","ESPC + B","Yes","","","",3.7,{"v":0.12,"d":"0.1200"},{"v":0.1,"d":"0.1000"},{"v":0.12,"d":"0.1200"},{"v":0.1,"d":"0.1000"},0.1,0.3,0.56,99,99,"","Yes"]
["PPL Brunner Island","3140_B_1",3140,"B","1",2100,"Coal Steam","","PJM_WMAC","Pennsylvania",42,"York",133,"42133",312,10023,1961,9999,"tangential","dry","N","Bituminous","Wet Scrubber",2009,97,97,"LNC3","","","","B","B","NA","","","",0.85,{"v":0.35,"d":"0.3500"},{"v":0.35,"d":"0.3500"},{"v":0.35,"d":"0.3500"},{"v":0.35,"d":"0.3500"},0.1,0.27,0.56,99,99,"",""]
["PPL Brunner Island","3140_B_2",3140,"B","2",2101,"Coal Steam","","PJM_WMAC","Pennsylvania",42,"York",133,"42133",371,9695,1965,9999,"tangential","dry","N","Bituminous","Wet Scrubber",2009,97,97,"LNC3","","","","ESPC","ESPC","Yes","","","",0.85,{"v":0.35,"d":"0.3500"},{"v":0.35,"d":"0.3500"},{"v":0.35,"d":"0.3500"},{"v":0.35,"d":"0.3500"},0.34,0.84,0.56,99,99,"","Yes"]
["PPL Brunner Island","3140_B_3",3140,"B","3",2102,"Coal Steam","","PJM_WMAC","Pennsylvania",42,"York",133,"42133",744,9502,1969,9999,"tangential","dry","N","Bituminous","Wet Scrubber",2008,97,97,"LNC3","","","","ESPC","ESPC","No","","","",0.85,{"v":0.35,"d":"0.3500"},{"v":0.35,"d":"0.3500"},{"v":0.35,"d":"0.3500"},{"v":0.35,"d":"0.3500"},0.34,0.84,0.56,99,99,"","Yes"]
["PPL Montour","3149_B_1",3149,"B","1",2124,"Coal Steam","","PJM_WMAC","Pennsylvania",42,"Montour",93,"42093",765,9615,1972,9999,"tangential","dry","N","Bituminous","Wet Scrubber",2008,97,97,"LNC3","SCR",2001,"","ESPC","ESPC","No","","","",0.85,{"v":0.12,"d":"0.1200"},{"v":0.07,"d":"0.0700"},{"v":0.12,"d":"0.1200"},{"v":0.07,"d":"0.0700"},0.1,0.84,0.56,99,99,"","Yes"]
["PPL Montour","3149_B_2",3149,"B","2",2125,"Coal Steam","","PJM_WMAC","Pennsylvania",42,"Montour",93,"42093",750,9530,1973,9999,"tangential","dry","N","Bituminous","Wet Scrubber",2008,97,97,"LNC3","SCR",2000,"","ESPC","ESPC","No","","","",0.85,{"v":0.12,"d":"0.1200"},{"v":0.07,"d":"0.0700"},{"v":0.12,"d":"0.1200"},{"v":0.07,"d":"0.0700"},0.1,0.84,0.56,99,99,"","Yes"]
["Urquhart","3295_B_URQ3",3295,"B","URQ3",2230,"Coal Steam","","S_VACA","South Carolina",45,"Aiken",3,"45003",94,10248,1955,9999,"tangential","dry","N","Bituminous","","","","","LNC2","","","","ESPC","ESPC + B","No","","","",3,{"v":0.2685278857584616,"d":"0.2685"},{"v":0.2685278857584616,"d":"0.2685"},{"v":0.24,"d":"0.2400"},{"v":0.24,"d":"0.2400"},0.2,0.75,1,"","","","",null,null,"C2G",2012]
["Wateree","3297_B_WAT1",3297,"B","WAT1",2232,"Coal Steam","","S_VACA","South Carolina",45,"Richland",79,"45079",342,10019,1970,9999,"wall","dry","N","Bituminous","Wet Scrubber",2010,95,95,"LNB","SCR",2003,"","B","B","NA","","","",3.5,{"v":0.10459683142664201,"d":"0.1046"},{"v":0.10459683142664201,"d":"0.1046"},{"v":0.10459683142664201,"d":"0.1046"},{"v":0.10459683142664201,"d":"0.1046"},0.1,0.27,0.56,99,99,"","Yes"]
["Wateree","3297_B_WAT2",3297,"B","WAT2",2233,"Coal Steam","","S_VACA","South Carolina",45,"Richland",79,"45079",342,9996,1971,9999,"wall","dry","N","Bituminous","Wet Scrubber",2010,95,95,"LNB","SCR",2004,"","B","B","NA","","","",3.5,{"v":0.10280064123256044,"d":"0.1028"},{"v":0.10280064123256044,"d":"0.1028"},{"v":0.10280064123256044,"d":"0.1028"},{"v":0.10280064123256044,"d":"0.1028"},0.1,0.27,0.56,99,99,"","Yes"]
["Williams","3298_B_WIL1",3298,"B","WIL1",2234,"Coal Steam","","S_VACA","South Carolina",45,"Berkeley",15,"45015",615,9600,1973,9999,"tangential","dry","N","Bituminous","Wet Scrubber",2010,97,97,"LNC1","SCR",2004,"","ESPC","ESPC","No","","","",2.3,{"v":0.11727522777622611,"d":"0.1173"},{"v":0.11727522777622611,"d":"0.1173"},{"v":0.11727522777622611,"d":"0.1173"},{"v":0.11727522777622611,"d":"0.1173"},0.1,0.84,0.56,99,99,"","Yes"]
["Bull Run","3396_B_1",3396,"B","1",2251,"Coal Steam","","S_C_TVA","Tennessee",47,"Anderson",1,"47001",870,9334,1967,9999,"tangential","dry","N","Bituminous","Wet Scrubber",2008,98,98,"CO","SCR",2004,"","ESPC","ESPC","No","","","",0.15,{"v":0.0692320275900844,"d":"0.0692"},{"v":0.0692320275900844,"d":"0.0692"},{"v":0.0692320275900844,"d":"0.0692"},{"v":0.0692320275900844,"d":"0.0692"},0.1,0.84,0.56,99,99,"","Yes"]
["Cumberland","3399_B_1",3399,"B","1",2252,"Coal Steam","","S_C_TVA","Tennessee",47,"Stewart",161,"47161",1239,9952,1973,9999,"cell","dry","N","Bituminous","Wet Scrubber",1995,95,95,"LNCB","SCR",2003,"","ESPC","ESPC","No","","","",0.5,{"v":0.07778,"d":"0.0778"},{"v":0.07778,"d":"0.0778"},{"v":0.07778,"d":"0.0778"},{"v":0.07778,"d":"0.0778"},0.1,0.84,0.56,99,99,"","Yes"]
["Cumberland","3399_B_2",3399,"B","2",2253,"Coal Steam","","S_C_TVA","Tennessee",47,"Stewart",161,"47161",1231,9922,1973,9999,"cell","dry","N","Bituminous","Wet Scrubber",1995,95,95,"LNCB","SCR",2003,"","ESPC","ESPC","No","","","",0.5,0.0793,0.0793,0.0793,0.0793,0.1,0.84,0.56,99,99,"","Yes"]
["Gallatin","3403_B_1",3403,"B","1",2254,"Coal Steam","","S_C_TVA","Tennessee",47,"Sumner",165,"47165",225,10241,1956,9999,"tangential","dry","N","Bituminous, Subbituminous","Dry Scrubber",2016,92,92,"LNC2","SCR",2017,"","ESPC","ESPC","No","ACI",2016,90,5,{"v":0.15733440680877833,"d":"0.1573"},{"v":0.15733440680877833,"d":"0.1573"},{"v":0.1282942372680694,"d":"0.1283"},{"v":0.1282942372680694,"d":"0.1283"},0.1,0.1,0.1,99,99,"",""]
["Gallatin","3403_B_2",3403,"B","2",2255,"Coal Steam","","S_C_TVA","Tennessee",47,"Sumner",165,"47165",225,10204,1957,9999,"tangential","dry","N","Bituminous, Subbituminous","Dry Scrubber",2016,92,92,"LNC2","SCR",2017,"","ESPC","ESPC","No","ACI",2016,90,5,{"v":0.15789639217431778,"d":"0.1579"},{"v":0.15789639217431778,"d":"0.1579"},{"v":0.12868712899280949,"d":"0.1287"},{"v":0.12868712899280949,"d":"0.1287"},0.1,0.1,0.1,99,99,"",""]
["Gallatin","3403_B_3",3403,"B","3",2256,"Coal Steam","","S_C_TVA","Tennessee",47,"Sumner",165,"47165",263,10213,1959,9999,"tangential","dry","N","Bituminous, Subbituminous","Dry Scrubber",2016,92,92,"LNC2","SCR",2017,"","ESPC","ESPC","No","ACI",2016,90,5,{"v":0.15848758615336062,"d":"0.1585"},{"v":0.15848758615336062,"d":"0.1585"},{"v":0.12909909403734146,"d":"0.1291"},{"v":0.12909909403734146,"d":"0.1291"},0.1,0.1,0.1,99,99,"",""]
["Gallatin","3403_B_4",3403,"B","4",2257,"Coal Steam","","S_C_TVA","Tennessee",47,"Sumner",165,"47165",263,10223,1959,9999,"tangential","dry","N","Bituminous, Subbituminous","Dry Scrubber",2016,92,92,"LNC2","SCR",2017,"","ESPC","ESPC","No","ACI",2016,90,5,{"v":0.15751500099075985,"d":"0.1575"},{"v":0.15751500099075985,"d":"0.1575"},{"v":0.12842062750166994,"d":"0.1284"},{"v":0.12842062750166994,"d":"0.1284"},0.1,0.1,0.1,99,99,"",""]
["Kingston","3407_B_1",3407,"B","1",2280,"Coal Steam","","S_C_TVA","Tennessee",47,"Roane",145,"47145",132,10450,1954,9999,"tangential","dry","N","Bituminous, Subbituminous","Wet Scrubber",2010,98,98,"Other","SCR",2004,"","ESPC + C","ESPC + C","No","","","",0.15,{"v":0.06212769281455696,"d":"0.0621"},{"v":0.06212769281455696,"d":"0.0621"},{"v":0.06212769281455696,"d":"0.0621"},{"v":0.06212769281455696,"d":"0.0621"},0.1,0.84,0.56,99,99,"",""]
["Kingston","3407_B_2",3407,"B","2",2281,"Coal Steam","","S_C_TVA","Tennessee",47,"Roane",145,"47145",132,10349,1954,9999,"tangential","dry","N","Bituminous, Subbituminous","Wet Scrubber",2010,98,98,"Other","SCR",2004,"","ESPC + C","ESPC + C","No","","","",0.15,{"v":0.05765551417296887,"d":"0.0577"},{"v":0.05765551417296887,"d":"0.0577"},{"v":0.05765551417296887,"d":"0.0577"},{"v":0.05765551417296887,"d":"0.0577"},0.1,0.84,0.56,99,99,"",""]
["Kingston","3407_B_3",3407,"B","3",2282,"Coal Steam","","S_C_TVA","Tennessee",47,"Roane",145,"47145",132,10432,1954,9999,"tangential","dry","N","Bituminous, Subbituminous","Wet Scrubber",2010,98,98,"Other","SCR",2004,"","ESPC + C","ESPC + C","No","","","",0.15,{"v":0.06209774045020893,"d":"0.0621"},{"v":0.06209774045020893,"d":"0.0621"},{"v":0.06209774045020893,"d":"0.0621"},{"v":0.06209774045020893,"d":"0.0621"},0.1,0.84,0.56,99,99,"",""]
["Kingston","3407_B_4",3407,"B","4",2283,"Coal Steam","","S_C_TVA","Tennessee",47,"Roane",145,"47145",132,10321,1954,9999,"tangential","dry","N","Bituminous, Subbituminous","Wet Scrubber",2010,98,98,"Other","SCR",2004,"","ESPC + C","ESPC + C","No","","","",0.15,{"v":0.0602419766884657,"d":"0.0602"},{"v":0.0602419766884657,"d":"0.0602"},{"v":0.0602419766884657,"d":"0.0602"},{"v":0.0602419766884657,"d":"0.0602"},0.1,0.84,0.56,99,99,"",""]
["Kingston","3407_B_5",3407,"B","5",2284,"Coal Steam","","S_C_TVA","Tennessee",47,"Roane",145,"47145",174,10254,1955,9999,"tangential","dry","N","Bituminous, Subbituminous","Wet Scrubber",2010,98,98,"LNC2","SCR",2005,"","ESPC + C","ESPC + C","No","","","",0.15,{"v":0.05851151279163787,"d":"0.0585"},{"v":0.05851151279163787,"d":"0.0585"},{"v":0.05851151279163787,"d":"0.0585"},{"v":0.05851151279163787,"d":"0.0585"},0.1,0.84,0.56,99,99,"",""]
["Kingston","3407_B_6",3407,"B","6",2285,"Coal Steam","","S_C_TVA","Tennessee",47,"Roane",145,"47145",174,10338,1955,9999,"tangential","dry","N","Bituminous, Subbituminous","Wet Scrubber",2010,98,98,"LNC2","SCR",2005,"","ESPC + C","ESPC + C","No","","","",0.15,{"v":0.05525622120916137,"d":"0.0553"},{"v":0.05525622120916137,"d":"0.0553"},{"v":0.05525622120916137,"d":"0.0553"},{"v":0.05525622120916137,"d":"0.0553"},0.1,0.84,0.56,99,99,"",""]
["Kingston","3407_B_7",3407,"B","7",2286,"Coal Steam","","S_C_TVA","Tennessee",47,"Roane",145,"47145",174,10306,1955,9999,"tangential","dry","N","Bituminous, Subbituminous","Wet Scrubber",2010,98,98,"LNC2","SCR",2004,"","ESPC + C","ESPC + C","No","","","",0.15,{"v":0.056080877846567824,"d":"0.0561"},{"v":0.056080877846567824,"d":"0.0561"},{"v":0.056080877846567824,"d":"0.0561"},{"v":0.056080877846567824,"d":"0.0561"},0.1,0.84,0.56,99,99,"",""]
["Kingston","3407_B_8",3407,"B","8",2287,"Coal Steam","","S_C_TVA","Tennessee",47,"Roane",145,"47145",174,10314,1955,9999,"tangential","dry","N","Bituminous, Subbituminous","Wet Scrubber",2010,98,98,"LNC2","SCR",2004,"","ESPC + C","ESPC + C","No","","","",0.15,{"v":0.05445883003174018,"d":"0.0545"},{"v":0.05445883003174018,"d":"0.0545"},{"v":0.05445883003174018,"d":"0.0545"},{"v":0.05445883003174018,"d":"0.0545"},0.1,0.84,0.56,99,99,"",""]
["Kingston","3407_B_9",3407,"B","9",2288,"Coal Steam","","S_C_TVA","Tennessee",47,"Roane",145,"47145",174,10411,1955,9999,"tangential","dry","N","Bituminous, Subbituminous","Wet Scrubber",2010,98,98,"CO","SCR",2006,"","ESPC + C","ESPC + C","No","","","",0.15,{"v":0.05605859191143956,"d":"0.0561"},{"v":0.05605859191143956,"d":"0.0561"},{"v":0.05605859191143956,"d":"0.0561"},{"v":0.05605859191143956,"d":"0.0561"},0.1,0.84,0.56,99,99,"",""]
["W A Parish","3470_B_WAP5",3470,"B","WAP5",2378,"Coal Steam","","ERC_REST","Texas",48,"Fort Bend",157,"48157",669,10458,1977,9999,"wall","dry","N","Subbituminous","","","","","LNB + OFA","SCR",2000,"","B","B","NA","ACI",2015,90,1.2,{"v":0.05939,"d":"0.0594"},{"v":0.05939,"d":"0.0594"},{"v":0.05939,"d":"0.0594"},{"v":0.05939,"d":"0.0594"},0.1,0.1,0.1,"","","","Yes"]
["W A Parish","3470_B_WAP6",3470,"B","WAP6",2379,"Coal Steam","","ERC_REST","Texas",48,"Fort Bend",157,"48157",653,10432,1978,9999,"wall","dry","N","Subbituminous","","","","","LNB + OFA","SCR",2000,"","B","B","NA","ACI",2015,90,1.2,{"v":0.05942,"d":"0.0594"},{"v":0.05942,"d":"0.0594"},{"v":0.05942,"d":"0.0594"},{"v":0.05942,"d":"0.0594"},0.1,0.1,0.1,"","","","Yes"]
["W A Parish","3470_B_WAP7",3470,"B","WAP7",2380,"Coal Steam","","ERC_REST","Texas",48,"Fort Bend",157,"48157",577,10407,1980,9999,"tangential","dry","N","Subbituminous","","","","","LNC3","SCR",1999,"","B","B","NA","ACI",2015,90,1.2,{"v":0.04450137681045091,"d":"0.0445"},{"v":0.04450137681045091,"d":"0.0445"},{"v":0.04450137681045091,"d":"0.0445"},{"v":0.04450137681045091,"d":"0.0445"},0.1,0.1,0.1,"","","","Yes"]
["W A Parish","3470_B_WAP8",3470,"B","WAP8",2381,"Coal Steam","","ERC_REST","Texas",48,"Fort Bend",157,"48157",610,10448,1982,9999,"tangential","dry","N","Subbituminous","Wet Scrubber",1982,85,90,"LNC3","SCR",2000,"","B","B","NA","ACI",2015,90,0.36,{"v":0.04570074268997603,"d":"0.0457"},{"v":0.04570074268997603,"d":"0.0457"},{"v":0.04570074268997603,"d":"0.0457"},{"v":0.04570074268997603,"d":"0.0457"},0.1,0.1,0.1,90,99,"",""]
["Big Brown","3497_B_1",3497,"B","1",2423,"Coal Steam","","ERC_REST","Texas",48,"Freestone",161,"48161",600,10963,1971,9999,"tangential","dry","N","Lignite, Subbituminous","","","","","LNC2","SNCR","",2008,"ESPC + B","ESPC + B","Yes","ACI",2009,90,3,{"v":0.1390973083916084,"d":"0.1391"},{"v":0.1390973083916084,"d":"0.1391"},{"v":0.1390973083916084,"d":"0.1391"},{"v":0.1390973083916084,"d":"0.1391"},0.1,0.1,0.1,"","","","Yes"]
["Big Brown","3497_B_2",3497,"B","2",2424,"Coal Steam","","ERC_REST","Texas",48,"Freestone",161,"48161",595,10977,1972,9999,"tangential","dry","N","Lignite, Subbituminous","","","","","LNC2","SNCR","",2008,"ESPC + B","ESPC + B","Yes","ACI",2009,90,3,{"v":0.1363018871547381,"d":"0.1363"},{"v":0.1363018871547381,"d":"0.1363"},{"v":0.1363018871547381,"d":"0.1363"},{"v":0.1363018871547381,"d":"0.1363"},0.1,0.1,0.1,"","","","Yes"]
["Clinch River","3775_B_1",3775,"B","1",2502,"O/G Steam","","PJM_West","Virginia",51,"Russell",167,"51167",230,10227,1958,9999,"vertical","dry","N","Natural Gas","","","","","LNB + STC","SNCR","",2009,"ESPC","ESPC + B","Yes","","","",2.64,{"v":0.24036826860459332,"d":"0.2404"},{"v":0.24036826860459332,"d":"0.2404"},{"v":0.24036826860459332,"d":"0.2404"},{"v":0.24036826860459332,"d":"0.2404"},{"$nulls":3},"","","","",null,null,"C2G",2016]
["Clinch River","3775_B_2",3775,"B","2",2503,"O/G Steam","","PJM_West","Virginia",51,"Russell",167,"51167",230,10179,1958,9999,"vertical","dry","N","Natural Gas","","","","","LNB + STC","SNCR","",2009,"ESPC","ESPC","Yes","","","",2.64,{"v":0.23883263327324553,"d":"0.2388"},{"v":0.23883263327324553,"d":"0.2388"},{"v":0.23883263327324553,"d":"0.2388"},{"v":0.23883263327324553,"d":"0.2388"},{"$nulls":3},"","","","",null,null,"C2G",2016]
["Bremo Bluff","3796_B_3",3796,"B","3",2513,"Coal Steam","","PJM_Dom","Virginia",51,"Fluvanna",65,"51065",71,11141,1950,9999,"wall","dry","N","Bituminous","","","","","LNB + OFA","","","","ESPH","ESPH","No","","","",2.64,{"v":0.33310843948965757,"d":"0.3331"},{"v":0.33310843948965757,"d":"0.3331"},{"v":0.33310843948965757,"d":"0.3331"},{"v":0.33310843948965757,"d":"0.3331"},0.9,0.94,1,"","","","",null,null,"C2G",2015]
["Bremo Bluff","3796_B_4",3796,"B","4",2514,"Coal Steam","","PJM_Dom","Virginia",51,"Fluvanna",65,"51065",156,10744,1958,9999,"wall","dry","N","Bituminous","","","","","LNB + OFA","","","","ESPH","ESPH","No","","","",2.64,{"v":0.423553245180736,"d":"0.4236"},{"v":0.423553245180736,"d":"0.4236"},{"v":0.423553245180736,"d":"0.4236"},{"v":0.423553245180736,"d":"0.4236"},0.9,0.94,1,"","","","",null,null,"C2G",2015]
["Chesterfield","3797_B_3",3797,"B","3",2517,"Coal Steam","","PJM_Dom","Virginia",51,"Chesterfield",41,"51041",98,10212,1952,9999,"tangential","dry","N","Bituminous","Wet Scrubber",2011,97.28,97.28,"LNB + OFA","","","","ESPC + WS","ESPC + WS","No","","","",2.64,{"v":0.22277274115700596,"d":"0.2228"},{"v":0.22277274115700596,"d":"0.2228"},{"v":0.22277274115700596,"d":"0.2228"},{"v":0.22277274115700596,"d":"0.2228"},0.34,0.84,0.56,99,99,"",""]
["Chesterfield","3797_B_4",3797,"B","4",2518,"Coal Steam","","PJM_Dom","Virginia",51,"Chesterfield",41,"51041",162,10383,1960,9999,"tangential","dry","N","Bituminous","Wet Scrubber",2011,97.28,97.28,"LNB","SCR",2003,"","ESPC + WS","ESPC + WS","No","","","",2.64,{"v":0.075,"d":"0.0750"},{"v":0.075,"d":"0.0750"},{"v":0.075,"d":"0.0750"},{"v":0.075,"d":"0.0750"},0.1,0.84,0.56,99,99,"",""]
["Chesterfield","3797_B_5",3797,"B","5",2519,"Coal Steam","","PJM_Dom","Virginia",51,"Chesterfield",41,"51041",325,10060,1964,9999,"tangential","dry","N","Bituminous","Wet Scrubber",2011,98,98,"LNB + OFA","SCR",2003,"","ESPC + WS","ESPC + WS","No","","","",2.64,{"v":0.075,"d":"0.0750"},{"v":0.075,"d":"0.0750"},{"v":0.075,"d":"0.0750"},{"v":0.075,"d":"0.0750"},0.1,0.84,0.56,99,99,"","Yes"]
["Chesterfield","3797_B_6",3797,"B","6",2520,"Coal Steam","","PJM_Dom","Virginia",51,"Chesterfield",41,"51041",652,10136,1969,9999,"tangential","dry","N","Bituminous","Wet Scrubber",2008,98,98,"LNC3","SCR",2004,"","ESPC + WS","ESPC + WS","No","","","",2.64,{"v":0.05218240146239686,"d":"0.0522"},{"v":0.05218240146239686,"d":"0.0522"},{"v":0.05218240146239686,"d":"0.0522"},{"v":0.05218240146239686,"d":"0.0522"},0.1,0.84,0.56,99,99,"","Yes"]
["Joliet 29","384_B_71",384,"B","71",250,"Coal Steam","","PJM_COMD","Illinois",17,"Will",197,"17197",259,10520,1965,9999,"tangential","dry","N","Subbituminous","","","","","LNC3","","","","ESPC","ESPC + B","No","ACI",2009,90,1.8,{"v":0.08974457816178595,"d":"0.0897"},{"v":0.08974457816178595,"d":"0.0897"},{"v":0.08974457816178595,"d":"0.0897"},{"v":0.08974457816178595,"d":"0.0897"},0.1,0.1,0.1,"","","","Yes",null,null,"C2G",2017]
["Joliet 29","384_B_72",384,"B","72",251,"Coal Steam","","PJM_COMD","Illinois",17,"Will",197,"17197",259,10520,1965,9999,"tangential","dry","N","Subbituminous","","","","","LNC3","","","","ESPC","ESPC + B","No","ACI",2009,90,1.8,{"v":0.08949528610630164,"d":"0.0895"},{"v":0.08949528610630164,"d":"0.0895"},{"v":0.08949528610630164,"d":"0.0895"},{"v":0.08949528610630164,"d":"0.0895"},0.1,0.1,0.1,"","","","Yes",null,null,"C2G",2017]
["Joliet 29","384_B_81",384,"B","81",252,"Coal Steam","","PJM_COMD","Illinois",17,"Will",197,"17197",259,10501,1965,9999,"tangential","dry","N","Subbituminous","","","","","LNC3","","","","ESPC","ESPC + B","No","ACI",2009,90,1.8,{"v":0.09307651331205719,"d":"0.0931"},{"v":0.09307651331205719,"d":"0.0931"},{"v":0.09307651331205719,"d":"0.0931"},{"v":0.09307651331205719,"d":"0.0931"},0.1,0.1,0.1,"","","","Yes",null,null,"C2G",2017]
["Joliet 29","384_B_82",384,"B","82",253,"Coal Steam","","PJM_COMD","Illinois",17,"Will",197,"17197",259,10501,1965,9999,"tangential","dry","N","Subbituminous","","","","","LNC3","","","","ESPC","ESPC + B","No","ACI",2009,90,1.8,{"v":0.09296620886914034,"d":"0.0930"},{"v":0.09296620886914034,"d":"0.0930"},{"v":0.09296620886914034,"d":"0.0930"},{"v":0.09296620886914034,"d":"0.0930"},0.1,0.1,0.1,"","","","Yes",null,null,"C2G",2017]
["Transalta Centralia Generation","3845_B_BW22",3845,"B","BW22",2534,"Coal Steam","","WECC_PNW","Washington",53,"Lewis",41,"53041",670,10718,1973,2026,"tangential","dry","N","Subbituminous","Wet Scrubber",2001,91,91,"LNC3","","","","ESPH","ESPH","No","ACI",2011,90,0.6575723255813952,{"v":0.2206654575626897,"d":"0.2207"},{"v":0.2206654575626897,"d":"0.2207"},{"v":0.2206654575626897,"d":"0.2207"},{"v":0.2206654575626897,"d":"0.2207"},0.1,0.1,0.1,96,99,"","Yes"]
["John E Amos","3935_B_1",3935,"B","1",2538,"Coal Steam","","PJM_West","West Virginia",54,"Putnam",79,"54079",800,10154,1971,9999,"wall","dry","N","Bituminous","Wet Scrubber",2011,98,98,"LNB","SCR",2005,"","ESPC","ESPC","No","","","",1,{"v":0.07101,"d":"0.0710"},{"v":0.07101,"d":"0.0710"},{"v":0.07101,"d":"0.0710"},{"v":0.07101,"d":"0.0710"},0.1,0.84,0.56,99,99,"","Yes"]
["John E Amos","3935_B_2",3935,"B","2",2539,"Coal Steam","","PJM_West","West Virginia",54,"Putnam",79,"54079",800,9916,1972,9999,"wall","dry","N","Bituminous","Wet Scrubber",2011,98,98,"LNB","SCR",2005,"","ESPC","ESPC","No","","","",1,{"v":0.07818,"d":"0.0782"},{"v":0.07818,"d":"0.0782"},{"v":0.07818,"d":"0.0782"},{"v":0.07818,"d":"0.0782"},0.1,0.84,0.56,99,99,"","Yes"]
["John E Amos","3935_B_3",3935,"B","3",2540,"Coal Steam","","PJM_West","West Virginia",54,"Putnam",79,"54079",1300,10026,1973,9999,"cell","dry","N","Bituminous","Wet Scrubber",2009,98,98,"LNCB","SCR",2002,"","ESPC","ESPC","No","","","",1,{"v":0.105472039107922,"d":"0.1055"},{"v":0.1,"d":"0.1000"},{"v":0.105472039107922,"d":"0.1055"},{"v":0.1,"d":"0.1000"},0.1,0.84,0.56,99,99,"","Yes"]
["FirstEnergy Fort Martin Power Station","3943_B_1",3943,"B","1",2551,"Coal Steam","","PJM_AP","West Virginia",54,"Monongalia",61,"54061",552,10163,1967,9999,"tangential","dry","N","Bituminous, Subbituminous","Wet Scrubber",2006,95,95,"LNB + OFA","SNCR","",1997,"ESPC + WS","ESPC + B + WS","No","ACI",2016,90,3.1,{"v":0.34485738635814506,"d":"0.3449"},{"v":0.34485738635814506,"d":"0.3449"},{"v":0.2408771220590099,"d":"0.2409"},{"v":0.2408771220590099,"d":"0.2409"},0.1,0.1,0.1,99,99,"","Yes"]
["FirstEnergy Fort Martin Power Station","3943_B_2",3943,"B","2",2552,"Coal Steam","","PJM_AP","West Virginia",54,"Monongalia",61,"54061",555,10178,1968,9999,"cell","dry","N","Bituminous, Subbituminous","Wet Scrubber",2006,95,95,"LNB + OFA","SNCR","",2000,"ESPC + WS","ESPC + B + WS","No","","","",3.1,{"v":0.30382186859124294,"d":"0.3038"},{"v":0.30382186859124294,"d":"0.3038"},{"v":0.30382186859124294,"d":"0.3038"},{"v":0.30382186859124294,"d":"0.3038"},0.3,0.3,0.56,99,99,"","Yes"]
["FirstEnergy Harrison Power Station","3944_B_1",3944,"B","1",2553,"Coal Steam","","PJM_AP","West Virginia",54,"Harrison",33,"54033",652,9984,1972,9999,"wall","dry","N","Bituminous","Wet Scrubber",1995,98,98,"LNB","SCR",2001,"","ESPC + WS","ESPC + WS","No","","","",5.12,0.2608,{"v":0.1,"d":"0.1000"},0.2608,{"v":0.1,"d":"0.1000"},0.1,0.84,0.56,99,99,"","Yes"]
["FirstEnergy Harrison Power Station","3944_B_2",3944,"B","2",2554,"Coal Steam","","PJM_AP","West Virginia",54,"Harrison",33,"54033",651,10033,1973,9999,"wall","dry","N","Bituminous","Wet Scrubber",1995,98,98,"LNB","SCR",2000,"","ESPC + WS","ESPC + WS","No","","","",5.12,0.3459,{"v":0.1,"d":"0.1000"},0.3459,{"v":0.1,"d":"0.1000"},0.1,0.84,0.56,99,99,"","Yes"]
["FirstEnergy Harrison Power Station","3944_B_3",3944,"B","3",2555,"Coal Steam","","PJM_AP","West Virginia",54,"Harrison",33,"54033",651,10031,1974,9999,"wall","dry","N","Bituminous","Wet Scrubber",1995,98,98,"LNB","SCR",2000,"","ESPC + WS","ESPC + WS","No","","","",5.12,{"v":0.27488,"d":"0.2749"},{"v":0.1,"d":"0.1000"},{"v":0.27488,"d":"0.2749"},{"v":0.1,"d":"0.1000"},0.1,0.84,0.56,99,99,"","Yes"]
["Mitchell","3948_B_1",3948,"B","1",2563,"Coal Steam","","PJM_West","West Virginia",54,"Marshall",51,"54051",770,9877,1971,9999,"wall","dry","N","Bituminous","Wet Scrubber",2007,98,98,"LNB","SCR",2007,"","ESPC","ESPC","No","","","",1.2,{"v":0.08668,"d":"0.0867"},{"v":0.08668,"d":"0.0867"},{"v":0.08668,"d":"0.0867"},{"v":0.08668,"d":"0.0867"},0.1,0.84,0.56,99,99,"","Yes"]
["Mt Storm","3954_B_1",3954,"B","1",2565,"Coal Steam","","PJM_Dom","West Virginia",54,"Grant",23,"54023",554,10074,1965,9999,"tangential","dry","N","Bituminous","Wet Scrubber",2002,95,95,"LNC1","SCR",2003,"","ESPC + WS","ESPC + WS","No","","","",0.15,{"v":0.07677313712844945,"d":"0.0768"},{"v":0.07677313712844945,"d":"0.0768"},{"v":0.07677313712844945,"d":"0.0768"},{"v":0.07677313712844945,"d":"0.0768"},0.1,0.84,0.56,99,99,"","Yes"]
["Mt Storm","3954_B_2",3954,"B","2",2566,"Coal Steam","","PJM_Dom","West Virginia",54,"Grant",23,"54023",555,10036,1966,9999,"tangential","dry","N","Bituminous","Wet Scrubber",2001,95,95,"LNC1","SCR",2003,"","ESPC + WS","ESPC + WS","No","","","",0.15,{"v":0.08076303994856789,"d":"0.0808"},{"v":0.08076303994856789,"d":"0.0808"},{"v":0.08076303994856789,"d":"0.0808"},{"v":0.08076303994856789,"d":"0.0808"},0.1,0.84,0.56,99,99,"","Yes"]
["Mt Storm","3954_B_3",3954,"B","3",2567,"Coal Steam","","PJM_Dom","West Virginia",54,"Grant",23,"54023",529,10379,1973,9999,"tangential","dry","N","Bituminous","Wet Scrubber",1994,93.5,93.5,"LNC1","SCR",2004,"","ESPC + WS","ESPC + WS","No","","","",0.15,{"v":0.0860133008470362,"d":"0.0860"},{"v":0.0860133008470362,"d":"0.0860"},{"v":0.0860133008470362,"d":"0.0860"},{"v":0.0860133008470362,"d":"0.0860"},0.1,0.84,0.56,98.5,99,"","Yes"]
["Blount Street","3992_B_8",3992,"B","8",2578,"O/G Steam","","MIS_WUMS","Wisconsin",55,"Dane",25,"55025",51,14500,1957,9999,"wall","dry","N","Natural Gas","","","","","LNB","","","","ESPC + C","ESPC + B + C","No","","","",2.01,{"v":0.14392117325421316,"d":"0.1439"},{"v":0.14392117325421316,"d":"0.1439"},{"v":0.14392117325421316,"d":"0.1439"},{"v":0.14392117325421316,"d":"0.1439"},{"$nulls":3},"","","","",null,null,"C2G",2016]
["Blount Street","3992_B_9",3992,"B","9",2579,"O/G Steam","","MIS_WUMS","Wisconsin",55,"Dane",25,"55025",50,14278,1961,9999,"wall","dry","N","Natural Gas","","","","","LNB","","","","ESPC + C","ESPC + B + C","No","","","",2.01,{"v":0.17380665416692542,"d":"0.1738"},{"v":0.17380665416692542,"d":"0.1738"},{"v":0.17380665416692542,"d":"0.1738"},{"v":0.17380665416692542,"d":"0.1738"},{"$nulls":3},"","","","",null,null,"C2G",2016]
["South Oak Creek","4041_B_5",4041,"B","5",2590,"Coal Steam","","MIS_WUMS","Wisconsin",55,"Milwaukee",79,"55079",256,10032,1959,9999,"vertical","dry","N","Subbituminous","Wet Scrubber",2013,95,95,"STC","SCR",2012,"","ESPC","ESPC","No","","","",0.09,{"v":0.07,"d":"0.0700"},{"v":0.07,"d":"0.0700"},{"v":0.07,"d":"0.0700"},{"v":0.07,"d":"0.0700"},0.1,0.84,0.56,90,90,"",""]
["South Oak Creek","4041_B_6",4041,"B","6",2591,"Coal Steam","","MIS_WUMS","Wisconsin",55,"Milwaukee",79,"55079",259,10019,1961,9999,"vertical","dry","N","Subbituminous","Wet Scrubber",2013,95,95,"STC","SCR",2012,"","ESPC","ESPC","No","","","",0.09,{"v":0.07,"d":"0.0700"},{"v":0.07,"d":"0.0700"},{"v":0.07,"d":"0.0700"},{"v":0.07,"d":"0.0700"},0.1,0.84,0.56,90,90,"",""]
["South Oak Creek","4041_B_7",4041,"B","7",2592,"Coal Steam","","MIS_WUMS","Wisconsin",55,"Milwaukee",79,"55079",294,10218,1965,9999,"vertical","wet","N","Subbituminous","Wet Scrubber",2013,95,95,"LNBO","SCR",2012,"","ESPC","ESPC","No","","","",0.09,{"v":0.07,"d":"0.0700"},{"v":0.07,"d":"0.0700"},{"v":0.07,"d":"0.0700"},{"v":0.07,"d":"0.0700"},0.1,0.84,0.56,90,90,"","Yes"]
["South Oak Creek","4041_B_8",4041,"B","8",2593,"Coal Steam","","MIS_WUMS","Wisconsin",55,"Milwaukee",79,"55079",308,10250,1967,9999,"vertical","wet","N","Subbituminous","Wet Scrubber",2013,95,95,"LNBO","SCR",2012,"","ESPC","ESPC","No","","","",0.09,{"v":0.07,"d":"0.0700"},{"v":0.07,"d":"0.0700"},{"v":0.07,"d":"0.0700"},{"v":0.07,"d":"0.0700"},0.1,0.84,0.56,90,90,"","Yes"]
["Valley","4042_B_1",4042,"B","1",2594,"Coal Steam","","MIS_WUMS","Wisconsin",55,"Milwaukee",79,"55079",67,14500,1968,9999,"wall","wet","Y","Bituminous","","",26.200000000000003,26.200000000000003,"LNB","","","","B","B","NA","","","",0.78,{"v":0.23083312424855215,"d":"0.2308"},{"v":0.23083312424855215,"d":"0.2308"},{"v":0.23083312424855215,"d":"0.2308"},{"v":0.23083312424855215,"d":"0.2308"},0.11,0.27,1,20,90,"","Yes",null,null,"C2G",2016]
["Valley","4042_B_2",4042,"B","2",2595,"Coal Steam","","MIS_WUMS","Wisconsin",55,"Milwaukee",79,"55079",67,14500,1968,9999,"wall","wet","Y","Bituminous","","",26.200000000000003,26.200000000000003,"LNB","","","","B","B","NA","","","",0.78,{"v":0.22996680979605424,"d":"0.2300"},{"v":0.22996680979605424,"d":"0.2300"},{"v":0.22996680979605424,"d":"0.2300"},{"v":0.22996680979605424,"d":"0.2300"},0.11,0.27,1,20,90,"","Yes",null,null,"C2G",2016]
["Valley","4042_B_3",4042,"B","3",2596,"Coal Steam","","MIS_WUMS","Wisconsin",55,"Milwaukee",79,"55079",67,14500,1969,9999,"wall","wet","Y","Bituminous","","",26.200000000000003,26.200000000000003,"LNB","","","","B","B","NA","","","",0.78,{"v":0.2181275821684044,"d":"0.2181"},{"v":0.2181275821684044,"d":"0.2181"},{"v":0.2181275821684044,"d":"0.2181"},{"v":0.2181275821684044,"d":"0.2181"},0.11,0.27,1,20,90,"","Yes",null,null,"C2G",2016]
["Valley","4042_B_4",4042,"B","4",2597,"Coal Steam","","MIS_WUMS","Wisconsin",55,"Milwaukee",79,"55079",67,14500,1969,9999,"wall","wet","Y","Bituminous","","",26.200000000000003,26.200000000000003,"LNB","","","","B","B","NA","","","",0.78,{"v":0.2200778535649018,"d":"0.2201"},{"v":0.2200778535649018,"d":"0.2201"},{"v":0.2200778535649018,"d":"0.2201"},{"v":0.2200778535649018,"d":"0.2201"},0.11,0.27,1,20,90,"","Yes",null,null,"C2G",2016]
["Edgewater","4050_B_4",4050,"B","4",2599,"Coal Steam","","MIS_WUMS","Wisconsin",55,"Sheboygan",117,"55117",308,10362,1969,9999,"cyclone","wet","N","Subbituminous","","","","","OFA","SNCR","",2009,"ESPC","ESPC","Yes","","","",0.164,{"v":0.13858078881877076,"d":"0.1386"},{"v":0.13858078881877076,"d":"0.1386"},{"v":0.13858078881877076,"d":"0.1386"},{"v":0.13858078881877076,"d":"0.1386"},0.64,0.97,1,"","","","Yes",null,null,"C2G/Retire",2019]
["Edgewater","4050_B_5",4050,"B","5",2600,"Coal Steam","","MIS_WUMS","Wisconsin",55,"Sheboygan",117,"55117",406,10285,1985,9999,"wall","dry","N","Subbituminous","Dry Scrubber",2016,92,92,"LNB + OFA","SCR",2013,"","B","B","NA","ACI",2009,90,0.075,{"v":0.141518905,"d":"0.1415"},{"v":0.07,"d":"0.0700"},{"v":0.14151890547757742,"d":"0.1415"},{"v":0.07,"d":"0.0700"},0.1,0.1,0.1,99,99,"",""]
["Pulliam","4072_B_7",4072,"B","7",2609,"Coal Steam","","MIS_WUMS","Wisconsin",55,"Brown",9,"55009",78,11526,1958,9999,"wall","dry","N","Subbituminous","","",70,70,"AA + LNB","","","","ESPC","ESPC","Yes","ACI",2015,90,0.75,{"v":0.24586657489297542,"d":"0.2459"},{"v":0.24586657489297542,"d":"0.2459"},{"v":0.24586657489297542,"d":"0.2459"},{"v":0.24586657489297542,"d":"0.2459"},0.1,0.1,0.1,90,90,"Yes","",2016]
["Pulliam","4072_B_8",4072,"B","8",2610,"Coal Steam","","MIS_WUMS","Wisconsin",55,"Brown",9,"55009",135,11450,1964,9999,"wall","dry","N","Subbituminous","","",70,70,"AA + LNB","","","","ESPC","ESPC + B","Yes","ACI",2010,90,0.75,{"v":0.23576654976375158,"d":"0.2358"},{"v":0.23576654976375158,"d":"0.2358"},{"v":0.23576654976375158,"d":"0.2358"},{"v":0.23576654976375158,"d":"0.2358"},0.1,0.1,0.1,90,90,"Yes","Yes",2016]
["Weston","4078_B_3",4078,"B","3",2615,"Coal Steam","","MIS_WUMS","Wisconsin",55,"Marathon",73,"55073",326,9973,1981,9999,"tangential","dry","N","Subbituminous","Dry Scrubber",2017,92,92,"LNB + OFA",null,"",null,"B","B","NA","ACI",2009,90,0.08,{"v":0.1,"d":"0.1000"},{"v":0.1,"d":"0.1000"},{"v":0.1,"d":"0.1000"},{"v":0.1,"d":"0.1000"},0.1,0.1,0.1,99,99,"","Yes"]
["Weston","4078_B_4",4078,"B","4",89565,"Coal Steam","","MIS_WUMS","Wisconsin",55,"Marathon",73,"55073",552,9879,2008,9999,"wall","dry","N","Subbituminous","Dry Scrubber",2008,90,90,"LNB + OFA","SCR",2008,"","B","B","NA","ACI",2008,90,0.08,{"v":0.054991222146871445,"d":"0.0550"},{"v":0.054991222146871445,"d":"0.0550"},{"v":0.054991222146871445,"d":"0.0550"},{"v":0.054991222146871445,"d":"0.0550"},0.1,0.1,0.1,95,99,"",""]
["Manitowoc","4125_B_8",4125,"B","8",2621,"Coal Steam","","MIS_WUMS","Wisconsin",55,"Manitowoc",71,"55071",44,13791,1990,9999,"FBC","dry","Y","Subbituminous, Petroleum Coke","Reagent Injection","",91.6,91.6,"CF","","","","B + C","B + C","NA","","","",0.89,{"v":0.10272173159828764,"d":"0.1027"},{"v":0.10272173159828764,"d":"0.1027"},{"v":0.10272173159828764,"d":"0.1027"},{"v":0.10272173159828764,"d":"0.1027"},0.05,0.43,0.43,95,95,"",""]
["Manitowoc","4125_B_9",4125,"B","9",2622,"Coal Steam","","MIS_WUMS","Wisconsin",55,"Manitowoc",71,"55071",58,11429,2007,9999,"FBC","dry","Y","Subbituminous, Petroleum Coke","Reagent Injection","",91.6,95.9,"CF","SNCR","",2006,"B + C","B + C","NA","","","",0.3,0.1265,0.0565,0.1265,0.0565,0.05,0.43,0.43,95,95,"",""]
["Genoa","4143_B_1",4143,"B","1",2630,"Coal Steam","","MIS_MNWI","Wisconsin",55,"Vernon",123,"55123",325,9829,1969,9999,"tangential","dry","N","Bituminous, Subbituminous","Dry Scrubber",2013,92,92,"LNC3","SNCR","",2015,"ESPC + B","ESPC + B","No","ACI",2015,90,0.09,{"v":0.1,"d":"0.1000"},{"v":0.1,"d":"0.1000"},{"v":0.1,"d":"0.1000"},{"v":0.1,"d":"0.1000"},0.1,0.1,0.1,99,99,"","Yes"]
["Dave Johnston","4158_B_BW41",4158,"B","BW41",2633,"Coal Steam","","WECC_WY","Wyoming",56,"Converse",9,"56009",106,11138,1959,2027,"wall","dry","N","Subbituminous","","","","","LNB","","","","ESPC","ESPC + B","No","ACI",2015,90,1.2,{"v":0.39041191700660555,"d":"0.3904"},{"v":0.39041191700660555,"d":"0.3904"},{"v":0.25294293214512475,"d":"0.2529"},{"v":0.25294293214512475,"d":"0.2529"},0.1,0.1,0.1,"","","",""]
["Dave Johnston","4158_B_BW42",4158,"B","BW42",2634,"Coal Steam","","WECC_WY","Wyoming",56,"Converse",9,"56009",106,11124,1961,2027,"wall","dry","N","Subbituminous","","","","","LNB","","","","ESPC","ESPC","No","ACI",2015,90,1.2,{"v":0.4340972542377129,"d":"0.4341"},{"v":0.4340972542377129,"d":"0.4341"},{"v":0.28124610837936326,"d":"0.2812"},{"v":0.28124610837936326,"d":"0.2812"},0.1,0.1,0.1,"","","",""]
["Dave Johnston","4158_B_BW43",4158,"B","BW43",2635,"Coal Steam","","WECC_WY","Wyoming",56,"Converse",9,"56009",220,11346,1964,2027,"wall","dry","N","Subbituminous","Dry Scrubber",2010,93.32,93.32,"LNB + OFA","","","","ESPC + B","ESPC + B","No","ACI",2015,90,1.2,{"v":0.22867374002720867,"d":"0.2287"},{"v":0.22867374002720867,"d":"0.2287"},{"v":0.22867374002720867,"d":"0.2287"},{"v":0.22867374002720867,"d":"0.2287"},0.1,0.1,0.1,98.32,99,"","Yes"]
["Dave Johnston","4158_B_BW44",4158,"B","BW44",2636,"Coal Steam","","WECC_WY","Wyoming",56,"Converse",9,"56009",330,11295,1972,2027,"tangential","dry","N","Subbituminous","Wet Scrubber",1972,90,90,"LNB + OFA","","","","B + WS","B + WS","NA","ACI",2015,90,0.5,{"v":0.1434959091516451,"d":"0.1435"},{"v":0.1434959091516451,"d":"0.1435"},{"v":0.12,"d":"0.1200"},{"v":0.12,"d":"0.1200"},0.1,0.1,0.1,95,99,"","Yes"]
["Naughton","4162_B_1",4162,"B","1",2637,"Coal Steam","","WECC_WY","Wyoming",56,"Lincoln",23,"56023",160,10577,1963,2029,"tangential","dry","N","Subbituminous","Wet Scrubber",2012,97.28,97.28,"LNB","","","","ESPC + C","ESPC + C","No","ACI",2015,90,1.2,{"v":0.5929443481386192,"d":"0.5929"},{"v":0.5929443481386192,"d":"0.5929"},{"v":0.3894165398530519,"d":"0.3894"},{"v":0.3894165398530519,"d":"0.3894"},0.1,0.1,0.1,99,99,"","Yes"]
["Naughton","4162_B_2",4162,"B","2",2638,"Coal Steam","","WECC_WY","Wyoming",56,"Lincoln",23,"56023",210,10592,1968,2029,"tangential","dry","N","Subbituminous","Wet Scrubber",2012,97.28,97.28,"LNC2","","","","ESPC + C","ESPC + C","No","ACI",2015,90,1.2,{"v":0.26,"d":"0.2600"},{"v":0.26,"d":"0.2600"},{"v":0.26,"d":"0.2600"},{"v":0.26,"d":"0.2600"},0.1,0.1,0.1,99,99,"","Yes"]
["Naughton","4162_B_3",4162,"B","3",2639,"Coal Steam","","WECC_WY","Wyoming",56,"Lincoln",23,"56023",330,10517,1971,2029,"tangential","dry","N","Subbituminous","Wet Scrubber",1981,70,90,"LNC2","","","","ESPC","ESPC","Yes","","","",0.5,{"v":0.44138484678098294,"d":"0.4414"},{"v":0.44138484678098294,"d":"0.4414"},{"v":0.32733191479623286,"d":"0.3273"},{"v":0.32733191479623286,"d":"0.3273"},0.34,0.84,0.56,75,99,"","Yes",null,null,"C2G",2018]
["John P Madgett","4271_B_B1",4271,"B","B1",2653,"Coal Steam","","MIS_MNWI","Wisconsin",55,"Buffalo",11,"55011",372,10299,1979,9999,"wall","dry","N","Subbituminous","Dry scrubber",2015,92.51,92.51,"LNB","SCR",2016,"","ESPH + B","ESPH + B","No","ACI",2014,90,0.8,{"v":0.2605938128957357,"d":"0.2606"},{"v":0.08,"d":"0.0800"},{"v":0.2605938128957357,"d":"0.2606"},{"v":0.08,"d":"0.0800"},0.1,0.1,0.1,99,99,"Yes","Yes",2015]
["Cherokee","469_B_4",469,"B","4",298,"Coal Steam","","WECC_CO","Colorado",8,"Adams",1,"08001",352,10248,1968,9999,"tangential","dry","N","Bituminous, Subbituminous","Dry Scrubber",2002,85,90,"LNC3","","","","B","B","NA","","","",0.88,{"v":0.3088910288316246,"d":"0.3089"},{"v":0.3088910288316246,"d":"0.3089"},{"v":0.3088910288316246,"d":"0.3089"},{"v":0.3088910288316246,"d":"0.3089"},0.05,0.75,1,90,99,"","Yes",null,null,"C2G",2017]
["Comanche","470_B_1",470,"B","1",299,"Coal Steam","","WECC_CO","Colorado",8,"Pueblo",101,"08101",325,10443,1973,9999,"tangential","dry","N","Subbituminous","Dry Scrubber",2008,85,90,"LNC3","","","","B","B","NA","ACI",2009,90,0.1,{"v":0.1229228657078395,"d":"0.1229"},{"v":0.1229228657078395,"d":"0.1229"},{"v":0.1229228657078395,"d":"0.1229"},{"v":0.1229228657078395,"d":"0.1229"},0.1,0.1,0.1,95,99,"","Yes"]
["Comanche","470_B_2",470,"B","2",300,"Coal Steam","","WECC_CO","Colorado",8,"Pueblo",101,"08101",335,10736,1975,9999,"wall","dry","N","Subbituminous","Dry Scrubber",2008,85,90,"LNB + OFA","","","","B","B","NA","ACI",2009,90,0.1,{"v":0.16266626587519653,"d":"0.1627"},{"v":0.16266626587519653,"d":"0.1627"},{"v":0.16266626587519653,"d":"0.1627"},{"v":0.16266626587519653,"d":"0.1627"},0.1,0.1,0.1,95,99,"","Yes"]
["Comanche","470_B_3",470,"B","3",89734,"Coal Steam","","WECC_CO","Colorado",8,"Pueblo",101,"08101",766,9392,2010,9999,"tangential","dry","N","Subbituminous","Dry Scrubber",2009,85,90,"LNC3","SCR",2009,"","B","B","NA","ACI",2009,90,0.1,{"v":0.06399038616988777,"d":"0.0640"},{"v":0.06399038616988777,"d":"0.0640"},{"v":0.06399038616988777,"d":"0.0640"},{"v":0.06399038616988777,"d":"0.0640"},0.1,0.1,0.1,95,99,"",""]
["Martin Drake","492_B_5",492,"B","5",313,"Coal Steam","","WECC_CO","Colorado",8,"El Paso",41,"08041",46,11162,1962,9999,"wall","dry","N","Bituminous, Subbituminous","","",70,70,"LNB","","","","B","B","NA","ACI",2016,90,0.26,{"v":0.32285138897027554,"d":"0.3229"},{"v":0.32285138897027554,"d":"0.3229"},{"v":0.32,"d":"0.3200"},{"v":0.32,"d":"0.3200"},0.1,0.1,0.1,90,90,"Yes","Yes",2017]
["Martin Drake","492_B_6",492,"B","6",314,"Coal Steam","","WECC_CO","Colorado",8,"El Paso",41,"08041",77,11097,1968,9999,"wall","dry","N","Bituminous, Subbituminous","Wet Scrubber",2015,97.28,97.28,"LNB","","","","B","B","NA","ACI",2015,90,0.13,{"v":0.34427925920692126,"d":"0.3443"},{"v":0.34427925920692126,"d":"0.3443"},{"v":0.32,"d":"0.3200"},{"v":0.32,"d":"0.3200"},0.1,0.1,0.1,99,99,"","Yes"]
["Martin Drake","492_B_7",492,"B","7",315,"Coal Steam","","WECC_CO","Colorado",8,"El Paso",41,"08041",131,10978,1974,9999,"wall","dry","N","Bituminous, Subbituminous","Wet Scrubber",2009,83.3,90,"LNB","","","","B","B","NA","ACI",2015,90,0.13,{"v":0.37053376385457387,"d":"0.3705"},{"v":0.37053376385457387,"d":"0.3705"},{"v":0.32,"d":"0.3200"},{"v":0.32,"d":"0.3200"},0.1,0.1,0.1,88.3,99,"","Yes"]
["Navajo","4941_B_2",4941,"B","2",2663,"Coal Steam","","WECC_AZ","Arizona",4,"Coconino",5,"04005",750,10055,1975,9999,"tangential","dry","N","Bituminous, Subbituminous","Wet Scrubber",1998,92,92,"LNC3","","","","ESPH","ESPH","No","ACI",2016,90,0.1,{"v":0.21394517858502643,"d":"0.2139"},{"v":0.21394517858502643,"d":"0.2139"},{"v":0.21394517858502643,"d":"0.2139"},{"v":0.21394517858502643,"d":"0.2139"},0.1,0.1,0.1,97,99,"","Yes"]
["Navajo","4941_B_3",4941,"B","3",2664,"Coal Steam","","WECC_AZ","Arizona",4,"Coconino",5,"04005",750,10047,1976,9999,"tangential","dry","N","Bituminous, Subbituminous","Wet Scrubber",1997,92,92,"LNC3","","","","ESPH","ESPH","No","ACI",2016,90,0.1,{"v":0.2166751600818117,"d":"0.2167"},{"v":0.2166751600818117,"d":"0.2167"},{"v":0.2166751600818117,"d":"0.2167"},{"v":0.2166751600818117,"d":"0.2167"},0.1,0.1,0.1,97,99,"","Yes"]
["Kline Township Cogen Facility","50039_B_1",50039,"B","1",3636,"Coal Steam","","PJM_WMAC","Pennsylvania",42,"Schuylkill",107,"42107",52,13516,1989,9999,"FBC","dry","Y","Waste Coal","Reagent Injection","",91.6,92.5,"CF","","","","B","B","NA","","","",0.32,{"v":0.04014271248215743,"d":"0.0401"},{"v":0.04014271248215743,"d":"0.0401"},{"v":0.04014271248215743,"d":"0.0401"},{"v":0.04014271248215743,"d":"0.0401"},0.01,0.01,0.01,95,95,"",""]
["University of Notre Dame","50366_B_BLR1",50366,"B","BLR1","","O/G Steam","","PJM_West","Indiana",18,"St. Joseph",141,"18141",3.5,8300,1952,9999,"","","Y","Natural Gas, Distillate Fuel Oil","","","","","LNB","","","","","","","","","",3.5347761194029843,{"v":0.3761339164851819,"d":"0.3761"},{"v":0.3761339164851819,"d":"0.3761"},{"v":0.3761339164851819,"d":"0.3761"},{"v":0.3761339164851819,"d":"0.3761"},{"$nulls":3},"","","","",null,null,"C2G",2009]
["University of Notre Dame","50366_B_BLR2",50366,"B","BLR2","","Coal Steam","","PJM_West","Indiana",18,"St. Joseph",141,"18141",3.5,8300,1952,9999,"","","Y","Bituminous","","","","","LNB","","","","B","B","NA","ACI",2015,90,3.5347761194029843,{"v":0.3761339164851819,"d":"0.3761"},{"v":0.3761339164851819,"d":"0.3761"},{"v":0.3761339164851819,"d":"0.3761"},{"v":0.3761339164851819,"d":"0.3761"},0.1,0.1,0.1,"","","",""]
["University of Notre Dame","50366_B_BLR3",50366,"B","BLR3","","Coal Steam","","PJM_West","Indiana",18,"St. Joseph",141,"18141",3.5,8300,1952,9999,"","","Y","Bituminous","","","","","LNB","","","","B","B","NA","ACI",2015,90,3.5347761194029843,{"v":0.3761339164851819,"d":"0.3761"},{"v":0.3761339164851819,"d":"0.3761"},{"v":0.3761339164851819,"d":"0.3761"},{"v":0.3761339164851819,"d":"0.3761"},0.1,0.1,0.1,"","","",""]
["University of Notre Dame","50366_B_BLR4",50366,"B","BLR4","","Coal Steam","","PJM_West","Indiana",18,"St. Joseph",141,"18141",3.5,8300,1952,9999,"","","Y","Bituminous","","","","","","","","","B","B","NA","ACI",2015,90,3.5347761194029843,{"v":0.4451349612788622,"d":"0.4451"},{"v":0.4451349612788622,"d":"0.4451"},{"v":0.4451349612788622,"d":"0.4451"},{"v":0.4451349612788622,"d":"0.4451"},0.1,0.1,0.1,"","","",""]
["University of Notre Dame","50366_B_BLR5",50366,"B","BLR5","","O/G Steam","","PJM_West","Indiana",18,"St. Joseph",141,"18141",3.5,8300,1952,9999,"","","Y","Natural Gas, Distillate Fuel Oil","","","","","LNB","","","","","","","","","",3.5347761194029843,{"v":0.3761339164851819,"d":"0.3761"},{"v":0.3761339164851819,"d":"0.3761"},{"v":0.3761339164851819,"d":"0.3761"},{"v":0.3761339164851819,"d":"0.3761"},{"$nulls":3},"","","","",null,null,"C2G",2009]
["University of Notre Dame","50366_B_BLR6",50366,"B","BLR6","","O/G Steam","","PJM_West","Indiana",18,"St. Joseph",141,"18141",3.5,8300,1952,9999,"","","Y","Natural Gas","","","","","LNB","","","","","","","","","",3.5347761194029843,{"v":0.3761339164851819,"d":"0.3761"},{"v":0.3761339164851819,"d":"0.3761"},{"v":0.3761339164851819,"d":"0.3761"},{"v":0.3761339164851819,"d":"0.3761"},{"$nulls":3},"","","","",null,null,"C2G",2009]
["Phillips 66 Carbon Plant","50388_B_K1",50388,"B","K1","","Coal Steam","","WEC_CALN","California",6,"Contra Costa",13,"06013",8.5,9716,1983,9999,"","","Y","Petroleum Coke","","",60,89.1,"","","","","B","B","NA","","","",0.79,{"v":0.33385122095914666,"d":"0.3339"},{"v":0.33385122095914666,"d":"0.3339"},{"v":0.33385122095914666,"d":"0.3339"},{"v":0.33385122095914666,"d":"0.3339"},0.11,0.27,1,70,99,"",""]
["Phillips 66 Carbon Plant","50388_B_K2",50388,"B","K2","","Coal Steam","","WEC_CALN","California",6,"Contra Costa",13,"06013",8.5,9716,1983,9999,"","","Y","Petroleum Coke","","",60,89.1,"","","","","B","B","NA","","","",0.79,{"v":0.33385122095914666,"d":"0.3339"},{"v":0.33385122095914666,"d":"0.3339"},{"v":0.33385122095914666,"d":"0.3339"},{"v":0.33385122095914666,"d":"0.3339"},0.11,0.27,1,70,99,"",""]
["P H Glatfelter","50397_B_1PB035",50397,"B","1PB035",3655,"Coal Steam","","PJM_WMAC","Pennsylvania",42,"York",133,"42133",10.2,8300,1964,9999,"wall","dry","Y","Bituminous","","","","","LNBO","SNCR","",2005,"ESPH + C","ESPH + C","Yes","","","",3.7,{"v":0.45,"d":"0.4500"},{"v":0.45,"d":"0.4500"},{"v":0.45,"d":"0.4500"},{"v":0.45,"d":"0.4500"},0.9,0.94,1,"","","","",null,null,"C2G",2016]
["P H Glatfelter","50397_B_3PB033",50397,"B","3PB033",3653,"Coal Steam","","PJM_WMAC","Pennsylvania",42,"York",133,"42133",1.6,8300,1947,9999,"wall","dry","Y","Bituminous","","","","","","SNCR","",2005,"ESPH","ESPH","Yes","","","",3.7,{"v":0.09839933042226234,"d":"0.0984"},{"v":0.09839933042226234,"d":"0.0984"},{"v":0.09839933042226234,"d":"0.0984"},{"v":0.09839933042226234,"d":"0.0984"},0.9,0.94,1,"","","","",null,null,"C2G",2016]
["P H Glatfelter","50397_B_4PB034",50397,"B","4PB034",3654,"Coal Steam","","PJM_WMAC","Pennsylvania",42,"York",133,"42133",3.5,8300,1955,9999,"wall","dry","Y","Bituminous","","","","","LNBO","SNCR","",2005,"ESPH + C","ESPH + C","Yes","","","",3.7,{"v":0.47914890206016575,"d":"0.4791"},{"v":0.47914890206016575,"d":"0.4791"},{"v":0.47914890206016575,"d":"0.4791"},{"v":0.47914890206016575,"d":"0.4791"},0.9,0.94,1,"","","","",null,null,"C2G",2016]
["P H Glatfelter","50397_B_5PB036",50397,"B","5PB036",3656,"Coal Steam","","PJM_WMAC","Pennsylvania",42,"York",133,"42133",52,8300,1989,9999,"FBC","dry","Y","Bituminous","Reagent Injection","",91.6,91.6,"CF","SNCR","",2005,"ESPH","ESPH","Yes","","","",1,0.1779,0.1779,0.1779,0.1779,1,1,1,91.6,91.6,"","",null,null,"C2G",2016]
["Chester Operations","50410_B_10",50410,"B","10",3659,"Coal Steam","","PJM_EMAC","Pennsylvania",42,"Delaware",45,"42045",67,11429,1986,9999,"FBC","dry","Y","Petroleum Coke, Waste Coal","Reagent Injection","",77.6,86.2,"CF","","","","B","B","NA","","","",1,{"v":0.0679469511542924,"d":"0.0679"},{"v":0.0679469511542924,"d":"0.0679"},{"v":0.0679469511542924,"d":"0.0679"},{"v":0.0679469511542924,"d":"0.0679"},0.01,0.01,0.01,95,95,"",""]
["WPS Westwood Generation LLC","50611_B_031",50611,"B","031",3677,"Coal Steam","","PJM_WMAC","Pennsylvania",42,"Schuylkill",107,"42107",30,14500,1987,9999,"FBC","dry","N","Waste Coal","Reagent Injection","",90,95.3,"","","","","B","B","NA","","","",0.2,{"v":0.1419437743445471,"d":"0.1419"},{"v":0.1419437743445471,"d":"0.1419"},{"v":0.1419437743445471,"d":"0.1419"},{"v":0.1419437743445471,"d":"0.1419"},0.01,0.01,0.01,95,95,"",""]
["Panther Creek Energy Facility","50776_B_BLR1",50776,"B","BLR1",3693,"Coal Steam","","PJM_WMAC","Pennsylvania",42,"Carbon",25,"42025",42,13206,1992,9999,"FBC","dry","N","Waste Coal","Dry Scrubber",1992,97.1,97.1,"CF + NH3 + OFA","SNCR","",1992,"B","B","NA","","","",0.156,{"v":0.1324456327882188,"d":"0.1324"},{"v":0.1324456327882188,"d":"0.1324"},{"v":0.1324456327882188,"d":"0.1324"},{"v":0.1324456327882188,"d":"0.1324"},0.01,0.01,0.01,99,99,"",""]
["Panther Creek Energy Facility","50776_B_BLR2",50776,"B","BLR2",3694,"Coal Steam","","PJM_WMAC","Pennsylvania",42,"Carbon",25,"42025",42,13206,1992,9999,"FBC","dry","N","Waste Coal","Dry Scrubber",1992,97.1,97.1,"CF + NH3 + OFA","SNCR","",1992,"B","B","NA","","","",0.156,{"v":0.12323954386924264,"d":"0.1232"},{"v":0.12323954386924264,"d":"0.1232"},{"v":0.12323954386924264,"d":"0.1232"},{"v":0.12323954386924264,"d":"0.1232"},0.01,0.01,0.01,99,99,"",""]
["Stone Container Florence Mill","50806_B_PB4",50806,"B","PB4",88341,"Coal Steam","","S_VACA","South Carolina",45,"Florence",41,"45041",75,8300,1987,9999,"wall","dry","Y","Bituminous","","",24.3,24.3,"LNB + OFA","","","","ESPH","ESPH","No","","","",0.8,0.3206,0.3206,0.3206,0.3206,0.9,0.94,1,"","","",""]
["TES Filer City Station","50835_B_1",50835,"B","1",90183,"Coal Steam","","MIS_LMI","Michigan",26,"Manistee",101,"26101",30,13100,1990,9999,"stoker/SPR","","Y","Bituminous","Dry Scrubber",1990,90,90,"OFA","","","","B","B","NA","","","",0.5,{"v":0.40700203233331134,"d":"0.4070"},{"v":0.40700203233331134,"d":"0.4070"},{"v":0.40700203233331134,"d":"0.4070"},{"v":0.40700203233331134,"d":"0.4070"},0.05,0.75,1,95,99,"",""]
["TES Filer City Station","50835_B_2",50835,"B","2",90184,"Coal Steam","","MIS_LMI","Michigan",26,"Manistee",101,"26101",30,13100,1990,9999,"stoker/SPR","","Y","Bituminous","Dry Scrubber",1990,90,90,"OFA","","","","B","B","NA","","","",0.5,{"v":0.3716464663351964,"d":"0.3716"},{"v":0.3716464663351964,"d":"0.3716"},{"v":0.3716464663351964,"d":"0.3716"},{"v":0.3716464663351964,"d":"0.3716"},0.05,0.75,1,95,99,"",""]
["Wheelabrator Frackville Energy","50879_B_BLR1",50879,"B","BLR1",3701,"Coal Steam","","PJM_WMAC","Pennsylvania",42,"Schuylkill",107,"42107",42,11002,1988,9999,"FBC","dry","Y","Waste Coal","Reagent Injection","",86,95.1,"CF","","","","B","B","NA","","","",0.21,{"v":0.16,"d":"0.1600"},{"v":0.16,"d":"0.1600"},{"v":0.16,"d":"0.1600"},{"v":0.16,"d":"0.1600"},0.01,0.01,0.01,95,95,"",""]
["Northampton Generating Company LP","50888_B_BLR1",50888,"B","BLR1",3702,"Coal Steam","","PJM_WMAC","Pennsylvania",42,"Northampton",95,"42095",112,11020,1995,9999,"FBC","dry","Y","Waste Coal","Reagent Injection","",91.6,97,"NH3","SNCR","",1995,"B","B","NA","","","",0.129,{"v":0.08422678366884868,"d":"0.0842"},{"v":0.08422678366884868,"d":"0.0842"},{"v":0.08422678366884868,"d":"0.0842"},{"v":0.08422678366884868,"d":"0.0842"},0.01,0.01,0.01,95,95,"",""]
["Yellowstone Energy LP","50931_B_BLR1",50931,"B","BLR1","","Coal Steam","","WECC_MT","Montana",30,"Yellowstone",111,"30111",26,11021,1995,9999,"FBC","dry","Y","Petroleum Coke","Reagent Injection","",91.6,91.6,"CF + OFA","","","","B","B","NA","","","",2,{"v":0.37117141931046027,"d":"0.3712"},{"v":0.37117141931046027,"d":"0.3712"},{"v":0.37117141931046027,"d":"0.3712"},{"v":0.37117141931046027,"d":"0.3712"},0.05,0.43,0.43,95,95,"",""]
["Yellowstone Energy LP","50931_B_BLR2",50931,"B","BLR2","","Coal Steam","","WECC_MT","Montana",30,"Yellowstone",111,"30111",26,11021,1995,9999,"FBC","dry","Y","Petroleum Coke","Reagent Injection","",91.6,91.6,"CF + OFA","","","","B","B","NA","","","",2,{"v":0.37117141931046027,"d":"0.3712"},{"v":0.37117141931046027,"d":"0.3712"},{"v":0.37117141931046027,"d":"0.3712"},{"v":0.37117141931046027,"d":"0.3712"},0.05,0.43,0.43,95,95,"",""]
["Sunnyside Cogen Associates","50951_B_1",50951,"B","1","","Coal Steam","","WECC_UT","Utah",49,"Carbon",7,"49007",51,12524,1993,9999,"FBC","dry","N","Waste Coal","Reagent Injection","",91.6,91.6,"CF","","","","B","B","NA","","","",2,{"v":0.1367538031090034,"d":"0.1368"},{"v":0.1367538031090034,"d":"0.1368"},{"v":0.1367538031090034,"d":"0.1368"},{"v":0.1367538031090034,"d":"0.1368"},0.01,0.01,0.01,95,95,"",""]
["Scrubgrass Generating Company LP","50974_B_UNIT 1",50974,"B","UNIT 1",3706,"Coal Steam","","PJM_PENE","Pennsylvania",42,"Venango",121,"42121",41,13009,1993,9999,"FBC","dry","N","Waste Coal","Dry Scrubber",1993,97.5,97.5,"CF","SNCR","",1998,"B + C","B + C","NA","","","",0.45,{"v":0.13291017261925947,"d":"0.1329"},{"v":0.13291017261925947,"d":"0.1329"},{"v":0.13291017261925947,"d":"0.1329"},{"v":0.13291017261925947,"d":"0.1329"},0.01,0.01,0.01,99,99,"",""]
["Scrubgrass Generating Company LP","50974_B_UNIT 2",50974,"B","UNIT 2",3707,"Coal Steam","","PJM_PENE","Pennsylvania",42,"Venango",121,"42121",41,13009,1993,9999,"FBC","dry","N","Waste Coal","Dry Scrubber",1993,97.5,97.5,"CF","SNCR","",1998,"B + C","B + C","NA","","","",0.45,{"v":0.1442296939779579,"d":"0.1442"},{"v":0.1442296939779579,"d":"0.1442"},{"v":0.1442296939779579,"d":"0.1442"},{"v":0.1442296939779579,"d":"0.1442"},0.01,0.01,0.01,99,99,"",""]
["Indiantown Cogeneration LP","50976_B_AAB01",50976,"B","AAB01",89972,"Coal Steam","","FRCC","Florida",12,"Martin",85,"12085",330,9410,1995,9999,"wall","dry","Y","Bituminous","Dry Scrubber",1995,70,90,"LNB + OFA","SCR",1995,"","B","B","NA","","","",1.2,{"v":0.19745807906857488,"d":"0.1975"},{"v":0.19745807906857488,"d":"0.1975"},{"v":0.19745807906857488,"d":"0.1975"},{"v":0.19745807906857488,"d":"0.1975"},0.05,0.75,1,75,99,"",""]
["Dolet Hills","51_B_1",51,"B","1",48,"Coal Steam","","SPP_SE","Louisiana",22,"De Soto",31,"22031",638,11422,1986,9999,"wall","dry","N","Lignite, Subbituminous","Wet Scrubber",1986,76,90,"LNBO","SNCR","",2013,"ESPC + B","ESPC + B","Yes","ACI",2015,90,1.2,{"v":0.19039445155265566,"d":"0.1904"},{"v":0.19039445155265566,"d":"0.1904"},{"v":0.19039445155265566,"d":"0.1904"},{"v":0.19039445155265566,"d":"0.1904"},0.1,0.1,0.1,81,99,"Yes","",2014]
["Mecklenburg Power Station","52007_B_BLR1",52007,"B","BLR1",10099,"Coal Steam","","PJM_Dom","Virginia",51,"Mecklenburg",117,"51117",69,11865,1992,9999,"wall","dry","N","Bituminous","Dry Scrubber",1992,92,92,"LNBO","","","","B","B","NA","","","",{"v":0.172,"d":"0.17"},{"v":0.2843041699931014,"d":"0.2843"},{"v":0.2843041699931014,"d":"0.2843"},{"v":0.2843041699931014,"d":"0.2843"},{"v":0.2843041699931014,"d":"0.2843"},0.05,0.75,1,97,99,"",""]
["Mecklenburg Power Station","52007_B_BLR2",52007,"B","BLR2",10100,"Coal Steam","","PJM_Dom","Virginia",51,"Mecklenburg",117,"51117",69,11871,1992,9999,"wall","dry","N","Bituminous","Dry Scrubber",1992,92,92,"LNBO","","","","B","B","NA","","","",{"v":0.172,"d":"0.17"},{"v":0.29846090498420164,"d":"0.2985"},{"v":0.29846090498420164,"d":"0.2985"},{"v":0.29846090498420164,"d":"0.2985"},{"v":0.29846090498420164,"d":"0.2985"},0.05,0.75,1,97,99,"",""]
["Sandow Station","52071_B_5A",52071,"B","5A",89920,"Coal Steam","","ERC_REST","Texas",48,"Milam",331,"48331",285,11429,2010,9999,"FBC","dry","N","Lignite","Dry Scrubber",2009,98,98,"CF","SNCR","",2009,"B","B","NA","ACI",2009,90,0.15,{"v":0.06421333530814549,"d":"0.0642"},{"v":0.06421333530814549,"d":"0.0642"},{"v":0.06421333530814549,"d":"0.0642"},{"v":0.06421333530814549,"d":"0.0642"},0.1,0.1,0.1,95.8,95.8,"",""]
["Sandow Station","52071_B_5B",52071,"B","5B",89921,"Coal Steam","","ERC_REST","Texas",48,"Milam",331,"48331",285,11429,2010,9999,"FBC","dry","N","Lignite","Dry Scrubber",2009,98,98,"CF","SNCR","",2009,"B","B","NA","ACI",2009,90,0.15,{"v":0.06419830562238676,"d":"0.0642"},{"v":0.06419830562238676,"d":"0.0642"},{"v":0.06419830562238676,"d":"0.0642"},{"v":0.06419830562238676,"d":"0.0642"},0.1,0.1,0.1,95.8,95.8,"",""]
["Hayden","525_B_H1",525,"B","H1",317,"Coal Steam","","WECC_CO","Colorado",8,"Routt",107,"08107",184,10952,1965,9999,"wall","dry","N","Bituminous, Subbituminous","Dry Scrubber",1998,90,90,"LNBO","SCR",2015,"","B","B","NA","","","",0.13,{"v":0.4452577556885437,"d":"0.4453"},{"v":0.07,"d":"0.0700"},{"v":0.4452577556885437,"d":"0.4453"},{"v":0.07,"d":"0.0700"},0.05,0.75,1,95,99,"","Yes"]
["Hayden","525_B_H2",525,"B","H2",318,"Coal Steam","","WECC_CO","Colorado",8,"Routt",107,"08107",262,10350,1976,9999,"tangential","dry","N","Bituminous, Subbituminous","Dry Scrubber",1999,90,90,"LNC3","SCR",2016,"","B","B","NA","","","",0.13,{"v":0.3229781319662219,"d":"0.3230"},{"v":0.07,"d":"0.0700"},{"v":0.3229781319662219,"d":"0.3230"},{"v":0.07,"d":"0.0700"},0.05,0.75,1,95,99,"","Yes"]
["Nucla","527_B_1",527,"B","1",319,"Coal Steam","","WECC_CO","Colorado",8,"Montrose",85,"08085",100,12326,1991,9999,"FBC","dry","N","Bituminous","Reagent Injection","",91.6,91.6,"CF","SNCR","",2006,"B","B","NA","","","",0.4,{"v":0.3328136458360222,"d":"0.3328"},{"v":0.3328136458360222,"d":"0.3328"},{"v":0.3328136458360222,"d":"0.3328"},{"v":0.3328136458360222,"d":"0.3328"},0.05,0.43,0.43,95,95,"",""]
["Spruance Genco LLC","54081_B_1A",54081,"B","1A",88188,"Coal Steam","","PJM_Dom","Virginia",51,"Richmond",760,51760,26,9535,1992,9999,"stoker/SPR","dry","Y","Bituminous","Dry Scrubber",1992,95.6,95.6,"FR + OFA","SNCR","",2015,"B","B","NA","","","",0.13,{"v":0.30256443418999956,"d":"0.3026"},{"v":0.30256443418999956,"d":"0.3026"},{"v":0.30256443418999956,"d":"0.3026"},{"v":0.30256443418999956,"d":"0.3026"},0.05,0.75,1,99,99,"",""]
["Spruance Genco LLC","54081_B_1B",54081,"B","1B",88189,"Coal Steam","","PJM_Dom","Virginia",51,"Richmond",760,51760,26,9535,1992,9999,"stoker/SPR","dry","Y","Bituminous","Dry Scrubber",1992,95.6,95.6,"FR + OFA","SNCR","",2015,"B","B","NA","","","",0.13,{"v":0.30218600130288825,"d":"0.3022"},{"v":0.22663950097716618,"d":"0.2266"},{"v":0.30218600130288825,"d":"0.3022"},{"v":0.22663950097716618,"d":"0.2266"},0.05,0.75,1,99,99,"",""]
["Spruance Genco LLC","54081_B_2A",54081,"B","2A",88190,"Coal Steam","","PJM_Dom","Virginia",51,"Richmond",760,51760,26,9535,1992,9999,"stoker/SPR","dry","Y","Bituminous","Dry Scrubber",1992,95.6,95.6,"FR + OFA","SNCR","",2015,"B","B","NA","","","",0.13,{"v":0.30288054697920436,"d":"0.3029"},{"v":0.30288054697920436,"d":"0.3029"},{"v":0.30288054697920436,"d":"0.3029"},{"v":0.30288054697920436,"d":"0.3029"},0.05,0.75,1,99,99,"",""]
["Spruance Genco LLC","54081_B_2B",54081,"B","2B",88191,"Coal Steam","","PJM_Dom","Virginia",51,"Richmond",760,51760,26,9535,1992,9999,"stoker/SPR","dry","Y","Bituminous","Dry Scrubber",1992,95.6,95.6,"FR + OFA","SNCR","",2015,"B","B","NA","","","",0.13,{"v":0.30255499732578156,"d":"0.3026"},{"v":0.30255499732578156,"d":"0.3026"},{"v":0.30255499732578156,"d":"0.3026"},{"v":0.30255499732578156,"d":"0.3026"},0.05,0.75,1,99,99,"",""]
["Spruance Genco LLC","54081_B_3A",54081,"B","3A",88192,"Coal Steam","","PJM_Dom","Virginia",51,"Richmond",760,51760,21.2,9535,1992,9999,"stoker/SPR","dry","Y","Bituminous","Dry Scrubber",1992,95.6,95.6,"FR + OFA","SNCR","",2001,"B","B","NA","","","",0.13,{"v":0.29140216344696657,"d":"0.2914"},{"v":0.29140216344696657,"d":"0.2914"},{"v":0.29140216344696657,"d":"0.2914"},{"v":0.29140216344696657,"d":"0.2914"},0.05,0.75,1,99,99,"",""]
["Spruance Genco LLC","54081_B_3B",54081,"B","3B",88193,"Coal Steam","","PJM_Dom","Virginia",51,"Richmond",760,51760,21.2,9535,1992,9999,"stoker/SPR","dry","Y","Bituminous","Dry Scrubber",1992,95.6,95.6,"FR + OFA","SNCR","",2001,"B","B","NA","","","",0.13,{"v":0.2911020154692605,"d":"0.2911"},{"v":0.2911020154692605,"d":"0.2911"},{"v":0.2911020154692605,"d":"0.2911"},{"v":0.2911020154692605,"d":"0.2911"},0.05,0.75,1,99,99,"",""]
["Spruance Genco LLC","54081_B_4A",54081,"B","4A",88194,"Coal Steam","","PJM_Dom","Virginia",51,"Richmond",760,51760,21.2,9535,1992,9999,"stoker/SPR","dry","Y","Bituminous","Dry Scrubber",1992,95.6,95.6,"FR + OFA","SNCR","",2001,"B","B","NA","","","",0.13,{"v":0.2768355578761945,"d":"0.2768"},{"v":0.2768355578761945,"d":"0.2768"},{"v":0.2768355578761945,"d":"0.2768"},{"v":0.2768355578761945,"d":"0.2768"},0.05,0.75,1,99,99,"",""]
["Spruance Genco LLC","54081_B_4B",54081,"B","4B",88195,"Coal Steam","","PJM_Dom","Virginia",51,"Richmond",760,51760,21.2,9535,1992,9999,"stoker/SPR","dry","Y","Bituminous","Dry Scrubber",1992,95.6,95.6,"FR + OFA","SNCR","",2001,"B","B","NA","","","",0.13,{"v":0.2753107842623258,"d":"0.2753"},{"v":0.2753107842623258,"d":"0.2753"},{"v":0.2753107842623258,"d":"0.2753"},{"v":0.2753107842623258,"d":"0.2753"},0.05,0.75,1,99,99,"",""]
["Birchwood Power","54304_B_1A",54304,"B","1A",10104,"Coal Steam","","PJM_Dom","Virginia",51,"King George",99,"51099",238,9845,1996,9999,"tangential","dry","N","Bituminous","Dry Scrubber",1996,93,93,"LNB + OFA","SCR",1996,"","B","B","NA","","","",0.1,{"v":0.09598570043953444,"d":"0.0960"},{"v":0.09598570043953444,"d":"0.0960"},{"v":0.09598570043953444,"d":"0.0960"},{"v":0.09598570043953444,"d":"0.0960"},0.05,0.75,1,98,99,"",""]
["UW Madison Charter Street Plant","54408_B_B25",54408,"B","B25","","O/G Steam","","MIS_WUMS","Wisconsin",55,"DANE",25,"55025",1.4,8300,1965,9999,"","","Y","Natural Gas","","","","","","","","","","","","","","",0.0016,{"v":0.42,"d":"0.4200"},{"v":0.42,"d":"0.4200"},{"v":0.42,"d":"0.4200"},{"v":0.42,"d":"0.4200"},{"$nulls":3},"","","","",null,null,"C2G",2012]
["Corn Products Illinois","54556_B_BLR10",54556,"B","BLR10",89733,"Coal Steam","","PJM_COMD","Illinois",17,"Cook",31,"17031",10.6,8300,1991,9999,"FBC","dry","Y","Bituminous","Reagent Injection","",91.6,91.6,"CF","SNCR","",2006,"B","B","NA","ACI",2015,90,1.8,{"v":0.1327460431008485,"d":"0.1327"},{"v":0.1327460431008485,"d":"0.1327"},{"v":0.1327460431008485,"d":"0.1327"},{"v":0.1327460431008485,"d":"0.1327"},0.1,0.1,0.1,95,95,"",""]
["Corn Products Illinois","54556_B_BLR5",54556,"B","BLR5",10115,"Coal Steam","","PJM_COMD","Illinois",17,"Cook",31,"17031",10.6,8300,1991,9999,"other","","Y","Bituminous","","","","","","","","","","","NA","","","",1.8,{"v":0.13436107894875557,"d":"0.1344"},{"v":0.13436107894875557,"d":"0.1344"},{"v":0.13436107894875557,"d":"0.1344"},{"v":0.13436107894875557,"d":"0.1344"},1,1,1,"","","",""]
["Corn Products Illinois","54556_B_BLR6",54556,"B","BLR6",10116,"Coal Steam","","PJM_COMD","Illinois",17,"Cook",31,"17031",10.6,8300,1991,9999,"other","","Y","Bituminous","","","","","Other","","","","","","NA","","","",1.8,{"v":0.05555182314091151,"d":"0.0556"},{"v":0.05555182314091151,"d":"0.0556"},{"v":0.05555182314091151,"d":"0.0556"},{"v":0.05555182314091151,"d":"0.0556"},1,1,1,"","","",""]
["Corn Products Illinois","54556_B_BLR7",54556,"B","BLR7",88140,"Coal Steam","","PJM_COMD","Illinois",17,"Cook",31,"17031",10.6,8300,1991,9999,"other","","Y","Bituminous","","","","","Other","","","","","","NA","","","",1.8,{"v":0.05807371747474853,"d":"0.0581"},{"v":0.05807371747474853,"d":"0.0581"},{"v":0.05807371747474853,"d":"0.0581"},{"v":0.05807371747474853,"d":"0.0581"},1,1,1,"","","",""]
["St Nicholas Cogen Project","54634_B_1",54634,"B","1",3787,"Coal Steam","","PJM_WMAC","Pennsylvania",42,"Schuylkill",107,"42107",86,13771,1990,9999,"FBC","dry","Y","Waste Coal","Reagent Injection","",99.99,99.99,"CF","","","","B + C","B + C","NA","","","",3.7,{"v":0.04659244263260425,"d":"0.0466"},{"v":0.04659244263260425,"d":"0.0466"},{"v":0.04659244263260425,"d":"0.0466"},{"v":0.04659244263260425,"d":"0.0466"},0.01,0.01,0.01,95,95,"",""]
["CII Carbon LLC","54677_B_HRB",54677,"B","HRB","","Coal Steam","","S_D_AMSO","Louisiana",22,"St. Bernard",87,"22087",46,10386,1951,9999,"","","Y","Petroleum Coke","Wet Scrubber",1981,87.6,90,"","","","","B","B","NA","","","",1.2,{"v":0.4451349612788622,"d":"0.4451"},{"v":0.4451349612788622,"d":"0.4451"},{"v":0.4451349612788622,"d":"0.4451"},{"v":0.4451349612788622,"d":"0.4451"},0.07,0.07,0.07,92.6,99,"",""]
["Roanoke Valley Energy Facility II","54755_B_BLR2",54755,"B","BLR2",88357,"Coal Steam","","PJM_Dom","North Carolina",37,"Halifax",83,"37083",44,9607,1995,9999,"wall","dry","Y","Bituminous","Dry Scrubber",1995,92,92,"LA + LNB + OFA","SNCR","",2000,"B","B","NA","","","",2.3000000000000003,{"v":0.1645490282020609,"d":"0.1645"},{"v":0.1645490282020609,"d":"0.1645"},{"v":0.1645490282020609,"d":"0.1645"},{"v":0.1645490282020609,"d":"0.1645"},0.11,0.27,1,99,99,"",""]
["University of Iowa Main Power Plant","54775_B_BLR10",54775,"B","BLR10","","Coal Steam","","MIS_MIDA","Iowa",19,"Johnson",103,"19103",5.2,8300,1947,9999,"","","Y","Bituminous","","","","","","","","","ESPC + C","ESPC + C","No","","","",6,{"v":0.4451349612788622,"d":"0.4451"},{"v":0.4451349612788622,"d":"0.4451"},{"v":0.4451349612788622,"d":"0.4451"},{"v":0.4451349612788622,"d":"0.4451"},0.64,0.97,1,"","","",""]
["University of Iowa Main Power Plant","54775_B_BLR11",54775,"B","BLR11","","Coal Steam","","MIS_MIDA","Iowa",19,"Johnson",103,"19103",5.2,8300,1947,9999,"","","Y","Bituminous","","","","","CF","","","","B","B","NA","","","",6,{"v":0.15497399695378378,"d":"0.1550"},{"v":0.15497399695378378,"d":"0.1550"},{"v":0.15497399695378378,"d":"0.1550"},{"v":0.15497399695378378,"d":"0.1550"},0.11,0.27,1,"","","",""]
["University of Iowa Main Power Plant","54775_B_BLR7",54775,"B","BLR7","","Coal Steam","","MIS_MIDA","Iowa",19,"Johnson",103,"19103",5.2,8300,1947,9999,"","","Y","Bituminous","","","","","FR + LNB","","","","","","NA","","","",2.5,{"v":0.37117141931046027,"d":"0.3712"},{"v":0.37117141931046027,"d":"0.3712"},{"v":0.37117141931046027,"d":"0.3712"},{"v":0.37117141931046027,"d":"0.3712"},1,1,1,"","","",""]
["University of Iowa Main Power Plant","54775_B_BLR8",54775,"B","BLR8","","Coal Steam","","MIS_MIDA","Iowa",19,"Johnson",103,"19103",5.2,8300,1947,9999,"","","Y","Bituminous","","","","","FR + LNB","","","","","","NA","","","",2.5,{"v":0.37117141931046027,"d":"0.3712"},{"v":0.37117141931046027,"d":"0.3712"},{"v":0.37117141931046027,"d":"0.3712"},{"v":0.37117141931046027,"d":"0.3712"},1,1,1,"","","",""]
["Red Hills Generating Facility","55076_B_AA001",55076,"B","AA001",3856,"Coal Steam","","S_C_TVA","Mississippi",28,"Choctaw",19,"28019",220,11425,2002,9999,"FBC","dry","N","Lignite","Reagent Injection","",91.6,91.6,"CF","","","","B","B","NA","ACI",2016,90,0.25,{"v":0.1350851362530621,"d":"0.1351"},{"v":0.1350851362530621,"d":"0.1351"},{"v":0.1350851362530621,"d":"0.1351"},{"v":0.1350851362530621,"d":"0.1351"},0.1,0.1,0.1,95,95,"",""]
["Red Hills Generating Facility","55076_B_AA002",55076,"B","AA002",3857,"Coal Steam","","S_C_TVA","Mississippi",28,"Choctaw",19,"28019",220,11425,2002,9999,"FBC","dry","N","Lignite","Reagent Injection","",91.6,91.6,"CF","","","","B","B","NA","ACI",2016,90,0.25,{"v":0.11904258877397998,"d":"0.1190"},{"v":0.11904258877397998,"d":"0.1190"},{"v":0.11904258877397998,"d":"0.1190"},{"v":0.11904258877397998,"d":"0.1190"},0.1,0.1,0.1,95,95,"",""]
["Wygen 1","55479_B_3",55479,"B","3",4852,"Coal Steam","","WECC_WY","Wyoming",56,"CAMPBELL",5,"56005",70,11726,2003,9999,"wall","dry","N","Subbituminous","Dry Scrubber",2003,89.9,90,"LNBO","SCR",2003,"","B","B","NA","ACI",2016,90,0.2,{"v":0.13476812685808454,"d":"0.1348"},{"v":0.13476812685808454,"d":"0.1348"},{"v":0.13476812685808454,"d":"0.1348"},{"v":0.13476812685808454,"d":"0.1348"},0.1,0.1,0.1,94.9,99,"",""]
["Hardin Generator Project","55749_B_PC1",55749,"B","PC1",9114,"Coal Steam","","WECC_MT","Montana",30,"Big Horn",3,"30003",107,12236,2006,9999,"wall","dry","N","Subbituminous","Dry Scrubber",2006,92.3,92.3,"LNB + OFA","SCR",2006,"","B + C","B + C","NA","ACI",2006,90,0.11,{"v":0.0817409912385044,"d":"0.0817"},{"v":0.0817409912385044,"d":"0.0817"},{"v":0.0817409912385044,"d":"0.0817"},{"v":0.0817409912385044,"d":"0.0817"},0.1,0.1,0.1,97.3,99,"",""]
["Charles R Lowman","56_B_1",56,"B","1",53,"Coal Steam","","S_SOU","Alabama",1,"Washington",129,"01129",80,11300,1969,9999,"wall","dry","N","Bituminous","Wet Scrubber",2008,95,95,"LNB","","","","ESPH","ESPH","No","","","",4,{"v":0.864653290898614,"d":"0.8647"},{"v":0.864653290898614,"d":"0.8647"},{"v":0.5644569444444445,"d":"0.5645"},{"v":0.5644569444444445,"d":"0.5645"},0.58,0.8,1,95,95,"","Yes"]
["Charles R Lowman","56_B_2",56,"B","2",54,"Coal Steam","","S_SOU","Alabama",1,"Washington",129,"01129",235,10300,1979,9999,"turbo","dry","N","Bituminous","Wet Scrubber",1979,95,95,"LNB","SCR",2008,"","ESPH","ESPH","No","","","",1.2,{"v":0.075,"d":"0.0750"},{"v":0.075,"d":"0.0750"},{"v":0.075,"d":"0.0750"},{"v":0.075,"d":"0.0750"},0.1,0.8,1,95,95,"","Yes"]
["Charles R Lowman","56_B_3",56,"B","3",55,"Coal Steam","","S_SOU","Alabama",1,"Washington",129,"01129",235,10300,1980,9999,"turbo","dry","N","Bituminous","Wet Scrubber",1980,90,90,"LNB","SCR",2008,"","ESPH","ESPH","No","","","",1.2,{"v":0.269619894349118,"d":"0.2696"},{"v":0.06619039616452603,"d":"0.0662"},{"v":0.269619894349118,"d":"0.2696"},{"v":0.06619039616452603,"d":"0.0662"},0.1,0.8,1,90,90,"","Yes"]
["Elm Road Generating Station","56068_B_18",56068,"B","18",89796,"Coal Steam","","MIS_WUMS","Wisconsin",55,"Milwaukee",79,"55079",634,9907,2010,9999,"other","dry","N","Bituminous, Subbituminous","Wet Scrubber",2010,97.29,97.29,"LNBO","SCR",2010,"","B","B","NA","","","",0.03,{"v":0.052442733322563245,"d":"0.0524"},{"v":0.052442733322563245,"d":"0.0524"},{"v":0.052442733322563245,"d":"0.0524"},{"v":0.052442733322563245,"d":"0.0524"},0.1,0.27,0.56,90,90,"",""]
["Elm Road Generating Station","56068_B_19",56068,"B","19",89798,"Coal Steam","","MIS_WUMS","Wisconsin",55,"Milwaukee",79,"55079",615,9907,2011,9999,"other","dry","N","Bituminous, Subbituminous","Wet Scrubber",2011,97.28,97.28,"LNBO","SCR",2011,"","B","B","NA","","","",0.03,{"v":0.04943609265138928,"d":"0.0494"},{"v":0.04943609265138928,"d":"0.0494"},{"v":0.04943609265138928,"d":"0.0494"},{"v":0.04943609265138928,"d":"0.0494"},0.1,0.27,0.56,90,90,"",""]
["KUCC","56163_B_4",56163,"B","4","","Coal Steam","","WECC_UT","Utah",49,"Salt Lake",35,"49035",75,10386,1959,9999,"tangential","dry","N","Bituminous, Subbituminous","","","","","","","","","ESPH","ESPH","No","","","",1.32,{"v":0.2972586653936286,"d":"0.2973"},{"v":0.2972586653936286,"d":"0.2973"},{"v":0.2972586653936286,"d":"0.2973"},{"v":0.2972586653936286,"d":"0.2973"},0.9,0.94,1,"","","",""]
["TS Power Plant","56224_B_BLR100",56224,"B","BLR100",89529,"Coal Steam","","WECC_NNV","Nevada",32,"Eureka",11,"32011",218,9684,2008,9999,"wall","dry","N","Subbituminous","Dry Scrubber",2008,90.97,90.97,"LNBO","SCR",2008,"","B","B","NA","ACI",2008,90,0.07,{"v":0.0445788010293681,"d":"0.0446"},{"v":0.0445788010293681,"d":"0.0446"},{"v":0.0445788010293681,"d":"0.0446"},{"v":0.0445788010293681,"d":"0.0446"},0.1,0.1,0.1,95.97,99,"",""]
["Wygen 2","56319_B_1",56319,"B","1",89633,"Coal Steam","","WECC_WY","Wyoming",56,"Campbell",5,"56005",85,11859,2008,9999,"wall","dry","N","Subbituminous","Dry Scrubber",2008,90.97,90.97,"AA + LNB","SCR",2008,"","B","B","NA","ACI",2008,90,0.1,{"v":0.06355344050535873,"d":"0.0636"},{"v":0.06355344050535873,"d":"0.0636"},{"v":0.06355344050535873,"d":"0.0636"},{"v":0.06355344050535873,"d":"0.0636"},0.1,0.1,0.1,95.97,99,"",""]
["Curtis H Stanton Energy Center","564_B_1",564,"B","1",368,"Coal Steam","","FRCC","Florida",12,"Orange",95,"12095",440,10174,1987,9999,"wall","dry","N","Bituminous","Wet Scrubber",1987,90,90,"LNB + OFA","","","","ESPC","ESPC","No","ACI",2015,90,1.1400000000000001,{"v":0.2762413377802689,"d":"0.2762"},{"v":0.2762413377802689,"d":"0.2762"},{"v":0.2762413377802689,"d":"0.2762"},{"v":0.2762413377802689,"d":"0.2762"},0.1,0.1,0.1,95,99,"",""]
["Curtis H Stanton Energy Center","564_B_2",564,"B","2",369,"Coal Steam","","FRCC","Florida",12,"Orange",95,"12095",446,10087,1996,9999,"wall","dry","N","Bituminous","Wet Scrubber",1996,95,95,"LNB + OFA","SCR",1996,"","ESPC","ESPC","No","","","",0.25,{"v":0.12615,"d":"0.1262"},{"v":0.12615,"d":"0.1262"},{"v":0.12615,"d":"0.1262"},{"v":0.12615,"d":"0.1262"},0.1,0.84,0.56,99,99,"",""]
["Plum Point Energy Station","56456_B_BLR1",56456,"B","BLR1",90208,"Coal Steam","","S_D_N_AR","Arkansas",5,"Mississippi",93,"05093",670,10266,2010,9999,"wall","dry","N","Subbituminous","Dry Scrubber",2010,93.32,93.32,"LNB + OFA","SCR",2010,"","B","B","NA","ACI",2010,90,0.16,{"v":0.06822886203822716,"d":"0.0682"},{"v":0.06822886203822716,"d":"0.0682"},{"v":0.06822886203822716,"d":"0.0682"},{"v":0.06822886203822716,"d":"0.0682"},0.1,0.1,0.1,98.32,99,"",""]
["Wygen III","56596_B_1",56596,"B","1",90109,"Coal Steam","","WECC_WY","Wyoming",56,"CAMPBELL",5,"56005",100,11273,2010,9999,"wall","dry","N","Subbituminous","Dry Scrubber",2010,93.32,93.32,"LNB + OFA","SCR",2010,"","B","B","NA","ACI",2010,90,0.09,{"v":0.04400922911635553,"d":"0.0440"},{"v":0.04400922911635553,"d":"0.0440"},{"v":0.04400922911635553,"d":"0.0440"},{"v":0.04400922911635553,"d":"0.0440"},0.1,0.1,0.1,98.32,99,"",""]
["Dry Fork Station","56609_B_1",56609,"B","1",90531,"Coal Steam","","WECC_WY","Wyoming",56,"Campbell",5,"56005",390,8800,2011,9999,"wall","dry","N","Subbituminous","Dry Scrubber",2011,95,95,"LNB + OFA","SCR",2011,"","B","B","NA","ACI",2011,90,0.07,{"v":0.03621185133271178,"d":"0.0362"},{"v":0.03621185133271178,"d":"0.0362"},{"v":0.03621185133271178,"d":"0.0362"},{"v":0.03621185133271178,"d":"0.0362"},0.1,0.1,0.1,99,99,"",""]
["Sandy Creek Energy Station","56611_B_S01",56611,"B","S01","","Coal Steam","","ERC_REST","Texas",48,"McLennan",309,"48309",936,8800,2012,9999,"wall","dry","N","Subbituminous","Dry Scrubber",2012,90,90,"LNB + OFA","SCR",2012,"","B","B","NA","ACI",2012,90,0.1,{"v":0.05,"d":"0.0500"},{"v":0.05,"d":"0.0500"},{"v":0.05,"d":"0.0500"},{"v":0.05,"d":"0.0500"},0.1,0.1,0.1,95,98,"",""]
["Longview Power LLC","56671_B_UHA01",56671,"B","UHA01",90398,"Coal Steam","","PJM_AP","West Virginia",54,"Monongalia",61,"54061",700,8800,2011,9999,"wall","dry","N","Bituminous","Wet Scrubber",2011,97.28,97.28,"LNBO","SCR",2011,"","B + WS","B + WS","NA","","","",0.095,0.3851,{"v":0.07,"d":"0.0700"},0.3851,{"v":0.07,"d":"0.0700"},0.1,0.27,0.56,99,99,"",""]
["CFB Power Plant","56708_B_H1101",56708,"B","H1101","","Coal Steam","","ERC_REST","Texas",48,"Calhoun",57,"48057",143,11429,2011,9999,"FBC","dry","N","Petroleum Coke","Wet Scrubber",2011,98,98,"CF","SNCR","",2011,"B","B","NA","ACI",2011,93,0.178,{"v":0.06420582046526613,"d":"0.0642"},{"v":0.06420582046526613,"d":"0.0642"},{"v":0.06420582046526613,"d":"0.0642"},{"v":0.06420582046526613,"d":"0.0642"},0.07,0.07,0.07,99,99,"",""]
["CFB Power Plant","56708_B_H1201",56708,"B","H1201","","Coal Steam","","ERC_REST","Texas",48,"Calhoun",57,"48057",143,11429,2011,9999,"FBC","dry","N","Petroleum Coke","Wet Scrubber",2011,98,98,"CF","SNCR","",2011,"B","B","NA","ACI",2011,93,0.178,{"v":0.06420582046526613,"d":"0.0642"},{"v":0.06420582046526613,"d":"0.0642"},{"v":0.06420582046526613,"d":"0.0642"},{"v":0.06420582046526613,"d":"0.0642"},0.07,0.07,0.07,99,99,"",""]
["Spiritwood Station","56786_B_1",56786,"B","1","","Coal Steam","","MIS_MAPP","North Dakota",38,"Stutsman",93,"38093",99,8800,2012,9999,"FBC","dry","Y","Lignite","Dry Scrubber",2011,97,97,null,"SNCR","",2011,"B","B","NA","ACI",2014,90,0.06,{"v":0.09,"d":"0.0900"},{"v":0.09,"d":"0.0900"},{"v":0.09,"d":"0.0900"},{"v":0.09,"d":"0.0900"},0.1,0.1,0.1,99,99,"",""]
["Bridgeport Station","568_B_BHB3",568,"B","BHB3",373,"Coal Steam","","NENG_CT","Connecticut",9,"Fairfield",1,"09001",383.4,10231,1968,9999,"tangential","dry","N","Bituminous, Subbituminous","","",70,70,"LNC2","","","","ESPC + B","ESPC + B","No","ACI",2008,90,0.33,{"v":0.14122108018516435,"d":"0.1412"},{"v":0.14122108018516435,"d":"0.1412"},{"v":0.12,"d":"0.1200"},{"v":0.12,"d":"0.1200"},0.1,0.1,0.1,90,90,"Yes","Yes",2015]
["Haverhill North Cogeneration Facility","56848_B_HRSG10",56848,"B","HRSG10","","Coal Steam","","PJM_West","Ohio",39,"Scioto",145,"39145",10.6,14500,2008,9999,"","","Y","Bituminous","Dry Scrubber",2008,90.97,90.97,"","","","","B","B","NA","ACI",2008,90,4.2125641025641,{"v":0.4451349612788622,"d":"0.4451"},{"v":0.4451349612788622,"d":"0.4451"},{"v":0.4451349612788622,"d":"0.4451"},{"v":0.4451349612788622,"d":"0.4451"},0.1,0.1,0.1,95.97,95.97,"",""]
["Haverhill North Cogeneration Facility","56848_B_HRSG6",56848,"B","HRSG6","","Coal Steam","","PJM_West","Ohio",39,"Scioto",145,"39145",10.6,14500,2008,9999,"","","Y","Bituminous","Dry Scrubber",2008,90.97,90.97,"","","","","B","B","NA","ACI",2008,90,4.2125641025641,{"v":0.4451349612788622,"d":"0.4451"},{"v":0.4451349612788622,"d":"0.4451"},{"v":0.4451349612788622,"d":"0.4451"},{"v":0.4451349612788622,"d":"0.4451"},0.1,0.1,0.1,95.97,95.97,"",""]
["Haverhill North Cogeneration Facility","56848_B_HRSG7",56848,"B","HRSG7","","Coal Steam","","PJM_West","Ohio",39,"Scioto",145,"39145",10.6,14500,2008,9999,"","","Y","Bituminous","Dry Scrubber",2008,90.97,90.97,"","","","","B","B","NA","ACI",2008,90,4.2125641025641,{"v":0.4451349612788622,"d":"0.4451"},{"v":0.4451349612788622,"d":"0.4451"},{"v":0.4451349612788622,"d":"0.4451"},{"v":0.4451349612788622,"d":"0.4451"},0.1,0.1,0.1,95.97,95.97,"",""]
["Haverhill North Cogeneration Facility","56848_B_HRSG8",56848,"B","HRSG8","","Coal Steam","","PJM_West","Ohio",39,"Scioto",145,"39145",10.6,14500,2008,9999,"","","Y","Bituminous","Dry Scrubber",2008,90.97,90.97,"","","","","B","B","NA","ACI",2008,90,4.2125641025641,{"v":0.4451349612788622,"d":"0.4451"},{"v":0.4451349612788622,"d":"0.4451"},{"v":0.4451349612788622,"d":"0.4451"},{"v":0.4451349612788622,"d":"0.4451"},0.1,0.1,0.1,95.97,95.97,"",""]
["Haverhill North Cogeneration Facility","56848_B_HRSG9",56848,"B","HRSG9","","Coal Steam","","PJM_West","Ohio",39,"Scioto",145,"39145",10.6,14500,2008,9999,"","","Y","Bituminous","Dry Scrubber",2008,90.97,90.97,"","","","","B","B","NA","ACI",2008,90,4.2125641025641,{"v":0.4451349612788622,"d":"0.4451"},{"v":0.4451349612788622,"d":"0.4451"},{"v":0.4451349612788622,"d":"0.4451"},{"v":0.4451349612788622,"d":"0.4451"},0.1,0.1,0.1,95.97,95.97,"",""]
["Archer Daniels Midland Columbus","57046_B_CFB1",57046,"B","CFB1","","Coal Steam","","SPP_NEBR","Nebraska",31,"PLATTE",141,"31141",30,11429,2010,9999,"FBC","dry","Y","Subbituminous","","",91.6,91.6,"CF","SNCR","",2010,"B","B","NA","","","",0.9871764705882351,{"v":0.14033507336637066,"d":"0.1403"},{"v":0.14033507336637066,"d":"0.1403"},{"v":0.14033507336637066,"d":"0.1403"},{"v":0.14033507336637066,"d":"0.1403"},0.05,0.43,0.43,95,95,"",""]
["Archer Daniels Midland Columbus","57046_B_CFB2",57046,"B","CFB2","","Coal Steam","","SPP_NEBR","Nebraska",31,"PLATTE",141,"31141",30,11429,2010,9999,"FBC","dry","Y","Subbituminous","","",91.6,91.6,"CF","SNCR","",2010,"B","B","NA","","","",0.9871764705882351,{"v":0.14033507336637066,"d":"0.1403"},{"v":0.14033507336637066,"d":"0.1403"},{"v":0.14033507336637066,"d":"0.1403"},{"v":0.14033507336637066,"d":"0.1403"},0.05,0.43,0.43,95,95,"",""]
["Platte","59_B_1",59,"B","1",56,"Coal Steam","","SPP_NEBR","Nebraska",31,"HALL",79,"31079",100,11053,1982,9999,"tangential","dry","N","Subbituminous","Wet Scrubber",2014,97.28,97.28,"other","","","","ESPH + B","ESPH + B","No","ACI",2014,90,0.745,{"v":0.34382794690825835,"d":"0.3438"},{"v":0.34382794690825835,"d":"0.3438"},{"v":0.34382794690825835,"d":"0.3438"},{"v":0.34382794690825835,"d":"0.3438"},0.1,0.1,0.1,99,99,"",""]
["Edge Moor","593_B_3",593,"B","3",382,"Coal Steam","","PJM_EMAC","Delaware",10,"New Castle",3,"10003",86,11954,1957,9999,"tangential","dry","Y","Bituminous","Dry Scrubber",2009,93.9,93.9,"LNB","SNCR","",1996,"ESPC","ESPC","No","ACI",2009,90,0.26,{"v":0.05879308052482273,"d":"0.0588"},{"v":0.05879308052482273,"d":"0.0588"},{"v":0.05879308052482273,"d":"0.0588"},{"v":0.05879308052482273,"d":"0.0588"},0.1,0.1,0.1,98.9,99,"","",null,null,"C2G",2013]
["Edge Moor","593_B_4",593,"B","4",383,"Coal Steam","","PJM_EMAC","Delaware",10,"New Castle",3,"10003",174,11279,1966,9999,"tangential","dry","Y","Bituminous","Dry Scrubber",2009,93.9,93.9,"LNB","SNCR","",2009,"ESPC","ESPC","No","ACI",2009,90,0.26,{"v":0.09316831222066306,"d":"0.0932"},{"v":0.09316831222066306,"d":"0.0932"},{"v":0.09316831222066306,"d":"0.0932"},{"v":0.09316831222066306,"d":"0.0932"},0.1,0.1,0.1,98.9,99,"","Yes",null,null,"C2G",2013]
["Indian River Generating Station","594_B_4",594,"B","4",389,"Coal Steam","","PJM_EMAC","Delaware",10,"Sussex",5,"10005",430,11371,1980,9999,"wall","dry","N","Bituminous","Dry Scrubber",2011,92.51,92.51,"LNBO","SCR",2011,"","ESPC + B","ESPC + B","No","ACI",2008,90,0.2,{"v":0.31796248159028456,"d":"0.3180"},{"v":0.07,"d":"0.0700"},{"v":0.31796248159028456,"d":"0.3180"},{"v":0.07,"d":"0.0700"},0.1,0.1,0.1,97.51,99,"","Yes"]
["Whelan Energy Center","60_B_1",60,"B","1",57,"Coal Steam","","SPP_NEBR","Nebraska",31,"Adams",1,"31001",77,11237,1981,9999,"tangential","dry","N","Subbituminous","","","","","OFA","","","","ESPC","ESPC","No","ACI",2016,90,0.696,{"v":0.34639113484309253,"d":"0.3464"},{"v":0.34639113484309253,"d":"0.3464"},{"v":0.14581391457608958,"d":"0.1458"},{"v":0.14581391457608958,"d":"0.1458"},0.1,0.1,0.1,"","","","Yes"]
["Whelan Energy Center","60_B_2",60,"B","2",90669,"Coal Steam","","SPP_NEBR","Nebraska",31,"Adams",1,"31001",220,10896,2011,9999,"wall","dry","N","Subbituminous","Dry Scrubber",2011,90.5,90.5,"LNB + OFA","SCR",2011,"","ESPC + B","ESPC + B","No","ACI",2011,90,0.12,{"v":0.07272521574160967,"d":"0.0727"},{"v":0.07272521574160967,"d":"0.0727"},{"v":0.07272521574160967,"d":"0.0727"},{"v":0.07272521574160967,"d":"0.0727"},0.1,0.1,0.1,95.5,99,"",""]
["James H Miller Jr","6002_B_1",6002,"B","1",2669,"Coal Steam","","S_SOU","Alabama",1,"Jefferson",73,"01073",673,10270,1978,9999,"wall","dry","N","Subbituminous","Wet Scrubber",2011,95,95,"LNB","SCR",2005,"","ESPC + WS","ESPC + WS","Yes","","","",1.2,{"v":0.08431370948747524,"d":"0.0843"},{"v":0.08431370948747524,"d":"0.0843"},{"v":0.08431370948747524,"d":"0.0843"},{"v":0.08431370948747524,"d":"0.0843"},0.1,0.84,0.56,99,99,"","Yes"]
["James H Miller Jr","6002_B_2",6002,"B","2",2670,"Coal Steam","","S_SOU","Alabama",1,"Jefferson",73,"01073",665,10330,1985,9999,"wall","dry","N","Subbituminous","Wet Scrubber",2010,95,95,"LNB","SCR",2005,"","ESPC + WS","ESPC + WS","Yes","","","",1.2,{"v":0.1056060926523205,"d":"0.1056"},{"v":0.1,"d":"0.1000"},{"v":0.1056060926523205,"d":"0.1056"},{"v":0.1,"d":"0.1000"},0.1,0.84,0.56,99,99,"","Yes"]
["James H Miller Jr","6002_B_3",6002,"B","3",2671,"Coal Steam","","S_SOU","Alabama",1,"Jefferson",73,"01073",669,10230,1989,9999,"wall","dry","N","Subbituminous","Wet Scrubber",2009,95,95,"LNB","SCR",2003,"","ESPC + WS","ESPC + WS","No","","","",1.2,{"v":0.1,"d":"0.1000"},{"v":0.1,"d":"0.1000"},{"v":0.1,"d":"0.1000"},{"v":0.1,"d":"0.1000"},0.1,0.84,0.56,99,99,"",""]
["James H Miller Jr","6002_B_4",6002,"B","4",2672,"Coal Steam","","S_SOU","Alabama",1,"Jefferson",73,"01073",669,10150,1991,9999,"wall","dry","N","Subbituminous","Wet Scrubber",2010,95,95,"LNB","SCR",2002,"","ESPC + WS","ESPC + WS","No","","","",1.2,{"v":0.07682343370235827,"d":"0.0768"},{"v":0.07682343370235827,"d":"0.0768"},{"v":0.07682343370235827,"d":"0.0768"},{"v":0.07682343370235827,"d":"0.0768"},0.1,0.84,0.56,99,99,"",""]
["FirstEnergy Pleasants Power Station","6004_B_1",6004,"B","1",2673,"Coal Steam","","PJM_AP","West Virginia",54,"Pleasants",73,"54073",644,10163,1979,9999,"wall","dry","N","Bituminous","Wet Scrubber",1979,90,90,"LNB","SCR",2003,"","ESPC + WS","ESPC + WS","No","","","",1.2,{"v":0.24282,"d":"0.2428"},{"v":0.1,"d":"0.1000"},{"v":0.24282,"d":"0.2428"},{"v":0.1,"d":"0.1000"},0.1,0.84,0.56,95,97,"","Yes"]
["FirstEnergy Pleasants Power Station","6004_B_2",6004,"B","2",2674,"Coal Steam","","PJM_AP","West Virginia",54,"Pleasants",73,"54073",644,10064,1980,9999,"wall","dry","N","Bituminous","Wet Scrubber",1980,90,90,"LNB + OFA","SCR",2003,"","ESPC + WS","ESPC + WS","No","","","",1.2,{"v":0.40121,"d":"0.4012"},{"v":0.1,"d":"0.1000"},{"v":0.40121,"d":"0.4012"},{"v":0.1,"d":"0.1000"},0.1,0.84,0.56,95,99,"","Yes"]
["White Bluff","6009_B_1",6009,"B","1",2675,"Coal Steam","","S_D_REST","Arkansas",5,"Jefferson",69,"05069",815,10288,1980,9999,"tangential","wet","N","Subbituminous","","","","","OFA","","","","ESPC","ESPC","No","ACI",2016,90,1.2,{"v":0.27726409405240277,"d":"0.2773"},{"v":0.27726409405240277,"d":"0.2773"},{"v":0.13573531632526076,"d":"0.1357"},{"v":0.13573531632526076,"d":"0.1357"},0.1,0.1,0.1,"","","","Yes"]
["White Bluff","6009_B_2",6009,"B","2",2676,"Coal Steam","","S_D_REST","Arkansas",5,"Jefferson",69,"05069",844,10175,1981,9999,"tangential","wet","N","Subbituminous","","","","","OFA","","","","ESPC","ESPC","No","ACI",2016,90,1.2,{"v":0.29832777470974065,"d":"0.2983"},{"v":0.29832777470974065,"d":"0.2983"},{"v":0.1398110475751836,"d":"0.1398"},{"v":0.1398110475751836,"d":"0.1398"},0.1,0.1,0.1,"","","","Yes"]
["Duck Creek","6016_B_1",6016,"B","1",2679,"Coal Steam","","MIS_IL","Illinois",17,"Fulton",57,"17057",410,10735,1976,9999,"wall","dry","N","Bituminous, Subbituminous","Wet Scrubber",1976,92.5,92.5,"LNB","SCR",2003,"","ESPC","ESPC","No","","","",0.5,{"v":0.09314256826138902,"d":"0.0931"},{"v":0.09314256826138902,"d":"0.0931"},{"v":0.09314256826138902,"d":"0.0931"},{"v":0.09314256826138902,"d":"0.0931"},0.1,0.84,0.56,97.5,99,"","Yes"]
["Newton","6017_B_1",6017,"B","1",2680,"Coal Steam","","MIS_IL","Illinois",17,"Jasper",79,"17079",598,10293,1977,9999,"tangential","dry","N","Bituminous, Subbituminous","Wet Scrubber",2019,96,96,"LNC3","","","","ESPC","ESPC","Yes","ACI",2009,90,0.5,{"v":0.09972574002081071,"d":"0.0997"},{"v":0.09972574002081071,"d":"0.0997"},{"v":0.09972574002081071,"d":"0.0997"},{"v":0.09972574002081071,"d":"0.0997"},0.1,0.1,0.1,99,99,"","Yes"]
["Newton","6017_B_2",6017,"B","2",2681,"Coal Steam","","MIS_IL","Illinois",17,"Jasper",79,"17079",599,10309,1982,9999,"tangential","dry","N","Bituminous, Subbituminous","Wet Scrubber",2019,96,96,"LNC3","","","","ESPC","ESPC","Yes","ACI",2009,90,0.5,{"v":0.10716811580562281,"d":"0.1072"},{"v":0.10716811580562281,"d":"0.1072"},{"v":0.10716811580562281,"d":"0.1072"},{"v":0.10716811580562281,"d":"0.1072"},0.1,0.1,0.1,99,99,"","Yes"]
["East Bend","6018_B_2",6018,"B","2",2682,"Coal Steam","","PJM_West","Kentucky",21,"Boone",15,"21015",600,10603,1981,9999,"wall","dry","N","Bituminous","Wet Scrubber",1981,98.2,98.2,"LNB + OFA","SCR",2002,"","ESPH","ESPH","No","","","",1.2,{"v":0.26237297778016,"d":"0.2624"},{"v":0.1,"d":"0.1000"},{"v":0.26237297778016,"d":"0.2624"},{"v":0.1,"d":"0.1000"},0.1,0.8,1,99,99,"","Yes"]
["W H Zimmer","6019_B_1",6019,"B","1",2683,"Coal Steam","","PJM_West","Ohio",39,"Clermont",25,"39025",1300,9928,1991,9999,"wall","dry","N","Bituminous","Wet Scrubber",1991,98.2,98.2,"LNB","SCR",2004,"","ESPC","ESPC","No","","","",0.548,{"v":0.25287113410214385,"d":"0.2529"},{"v":0.07,"d":"0.0700"},{"v":0.25287113410214385,"d":"0.2529"},{"v":0.07,"d":"0.0700"},0.1,0.84,0.56,99,99,"",""]
["Brandon Shores","602_B_1",602,"B","1",395,"Coal Steam","","PJM_SMAC","Maryland",24,"Anne Arundel",3,"24003",635,10687,1984,9999,"wall","dry","N","Bituminous","Wet Scrubber",2010,98,98,"LNBO","SCR",2000,"","ESPH","ESPH","No","ACI",2010,90,1.2,{"v":0.07243510045389114,"d":"0.0724"},0.0647,{"v":0.07243510045389114,"d":"0.0724"},0.0647,0.1,0.1,0.1,99,99,"",""]
["Brandon Shores","602_B_2",602,"B","2",396,"Coal Steam","","PJM_SMAC","Maryland",24,"Anne Arundel",3,"24003",638,10645,1991,9999,"wall","dry","N","Bituminous","Wet Scrubber",2010,98,98,"LNBO","SCR",2000,"","ESPH","ESPH","No","ACI",2010,90,1.2,{"v":0.09200225008680181,"d":"0.0920"},0.0733,{"v":0.09200225008680181,"d":"0.0920"},0.0733,0.1,0.1,0.1,99,99,"",""]
["Craig","6021_B_C1",6021,"B","C1",2684,"Coal Steam","","WECC_CO","Colorado",8,"Moffat",81,"08081",428,9954,1980,9999,"wall","dry","N","Bituminous, Subbituminous","Wet Scrubber",1980,95,95,"LNBO","","","","B","B","NA","","","",0.11,{"v":0.2796236465139171,"d":"0.2796"},{"v":0.2796236465139171,"d":"0.2796"},{"v":0.2796236465139171,"d":"0.2796"},{"v":0.2796236465139171,"d":"0.2796"},0.1,0.27,0.56,99,99,"","Yes"]
["Craig","6021_B_C2",6021,"B","C2",2685,"Coal Steam","","WECC_CO","Colorado",8,"Moffat",81,"08081",428,10349,1979,9999,"wall","dry","N","Bituminous, Subbituminous","Wet Scrubber",1979,95,95,"LNBO","","","","B","B","NA","","","",0.11,{"v":0.2820747090491464,"d":"0.2821"},{"v":0.2820747090491464,"d":"0.2821"},{"v":0.2820747090491464,"d":"0.2821"},{"v":0.2820747090491464,"d":"0.2821"},0.1,0.27,0.56,99,99,"","Yes"]
["Craig","6021_B_C3",6021,"B","C3",2686,"Coal Steam","","WECC_CO","Colorado",8,"Moffat",81,"08081",448,9925,1984,9999,"wall","dry","N","Bituminous, Subbituminous","Dry Scrubber",1984,85,90,"LNBO","","","","B","B","NA","ACI",2015,90,0.15,{"v":0.2983097639068516,"d":"0.2983"},{"v":0.2983097639068516,"d":"0.2983"},{"v":0.2983097639068516,"d":"0.2983"},{"v":0.2983097639068516,"d":"0.2983"},0.1,0.1,0.1,90,99,"",""]
["Coal Creek","6030_B_1",6030,"B","1",2692,"Coal Steam","","MIS_MNWI","North Dakota",38,"McLean",55,"38055",558,10919,1979,9999,"tangential","dry","N","Lignite","Wet Scrubber",1979,90,90,"LNC3","","","","ESPC","ESPC","No","ACI",2015,90,1.2,{"v":0.2044754375031284,"d":"0.2045"},{"v":0.2044754375031284,"d":"0.2045"},{"v":0.2044754375031284,"d":"0.2045"},{"v":0.2044754375031284,"d":"0.2045"},0.1,0.1,0.1,95,99,"","Yes"]
["Coal Creek","6030_B_2",6030,"B","2",2693,"Coal Steam","","MIS_MNWI","North Dakota",38,"McLean",55,"38055",574,10912,1981,9999,"tangential","dry","N","Lignite","Wet Scrubber",1981,90,90,"LNC3","","","","ESPC","ESPC","No","ACI",2015,90,1.2,{"v":0.15251064078317056,"d":"0.1525"},{"v":0.15251064078317056,"d":"0.1525"},{"v":0.15251064078317056,"d":"0.1525"},{"v":0.15251064078317056,"d":"0.1525"},0.1,0.1,0.1,95,99,"","Yes"]
["Killen Station","6031_B_2",6031,"B","2",2694,"Coal Steam","","PJM_West","Ohio",39,"Adams",1,"39001",600,10091,1982,9999,"wall","dry","N","Bituminous","Wet Scrubber",2007,97,97,"LNB","SCR",2004,"","ESPH","ESPH","No","","","",1.2,{"v":0.38806,"d":"0.3881"},{"v":0.1,"d":"0.1000"},{"v":0.38806,"d":"0.3881"},{"v":0.1,"d":"0.1000"},0.1,0.8,1,99,99,"",""]
["Belle River","6034_B_1",6034,"B","1",2695,"Coal Steam","","MIS_LMI","Michigan",26,"st. Clair",147,"26147",642,10183,1984,9999,"wall","dry","N","Subbituminous","","",70,70,"LNB","","","","ESPC","ESPC","No","ACI",2016,90,1.2,{"v":0.21109816501776876,"d":"0.2111"},{"v":0.21109816501776876,"d":"0.2111"},{"v":0.18,"d":"0.1800"},{"v":0.18,"d":"0.1800"},0.1,0.1,0.1,90,90,"Yes","Yes",2016]
["Belle River","6034_B_2",6034,"B","2",2696,"Coal Steam","","MIS_LMI","Michigan",26,"st. Clair",147,"26147",642,10154,1985,9999,"wall","dry","N","Subbituminous","","",70,70,"LNB + OFA","","","","ESPC","ESPC","No","ACI",2016,90,1.2,{"v":0.21237413969689067,"d":"0.2124"},{"v":0.21237413969689067,"d":"0.2124"},{"v":0.21237413969689067,"d":"0.2124"},{"v":0.21237413969689067,"d":"0.2124"},0.1,0.1,0.1,90,90,"Yes","Yes",2016]
["H L Spurlock","6041_B_1",6041,"B","1",2704,"Coal Steam","","S_C_KY","Kentucky",21,"Mason",161,"21161",300,10273,1977,9999,"wall","dry","N","Bituminous","Wet Scrubber",2009,95,95,"LNB","SCR",2003,"","ESPC + WESP","ESPC + WESP","No","","","",3,{"v":0.089,"d":"0.0890"},{"v":0.089,"d":"0.0890"},{"v":0.089,"d":"0.0890"},{"v":0.089,"d":"0.0890"},0.1,0.84,0.56,96,99,"","Yes"]
["H L Spurlock","6041_B_3",6041,"B","3",89571,"Coal Steam","","S_C_KY","Kentucky",21,"Mason",161,"21161",268,10575,2005,9999,"FBC","dry","N","Bituminous","Dry Scrubber",2005,92,92,"CF","SNCR","",2005,"B","B","NA","","","",0.2,{"v":0.07,"d":"0.0700"},{"v":0.07,"d":"0.0700"},{"v":0.07,"d":"0.0700"},{"v":0.07,"d":"0.0700"},0.05,0.43,0.43,93.4,99,"",""]
["H L Spurlock","6041_B_4",6041,"B","4",90241,"Coal Steam","","S_C_KY","Kentucky",21,"Mason",161,"21161",268,10388,2009,9999,"FBC","dry","N","Bituminous","Dry Scrubber",2009,95,95,"CF","SNCR","",2008,"B","B","NA","","","",0.15,{"v":0.062,"d":"0.0620"},{"v":0.062,"d":"0.0620"},{"v":0.062,"d":"0.0620"},{"v":0.062,"d":"0.0620"},0.05,0.43,0.43,96.2,99,"",""]
["Wansley","6052_B_1",6052,"B","1",2722,"Coal Steam","","S_SOU","Georgia",13,"Heard",149,"13149",872,9783,1976,9999,"tangential","dry","N","Bituminous","Wet Scrubber",2008,95,95,"LNC3","SCR",2008,"","ESPC + WS","ESPC + WS","Yes","ACI",2016,90,{"v":5,"d":"5.00"},{"v":0.06624247175040947,"d":"0.0662"},{"v":0.06624247175040947,"d":"0.0662"},{"v":0.06624247175040947,"d":"0.0662"},{"v":0.06624247175040947,"d":"0.0662"},0.1,0.1,0.1,99,99,"","Yes"]
["Wansley","6052_B_2",6052,"B","2",2723,"Coal Steam","","S_SOU","Georgia",13,"Heard",149,"13149",872,9732,1978,9999,"tangential","dry","N","Bituminous","Wet Scrubber",2009,95,95,"LNC3","SCR",2009,"","ESPC + WS","ESPC + WS","Yes","ACI",2016,90,{"v":5,"d":"5.00"},{"v":0.06080946752887871,"d":"0.0608"},{"v":0.06080946752887871,"d":"0.0608"},{"v":0.06080946752887871,"d":"0.0608"},{"v":0.06080946752887871,"d":"0.0608"},0.1,0.1,0.1,99,99,"","Yes"]
["Big Cajun 2","6055_B_2B1",6055,"B","2B1",2724,"Coal Steam","","S_D_REST","Louisiana",22,"Pointe Coupee",77,"22077",593,10424,1981,9999,"wall","dry","N","Subbituminous","","",70,70,"LNBO","SNCR","",2014,"ESPC","ESPC","No","ACI",2015,90,0.38,{"v":0.15,"d":"0.1500"},{"v":0.15,"d":"0.1500"},{"v":0.15,"d":"0.1500"},{"v":0.15,"d":"0.1500"},0.1,0.1,0.1,90,90,"Yes","Yes",2015]
["Big Cajun 2","6055_B_2B2",6055,"B","2B2",2725,"O/G Steam","","S_D_REST","Louisiana",22,"Pointe Coupee",77,"22077",575,10427,1982,9999,"wall","dry","N","Natural Gas","","","","","LNBO","SNCR","",2014,"ESPC","ESPC","No","","","",1.2,{"v":0.15,"d":"0.1500"},{"v":0.15,"d":"0.1500"},{"v":0.15,"d":"0.1500"},{"v":0.15,"d":"0.1500"},{"$nulls":3},"","","","",null,null,"C2G",2016]
["Big Cajun 2","6055_B_2B3",6055,"B","2B3",2726,"Coal Steam","","S_D_REST","Louisiana",22,"Pointe Coupee",77,"22077",588,10261,1983,9999,"wall","dry","N","Subbituminous","","","","","LNBO","SNCR","",2014,"ESPC","ESPC","No","ACI",2015,90,0.45,{"v":0.135,"d":"0.1350"},{"v":0.135,"d":"0.1350"},{"v":0.135,"d":"0.1350"},{"v":0.135,"d":"0.1350"},0.1,0.1,0.1,"","","",""]
["R D Morrow","6061_B_1",6061,"B","1",2729,"Coal Steam","","S_SOU","Mississippi",28,"Lamar",73,"28073",180,10757,1978,9999,"wall","dry","N","Bituminous","Wet Scrubber",1978,98,98,"LNB + OFA","SNCR","",2012,"ESPH","ESPH","No","ACI",2016,90,1.2,{"v":0.49361207622205266,"d":"0.4936"},{"v":0.49361207622205266,"d":"0.4936"},{"v":0.49361207622205266,"d":"0.4936"},{"v":0.49361207622205266,"d":"0.4936"},0.1,0.1,0.1,99,99,"","Yes"]
["R D Morrow","6061_B_2",6061,"B","2",2730,"Coal Steam","","S_SOU","Mississippi",28,"Lamar",73,"28073",180,10751,1978,9999,"wall","dry","N","Bituminous","Wet Scrubber",1979,98,98,"LNB + OFA","SNCR","",2012,"ESPH","ESPH","No","ACI",2016,90,1.2,{"v":0.44288891529924984,"d":"0.4429"},{"v":0.44288891529924984,"d":"0.4429"},{"v":0.44288891529924984,"d":"0.4429"},{"v":0.44288891529924984,"d":"0.4429"},0.1,0.1,0.1,99,99,"","Yes"]
["Nearman Creek","6064_B_N1",6064,"B","N1",2731,"Coal Steam","","SPP_N","Kansas",20,"Wyandotte",209,"20209",229,11060,1981,9999,"wall","dry","N","Subbituminous","Dry Scrubber",2017,92,92,"LNBO","","","","ESPC","ESPC + B","Yes","ACI",2017,90,3,{"v":0.26,"d":"0.2600"},{"v":0.26,"d":"0.2600"},{"v":0.26,"d":"0.2600"},{"v":0.26,"d":"0.2600"},0.1,0.1,0.1,99,99,"Yes","Yes",2017]
["Iatan","6065_B_1",6065,"B","1",2733,"Coal Steam","","SPP_N","Missouri",29,"Platte",165,"29165",705,10094,1980,9999,"wall","dry","N","Subbituminous","Wet Scrubber",2009,98,98,"LNBO + OFA","SCR",2009,"","B","B","NA","ACI",2009,90,0.07,{"v":0.06839160281007091,"d":"0.0684"},{"v":0.06839160281007091,"d":"0.0684"},{"v":0.06839160281007091,"d":"0.0684"},{"v":0.06839160281007091,"d":"0.0684"},0.1,0.1,0.1,99,99,"","Yes"]
["Iatan","6065_B_2",6065,"B","2",2732,"Coal Steam","","SPP_N","Missouri",29,"Platte",165,"29165",850,10062,2010,9999,"tangential","dry","N","Subbituminous","Wet Scrubber",2010,98,98,"LNB + OFA","SCR",2010,"","B","B","NA","ACI",2010,90,0.06,{"v":0.04577342289954128,"d":"0.0458"},{"v":0.04577342289954128,"d":"0.0458"},{"v":0.04577342289954128,"d":"0.0458"},{"v":0.04577342289954128,"d":"0.0458"},0.1,0.1,0.1,99,99,"",""]
["Jeffrey Energy Center","6068_B_1",6068,"B","1",2734,"Coal Steam","","SPP_N","Kansas",20,"Pottawatomie",149,"20149",723,11172,1978,9999,"tangential","dry","N","Subbituminous","Wet Scrubber",1978,98.2,98.2,"LNB + OFA","SCR",2015,"","ESPC","ESPC + B","No","ACI",2015,90,0.07,{"v":0.22870000000000001,"d":"0.2287"},{"v":0.1,"d":"0.1000"},{"v":0.22870000000000001,"d":"0.2287"},{"v":0.1,"d":"0.1000"},0.1,0.1,0.1,99,99,"","Yes"]
["Jeffrey Energy Center","6068_B_2",6068,"B","2",2735,"Coal Steam","","SPP_N","Kansas",20,"Pottawatomie",149,"20149",725,11139,1980,9999,"tangential","dry","N","Subbituminous","Wet Scrubber",1980,98.2,98.2,"LNB + OFA","SNCR",null,2014,"ESPC","ESPC","No","ACI",2015,90,0.07,{"v":0.1,"d":"0.1000"},{"v":0.1,"d":"0.1000"},{"v":0.1,"d":"0.1000"},{"v":0.1,"d":"0.1000"},0.1,0.1,0.1,99,99,"","Yes"]
["Jeffrey Energy Center","6068_B_3",6068,"B","3",2736,"Coal Steam","","SPP_N","Kansas",20,"Pottawatomie",149,"20149",716,11165,1983,9999,"tangential","dry","N","Subbituminous","Wet Scrubber",1983,98.2,98.2,"LNB + OFA","SNCR","",2012,"ESPC","ESPC","No","ACI",2015,90,0.07,{"v":0.1,"d":"0.1000"},{"v":0.1,"d":"0.1000"},{"v":0.1,"d":"0.1000"},{"v":0.1,"d":"0.1000"},0.1,0.1,0.1,99,99,"",""]
["Trimble County","6071_B_1",6071,"B","1",2737,"Coal Steam","","S_C_KY","Kentucky",21,"Trimble",223,"21223",511,10267,1990,9999,"tangential","dry","N","Bituminous","Wet Scrubber",1990,90.7,90.7,"LNC1","SCR",2004,"","ESPC + B","ESPC + B","No","","","",0.84,{"v":0.130464620061838,"d":"0.1305"},{"v":0.1,"d":"0.1000"},{"v":0.130464620061838,"d":"0.1305"},{"v":0.1,"d":"0.1000"},0.1,0.3,0.56,95.7,99,"",""]
["Trimble County","6071_B_2",6071,"B","2",90433,"Coal Steam","","S_C_KY","Kentucky",21,"Trimble",223,"21223",732,9064,2011,9999,"wall","dry","N","Bituminous","Wet Scrubber",2010,98.2,98.2,"LNB + OFA","SCR",2010,"","ESPC + B","ESPC + B","No","ACI",2011,90,1.2,{"v":0.04407698811003384,"d":"0.0441"},{"v":0.04407698811003384,"d":"0.0441"},{"v":0.04407698811003384,"d":"0.0441"},{"v":0.04407698811003384,"d":"0.0441"},0.1,0.1,0.1,99,99,"",""]
["Victor J Daniel Jr","6073_B_1",6073,"B","1",2744,"Coal Steam","","S_SOU","Mississippi",28,"Jackson",59,"28059",510,10282,1977,9999,"tangential","wet","N","Bituminous, Subbituminous","Wet scrubber",2016,97.28,97.28,"LNB + OFA","","","","ESPC","ESPC","Yes","ACI",2016,90,1.2,{"v":0.20926120076397012,"d":"0.2093"},{"v":0.20926120076397012,"d":"0.2093"},{"v":0.20926120076397012,"d":"0.2093"},{"v":0.20926120076397012,"d":"0.2093"},0.1,0.1,0.1,99,99,"","Yes"]
["Victor J Daniel Jr","6073_B_2",6073,"B","2",2745,"Coal Steam","","S_SOU","Mississippi",28,"Jackson",59,"28059",510,10260,1981,9999,"tangential","wet","N","Bituminous, Subbituminous","Wet scrubber",2016,97.28,97.28,"LNB + OFA","","","","ESPC","ESPC","Yes","ACI",2016,90,1.2,{"v":0.2453431986958471,"d":"0.2453"},{"v":0.2453431986958471,"d":"0.2453"},{"v":0.24,"d":"0.2400"},{"v":0.24,"d":"0.2400"},0.1,0.1,0.1,99,99,"","Yes"]
["Colstrip","6076_B_1",6076,"B","1",2750,"Coal Steam","","WECC_MT","Montana",30,"Rosebud",87,"30087",307,10865,1975,9999,"tangential","dry","N","Subbituminous","Wet Scrubber",1975,58.8,90,"LNB + OFA","","","","WS","B + WS","NA","ACI",2012,90,1.2,{"v":0.32865768364349535,"d":"0.3287"},{"v":0.32865768364349535,"d":"0.3287"},{"v":0.21584612175213538,"d":"0.2158"},{"v":0.21584612175213538,"d":"0.2158"},0.1,0.1,0.1,63.8,99,"","Yes"]
["Colstrip","6076_B_2",6076,"B","2",2751,"Coal Steam","","WECC_MT","Montana",30,"Rosebud",87,"30087",307,10735,1976,9999,"tangential","dry","N","Subbituminous","Wet Scrubber",1976,58.8,90,"LNB + OFA","","","","WS","B + WS","NA","ACI",2012,90,1.2,{"v":0.32599190492512553,"d":"0.3260"},{"v":0.32599190492512553,"d":"0.3260"},{"v":0.21409537005380097,"d":"0.2141"},{"v":0.21409537005380097,"d":"0.2141"},0.1,0.1,0.1,63.8,99,"","Yes"]
["Colstrip","6076_B_3",6076,"B","3",2752,"Coal Steam","","WECC_MT","Montana",30,"Rosebud",87,"30087",740,10819,1984,9999,"tangential","dry","N","Subbituminous","Wet Scrubber",1984,95,95,"LNC3","","","","WS","B + WS","NA","ACI",2012,90,0.1,{"v":0.16885559044471898,"d":"0.1689"},{"v":0.16885559044471898,"d":"0.1689"},{"v":0.16885559044471898,"d":"0.1689"},{"v":0.16885559044471898,"d":"0.1689"},0.1,0.1,0.1,99,99,"",""]
["Colstrip","6076_B_4",6076,"B","4",2753,"Coal Steam","","WECC_MT","Montana",30,"Rosebud",87,"30087",740,10735,1986,9999,"tangential","dry","N","Subbituminous","Wet Scrubber",1986,95,95,"LNC3","","","","WS","B + WS","NA","ACI",2012,90,0.1,{"v":0.171750046608351,"d":"0.1718"},{"v":0.171750046608351,"d":"0.1718"},{"v":0.171750046608351,"d":"0.1718"},{"v":0.171750046608351,"d":"0.1718"},0.1,0.1,0.1,99,99,"",""]
["Gerald Gentleman","6077_B_1",6077,"B","1",2754,"Coal Steam","","SPP_NEBR","Nebraska",31,"Lincoln",111,"31111",665,10251,1979,9999,"wall","dry","N","Subbituminous","","","","","LNB + OFA","","","","B","B","NA","ACI",2016,90,0.615,{"v":0.19742527375286964,"d":"0.1974"},{"v":0.19742527375286964,"d":"0.1974"},{"v":0.19742527375286964,"d":"0.1974"},{"v":0.19742527375286964,"d":"0.1974"},0.1,0.1,0.1,"","","","Yes"]
["Gerald Gentleman","6077_B_2",6077,"B","2",2755,"Coal Steam","","SPP_NEBR","Nebraska",31,"Lincoln",111,"31111",700,10311,1982,9999,"wall","dry","N","Subbituminous","","","","","","","","","B","B","NA","ACI",2016,90,0.601,{"v":0.23,"d":"0.2300"},{"v":0.23,"d":"0.2300"},{"v":0.18,"d":"0.1800"},{"v":0.18,"d":"0.1800"},0.1,0.1,0.1,"","","",""]
["AES Somerset LLC","6082_B_1",6082,"B","1",2761,"Coal Steam","","NY_Z_A&B","New York",36,"Niagara",63,"36063",686,9631,1984,9999,"wall","dry","N","Bituminous","Wet Scrubber",1984,90,90,"LNB","SCR",1999,"","ESPC","ESPC","No","","","",0.6,{"v":0.1,"d":"0.1000"},{"v":0.1,"d":"0.1000"},{"v":0.1,"d":"0.1000"},{"v":0.1,"d":"0.1000"},0.1,0.84,0.56,95,99,"",""]
["R M Schahfer","6085_B_14",6085,"B","14",2762,"Coal Steam","","MIS_INKY","Indiana",18,"Jasper",73,"18073",431,11001,1976,9999,"cyclone","wet","N","Bituminous, Subbituminous","Wet Scrubber",2013,97.28,97.28,"OFA","SCR",2004,"","ESPC","ESPC","No","ACI",2015,90,0.08,{"v":0.1,"d":"0.1000"},{"v":0.1,"d":"0.1000"},{"v":0.1,"d":"0.1000"},{"v":0.1,"d":"0.1000"},0.1,0.1,0.1,99,99,"","Yes"]
["R M Schahfer","6085_B_15",6085,"B","15",2763,"Coal Steam","","MIS_INKY","Indiana",18,"Jasper",73,"18073",472,11223,1979,9999,"wall","dry","N","Subbituminous","Wet Scrubber",2015,97.28,97.28,"LNB + OFA","SNCR","",2014,"ESPC","ESPC","Yes","ACI",2015,90,0.08,{"v":0.15998891802745727,"d":"0.1600"},{"v":0.15998891802745727,"d":"0.1600"},{"v":0.15998891802745727,"d":"0.1600"},{"v":0.15998891802745727,"d":"0.1600"},0.1,0.1,0.1,99,99,"","Yes"]
["R M Schahfer","6085_B_17",6085,"B","17",2764,"Coal Steam","","MIS_INKY","Indiana",18,"Jasper",73,"18073",361,11596,1983,9999,"tangential","dry","N","Bituminous","Wet Scrubber",1983,97,97,"LNC3","","","","ESPC","ESPC","No","","","",0.62,{"v":0.18293918103181162,"d":"0.1829"},{"v":0.18293918103181162,"d":"0.1829"},{"v":0.18293918103181162,"d":"0.1829"},{"v":0.18293918103181162,"d":"0.1829"},0.34,0.84,0.56,99,99,"",""]
["R M Schahfer","6085_B_18",6085,"B","18",2765,"Coal Steam","","MIS_INKY","Indiana",18,"Jasper",73,"18073",361,11434,1986,9999,"tangential","dry","N","Bituminous","Wet Scrubber",1986,97,97,"LNC3","","","","ESPC","ESPC","No","","","",0.62,{"v":0.1859021125558927,"d":"0.1859"},{"v":0.1859021125558927,"d":"0.1859"},{"v":0.1859021125558927,"d":"0.1859"},{"v":0.1859021125558927,"d":"0.1859"},0.34,0.84,0.56,99,99,"",""]
["Lewis & Clark","6089_B_B1",6089,"B","B1",2766,"Coal Steam","","MIS_MAPP","Montana",30,"Richland",83,"30083",52,12622,1958,9999,"tangential","dry","N","Lignite, Subbituminous","Wet Scrubber",1975,98,98,"LNC1","","","","WS","B + WS","NA","ACI",2011,90,2,{"v":0.37795168537479845,"d":"0.3780"},{"v":0.37795168537479845,"d":"0.3780"},{"v":0.24821998558939853,"d":"0.2482"},{"v":0.24821998558939853,"d":"0.2482"},0.1,0.1,0.1,99,99,"",""]
["Sherburne County","6090_B_1",6090,"B","1",2767,"Coal Steam","","MIS_MNWI","Minnesota",27,"Sherburne",141,"27141",697,10360,1976,9999,"tangential","dry","Y","Subbituminous","Wet Scrubber",1976,98,98,"LNC3","","","","ESPC + WS","ESPC + WS","No","ACI",2014,90,0.05,{"v":0.15,"d":"0.1500"},{"v":0.15,"d":"0.1500"},{"v":0.15,"d":"0.1500"},{"v":0.15,"d":"0.1500"},0.1,0.1,0.1,55,99,"","Yes"]
["Sherburne County","6090_B_2",6090,"B","2",2768,"Coal Steam","","MIS_MNWI","Minnesota",27,"Sherburne",141,"27141",705,10050,1977,9999,"tangential","dry","Y","Subbituminous","Wet Scrubber",1977,98,98,"LNC3","","","","ESPC + WS","ESPC + WS","No","ACI",2014,90,0.05,{"v":0.15,"d":"0.1500"},{"v":0.15,"d":"0.1500"},{"v":0.15,"d":"0.1500"},{"v":0.15,"d":"0.1500"},0.1,0.1,0.1,55,99,"","Yes"]
["Sherburne County","6090_B_3",6090,"B","3",2769,"Coal Steam","","MIS_MNWI","Minnesota",27,"Sherburne",141,"27141",894,10290,1987,9999,"wall","dry","N","Subbituminous","Dry Scrubber",1987,72.3,90,"AA + LNB","","","","B","B","NA","ACI",2009,90,0.29,{"v":0.15218097500006575,"d":"0.1522"},{"v":0.15218097500006575,"d":"0.1522"},{"v":0.15218097500006575,"d":"0.1522"},{"v":0.15218097500006575,"d":"0.1522"},0.1,0.1,0.1,77.3,99,"",""]
["FirstEnergy Bruce Mansfield","6094_B_1",6094,"B","1",2770,"Coal Steam","","PJM_ATSI","Pennsylvania",42,"Beaver",7,"42007",830,10277,1976,9999,"wall","dry","N","Bituminous, Subbituminous","Wet Scrubber",1976,95,95,"LNBO","SCR",1994,"","WS","B + WS","NA","","","",0.6,{"v":0.12,"d":"0.1200"},{"v":0.1,"d":"0.1000"},{"v":0.12,"d":"0.1200"},{"v":0.1,"d":"0.1000"},0.1,0.27,0.56,98,98,"","Yes"]
["FirstEnergy Bruce Mansfield","6094_B_2",6094,"B","2",2771,"Coal Steam","","PJM_ATSI","Pennsylvania",42,"Beaver",7,"42007",830,10130,1977,9999,"wall","dry","N","Bituminous, Subbituminous","Wet Scrubber",1977,95,95,"LNBO","SCR",1995,"","WS","B + WS","NA","","","",0.6,{"v":0.16302,"d":"0.1630"},{"v":0.1,"d":"0.1000"},{"v":0.16302,"d":"0.1630"},{"v":0.1,"d":"0.1000"},0.1,0.27,0.56,99,99,"","Yes"]
["FirstEnergy Bruce Mansfield","6094_B_3",6094,"B","3",2772,"Coal Steam","","PJM_ATSI","Pennsylvania",42,"Beaver",7,"42007",850,10116,1980,9999,"wall","dry","N","Bituminous, Subbituminous","Wet Scrubber",1979,95,95,"LNBO","SCR",2004,"","ESPC + WS","ESPC + B + WS","No","","","",0.6,{"v":0.12,"d":"0.1200"},0.0766,{"v":0.12,"d":"0.1200"},0.0766,0.1,0.3,0.56,99,99,"","Yes"]
["Sooner","6095_B_1",6095,"B","1",2773,"Coal Steam","","SPP_WEST","Oklahoma",40,"Noble",103,"40103",522,10268,1979,9999,"tangential","dry","N","Subbituminous","Dry Scrubber",2019,92,92,"LNB + OFA","","","","ESPC","ESPC","No","ACI",2016,90,1.2,{"v":0.3196533622701744,"d":"0.3197"},{"v":0.3196533622701744,"d":"0.3197"},{"v":0.1430403621074762,"d":"0.1430"},{"v":0.1430403621074762,"d":"0.1430"},0.1,0.1,0.1,99,99,"","Yes"]
["Sooner","6095_B_2",6095,"B","2",2774,"Coal Steam","","SPP_WEST","Oklahoma",40,"Noble",103,"40103",524,10282,1980,9999,"tangential","dry","N","Subbituminous","Dry Scrubber",2019,92,92,"LNB + OFA","","","","ESPC","ESPC + B","No","ACI",2016,90,1.2,{"v":0.3182253575501815,"d":"0.3182"},{"v":0.3182253575501815,"d":"0.3182"},{"v":0.14285231818092967,"d":"0.1429"},{"v":0.14285231818092967,"d":"0.1429"},0.1,0.1,0.1,99,99,"","Yes"]
["Nebraska City","6096_B_1",6096,"B","1",2775,"Coal Steam","","SPP_NEBR","Nebraska",31,"Otoe",131,"31131",648,10027,1979,9999,"wall","dry","N","Subbituminous","","",70,70,"LNB + OFA","","","","ESPC","ESPC","Yes","ACI",2016,90,0.727,{"v":0.20643357933463682,"d":"0.2064"},{"v":0.20643357933463682,"d":"0.2064"},{"v":0.20643357933463682,"d":"0.2064"},{"v":0.20643357933463682,"d":"0.2064"},0.1,0.1,0.1,90,90,"Yes","Yes",2016]
["Nebraska City","6096_B_2",6096,"B","2",90278,"Coal Steam","","SPP_NEBR","Nebraska",31,"Otoe",131,"31131",682,10063,2009,9999,"wall","dry","N","Subbituminous","Dry Scrubber",2011,95,95,"LNB + OFA","SCR",2011,"","B","B","NA","ACI",2011,90,0.095,0.5446,{"v":0.06689041361671447,"d":"0.0669"},0.5446,{"v":0.06689041361671447,"d":"0.0669"},0.1,0.1,0.1,99,99,"",""]
["Big Stone","6098_B_1",6098,"B","1",2776,"Coal Steam","","MIS_MAPP","South Dakota",46,"Grant",51,"46051",475,10758,1975,9999,"cyclone","wet","Y","Subbituminous","Dry Scrubber",2015,92.51,92.51,"OFA","SCR",2015,"","B","B","NA","ACI",2015,90,3,{"v":0.7092991214553791,"d":"0.7093"},0.0709,{"v":0.7092991214553791,"d":"0.7093"},0.0709,0.1,0.1,0.1,99,99,"","Yes"]
["Wyodak","6101_B_BW91",6101,"B","BW91",2777,"Coal Steam","","WECC_WY","Wyoming",56,"Campbell",5,"56005",335,11669,1978,9999,"wall","dry","N","Subbituminous","Dry Scrubber",1986,75.2,90,"LNBO","","","","ESPC + B","ESPC + B","No","ACI",2015,90,0.16,{"v":0.21367215081693028,"d":"0.2137"},{"v":0.21367215081693028,"d":"0.2137"},{"v":0.21367215081693028,"d":"0.2137"},{"v":0.21367215081693028,"d":"0.2137"},0.1,0.1,0.1,80.2,99,"","Yes"]
["Boardman","6106_B_1SG",6106,"B","1SG",2778,"Coal Steam","","WECC_PNW","Oregon",41,"Morrow",49,"41049",585,9820,1980,2021,"wall","dry","N","Bituminous, Subbituminous","","",70,70,"LNBO","","","","ESPC","ESPC","No","ACI",2013,90,1.2,{"v":0.2653394655834523,"d":"0.2653"},{"v":0.2653394655834523,"d":"0.2653"},{"v":0.2653394655834523,"d":"0.2653"},{"v":0.2653394655834523,"d":"0.2653"},0.1,0.1,0.1,90,90,"Yes","Yes"]
["Gibson","6113_B_1",6113,"B","1",2782,"Coal Steam","","MIS_INKY","Indiana",18,"Gibson",51,"18051",630,10092,1975,9999,"wall","dry","N","Bituminous","Wet Scrubber",2007,97,97,"LNBO","SCR",2000,"","ESPC","ESPC","No","ACI",2015,90,3.19,0.1048,{"v":0.1,"d":"0.1000"},0.1048,{"v":0.1,"d":"0.1000"},0.1,0.1,0.1,99,99,"","Yes"]
["Gibson","6113_B_2",6113,"B","2",2783,"Coal Steam","","MIS_INKY","Indiana",18,"Gibson",51,"18051",630,10202,1975,9999,"wall","dry","N","Bituminous","Wet Scrubber",2007,97,97,"LNBO","SCR",2002,"","ESPC","ESPC","No","ACI",2015,90,3.19,{"v":0.13205064933557,"d":"0.1321"},{"v":0.1,"d":"0.1000"},{"v":0.13205064933557,"d":"0.1321"},{"v":0.1,"d":"0.1000"},0.1,0.1,0.1,99,99,"","Yes"]
["Gibson","6113_B_3",6113,"B","3",2784,"Coal Steam","","MIS_INKY","Indiana",18,"Gibson",51,"18051",630,10193,1978,9999,"wall","dry","N","Bituminous","Wet Scrubber",2006,97,97,"LNBO","SCR",2002,"","ESPC","ESPC","No","ACI",2015,90,3.19,0.2244,{"v":0.1,"d":"0.1000"},0.2244,{"v":0.1,"d":"0.1000"},0.1,0.1,0.1,99,99,"","Yes"]
["Gibson","6113_B_4",6113,"B","4",2785,"Coal Steam","","MIS_INKY","Indiana",18,"Gibson",51,"18051",622,10130,1979,9999,"wall","dry","N","Bituminous","Wet Scrubber",1994,92,92,"LNBO","SCR",2003,"","ESPC","ESPC + B","No","ACI",2015,90,0.35,{"v":0.10096,"d":"0.1010"},{"v":0.1,"d":"0.1000"},{"v":0.10096,"d":"0.1010"},{"v":0.1,"d":"0.1000"},0.1,0.1,0.1,97,99,"","Yes"]
["Gibson","6113_B_5",6113,"B","5",2786,"Coal Steam","","MIS_INKY","Indiana",18,"Gibson",51,"18051",619,10310,1982,9999,"wall","dry","N","Bituminous","Wet Scrubber",1982,95,95,"LNBO","SCR",2000,"","ESPC","ESPC + B","No","ACI",2015,90,0.75,{"v":0.337135715820883,"d":"0.3371"},{"v":0.07,"d":"0.0700"},{"v":0.337135715820883,"d":"0.3371"},{"v":0.07,"d":"0.0700"},0.1,0.1,0.1,99,99,"",""]
["Gibbons Creek","6136_B_1",6136,"B","1",2796,"Coal Steam","","ERC_REST","Texas",48,"Grimes",185,"48185",466,9992,1983,9999,"tangential","dry","N","Subbituminous","Wet Scrubber",1983,90,90,"LNC1","","","","ESPC","ESPC + B","No","","","",1.2,{"v":0.12376851584103728,"d":"0.1238"},{"v":0.12376851584103728,"d":"0.1238"},{"v":0.12,"d":"0.1200"},{"v":0.12,"d":"0.1200"},0.3,0.3,0.56,95,99,"",""]
["A B Brown","6137_B_1",6137,"B","1",2797,"Coal Steam","","MIS_INKY","Indiana",18,"Posey",129,"18129",245,11365,1979,9999,"wall","dry","N","Bituminous","Wet Scrubber",1979,85,90,"LNB","SCR",2000,"","B","B","NA","","","",0.727,{"v":0.1541485639965795,"d":"0.1541"},{"v":0.1,"d":"0.1000"},{"v":0.1541485639965795,"d":"0.1541"},{"v":0.1,"d":"0.1000"},0.1,0.27,0.56,90,99,"","Yes"]
["A B Brown","6137_B_2",6137,"B","2",2798,"Coal Steam","","MIS_INKY","Indiana",18,"Posey",129,"18129",245,11232,1986,9999,"wall","dry","N","Bituminous","Wet Scrubber",1986,90,90,"LNB","SCR",2000,"","ESPC","ESPC","No","","","",0.588,{"v":0.1398523609873978,"d":"0.1399"},{"v":0.1,"d":"0.1000"},{"v":0.1398523609873978,"d":"0.1399"},{"v":0.1,"d":"0.1000"},0.1,0.84,0.56,95,99,"",""]
["Flint Creek","6138_B_1",6138,"B","1",2800,"Coal Steam","","SPP_WEST","Arkansas",5,"Benton",7,"05007",528,10363,1978,9999,"wall","dry","N","Subbituminous","Dry Scrubber",2016,92,92,"LNB + OFA","","","","ESPH + B","ESPH + B","No","ACI",2016,90,1.2,{"v":0.2672383249810602,"d":"0.2672"},{"v":0.2672383249810602,"d":"0.2672"},{"v":0.2672383249810602,"d":"0.2672"},{"v":0.2672383249810602,"d":"0.2672"},0.1,0.1,0.1,90,90,"","Yes"]
["Welsh","6139_B_1",6139,"B","1",2801,"Coal Steam","","SPP_WEST","Texas",48,"Titus",449,"48449",528,10443,1977,9999,"wall","dry","N","Subbituminous","","","","","LNBO","","","","B","B","NA","ACI",2016,90,1.2,{"v":0.19439523895196492,"d":"0.1944"},{"v":0.19439523895196492,"d":"0.1944"},{"v":0.19439523895196492,"d":"0.1944"},{"v":0.19439523895196492,"d":"0.1944"},0.1,0.1,0.1,"","","","Yes"]
["Welsh","6139_B_3",6139,"B","3",2803,"Coal Steam","","SPP_WEST","Texas",48,"Titus",449,"48449",528,10427,1982,9999,"wall","dry","N","Subbituminous",null,null,0,0,"LNBO","","","","B","B","NA","ACI",2016,90,1.12,{"v":0.2071729258236222,"d":"0.2072"},{"v":0.2071729258236222,"d":"0.2072"},{"v":0.2071729258236222,"d":"0.2072"},{"v":0.2071729258236222,"d":"0.2072"},0.1,0.1,0.1,0,0,"",""]
["Martin Lake","6146_B_1",6146,"B","1",2804,"Coal Steam","","ERC_REST","Texas",48,"Rusk",401,"48401",805,11102,1977,9999,"tangential","dry","N","Lignite, Subbituminous","Wet Scrubber",1977,95,95,"LNC2","","","","ESPC","ESPC","Yes","ACI",2009,90,1.2,{"v":0.17283190720743422,"d":"0.1728"},{"v":0.17283190720743422,"d":"0.1728"},{"v":0.17,"d":"0.1700"},{"v":0.17,"d":"0.1700"},0.1,0.1,0.1,78.4,78.4,"","Yes"]
["Martin Lake","6146_B_2",6146,"B","2",2805,"Coal Steam","","ERC_REST","Texas",48,"Rusk",401,"48401",810,11102,1978,9999,"tangential","dry","N","Lignite, Subbituminous","Wet Scrubber",1978,95,95,"LNC2","","","","ESPC","ESPC","Yes","ACI",2009,90,1.2,{"v":0.15633212200219943,"d":"0.1563"},{"v":0.15633212200219943,"d":"0.1563"},{"v":0.15633212200219943,"d":"0.1563"},{"v":0.15633212200219943,"d":"0.1563"},0.1,0.1,0.1,79.9,79.9,"","Yes"]
["Martin Lake","6146_B_3",6146,"B","3",2806,"Coal Steam","","ERC_REST","Texas",48,"Rusk",401,"48401",810,11074,1979,9999,"tangential","dry","N","Lignite, Subbituminous","Wet Scrubber",1979,95,95,"LNC2","","","","ESPC","ESPC","Yes","ACI",2009,90,1.2,{"v":0.16080519804417123,"d":"0.1608"},{"v":0.16080519804417123,"d":"0.1608"},{"v":0.16080519804417123,"d":"0.1608"},{"v":0.16080519804417123,"d":"0.1608"},0.1,0.1,0.1,76.8,76.8,"","Yes"]
["Monticello","6147_B_3",6147,"B","3",2809,"Coal Steam","","ERC_REST","Texas",48,"Titus",449,"48449",760,11398,1978,9999,"wall","dry","N","Lignite, Subbituminous","Wet Scrubber",1978,95,95,"LNBO","SNCR","",2008,"ESPC","ESPC","Yes","ACI",2009,90,1.2,{"v":0.16655099192352646,"d":"0.1666"},{"v":0.16655099192352646,"d":"0.1666"},{"v":0.16655099192352646,"d":"0.1666"},{"v":0.16655099192352646,"d":"0.1666"},0.1,0.1,0.1,61.7,61.7,"","Yes"]
["Rush Island","6155_B_1",6155,"B","1",2813,"Coal Steam","","MIS_MO","Missouri",29,"Jefferson",99,"29099",601,10161,1976,9999,"tangential","dry","N","Subbituminous","","","","","LNC3","","","","ESPC","ESPC","Yes","ACI",2015,90,2.3000000000000003,{"v":0.08981898351962796,"d":"0.0898"},{"v":0.08981898351962796,"d":"0.0898"},{"v":0.08981898351962796,"d":"0.0898"},{"v":0.08981898351962796,"d":"0.0898"},0.1,0.1,0.1,"","","","Yes"]
["Rush Island","6155_B_2",6155,"B","2",2814,"Coal Steam","","MIS_MO","Missouri",29,"Jefferson",99,"29099",603,10232,1977,9999,"tangential","dry","N","Subbituminous","","","","","LNC3","","","","ESPC","ESPC","Yes","ACI",2015,90,2.3000000000000003,{"v":0.08173245275681329,"d":"0.0817"},{"v":0.08173245275681329,"d":"0.0817"},{"v":0.08173245275681329,"d":"0.0817"},{"v":0.08173245275681329,"d":"0.0817"},0.1,0.1,0.1,"","","","Yes"]
["Hunter","6165_B_1",6165,"B","1",2816,"Coal Steam","","WECC_UT","Utah",49,"Emery",15,"49015",446,10760,1978,9999,"tangential","dry","N","Bituminous","Wet Scrubber",1978,80,90,"LNB + OFA","","","","ESPC + B","ESPC + B","Yes","","","",0.12,{"v":0.35503110442502295,"d":"0.3550"},{"v":0.35503110442502295,"d":"0.3550"},{"v":0.2637780303614123,"d":"0.2638"},{"v":0.2637780303614123,"d":"0.2638"},0.3,0.3,0.56,85,99,"","Yes"]
["Hunter","6165_B_2",6165,"B","2",2817,"Coal Steam","","WECC_UT","Utah",49,"Emery",15,"49015",430,10755,1980,9999,"tangential","dry","N","Bituminous","Wet Scrubber",1980,80,90,"LNC2","","","","B","B","NA","","","",0.12,{"v":0.24189064995379644,"d":"0.2419"},{"v":0.24189064995379644,"d":"0.2419"},{"v":0.24,"d":"0.2400"},{"v":0.24,"d":"0.2400"},0.1,0.27,0.56,85,99,"","Yes"]
["Hunter","6165_B_3",6165,"B","3",2818,"Coal Steam","","WECC_UT","Utah",49,"Emery",15,"49015",460,10681,1983,9999,"wall","dry","N","Bituminous","Wet Scrubber",1983,90,90,"LNBO","","","","B + WS","B + WS","NA","","","",0.12,{"v":0.3078702327177699,"d":"0.3079"},{"v":0.3078702327177699,"d":"0.3079"},{"v":0.3078702327177699,"d":"0.3079"},{"v":0.3078702327177699,"d":"0.3079"},0.1,0.27,0.56,95,99,"",""]
["Rockport","6166_B_MB1",6166,"B","MB1",2819,"Coal Steam","","PJM_West","Indiana",18,"Spencer",147,"18147",1310,9695,1984,9999,"wall","dry","N","Bituminous, Subbituminous","Wet Scrubber",2015,96,96,"LNB + OFA","SCR",2017,"","ESPC","ESPC","No","ACI",2009,90,1.2,{"v":0.24067312111345776,"d":"0.2407"},{"v":0.24067312111345776,"d":"0.2407"},{"v":0.24067312111345776,"d":"0.2407"},{"v":0.24067312111345776,"d":"0.2407"},0.1,0.1,0.1,99,99,"Yes","",2015]
["Rockport","6166_B_MB2",6166,"B","MB2",2820,"Coal Steam","","PJM_West","Indiana",18,"Spencer",147,"18147",1300,9724,1989,9999,"wall","dry","N","Bituminous, Subbituminous","Wet Scrubber",2015,96,96,"LNB + OFA","SCR",2019,"","ESPC","ESPC","No","ACI",2009,90,1.2,{"v":0.24729052047959574,"d":"0.2473"},{"v":0.24729052047959574,"d":"0.2473"},{"v":0.24729052047959574,"d":"0.2473"},{"v":0.24729052047959574,"d":"0.2473"},0.1,0.1,0.1,99,99,"Yes","",2015]
["Pleasant Prairie","6170_B_1",6170,"B","1",2821,"Coal Steam","","MIS_WUMS","Wisconsin",55,"Kenosha",59,"55059",594,10980,1980,9999,"wall","dry","N","Subbituminous","Wet Scrubber",2006,95,95,"LNB","SCR",2006,"","ESPC","ESPC","No","ACI",2016,90,0.1,{"v":0.0661885750417617,"d":"0.0662"},{"v":0.0661885750417617,"d":"0.0662"},{"v":0.0661885750417617,"d":"0.0662"},{"v":0.0661885750417617,"d":"0.0662"},0.1,0.1,0.1,99,99,"","Yes"]
["Pleasant Prairie","6170_B_2",6170,"B","2",2822,"Coal Steam","","MIS_WUMS","Wisconsin",55,"Kenosha",59,"55059",594,11024,1985,9999,"wall","dry","N","Subbituminous","Wet Scrubber",2006,95,95,"LNB","SCR",2003,"","ESPC","ESPC","No","ACI",2015,90,0.1,{"v":0.06644662208646004,"d":"0.0664"},{"v":0.06644662208646004,"d":"0.0664"},{"v":0.06644662208646004,"d":"0.0664"},{"v":0.06644662208646004,"d":"0.0664"},0.1,0.1,0.1,99,99,"",""]
["Coleto Creek","6178_B_1",6178,"B","1",2826,"Coal Steam","","ERC_REST","Texas",48,"Goliad",175,"48175",592,10255,1980,9999,"tangential","wet","N","Bituminous, Subbituminous","","","","","LNC3","","","","B","B","NA","ACI",2016,90,1.2,{"v":0.1291820431300227,"d":"0.1292"},{"v":0.1291820431300227,"d":"0.1292"},{"v":0.1291820431300227,"d":"0.1292"},{"v":0.1291820431300227,"d":"0.1292"},0.1,0.1,0.1,"","","","Yes"]
["Fayette Power Project","6179_B_1",6179,"B","1",2827,"Coal Steam","","ERC_REST","Texas",48,"Fayette",149,"48149",598,10166,1979,9999,"tangential","dry","N","Subbituminous","Wet Scrubber",2009,97,97,"LNC3","","","","ESPC","ESPC","No","ACI",2016,90,1.2,{"v":0.11834186085792534,"d":"0.1183"},{"v":0.11834186085792534,"d":"0.1183"},{"v":0.11834186085792534,"d":"0.1183"},{"v":0.11834186085792534,"d":"0.1183"},0.1,0.1,0.1,99,99,"","Yes"]
["Fayette Power Project","6179_B_2",6179,"B","2",2828,"Coal Steam","","ERC_REST","Texas",48,"Fayette",149,"48149",598,10171,1980,9999,"tangential","dry","N","Subbituminous","Wet Scrubber",2009,97,97,"LNC3","","","","ESPC","ESPC","No","ACI",2016,90,1.2,{"v":0.10725797187939103,"d":"0.1073"},{"v":0.10725797187939103,"d":"0.1073"},{"v":0.10725797187939103,"d":"0.1073"},{"v":0.10725797187939103,"d":"0.1073"},0.1,0.1,0.1,99,99,"","Yes"]
["Fayette Power Project","6179_B_3",6179,"B","3",2829,"Coal Steam","","ERC_REST","Texas",48,"Fayette",149,"48149",445,10344,1988,9999,"tangential","dry","N","Subbituminous","Wet Scrubber",1988,90,90,"LNC3","","","","ESPC","ESPC","No","ACI",2016,90,0.6,{"v":0.10807921419098487,"d":"0.1081"},{"v":0.10807921419098487,"d":"0.1081"},{"v":0.10807921419098487,"d":"0.1081"},{"v":0.10807921419098487,"d":"0.1081"},0.1,0.1,0.1,95,99,"",""]
["Oak Grove","6180_B_1",6180,"B","1",2830,"Coal Steam","","ERC_REST","Texas",48,"Robertson",395,"48395",820,10475,2011,9999,"tangential","dry","N","Lignite","Wet Scrubber",2009,97.29,97.29,"LNB + OFA","SCR",2009,"","B","B","NA","ACI",2009,90,0.192,{"v":0.06664878553143266,"d":"0.0666"},{"v":0.06664878553143266,"d":"0.0666"},{"v":0.06664878553143266,"d":"0.0666"},{"v":0.06664878553143266,"d":"0.0666"},0.1,0.1,0.1,96.2,96.2,"",""]
["Oak Grove","6180_B_2",6180,"B","2",2831,"Coal Steam","","ERC_REST","Texas",48,"Robertson",395,"48395",827,10896,2011,9999,"wall","dry","N","Lignite","Wet Scrubber",2010,97.28,97.28,"LNB + OFA","SCR",2010,"","B","B","NA","ACI",2010,90,0.192,0.0648,0.0648,0.0648,0.0648,0.1,0.1,0.1,96.3,96.3,"",""]
["San Miguel","6183_B_SM-1",6183,"B","SM-1",2835,"Coal Steam","","ERC_REST","Texas",48,"Atascosa",13,"48013",391,11913,1982,9999,"wall","dry","N","Lignite","Wet Scrubber",1982,95,95,"LNB + OFA","SNCR","","","ESPC","ESPC","No","ACI","",90,1.2,{"v":0.15,"d":"0.1500"},{"v":0.15,"d":"0.1500"},{"v":0.15,"d":"0.1500"},{"v":0.15,"d":"0.1500"},0.1,0.1,0.1,99,99,"",""]
["Brame Energy Center","6190_B_2",6190,"B","2",2837,"Coal Steam","","SPP_SE","Louisiana",22,"Rapides",79,"22079",486,11246,1982,9999,"wall","dry","N","Subbituminous","","",70,70,"LNBO","SNCR","",2013,"ESPH + B","ESPH + B","Yes","ACI",2014,90,1.2,{"v":0.152378263174634,"d":"0.1524"},{"v":0.152378263174634,"d":"0.1524"},{"v":0.152378263174634,"d":"0.1524"},{"v":0.152378263174634,"d":"0.1524"},0.1,0.1,0.1,90,90,"Yes","Yes",2014]
["Brame Energy Center","6190_B_3-1",6190,"B","3-1",90034,"Coal Steam","","SPP_SE","Louisiana",22,"Rapides",79,"22079",258,11314,2010,9999,"FBC","dry","N","Bituminous, Petroleum Coke","Dry Scrubber",2010,98,98,"","SNCR","",2010,"B","B","NA","ACI",2015,90,1.2,0.0403,0.0275,0.0403,0.0275,0.1,0.1,0.1,99,99,"",""]
["Brame Energy Center","6190_B_3-2",6190,"B","3-2",90035,"Coal Steam","","SPP_SE","Louisiana",22,"Rapides",79,"22079",258,11314,2010,9999,"FBC","dry","N","Bituminous, Petroleum Coke","Dry Scrubber",2010,98,98,"","SNCR","",2010,"B","B","NA","ACI",2015,90,1.2,{"v":0.04966687620630513,"d":"0.0497"},{"v":0.04966687620630513,"d":"0.0497"},{"v":0.04966687620630513,"d":"0.0497"},{"v":0.04966687620630513,"d":"0.0497"},0.1,0.1,0.1,99,99,"",""]
["Harrington","6193_B_061B",6193,"B","061B",2838,"Coal Steam","","SPP_SPS","Texas",48,"Potter",375,"48375",339,10339,1976,2031,"tangential","dry","N","Subbituminous","","","","","LNC3","","","","ESPC","ESPC","No","ACI",2015,90,1.2,{"v":0.12,"d":"0.1200"},{"v":0.12,"d":"0.1200"},{"v":0.12,"d":"0.1200"},{"v":0.12,"d":"0.1200"},0.1,0.1,0.1,"","","","Yes"]
["Harrington","6193_B_062B",6193,"B","062B",2839,"Coal Steam","","SPP_SPS","Texas",48,"Potter",375,"48375",339,10138,1978,2033,"tangential","dry","N","Subbituminous","","","","","LNC3","","","","B","B","NA","ACI",2015,90,1.2,{"v":0.16964341478091874,"d":"0.1696"},{"v":0.16964341478091874,"d":"0.1696"},{"v":0.16964341478091874,"d":"0.1696"},{"v":0.16964341478091874,"d":"0.1696"},0.1,0.1,0.1,"","","","Yes"]
["Harrington","6193_B_063B",6193,"B","063B",2840,"Coal Steam","","SPP_SPS","Texas",48,"Potter",375,"48375",340,9954,1980,2035,"tangential","dry","N","Subbituminous","","","","","LNC2","","","","B","B","NA","ACI",2015,90,1.2,{"v":0.16903517766067272,"d":"0.1690"},{"v":0.16903517766067272,"d":"0.1690"},{"v":0.16903517766067272,"d":"0.1690"},{"v":0.16903517766067272,"d":"0.1690"},0.1,0.1,0.1,"","","","Yes"]
["Tolk","6194_B_171B",6194,"B","171B",2841,"Coal Steam","","SPP_SPS","Texas",48,"Lamb",279,"48279",530,9657,1982,2037,"tangential","dry","N","Subbituminous","","","","","LNC3","","","","B","B","NA","ACI",2015,90,1.2,{"v":0.12,"d":"0.1200"},{"v":0.12,"d":"0.1200"},{"v":0.12,"d":"0.1200"},{"v":0.12,"d":"0.1200"},0.1,0.1,0.1,"","","",""]
["Tolk","6194_B_172B",6194,"B","172B",2842,"Coal Steam","","SPP_SPS","Texas",48,"Lamb",279,"48279",535,9793,1985,2040,"tangential","dry","N","Subbituminous","","","","","LNC3","","","","B","B","NA","ACI",2015,90,1.2,{"v":0.12,"d":"0.1200"},{"v":0.12,"d":"0.1200"},{"v":0.12,"d":"0.1200"},{"v":0.12,"d":"0.1200"},0.1,0.1,0.1,"","","",""]
["John Twitty Energy Center","6195_B_1",6195,"B","1",2843,"Coal Steam","","SPP_N","Missouri",29,"Greene",77,"29077",187,10549,1976,9999,"wall","dry","N","Subbituminous","Wet Scrubber",1977,87,90,"LA","SCR",1976,"","ESPC","ESPC","Yes","ACI",2015,90,1.2,{"v":0.09671966283937301,"d":"0.0967"},{"v":0.09671966283937301,"d":"0.0967"},{"v":0.09671966283937301,"d":"0.0967"},{"v":0.09671966283937301,"d":"0.0967"},0.1,0.1,0.1,92,99,"","Yes"]
["John Twitty Energy Center","6195_B_2",6195,"B","2",90438,"Coal Steam","","SPP_N","Missouri",29,"Greene",77,"29077",279,10580,2011,9999,"wall","dry","N","Subbituminous","Dry Scrubber",2011,92.51,92.51,"AA + LNB","SCR",2011,"","B","B","NA","ACI",2011,90,0.095,{"v":0.08995,"d":"0.0900"},{"v":0.08995,"d":"0.0900"},{"v":0.08995,"d":"0.0900"},{"v":0.08995,"d":"0.0900"},0.1,0.1,0.1,97.51,99,"",""]
["Laramie River Station","6204_B_1",6204,"B","1",2844,"Coal Steam","","WECC_WY","Wyoming",56,"Platte",31,"56031",570,10273,1980,9999,"wall","dry","N","Lignite, Subbituminous","Wet Scrubber",1980,90,90,"LNB + OFA","","","","ESPC","ESPC","No","ACI",2015,90,0.2,{"v":0.18758769698713512,"d":"0.1876"},{"v":0.18758769698713512,"d":"0.1876"},{"v":0.18758769698713512,"d":"0.1876"},{"v":0.18758769698713512,"d":"0.1876"},0.1,0.1,0.1,95,99,"","Yes"]
["Laramie River Station","6204_B_2",6204,"B","2",2845,"Coal Steam","","WECC_WY","Wyoming",56,"Platte",31,"56031",570,10242,1981,9999,"wall","dry","N","Lignite, Subbituminous","Wet Scrubber",1981,90,90,"LNB + OFA","","","","ESPC","ESPC","No","ACI",2015,90,0.2,{"v":0.1854434858382468,"d":"0.1854"},{"v":0.1854434858382468,"d":"0.1854"},{"v":0.1854434858382468,"d":"0.1854"},{"v":0.1854434858382468,"d":"0.1854"},0.1,0.1,0.1,95,99,"","Yes"]
["Laramie River Station","6204_B_3",6204,"B","3",2846,"Coal Steam","","WECC_WY","Wyoming",56,"Platte",31,"56031",570,10180,1982,9999,"wall","dry","N","Lignite, Subbituminous","Dry Scrubber",1982,85,90,"LNB + OFA","","","","ESPC","ESPC","No","ACI",2015,90,0.2,{"v":0.22204797759721243,"d":"0.2220"},{"v":0.22204797759721243,"d":"0.2220"},{"v":0.22204797759721243,"d":"0.2220"},{"v":0.22204797759721243,"d":"0.2220"},0.1,0.1,0.1,90,99,"",""]
["Merom","6213_B_1SG1",6213,"B","1SG1",2853,"Coal Steam","","MIS_INKY","Indiana",18,"Sullivan",153,"18153",505,10361,1983,9999,"wall","dry","N","Bituminous","Wet Scrubber",2015,98,98,"LNBO","SCR",2004,"","ESPC","ESPC","No","","","",0.35,{"v":0.06041,"d":"0.0604"},{"v":0.06041,"d":"0.0604"},{"v":0.06041,"d":"0.0604"},{"v":0.06041,"d":"0.0604"},0.1,0.84,0.56,99,99,"Yes","Yes",2011]
["Merom","6213_B_2SG1",6213,"B","2SG1",2854,"Coal Steam","","MIS_INKY","Indiana",18,"Sullivan",153,"18153",500,10431,1982,9999,"wall","dry","N","Bituminous","Wet Scrubber",2015,98,98,"LNBO","SCR",2004,"","ESPC","ESPC","No","","","",0.35,{"v":0.05868,"d":"0.0587"},{"v":0.05868,"d":"0.0587"},{"v":0.05868,"d":"0.0587"},{"v":0.05868,"d":"0.0587"},0.1,0.84,0.56,99,99,"Yes","Yes",2011]
["Jasper 2","6225_B_1",6225,"B","1","","Coal Steam","","MIS_INKY","Indiana",18,"Dubois",37,"18037",13.6,14500,1968,9999,"stoker/SPR","","N","Bituminous","","","","","","","","","ESPH + C","ESPH + C","No","","","",6,{"v":0.46590059797290656,"d":"0.4659"},{"v":0.46590059797290656,"d":"0.4659"},{"v":0.46590059797290656,"d":"0.4659"},{"v":0.46590059797290656,"d":"0.4659"},0.9,0.94,1,"","","","Yes"]
["Pawnee","6248_B_1",6248,"B","1",2866,"Coal Steam","","WECC_CO","Colorado",8,"Morgan",87,"08087",505,10421,1981,9999,"wall","dry","N","Subbituminous","Dry Scrubber",2014,85,90,"LNBO","SCR",2014,"","B","B","NA","ACI",2015,90,0.12,{"v":0.23250120901544205,"d":"0.2325"},{"v":0.07,"d":"0.0700"},{"v":0.23250120901544205,"d":"0.2325"},{"v":0.07,"d":"0.0700"},0.1,0.1,0.1,95,99,"","Yes"]
["Winyah","6249_B_1",6249,"B","1",2867,"Coal Steam","","S_VACA","South Carolina",45,"Georgetown",43,"45043",275,10301,1975,9999,"wall","dry","N","Bituminous","Wet Scrubber",2008,98,98,"LNBO","SCR",2000,"","ESPC + WS","ESPC + B + WS","No","","","",2.85,{"v":0.08546208610357213,"d":"0.0855"},{"v":0.08546208610357213,"d":"0.0855"},{"v":0.08546208610357213,"d":"0.0855"},{"v":0.08546208610357213,"d":"0.0855"},0.1,0.3,0.56,99,99,"","Yes"]
["Winyah","6249_B_2",6249,"B","2",2868,"Coal Steam","","S_VACA","South Carolina",45,"Georgetown",43,"45043",285,10252,1977,9999,"wall","dry","N","Bituminous","Wet Scrubber",2008,98,98,"LNB + OFA","SCR",2000,"","ESPC + WS","ESPC + WS","No","","","",1.2,{"v":0.10213897138149433,"d":"0.1021"},{"v":0.10213897138149433,"d":"0.1021"},{"v":0.10213897138149433,"d":"0.1021"},{"v":0.10213897138149433,"d":"0.1021"},0.1,0.84,0.56,99,99,"","Yes"]
["Winyah","6249_B_3",6249,"B","3",2869,"Coal Steam","","S_VACA","South Carolina",45,"Georgetown",43,"45043",285,10201,1980,9999,"wall","dry","N","Bituminous","Wet Scrubber",2008,90,90,"LNB + OFA","SCR",2000,"","ESPC + WS","ESPC + WS","No","","","",0.52,{"v":0.07933,"d":"0.0793"},{"v":0.07933,"d":"0.0793"},{"v":0.07933,"d":"0.0793"},{"v":0.07933,"d":"0.0793"},0.1,0.84,0.56,95,99,"",""]
["Winyah","6249_B_4",6249,"B","4",2870,"Coal Steam","","S_VACA","South Carolina",45,"Georgetown",43,"45043",285,10181,1981,9999,"wall","dry","N","Bituminous","Wet Scrubber",2007,90.4,90.4,"LNB + OFA","SCR",2005,"","ESPC + WS","ESPC + WS","No","","","",0.52,{"v":0.10521254898627037,"d":"0.1052"},{"v":0.10521254898627037,"d":"0.1052"},{"v":0.10521254898627037,"d":"0.1052"},{"v":0.10521254898627037,"d":"0.1052"},0.1,0.84,0.56,95.4,99,"",""]
["Mayo","6250_B_1A",6250,"B","1A",2871,"Coal Steam","","S_VACA","North Carolina",37,"Person",145,"37145",364,10632,1983,9999,"wall","dry","N","Bituminous, Subbituminous","Wet Scrubber",2009,97,97,"LNB + OFA","SCR",2006,"","ESPH","ESPH + B","No","","","",0.326,{"v":0.160070896945367,"d":"0.1601"},{"v":0.160070896945367,"d":"0.1601"},{"v":0.160070896945367,"d":"0.1601"},{"v":0.160070896945367,"d":"0.1601"},0.1,0.15,0.56,99,99,"",""]
["Mayo","6250_B_1B",6250,"B","1B",2872,"Coal Steam","","S_VACA","North Carolina",37,"Person",145,"37145",364,10632,1983,9999,"wall","dry","N","Bituminous, Subbituminous","Wet Scrubber",2009,97,97,"LNB + OFA","SCR",2006,"","ESPH","ESPH + B","No","","","",0.326,{"v":0.159952427833402,"d":"0.1600"},{"v":0.159952427833402,"d":"0.1600"},{"v":0.159952427833402,"d":"0.1600"},{"v":0.159952427833402,"d":"0.1600"},0.1,0.15,0.56,99,99,"",""]
["Ottumwa","6254_B_1",6254,"B","1",2874,"Coal Steam","","MIS_IA","Iowa",19,"Wapello",179,"19179",696,10451,1981,9999,"tangential","dry","N","Bituminous, Subbituminous","Dry Scrubber",2014,92.51,92.51,"LNB + OFA","SCR",2019,"","ESPH + B","ESPH + B","No","ACI",2014,90,{"v":0.075,"d":"0.08"},{"v":0.13968304123173902,"d":"0.1397"},{"v":0.13968304123173902,"d":"0.1397"},{"v":0.12,"d":"0.1200"},{"v":0.12,"d":"0.1200"},0.1,0.1,0.1,97.51,99,"","Yes"]
["Scherer","6257_B_1",6257,"B","1",2875,"Coal Steam","","S_SOU","Georgia",13,"Monroe",207,"13207",817,10272,1982,9999,"tangential","dry","N","Bituminous, Subbituminous","Wet Scrubber",2014,95,95,"LNB + OFA","SCR",2013,"","ESPC + B + WS","ESPC + B + WS","No","ACI",2009,90,1.2,{"v":0.13688258620326374,"d":"0.1369"},{"v":0.07,"d":"0.0700"},{"v":0.13688258620326374,"d":"0.1369"},{"v":0.07,"d":"0.0700"},0.1,0.1,0.1,99,99,"","Yes"]
["Scherer","6257_B_2",6257,"B","2",2876,"Coal Steam","","S_SOU","Georgia",13,"Monroe",207,"13207",857,10270,1984,9999,"tangential","dry","N","Bituminous, Subbituminous","Wet Scrubber",2013,95,95,"LNB + OFA","SCR",2013,"","ESPC + B + WS","ESPC + B + WS","No","ACI",2009,90,1.2,{"v":0.14875886388973275,"d":"0.1488"},{"v":0.07,"d":"0.0700"},{"v":0.14875886388973275,"d":"0.1488"},{"v":0.07,"d":"0.0700"},0.1,0.1,0.1,99,99,"","Yes"]
["Scherer","6257_B_3",6257,"B","3",2877,"Coal Steam","","S_SOU","Georgia",13,"Monroe",207,"13207",857,10194,1987,9999,"tangential","dry","N","Bituminous, Subbituminous","Wet Scrubber",2011,95,95,"LNB + OFA","SCR",2010,"","ESPC + B + WS","ESPC + B + WS","No","ACI",2009,90,1.2,{"v":0.10539643954587796,"d":"0.1054"},{"v":0.07,"d":"0.0700"},{"v":0.10539643954587796,"d":"0.1054"},{"v":0.07,"d":"0.0700"},0.1,0.1,0.1,99,99,"",""]
["Scherer","6257_B_4",6257,"B","4",2878,"Coal Steam","","S_SOU","Georgia",13,"Monroe",207,"13207",857,10185,1989,9999,"tangential","dry","N","Bituminous, Subbituminous","Wet Scrubber",2012,95,95,"LNB + OFA","SCR",2012,"","ESPC + B + WS","ESPC + B + WS","No","ACI",2010,90,1.2,{"v":0.1416869787925591,"d":"0.1417"},{"v":0.07,"d":"0.0700"},{"v":0.1416869787925591,"d":"0.1417"},{"v":0.07,"d":"0.0700"},0.1,0.1,0.1,99,99,"",""]
["Mountaineer","6264_B_1",6264,"B","1",2879,"Coal Steam","","PJM_West","West Virginia",54,"Mason",53,"54053",1310,9705,1980,9999,"wall","dry","N","Bituminous, Subbituminous","Wet Scrubber",2007,98,98,"LNB","SCR",2002,"","ESPC","ESPC","No","","","",1,{"v":0.09687242475326,"d":"0.0969"},{"v":0.09687242475326,"d":"0.0969"},{"v":0.09687242475326,"d":"0.0969"},{"v":0.09687242475326,"d":"0.0969"},0.1,0.84,0.56,99,99,"","Yes"]
["Crystal River","628_B_4",628,"B","4",442,"Coal Steam","","FRCC","Florida",12,"Citrus",17,"12017",712,9956,1982,9999,"wall","dry","N","Bituminous, Subbituminous","Wet Scrubber",2010,97,97,"LNB","SCR",2008,"","ESPC","ESPC + B","No","","","",0.27,{"v":0.3859000000000001,"d":"0.3859"},{"v":0.06238012938993743,"d":"0.0624"},{"v":0.3859000000000001,"d":"0.3859"},{"v":0.06238012938993743,"d":"0.0624"},0.1,0.3,0.56,99,99,"","Yes"]
["Crystal River","628_B_5",628,"B","5",443,"Coal Steam","","FRCC","Florida",12,"Citrus",17,"12017",710,9912,1984,9999,"wall","dry","N","Bituminous, Subbituminous","Wet Scrubber",2009,97,97,"LNB","SCR",2009,"","ESPC","ESPC","No","","","",0.27,{"v":0.06201,"d":"0.0620"},{"v":0.06201,"d":"0.0620"},{"v":0.06201,"d":"0.0620"},{"v":0.06201,"d":"0.0620"},0.1,0.84,0.56,99,99,"","Yes"]
["Crist","641_B_4",641,"B","4",459,"Coal Steam","","S_SOU","Florida",12,"Escambia",33,"12033",75,11027,1959,9999,"tangential","dry","N","Bituminous","Wet Scrubber",2009,95,95,"LNB","SNCR","",2006,"ESPC + ESPH","ESPC + ESPH","No","","","",2.4,{"v":0.2979445202594465,"d":"0.2979"},{"v":0.2979445202594465,"d":"0.2979"},{"v":0.2979445202594465,"d":"0.2979"},{"v":0.2979445202594465,"d":"0.2979"},0.34,0.84,0.56,95,95,"",""]
["Crist","641_B_5",641,"B","5",460,"Coal Steam","","S_SOU","Florida",12,"Escambia",33,"12033",75,11009,1961,9999,"tangential","dry","N","Bituminous","Wet Scrubber",2009,95,95,"LNB","SNCR","",2006,"ESPC + ESPH","ESPC + ESPH","No","","","",2.4,{"v":0.2979445202594465,"d":"0.2979"},{"v":0.2979445202594465,"d":"0.2979"},{"v":0.2979445202594465,"d":"0.2979"},{"v":0.2979445202594465,"d":"0.2979"},0.34,0.84,0.56,95,95,"",""]
["Crist","641_B_6",641,"B","6",461,"Coal Steam","","S_SOU","Florida",12,"Escambia",33,"12033",291,11122,1970,9999,"wall","dry","N","Bituminous","Wet Scrubber",2009,95,95,"LNB","SCR",2012,"","ESPC","ESPC","No","","","",2.4,{"v":0.2979445202594465,"d":"0.2979"},{"v":0.07,"d":"0.0700"},{"v":0.2979445202594465,"d":"0.2979"},{"v":0.07,"d":"0.0700"},0.1,0.84,0.56,95,95,"","Yes"]
["Crist","641_B_7",641,"B","7",462,"Coal Steam","","S_SOU","Florida",12,"Escambia",33,"12033",465,10855,1973,9999,"wall","dry","N","Bituminous","Wet Scrubber",2009,95,95,"LNB","SCR",2004,"","ESPC","ESPC","No","","","",2.4,{"v":0.075,"d":"0.0750"},{"v":0.075,"d":"0.0750"},{"v":0.075,"d":"0.0750"},{"v":0.075,"d":"0.0750"},0.1,0.84,0.56,95,95,"","Yes"]
["Big Bend","645_B_BB01",645,"B","BB01",467,"Coal Steam","","FRCC","Florida",12,"Hillsborough",57,"12057",385,10597,1970,9999,"wall","wet","N","Bituminous","Wet Scrubber",1999,95,95,"LNB","SCR",2010,"","ESPC","ESPC","Yes","","","",6.5,0.5243,{"v":0.08378789793568328,"d":"0.0838"},0.5243,{"v":0.08378789793568328,"d":"0.0838"},0.1,0.84,0.56,99,99,"","Yes"]
["Big Bend","645_B_BB02",645,"B","BB02",468,"Coal Steam","","FRCC","Florida",12,"Hillsborough",57,"12057",385,10367,1973,9999,"wall","wet","N","Bituminous","Wet Scrubber",1999,95,95,"LNB","SCR",2009,"","ESPC","ESPC","Yes","","","",6.5,0.2261,{"v":0.08365078377915641,"d":"0.0837"},0.2261,{"v":0.08365078377915641,"d":"0.0837"},0.1,0.84,0.56,99,99,"","Yes"]
["Big Bend","645_B_BB03",645,"B","BB03",469,"Coal Steam","","FRCC","Florida",12,"Hillsborough",57,"12057",365,10570,1976,9999,"wall","wet","N","Bituminous","Wet Scrubber",1995,95,95,"LNB","SCR",2008,"","ESPC","ESPC","Yes","","","",6.5,{"v":0.09555000748588328,"d":"0.0956"},{"v":0.09555000748588328,"d":"0.0956"},{"v":0.09555000748588328,"d":"0.0956"},{"v":0.09555000748588328,"d":"0.0956"},0.1,0.84,0.56,99,99,"","Yes"]
["Big Bend","645_B_BB04",645,"B","BB04",470,"Coal Steam","","FRCC","Florida",12,"Hillsborough",57,"12057",417,10489,1985,9999,"tangential","dry","N","Bituminous","Wet Scrubber",1995,90,90,"LNC2","SCR",2007,"","ESPC","ESPC","No","","","",0.8200000000000001,{"v":0.07811819052257435,"d":"0.0781"},{"v":0.07811819052257435,"d":"0.0781"},{"v":0.07811819052257435,"d":"0.0781"},{"v":0.07811819052257435,"d":"0.0781"},0.1,0.84,0.56,94,99,"",""]
["Antelope Valley","6469_B_B1",6469,"B","B1",2885,"Coal Steam","","MAP_WAUE","North Dakota",38,"Mercer",57,"38057",450,11175,1984,9999,"tangential","dry","N","Lignite","Dry Scrubber",1984,81,90,"OFA","","","","B","B","NA","ACI",2015,90,1.2,{"v":0.3541020162895125,"d":"0.3541"},{"v":0.3541020162895125,"d":"0.3541"},{"v":0.17,"d":"0.1700"},{"v":0.17,"d":"0.1700"},0.1,0.1,0.1,86,99,"",""]
["Antelope Valley","6469_B_B2",6469,"B","B2",2886,"Coal Steam","","MAP_WAUE","North Dakota",38,"Mercer",57,"38057",450,11071,1986,9999,"tangential","dry","N","Lignite","Dry Scrubber",1986,81,90,"OFA","","","","B","B","NA","ACI",2015,90,1.2,{"v":0.347715312808055,"d":"0.3477"},{"v":0.347715312808055,"d":"0.3477"},{"v":0.17,"d":"0.1700"},{"v":0.17,"d":"0.1700"},0.1,0.1,0.1,86,99,"",""]
["Intermountain Power Project","6481_B_1SGA",6481,"B","1SGA",2887,"Coal Steam","","WECC_UT","Utah",49,"Millard",27,"49027",900,9471,1986,9999,"wall","dry","N","Bituminous, Subbituminous","Wet Scrubber",1986,90,90,"LNB","","","","B","B","NA","ACI",2017,90,0.138,{"v":0.4114776229638852,"d":"0.4115"},{"v":0.4114776229638852,"d":"0.4115"},{"v":0.32,"d":"0.3200"},{"v":0.32,"d":"0.3200"},0.1,0.1,0.1,95,99,"",""]
["Intermountain Power Project","6481_B_2SGA",6481,"B","2SGA",2888,"Coal Steam","","WECC_UT","Utah",49,"Millard",27,"49027",900,9454,1987,9999,"wall","dry","N","Bituminous, Subbituminous","Wet Scrubber",1987,90,90,"LNB","","","","B","B","NA","ACI",2017,90,0.138,{"v":0.3895186334012759,"d":"0.3895"},{"v":0.3895186334012759,"d":"0.3895"},{"v":0.32,"d":"0.3200"},{"v":0.32,"d":"0.3200"},0.1,0.1,0.1,95,99,"",""]
["Deerhaven Generating Station","663_B_B2",663,"B","B2",487,"Coal Steam","","FRCC","Florida",12,"Alachua",1,"12001",232,11172,1981,9999,"wall","dry","N","Bituminous","Dry Scrubber",2009,90,90,"LNB + OFA","SCR",2009,"","ESPH + B","ESPH + B","No","","","",1.2,0.2377,{"v":0.0651313234393667,"d":"0.0651"},0.2377,{"v":0.0651313234393667,"d":"0.0651"},0.05,0.75,1,95,99,"","Yes"]
["R D Green","6639_B_G1",6639,"B","G1",2896,"Coal Steam","","MIS_INKY","Kentucky",21,"Webster",233,"21233",231,11083,1979,9999,"wall","dry","N","Bituminous","Wet Scrubber",1979,90,90,"AA + LNB","","","","ESPC","ESPC","No","ACI",2015,90,0.8,{"v":0.2142555034934172,"d":"0.2143"},{"v":0.2142555034934172,"d":"0.2143"},{"v":0.2142555034934172,"d":"0.2143"},{"v":0.2142555034934172,"d":"0.2143"},0.1,0.1,0.1,95,99,"Yes","Yes",2015]
["R D Green","6639_B_G2",6639,"B","G2",2897,"Coal Steam","","MIS_INKY","Kentucky",21,"Webster",233,"21233",223,11080,1981,9999,"wall","dry","N","Bituminous","Wet Scrubber",1981,90,90,"AA + LNB","","","","ESPC","ESPC","No","ACI",2015,90,0.8,{"v":0.2038530265673807,"d":"0.2039"},{"v":0.2038530265673807,"d":"0.2039"},{"v":0.2038530265673807,"d":"0.2039"},{"v":0.2038530265673807,"d":"0.2039"},0.1,0.1,0.1,95,99,"Yes","Yes",2015]
["Independence","6641_B_1",6641,"B","1",2898,"Coal Steam","","S_D_N_AR","Arkansas",5,"Independence",63,"05063",836,10355,1983,9999,"tangential","wet","N","Subbituminous","","","","","OFA","","","","ESPC","ESPC","No","ACI",2015,90,0.93,{"v":0.24534633153624116,"d":"0.2453"},{"v":0.24534633153624116,"d":"0.2453"},{"v":0.12788119102311207,"d":"0.1279"},{"v":0.12788119102311207,"d":"0.1279"},0.1,0.1,0.1,"","","",""]
["Independence","6641_B_2",6641,"B","2",2899,"Coal Steam","","S_D_N_AR","Arkansas",5,"Independence",63,"05063",842,10245,1985,9999,"tangential","wet","N","Subbituminous","","","","","OFA","","","","ESPC","ESPC","No","ACI",2015,90,0.93,{"v":0.2273753810052909,"d":"0.2274"},{"v":0.2273753810052909,"d":"0.2274"},{"v":0.12256928816363774,"d":"0.1226"},{"v":0.12256928816363774,"d":"0.1226"},0.1,0.1,0.1,"","","",""]
["Sandow","6648_B_4",6648,"B","4",2900,"Coal Steam","","ERC_REST","Texas",48,"Milam",331,"48331",600,11417,1981,9999,"tangential","dry","N","Lignite","Wet Scrubber",1981,92,92,"LNC2","SCR",2010,"","ESPC","ESPC","No","ACI",2009,90,1.2,{"v":0.20780000000000004,"d":"0.2078"},{"v":0.053790790340495366,"d":"0.0538"},{"v":0.20780000000000004,"d":"0.2078"},{"v":0.053790790340495366,"d":"0.0538"},0.1,0.1,0.1,76,76,"","Yes"]
["Louisa","6664_B_101",6664,"B","101",2901,"Coal Steam","","MIS_MIDA","Iowa",19,"Louisa",115,"19115",746,10428,1983,9999,"wall","dry","N","Subbituminous","Dry Scrubber",2007,90,90,"LNBO","","","","ESPH + B","ESPH + B","No","ACI",2015,90,0.4,{"v":0.1735690072924021,"d":"0.1736"},{"v":0.1735690072924021,"d":"0.1736"},{"v":0.1735690072924021,"d":"0.1736"},{"v":0.1735690072924021,"d":"0.1736"},0.1,0.1,0.1,95,99,"",""]
["Northside Generating Station","667_B_1",667,"B","1",497,"Coal Steam","","FRCC","Florida",12,"Duval",31,"12031",275,10114,2002,9999,"FBC","dry","N","Bituminous, Petroleum Coke","Dry Scrubber",2002,95.5,95.5,"CF","SNCR","",2002,"B","B","NA","","","",1.98,{"v":0.04300689713955258,"d":"0.0430"},{"v":0.04300689713955258,"d":"0.0430"},{"v":0.04300689713955258,"d":"0.0430"},{"v":0.04300689713955258,"d":"0.0430"},0.07,0.07,0.07,99,99,"",""]
["Northside Generating Station","667_B_2",667,"B","2",499,"Coal Steam","","FRCC","Florida",12,"Duval",31,"12031",275,9968,2002,9999,"FBC","dry","N","Bituminous, Petroleum Coke","Dry Scrubber",2002,95.5,95.5,"CF","SNCR","",2002,"B","B","NA","","","",1.98,{"v":0.05133407709989677,"d":"0.0513"},{"v":0.05133407709989677,"d":"0.0513"},{"v":0.05133407709989677,"d":"0.0513"},{"v":0.05133407709989677,"d":"0.0513"},0.07,0.07,0.07,99,99,"",""]
["Warrick","6705_B_1",6705,"B","1",2902,"Coal Steam","","MIS_INKY","Indiana",18,"Warrick",173,"18173",147,10973,1960,9999,"wall","dry","Y","Bituminous","Wet Scrubber",2008,98,98,"LNB + SOFA","","","","ESPH","ESPH + B","No","","","",5.11,{"v":0.47966943369891507,"d":"0.4797"},{"v":0.47966943369891507,"d":"0.4797"},{"v":0.47966943369891507,"d":"0.4797"},{"v":0.47966943369891507,"d":"0.4797"},0.03,0.27,0.56,99,99,"",""]
["Warrick","6705_B_2",6705,"B","2",2903,"Coal Steam","","MIS_INKY","Indiana",18,"Warrick",173,"18173",147,10977,1964,9999,"wall","dry","Y","Bituminous","Wet Scrubber",2008,98,98,"LNB + SOFA","","","","ESPH","ESPH + B","No","","","",5.11,{"v":0.44922598699916844,"d":"0.4492"},{"v":0.44922598699916844,"d":"0.4492"},{"v":0.44922598699916844,"d":"0.4492"},{"v":0.44922598699916844,"d":"0.4492"},0.03,0.27,0.56,99,99,"","Yes"]
["Warrick","6705_B_3",6705,"B","3",2904,"Coal Steam","","MIS_INKY","Indiana",18,"Warrick",173,"18173",147,10980,1965,9999,"wall","dry","Y","Bituminous","Wet Scrubber",2008,98,98,"LNB + SOFA","","","","ESPH","ESPH + B","No","","","",5.11,{"v":0.4248715984213549,"d":"0.4249"},{"v":0.4248715984213549,"d":"0.4249"},{"v":0.4248715984213549,"d":"0.4249"},{"v":0.4248715984213549,"d":"0.4249"},0.03,0.27,0.56,99,99,"","Yes"]
["Warrick","6705_B_4",6705,"B","4",2905,"Coal Steam","","MIS_INKY","Indiana",18,"Warrick",173,"18173",300,10821,1970,9999,"cell","dry","Y","Bituminous","Wet Scrubber",2008,98,98,"LNCB","SCR",2005,"","ESPC","ESPC + B","No","","","",5.11,{"v":0.291541515704956,"d":"0.2915"},{"v":0.1,"d":"0.1000"},{"v":0.291541515704956,"d":"0.2915"},{"v":0.1,"d":"0.1000"},0.1,0.3,0.56,99,99,"","Yes"]
["C D McIntosh Jr","676_B_3",676,"B","3",514,"Coal Steam","","FRCC","Florida",12,"Polk",105,"12105",342,10534,1982,9999,"wall","dry","N","Bituminous","Wet Scrubber",1982,85,90,"LNB + OFA","SCR",2010,"","ESPC","ESPC + B","No","","","",0.718,0.2542,{"v":0.17192266438381215,"d":"0.1719"},0.2542,{"v":0.17192266438381215,"d":"0.1719"},0.1,0.3,0.56,90,99,"",""]
["Rawhide","6761_B_101",6761,"B","101",2906,"Coal Steam","","WECC_CO","Colorado",8,"Larimer",69,"08069",278,10074,1984,9999,"tangential","dry","N","Subbituminous","Dry Scrubber",1984,80,90,"LNC3","","","","B","B","NA","ACI",2010,90,0.11,{"v":0.16351810431668018,"d":"0.1635"},{"v":0.16351810431668018,"d":"0.1635"},{"v":0.16351810431668018,"d":"0.1635"},{"v":0.16351810431668018,"d":"0.1635"},0.1,0.1,0.1,85,99,"",""]
["Sikeston Power Station","6768_B_1",6768,"B","1",2907,"Coal Steam","","SPP_WEST","Missouri",29,"Scott",201,"29201",233,10363,1981,9999,"wall","dry","N","Bituminous, Subbituminous","Wet Scrubber",2015,75.5,90,"LNB","SNCR","",2009,"ESPC","ESPC","No","ACI",2016,90,1.2,{"v":0.218524347780652,"d":"0.2185"},{"v":0.218524347780652,"d":"0.2185"},{"v":0.18,"d":"0.1800"},{"v":0.18,"d":"0.1800"},0.1,0.1,0.1,80.5,99,"","Yes"]
["Hugo","6772_B_1",6772,"B","1",2908,"Coal Steam","","SPP_WEST","Oklahoma",40,"Choctaw",23,"40023",440,10937,1982,9999,"wall","dry","N","Subbituminous","","",70,70,"LNBO","","","","ESPC","ESPC","No","ACI",2015,90,1.2,{"v":0.1831827968364597,"d":"0.1832"},{"v":0.1831827968364597,"d":"0.1832"},{"v":0.1831827968364597,"d":"0.1832"},{"v":0.1831827968364597,"d":"0.1832"},0.1,0.1,0.1,90,90,"Yes","",2015]
["D B Wilson","6823_B_W1",6823,"B","W1",2910,"Coal Steam","","MIS_INKY","Kentucky",21,"Ohio",183,"21183",417,11078,1984,9999,"wall","dry","N","Bituminous, Petroleum Coke","Wet Scrubber",1986,90,91.7,"LNB","SCR",2001,"","ESPC","ESPC","No","","","",0.6,{"v":0.06039463639478694,"d":"0.0604"},{"v":0.06039463639478694,"d":"0.0604"},{"v":0.06039463639478694,"d":"0.0604"},{"v":0.06039463639478694,"d":"0.0604"},0.07,0.07,0.07,95,99,"",""]
["Bowen","703_B_1BLR",703,"B","1BLR",534,"Coal Steam","","S_SOU","Georgia",13,"Bartow",15,"13015",724,9779,1971,9999,"tangential","dry","N","Bituminous","Wet Scrubber",2010,95,95,"LNC2","SCR",2010,"","ESPC + WS","ESPC + WS","No","ACI",2015,90,0.07,{"v":0.1261527689804275,"d":"0.1262"},{"v":0.1261527689804275,"d":"0.1262"},{"v":0.1261527689804275,"d":"0.1262"},{"v":0.1261527689804275,"d":"0.1262"},0.1,0.1,0.1,99,99,"","Yes"]
["Bowen","703_B_2BLR",703,"B","2BLR",535,"Coal Steam","","S_SOU","Georgia",13,"Bartow",15,"13015",724,9847,1972,9999,"tangential","dry","N","Bituminous","Wet Scrubber",2001,95,95,"LNC2","SCR",2009,"","ESPC + WS","ESPC + WS","No","ACI",2015,90,0.07,{"v":0.1325476995862393,"d":"0.1325"},{"v":0.1325476995862393,"d":"0.1325"},{"v":0.1325476995862393,"d":"0.1325"},{"v":0.1325476995862393,"d":"0.1325"},0.1,0.1,0.1,99,99,"","Yes"]
["Bowen","703_B_3BLR",703,"B","3BLR",536,"Coal Steam","","S_SOU","Georgia",13,"Bartow",15,"13015",892,9774,1974,9999,"tangential","dry","N","Bituminous","Wet Scrubber",2008,95,95,"LNC2","SCR",2008,"","ESPC + B + WS","ESPC + B + WS","No","ACI",2016,90,0.07,{"v":0.0763548104378421,"d":"0.0764"},{"v":0.0763548104378421,"d":"0.0764"},{"v":0.0763548104378421,"d":"0.0764"},{"v":0.0763548104378421,"d":"0.0764"},0.1,0.1,0.1,99,99,"","Yes"]
["Bowen","703_B_4BLR",703,"B","4BLR",537,"Coal Steam","","S_SOU","Georgia",13,"Bartow",15,"13015",892,9744,1975,9999,"tangential","dry","N","Bituminous","Wet Scrubber",2008,95,95,"LNC2","SCR",2008,"","ESPC + B + WS","ESPC + B + WS","No","ACI",2016,90,0.07,{"v":0.09418152087460833,"d":"0.0942"},{"v":0.09418152087460833,"d":"0.0942"},{"v":0.09418152087460833,"d":"0.0942"},{"v":0.09418152087460833,"d":"0.0942"},0.1,0.1,0.1,99,99,"","Yes"]
["Twin Oaks Power One","7030_B_U1",7030,"B","U1",2920,"Coal Steam","","ERC_REST","Texas",48,"Robertson",395,"48395",152,11391,1990,9999,"FBC","dry","N","Lignite, Subbituminous","Reagent Injection","",91.6,91.6,"ROFA","SNCR","",2007,"B","B","NA","ACI",2012,90,0.58,{"v":0.08,"d":"0.0800"},{"v":0.08,"d":"0.0800"},{"v":0.08,"d":"0.0800"},{"v":0.08,"d":"0.0800"},0.1,0.1,0.1,95,95,"",""]
["Twin Oaks Power One","7030_B_U2",7030,"B","U2",2921,"Coal Steam","","ERC_REST","Texas",48,"Robertson",395,"48395",153,11352,1991,9999,"FBC","dry","N","Lignite, Subbituminous","Reagent Injection","",91.6,91.6,"ROFA","SNCR","",2008,"B","B","NA","ACI",2012,90,0.58,{"v":0.08,"d":"0.0800"},{"v":0.08,"d":"0.0800"},{"v":0.08,"d":"0.0800"},{"v":0.08,"d":"0.0800"},0.1,0.1,0.1,95,95,"",""]
["Hammond","708_B_1",708,"B","1",538,"Coal Steam","","S_SOU","Georgia",13,"Floyd",115,"13115",110,10735,1954,9999,"wall","dry","N","Bituminous","Wet Scrubber",2008,95,95,"LNB","","","","ESPC + WS","ESPC + WS","Yes","ACI",2016,90,4.72,{"v":0.3221834150715317,"d":"0.3222"},{"v":0.3221834150715317,"d":"0.3222"},{"v":0.3221834150715317,"d":"0.3222"},{"v":0.3221834150715317,"d":"0.3222"},0.1,0.1,0.1,99,99,"",""]
["Hammond","708_B_2",708,"B","2",539,"Coal Steam","","S_SOU","Georgia",13,"Floyd",115,"13115",110,10618,1954,9999,"wall","dry","N","Bituminous","Wet Scrubber",2008,95,95,"LNB","","","","ESPC + WS","ESPC + WS","Yes","ACI",2016,90,4.72,{"v":0.3221834150715317,"d":"0.3222"},{"v":0.3221834150715317,"d":"0.3222"},{"v":0.3221834150715317,"d":"0.3222"},{"v":0.3221834150715317,"d":"0.3222"},0.1,0.1,0.1,99,99,"",""]
["Hammond","708_B_3",708,"B","3",540,"Coal Steam","","S_SOU","Georgia",13,"Floyd",115,"13115",110,10543,1955,9999,"wall","dry","N","Bituminous","Wet Scrubber",2008,95,95,"LNB","","","","ESPC + WS","ESPC + WS","Yes","ACI",2016,90,4.72,{"v":0.3221834150715317,"d":"0.3222"},{"v":0.3221834150715317,"d":"0.3222"},{"v":0.3221834150715317,"d":"0.3222"},{"v":0.3221834150715317,"d":"0.3222"},0.1,0.1,0.1,99,99,"",""]
["Hammond","708_B_4",708,"B","4",541,"Coal Steam","","S_SOU","Georgia",13,"Floyd",115,"13115",510,10708,1970,9999,"wall","dry","N","Bituminous","Wet Scrubber",2008,95,95,"LNB + OFA","SCR",2008,"","ESPC + WS","ESPC + WS","Yes","ACI",2016,90,4.72,{"v":0.075,"d":"0.0750"},{"v":0.075,"d":"0.0750"},{"v":0.075,"d":"0.0750"},{"v":0.075,"d":"0.0750"},0.1,0.1,0.1,99,99,"","Yes"]
["J K Spruce","7097_B_BLR1",7097,"B","BLR1",2939,"Coal Steam","","ERC_REST","Texas",48,"Bexar",29,"48029",555,9948,1992,9999,"tangential","dry","N","Subbituminous","Wet Scrubber",1992,93,93,"LNC3","","","","B","B","NA","ACI",2015,90,0.35,{"v":0.13087715356771049,"d":"0.1309"},{"v":0.13087715356771049,"d":"0.1309"},{"v":0.13087715356771049,"d":"0.1309"},{"v":0.13087715356771049,"d":"0.1309"},0.1,0.1,0.1,98,99,"",""]
["J K Spruce","7097_B_BLR2",7097,"B","BLR2",2940,"Coal Steam","","ERC_REST","Texas",48,"Bexar",29,"48029",775,9443,2010,9999,"tangential","dry","N","Subbituminous","Wet Scrubber",2009,95,95,"LNB + OFA","SCR",2009,"","B","B","NA","ACI",2015,90,0.1,{"v":0.040268609373398496,"d":"0.0403"},{"v":0.040268609373398496,"d":"0.0403"},{"v":0.040268609373398496,"d":"0.0403"},{"v":0.040268609373398496,"d":"0.0403"},0.1,0.1,0.1,99,99,"",""]
["Cope","7210_B_COP1",7210,"B","COP1",3006,"Coal Steam","","S_VACA","South Carolina",45,"Orangeburg",75,"45075",420,9456,1995,9999,"tangential","dry","N","Bituminous","Dry Scrubber",1995,95,95,"LNC2","SCR",2008,"","B","B","NA","","","",0.25,{"v":0.09614961148991658,"d":"0.0961"},{"v":0.09614961148991658,"d":"0.0961"},{"v":0.09614961148991658,"d":"0.0961"},{"v":0.09614961148991658,"d":"0.0961"},0.05,0.75,1,99,99,"",""]
["Clover","7213_B_1",7213,"B","1",3007,"Coal Steam","","PJM_Dom","Virginia",51,"Halifax",83,"51083",431,9946,1995,9999,"tangential","dry","N","Bituminous","Wet Scrubber",1995,94,94,"LNB + OFA","SNCR","",2003,"B + WS","B + WS","NA","","","",0.1,{"v":0.306,"d":"0.3060"},{"v":0.306,"d":"0.3060"},{"v":0.24,"d":"0.2400"},{"v":0.24,"d":"0.2400"},0.1,0.27,0.56,99,99,"",""]
["Clover","7213_B_2",7213,"B","2",3008,"Coal Steam","","PJM_Dom","Virginia",51,"Halifax",83,"51083",434,9944,1996,9999,"tangential","dry","N","Bituminous","Wet Scrubber",1996,94,94,"LNB + OFA","SNCR","",2003,"B + WS","B + WS","NA","","","",0.1,0.3046,0.3046,{"v":0.24,"d":"0.2400"},{"v":0.24,"d":"0.2400"},0.1,0.27,0.56,99,99,"",""]
["Yates","728_B_Y6BR",728,"B","Y6BR",556,"O/G Steam","","S_SOU","Georgia",13,"Coweta",77,"13077",352,10492,1974,9999,"tangential","dry","N","Natural Gas","","","","","LNC2","","","","ESPC","ESPC","No",null,"","",1.2,{"v":0.2690671245142004,"d":"0.2691"},{"v":0.2690671245142004,"d":"0.2691"},{"v":0.24,"d":"0.2400"},{"v":0.24,"d":"0.2400"},{"$nulls":3},"","","","Yes",null,null,"C2G",2015]
["Yates","728_B_Y7BR",728,"B","Y7BR",557,"O/G Steam","","S_SOU","Georgia",13,"Coweta",77,"13077",355,10487,1974,9999,"tangential","dry","N","Natural Gas","","","","","LNC2","","","","ESPC","ESPC","No",null,"","",1.2,{"v":0.255394593885791,"d":"0.2554"},{"v":0.255394593885791,"d":"0.2554"},{"v":0.24,"d":"0.2400"},{"v":0.24,"d":"0.2400"},{"$nulls":3},"","","","Yes",null,null,"C2G",2015]
["George Neal South","7343_B_4",7343,"B","4",3101,"Coal Steam","","MIS_MIDA","Iowa",19,"Woodbury",193,"19193",645,10549,1979,9999,"wall","dry","Y","Subbituminous","Dry Scrubber",2013,90,90,"LNBO","SNCR","",2012,"ESPC + B","ESPC + B","Yes","ACI",2014,90,1.2,{"v":0.21384306685914356,"d":"0.2138"},{"v":0.21384306685914356,"d":"0.2138"},{"v":0.21384306685914356,"d":"0.2138"},{"v":0.21384306685914356,"d":"0.2138"},0.1,0.1,0.1,95,99,"","Yes"]
["Neil Simpson II","7504_B_2",7504,"B","2",3120,"Coal Steam","","WECC_WY","Wyoming",56,"Campbell",5,"56005",80,12214,1995,9999,"wall","dry","N","Subbituminous","Dry Scrubber",1995,92,92,"LNBO","","","","ESPC","ESPC","Yes","ACI",2016,90,0.2,{"v":0.1450235558871533,"d":"0.1450"},{"v":0.1450235558871533,"d":"0.1450"},{"v":0.1450235558871533,"d":"0.1450"},{"v":0.1450235558871533,"d":"0.1450"},0.1,0.1,0.1,97,99,"",""]
["Crisp Plant","753_B_ST",753,"B","ST","","Coal Steam","","S_SOU","Georgia",13,"WORTH",321,"13321",10,14500,1957,9999,"","","N","Bituminous, Subbituminous","","","","","","","","","B","B","NA","","","",1.57,{"v":0.4451349612788622,"d":"0.4451"},{"v":0.4451349612788622,"d":"0.4451"},{"v":0.4451349612788622,"d":"0.4451"},{"v":0.4451349612788622,"d":"0.4451"},0.11,0.27,1,"","","",""]
["Bonanza","7790_B_1-1",7790,"B","1-1",3228,"Coal Steam","","WECC_UT","Utah",49,"Uintah",47,"49047",458,10465,1986,9999,"wall","dry","N","Bituminous","Wet Scrubber",1986,95,95,"LNB","","","","B","B","NA","","","",0.1,{"v":0.38844575486146593,"d":"0.3884"},{"v":0.38844575486146593,"d":"0.3884"},{"v":0.32,"d":"0.3200"},{"v":0.32,"d":"0.3200"},0.1,0.27,0.56,99,99,"",""]
["Pirkey","7902_B_1",7902,"B","1",3360,"Coal Steam","","SPP_WEST","Texas",48,"Harrison",203,"48203",721,10894,1985,9999,"wall","dry","N","Lignite, Subbituminous","Wet Scrubber",1985,85,90,"LNBO","","","","ESPC","ESPC + B","No","ACI",2015,90,1.2,{"v":0.16763896819991564,"d":"0.1676"},{"v":0.16763896819991564,"d":"0.1676"},{"v":0.16763896819991564,"d":"0.1676"},{"v":0.16763896819991564,"d":"0.1676"},0.1,0.1,0.1,90,99,"",""]
["Gorgas","8_B_10",8,"B","10",13,"Coal Steam","","S_SOU","Alabama",1,"Walker",127,"01127",703,9820,1972,9999,"tangential","dry","N","Bituminous","Wet Scrubber",2008,95,95,"LNC2","SCR",2002,"","ESPC + B + WS","ESPC + B + WS","Yes","ACI",2016,90,4,{"v":0.075,"d":"0.0750"},{"v":0.075,"d":"0.0750"},{"v":0.075,"d":"0.0750"},{"v":0.075,"d":"0.0750"},0.1,0.1,0.1,99,99,"","Yes"]
["Gorgas","8_B_8",8,"B","8",17,"Coal Steam","","S_SOU","Alabama",1,"Walker",127,"01127",161,10640,1956,9999,"tangential","dry","N","Bituminous","Wet Scrubber",2008,95,95,"LNC3","","","","ESPH + B + WS","ESPH + B + WS","No","ACI",2016,90,4,{"v":0.5104796265456158,"d":"0.5105"},{"v":0.5104796265456158,"d":"0.5105"},{"v":0.5104796265456158,"d":"0.5105"},{"v":0.5104796265456158,"d":"0.5105"},0.1,0.1,0.1,99,99,"",""]
["Gorgas","8_B_9",8,"B","9",18,"Coal Steam","","S_SOU","Alabama",1,"Walker",127,"01127",170,11080,1958,9999,"tangential","dry","N","Bituminous","Wet Scrubber",2008,95,95,"LNC3","","","","ESPH + B + WS","ESPH + B + WS","No","ACI",2016,90,4,{"v":0.5104796265456158,"d":"0.5105"},{"v":0.5104796265456158,"d":"0.5105"},{"v":0.5104796265456158,"d":"0.5105"},{"v":0.5104796265456158,"d":"0.5105"},0.1,0.1,0.1,99,99,"",""]
["Columbia","8023_B_1",8023,"B","1",3431,"Coal Steam","","MIS_WUMS","Wisconsin",55,"Columbia",21,"55021",554,10612,1975,9999,"tangential","dry","N","Subbituminous","Dry Scrubber",2015,92.51,92.51,"LNB + OFA","SCR",2023,"","ESPH + B","ESPH + B","Yes","ACI",2011,90,0.075,{"v":0.12,"d":"0.1200"},{"v":0.12,"d":"0.1200"},{"v":0.12,"d":"0.1200"},{"v":0.12,"d":"0.1200"},0.1,0.1,0.1,90,90,"","Yes"]
["Columbia","8023_B_2",8023,"B","2",3432,"Coal Steam","","MIS_WUMS","Wisconsin",55,"Columbia",21,"55021",564,10728,1978,9999,"tangential","dry","N","Subbituminous","Dry Scrubber",2015,92.51,92.51,"LNB + OFA","SCR",2018,"","ESPC + B","ESPC + B","Yes","ACI",2013,90,0.075,{"v":0.12,"d":"0.1200"},{"v":0.12,"d":"0.1200"},{"v":0.12,"d":"0.1200"},{"v":0.12,"d":"0.1200"},0.1,0.1,0.1,90,90,"","Yes"]
["Belews Creek","8042_B_1",8042,"B","1",3433,"Coal Steam","","S_VACA","North Carolina",37,"Stokes",169,"37169",1110,8628,1974,9999,"cell","dry","N","Bituminous","Wet Scrubber",2008,95,95,"LNCB + OFA","SCR",2003,"","ESPC","ESPC + B","Yes","","","",0.063,{"v":0.127887758167709,"d":"0.1279"},{"v":0.127887758167709,"d":"0.1279"},{"v":0.127887758167709,"d":"0.1279"},{"v":0.127887758167709,"d":"0.1279"},0.1,0.3,0.56,99,99,"","Yes"]
["Belews Creek","8042_B_2",8042,"B","2",3434,"Coal Steam","","S_VACA","North Carolina",37,"Stokes",169,"37169",1110,8930,1975,9999,"cell","dry","N","Bituminous","Wet Scrubber",2008,95,95,"LNCB + OFA","SCR",2003,"","ESPC","ESPC","Yes","","","",0.063,{"v":0.119611069966629,"d":"0.1196"},{"v":0.119611069966629,"d":"0.1196"},{"v":0.119611069966629,"d":"0.1196"},{"v":0.119611069966629,"d":"0.1196"},0.1,0.84,0.56,99,99,"","Yes"]
["Jim Bridger","8066_B_BW71",8066,"B","BW71",3455,"Coal Steam","","WECC_WY","Wyoming",56,"Sweetwater",37,"56037",531,10205,1974,9999,"tangential","dry","N","Subbituminous","Wet Scrubber",1988,86.4,90,"LNC2","","","","ESPC","ESPC","No","ACI",2015,90,0.15,{"v":0.1963615721978965,"d":"0.1964"},{"v":0.1963615721978965,"d":"0.1964"},{"v":0.14562214785735478,"d":"0.1456"},{"v":0.14562214785735478,"d":"0.1456"},0.1,0.1,0.1,91.4,99,"","Yes"]
["Jim Bridger","8066_B_BW72",8066,"B","BW72",3456,"Coal Steam","","WECC_WY","Wyoming",56,"Sweetwater",37,"56037",527,10262,1975,9999,"tangential","dry","N","Subbituminous","Wet Scrubber",1986,86.4,90,"LNC2","","","","ESPC","ESPC","No","ACI",2015,90,0.15,{"v":0.1896176911947888,"d":"0.1896"},{"v":0.1896176911947888,"d":"0.1896"},{"v":0.14684655113150114,"d":"0.1468"},{"v":0.14684655113150114,"d":"0.1468"},0.1,0.1,0.1,91.4,99,"","Yes"]
["Jim Bridger","8066_B_BW73",8066,"B","BW73",3457,"Coal Steam","","WECC_WY","Wyoming",56,"Sweetwater",37,"56037",530,10239,1976,9999,"tangential","dry","N","Subbituminous","Wet Scrubber",1990,86.4,90,"LNC2","SCR",2015,"","ESPC","ESPC","No","ACI",2015,90,0.15,{"v":0.20307211407990935,"d":"0.2031"},{"v":0.05,"d":"0.0500"},{"v":0.1505986995889767,"d":"0.1506"},{"v":0.05,"d":"0.0500"},0.1,0.1,0.1,91.4,99,"","Yes"]
["Jim Bridger","8066_B_BW74",8066,"B","BW74",3458,"Coal Steam","","WECC_WY","Wyoming",56,"Sweetwater",37,"56037",530,10256,1979,9999,"tangential","dry","N","Subbituminous","Wet Scrubber",1979,91,91,"LNC2","SCR",2015,"","ESPC","ESPC","No","ACI",2015,90,0.15,{"v":0.20287243571482483,"d":"0.2029"},{"v":0.05,"d":"0.0500"},{"v":0.1504506177006582,"d":"0.1505"},{"v":0.05,"d":"0.0500"},0.1,0.1,0.1,96,99,"","Yes"]
["Huntington","8069_B_1",8069,"B","1",3459,"Coal Steam","","WECC_UT","Utah",49,"Emery",15,"49015",461,10077,1977,9999,"tangential","dry","N","Bituminous","Wet Scrubber",1978,80,90,"","","","","ESPC + B","ESPC + B","Yes","","","",1.2,{"v":0.2239319534649204,"d":"0.2239"},{"v":0.2239319534649204,"d":"0.2239"},{"v":0.2239319534649204,"d":"0.2239"},{"v":0.2239319534649204,"d":"0.2239"},0.3,0.3,0.56,85,99,"","Yes"]
["Huntington","8069_B_2",8069,"B","2",3460,"Coal Steam","","WECC_UT","Utah",49,"Emery",15,"49015",450,10147,1974,9999,"tangential","dry","N","Bituminous","Wet Scrubber",2006,80,90,"LNC2","","","","B","B","NA","","","",0.12,{"v":0.20341416411603522,"d":"0.2034"},{"v":0.20341416411603522,"d":"0.2034"},{"v":0.20341416411603522,"d":"0.2034"},{"v":0.20341416411603522,"d":"0.2034"},0.1,0.27,0.56,85,99,"","Yes"]
["General James M Gavin","8102_B_1",8102,"B","1",3461,"Coal Steam","","PJM_West","Ohio",39,"Gallia",53,"39053",1320,9803,1974,9999,"cell","dry","N","Bituminous, Subbituminous","Wet Scrubber",1994,95,95,"LNCB","SCR",2001,"","ESPC","ESPC","No","","","",2.15,{"v":0.146490446529983,"d":"0.1465"},{"v":0.1,"d":"0.1000"},{"v":0.146490446529983,"d":"0.1465"},{"v":0.1,"d":"0.1000"},0.1,0.84,0.56,99,99,"","Yes"]
["General James M Gavin","8102_B_2",8102,"B","2",3462,"Coal Steam","","PJM_West","Ohio",39,"Gallia",53,"39053",1320,9776,1975,9999,"cell","dry","N","Bituminous, Subbituminous","Wet Scrubber",1995,95,95,"LNCB","SCR",2001,"","ESPC","ESPC","No","","","",2.15,{"v":0.142079114381239,"d":"0.1421"},{"v":0.1,"d":"0.1000"},{"v":0.142079114381239,"d":"0.1421"},{"v":0.1,"d":"0.1000"},0.1,0.84,0.56,99,99,"","Yes"]
["Ray D Nixon","8219_B_1",8219,"B","1",3466,"Coal Steam","","WECC_CO","Colorado",8,"El Paso",41,"08041",208,10537,1980,9999,"wall","dry","N","Bituminous, Subbituminous","Dry Scrubber",2017,92,92,"LNB","","","","B","B","NA","ACI",2015,90,0.11,{"v":0.2350785601447341,"d":"0.2351"},{"v":0.2350785601447341,"d":"0.2351"},{"v":0.18300869317564708,"d":"0.1830"},{"v":0.18300869317564708,"d":"0.1830"},0.1,0.1,0.1,99,99,"","Yes"]
["Coyote","8222_B_B1",8222,"B","B1",3469,"Coal Steam","","MIS_MAPP","North Dakota",38,"Mercer",57,"38057",427,11276,1981,9999,"cyclone","wet","N","Lignite","Dry Scrubber",1981,70,90,"","","","","B","B","NA","ACI",2015,90,1.2,{"v":0.7318333995241748,"d":"0.7318"},{"v":0.7318333995241748,"d":"0.7318"},{"v":0.6220583895955486,"d":"0.6221"},{"v":0.6220583895955486,"d":"0.6221"},0.1,0.1,0.1,75,99,"",""]
["Springerville","8223_B_1",8223,"B","1",3470,"Coal Steam","","WECC_AZ","Arizona",4,"Apache",1,"04001",387,10413,1985,9999,"tangential","dry","N","Bituminous, Subbituminous","Dry Scrubber",1985,61.3,90,"LNC1","","","","B","B","NA","","","",0.6900000000000001,{"v":0.18215219072081226,"d":"0.1822"},{"v":0.18215219072081226,"d":"0.1822"},{"v":0.13433946717913414,"d":"0.1343"},{"v":0.13433946717913414,"d":"0.1343"},0.05,0.75,1,66.3,99,"",""]
["Springerville","8223_B_2",8223,"B","2",3471,"Coal Steam","","WECC_AZ","Arizona",4,"Apache",1,"04001",390,10437,1990,9999,"tangential","dry","N","Bituminous, Subbituminous","Dry Scrubber",1990,61.3,90,"LNC1","","","","B","B","NA","","","",0.6900000000000001,{"v":0.18833824880767916,"d":"0.1883"},{"v":0.18833824880767916,"d":"0.1883"},{"v":0.13770896244908667,"d":"0.1377"},{"v":0.13770896244908667,"d":"0.1377"},0.05,0.75,1,66.3,99,"",""]
["Springerville","8223_B_3",8223,"B","3",89514,"Coal Steam","","WECC_AZ","Arizona",4,"Apache",1,"04001",417,10145,2006,9999,"wall","dry","N","Subbituminous","Dry Scrubber",2006,84.7,90,"LNC3","SCR",2006,"","B","B","NA","","","",0.69,{"v":0.06586020721907691,"d":"0.0659"},{"v":0.06586020721907691,"d":"0.0659"},{"v":0.06586020721907691,"d":"0.0659"},{"v":0.06586020721907691,"d":"0.0659"},0.05,0.75,1,89.7,99,"",""]
["Springerville","8223_B_4",8223,"B","4",90132,"Coal Steam","","WECC_AZ","Arizona",4,"Apache",1,"04001",415,10235,2009,9999,"wall","dry","N","Bituminous, Subbituminous","Dry Scrubber",2009,84.7,90,"LNB + OFA","SCR",2009,"","B","B","NA","ACI",2009,90,0.8,{"v":0.08189,"d":"0.0819"},{"v":0.08189,"d":"0.0819"},{"v":0.08189,"d":"0.0819"},{"v":0.08189,"d":"0.0819"},0.1,0.1,0.1,89.7,99,"",""]
["North Valmy","8224_B_1",8224,"B","1",3473,"Coal Steam","","WECC_NNV","Nevada",32,"Humboldt",13,"32013",254,10698,1981,2022,"wall","dry","N","Bituminous, Subbituminous","","",70,70,"LNB + OFA","","","","B","B","NA","","","",1.2,{"v":0.3296330556201981,"d":"0.3296"},{"v":0.3296330556201981,"d":"0.3296"},{"v":0.3296330556201981,"d":"0.3296"},{"v":0.3296330556201981,"d":"0.3296"},0.11,0.27,1,90,90,"Yes","",2015]
["North Valmy","8224_B_2",8224,"B","2",3474,"Coal Steam","","WECC_NNV","Nevada",32,"Humboldt",13,"32013",268,10561,1985,2025,"wall","dry","N","Bituminous, Subbituminous","Dry Scrubber",1985,70,90,"BF + LNB + OFA","","","","B","B","NA","","","",0.6,{"v":0.30758547376000456,"d":"0.3076"},{"v":0.30758547376000456,"d":"0.3076"},{"v":0.30758547376000456,"d":"0.3076"},{"v":0.30758547376000456,"d":"0.3076"},0.05,0.75,1,75,99,"",""]
["Cheswick Power Plant","8226_B_1",8226,"B","1",3475,"Coal Steam","","PJM_West","Pennsylvania",42,"Allegheny",3,"42003",580,10319,1970,9999,"tangential","wet","N","Bituminous","Wet Scrubber",2010,98,98,"LNC3","SCR",2003,"","ESPC + B","ESPC + B","Yes","","","",2.8000000000000003,{"v":0.12,"d":"0.1200"},{"v":0.07,"d":"0.0700"},{"v":0.12,"d":"0.1200"},{"v":0.07,"d":"0.0700"},0.1,0.3,0.56,99,99,"","Yes"]
["E D Edwards","856_B_2",856,"B","2",569,"Coal Steam","","MIS_IL","Illinois",17,"Peoria",143,"17143",263,10286,1968,9999,"wall","dry","N","Bituminous, Subbituminous","","","","","LNB","","","","ESPC","ESPC + B","Yes","ACI",2009,90,0.457,{"v":0.19988553102669937,"d":"0.1999"},{"v":0.19988553102669937,"d":"0.1999"},{"v":0.18,"d":"0.1800"},{"v":0.18,"d":"0.1800"},0.1,0.1,0.1,"","","","Yes"]
["E D Edwards","856_B_3",856,"B","3",570,"Coal Steam","","MIS_IL","Illinois",17,"Peoria",143,"17143",335,10385,1972,9999,"wall","dry","N","Bituminous, Subbituminous","","","","","LNB + OFA","SCR",2004,"","ESPC","ESPC","Yes","ACI",2009,90,0.429,{"v":0.06771,"d":"0.0677"},{"v":0.06771,"d":"0.0677"},{"v":0.06771,"d":"0.0677"},{"v":0.06771,"d":"0.0677"},0.1,0.1,0.1,"","","","Yes"]
["Coffeen","861_B_01",861,"B","01",573,"Coal Steam","","MIS_IL","Illinois",17,"Montgomery",135,"17135",330,10963,1965,9999,"cyclone","wet","N","Bituminous, Subbituminous","Wet Scrubber",2010,98.2,98.2,"OFA","SCR",2003,"","ESPC","ESPC + B","Yes","","","",0.04,{"v":0.07086,"d":"0.0709"},{"v":0.07086,"d":"0.0709"},{"v":0.07086,"d":"0.0709"},{"v":0.07086,"d":"0.0709"},0.1,0.3,0.56,99,99,"","Yes"]
["Coffeen","861_B_02",861,"B","02",574,"Coal Steam","","MIS_IL","Illinois",17,"Montgomery",135,"17135",586,10765,1972,9999,"cyclone","wet","N","Bituminous, Subbituminous","Wet Scrubber",2010,98.2,98.2,"OFA","SCR",2002,"","ESPC","ESPC + B","No","","","",0.04,{"v":0.05121067003067118,"d":"0.0512"},{"v":0.05121067003067118,"d":"0.0512"},{"v":0.05121067003067118,"d":"0.0512"},{"v":0.05121067003067118,"d":"0.0512"},0.1,0.3,0.56,99,99,"","Yes"]
["Escalante","87_B_1",87,"B","1",59,"Coal Steam","","WECC_NM","New Mexico",35,"McKinley",31,"35031",247,11013,1984,9999,"tangential","dry","N","Subbituminous","Wet Scrubber",1984,95,95,"LNB","","","","B","B","NA","ACI",2015,90,0.2,{"v":0.3425523520046778,"d":"0.3426"},{"v":0.3425523520046778,"d":"0.3426"},{"v":0.22497145314723693,"d":"0.2250"},{"v":0.22497145314723693,"d":"0.2250"},0.1,0.1,0.1,99,99,"",""]
["Joliet 9","874_B_5",874,"B","5",590,"Coal Steam","","PJM_COMD","Illinois",17,"Will",197,"17197",314,10821,1959,9999,"cyclone","wet","N","Subbituminous","","","","","LNB + OFA","SNCR","",2012,"ESPC","ESPC + B","No","ACI",2009,90,1.8,{"v":0.11876981549434182,"d":"0.1188"},{"v":0.11876981549434182,"d":"0.1188"},{"v":0.11876981549434182,"d":"0.1188"},{"v":0.11876981549434182,"d":"0.1188"},0.1,0.1,0.1,"","","","",null,null,"C2G",2017]
["Powerton","879_B_51",879,"B","51",593,"Coal Steam","","PJM_COMD","Illinois",17,"Tazewell",179,"17179",384,10756,1972,9999,"cyclone","wet","N","Bituminous, Subbituminous","Dry Scrubber",2015,92.51,92.51,"OFA","SNCR","",2012,"ESPC","ESPC","No","ACI",2002,90,1.8,{"v":0.10028638590925158,"d":"0.1003"},{"v":0.10028638590925158,"d":"0.1003"},{"v":0.10028638590925158,"d":"0.1003"},{"v":0.10028638590925158,"d":"0.1003"},0.1,0.1,0.1,99,99,"","Yes"]
["Powerton","879_B_52",879,"B","52",594,"Coal Steam","","PJM_COMD","Illinois",17,"Tazewell",179,"17179",384,10756,1972,9999,"cyclone","wet","N","Bituminous, Subbituminous","Dry Scrubber",2015,92.51,92.51,"OFA","SNCR","",2012,"ESPC","ESPC","No","ACI",2002,90,1.8,{"v":0.10285889720231042,"d":"0.1029"},{"v":0.10285889720231042,"d":"0.1029"},{"v":0.10285889720231042,"d":"0.1029"},{"v":0.10285889720231042,"d":"0.1029"},0.1,0.1,0.1,99,99,"","Yes"]
["Powerton","879_B_61",879,"B","61",595,"Coal Steam","","PJM_COMD","Illinois",17,"Tazewell",179,"17179",384,10708,1975,9999,"cyclone","wet","N","Bituminous, Subbituminous","Dry Scrubber",2016,90,90,"OFA","SNCR","",2012,"ESPC","ESPC","No","ACI",2002,90,1.8,{"v":0.09957116387394806,"d":"0.0996"},{"v":0.09957116387394806,"d":"0.0996"},{"v":0.09957116387394806,"d":"0.0996"},{"v":0.09957116387394806,"d":"0.0996"},0.1,0.1,0.1,96.49,99,"","Yes"]
["Powerton","879_B_62",879,"B","62",596,"Coal Steam","","PJM_COMD","Illinois",17,"Tazewell",179,"17179",384,10708,1975,9999,"cyclone","wet","N","Bituminous, Subbituminous","Dry Scrubber",2016,90,90,"OFA","SNCR","",2012,"ESPC","ESPC","No","ACI",2002,90,1.8,{"v":0.09686235593618571,"d":"0.0969"},{"v":0.09686235593618571,"d":"0.0969"},{"v":0.09686235593618571,"d":"0.0969"},{"v":0.09686235593618571,"d":"0.0969"},0.1,0.1,0.1,96.49,99,"","Yes"]
["Waukegan","883_B_7",883,"B","7",598,"Coal Steam","","PJM_COMD","Illinois",17,"Lake",97,"17097",328,10388,1958,9999,"tangential","dry","N","Bituminous, Subbituminous","Dry Scrubber",2015,90,90,"LNC3","","","","ESPH","ESPH + B","No","ACI",2009,90,1.8,{"v":0.10036097335565887,"d":"0.1004"},{"v":0.10036097335565887,"d":"0.1004"},{"v":0.10036097335565887,"d":"0.1004"},{"v":0.10036097335565887,"d":"0.1004"},0.1,0.1,0.1,96.49,99,"",""]
["Waukegan","883_B_8",883,"B","8",599,"Coal Steam","","PJM_COMD","Illinois",17,"Lake",97,"17097",361,10666,1962,9999,"tangential","dry","N","Bituminous, Subbituminous","Dry Scrubber",2015,95,95,"LNC3","","","","ESPC","ESPC + B","No","ACI",2009,90,1.8,{"v":0.13902194483296718,"d":"0.1390"},{"v":0.13902194483296718,"d":"0.1390"},{"v":0.13902194483296718,"d":"0.1390"},{"v":0.13902194483296718,"d":"0.1390"},0.1,0.1,0.1,99,99,"","Yes"]
["Joppa Steam","887_B_1",887,"B","1",605,"Coal Steam","","MIS_IL","Illinois",17,"Massac",127,"17127",167,10398,1953,9999,"tangential","dry","N","Bituminous, Subbituminous","","","","","LNC1","","","","ESPC","ESPC","Yes","ACI",2010,90,0.497553135,{"v":0.11967038943692461,"d":"0.1197"},{"v":0.11967038943692461,"d":"0.1197"},{"v":0.11967038943692461,"d":"0.1197"},{"v":0.11967038943692461,"d":"0.1197"},0.1,0.1,0.1,"","","",""]
["Joppa Steam","887_B_2",887,"B","2",606,"Coal Steam","","MIS_IL","Illinois",17,"Massac",127,"17127",167,10387,1953,9999,"tangential","dry","N","Bituminous, Subbituminous","","","","","LNC1","","","","ESPC","ESPC","Yes","ACI",2010,90,0.497553135,{"v":0.12304055449711486,"d":"0.1230"},{"v":0.12304055449711486,"d":"0.1230"},{"v":0.12,"d":"0.1200"},{"v":0.12,"d":"0.1200"},0.1,0.1,0.1,"","","",""]
["Joppa Steam","887_B_3",887,"B","3",607,"Coal Steam","","MIS_IL","Illinois",17,"Massac",127,"17127",167,10446,1954,9999,"tangential","dry","N","Bituminous, Subbituminous","","","","","LNC1","","","","ESPC","ESPC","Yes","ACI",2010,90,0.509565283,{"v":0.1117686035406423,"d":"0.1118"},{"v":0.1117686035406423,"d":"0.1118"},{"v":0.1117686035406423,"d":"0.1118"},{"v":0.1117686035406423,"d":"0.1118"},0.1,0.1,0.1,"","","",""]
["Joppa Steam","887_B_4",887,"B","4",608,"Coal Steam","","MIS_IL","Illinois",17,"Massac",127,"17127",167,10418,1954,9999,"tangential","dry","N","Bituminous, Subbituminous","","","","","LNC1","","","","ESPC","ESPC","Yes","ACI",2010,90,0.509565283,{"v":0.11173938991658877,"d":"0.1117"},{"v":0.11173938991658877,"d":"0.1117"},{"v":0.11173938991658877,"d":"0.1117"},{"v":0.11173938991658877,"d":"0.1117"},0.1,0.1,0.1,"","","",""]
["Joppa Steam","887_B_5",887,"B","5",609,"Coal Steam","","MIS_IL","Illinois",17,"Massac",127,"17127",167,10463,1955,9999,"tangential","dry","N","Bituminous, Subbituminous","","","","","LNC3","","","","ESPC","ESPC","Yes","ACI",2010,90,0.506545951,{"v":0.11192119298727667,"d":"0.1119"},{"v":0.11192119298727667,"d":"0.1119"},{"v":0.11192119298727667,"d":"0.1119"},{"v":0.11192119298727667,"d":"0.1119"},0.1,0.1,0.1,"","","",""]
["Joppa Steam","887_B_6",887,"B","6",610,"Coal Steam","","MIS_IL","Illinois",17,"Massac",127,"17127",167,10428,1955,9999,"tangential","dry","N","Bituminous, Subbituminous","","","","","LNC3","","","","ESPC","ESPC","Yes","ACI",2010,90,0.506545951,{"v":0.11186832038264069,"d":"0.1119"},{"v":0.11186832038264069,"d":"0.1119"},{"v":0.11186832038264069,"d":"0.1119"},{"v":0.11186832038264069,"d":"0.1119"},0.1,0.1,0.1,"","","",""]
["Baldwin Energy Complex","889_B_1",889,"B","1",611,"Coal Steam","","MIS_IL","Illinois",17,"Randolph",157,"17157",586,10221,1970,9999,"cyclone","wet","N","Subbituminous","Dry Scrubber",2012,90,90,"OFA","SCR",1999,"","ESPC + B","ESPC + B","No","ACI",2011,90,0.075,{"v":0.05976574376161253,"d":"0.0598"},{"v":0.05976574376161253,"d":"0.0598"},{"v":0.05976574376161253,"d":"0.0598"},{"v":0.05976574376161253,"d":"0.0598"},0.1,0.1,0.1,95,99,"","Yes"]
["Baldwin Energy Complex","889_B_2",889,"B","2",612,"Coal Steam","","MIS_IL","Illinois",17,"Randolph",157,"17157",591,10169,1973,9999,"cyclone","wet","N","Subbituminous","Dry Scrubber",2012,80,90,"OFA","SCR",2000,"","ESPC + B","ESPC + B","No","ACI",2012,90,0.075,{"v":0.057663317093285975,"d":"0.0577"},{"v":0.057663317093285975,"d":"0.0577"},{"v":0.057663317093285975,"d":"0.0577"},{"v":0.057663317093285975,"d":"0.0577"},0.1,0.1,0.1,85,99,"","Yes"]
["Baldwin Energy Complex","889_B_3",889,"B","3",613,"Coal Steam","","MIS_IL","Illinois",17,"Randolph",157,"17157",608,10101,1975,9999,"tangential","dry","N","Subbituminous","Dry Scrubber",2013,90,90,"LNC2","","","","ESPC + B","ESPC + B","Yes","ACI",2013,90,0.1,{"v":0.09222981649670113,"d":"0.0922"},{"v":0.09222981649670113,"d":"0.0922"},{"v":0.09222981649670113,"d":"0.0922"},{"v":0.09222981649670113,"d":"0.0922"},0.1,0.1,0.1,95,99,"","Yes"]
["Havana","891_B_9",891,"B","9",622,"Coal Steam","","MIS_IL","Illinois",17,"Mason",125,"17125",427,11569,1978,9999,"wall","dry","N","Subbituminous","Dry Scrubber",2012,92.3,92.3,"LNB + OFA","SCR",2004,"","ESPH + B","ESPH + B","No","ACI",2010,90,0.06,{"v":0.06233152708964231,"d":"0.0623"},{"v":0.06233152708964231,"d":"0.0623"},{"v":0.06233152708964231,"d":"0.0623"},{"v":0.06233152708964231,"d":"0.0623"},0.1,0.1,0.1,97.3,99,"","Yes"]
["Hennepin Power Station","892_B_1",892,"B","1",623,"Coal Steam","","MIS_IL","Illinois",17,"Putnam",155,"17155",67,10676,1953,9999,"tangential","dry","N","Subbituminous","","","","","LNB + OFA","","","","ESPC + B","ESPC + B","No","ACI",2009,90,1.2,{"v":0.13164498157386673,"d":"0.1316"},{"v":0.13164498157386673,"d":"0.1316"},{"v":0.12,"d":"0.1200"},{"v":0.12,"d":"0.1200"},0.1,0.1,0.1,"","","",""]
["Hennepin Power Station","892_B_2",892,"B","2",624,"Coal Steam","","MIS_IL","Illinois",17,"Putnam",155,"17155",215,10481,1959,9999,"tangential","dry","N","Subbituminous","","","","","LNB + OFA","","","","ESPC + B","ESPC + B","No","ACI",2009,90,1.2,{"v":0.1304153277142614,"d":"0.1304"},{"v":0.1304153277142614,"d":"0.1304"},{"v":0.12,"d":"0.1200"},{"v":0.12,"d":"0.1200"},0.1,0.1,0.1,"","","",""]
["Dallman","963_B_33",963,"B","33",647,"Coal Steam","","MIS_IL","Illinois",17,"Sangamon",167,"17167",188,11398,1978,9999,"tangential","wet","N","Bituminous","Wet Scrubber",1980,95,95,"","SCR",2004,"","ESPC","ESPC + B","No","","","",0.2,{"v":0.06581,"d":"0.0658"},{"v":0.06581,"d":"0.0658"},{"v":0.06581,"d":"0.0658"},{"v":0.06581,"d":"0.0658"},0.1,0.3,0.56,99,99,"","Yes"]
["Dallman","963_B_41",963,"B","41",89910,"Coal Steam","","MIS_IL","Illinois",17,"Sangamon",167,"17167",208,11616,2009,9999,"wall","wet","N","Bituminous","Wet Scrubber",2009,96.53,96.53,"LNB + OFA","SCR",2009,"","ESPC + B","ESPC + B","No","ACI",2009,90,0.20000000000000004,{"v":0.04415287094936105,"d":"0.0442"},{"v":0.04415287094936105,"d":"0.0442"},{"v":0.04415287094936105,"d":"0.0442"},{"v":0.04415287094936105,"d":"0.0442"},0.1,0.1,0.1,99,99,"",""]
["Marion","976_B_123",976,"B","123",9173,"Coal Steam","","MIS_IL","Illinois",17,"Williamson",199,"17199",120,11766,2003,9999,"FBC","wet","N","Bituminous","Reagent Injection","",92,92,"CF","SNCR","",2003,"B","B","NA","","","",0.6,{"v":0.09904820251057987,"d":"0.0990"},{"v":0.09904820251057987,"d":"0.0990"},{"v":0.09904820251057987,"d":"0.0990"},{"v":0.09904820251057987,"d":"0.0990"},0.05,0.43,0.43,99,99,"","Yes"]
["Marion","976_B_4",976,"B","4",655,"Coal Steam","","MIS_IL","Illinois",17,"Williamson",199,"17199",170,9766,1978,9999,"cyclone","wet","N","Bituminous","Wet Scrubber",1978,89.4,90,"OFA","SCR",2004,"","ESPC","ESPC","No","","","",1.2,{"v":0.104451116700593,"d":"0.1045"},{"v":0.1,"d":"0.1000"},{"v":0.104451116700593,"d":"0.1045"},{"v":0.1,"d":"0.1000"},0.1,0.84,0.56,94.4,99,"","Yes"]
["Clifty Creek","983_B_1",983,"B","1",658,"Coal Steam","","MIS_INKY","Indiana",18,"Jefferson",77,"18077",196,10320,1955,9999,"wall","wet","N","Bituminous, Subbituminous","Wet Scrubber",2012,90,90,"OFA","SCR",2003,"","ESPC","ESPC","Yes","","","",7.5200000000000005,0.2071,{"v":0.1,"d":"0.1000"},0.2071,{"v":0.1,"d":"0.1000"},0.1,0.84,0.56,91,99,"",""]
["Clifty Creek","983_B_2",983,"B","2",659,"Coal Steam","","MIS_INKY","Indiana",18,"Jefferson",77,"18077",196,10291,1955,9999,"wall","wet","N","Bituminous, Subbituminous","Wet Scrubber",2012,90,90,"OFA","SCR",2003,"","ESPC","ESPC","Yes","","","",7.5200000000000005,0.2118,{"v":0.1,"d":"0.1000"},0.2118,{"v":0.1,"d":"0.1000"},0.1,0.84,0.56,91,99,"",""]
["Clifty Creek","983_B_3",983,"B","3",660,"Coal Steam","","MIS_INKY","Indiana",18,"Jefferson",77,"18077",196,10309,1955,9999,"wall","wet","N","Bituminous, Subbituminous","Wet Scrubber",2012,90,90,"OFA","SCR",2003,"","ESPC","ESPC","Yes","","","",7.5200000000000005,{"v":0.21740000000000004,"d":"0.2174"},{"v":0.1,"d":"0.1000"},{"v":0.21740000000000004,"d":"0.2174"},{"v":0.1,"d":"0.1000"},0.1,0.84,0.56,91,99,"",""]
["Clifty Creek","983_B_4",983,"B","4",661,"Coal Steam","","MIS_INKY","Indiana",18,"Jefferson",77,"18077",196,10261,1955,9999,"wall","wet","N","Bituminous, Subbituminous","Wet Scrubber",2013,90,90,"OFA","SCR",2003,"","ESPC","ESPC + B","Yes","","","",7.5200000000000005,{"v":0.075,"d":"0.0750"},{"v":0.075,"d":"0.0750"},{"v":0.075,"d":"0.0750"},{"v":0.075,"d":"0.0750"},0.1,0.3,0.56,91,99,"",""]
["Clifty Creek","983_B_5",983,"B","5",662,"Coal Steam","","MIS_INKY","Indiana",18,"Jefferson",77,"18077",196,10314,1955,9999,"wall","wet","N","Bituminous, Subbituminous","Wet Scrubber",2013,90,90,"OFA","SCR",2003,"","ESPC","ESPC + B","Yes","","","",7.5200000000000005,{"v":0.075,"d":"0.0750"},{"v":0.075,"d":"0.0750"},{"v":0.075,"d":"0.0750"},{"v":0.075,"d":"0.0750"},0.1,0.3,0.56,91,99,"",""]
["Clifty Creek","983_B_6",983,"B","6",663,"Coal Steam","","MIS_INKY","Indiana",18,"Jefferson",77,"18077",196,10198,1956,9999,"wall","wet","N","Bituminous, Subbituminous","Wet Scrubber",2013,90,90,"OFA","","","","ESPH","ESPH + B","No","","","",7.5200000000000005,{"v":1.004092314440666,"d":"1.0041"},{"v":1.004092314440666,"d":"1.0041"},{"v":1.004092314440666,"d":"1.0041"},{"v":1.004092314440666,"d":"1.0041"},0.03,0.27,0.56,91,99,"",""]
["Harding Street","990_B_50",990,"B","50",675,"Coal Steam","","MIS_INKY","Indiana",18,"Marion",97,"18097",106,10541,1958,9999,"tangential","dry","N","Bituminous","","","","","LNC2","SNCR","",2004,"ESPC","ESPC","Yes","","","",4.7,{"v":0.25731390316351105,"d":"0.2573"},{"v":0.25731390316351105,"d":"0.2573"},{"v":0.24,"d":"0.2400"},{"v":0.24,"d":"0.2400"},0.64,0.97,1,"","","","",null,null,"C2G",2016]
["Harding Street","990_B_60",990,"B","60",677,"Coal Steam","","MIS_INKY","Indiana",18,"Marion",97,"18097",106,10491,1961,9999,"tangential","dry","N","Bituminous","","","","","LNC2","SNCR","",2004,"ESPC + C","ESPC + C","Yes","","","",4.7,{"v":0.25914319041909056,"d":"0.2591"},{"v":0.25914319041909056,"d":"0.2591"},{"v":0.24,"d":"0.2400"},{"v":0.24,"d":"0.2400"},0.64,0.97,1,"","","","",null,null,"C2G",2016]
["Harding Street","990_B_70",990,"B","70",679,"Coal Steam","","MIS_INKY","Indiana",18,"Marion",97,"18097",435,10517,1973,9999,"tangential","dry","N","Bituminous","Wet Scrubber",2008,98.1,98.1,"LNC3","SCR",2005,"","ESPC","ESPC","Yes","","","",5.3,{"v":0.0830202502550702,"d":"0.0830"},{"v":0.0830202502550702,"d":"0.0830"},{"v":0.0830202502550702,"d":"0.0830"},{"v":0.0830202502550702,"d":"0.0830"},0.1,0.84,0.56,99,99,"","Yes",null,null,"C2G",2016]
["AES Petersburg","994_B_1",994,"B","1",692,"Coal Steam","","MIS_INKY","Indiana",18,"Pike",125,"18125",227,11050,1967,9999,"tangential","dry","N","Bituminous","Wet Scrubber",1996,95,95,"LNC3","","","","ESPC","ESPC + B","No","ACI",2013,90,0.15,{"v":0.25344671218542186,"d":"0.2534"},{"v":0.25344671218542186,"d":"0.2534"},{"v":0.25344671218542186,"d":"0.2534"},{"v":0.25344671218542186,"d":"0.2534"},0.1,0.1,0.1,99,99,"Yes","Yes",2012]
["AES Petersburg","994_B_2",994,"B","2",693,"Coal Steam","","MIS_INKY","Indiana",18,"Pike",125,"18125",418,10680,1969,9999,"tangential","dry","N","Bituminous","Wet Scrubber",1996,95,95,"LNC3","SCR",2004,"","ESPC","ESPC + B","No","ACI",2013,90,0.15,{"v":0.22993,"d":"0.2299"},{"v":0.1,"d":"0.1000"},{"v":0.22993,"d":"0.2299"},{"v":0.1,"d":"0.1000"},0.1,0.1,0.1,99,99,"Yes","Yes",2012]
["AES Petersburg","994_B_3",994,"B","3",694,"Coal Steam","","MIS_INKY","Indiana",18,"Pike",125,"18125",536,10591,1977,9999,"tangential","dry","N","Bituminous","Wet Scrubber",1997,85,90,"LNC1","SCR",2004,"","ESPC","ESPC","No","ACI",2013,90,0.333,{"v":0.246994472171697,"d":"0.2470"},{"v":0.07,"d":"0.0700"},{"v":0.246994472171697,"d":"0.2470"},{"v":0.07,"d":"0.0700"},0.1,0.1,0.1,90,99,"Yes","Yes",2012]
["AES Petersburg","994_B_4",994,"B","4",695,"Coal Steam","","MIS_INKY","Indiana",18,"Pike",125,"18125",535,10493,1986,9999,"tangential","dry","N","Bituminous","Wet Scrubber",1986,95,95,"LNC1","","","","ESPC","ESPC","No","ACI",2013,90,0.201,{"v":0.2425609030249282,"d":"0.2426"},{"v":0.2425609030249282,"d":"0.2426"},{"v":0.24,"d":"0.2400"},{"v":0.24,"d":"0.2400"},0.1,0.1,0.1,99,99,"Yes","",2012]
["Bailly","995_B_7",995,"B","7",696,"Coal Steam","","MIS_INKY","Indiana",18,"Porter",127,"18127",160,11454,1962,9999,"cyclone","wet","N","Bituminous","Wet Scrubber",1991,97,97,"OFA","SCR",2008,"","ESPC","ESPC","No","ACI",2014,90,0.1,{"v":0.12,"d":"0.1200"},{"v":0.1,"d":"0.1000"},{"v":0.12,"d":"0.1200"},{"v":0.1,"d":"0.1000"},0.1,0.1,0.1,99,99,"","Yes"]
["Bailly","995_B_8",995,"B","8",697,"Coal Steam","","MIS_INKY","Indiana",18,"Porter",127,"18127",320,11256,1968,9999,"cyclone","wet","N","Bituminous","Wet Scrubber",1991,97,97,"OFA","SCR",2004,"","ESPC","ESPC","No","ACI",2014,90,0.1,{"v":0.12,"d":"0.1200"},{"v":0.1,"d":"0.1000"},{"v":0.12,"d":"0.1200"},{"v":0.1,"d":"0.1000"},0.1,0.1,0.1,99,99,"","Yes"]
["Michigan City","997_B_12",997,"B","12",702,"Coal Steam","","MIS_INKY","Indiana",18,"LaPorte",91,"18091",469,10371,1974,9999,"cyclone","wet","N","Bituminous, Subbituminous","Dry Scrubber",2015,92,92,"OFA","SCR",2003,"","ESPC","ESPC + B","Yes","ACI",2016,90,0.1,{"v":0.1,"d":"0.1000"},{"v":0.1,"d":"0.1000"},{"v":0.1,"d":"0.1000"},{"v":0.1,"d":"0.1000"},0.1,0.1,0.1,99,99,"","Yes"]
["Big Sandy","1353_B_BSU1",1353,"B","BSU1",872,"Coal Steam","","PJM_West","Kentucky",21,"Lawrence",127,"21127",260,9651,1963,9999,"wall","dry","N","Bituminous","","","","","LNB + OFA","","","","ESPC","ESPC","Yes","","","",1.75,{"v":0.290156116578283,"d":"0.2902"},{"v":0.290156116578283,"d":"0.2902"},{"v":0.290156116578283,"d":"0.2902"},{"v":0.290156116578283,"d":"0.2902"},0.64,0.97,1,"","","","Yes",null,null,"C2G",2016]
["H L Spurlock","6041_B_2",6041,"B","2",2705,"Coal Steam","","S_C_KY","Kentucky",21,"Mason",161,"21161",510,10194,1981,9999,"tangential","dry","N","Bituminous","Wet Scrubber",2008,95,95,"LNC1","SCR",2002,"","ESPH + WESP","ESPH + WESP","No","","","",1.2,{"v":0.08237015727673448,"d":"0.0824"},{"v":0.08237015727673448,"d":"0.0824"},{"v":0.08237015727673448,"d":"0.0824"},{"v":0.08237015727673448,"d":"0.0824"},0.1,0.8,1,99,99,"","Yes"]
["Coronado","6177_B_U1B",6177,"B","U1B",2823,"Coal Steam","","WECC_AZ","Arizona",4,"Apache",1,"04001",372,10448,1979,9999,"wall","dry","N","Bituminous, Subbituminous","Wet Scrubber",1979,95,95,"LNBO","SCR",2014,"","ESPH","ESPH","No","ACI",2013,90,0.8,{"v":0.30658039959850425,"d":"0.3066"},{"v":0.065,"d":"0.0650"},{"v":0.30658039959850425,"d":"0.3066"},{"v":0.065,"d":"0.0650"},0.1,0.1,0.1,99,99,"","Yes"]
["Coronado","6177_B_U2B",6177,"B","U2B",2824,"Coal Steam","","WECC_AZ","Arizona",4,"Apache",1,"04001",377,10427,1980,9999,"wall","dry","N","Bituminous, Subbituminous","Wet Scrubber",1980,95,95,"LNB + OFA","SCR",2014,"","ESPH","ESPH","No","ACI",2013,90,0.8,{"v":0.3428613276269045,"d":"0.3429"},{"v":0.065,"d":"0.0650"},{"v":0.3428613276269045,"d":"0.3429"},{"v":0.065,"d":"0.0650"},0.1,0.1,0.1,99,99,"","Yes"]
["Kincaid Generation LLC","876_B_1",876,"B","1",591,"Coal Steam","","PJM_COMD","Illinois",17,"Christian",21,"17021",579,10584,1967,9999,"cyclone","wet","N","Bituminous, Subbituminous","Dry Scrubber",2014,92.51,92.51,"OFA","SCR",2000,"","ESPC","ESPC","No","ACI",2009,90,0.18,{"v":0.0606531110263588,"d":"0.0607"},{"v":0.0606531110263588,"d":"0.0607"},{"v":0.0606531110263588,"d":"0.0607"},{"v":0.0606531110263588,"d":"0.0607"},0.1,0.1,0.1,93,99,"Yes","Yes",2017]
["Kincaid Generation LLC","876_B_2",876,"B","2",592,"Coal Steam","","PJM_COMD","Illinois",17,"Christian",21,"17021",579,10388,1968,9999,"cyclone","wet","N","Bituminous, Subbituminous","Dry Scrubber",2015,92.51,92.51,"OFA","SCR",2000,"","ESPC","ESPC","No","ACI",2009,90,0.18,{"v":0.0632979793576785,"d":"0.0633"},{"v":0.0632979793576785,"d":"0.0633"},{"v":0.0632979793576785,"d":"0.0633"},{"v":0.0632979793576785,"d":"0.0633"},0.1,0.1,0.1,93,99,"Yes","Yes",2017]
["Miami Fort","2832_B_7",2832,"B","7",1895,"Coal Steam","","PJM_West","Ohio",39,"Hamilton",61,"39061",510,10175,1975,9999,"cell","dry","N","Bituminous, Subbituminous","Wet Scrubber",2008,97,97,"LNB + OFA","SCR",2003,"","ESPC","ESPC","No","","","",2.37,{"v":0.1521441748680622,"d":"0.1521"},{"v":0.1,"d":"0.1000"},{"v":0.1521441748680622,"d":"0.1521"},{"v":0.1,"d":"0.1000"},0.1,0.84,0.56,99,99,"","Yes"]
["Miami Fort","2832_B_8",2832,"B","8",1896,"Coal Steam","","PJM_West","Ohio",39,"Hamilton",61,"39061",510,10171,1978,9999,"wall","dry","N","Bituminous, Subbituminous","Wet Scrubber",2008,97,97,"LNB + OFA","SCR",2002,"","ESPC","ESPC + B","No","","","",1.2,{"v":0.163,"d":"0.1630"},{"v":0.1,"d":"0.1000"},{"v":0.163,"d":"0.1630"},{"v":0.1,"d":"0.1000"},0.1,0.3,0.56,99,99,"","Yes"]
["B L England","2378_B_2",2378,"B","2",1427,"Coal Steam","","PJM_EMAC","New Jersey",34,"Cape May",9,"34009",155,11012,1964,9999,"cyclone","wet","N","Bituminous, Subbituminous","Wet Scrubber",1995,93,93,"OFA","SNCR","",2000,"ESPC","ESPC","No","ACI",2007,90,5.6000000000000005,{"v":0.41577857702550886,"d":"0.4158"},{"v":0.41577857702550886,"d":"0.4158"},{"v":0.41577857702550886,"d":"0.4158"},{"v":0.41577857702550886,"d":"0.4158"},0.1,0.1,0.1,98,99,"","",null,null,"C2G",2015]
["Weston","4078_B_2",4078,"B","2",2614,"Coal Steam","","MIS_WUMS","Wisconsin",55,"Marathon",73,"55073",81,9829,1960,9999,"wall","dry","N","Subbituminous","","","","","LNB + OFA","","","","ESPC","ESPC","Yes","","","",1.2,{"v":0.2911348922183554,"d":"0.2911"},{"v":0.2911348922183554,"d":"0.2911"},{"v":0.2911348922183554,"d":"0.2911"},{"v":0.2911348922183554,"d":"0.2911"},0.64,0.97,1,"","","","",null,null,"C2G",2015]
["W S Lee","3264_B_3",3264,"B","3",2218,"Coal Steam","","S_VACA","South Carolina",45,"Anderson",7,"45007",170,10836,1958,9999,"tangential","dry","N","Bituminous","","","","","LNC3","","","","ESPH","ESPH","No","","","",2.3000000000000003,{"v":0.23874761031759079,"d":"0.2387"},{"v":0.23874761031759079,"d":"0.2387"},{"v":0.23874761031759079,"d":"0.2387"},{"v":0.23874761031759079,"d":"0.2387"},0.9,0.94,1,"","","","",null,null,"C2G",2015]
["Kemper County IGCC Project","57037_G_1A",57037,"G","1A",null,"IGCC","","S_C_TVA","Mississippi",28,"KEMPER",69,"28069",157.6,10700,2014,9999,null,null,"Y","Lignite",null,null,99,99,"NDI","SCR",{"$nulls":8},1.2,{"v":0.05140758874,"d":"0.0514"},{"v":0.05140758874,"d":"0.0514"},{"v":0.05140758874,"d":"0.0514"},{"v":0.05140758874,"d":"0.0514"},0.1,0.1,0.1,99,99,"","",null,65]
["Kemper County IGCC Project","57037_G_1B",57037,"G","1B",null,"IGCC","","S_C_TVA","Mississippi",28,"KEMPER",69,"28069",157.6,10700,2014,9999,null,null,"Y","Lignite",null,null,99,99,"NDI","SCR",{"$nulls":8},1.2,{"v":0.05140758874,"d":"0.0514"},{"v":0.05140758874,"d":"0.0514"},{"v":0.05140758874,"d":"0.0514"},{"v":0.05140758874,"d":"0.0514"},0.1,0.1,0.1,99,99,"","",null,65]
["Kemper County IGCC Project","57037_G_1C",57037,"G","1C",null,"IGCC","","S_C_TVA","Mississippi",28,"KEMPER",69,"28069",206.5,10700,2014,9999,null,null,"Y","Lignite",null,null,99,99,"NDI","SCR",{"$nulls":8},1.2,{"v":0.05140758874,"d":"0.0514"},{"v":0.05140758874,"d":"0.0514"},{"v":0.05140758874,"d":"0.0514"},{"v":0.05140758874,"d":"0.0514"},0.1,0.1,0.1,99,99,"","",null,65]
["Rocky River","3305_G_IC2",3305,"G","IC2",null,"Combustion Turbine","IC Engine","S_VACA","South Carolina",45,"Anderson",7,"45007",1,10745,2013,9999,null,null,"N","Distillate Fuel Oil",{"$nulls":15},{"v":2.3354529520972003,"d":"2.3355"},{"v":2.3354529520972003,"d":"2.3355"},{"v":2.3354529520972003,"d":"2.3355"},{"v":2.3354529520972003,"d":"2.3355"}]
["Cheoah","54899_G_3A",54899,"G","3A",null,"Hydro","","S_C_TVA","North Carolina",37,"Graham",75,"37075",27.5,0,2013,9999,null,null,"N","Hydro",{"$nulls":15},0,0,0,0]
["Foothills Solar Plant","57997_G_PV1",57997,"G","PV1",null,"Solar PV","","WECC_AZ","Arizona",4,"Yuma",27,"04027",17,0,2013,9999,null,null,"N","Solar",{"$nulls":15},0,0,0,0]
["Foothills Solar Plant","57997_G_PV2",57997,"G","PV2",null,"Solar PV","","WECC_AZ","Arizona",4,"Yuma",27,"04027",18,0,2013,9999,null,null,"N","Solar",{"$nulls":15},0,0,0,0]
["Hyder II","58383_G_PV1",58383,"G","PV1",null,"Solar PV","","WECC_AZ","Arizona",4,"Yuma",27,"04027",18,0,2013,9999,null,null,"N","Solar",{"$nulls":15},0,0,0,0]
["Pioneer Generating Station","57881_G_1",57881,"G",1,null,"Combustion Turbine","Combustion Turbine","MIS_MAPP","North Dakota",38,"Williams",105,"38105",40,10745,2013,9999,null,null,"N","Natural Gas",{"$nulls":15},{"v":0.011,"d":"0.0110"},{"v":0.011,"d":"0.0110"},{"v":0.011,"d":"0.0110"},{"v":0.011,"d":"0.0110"}]
["Pioneer Generating Station","57881_G_2",57881,"G",2,null,"Combustion Turbine","Combustion Turbine","MIS_MAPP","North Dakota",38,"Williams",105,"38105",40,10745,2014,9999,null,null,"N","Natural Gas",{"$nulls":15},{"v":0.011,"d":"0.0110"},{"v":0.011,"d":"0.0110"},{"v":0.011,"d":"0.0110"},{"v":0.011,"d":"0.0110"}]
["Pioneer Generating Station","57881_G_3",57881,"G",3,null,"Combustion Turbine","Combustion Turbine","MIS_MAPP","North Dakota",38,"Williams",105,"38105",40,10745,2014,9999,null,null,"N","Natural Gas",{"$nulls":15},{"v":0.011,"d":"0.0110"},{"v":0.011,"d":"0.0110"},{"v":0.011,"d":"0.0110"},{"v":0.011,"d":"0.0110"}]
["Lonesome Creek Station","57943_G_1",57943,"G",1,null,"Combustion Turbine","Combustion Turbine","MIS_MAPP","North Dakota",38,"McKenzie",53,"38053",40,10745,2013,9999,null,null,"N","Natural Gas",{"$nulls":15},{"v":0.011,"d":"0.0110"},{"v":0.011,"d":"0.0110"},{"v":0.011,"d":"0.0110"},{"v":0.011,"d":"0.0110"}]
["Lonesome Creek Station","57943_G_2",57943,"G",2,null,"Combustion Turbine","Combustion Turbine","MIS_MAPP","North Dakota",38,"McKenzie",53,"38053",40,9750,2015,9999,null,null,"N","Natural Gas",{"$nulls":15},{"v":0.011,"d":"0.0110"},{"v":0.011,"d":"0.0110"},{"v":0.011,"d":"0.0110"},{"v":0.011,"d":"0.0110"}]
["Lonesome Creek Station","57943_G_3",57943,"G",3,null,"Combustion Turbine","Combustion Turbine","MIS_MAPP","North Dakota",38,"McKenzie",53,"38053",40,9750,2015,9999,null,null,"N","Natural Gas",{"$nulls":15},{"v":0.011,"d":"0.0110"},{"v":0.011,"d":"0.0110"},{"v":0.011,"d":"0.0110"},{"v":0.011,"d":"0.0110"}]
["Boulder Canyon Hydro","466_G_1A",466,"G","1A",null,"Hydro","","WECC_CO","Colorado",8,"Boulder",13,"08013",5,0,2013,9999,null,null,"N","Hydro",{"$nulls":15},0,0,0,0]
["Tehachapi Wind Resource II","54909_G_PLAN",54909,"G","PLAN",null,"Wind","","WECC_SCE","California",6,"Kern",29,"06029",15.5,0,2015,9999,null,null,"N","Wind",{"$nulls":15},0,0,0,0]
["Pinyon Pine I","57834_G_AW07",57834,"G","AW07",null,"Wind","","WECC_SCE","California",6,"Kern",29,"06029",150,0,2013,9999,null,null,"N","Wind",{"$nulls":15},0,0,0,0]
["Pinyon Pine II","57837_G_AW09",57837,"G","AW09",null,"Wind","","WECC_SCE","California",6,"Kern",29,"06029",150,0,2013,9999,null,null,"N","Wind",{"$nulls":15},0,0,0,0]
["Alta Wind X","58394_G_AW10",58394,"G","AW10",null,"Wind","","WECC_SCE","California",6,"Kern",29,"06029",138,0,2014,9999,null,null,"N","Wind",{"$nulls":15},0,0,0,0]
["Alta Wind XI","58395_G_AW11",58395,"G","AW11",null,"Wind","","WECC_SCE","California",6,"Kern",29,"06029",90,0,2014,9999,null,null,"N","Wind",{"$nulls":15},0,0,0,0]
["Los Esteros Critical Energy Center","55748_G_CAG5",55748,"G","CAG5",null,"Combined Cycle","","WECC_SF","California",6,"Santa Clara",85,"06085",126.1,7050,2013,9999,null,null,"N","Natural Gas",{"$nulls":5},"SCR",{"$nulls":9},{"v":0.008,"d":"0.0080"},{"v":0.008,"d":"0.0080"},{"v":0.008,"d":"0.0080"},{"v":0.008,"d":"0.0080"}]
["L V Sutton Steam","2713_G_CA1",2713,"G","CA1",null,"Combined Cycle","","S_VACA","North Carolina",37,"New Hanover",129,"37129",264,7050,2013,9999,null,null,"N","Natural Gas",{"$nulls":5},"SCR",{"$nulls":9},{"v":0.011,"d":"0.0110"},{"v":0.011,"d":"0.0110"},{"v":0.011,"d":"0.0110"},{"v":0.011,"d":"0.0110"}]
["L V Sutton Steam","2713_G_CT1",2713,"G","CT1",null,"Combined Cycle","","S_VACA","North Carolina",37,"New Hanover",129,"37129",179,7050,2013,9999,null,null,"N","Natural Gas",{"$nulls":5},"SCR",{"$nulls":9},{"v":0.011,"d":"0.0110"},{"v":0.011,"d":"0.0110"},{"v":0.011,"d":"0.0110"},{"v":0.011,"d":"0.0110"}]
["L V Sutton Steam","2713_G_CT2",2713,"G","CT2",null,"Combined Cycle","","S_VACA","North Carolina",37,"New Hanover",129,"37129",179,7050,2013,9999,null,null,"N","Natural Gas",{"$nulls":5},"SCR",{"$nulls":9},{"v":0.011,"d":"0.0110"},{"v":0.011,"d":"0.0110"},{"v":0.011,"d":"0.0110"},{"v":0.011,"d":"0.0110"}]
["Channel Energy Center LLC","55299_G_CTG3",55299,"G","CTG3",null,"Combined Cycle","","ERC_REST","Texas",48,"Harris",201,"48201",183,7050,2014,9999,null,null,"Y","Natural Gas",{"$nulls":5},"SCR",{"$nulls":9},{"v":0.011,"d":"0.0110"},{"v":0.011,"d":"0.0110"},{"v":0.011,"d":"0.0110"},{"v":0.011,"d":"0.0110"}]
["Deer Park Energy Center","55464_G_CTG6",55464,"G","CTG6",null,"Combined Cycle","","ERC_REST","Texas",48,"Harris",201,"48201",154.8,7050,2014,9999,null,null,"N","Natural Gas",{"$nulls":5},"SCR",{"$nulls":9},{"v":0.011,"d":"0.0110"},{"v":0.011,"d":"0.0110"},{"v":0.011,"d":"0.0110"},{"v":0.011,"d":"0.0110"}]
["Bruce A Henry Solar Farm","58473_G_BHSF",58473,"G","BHSF",null,"Solar PV","","PJM_EMAC","Delaware",10,"Sussex",5,"10005",4,0,2013,9999,null,null,"N","Solar",{"$nulls":15},0,0,0,0]
["Echo Wind Park","58121_G_GEN1",58121,"G","GEN1",null,"Wind","","MIS_LMI","Michigan",26,"Huron",63,"26063",60.8,0,2014,9999,null,null,"N","Wind",{"$nulls":15},0,0,0,0]
["Rio Grande","2444_G_9",2444,"G",9,null,"Combustion Turbine","Combustion Turbine","WECC_NM","New Mexico",35,"Dona Ana",13,"35013",88.9,10745,2013,9999,null,null,"N","Natural Gas",{"$nulls":15},{"v":0.011,"d":"0.0110"},{"v":0.011,"d":"0.0110"},{"v":0.011,"d":"0.0110"},{"v":0.011,"d":"0.0110"}]
["Riverton","1239_G_12-3",1239,"G","12-3",null,"Combined Cycle","","SPP_N","Kansas",20,"Cherokee",21,"20021",100,6430,2016,9999,null,null,"N","Natural Gas",{"$nulls":5},"SCR",{"$nulls":9},{"v":0.011,"d":"0.0110"},{"v":0.011,"d":"0.0110"},{"v":0.011,"d":"0.0110"},{"v":0.011,"d":"0.0110"}]
["Stewarts Bridge","2614_G_2",2614,"G","2",null,"Hydro","","NY_Z_F","New York",36,"Saratoga",91,"36091",2.5,0,2013,9999,null,null,"N","Hydro",{"$nulls":15},0,0,0,0]
["Cape Canaveral","609_G_3A",609,"G","3A",null,"Combined Cycle","","FRCC","Florida",12,"Brevard",9,"12009",248,7050,2013,9999,null,null,"Y","Natural Gas, Distillate Fuel Oil",{"$nulls":5},"SCR",{"$nulls":9},{"v":0.011,"d":"0.0110"},{"v":0.011,"d":"0.0110"},{"v":0.011,"d":"0.0110"},{"v":0.011,"d":"0.0110"}]
["Cape Canaveral","609_G_3B",609,"G","3B",null,"Combined Cycle","","FRCC","Florida",12,"Brevard",9,"12009",248,7050,2013,9999,null,null,"Y","Natural Gas, Distillate Fuel Oil",{"$nulls":5},"SCR",{"$nulls":9},{"v":0.011,"d":"0.0110"},{"v":0.011,"d":"0.0110"},{"v":0.011,"d":"0.0110"},{"v":0.011,"d":"0.0110"}]
["Cape Canaveral","609_G_3C",609,"G","3C",null,"Combined Cycle","","FRCC","Florida",12,"Brevard",9,"12009",248,7050,2013,9999,null,null,"Y","Natural Gas, Distillate Fuel Oil",{"$nulls":5},"SCR",{"$nulls":9},{"v":0.011,"d":"0.0110"},{"v":0.011,"d":"0.0110"},{"v":0.011,"d":"0.0110"},{"v":0.011,"d":"0.0110"}]
["Cape Canaveral","609_G_3ST",609,"G","3ST",null,"Combined Cycle","","FRCC","Florida",12,"Brevard",9,"12009",466,7050,2013,9999,null,null,"Y","Natural Gas, Distillate Fuel Oil",{"$nulls":5},"SCR",{"$nulls":9},{"v":0.011,"d":"0.0110"},{"v":0.011,"d":"0.0110"},{"v":0.011,"d":"0.0110"},{"v":0.011,"d":"0.0110"}]
["Riviera","619_G_5A",619,"G","5A",null,"Combined Cycle","","FRCC","Florida",12,"Palm Beach",99,"12099",248,7050,2014,9999,null,null,"Y","Natural Gas, Distillate Fuel Oil",{"$nulls":5},"SCR",{"$nulls":9},{"v":0.011,"d":"0.0110"},{"v":0.011,"d":"0.0110"},{"v":0.011,"d":"0.0110"},{"v":0.011,"d":"0.0110"}]
["Riviera","619_G_5B",619,"G","5B",null,"Combined Cycle","","FRCC","Florida",12,"Palm Beach",99,"12099",248,7050,2014,9999,null,null,"Y","Natural Gas, Distillate Fuel Oil",{"$nulls":5},"SCR",{"$nulls":9},{"v":0.011,"d":"0.0110"},{"v":0.011,"d":"0.0110"},{"v":0.011,"d":"0.0110"},{"v":0.011,"d":"0.0110"}]
["Riviera","619_G_5C",619,"G","5C",null,"Combined Cycle","","FRCC","Florida",12,"Palm Beach",99,"12099",248,7050,2014,9999,null,null,"Y","Natural Gas, Distillate Fuel Oil",{"$nulls":5},"SCR",{"$nulls":9},{"v":0.011,"d":"0.0110"},{"v":0.011,"d":"0.0110"},{"v":0.011,"d":"0.0110"},{"v":0.011,"d":"0.0110"}]
["Riviera","619_G_5ST",619,"G","5ST",null,"Combined Cycle","","FRCC","Florida",12,"Palm Beach",99,"12099",468,7050,2014,9999,null,null,"Y","Natural Gas, Distillate Fuel Oil",{"$nulls":5},"SCR",{"$nulls":9},{"v":0.011,"d":"0.0110"},{"v":0.011,"d":"0.0110"},{"v":0.011,"d":"0.0110"},{"v":0.011,"d":"0.0110"}]
["Mustang Station Unit 4","56326_G_GEN3",56326,"G","GEN3",null,"Combustion Turbine","Combustion Turbine","SPP_SPS","Texas",48,"Yoakum",501,"48501",145,10745,2013,9999,null,null,"N","Natural Gas",{"$nulls":15},{"v":0.011,"d":"0.0110"},{"v":0.011,"d":"0.0110"},{"v":0.011,"d":"0.0110"},{"v":0.011,"d":"0.0110"}]
["Gowrie","1141_G_3",1141,"G","3",null,"Combustion Turbine","IC Engine","MIS_IA","Iowa",19,"Webster",187,"19187",2.1,10745,2013,9999,null,null,"N","Distillate Fuel Oil",{"$nulls":15},{"v":2.3354529520972003,"d":"2.3355"},{"v":2.3354529520972003,"d":"2.3355"},{"v":2.3354529520972003,"d":"2.3355"},{"v":2.3354529520972003,"d":"2.3355"}]
["L&S Sweetners","58497_G_GEN1",58497,"G","GEN1",null,"Landfill Gas","","PJM_EMAC","Pennsylvania",42,"Lancaster",71,"42071",1.6,13648,2013,9999,null,null,"N","Landfill Gas",{"$nulls":15},{"v":0.09,"d":"0.0900"},{"v":0.09,"d":"0.0900"},{"v":0.09,"d":"0.0900"},{"v":0.09,"d":"0.0900"}]
["L&S Sweetners","58497_G_GEN2",58497,"G","GEN2",null,"Landfill Gas","","PJM_EMAC","Pennsylvania",42,"Lancaster",71,"42071",1.6,13648,2013,9999,null,null,"N","Landfill Gas",{"$nulls":15},{"v":0.09,"d":"0.0900"},{"v":0.09,"d":"0.0900"},{"v":0.09,"d":"0.0900"},{"v":0.09,"d":"0.0900"}]
["Hartford Hospital Cogeneration","52061_G_GEN4",52061,"G","GEN4",null,"Fuel Cell","","NENG_CT","Connecticut",9,"HARTFORD",3,"09003",1.4,9500,2014,9999,null,null,"N","Natural Gas",{"$nulls":15},0,0,0,0]
["Hutchinson Plant #1","1980_G_10",1980,"G","10",null,"Combustion Turbine","IC Engine","MIS_MNWI","Minnesota",27,"McLeod",85,"27085",8.8,10745,2013,9999,null,null,"N","Natural Gas",{"$nulls":15},{"v":2.0543300185532067,"d":"2.0543"},{"v":2.0543300185532067,"d":"2.0543"},{"v":2.0543300185532067,"d":"2.0543"},{"v":2.0543300185532067,"d":"2.0543"}]
["Flint Creek Hydroelectric LLC","58392_G_GEN1",58392,"G","GEN1",null,"Hydro","","WECC_MT","Montana",30,"Granite",39,"30039",2,0,2013,9999,null,null,"N","Hydro",{"$nulls":15},0,0,0,0]
["Marshalltown Generating Station","58236_G_CC1",58236,"G","CC1",null,"Combined Cycle","","MIS_IA","Iowa",19,"Marshall",127,"19127",646,6430,2017,9999,null,null,"N","Natural Gas",{"$nulls":5},"SCR",{"$nulls":9},{"v":0.011,"d":"0.0110"},{"v":0.011,"d":"0.0110"},{"v":0.011,"d":"0.0110"},{"v":0.011,"d":"0.0110"}]
["La Plata","2140_G_1",2140,"G","1",null,"Combustion Turbine","IC Engine","MIS_MO","Missouri",29,"Macon",121,"29121",1.7,10745,2013,9999,null,null,"N","Distillate Fuel Oil",{"$nulls":15},{"v":2.3354529520972003,"d":"2.3355"},{"v":2.3354529520972003,"d":"2.3355"},{"v":2.3354529520972003,"d":"2.3355"},{"v":2.3354529520972003,"d":"2.3355"}]
["La Plata","2140_G_2",2140,"G","2",null,"Combustion Turbine","IC Engine","MIS_MO","Missouri",29,"Macon",121,"29121",1.7,10745,2013,9999,null,null,"N","Distillate Fuel Oil",{"$nulls":15},{"v":2.3354529520972003,"d":"2.3355"},{"v":2.3354529520972003,"d":"2.3355"},{"v":2.3354529520972003,"d":"2.3355"},{"v":2.3354529520972003,"d":"2.3355"}]
["Central Utilities Plant LAX 2","58258_G_GEN1",58258,"G","GEN1",null,"Combustion Turbine","Combustion Turbine","WEC_LADW","California",6,"Los Angeles",37,"06037",4.4,9750,2014,9999,null,null,"N","Natural Gas",{"$nulls":15},0.0267,0.0267,0.0267,0.0267]
["Central Utilities Plant LAX 2","58258_G_GEN2",58258,"G","GEN2",null,"Combustion Turbine","Combustion Turbine","WEC_LADW","California",6,"Los Angeles",37,"06037",4.4,9750,2014,9999,null,null,"N","Natural Gas",{"$nulls":15},0.0267,0.0267,0.0267,0.0267]
["Terry Bundy Generating Station","7887_G_LFG1",7887,"G","LFG1",null,"Landfill Gas","","SPP_NEBR","Nebraska",31,"Lancaster",109,"31109",1.6,13648,2014,9999,null,null,"N","Landfill Gas",{"$nulls":15},{"v":0.09,"d":"0.0900"},{"v":0.09,"d":"0.0900"},{"v":0.09,"d":"0.0900"},{"v":0.09,"d":"0.0900"}]
["Terry Bundy Generating Station","7887_G_LFG2",7887,"G","LFG2",null,"Landfill Gas","","SPP_NEBR","Nebraska",31,"Lancaster",109,"31109",1.6,13648,2014,9999,null,null,"N","Landfill Gas",{"$nulls":15},{"v":0.09,"d":"0.0900"},{"v":0.09,"d":"0.0900"},{"v":0.09,"d":"0.0900"},{"v":0.09,"d":"0.0900"}]
["Terry Bundy Generating Station","7887_G_LFG3",7887,"G","LFG3",null,"Landfill Gas","","SPP_NEBR","Nebraska",31,"Lancaster",109,"31109",1.6,13648,2014,9999,null,null,"N","Landfill Gas",{"$nulls":15},{"v":0.09,"d":"0.0900"},{"v":0.09,"d":"0.0900"},{"v":0.09,"d":"0.0900"},{"v":0.09,"d":"0.0900"}]
["Upper Pacolet Hydro","58257_G_UP1",58257,"G","UP1",null,"Hydro","","S_VACA","South Carolina",45,"Spartanburg",83,"45083",1.1,0,2013,9999,null,null,"N","Hydro",{"$nulls":15},0,0,0,0]
["Haynes","400_G_11",400,"G","11",null,"Combustion Turbine","Combustion Turbine","WEC_LADW","California",6,"Los Angeles",37,"06037",96.3,10745,2013,9999,null,null,"Y","Natural Gas",{"$nulls":15},0.0267,0.0267,0.0267,0.0267]
["Haynes","400_G_12",400,"G","12",null,"Combustion Turbine","Combustion Turbine","WEC_LADW","California",6,"Los Angeles",37,"06037",96.3,10745,2013,9999,null,null,"Y","Natural Gas",{"$nulls":15},0.0267,0.0267,0.0267,0.0267]
["Haynes","400_G_13",400,"G","13",null,"Combustion Turbine","Combustion Turbine","WEC_LADW","California",6,"Los Angeles",37,"06037",96.3,10745,2013,9999,null,null,"Y","Natural Gas",{"$nulls":15},0.0267,0.0267,0.0267,0.0267]
["Haynes","400_G_14",400,"G","14",null,"Combustion Turbine","Combustion Turbine","WEC_LADW","California",6,"Los Angeles",37,"06037",96.3,10745,2013,9999,null,null,"Y","Natural Gas",{"$nulls":15},0.0267,0.0267,0.0267,0.0267]
["Haynes","400_G_15",400,"G","15",null,"Combustion Turbine","Combustion Turbine","WEC_LADW","California",6,"Los Angeles",37,"06037",96.3,10745,2013,9999,null,null,"Y","Natural Gas",{"$nulls":15},0.0267,0.0267,0.0267,0.0267]
["Haynes","400_G_16",400,"G","16",null,"Combustion Turbine","Combustion Turbine","WEC_LADW","California",6,"Los Angeles",37,"06037",96.3,10745,2013,9999,null,null,"Y","Natural Gas",{"$nulls":15},0.0267,0.0267,0.0267,0.0267]
["Scattergood","404_G_4",404,"G","4",null,"Combined Cycle","","WEC_LADW","California",6,"Los Angeles",37,"06037",209.5,6430,2015,9999,null,null,"Y","Natural Gas",{"$nulls":5},"SCR",{"$nulls":9},{"v":0.008,"d":"0.0080"},{"v":0.008,"d":"0.0080"},{"v":0.008,"d":"0.0080"},{"v":0.008,"d":"0.0080"}]
["Scattergood","404_G_5",404,"G","5",null,"Combined Cycle","","WEC_LADW","California",6,"Los Angeles",37,"06037",108.8,6430,2015,9999,null,null,"Y","Natural Gas",{"$nulls":5},"SCR",{"$nulls":9},{"v":0.008,"d":"0.0080"},{"v":0.008,"d":"0.0080"},{"v":0.008,"d":"0.0080"},{"v":0.008,"d":"0.0080"}]
["Scattergood","404_G_6",404,"G","6",null,"Combustion Turbine","Combustion Turbine","WEC_LADW","California",6,"Los Angeles",37,"06037",95,9750,2015,9999,null,null,"Y","Natural Gas",{"$nulls":15},0.0267,0.0267,0.0267,0.0267]
["Scattergood","404_G_7",404,"G","7",null,"Combustion Turbine","Combustion Turbine","WEC_LADW","California",6,"Los Angeles",37,"06037",95,9750,2015,9999,null,null,"Y","Natural Gas",{"$nulls":15},0.0267,0.0267,0.0267,0.0267]
["Pine Tree Solar Project","57306_G_1",57306,"G","1",null,"Solar PV","","WECC_SCE","California",6,"Kern",29,"06029",8.5,0,2013,9999,null,null,"N","Solar",{"$nulls":15},0,0,0,0]
["Maclay Solar Project","57308_G_1",57308,"G","1",null,"Solar PV","","WEC_LADW","California",6,"Los Angeles",37,"06037",2.2,0,2015,9999,null,null,"N","Solar",{"$nulls":15},0,0,0,0]
["Occidental College Solar Project","57311_G_1",57311,"G","1",null,"Solar PV","","WEC_LADW","California",6,"Los Angeles",37,"06037",1,0,2013,9999,null,null,"N","Solar",{"$nulls":15},0,0,0,0]
["CBS Television City","58253_G_GEN1",58253,"G","GEN1",null,"Solar PV","","WEC_LADW","California",6,"Los Angeles",37,"06037",1.6,0,2013,9999,null,null,"N","Solar",{"$nulls":15},0,0,0,0]
["Cane Run","1363_G_7",1363,"G","7",null,"Combined Cycle","","S_C_KY","Kentucky",21,"Jefferson",111,"21111",640,6430,2015,9999,null,null,"N","Natural Gas",{"$nulls":5},"SCR",{"$nulls":9},{"v":0.011,"d":"0.0110"},{"v":0.011,"d":"0.0110"},{"v":0.011,"d":"0.0110"},{"v":0.011,"d":"0.0110"}]
["Chatham","58254_G_CT02R",58254,"G","CT02R",null,"Combustion Turbine","Combustion Turbine","MIS_LMI","Michigan",26,"Kent",81,"26081",3.2,9750,2015,9999,null,null,"Y","Natural Gas, Distillate Fuel Oil",{"$nulls":15},{"v":0.011,"d":"0.0110"},{"v":0.011,"d":"0.0110"},{"v":0.011,"d":"0.0110"},{"v":0.011,"d":"0.0110"}]
["Chatham","58254_G_CTOIS",58254,"G","CTOIS",null,"Combustion Turbine","Combustion Turbine","MIS_LMI","Michigan",26,"Kent",81,"26081",3.4,10745,2013,9999,null,null,"N","Natural Gas",{"$nulls":15},{"v":0.011,"d":"0.0110"},{"v":0.011,"d":"0.0110"},{"v":0.011,"d":"0.0110"},{"v":0.011,"d":"0.0110"}]
["Thomas C Ferguson","4937_G_CT-1",4937,"G","CT-1",null,"Combined Cycle","","ERC_REST","Texas",48,"Llano",299,"48299",162,7050,2014,9999,null,null,"N","Natural Gas",{"$nulls":5},"SCR",{"$nulls":9},{"v":0.011,"d":"0.0110"},{"v":0.011,"d":"0.0110"},{"v":0.011,"d":"0.0110"},{"v":0.011,"d":"0.0110"}]
["Thomas C Ferguson","4937_G_CT-2",4937,"G","CT-2",null,"Combined Cycle","","ERC_REST","Texas",48,"Llano",299,"48299",162,7050,2014,9999,null,null,"N","Natural Gas",{"$nulls":5},"SCR",{"$nulls":9},{"v":0.011,"d":"0.0110"},{"v":0.011,"d":"0.0110"},{"v":0.011,"d":"0.0110"},{"v":0.011,"d":"0.0110"}]
["Thomas C Ferguson","4937_G_STG",4937,"G","STG",null,"Combined Cycle","","ERC_REST","Texas",48,"Llano",299,"48299",186,7050,2014,9999,null,null,"N","Natural Gas",{"$nulls":5},"SCR",{"$nulls":9},{"v":0.011,"d":"0.0110"},{"v":0.011,"d":"0.0110"},{"v":0.011,"d":"0.0110"},{"v":0.011,"d":"0.0110"}]
["Alta Mesa Project Phase IV","55352_G_GEN1",55352,"G","GEN1",null,"Wind","","WECC_SCE","California",6,"Riverside",65,"06065",40,0,2015,9999,null,null,"N","Wind",{"$nulls":15},0,0,0,0]
["R M Heskett","2790_G_3",2790,"G","3",null,"Combustion Turbine","Combustion Turbine","MIS_MAPP","North Dakota",38,"Morton",59,"38059",88,9750,2014,9999,null,null,"N","Natural Gas",{"$nulls":15},{"v":0.011,"d":"0.0110"},{"v":0.011,"d":"0.0110"},{"v":0.011,"d":"0.0110"},{"v":0.011,"d":"0.0110"}]
["Fredericktown Energy Center","57946_G_UNIT1",57946,"G","UNIT1",null,"Combustion Turbine","Combustion Turbine","MIS_MO","Missouri",29,"Madison",123,"29123",12,10745,2015,9999,null,null,"N","Natural Gas",{"$nulls":15},{"v":0.011,"d":"0.0110"},{"v":0.011,"d":"0.0110"},{"v":0.011,"d":"0.0110"},{"v":0.011,"d":"0.0110"}]
["Fredericktown Energy Center","57946_G_UNIT2",57946,"G","UNIT2",null,"Combustion Turbine","Combustion Turbine","MIS_MO","Missouri",29,"Madison",123,"29123",12,10745,2015,9999,null,null,"N","Natural Gas",{"$nulls":15},{"v":0.011,"d":"0.0110"},{"v":0.011,"d":"0.0110"},{"v":0.011,"d":"0.0110"},{"v":0.011,"d":"0.0110"}]
["Water Filter Plant #2","55534_G_1299",55534,"G","1299",null,"Combustion Turbine","IC Engine","S_VACA","North Carolina",37,"Burke",23,"37023",1.7,10745,2013,9999,null,null,"N","Distillate Fuel Oil",{"$nulls":15},{"v":2.3354529520972003,"d":"2.3355"},{"v":2.3354529520972003,"d":"2.3355"},{"v":2.3354529520972003,"d":"2.3355"},{"v":2.3354529520972003,"d":"2.3355"}]
["El Segundo Energy Center LLC","57901_G_5",57901,"G","5",null,"Combined Cycle","","WEC_LADW","California",6,"Los Angeles",37,"06037",195,7050,2013,9999,null,null,"N","Natural Gas",{"$nulls":5},"SCR",{"$nulls":9},{"v":0.008,"d":"0.0080"},{"v":0.008,"d":"0.0080"},{"v":0.008,"d":"0.0080"},{"v":0.008,"d":"0.0080"}]
["El Segundo Energy Center LLC","57901_G_6",57901,"G","6",null,"Combined Cycle","","WEC_LADW","California",6,"Los Angeles",37,"06037",60,7050,2013,9999,null,null,"N","Natural Gas",{"$nulls":5},"SCR",{"$nulls":9},{"v":0.008,"d":"0.0080"},{"v":0.008,"d":"0.0080"},{"v":0.008,"d":"0.0080"},{"v":0.008,"d":"0.0080"}]
["El Segundo Energy Center LLC","57901_G_7",57901,"G","7",null,"Combined Cycle","","WEC_LADW","California",6,"Los Angeles",37,"06037",195,7050,2013,9999,null,null,"N","Natural Gas",{"$nulls":5},"SCR",{"$nulls":9},{"v":0.008,"d":"0.0080"},{"v":0.008,"d":"0.0080"},{"v":0.008,"d":"0.0080"},{"v":0.008,"d":"0.0080"}]
["El Segundo Energy Center LLC","57901_G_8",57901,"G","8",null,"Combined Cycle","","WEC_LADW","California",6,"Los Angeles",37,"06037",60,7050,2013,9999,null,null,"N","Natural Gas",{"$nulls":5},"SCR",{"$nulls":9},{"v":0.008,"d":"0.0080"},{"v":0.008,"d":"0.0080"},{"v":0.008,"d":"0.0080"},{"v":0.008,"d":"0.0080"}]
["Gastonia Prime Power Park","56954_G_5",56954,"G","5",null,"Combustion Turbine","IC Engine","S_VACA","North Carolina",37,"Gaston",71,"37071",1.8,12774,2013,9999,null,null,"N","Distillate Fuel Oil",{"$nulls":15},{"v":2.3354529520972003,"d":"2.3355"},{"v":2.3354529520972003,"d":"2.3355"},{"v":2.3354529520972003,"d":"2.3355"},{"v":2.3354529520972003,"d":"2.3355"}]
["Gastonia Prime Power Park","56954_G_6",56954,"G","6",null,"Combustion Turbine","IC Engine","S_VACA","North Carolina",37,"Gaston",71,"37071",1.8,12774,2013,9999,null,null,"N","Distillate Fuel Oil",{"$nulls":15},{"v":2.3354529520972003,"d":"2.3355"},{"v":2.3354529520972003,"d":"2.3355"},{"v":2.3354529520972003,"d":"2.3355"},{"v":2.3354529520972003,"d":"2.3355"}]
["Hamlet Generating Facility","56292_G_ES6",56292,"G","ES6",90839,"Combustion Turbine","Combustion Turbine","S_VACA","North Carolina",37,"Richmond",153,"37153",56,10848,2013,9999,null,null,"Y","Natural Gas, Distillate Fuel Oil",{"$nulls":4},"H2O",{"$nulls":10},{"v":0.076582038,"d":"0.0766"},{"v":0.076582038,"d":"0.0766"},{"v":0.076582038,"d":"0.0766"},{"v":0.076582038,"d":"0.0766"}]
["Charles D. Lamb Energy Center","58325_G_1",58325,"G","1",null,"Combustion Turbine","Combustion Turbine","SPP_WEST","Oklahoma",40,"Kay",71,"40071",122,9750,2015,9999,null,null,"N","Natural Gas",{"$nulls":15},{"v":0.011,"d":"0.0110"},{"v":0.011,"d":"0.0110"},{"v":0.011,"d":"0.0110"},{"v":0.011,"d":"0.0110"}]
["Guernsey Solar Station","57891_G_1",57891,"G","1",null,"Solar PV","","WEC_CALN","California",6,"Kings",31,"06031",20,0,2013,9999,null,null,"N","Solar",{"$nulls":15},0,0,0,0]
["Gates Solar Station","57892_G_1",57892,"G","1",null,"Solar PV","","WEC_CALN","California",6,"Fresno",19,"06019",20,0,2013,9999,null,null,"N","Solar",{"$nulls":15},0,0,0,0]
["West Gates Solar Station","58206_G_1",58206,"G","1",null,"Solar PV","","WEC_CALN","California",6,"Fresno",19,"06019",10,0,2013,9999,null,null,"N","Solar",{"$nulls":15},0,0,0,0]
["Wanapum","3888_G_10A",3888,"G","10A",null,"Hydro","","WECC_PNW","Washington",53,"Grant",25,"53025",122,0,2014,9999,null,null,"N","Hydro",{"$nulls":15},0,0,0,0]
["Wanapum","3888_G_1A",3888,"G","1A",null,"Hydro","","WECC_PNW","Washington",53,"Grant",25,"53025",122,0,2013,9999,null,null,"N","Hydro",{"$nulls":15},0,0,0,0]
["Wanapum","3888_G_8A",3888,"G","8A",null,"Hydro","","WECC_PNW","Washington",53,"Grant",25,"53025",122,0,2015,9999,null,null,"N","Hydro",{"$nulls":15},0,0,0,0]
["Port Westward Unit 2","58266_G_1",58266,"G","1",null,"Combustion Turbine","IC Engine","WECC_PNW","Oregon",41,"Columbia",9,"41009",18.5,12774,2015,9999,null,null,"N","Natural Gas",{"$nulls":15},{"v":2.0543300185532067,"d":"2.0543"},{"v":2.0543300185532067,"d":"2.0543"},{"v":2.0543300185532067,"d":"2.0543"},{"v":2.0543300185532067,"d":"2.0543"}]
["Port Westward Unit 2","58266_G_10",58266,"G","10",null,"Combustion Turbine","IC Engine","WECC_PNW","Oregon",41,"Columbia",9,"41009",18.5,12774,2015,9999,null,null,"N","Natural Gas",{"$nulls":15},{"v":2.0543300185532067,"d":"2.0543"},{"v":2.0543300185532067,"d":"2.0543"},{"v":2.0543300185532067,"d":"2.0543"},{"v":2.0543300185532067,"d":"2.0543"}]
["Port Westward Unit 2","58266_G_11",58266,"G","11",null,"Combustion Turbine","IC Engine","WECC_PNW","Oregon",41,"Columbia",9,"41009",18.5,12774,2015,9999,null,null,"N","Natural Gas",{"$nulls":15},{"v":2.0543300185532067,"d":"2.0543"},{"v":2.0543300185532067,"d":"2.0543"},{"v":2.0543300185532067,"d":"2.0543"},{"v":2.0543300185532067,"d":"2.0543"}]
["Port Westward Unit 2","58266_G_12",58266,"G","12",null,"Combustion Turbine","IC Engine","WECC_PNW","Oregon",41,"Columbia",9,"41009",18.5,12774,2015,9999,null,null,"N","Natural Gas",{"$nulls":15},{"v":2.0543300185532067,"d":"2.0543"},{"v":2.0543300185532067,"d":"2.0543"},{"v":2.0543300185532067,"d":"2.0543"},{"v":2.0543300185532067,"d":"2.0543"}]
["Port Westward Unit 2","58266_G_2",58266,"G","2",null,"Combustion Turbine","IC Engine","WECC_PNW","Oregon",41,"Columbia",9,"41009",18.5,12774,2015,9999,null,null,"N","Natural Gas",{"$nulls":15},{"v":2.0543300185532067,"d":"2.0543"},{"v":2.0543300185532067,"d":"2.0543"},{"v":2.0543300185532067,"d":"2.0543"},{"v":2.0543300185532067,"d":"2.0543"}]
["Port Westward Unit 2","58266_G_3",58266,"G","3",null,"Combustion Turbine","IC Engine","WECC_PNW","Oregon",41,"Columbia",9,"41009",18.5,12774,2015,9999,null,null,"N","Natural Gas",{"$nulls":15},{"v":2.0543300185532067,"d":"2.0543"},{"v":2.0543300185532067,"d":"2.0543"},{"v":2.0543300185532067,"d":"2.0543"},{"v":2.0543300185532067,"d":"2.0543"}]
["Port Westward Unit 2","58266_G_4",58266,"G","4",null,"Combustion Turbine","IC Engine","WECC_PNW","Oregon",41,"Columbia",9,"41009",18.5,12774,2015,9999,null,null,"N","Natural Gas",{"$nulls":15},{"v":2.0543300185532067,"d":"2.0543"},{"v":2.0543300185532067,"d":"2.0543"},{"v":2.0543300185532067,"d":"2.0543"},{"v":2.0543300185532067,"d":"2.0543"}]
["Port Westward Unit 2","58266_G_5",58266,"G","5",null,"Combustion Turbine","IC Engine","WECC_PNW","Oregon",41,"Columbia",9,"41009",18.5,12774,2015,9999,null,null,"N","Natural Gas",{"$nulls":15},{"v":2.0543300185532067,"d":"2.0543"},{"v":2.0543300185532067,"d":"2.0543"},{"v":2.0543300185532067,"d":"2.0543"},{"v":2.0543300185532067,"d":"2.0543"}]
["Port Westward Unit 2","58266_G_6",58266,"G","6",null,"Combustion Turbine","IC Engine","WECC_PNW","Oregon",41,"Columbia",9,"41009",18.5,12774,2015,9999,null,null,"N","Natural Gas",{"$nulls":15},{"v":2.0543300185532067,"d":"2.0543"},{"v":2.0543300185532067,"d":"2.0543"},{"v":2.0543300185532067,"d":"2.0543"},{"v":2.0543300185532067,"d":"2.0543"}]
["Port Westward Unit 2","58266_G_7",58266,"G","7",null,"Combustion Turbine","IC Engine","WECC_PNW","Oregon",41,"Columbia",9,"41009",18.5,12774,2015,9999,null,null,"N","Natural Gas",{"$nulls":15},{"v":2.0543300185532067,"d":"2.0543"},{"v":2.0543300185532067,"d":"2.0543"},{"v":2.0543300185532067,"d":"2.0543"},{"v":2.0543300185532067,"d":"2.0543"}]
["Port Westward Unit 2","58266_G_8",58266,"G","8",null,"Combustion Turbine","IC Engine","WECC_PNW","Oregon",41,"Columbia",9,"41009",18.5,12774,2015,9999,null,null,"N","Natural Gas",{"$nulls":15},{"v":2.0543300185532067,"d":"2.0543"},{"v":2.0543300185532067,"d":"2.0543"},{"v":2.0543300185532067,"d":"2.0543"},{"v":2.0543300185532067,"d":"2.0543"}]
["Port Westward Unit 2","58266_G_9",58266,"G","9",null,"Combustion Turbine","IC Engine","WECC_PNW","Oregon",41,"Columbia",9,"41009",18.5,12774,2015,9999,null,null,"N","Natural Gas",{"$nulls":15},{"v":2.0543300185532067,"d":"2.0543"},{"v":2.0543300185532067,"d":"2.0543"},{"v":2.0543300185532067,"d":"2.0543"},{"v":2.0543300185532067,"d":"2.0543"}]
["Carty Generating Station","58503_G_GEN1",58503,"G","GEN1",null,"Combined Cycle","","WECC_PNW","Oregon",41,"Morrow",49,"41049",500,6430,2016,9999,null,null,"N","Natural Gas",{"$nulls":5},"SCR",{"$nulls":9},{"v":0.011,"d":"0.0110"},{"v":0.011,"d":"0.0110"},{"v":0.011,"d":"0.0110"},{"v":0.011,"d":"0.0110"}]
["Rainbow","2193_G_RAI9",2193,"G","RAI9",null,"Hydro","","WECC_MT","Montana",30,"Cascade",13,"30013",60.5,0,2013,9999,null,null,"N","Hydro",{"$nulls":15},0,0,0,0]
["Baffin Wind","57927_G_1",57927,"G","1",null,"Wind","","ERC_REST","Texas",48,"Kenedy",261,"48261",188,0,2014,9999,null,null,"N","Wind",{"$nulls":15},0,0,0,0]
["El Cabo Wind","58098_G_1",58098,"G","1",null,"Wind","","WECC_NM","New Mexico",35,"Torrance",57,"35057",298,0,2015,9999,null,null,"N","Wind",{"$nulls":15},0,0,0,0]
["Montague Wind Power Facility LLC","58099_G_1",58099,"G","1",null,"Wind","","WECC_PNW","Oregon",41,"Gilliam",21,"41021",404,0,2013,9999,null,null,"N","Wind",{"$nulls":15},0,0,0,0]
["PPL Holtwood","3145_G_HW18",3145,"G","HW18",null,"Hydro","","PJM_EMAC","Pennsylvania",42,"Lancaster",71,"42071",62.5,0,2013,9999,null,null,"N","Hydro",{"$nulls":15},0,0,0,0]
["PPL Holtwood","3145_G_HW19",3145,"G","HW19",null,"Hydro","","PJM_EMAC","Pennsylvania",42,"Lancaster",71,"42071",62.5,0,2013,9999,null,null,"N","Hydro",{"$nulls":15},0,0,0,0]
["Cherokee","469_G_5",469,"G","5",null,"Combined Cycle","","WECC_CO","Colorado",8,"Adams",1,"08001",173.4,6430,2015,9999,null,null,"N","Natural Gas",{"$nulls":5},"SCR",{"$nulls":9},{"v":0.011,"d":"0.0110"},{"v":0.011,"d":"0.0110"},{"v":0.011,"d":"0.0110"},{"v":0.011,"d":"0.0110"}]
["Cherokee","469_G_6",469,"G","6",null,"Combined Cycle","","WECC_CO","Colorado",8,"Adams",1,"08001",173.4,6430,2015,9999,null,null,"N","Natural Gas",{"$nulls":5},"SCR",{"$nulls":9},{"v":0.011,"d":"0.0110"},{"v":0.011,"d":"0.0110"},{"v":0.011,"d":"0.0110"},{"v":0.011,"d":"0.0110"}]
["Cherokee","469_G_7",469,"G","7",null,"Combined Cycle","","WECC_CO","Colorado",8,"Adams",1,"08001",241.4,6430,2015,9999,null,null,"N","Natural Gas",{"$nulls":5},"SCR",{"$nulls":9},{"v":0.011,"d":"0.0110"},{"v":0.011,"d":"0.0110"},{"v":0.011,"d":"0.0110"},{"v":0.011,"d":"0.0110"}]
["Redwood Falls","2009_G_8",2009,"G","8",null,"Hydro","","MIS_MNWI","Minnesota",27,"Redwood",127,"27127",0.5,0,2013,9999,null,null,"N","Hydro",{"$nulls":15},0,0,0,0]
["Ontario LFGTE","56250_G_GEN10",56250,"G","GEN10",null,"Landfill Gas","","NY_Z_C&E","New York",36,"Ontario",69,"36069",1.6,13648,2013,9999,null,null,"N","Landfill Gas",{"$nulls":15},{"v":0.09,"d":"0.0900"},{"v":0.09,"d":"0.0900"},{"v":0.09,"d":"0.0900"},{"v":0.09,"d":"0.0900"}]
["Ontario LFGTE","56250_G_GEN11",56250,"G","GEN11",null,"Landfill Gas","","NY_Z_C&E","New York",36,"Ontario",69,"36069",1.6,13648,2013,9999,null,null,"N","Landfill Gas",{"$nulls":15},{"v":0.09,"d":"0.0900"},{"v":0.09,"d":"0.0900"},{"v":0.09,"d":"0.0900"},{"v":0.09,"d":"0.0900"}]
["Ontario LFGTE","56250_G_GEN9",56250,"G","GEN9",null,"Landfill Gas","","NY_Z_C&E","New York",36,"Ontario",69,"36069",1.6,13648,2013,9999,null,null,"N","Landfill Gas",{"$nulls":15},{"v":0.09,"d":"0.0900"},{"v":0.09,"d":"0.0900"},{"v":0.09,"d":"0.0900"},{"v":0.09,"d":"0.0900"}]
["Palm Beach Renewable Energy Facility#2","57898_G_GEN2",57898,"G","GEN2",null,"Municipal Solid Waste","","FRCC","Florida",12,"Palm Beach",99,"12099",85,13648,2015,9999,null,null,"N","MSW",{"$nulls":15},{"v":0.161692308,"d":"0.1617"},{"v":0.161692308,"d":"0.1617"},{"v":0.161692308,"d":"0.1617"},{"v":0.161692308,"d":"0.1617"},0.08,0.08,0.08]
["Solar Photovoltaic Project #15","57229_G_S015A",57229,"G","S015A",null,"Solar PV","","WECC_SCE","California",6,"SAN BERNARDINO",71,"06071",0.5,0,2013,9999,null,null,"N","Solar",{"$nulls":15},0,0,0,0]
["Solar Photovoltaic Project #15","57229_G_S015B",57229,"G","S015B",null,"Solar PV","","WECC_SCE","California",6,"SAN BERNARDINO",71,"06071",0.5,0,2013,9999,null,null,"N","Solar",{"$nulls":15},0,0,0,0]
["Solar Photovoltaic Project #15","57229_G_S015C",57229,"G","S015C",null,"Solar PV","","WECC_SCE","California",6,"SAN BERNARDINO",71,"06071",0.5,0,2013,9999,null,null,"N","Solar",{"$nulls":15},0,0,0,0]
["Solar Photovoltaic Project #15","57229_G_S015D",57229,"G","S015D",null,"Solar PV","","WECC_SCE","California",6,"SAN BERNARDINO",71,"06071",0.5,0,2013,9999,null,null,"N","Solar",{"$nulls":15},0,0,0,0]
["Solar Photovoltaic Project #15","57229_G_S015E",57229,"G","S015E",null,"Solar PV","","WECC_SCE","California",6,"SAN BERNARDINO",71,"06071",0.5,0,2013,9999,null,null,"N","Solar",{"$nulls":15},0,0,0,0]
["Solar Photovoltaic Project #15","57229_G_S015F",57229,"G","S015F",null,"Solar PV","","WECC_SCE","California",6,"SAN BERNARDINO",71,"06071",0.5,0,2013,9999,null,null,"N","Solar",{"$nulls":15},0,0,0,0]
["Solar Photovoltaic Project #15","57229_G_S015G",57229,"G","S015G",null,"Solar PV","","WECC_SCE","California",6,"SAN BERNARDINO",71,"06071",0.5,0,2013,9999,null,null,"N","Solar",{"$nulls":15},0,0,0,0]
["Solar Photovoltaic Project #17","57231_G_S017A",57231,"G","S017A",null,"Solar PV","","WECC_SCE","California",6,"SAN BERNARDINO",71,"06071",0.5,0,2014,9999,null,null,"N","Solar",{"$nulls":15},0,0,0,0]
["Solar Photovoltaic Project #17","57231_G_S017B",57231,"G","S017B",null,"Solar PV","","WECC_SCE","California",6,"SAN BERNARDINO",71,"06071",0.5,0,2014,9999,null,null,"N","Solar",{"$nulls":15},0,0,0,0]
["Solar Photovoltaic Project #17","57231_G_S017C",57231,"G","S017C",null,"Solar PV","","WECC_SCE","California",6,"SAN BERNARDINO",71,"06071",0.5,0,2014,9999,null,null,"N","Solar",{"$nulls":15},0,0,0,0]
["Solar Photovoltaic Project #17","57231_G_S017D",57231,"G","S017D",null,"Solar PV","","WECC_SCE","California",6,"SAN BERNARDINO",71,"06071",0.5,0,2014,9999,null,null,"N","Solar",{"$nulls":15},0,0,0,0]
["Solar Photovoltaic Project #17","57231_G_S017E",57231,"G","S017E",null,"Solar PV","","WECC_SCE","California",6,"SAN BERNARDINO",71,"06071",0.5,0,2014,9999,null,null,"N","Solar",{"$nulls":15},0,0,0,0]
["Solar Photovoltaic Project #17","57231_G_S017F",57231,"G","S017F",null,"Solar PV","","WECC_SCE","California",6,"SAN BERNARDINO",71,"06071",0.5,0,2014,9999,null,null,"N","Solar",{"$nulls":15},0,0,0,0]
["Solar Photovoltaic Project #17","57231_G_S017G",57231,"G","S017G",null,"Solar PV","","WECC_SCE","California",6,"SAN BERNARDINO",71,"06071",0.5,0,2014,9999,null,null,"N","Solar",{"$nulls":15},0,0,0,0]
["Solar Photovoltaic Project #27","57246_G_S027A",57246,"G","S027A",null,"Solar PV","","WECC_SCE","California",6,"SAN BERNARDINO",71,"06071",0.5,0,2014,9999,null,null,"N","Solar",{"$nulls":15},0,0,0,0]
["Solar Photovoltaic Project #27","57246_G_S027B",57246,"G","S027B",null,"Solar PV","","WECC_SCE","California",6,"SAN BERNARDINO",71,"06071",0.5,0,2014,9999,null,null,"N","Solar",{"$nulls":15},0,0,0,0]
["Solar Photovoltaic Project #27","57246_G_S027C",57246,"G","S027C",null,"Solar PV","","WECC_SCE","California",6,"SAN BERNARDINO",71,"06071",0.5,0,2014,9999,null,null,"N","Solar",{"$nulls":15},0,0,0,0]
["Solar Photovoltaic Project #27","57246_G_S027D",57246,"G","S027D",null,"Solar PV","","WECC_SCE","California",6,"SAN BERNARDINO",71,"06071",0.5,0,2014,9999,null,null,"N","Solar",{"$nulls":15},0,0,0,0]
["Solar Photovoltaic Project #28","57247_G_S028A",57247,"G","S028A",null,"Solar PV","","WECC_SCE","California",6,"SAN BERNARDINO",71,"06071",0.5,0,2014,9999,null,null,"N","Solar",{"$nulls":15},0,0,0,0]
["Solar Photovoltaic Project #28","57247_G_S028B",57247,"G","S028B",null,"Solar PV","","WECC_SCE","California",6,"SAN BERNARDINO",71,"06071",0.5,0,2014,9999,null,null,"N","Solar",{"$nulls":15},0,0,0,0]
["Solar Photovoltaic Project #28","57247_G_S028C",57247,"G","S028C",null,"Solar PV","","WECC_SCE","California",6,"SAN BERNARDINO",71,"06071",0.5,0,2014,9999,null,null,"N","Solar",{"$nulls":15},0,0,0,0]
["Solar Photovoltaic Project #28","57247_G_S028D",57247,"G","S028D",null,"Solar PV","","WECC_SCE","California",6,"SAN BERNARDINO",71,"06071",0.5,0,2014,9999,null,null,"N","Solar",{"$nulls":15},0,0,0,0]
["Solar Photovoltaic Project #28","57247_G_S028E",57247,"G","S028E",null,"Solar PV","","WECC_SCE","California",6,"SAN BERNARDINO",71,"06071",0.5,0,2014,9999,null,null,"N","Solar",{"$nulls":15},0,0,0,0]
["Solar Photovoltaic Project #28","57247_G_S028F",57247,"G","S028F",null,"Solar PV","","WECC_SCE","California",6,"SAN BERNARDINO",71,"06071",0.5,0,2014,9999,null,null,"N","Solar",{"$nulls":15},0,0,0,0]
["Solar Photovoltaic Project #28","57247_G_S028G",57247,"G","S028G",null,"Solar PV","","WECC_SCE","California",6,"SAN BERNARDINO",71,"06071",0.5,0,2014,9999,null,null,"N","Solar",{"$nulls":15},0,0,0,0]
["Solar Photovoltaic Project #44","57540_G_S44A",57540,"G","S44A",null,"Solar PV","","WECC_SCE","California",6,"Riverside",65,"06065",0.5,0,2014,9999,null,null,"N","Solar",{"$nulls":15},0,0,0,0]
["Solar Photovoltaic Project #44","57540_G_S44B",57540,"G","S44B",null,"Solar PV","","WECC_SCE","California",6,"Riverside",65,"06065",0.5,0,2014,9999,null,null,"N","Solar",{"$nulls":15},0,0,0,0]
["Solar Photovoltaic Project #44","57540_G_S44C",57540,"G","S44C",null,"Solar PV","","WECC_SCE","California",6,"Riverside",65,"06065",0.5,0,2014,9999,null,null,"N","Solar",{"$nulls":15},0,0,0,0]
["Solar Photovoltaic Project #44","57540_G_S44D",57540,"G","S44D",null,"Solar PV","","WECC_SCE","California",6,"Riverside",65,"06065",0.5,0,2014,9999,null,null,"N","Solar",{"$nulls":15},0,0,0,0]
["Solar Photovoltaic Project #44","57540_G_S44E",57540,"G","S44E",null,"Solar PV","","WECC_SCE","California",6,"Riverside",65,"06065",0.5,0,2014,9999,null,null,"N","Solar",{"$nulls":15},0,0,0,0]
["Solar Photovoltaic Project #44","57540_G_S44F",57540,"G","S44F",null,"Solar PV","","WECC_SCE","California",6,"Riverside",65,"06065",0.5,0,2014,9999,null,null,"N","Solar",{"$nulls":15},0,0,0,0]
["Solar Photovoltaic Project #44","57540_G_S44G",57540,"G","S44G",null,"Solar PV","","WECC_SCE","California",6,"Riverside",65,"06065",0.5,0,2014,9999,null,null,"N","Solar",{"$nulls":15},0,0,0,0]
["Solar Photovoltaic Project #44","57540_G_S44H",57540,"G","S44H",null,"Solar PV","","WECC_SCE","California",6,"Riverside",65,"06065",0.5,0,2014,9999,null,null,"N","Solar",{"$nulls":15},0,0,0,0]
["Solar Photovoltaic Project #44","57540_G_S44I",57540,"G","S44I",null,"Solar PV","","WECC_SCE","California",6,"Riverside",65,"06065",0.5,0,2014,9999,null,null,"N","Solar",{"$nulls":15},0,0,0,0]
["Solar Photovoltaic Project #44","57540_G_S44J",57540,"G","S44J",null,"Solar PV","","WECC_SCE","California",6,"Riverside",65,"06065",0.5,0,2014,9999,null,null,"N","Solar",{"$nulls":15},0,0,0,0]
["Solar Photovoltaic Project #44","57540_G_S44K",57540,"G","S44K",null,"Solar PV","","WECC_SCE","California",6,"Riverside",65,"06065",0.5,0,2014,9999,null,null,"N","Solar",{"$nulls":15},0,0,0,0]
["Solar Photovoltaic Project #44","57540_G_S44L",57540,"G","S44L",null,"Solar PV","","WECC_SCE","California",6,"Riverside",65,"06065",0.5,0,2014,9999,null,null,"N","Solar",{"$nulls":15},0,0,0,0]
["Solar Photovoltaic Project #44","57540_G_S44M",57540,"G","S44M",null,"Solar PV","","WECC_SCE","California",6,"Riverside",65,"06065",0.5,0,2014,9999,null,null,"N","Solar",{"$nulls":15},0,0,0,0]
["Solar Photovoltaic Project #44","57540_G_S44N",57540,"G","S44N",null,"Solar PV","","WECC_SCE","California",6,"Riverside",65,"06065",0.5,0,2014,9999,null,null,"N","Solar",{"$nulls":15},0,0,0,0]
["Solar Photovoltaic Project #44","57540_G_S44O",57540,"G","S44O",null,"Solar PV","","WECC_SCE","California",6,"Riverside",65,"06065",0.5,0,2014,9999,null,null,"N","Solar",{"$nulls":15},0,0,0,0]
["Solar Photovoltaic Project #44","57540_G_S44P",57540,"G","S44P",null,"Solar PV","","WECC_SCE","California",6,"Riverside",65,"06065",0.5,0,2014,9999,null,null,"N","Solar",{"$nulls":15},0,0,0,0]
["Cal State Univ San Bernardino FC01","57544_G_FC01",57544,"G","FC01",null,"Fuel Cell","","WECC_SCE","California",6,"San Bernardino",71,"06071",1.4,9500,2013,9999,null,null,"N","Natural Gas",{"$nulls":15},0,0,0,0]
["Solar Photovoltaic Project #48","57900_G_S48A",57900,"G","S48A",null,"Solar PV","","WECC_SCE","California",6,"San Bernardino",71,"06071",0.5,0,2014,9999,null,null,"N","Solar",{"$nulls":15},0,0,0,0]
["Solar Photovoltaic Project #48","57900_G_S48B",57900,"G","S48B",null,"Solar PV","","WECC_SCE","California",6,"San Bernardino",71,"06071",0.5,0,2014,9999,null,null,"N","Solar",{"$nulls":15},0,0,0,0]
["Solar Photovoltaic Project #48","57900_G_S48C",57900,"G","S48C",null,"Solar PV","","WECC_SCE","California",6,"San Bernardino",71,"06071",0.5,0,2014,9999,null,null,"N","Solar",{"$nulls":15},0,0,0,0]
["Solar Photovoltaic Project #48","57900_G_S48D",57900,"G","S48D",null,"Solar PV","","WECC_SCE","California",6,"San Bernardino",71,"06071",0.5,0,2014,9999,null,null,"N","Solar",{"$nulls":15},0,0,0,0]
["Solar Photovoltaic Project #48","57900_G_S48E",57900,"G","S48E",null,"Solar PV","","WECC_SCE","California",6,"San Bernardino",71,"06071",0.5,0,2014,9999,null,null,"N","Solar",{"$nulls":15},0,0,0,0]
["Solar Photovoltaic Project #48","57900_G_S48F",57900,"G","S48F",null,"Solar PV","","WECC_SCE","California",6,"San Bernardino",71,"06071",0.5,0,2014,9999,null,null,"N","Solar",{"$nulls":15},0,0,0,0]
["Solar Photovoltaic Project #48","57900_G_S48G",57900,"G","S48G",null,"Solar PV","","WECC_SCE","California",6,"San Bernardino",71,"06071",0.5,0,2014,9999,null,null,"N","Solar",{"$nulls":15},0,0,0,0]
["Solar Photovoltaic Project #48","57900_G_S48H",57900,"G","S48H",null,"Solar PV","","WECC_SCE","California",6,"San Bernardino",71,"06071",0.5,0,2014,9999,null,null,"N","Solar",{"$nulls":15},0,0,0,0]
["Solar Photovoltaic Project #48","57900_G_S48I",57900,"G","S48I",null,"Solar PV","","WECC_SCE","California",6,"San Bernardino",71,"06071",0.5,0,2014,9999,null,null,"N","Solar",{"$nulls":15},0,0,0,0]
["Solar Photovoltaic Project #48","57900_G_S48J",57900,"G","S48J",null,"Solar PV","","WECC_SCE","California",6,"San Bernardino",71,"06071",0.5,0,2014,9999,null,null,"N","Solar",{"$nulls":15},0,0,0,0]
["Jones","3482_G_4",3482,"G","4",null,"Combustion Turbine","Combustion Turbine","SPP_SPS","Texas",48,"Lubbock",303,"48303",187,10745,2013,9999,null,null,"N","Natural Gas",{"$nulls":4},"DLNB",{"$nulls":10},0.0248,0.0248,0.0248,0.0248]
["Quay County","58125_G_1",58125,"G","1",null,"Combustion Turbine","Combustion Turbine","WECC_NM","New Mexico",35,"Quay",37,"35037",23,10745,2013,9999,null,null,"N","Distillate Fuel Oil",{"$nulls":15},{"v":0.668,"d":"0.6680"},{"v":0.668,"d":"0.6680"},{"v":0.668,"d":"0.6680"},{"v":0.668,"d":"0.6680"}]
["Rubart","58255_G_01",58255,"G","01",null,"Combustion Turbine","IC Engine","SPP_N","Kansas",20,"Grant",67,"20067",9,8500,2014,9999,null,null,"N","Natural Gas",{"$nulls":5},"SCR",{"$nulls":9},{"v":0.183,"d":"0.1830"},{"v":0.027,"d":"0.0270"},{"v":0.183,"d":"0.1830"},{"v":0.027,"d":"0.0270"}]
["Rubart","58255_G_02",58255,"G","02",null,"Combustion Turbine","IC Engine","SPP_N","Kansas",20,"Grant",67,"20067",9,8500,2014,9999,null,null,"N","Natural Gas",{"$nulls":5},"SCR",{"$nulls":9},{"v":0.183,"d":"0.1830"},{"v":0.027,"d":"0.0270"},{"v":0.183,"d":"0.1830"},{"v":0.027,"d":"0.0270"}]
["Rubart","58255_G_03",58255,"G","03",null,"Combustion Turbine","IC Engine","SPP_N","Kansas",20,"Grant",67,"20067",9,8500,2014,9999,null,null,"N","Natural Gas",{"$nulls":5},"SCR",{"$nulls":9},{"v":0.183,"d":"0.1830"},{"v":0.027,"d":"0.0270"},{"v":0.183,"d":"0.1830"},{"v":0.027,"d":"0.0270"}]
["Rubart","58255_G_04",58255,"G","04",null,"Combustion Turbine","IC Engine","SPP_N","Kansas",20,"Grant",67,"20067",9,8500,2014,9999,null,null,"N","Natural Gas",{"$nulls":5},"SCR",{"$nulls":9},{"v":0.183,"d":"0.1830"},{"v":0.027,"d":"0.0270"},{"v":0.183,"d":"0.1830"},{"v":0.027,"d":"0.0270"}]
["Rubart","58255_G_05",58255,"G","05",null,"Combustion Turbine","IC Engine","SPP_N","Kansas",20,"Grant",67,"20067",9,8500,2014,9999,null,null,"N","Natural Gas",{"$nulls":5},"SCR",{"$nulls":9},{"v":0.183,"d":"0.1830"},{"v":0.027,"d":"0.0270"},{"v":0.183,"d":"0.1830"},{"v":0.027,"d":"0.0270"}]
["Rubart","58255_G_06",58255,"G","06",null,"Combustion Turbine","IC Engine","SPP_N","Kansas",20,"Grant",67,"20067",9,8500,2014,9999,null,null,"N","Natural Gas",{"$nulls":5},"SCR",{"$nulls":9},{"v":0.183,"d":"0.1830"},{"v":0.027,"d":"0.0270"},{"v":0.183,"d":"0.1830"},{"v":0.027,"d":"0.0270"}]
["Rubart","58255_G_07",58255,"G","07",null,"Combustion Turbine","IC Engine","SPP_N","Kansas",20,"Grant",67,"20067",9,8500,2014,9999,null,null,"N","Natural Gas",{"$nulls":5},"SCR",{"$nulls":9},{"v":0.183,"d":"0.1830"},{"v":0.027,"d":"0.0270"},{"v":0.183,"d":"0.1830"},{"v":0.027,"d":"0.0270"}]
["Rubart","58255_G_08",58255,"G","08",null,"Combustion Turbine","IC Engine","SPP_N","Kansas",20,"Grant",67,"20067",9,8500,2014,9999,null,null,"N","Natural Gas",{"$nulls":5},"SCR",{"$nulls":9},{"v":0.183,"d":"0.1830"},{"v":0.027,"d":"0.0270"},{"v":0.183,"d":"0.1830"},{"v":0.027,"d":"0.0270"}]
["Rubart","58255_G_09",58255,"G","09",null,"Combustion Turbine","IC Engine","SPP_N","Kansas",20,"Grant",67,"20067",9,8500,2014,9999,null,null,"N","Natural Gas",{"$nulls":5},"SCR",{"$nulls":9},{"v":0.183,"d":"0.1830"},{"v":0.027,"d":"0.0270"},{"v":0.183,"d":"0.1830"},{"v":0.027,"d":"0.0270"}]
["Rubart","58255_G_10",58255,"G","10",null,"Combustion Turbine","IC Engine","SPP_N","Kansas",20,"Grant",67,"20067",9,8500,2014,9999,null,null,"N","Natural Gas",{"$nulls":5},"SCR",{"$nulls":9},{"v":0.183,"d":"0.1830"},{"v":0.027,"d":"0.0270"},{"v":0.183,"d":"0.1830"},{"v":0.027,"d":"0.0270"}]
["Rubart","58255_G_11",58255,"G","11",null,"Combustion Turbine","IC Engine","SPP_N","Kansas",20,"Grant",67,"20067",9,8500,2014,9999,null,null,"N","Natural Gas",{"$nulls":5},"SCR",{"$nulls":9},{"v":0.183,"d":"0.1830"},{"v":0.027,"d":"0.0270"},{"v":0.183,"d":"0.1830"},{"v":0.027,"d":"0.0270"}]
["Rubart","58255_G_12",58255,"G","12",null,"Combustion Turbine","IC Engine","SPP_N","Kansas",20,"Grant",67,"20067",9,8500,2014,9999,null,null,"N","Natural Gas",{"$nulls":5},"SCR",{"$nulls":9},{"v":0.183,"d":"0.1830"},{"v":0.027,"d":"0.0270"},{"v":0.183,"d":"0.1830"},{"v":0.027,"d":"0.0270"}]
["Cushman 2","3915_G_34",3915,"G","34",null,"Hydro","","WECC_PNW","Washington",53,"Mason",45,"53045",1.8,0,2013,9999,null,null,"N","Hydro",{"$nulls":15},0,0,0,0]
["Cushman 2","3915_G_35",3915,"G","35",null,"Hydro","","WECC_PNW","Washington",53,"Mason",45,"53045",1.8,0,2013,9999,null,null,"N","Hydro",{"$nulls":15},0,0,0,0]
["University of Iowa Main Power Plant","54775_G_GEN10",54775,"G","GEN10",null,"Combustion Turbine","IC Engine","MIS_MIDA","Iowa",19,"Johnson",103,"19103",2,12774,2014,9999,null,null,"N","Natural Gas",{"$nulls":15},{"v":2.0543300185532067,"d":"2.0543"},{"v":2.0543300185532067,"d":"2.0543"},{"v":2.0543300185532067,"d":"2.0543"},{"v":2.0543300185532067,"d":"2.0543"}]
["University of Iowa Main Power Plant","54775_G_GEN7",54775,"G","GEN7",null,"Combustion Turbine","IC Engine","MIS_MIDA","Iowa",19,"Johnson",103,"19103",2,12774,2014,9999,null,null,"N","Natural Gas",{"$nulls":15},{"v":2.0543300185532067,"d":"2.0543"},{"v":2.0543300185532067,"d":"2.0543"},{"v":2.0543300185532067,"d":"2.0543"},{"v":2.0543300185532067,"d":"2.0543"}]
["University of Iowa Main Power Plant","54775_G_GEN8",54775,"G","GEN8",null,"Combustion Turbine","IC Engine","MIS_MIDA","Iowa",19,"Johnson",103,"19103",2,12774,2014,9999,null,null,"N","Natural Gas",{"$nulls":15},{"v":2.0543300185532067,"d":"2.0543"},{"v":2.0543300185532067,"d":"2.0543"},{"v":2.0543300185532067,"d":"2.0543"},{"v":2.0543300185532067,"d":"2.0543"}]
["University of Iowa Main Power Plant","54775_G_GEN9",54775,"G","GEN9",null,"Combustion Turbine","IC Engine","MIS_MIDA","Iowa",19,"Johnson",103,"19103",2,12774,2014,9999,null,null,"N","Natural Gas",{"$nulls":15},{"v":2.0543300185532067,"d":"2.0543"},{"v":2.0543300185532067,"d":"2.0543"},{"v":2.0543300185532067,"d":"2.0543"},{"v":2.0543300185532067,"d":"2.0543"}]
["UNC-CH LFG Facility","58268_G_LFG1",58268,"G","LFG1",null,"Landfill Gas","","S_VACA","North Carolina",37,"Orange",135,"37135",1,13648,2013,9999,null,null,"N","Landfill Gas",{"$nulls":15},{"v":0.09,"d":"0.0900"},{"v":0.09,"d":"0.0900"},{"v":0.09,"d":"0.0900"},{"v":0.09,"d":"0.0900"}]
["Clayville","58235_G_1",58235,"G","1",null,"Combustion Turbine","Combustion Turbine","PJM_EMAC","New Jersey",34,"Cumberland",11,"34011",63,9750,2015,9999,null,null,"N","Natural Gas",{"$nulls":15},{"v":0.011,"d":"0.0110"},{"v":0.011,"d":"0.0110"},{"v":0.011,"d":"0.0110"},{"v":0.011,"d":"0.0110"}]
["Dominoin-Warren County","55939_G_CT03",55939,"G","CT03",null,"Combined Cycle","","PJM_AP","Virginia",51,"Warren",187,"51187",247,7050,2014,9999,null,null,"N","Natural Gas, Distillate Fuel Oil",{"$nulls":5},"SCR",{"$nulls":9},{"v":0.01,"d":"0.0100"},{"v":0.01,"d":"0.0100"},{"v":0.01,"d":"0.0100"},{"v":0.01,"d":"0.0100"}]
["Brunswick County Power Station","58260_G_CT01",58260,"G","CT01",null,"Combined Cycle","","PJM_Dom","Virginia",51,"Brunswick",25,"51025",270.8,6430,2016,9999,null,null,"N","Natural Gas",{"$nulls":5},"SCR",{"$nulls":9},{"v":0.01,"d":"0.0100"},{"v":0.01,"d":"0.0100"},{"v":0.01,"d":"0.0100"},{"v":0.01,"d":"0.0100"}]
["Brunswick County Power Station","58260_G_CT02",58260,"G","CT02",null,"Combined Cycle","","PJM_Dom","Virginia",51,"Brunswick",25,"51025",270.8,6430,2016,9999,null,null,"N","Natural Gas",{"$nulls":5},"SCR",{"$nulls":9},{"v":0.01,"d":"0.0100"},{"v":0.01,"d":"0.0100"},{"v":0.01,"d":"0.0100"},{"v":0.01,"d":"0.0100"}]
["Brunswick County Power Station","58260_G_CT03",58260,"G","CT03",null,"Combined Cycle","","PJM_Dom","Virginia",51,"Brunswick",25,"51025",270.8,6430,2016,9999,null,null,"N","Natural Gas",{"$nulls":5},"SCR",{"$nulls":9},{"v":0.01,"d":"0.0100"},{"v":0.01,"d":"0.0100"},{"v":0.01,"d":"0.0100"},{"v":0.01,"d":"0.0100"}]
["Brunswick County Power Station","58260_G_ST01",58260,"G","ST01",null,"Combined Cycle","","PJM_Dom","Virginia",51,"Brunswick",25,"51025",595.3,6430,2016,9999,null,null,"N","Natural Gas",{"$nulls":5},"SCR",{"$nulls":9},{"v":0.01,"d":"0.0100"},{"v":0.01,"d":"0.0100"},{"v":0.01,"d":"0.0100"},{"v":0.01,"d":"0.0100"}]
["Wamego","1328_G_10",1328,"G","10",null,"Combustion Turbine","IC Engine","SPP_N","Kansas",20,"POTTAWATOMIE",149,"20149",2.9,10745,2015,9999,null,null,"Y","Natural Gas, Distillate Fuel Oil",{"$nulls":15},{"v":2.3354529520972003,"d":"2.3355"},{"v":2.3354529520972003,"d":"2.3355"},{"v":2.3354529520972003,"d":"2.3355"},{"v":2.3354529520972003,"d":"2.3355"}]
["Wellhead Power Delano LLC","58122_G_GEN1",58122,"G","GEN1",null,"Combustion Turbine","Combustion Turbine","WECC_SCE","California",6,"Tulare",107,"06107",35,10745,2013,9999,null,null,"N","Natural Gas",{"$nulls":15},0.0267,0.0267,0.0267,0.0267]
["West Bend","1199_G_5",1199,"G","5",null,"Combustion Turbine","IC Engine","MIS_IA","Iowa",19,"Palo Alto",147,"19147",2.5,10745,2013,9999,null,null,"N","Distillate Fuel Oil",{"$nulls":15},{"v":2.3354529520972003,"d":"2.3355"},{"v":2.3354529520972003,"d":"2.3355"},{"v":2.3354529520972003,"d":"2.3355"},{"v":2.3354529520972003,"d":"2.3355"}]
["Red Rock Hydro Plant","58434_G_1",58434,"G","1",null,"Hydro","","MIS_MIDA","Iowa",19,"Marion",125,"19125",27.5,0,2016,9999,null,null,"N","Hydro",{"$nulls":15},0,0,0,0]
["Red Rock Hydro Plant","58434_G_2",58434,"G","2",null,"Hydro","","MIS_MIDA","Iowa",19,"Marion",125,"19125",27.5,0,2016,9999,null,null,"N","Hydro",{"$nulls":15},0,0,0,0]
["Rothschild Biomass Cogen Facility","58124_G_1",58124,"G","1",null,"Biomass","","MIS_WUMS","Wisconsin",55,"Marathon",73,"55073",50,13500,2013,9999,null,null,"N","Biomass",{"$nulls":15},{"v":0.02,"d":"0.0200"},{"v":0.02,"d":"0.0200"},{"v":0.02,"d":"0.0200"},{"v":0.02,"d":"0.0200"}]
["Morgan City CC Youngs Road","58478_G_LEPA1",58478,"G","LEPA1",null,"Combined Cycle","","SPP_SE","Louisiana",22,"St. Mary",101,"22101",79,6430,2015,9999,null,null,"N","Natural Gas",{"$nulls":5},"SCR",{"$nulls":9},{"v":0.011,"d":"0.0110"},{"v":0.011,"d":"0.0110"},{"v":0.011,"d":"0.0110"},{"v":0.011,"d":"0.0110"}]
["Heber Solar","58398_G_1",58398,"G","1",null,"Solar PV","","WECC_IID","California",6,"Imperial",25,"06025",10,0,2014,9999,null,null,"N","Solar",{"$nulls":15},0,0,0,0]
["Wild Rose Geothermal Power Plant","58533_G_1",58533,"G","1",null,"Geothermal","","WECC_NNV","Nevada",32,"Mineral",21,"32021",8.8,9760,2013,9999,null,null,"N","Geothermal",{"$nulls":15},0,0,0,0,0.4563,0.4563,0.4563]
["Willow Island Hydroelectric Plant","57401_G_WIG1",57401,"G","WIG1",null,"Hydro","","PJM_AP","West Virginia",54,"Pleasants",73,"54073",22,0,2015,9999,null,null,"N","Hydro",{"$nulls":15},0,0,0,0]
["Willow Island Hydroelectric Plant","57401_G_WIG2",57401,"G","WIG2",null,"Hydro","","PJM_AP","West Virginia",54,"Pleasants",73,"54073",22,0,2015,9999,null,null,"N","Hydro",{"$nulls":15},0,0,0,0]
["Goldthwaite Wind Energy Facility","58321_G_1",58321,"G","1",null,"Wind","","ERC_REST","Texas",48,"Mills",333,"48333",150,0,2013,9999,null,null,"N","Wind",{"$nulls":15},0,0,0,0]
["Prairie Breeze","58322_G_1",58322,"G","1",null,"Wind","","SPP_NEBR","Nebraska",31,"Antelope",3,"31003",206.5,0,2014,9999,null,null,"N","Wind",{"$nulls":15},0,0,0,0]
["Metro Methane Recovery Facility","54700_G_GEN10",54700,"G","GEN10",null,"Landfill Gas","","MIS_MIDA","Iowa",19,"Polk",153,"19153",1.6,13648,2014,9999,null,null,"N","Landfill Gas",{"$nulls":15},{"v":0.09,"d":"0.0900"},{"v":0.09,"d":"0.0900"},{"v":0.09,"d":"0.0900"},{"v":0.09,"d":"0.0900"}]
["Metro Methane Recovery Facility","54700_G_GEN11",54700,"G","GEN11",null,"Landfill Gas","","MIS_MIDA","Iowa",19,"Polk",153,"19153",1.6,13648,2014,9999,null,null,"N","Landfill Gas",{"$nulls":15},{"v":0.09,"d":"0.0900"},{"v":0.09,"d":"0.0900"},{"v":0.09,"d":"0.0900"},{"v":0.09,"d":"0.0900"}]
["Mahoning","57411_G_GEN5",57411,"G","GEN5",null,"Landfill Gas","","PJM_ATSI","Ohio",39,"Mahoning",99,"39099",0.8,13648,2013,9999,null,null,"N","Landfill Gas",{"$nulls":15},{"v":0.09,"d":"0.0900"},{"v":0.09,"d":"0.0900"},{"v":0.09,"d":"0.0900"},{"v":0.09,"d":"0.0900"}]
["G2 Energy Hay Rd","58320_G_362",58320,"G","362",null,"Landfill Gas","","WECC_SF","California",6,"Solano",95,"06095",1.5,13648,2013,9999,null,null,"N","Landfill Gas",{"$nulls":15},{"v":0.04394744404747715,"d":"0.0439"},{"v":0.04394744404747715,"d":"0.0439"},{"v":0.04394744404747715,"d":"0.0439"},{"v":0.04394744404747715,"d":"0.0439"}]
["Topaz Solar Farm","57695_G_TPZ2",57695,"G","TPZ2",null,"Solar PV","","WEC_CALN","California",6,"San Luis Obispo",79,"06079",124.8,0,2013,9999,null,null,"N","Solar",{"$nulls":15},0,0,0,0]
["Desert Sunlight 250, LLC","58542_G_DSL16",58542,"G","DSL16",null,"Solar PV","","WECC_SCE","California",6,"Riverside",65,"06065",22.7,0,2013,9999,null,null,"N","Solar",{"$nulls":15},0,0,0,0]
["Rice Solar Energy","57276_G_RSE1",57276,"G","RSE1",null,"Solar Thermal","","WECC_SCE","California",6,"RIVERSIDE",65,"06065",150,9760,2016,9999,null,null,"N","Solar",{"$nulls":15},0,0,0,0]
["Regulus Solar Project","57650_G_FRV4",57650,"G","FRV4",null,"Solar PV","","WECC_SCE","California",6,"Kern",29,"06029",60,0,2014,9999,null,null,"N","Solar",{"$nulls":15},0,0,0,0]
["Arlington Valley Solar Energy II","57680_G_AVSE4",57680,"G","AVSE4",null,"Solar PV","","WECC_AZ","Arizona",4,"Maricopa",13,"04013",25,0,2013,9999,null,null,"N","Solar",{"$nulls":15},0,0,0,0]
["NRG Solar Borrego I","57455_G_SB1",57455,"G","SB1",null,"Solar PV","","WEC_SDGE","California",6,"San Diego",73,"06073",26,0,2013,9999,null,null,"N","Solar",{"$nulls":15},0,0,0,0]
["Panda Temple Power Station","58001_G_STG-1",58001,"G","STG-1",null,"Combined Cycle","","ERC_REST","Texas",48,"Bell",27,"48027",309,7050,2014,9999,null,null,"N","Natural Gas",{"$nulls":5},"SCR",{"$nulls":9},{"v":0.011,"d":"0.0110"},{"v":0.011,"d":"0.0110"},{"v":0.011,"d":"0.0110"},{"v":0.011,"d":"0.0110"}]
["HOW GM1","58097_G_1",58097,"G","1",null,"Solar PV","","NENGREST","Massachusetts",25,"Barnstable",1,"25001",3.5,0,2014,9999,null,null,"N","Solar",{"$nulls":15},0,0,0,0]
["Central Utility Plant at White Oak","58207_G_G8",58207,"G","G8",null,"Combustion Turbine","Combustion Turbine","PJM_SMAC","Maryland",24,"Montgomery",31,"24031",7.5,10745,2013,9999,null,null,"Y","Natural Gas, Distillate Fuel Oil",{"$nulls":15},{"v":0.011,"d":"0.0110"},{"v":0.011,"d":"0.0110"},{"v":0.011,"d":"0.0110"},{"v":0.011,"d":"0.0110"}]
["Mass Midstate Solar 1","58279_G_1",58279,"G","1",null,"Solar PV","","NENGREST","Massachusetts",25,"Worcester",27,"25027",5,0,2014,9999,null,null,"N","Solar",{"$nulls":15},0,0,0,0]
["Kingsburg Solar","58304_G_1",58304,"G","1",null,"Solar PV","","WECC_SCE","California",6,"Tulare",107,"06107",1.5,0,2013,9999,null,null,"N","Solar",{"$nulls":15},0,0,0,0]
["Roxboro Farm","58340_G_1",58340,"G","1",null,"Solar PV","","S_VACA","North Carolina",37,"Person",145,"37145",5,0,2014,9999,null,null,"N","Solar",{"$nulls":15},0,0,0,0]
["Oakley Solar Project","58376_G_1",58376,"G","1",null,"Solar PV","","WECC_SF","California",6,"Contra Costa",13,"06013",1.5,0,2013,9999,null,null,"N","Solar",{"$nulls":15},0,0,0,0]
["Missouri Center for Waste to Energy","58421_G_420",58421,"G","420",null,"Landfill Gas","","MIS_MO","Missouri",29,"Pettis",159,"29159",1.4,13648,2014,9999,null,null,"N","Landfill Gas",{"$nulls":15},{"v":0.09,"d":"0.0900"},{"v":0.09,"d":"0.0900"},{"v":0.09,"d":"0.0900"},{"v":0.09,"d":"0.0900"}]
["Houweling Nurseries","58432_G_COG3",58432,"G","COG3",null,"Combustion Turbine","IC Engine","WECC_SCE","California",6,"Ventura",111,"06111",4.4,10745,2013,9999,null,null,"N","Natural Gas",{"$nulls":15},0.2046,0.2046,0.2046,0.2046]
["Nunn","58448_G_1",58448,"G","1",null,"Solar PV","","WECC_SCE","California",6,"San Bernardino",71,"06071",1,0,2013,9999,null,null,"N","Solar",{"$nulls":15},0,0,0,0]
["Battery Utility of Ohio","58475_G_BOU",58475,"G","BOU",null,"Non-Fossil Waste","","PJM_West","Ohio",39,"Delaware",41,"39041",4,10745,2014,9999,null,null,"N","Non-Fossil Waste",{"$nulls":15},0,0,0,0]
["Uwharrie Mountain Renewable","58526_G_4",58526,"G","4",null,"Landfill Gas","","S_VACA","North Carolina",37,"Montgomery",123,"37123",1.6,13648,2014,9999,null,null,"N","Landfill Gas",{"$nulls":15},{"v":0.09,"d":"0.0900"},{"v":0.09,"d":"0.0900"},{"v":0.09,"d":"0.0900"},{"v":0.09,"d":"0.0900"}]
["Martin Dam","16_G_3",16,"G","3",null,"Hydro","","S_SOU","Alabama",1,"Elmore",51,"01051",46.5,0,1927,9999,null,null,"N","Hydro",{"$nulls":15},0,0,0,0]
["Bryan Solar Field","58381_G_1",58381,"G","1",null,"Solar PV","","PJM_ATSI","Ohio",39,"Williams",171,"39171",1.7,0,2012,9999,null,null,"N","Solar",{"$nulls":15},0,0,0,0]
["Lee Combined Cycle Plant","58215_G_ST1",58215,"G","ST1",null,"Combined Cycle","","S_VACA","North Carolina",37,"Wayne",191,"37191",377,7050,2013,9999,null,null,"Y","Natural Gas, Distillate Fuel Oil",{"$nulls":5},"SCR",{"$nulls":9},{"v":0.011,"d":"0.0110"},{"v":0.011,"d":"0.0110"},{"v":0.011,"d":"0.0110"},{"v":0.011,"d":"0.0110"}]
["Farmer City","941_G_6",941,"G","6",null,"Combustion Turbine","IC Engine","MIS_IL","Illinois",17,"De Witt",39,"17039",2,10745,2012,9999,null,null,"N","Distillate Fuel Oil",{"$nulls":15},{"v":2.3354529520972003,"d":"2.3355"},{"v":2.3354529520972003,"d":"2.3355"},{"v":2.3354529520972003,"d":"2.3355"},{"v":2.3354529520972003,"d":"2.3355"}]
["Jack McDonough","710_G_CT4B",710,"G","CT4B",null,"Combined Cycle","","S_SOU","Georgia",13,"Cobb",67,"13067",231.5,7050,2011,9999,null,null,"N","Natural Gas, Distillate Fuel Oil",{"$nulls":4},"DLNB + H2O","SCR",{"$nulls":9},{"v":0.006,"d":"0.0060"},{"v":0.006,"d":"0.0060"},{"v":0.006,"d":"0.0060"},{"v":0.006,"d":"0.0060"}]
["North","7856_G_3",7856,"G","3",null,"Combustion Turbine","IC Engine","MIS_MIDA","Iowa",19,"Adair",1,"19001",2.2,10745,2011,9999,null,null,"N","Distillate Fuel Oil",{"$nulls":15},{"v":2.3354529520972003,"d":"2.3355"},{"v":2.3354529520972003,"d":"2.3355"},{"v":2.3354529520972003,"d":"2.3355"},{"v":2.3354529520972003,"d":"2.3355"}]
["El Centro","389_G_32",389,"G","32",null,"Combined Cycle","","WECC_IID","California",6,"Imperial",25,"06025",42.2,7050,2012,9999,null,null,"N","Natural Gas",{"$nulls":5},"SCR",{"$nulls":9},{"v":0.008,"d":"0.0080"},{"v":0.008,"d":"0.0080"},{"v":0.008,"d":"0.0080"},{"v":0.008,"d":"0.0080"}]
["Eclipse Wind Farm","57873_G_EWF",57873,"G","EWF",null,"Wind","","MIS_IA","Iowa",19,"Guthrie",77,"19077",200,0,2012,9999,null,null,"N","Wind",{"$nulls":15},0,0,0,0]
["Spion Kop Wind Farm","58218_G_SKW25",58218,"G","SKW25",null,"Wind","","WECC_MT","Montana",30,"Judith Basin",45,"30045",40,0,2012,9999,null,null,"N","Wind",{"$nulls":15},0,0,0,0]
["Peru","955_G_12",955,"G","12",null,"Combustion Turbine","IC Engine","PJM_COMD","Illinois",17,"La Salle",99,"17099",2.7,10745,2011,9999,null,null,"N","Distillate Fuel Oil",{"$nulls":15},{"v":2.3354529520972003,"d":"2.3355"},{"v":2.3354529520972003,"d":"2.3355"},{"v":2.3354529520972003,"d":"2.3355"},{"v":2.3354529520972003,"d":"2.3355"}]
["Pebbly Beach","6704_G_MT02",6704,"G","MT02",null,"Combustion Turbine","Combustion Turbine","WEC_LADW","California",6,"Los Angeles",37,"06037",0.1,10745,2011,9999,null,null,"N","Natural Gas",{"$nulls":15},0.0267,0.0267,0.0267,0.0267]
["Pebbly Beach","6704_G_MT16",6704,"G","MT16",null,"Combustion Turbine","Combustion Turbine","WEC_LADW","California",6,"Los Angeles",37,"06037",0.1,10745,2011,9999,null,null,"N","Natural Gas",{"$nulls":15},0.0267,0.0267,0.0267,0.0267]
["Laurel Mountain","57447_G_2",57447,"G","2",null,"Non-Fossil Waste","","PJM_AP","West Virginia",54,"Barbour",1,"54001",32,10745,2011,9999,null,null,"N","Non-Fossil Waste",{"$nulls":15},0,0,0,0]
["AMP Napoleon Solar Facility","58082_G_NSF1",58082,"G","NSF1",null,"Solar PV","","PJM_ATSI","Ohio",39,"Henry",69,"39069",3.5,0,2012,9999,null,null,"N","Solar",{"$nulls":15},0,0,0,0]
["Prairie Bluff","57408_G_GEN1",57408,"G","GEN1",null,"Landfill Gas","","S_C_TVA","Mississippi",28,"Chickasaw",17,"28017",1.6,13648,2012,9999,null,null,"N","Landfill Gas",{"$nulls":15},{"v":0.09,"d":"0.0900"},{"v":0.09,"d":"0.0900"},{"v":0.09,"d":"0.0900"},{"v":0.09,"d":"0.0900"}]
["Carbon Limestone","56868_G_17",56868,"G","17",null,"Landfill Gas","","PJM_ATSI","Ohio",39,"Mahoning",99,"39099",1.6,13648,2012,9999,null,null,"N","Landfill Gas",{"$nulls":15},{"v":0.09,"d":"0.0900"},{"v":0.09,"d":"0.0900"},{"v":0.09,"d":"0.0900"},{"v":0.09,"d":"0.0900"}]
["Loraine County Project","56869_G_11",56869,"G","11",null,"Landfill Gas","","PJM_ATSI","Ohio",39,"LORAIN",93,"39093",1.6,13648,2012,9999,null,null,"N","Landfill Gas",{"$nulls":15},{"v":0.09,"d":"0.0900"},{"v":0.09,"d":"0.0900"},{"v":0.09,"d":"0.0900"},{"v":0.09,"d":"0.0900"}]
["New Bern","56688_G_15",56688,"G","15",null,"Landfill Gas","","S_VACA","North Carolina",37,"Craven",49,"37049",0.3,13648,2011,9999,null,null,"Y","Landfill Gas",{"$nulls":15},{"v":0.09,"d":"0.0900"},{"v":0.09,"d":"0.0900"},{"v":0.09,"d":"0.0900"},{"v":0.09,"d":"0.0900"}]
["Air Products Port Arthur","55309_G_GEN 5",55309,"G","GEN 5",null,"Combined Cycle","","S_D_WOTA","Texas",48,"Jefferson",245,"48245",32.8,6430,2012,9999,null,null,"N","Natural Gas",{"$nulls":5},"SCR",{"$nulls":9},{"v":0.011,"d":"0.0110"},{"v":0.011,"d":"0.0110"},{"v":0.011,"d":"0.0110"},{"v":0.011,"d":"0.0110"}]
["Alpaugh North","58002_G_SPS",58002,"G","SPS",null,"Solar PV","","WECC_SCE","California",6,"Tulare",107,"06107",20,0,2012,9999,null,null,"N","Solar",{"$nulls":15},0,0,0,0]
["Kaiser Ontario","58132_G_KSRO1",58132,"G","KSRO1",null,"Fuel Cell","","WECC_SCE","California",6,"San Bernardino",71,"06071",0.2,9500,2012,9999,null,null,"N","Natural Gas",{"$nulls":15},0,0,0,0]
["Stockton Athletic Center","57864_G_LOT7",57864,"G","LOT7",null,"Solar PV","","PJM_EMAC","New Jersey",34,"Atlantic",1,"34001",0.2,0,2009,9999,null,null,"N","Solar",{"$nulls":15},0,0,0,0]
["Mesquite Solar 1","57707_G_7",57707,"G","7",null,"Solar PV","","WECC_AZ","Arizona",4,"Maricopa",13,"04013",16,0,2012,9999,null,null,"N","Solar",{"$nulls":15},0,0,0,0]
["TPW Petersburg","57755_G_PETE",57755,"G","PETE",null,"Wind","","SPP_NEBR","Nebraska",31,"Boone",11,"31011",40.5,0,2011,9999,null,null,"N","Wind",{"$nulls":15},0,0,0,0]
["Power County Wind Park South","57760_G_PCWPS",57760,"G","PCWPS",null,"Wind","","WECC_ID","Idaho",16,"Power",77,"16077",22.5,0,2011,9999,null,null,"N","Wind",{"$nulls":15},0,0,0,0]
["Kingman 1","57775_G_WGNS",57775,"G","WGNS",null,"Wind","","WECC_AZ","Arizona",4,"Mohave",15,"04015",10,0,2011,9999,null,null,"N","Wind",{"$nulls":15},0,0,0,0]
["Golden Springs Building D","57797_G_1",57797,"G","1",null,"Solar PV","","WEC_LADW","California",6,"Los Angeles",37,"06037",1.3,0,2012,9999,null,null,"N","Solar",{"$nulls":15},0,0,0,0]
["Lockheed Martin Sunnyvale","57808_G_LOK00",57808,"G","LOK00",null,"Fuel Cell","","WECC_SF","California",6,"Santa Clara",85,"06085",1,9500,2011,9999,null,null,"N","Natural Gas",{"$nulls":15},0,0,0,0]
["Taylor Farms Salinas","58303_G_TLR",58303,"G","TLR",null,"Fuel Cell","","WEC_CALN","California",6,"Monterey",53,"06053",1,9500,2012,9999,null,null,"N","Natural Gas",{"$nulls":15},0,0,0,0]
["Castle Rock Vineyards","57870_G_SOLAR",57870,"G","SOLAR",null,"Solar PV","","WECC_SCE","California",6,"Tulare",107,"06107",1,0,2010,9999,null,null,"N","Solar",{"$nulls":15},0,0,0,0]
["MM Taunton Energy","55093_G_UNT3",55093,"G","UNT3",null,"Landfill Gas","","NENGREST","Massachusetts",25,"Bristol",5,"25005",0.9,13648,2011,9999,null,null,"N","Landfill Gas",{"$nulls":15},{"v":0.09,"d":"0.0900"},{"v":0.09,"d":"0.0900"},{"v":0.09,"d":"0.0900"},{"v":0.09,"d":"0.0900"}]
["East Campus Utility Plant","57929_G_STG",57929,"G","STG",null,"O/G Steam","","PJM_West","Ohio",39,"Hamilton",61,"39061",1.2,11675,2010,9999,null,null,"Y","Natural Gas, Distillate Fuel Oil",{"$nulls":15},{"v":0.1445974975097038,"d":"0.1446"},{"v":0.1445974975097038,"d":"0.1446"},{"v":0.1445974975097038,"d":"0.1446"},{"v":0.1445974975097038,"d":"0.1446"}]
["Shady Oaks Wind Farm","57964_G_1",57964,"G","1",null,"Wind","","PJM_COMD","Illinois",17,"Lee",103,"17103",109.5,0,2012,9999,null,null,"N","Wind",{"$nulls":15},0,0,0,0]
["Two Ponds Windfarm","57444_G_1",57444,"G","1",null,"Wind","","WECC_ID","Idaho",16,"Elmore",39,"16039",23,0,2012,9999,null,null,"N","Wind",{"$nulls":15},0,0,0,0]
["SEPV 2","58074_G_SEPV",58074,"G","SEPV",null,"Solar PV","","WECC_SCE","California",6,"San Bernardino",71,"06071",2,0,2012,2032,null,null,"N","Solar",{"$nulls":15},0,0,0,0]
["Brea Expansion Plant","58007_G_G4",58007,"G","G4",null,"Landfill Gas","","WECC_SCE","California",6,"Orange",59,"06059",6.8,13648,2012,9999,null,null,"N","Landfill Gas",{"$nulls":15},{"v":0.04394744404747715,"d":"0.0439"},{"v":0.04394744404747715,"d":"0.0439"},{"v":0.04394744404747715,"d":"0.0439"},{"v":0.04394744404747715,"d":"0.0439"}]
["WSMR I","58010_G_WSMR2",58010,"G","WSMR2",null,"Solar PV","","WECC_NM","New Mexico",35,"Dona Ana",13,"35013",0.4,0,2012,9999,null,null,"N","Solar",{"$nulls":15},0,0,0,0]
["Gerresheimer Glass Solar Facility","58359_G_GG",58359,"G","GG",null,"Solar PV","","PJM_EMAC","New Jersey",34,"Cumberland",11,"34011",2.3,0,2012,9999,null,null,"N","Solar",{"$nulls":15},0,0,0,0]
["Laredo Bus Facility Solar Canopies","58064_G_LBFS",58064,"G","LBFS",null,"Solar PV","","S_SOU","Georgia",13,"DeKalb",89,"13089",1,0,2012,9999,null,null,"N","Solar",{"$nulls":15},0,0,0,0]
["Rocky Ridge Wind Project","58078_G_GE 1.",58078,"G","GE 1.",null,"Wind","","SPP_WEST","Oklahoma",40,"Kiowa",75,"40075",148.8,0,2012,9999,null,null,"N","Wind",{"$nulls":15},0,0,0,0]
["Depot Park Solar System","58119_G_DPSS",58119,"G","DPSS",null,"Solar PV","","WEC_CALN","California",6,"Sacramento",67,"06067",3,0,2010,9999,null,null,"N","Solar",{"$nulls":15},0,0,0,0]
["UNH 7.9 MW Plant","58180_G_1",58180,"G","1",null,"Landfill Gas","","NENGREST","New Hampshire",33,"Strafford",17,"33017",7,13648,2006,9999,null,null,"Y","Landfill Gas",{"$nulls":15},{"v":0.09,"d":"0.0900"},{"v":0.09,"d":"0.0900"},{"v":0.09,"d":"0.0900"},{"v":0.09,"d":"0.0900"}]
["Cinnamon Bay Edgeboro Landfill","58208_G_1",58208,"G","1",null,"Landfill Gas","","PJM_EMAC","New Jersey",34,"Middlesex",23,"34023",9.1,13500,2011,9999,null,null,"N","Landfill Gas",{"$nulls":15},{"v":0.09,"d":"0.0900"},{"v":0.09,"d":"0.0900"},{"v":0.09,"d":"0.0900"},{"v":0.09,"d":"0.0900"}]
["Millersville LFG","58246_G_CAT1",58246,"G","CAT1",null,"Landfill Gas","","PJM_SMAC","Maryland",24,"Anne Arundel",3,"24003",1.5,13648,2012,9999,null,null,"N","Landfill Gas",{"$nulls":15},{"v":0.09,"d":"0.0900"},{"v":0.09,"d":"0.0900"},{"v":0.09,"d":"0.0900"},{"v":0.09,"d":"0.0900"}]
["Watts Farm","58317_G_1",58317,"G","1",null,"Solar PV","","S_VACA","North Carolina",37,"Robeson",155,"37155",5,0,2012,9999,null,null,"N","Solar",{"$nulls":15},0,0,0,0]
["Jordan Hydroelectric Project","58390_G_WMOD",58390,"G","WMOD",null,"Hydro","","S_VACA","North Carolina",37,"Chatham",37,"37037",2.2,0,2012,9999,null,null,"N","Hydro",{"$nulls":15},0,0,0,0]
["Fontanelle","58457_G_1",58457,"G","1",null,"Wind","","MIS_MIDA","Iowa",19,"Adair",1,"19001",1.6,0,2012,9999,null,null,"N","Wind",{"$nulls":15},0,0,0,0]
["MAS ASB Cogen Plant","58484_G_2",58484,"G","2",null,"Landfill Gas","","S_SOU","Georgia",13,"Fulton",121,"13121",2.2,13648,2012,9999,null,null,"N","Landfill Gas",{"$nulls":15},{"v":0.09,"d":"0.0900"},{"v":0.09,"d":"0.0900"},{"v":0.09,"d":"0.0900"},{"v":0.09,"d":"0.0900"}]
["City of Hayward WWTP","58525_G_1",58525,"G","1",null,"Solar PV","","WECC_SF","California",6,"Alameda",1,"06001",1,0,2010,9999,null,null,"N","Solar",{"$nulls":15},0,0,0,0]
["Huerfano River Wind","58548_G_WTG1",58548,"G","WTG1",null,"Wind","","WECC_CO","Colorado",8,"Huerfano",55,"08055",2,0,2013,9999,null,null,"N","Wind",{"$nulls":15},0,0,0,0]
["RES Ag - DM 2-1 LLC","58566_G_CHP",58566,"G","CHP",null,"Non-Fossil Waste","","S_VACA","North Carolina",37,"Duplin",61,"37061",0.4,14731,2013,9999,null,null,"N","Non-Fossil Waste",{"$nulls":15},0,0,0,0]
["Sonora 1","58578_G_SON1",58578,"G","SON1",null,"Solar PV","","WECC_SF","California",6,"San Francisco",75,"06075",1.5,0,2013,9999,null,null,"N","Solar",{"$nulls":15},0,0,0,0]
["Lightning Dock Geothermal HI-01, LLC","58629_G_PB01",58629,"G","PB01",null,"Geothermal","","WECC_NM","New Mexico",35,"Hidalgo",23,"35023",0.4,9760,2013,9999,null,null,"N","Geothermal",{"$nulls":15},0,0,0,0,0.3713,0.3713,0.3713]
["Shasta Solar Farm","58814_G_GENA",58814,"G","GENA",null,"Solar PV","","WEC_CALN","California",6,"Shasta",89,"06089",1.5,0,2014,9999,null,null,"N","Solar",{"$nulls":15},0,0,0,0]
["2127 Harris Solar Project","58919_G_2127",58919,"G","2127",null,"Solar PV","","WEC_CALN","California",6,"Sutter",101,"06101",1.3,0,2014,9999,null,null,"N","Solar",{"$nulls":15},0,0,0,0]
["Akron WRF","58980_G_2G-2",58980,"G","2G-2",null,"Non-Fossil Waste","","PJM_ATSI","Ohio",39,"Summit",153,"39153",0.6,14731,2014,9999,null,null,"N","Non-Fossil Waste",{"$nulls":15},0,0,0,0]
["Expressway Solar B","58762_G_EXSB",58762,"G","EXSB",null,"Solar PV","","WECC_SCE","California",6,"San Bernardino",71,"06071",2,0,2014,9999,null,null,"N","Solar",{"$nulls":15},0,0,0,0]
["Summer Solar A2","58753_G_SSA2",58753,"G","SSA2",null,"Solar PV","","WEC_LADW","California",6,"Los Angeles",37,"06037",1.5,0,2014,9999,null,null,"N","Solar",{"$nulls":15},0,0,0,0]
["EDF Lancaster","59140_G_INV-1",59140,"G","INV-1",null,"Solar PV","","NENGREST","Massachusetts",25,"Middlesex",17,"25017",4.5,0,2014,9999,null,null,"N","Solar",{"$nulls":15},0,0,0,0]
["Hesperia","59182_G_10-94",59182,"G","10-94",null,"Solar PV","","WECC_SCE","California",6,"San Bernardino",71,"06071",1.5,0,2014,9999,null,null,"N","Solar",{"$nulls":15},0,0,0,0]
["Miami Wind Energy Center","58765_G_1",58765,"G","1",null,"Wind","","SPP_SPS","Texas",48,"Roberts",393,"48393",288.6,0,2014,9999,null,null,"N","Wind",{"$nulls":15},0,0,0,0]
["Chatham Landfill","59077_G_CHA",59077,"G","CHA",null,"Solar PV","","NENGREST","Massachusetts",25,"Barnstable",1,"25001",1.5,0,2014,9999,null,null,"N","Solar",{"$nulls":15},0,0,0,0]
["Woodville Renewable Power Project","58944_G_G1",58944,"G","G1",null,"Biomass","","S_D_WOTA","Texas",48,"Tyler",457,"48457",46.5,13500,2014,9999,null,null,"N","Biomass",{"$nulls":15},{"v":0.02,"d":"0.0200"},{"v":0.02,"d":"0.0200"},{"v":0.02,"d":"0.0200"},{"v":0.02,"d":"0.0200"}]
["Spring Canyon II Wind Energy Center","58769_G_1",58769,"G","1",null,"Wind","","WECC_CO","Colorado",8,"Logan",75,"08075",34,0,2014,9999,null,null,"N","Wind",{"$nulls":15},0,0,0,0]
["Grandview Wind Farm, LLC","58596_G_GRVWI",58596,"G","GRVWI",null,"Wind","","SPP_SPS","Texas",48,"Carson",65,"48065",200.6,0,2014,9999,null,null,"N","Wind",{"$nulls":15},0,0,0,0]
["Santa Fe Springs Rooftop Solar BLDG H","58913_G_1",58913,"G","1",null,"Solar PV","","WEC_LADW","California",6,"Los Angeles",37,"06037",1.5,0,2014,9999,null,null,"N","Solar",{"$nulls":15},0,0,0,0]
["Copper Mountain Solar 3","58915_G_9",58915,"G","9",null,"Solar PV","","WECC_SNV","Nevada",32,"Clark",3,"32003",24,0,2015,9999,null,null,"N","Solar",{"$nulls":15},0,0,0,0]
["Buckeye Wind Energy Center","58767_G_2",58767,"G","2",null,"Wind","","SPP_N","Kansas",20,"Ellis",51,"20051",70.3,0,2015,9999,null,null,"N","Wind",{"$nulls":15},0,0,0,0]
["Saddleback Ridge Wind Farm","58608_G_SRW1",58608,"G","SRW1",null,"Wind","","NENG_ME","Maine",23,"Hancock",9,"23009",34.2,0,2015,9999,null,null,"N","Wind",{"$nulls":15},0,0,0,0]
["Optimum Wind 4 LLC","59226_G_WT1",59226,"G","WT1",null,"Wind","","MIS_MIDA","Iowa",19,"Story",169,"19169",3,0,2015,9999,null,null,"N","Wind",{"$nulls":15},0,0,0,0]
["MIS_MNWI_MN_Wind","83634_C_1",83634,"C",1,null,"Wind","","MIS_MNWI","Minnesota",27,"NA",0,"27000",385.9,0,2015,9999,null,null,"N","Wind",{"$nulls":14},0,0,0,0,0]
["S_VACA_NC_Solar PV","83750_C_1",83750,"C",1,null,"Solar PV","","S_VACA","North Carolina",37,"NA",0,"37000",627.1899999999998,0,2015,9999,null,null,"N","Solar",{"$nulls":14},0,0,0,0,0]
["WECC_CO_CO_Hydro","83794_C_1",83794,"C",1,null,"Hydro","","WECC_CO","Colorado",8,"NA",0,"08000",10.8,0,2015,9999,null,null,"N","Hydro",{"$nulls":14},0,0,0,0,0]
["NENGREST_MA_Non-Fossil Waste","83646_C_1",83646,"C",1,null,"Non-Fossil Waste","","NENGREST","Massachusetts",25,"NA",0,"25000",1.1,14731,2015,9999,null,null,"N","Non-Fossil Waste",{"$nulls":14},0,0,0,0,0]
["WECC_PNW_WA_Biomass","83824_C_1",83824,"C",1,null,"Biomass","","WECC_PNW","Washington",53,"NA",0,"53000",2.5,13500,2015,9999,null,null,"N","Biomass",{"$nulls":14},0,{"v":0.02,"d":"0.0200"},{"v":0.02,"d":"0.0200"},{"v":0.02,"d":"0.0200"},{"v":0.02,"d":"0.0200"}]
["PJM_SMAC_MD_Landfill Gas","83712_C_1",83712,"C",1,null,"Landfill Gas","","PJM_SMAC","Maryland",24,"NA",0,"24000",5.3,13648,2015,9999,null,null,"N","Landfill Gas",{"$nulls":14},0,{"v":0.09,"d":"0.0900"},{"v":0.09,"d":"0.0900"},{"v":0.09,"d":"0.0900"},{"v":0.09,"d":"0.0900"}]
["S_C_TVA_MS_Biomass","83731_C_1",83731,"C",1,null,"Biomass","","S_C_TVA","Mississippi",28,"NA",0,"28000",13.3,13500,2015,9999,null,null,"N","Biomass",{"$nulls":14},0,{"v":0.02,"d":"0.0200"},{"v":0.02,"d":"0.0200"},{"v":0.02,"d":"0.0200"},{"v":0.02,"d":"0.0200"}]
["WECC_PNW_OR_Geothermal","83819_C_1",83819,"C",1,null,"Geothermal","","WECC_PNW","Oregon",41,"NA",0,"41000",11,9760,2015,9999,null,null,"N","Geothermal",{"$nulls":15},0,0,0,0,0.4563,0.4563,0.4563]
["MIS_LMI_MI_Non-Fossil Waste","83622_C_1",83622,"C",1,null,"Non-Fossil Waste","","MIS_LMI","Michigan",26,"NA",0,"26000",4.3,14731,2015,9999,null,null,"N","Non-Fossil Waste",{"$nulls":14},0,0,0,0,0]
["PJM_PENE_PA_Biomass","83706_C_1",83706,"C",1,null,"Biomass","","PJM_PENE","Pennsylvania",42,"NA",0,"42000",1.4,13500,2015,9999,null,null,"N","Biomass",{"$nulls":14},0,{"v":0.02,"d":"0.0200"},{"v":0.02,"d":"0.0200"},{"v":0.02,"d":"0.0200"},{"v":0.02,"d":"0.0200"}]
["SPP_N_KS_Wind","83756_C_1",83756,"C",1,null,"Wind","","SPP_N","Kansas",20,"NA",0,"20000",924.5,0,2015,9999,null,null,"N","Wind",{"$nulls":14},0,0,0,0,0]
["MIS_WUMS_WI_Municipal Solid Waste","83907_G_1",83907,"C",1,null,"Municipal Solid Waste","","MIS_WUMS","Wisconsin",55,"NA",0,"55000",0.8,13648,2015,9999,null,null,"N","MSW",{"$nulls":15},{"v":0.161692308,"d":"0.1617"},{"v":0.161692308,"d":"0.1617"},{"v":0.161692308,"d":"0.1617"},{"v":0.161692308,"d":"0.1617"},0.08,0.08,0.08]
["NY_Z_A&B_NY_Solar PV","83913_G_1",83913,"C",1,null,"Solar PV","","NY_Z_A&B","New York",36,"NA",0,"36000",1.1,0,2015,9999,null,null,"N","Solar",{"$nulls":15},0,0,0,0]
["SPP_NEBR_NE_Wind","83760_C_1",83760,"C",1,null,"Wind","","SPP_NEBR","Nebraska",31,"NA",0,"31000",305.1,0,2015,9999,null,null,"N","Wind",{"$nulls":14},0,0,0,0,0]
["PJM_COMD_IL_Combined Cycle","83921_G_1",83921,"C",1,null,"Combined Cycle","","PJM_COMD","Illinois",17,"NA",0,"17000",570.6,6430,2015,9999,null,null,"N","Natural Gas",{"$nulls":5},"SCR",{"$nulls":9},{"v":0.011,"d":"0.0110"},{"v":0.011,"d":"0.0110"},{"v":0.011,"d":"0.0110"},{"v":0.011,"d":"0.0110"}]
["NENG_ME_ME_Wind","83643_C_1",83643,"C",1,null,"Wind","","NENG_ME","Maine",23,"NA",0,"23000",250.8,0,2015,9999,null,null,"N","Wind",{"$nulls":14},0,0,0,0,0]
["Cayuga","1001_G_31",1001,"G","31",null,"Combustion Turbine","IC Engine","MIS_INKY","Indiana",18,"Vermillion",165,"18165",3,13055,1972,9999,"","","N","Distillate Fuel Oil","",{"$nulls":13},1.6,{"v":2.3354529520972003,"d":"2.3355"},{"v":2.3354529520972003,"d":"2.3355"},{"v":2.3354529520972003,"d":"2.3355"},{"v":2.3354529520972003,"d":"2.3355"},{"$nulls":6},""]
["Desert Peak Power Plant","10018_G_OEC2",10018,"G","OEC2",null,"Geothermal","","WECC_NNV","Nevada",32,"Lyon",19,"32019",7.5,9760,2006,9999,"","","N","Geothermal","",{"$nulls":14},0,0,0,0,0.4563,0.4563,0.4563,{"$nulls":3},""]
["General Electric Great Falls Upper Hydro","10059_G_1575",10059,"G","1575",null,"Hydro","","NENGREST","New Hampshire",33,"Strafford",17,"33017",0.1,0,1984,9999,"","","N","Hydro","",{"$nulls":14},0,0,0,0,{"$nulls":6},""]
["Derby Hydro","10063_G_GEN4",10063,"G","GEN4",null,"Hydro","","NENG_CT","Connecticut",9,"Fairfield",1,"09001",0.3,0,1989,9999,"","","N","Hydro","",{"$nulls":14},0,0,0,0,{"$nulls":6},""]
["Broadway","1011_G_1",1011,"G","1",null,"Combustion Turbine","Combustion Turbine","MIS_INKY","Indiana",18,"Vanderburgh",163,"18163",50,15041,1971,9999,"","","N","Natural Gas","",{"$nulls":13},1.6,{"v":0.2889369659406396,"d":"0.2889"},{"v":0.2889369659406396,"d":"0.2889"},{"v":0.2889369659406396,"d":"0.2889"},{"v":0.2889369659406396,"d":"0.2889"},{"$nulls":6},""]
["Deweys Mill","10137_G_GEN1",10137,"G","GEN1",null,"Hydro","","NENGREST","Vermont",50,"Windham",25,"50025",2.4,0,1989,9999,"","","N","Hydro","",{"$nulls":14},0,0,0,0,{"$nulls":6},""]
["Fresno Cogen Partners","10156_G_GEN3",10156,"G","GEN3",null,"Combined Cycle","","WEC_CALN","California",6,"Fresno",19,"06019",21.9,9105,2001,9999,"","","N","Natural Gas","",{"$nulls":4},"SCR",{"$nulls":9},{"v":0.010119095594992807,"d":"0.0101"},{"v":0.010119095594992807,"d":"0.0101"},{"v":0.010119095594992807,"d":"0.0101"},{"v":0.010119095594992807,"d":"0.0101"},{"$nulls":6},""]
["M Street Jet","10176_G_NO.6",10176,"G","NO.6",null,"Combustion Turbine","Combustion Turbine","NENGREST","Massachusetts",25,"Suffolk",25,"25025",50,14096,1979,9999,"","","N","Distillate Fuel Oil","",{"$nulls":3},"H2O",{"$nulls":9},1.2,{"v":0.1874605958111097,"d":"0.1875"},{"v":0.1874605958111097,"d":"0.1875"},{"v":0.1874605958111097,"d":"0.1875"},{"v":0.1874605958111097,"d":"0.1875"},{"$nulls":6},""]
["Castleton Energy Center","10190_G_GEN2",10190,"G","GEN2",null,"Combined Cycle","","NY_Z_F","New York",36,"Rensselaer",83,"36083",25,8603,1992,9999,"","","N","Natural Gas, Distillate Fuel Oil","",{"$nulls":14},{"v":0.08612378959888092,"d":"0.0861"},{"v":0.08612378959888092,"d":"0.0861"},{"v":0.08612378959888092,"d":"0.0861"},{"v":0.08612378959888092,"d":"0.0861"},{"$nulls":6},""]
["IMC Phosphates Company Uncle Sam","10198_G_GEN2",10198,"G","GEN2",null,"Non-Fossil Waste","","S_D_AMSO","Louisiana",22,"St. James",93,"22093",10.2,9716,1968,9999,"","","Y","Non-Fossil Waste","",{"$nulls":14},0,0,0,0,{"$nulls":6},""]
["Haw River Hydro","10258_G_1",10258,"G","1",null,"Hydro","","S_VACA","North Carolina",37,"ALAMANCE",1,"37001",1,0,1981,9999,"","","N","Hydro","",{"$nulls":14},0,0,0,0,{"$nulls":6},""]
["Kansas River Project","10279_G_1",10279,"G","1",null,"Hydro","","SPP_N","Kansas",20,"Douglas",45,"20045",0.3,0,1920,9999,"","","N","Hydro","",{"$nulls":14},0,0,0,0,{"$nulls":6},""]
["South Forks Hydro","10296_G_GEN2",10296,"G","GEN2",null,"Hydro","","WECC_ID","Idaho",16,"Twin Falls",83,"16083",4,0,1984,9999,"","","N","Hydro","",{"$nulls":14},0,0,0,0,{"$nulls":6},""]
["Foster Wheeler Martinez","10342_G_TG2",10342,"G","TG2",null,"Combined Cycle","","WEC_CALN","California",6,"Contra Costa",13,"06013",35,8265,1987,9999,"","","Y","Natural Gas","",{"$nulls":14},{"v":0.008,"d":"0.0080"},{"v":0.008,"d":"0.0080"},{"v":0.008,"d":"0.0080"},{"v":0.008,"d":"0.0080"},{"$nulls":6},""]
["Marsh Road Power Plant","10391_G_1",10391,"G","1",null,"Landfill Gas","","WEC_CALN","California",6,"San Mateo",81,"06081",0.5,13500,1982,9999,"","","N","Landfill Gas","",{"$nulls":14},{"v":0.04394744404747715,"d":"0.0439"},{"v":0.04394744404747715,"d":"0.0439"},{"v":0.04394744404747715,"d":"0.0439"},{"v":0.04394744404747715,"d":"0.0439"},{"$nulls":6},""]
["Mosiac New Wales Operations","10434_G_TG3",10434,"G","TG3",null,"Non-Fossil Waste","","FRCC","Florida",12,"Polk",105,"12105",32,9716,1982,9999,"","","Y","Non-Fossil Waste","",{"$nulls":14},0,0,0,0,{"$nulls":6},""]
["Ples I","10479_G_T103",10479,"G","T103",null,"Geothermal","","WECC_SCE","California",6,"Mono",51,"06051",5.5,9760,1990,9999,"","","N","Geothermal","",{"$nulls":14},0,0,0,0,0.3713,0.3713,0.3713,{"$nulls":3},""]
["Sheldon Springs Hydroelectric","10494_G_SG-1",10494,"G","SG-1",null,"Hydro","","NENGREST","Vermont",50,"Franklin",11,"50011",9.7,0,1988,9999,"","","N","Hydro","",{"$nulls":14},0,0,0,0,{"$nulls":6},""]
["Dayton Hydro","10520_G_3",10520,"G","3",null,"Hydro","","MIS_IL","Illinois",17,"La Salle",99,"17099",1,0,1925,9999,"","","N","Hydro","",{"$nulls":14},0,0,0,0,{"$nulls":6},""]
["Dexter Plant","10538_G_GEN2",10538,"G","GEN2",null,"Hydro","","NY_Z_C&E","New York",36,"Jefferson",45,"36045",0.5,0,1931,9999,"","","N","Hydro","",{"$nulls":14},0,0,0,0,{"$nulls":6},""]
["Pyrites Plant","10547_G_GEN1",10547,"G","GEN1",null,"Hydro","","NY_Z_C&E","New York",36,"St. Lawrence",89,"36089",1.1,0,1949,9999,"","","N","Hydro","",{"$nulls":14},0,0,0,0,{"$nulls":6},""]
["Algonquin Windsor Locks","10567_G_STG",10567,"G","STG",null,"Combined Cycle","","NENG_CT","Connecticut",9,"HARTFORD",3,"09003",16,7186,1990,9999,"","","Y","Natural Gas, Distillate Fuel Oil","",{"$nulls":3},"STM",{"$nulls":9},0.28,{"v":0.13713273768666856,"d":"0.1371"},{"v":0.13713273768666856,"d":"0.1371"},{"v":0.13713273768666856,"d":"0.1371"},{"v":0.13713273768666856,"d":"0.1371"},{"$nulls":6},""]
["CH Resources Beaver Falls","10617_G_GEN2",10617,"G","GEN2",null,"Combined Cycle","","NY_Z_C&E","New York",36,"Lewis",49,"36049",34,10248,1995,9999,"","","Y","Natural Gas, Distillate Fuel Oil","",{"$nulls":4},"SCR",{"$nulls":9},{"v":0.22709999999999997,"d":"0.2271"},0.0605,{"v":0.22709999999999997,"d":"0.2271"},0.0605,{"$nulls":6},""]
["Hopewell Cogeneration","10633_G_GT3",10633,"G","GT3",null,"Combined Cycle","","PJM_Dom","Virginia",51,"Prince George",149,"51149",84,8711,1990,9999,"","","Y","Natural Gas, Distillate Fuel Oil","",{"$nulls":14},{"v":0.10771544681097431,"d":"0.1077"},{"v":0.10771544681097431,"d":"0.1077"},{"v":0.10771544681097431,"d":"0.1077"},{"v":0.10771544681097431,"d":"0.1077"},{"$nulls":6},""]
["Rapids Energy Center","10686_G_HYD",10686,"G","HYD",null,"Hydro","","MIS_MNWI","Minnesota",27,"Itasca",61,"27061",0.2,0,1943,9999,"","","N","Hydro","",{"$nulls":14},0,0,0,0,{"$nulls":6},""]
["Ponderosa Bailey Creek","10709_G_GEN1",10709,"G","GEN1",null,"Hydro","","WEC_CALN","California",6,"TEHAMA",103,"06103",1.1,0,1990,9999,"","","N","Hydro","",{"$nulls":14},0,0,0,0,{"$nulls":6},""]
["Midland Cogeneration Venture","10745_G_BP15",10745,"G","BP15",null,"Combined Cycle","","MIS_LMI","Michigan",26,"Midland",111,"26111",13.4,7289,1998,9999,"","","Y","Natural Gas","",{"$nulls":14},{"v":0.11002855979563973,"d":"0.1100"},{"v":0.11002855979563973,"d":"0.1100"},{"v":0.11002855979563973,"d":"0.1100"},{"v":0.11002855979563973,"d":"0.1100"},{"$nulls":6},""]
["Midland Cogeneration Venture","10745_G_GT6",10745,"G","GT6",null,"Combined Cycle","","MIS_LMI","Michigan",26,"Midland",111,"26111",88,7289,1989,9999,"","","Y","Natural Gas","",{"$nulls":14},{"v":0.11307616022276207,"d":"0.1131"},{"v":0.11307616022276207,"d":"0.1131"},{"v":0.11307616022276207,"d":"0.1131"},{"v":0.11307616022276207,"d":"0.1131"},{"$nulls":6},""]
["Rifle Generating Station","10755_G_ST1",10755,"G","ST1",null,"Combined Cycle","","WECC_CO","Colorado",8,"Garfield",45,"08045",21.2,9980,1987,9999,"","","N","Natural Gas","",{"$nulls":14},{"v":0.25592513171924164,"d":"0.2559"},{"v":0.25592513171924164,"d":"0.2559"},{"v":0.25592513171924164,"d":"0.2559"},{"v":0.25592513171924164,"d":"0.2559"},{"$nulls":6},""]
["Koyle Ranch Hydroelectric Project","10781_G_GEN3",10781,"G","GEN3",null,"Hydro","","WECC_ID","Idaho",16,"Gooding",47,"16047",0.8,0,1983,9999,"","","N","Hydro","",{"$nulls":14},0,0,0,0,{"$nulls":6},""]
["Naval Station Energy Facility","10811_G_GEN1",10811,"G","GEN1",null,"Combined Cycle","","WEC_SDGE","California",6,"San Diego",73,"06073",37,7939,1989,9999,"","","Y","Natural Gas","",{"$nulls":14},{"v":0.008,"d":"0.0080"},{"v":0.008,"d":"0.0080"},{"v":0.008,"d":"0.0080"},{"v":0.008,"d":"0.0080"},{"$nulls":6},""]
["Oakdale Power Station","10824_G_OAKD",10824,"G","OAKD",null,"Hydro","","NENGREST","Massachusetts",25,"Worcester",27,"25027",3,0,1951,9999,"","","N","Hydro","",{"$nulls":14},0,0,0,0,{"$nulls":6},""]
["Coso Power Developers","10874_G_GEN4",10874,"G","GEN4",null,"Geothermal","","WECC_SCE","California",6,"Inyo",27,"06027",30,9760,1989,9999,"","","N","Geothermal","",{"$nulls":14},0,0,0,0,0.3713,0.3713,0.3713,{"$nulls":3},""]
["Roaring Creek Water Power","10881_G_GEN1",10881,"G","GEN1",null,"Hydro","","WEC_CALN","California",6,"Shasta",89,"06089",2,0,1986,9999,"","","N","Hydro","",{"$nulls":14},0,0,0,0,{"$nulls":6},""]
["Keokuk","1109_G_1",1109,"G","1",null,"Hydro","","MIS_MO","Iowa",19,"Lee",111,"19111",9.9,0,1913,9999,"","","N","Hydro","",{"$nulls":14},0,0,0,0,{"$nulls":6},""]
["Algona","1120_G_7",1120,"G","7",null,"Combustion Turbine","IC Engine","MIS_MIDA","Iowa",19,"Kossuth",109,"19109",4.1,14650,1970,9999,"","","N","Natural Gas, Distillate Fuel Oil","",{"$nulls":13},2.5,{"v":0.7303252651467953,"d":"0.7303"},{"v":0.7303252651467953,"d":"0.7303"},{"v":0.7303252651467953,"d":"0.7303"},{"v":0.7303252651467953,"d":"0.7303"},{"$nulls":6},""]
["Bancroft","1125_G_7",1125,"G","7",null,"Combustion Turbine","IC Engine","MIS_MIDA","Iowa",19,"Kossuth",109,"19109",1.8,12502,2001,9999,"","","N","Distillate Fuel Oil","",{"$nulls":13},2.5,{"v":2.3354529520972003,"d":"2.3355"},{"v":2.3354529520972003,"d":"2.3355"},{"v":2.3354529520972003,"d":"2.3355"},{"v":2.3354529520972003,"d":"2.3355"},{"$nulls":6},""]
["Coggon","1132_G_IC5",1132,"G","IC5",null,"Combustion Turbine","IC Engine","MIS_IL","Iowa",19,"Linn",113,"19113",2,25000,2003,9999,"","","N","Distillate Fuel Oil","",{"$nulls":13},2.5,{"v":2.3354529520972003,"d":"2.3355"},{"v":2.3354529520972003,"d":"2.3355"},{"v":2.3354529520972003,"d":"2.3355"},{"v":2.3354529520972003,"d":"2.3355"},{"$nulls":6},""]
["Forest City Light Plant","1138_G_5",1138,"G","5",null,"Combustion Turbine","IC Engine","MIS_MNWI","Iowa",19,"WINNEBAGO",189,"19189",0.7,10745,1950,9999,"","","N","Distillate Fuel Oil","",{"$nulls":13},2.5,{"v":0.7303252651467953,"d":"0.7303"},{"v":0.7303252651467953,"d":"0.7303"},{"v":0.7303252651467953,"d":"0.7303"},{"v":0.7303252651467953,"d":"0.7303"},{"$nulls":6},""]
["Indianola","1150_G_7",1150,"G","7",null,"Combustion Turbine","Combustion Turbine","MIS_MIDA","Iowa",19,"Warren",181,"19181",19.4,25000,1977,9999,"","","N","Distillate Fuel Oil","",{"$nulls":13},2.5,{"v":0.7653828280223779,"d":"0.7654"},{"v":0.7653828280223779,"d":"0.7654"},{"v":0.7653828280223779,"d":"0.7654"},{"v":0.7653828280223779,"d":"0.7654"},{"$nulls":6},""]
["Lamoni Municipal Utilities","1155_G_8",1155,"G","8",null,"Combustion Turbine","IC Engine","MIS_IA","Iowa",19,"Decatur",53,"19053",2.3,10745,2011,9999,"","","N","Distillate Fuel Oil","",{"$nulls":14},{"v":2.3354529520972003,"d":"2.3355"},{"v":2.3354529520972003,"d":"2.3355"},{"v":2.3354529520972003,"d":"2.3355"},{"v":2.3354529520972003,"d":"2.3355"},{"$nulls":6},""]
["Manning","1160_G_4",1160,"G","4",null,"Combustion Turbine","IC Engine","MIS_MIDA","Iowa",19,"Carroll",27,"19027",0.6,12774,1949,9999,"","","N","Distillate Fuel Oil","",{"$nulls":13},2.5,{"v":0.7303252651467953,"d":"0.7303"},{"v":0.7303252651467953,"d":"0.7303"},{"v":0.7303252651467953,"d":"0.7303"},{"v":0.7303252651467953,"d":"0.7303"},{"$nulls":6},""]
["Milford","1164_G_7",1164,"G","7",null,"Combustion Turbine","IC Engine","MIS_IA","Iowa",19,"DICKINSON",59,"19059",1.8,11444,1997,9999,"","","N","Distillate Fuel Oil","",{"$nulls":13},1.5587,{"v":2.3354529520972003,"d":"2.3355"},{"v":2.3354529520972003,"d":"2.3355"},{"v":2.3354529520972003,"d":"2.3355"},{"v":2.3354529520972003,"d":"2.3355"},{"$nulls":6},""]
["Mt Pleasant","1166_G_7",1166,"G","7",null,"Combustion Turbine","IC Engine","MIS_IA","Iowa",19,"Henry",87,"19087",2,10745,2002,9999,"","","N","Distillate Fuel Oil","",{"$nulls":13},0.1462,{"v":2.3354529520972003,"d":"2.3355"},{"v":2.3354529520972003,"d":"2.3355"},{"v":2.3354529520972003,"d":"2.3355"},{"v":2.3354529520972003,"d":"2.3355"},{"$nulls":6},""]
["West Phoenix","117_G_C4-1",117,"G","C4-1",null,"Combined Cycle","","WECC_AZ","Arizona",4,"Maricopa",13,"04013",68,8974,2001,9999,"","","N","Natural Gas","",{"$nulls":14},{"v":0.03444220338895851,"d":"0.0344"},{"v":0.03444220338895851,"d":"0.0344"},{"v":0.03444220338895851,"d":"0.0344"},{"v":0.03444220338895851,"d":"0.0344"},{"$nulls":6},""]
["West Phoenix","117_G_C5-2",117,"G","C5-2",null,"Combined Cycle","","WECC_AZ","Arizona",4,"Maricopa",13,"04013",160,8097,2003,9999,"","","N","Natural Gas","",{"$nulls":4},"SCR",{"$nulls":9},{"v":0.018237035979481193,"d":"0.0182"},{"v":0.018237035979481193,"d":"0.0182"},{"v":0.018237035979481193,"d":"0.0182"},{"v":0.018237035979481193,"d":"0.0182"},{"$nulls":6},""]
["Sibley One","1184_G_2",1184,"G","2",null,"Combustion Turbine","IC Engine","MIS_IL","Iowa",19,"Osceola",143,"19143",1.9,10745,1971,9999,"","","N","Natural Gas, Distillate Fuel Oil","",{"$nulls":13},2.5,{"v":0.7303252651467953,"d":"0.7303"},{"v":0.7303252651467953,"d":"0.7303"},{"v":0.7303252651467953,"d":"0.7303"},{"v":0.7303252651467953,"d":"0.7303"},{"$nulls":6},""]
["State Center","1187_G_1",1187,"G","1",null,"Combustion Turbine","IC Engine","MIS_IL","Iowa",19,"Marshall",127,"19127",0.6,10745,1995,9999,"","","N","Distillate Fuel Oil","",{"$nulls":13},2.5,{"v":2.3354529520972003,"d":"2.3355"},{"v":2.3354529520972003,"d":"2.3355"},{"v":2.3354529520972003,"d":"2.3355"},{"v":2.3354529520972003,"d":"2.3355"},{"$nulls":6},""]
["Stuart","1190_G_4",1190,"G","4",null,"Combustion Turbine","IC Engine","MIS_IA","Iowa",19,"Guthrie",77,"19077",1,25000,1964,9999,"","","N","Natural Gas, Distillate Fuel Oil","",{"$nulls":13},2.5,{"v":0.7303252651467953,"d":"0.7303"},{"v":0.7303252651467953,"d":"0.7303"},{"v":0.7303252651467953,"d":"0.7303"},{"v":0.7303252651467953,"d":"0.7303"},{"$nulls":6},""]
["Vinton","1194_G_9",1194,"G","9",null,"Combustion Turbine","IC Engine","MIS_IL","Iowa",19,"Benton",11,"19011",3,25000,1992,9999,"","","N","Natural Gas, Distillate Fuel Oil","",{"$nulls":13},1.564,{"v":2.3354529520972003,"d":"2.3355"},{"v":2.3354529520972003,"d":"2.3355"},{"v":2.3354529520972003,"d":"2.3355"},{"v":2.3354529520972003,"d":"2.3355"},{"$nulls":6},""]
["Wilton","1202_G_9",1202,"G","9",null,"Combustion Turbine","IC Engine","MIS_MIDA","Iowa",19,"Muscatine",139,"19139",2.1,11296,2002,9999,"","","N","Distillate Fuel Oil","",{"$nulls":13},0.1327,{"v":2.3354529520972003,"d":"2.3355"},{"v":2.3354529520972003,"d":"2.3355"},{"v":2.3354529520972003,"d":"2.3355"},{"v":2.3354529520972003,"d":"2.3355"},{"$nulls":6},""]
["Summit Lake","1206_G_GT2",1206,"G","GT2",null,"Combined Cycle","","MIS_IA","Iowa",19,"UNION",175,"19175",30,11300,1975,9999,"","","N","Natural Gas, Distillate Fuel Oil","",{"$nulls":13},2.5,{"v":0.3065942001381501,"d":"0.3066"},{"v":0.3065942001381501,"d":"0.3066"},{"v":0.3065942001381501,"d":"0.3066"},{"v":0.3065942001381501,"d":"0.3066"},{"$nulls":6},""]
["Ashland","1259_G_3",1259,"G","3",null,"Combustion Turbine","IC Engine","SPP_N","Kansas",20,"Clark",25,"20025",1.1,10745,1963,9999,"","","N","Distillate Fuel Oil","",{"$nulls":14},{"v":2.3354529520972003,"d":"2.3355"},{"v":2.3354529520972003,"d":"2.3355"},{"v":2.3354529520972003,"d":"2.3355"},{"v":2.3354529520972003,"d":"2.3355"},{"$nulls":6},""]
["Augusta Electric Plant No 1","1261_G_7",1261,"G","7",null,"Combustion Turbine","IC Engine","SPP_N","Kansas",20,"Butler",15,"20015",2,12774,1964,9999,"","","N","Natural Gas, Distillate Fuel Oil","",{"$nulls":14},{"v":2.0543300185532067,"d":"2.0543"},{"v":2.0543300185532067,"d":"2.0543"},{"v":2.0543300185532067,"d":"2.0543"},{"v":2.0543300185532067,"d":"2.0543"},{"$nulls":6},""]
["Burlington","1266_G_4A",1266,"G","4A",null,"Combustion Turbine","IC Engine","SPP_N","Kansas",20,"Coffey",31,"20031",2.3,12774,2005,9999,"","","N","Natural Gas, Distillate Fuel Oil","",{"$nulls":14},{"v":2.0543300185532067,"d":"2.0543"},{"v":2.0543300185532067,"d":"2.0543"},{"v":2.0543300185532067,"d":"2.0543"},{"v":2.0543300185532067,"d":"2.0543"},{"$nulls":6},""]
["Clay Center","1270_G_IC1",1270,"G","IC1",null,"Combustion Turbine","IC Engine","SPP_N","Kansas",20,"Clay",27,"20027",0.9,18000,1958,9999,"","","N","Natural Gas, Distillate Fuel Oil","",{"$nulls":14},{"v":2.0543300185532067,"d":"2.0543"},{"v":2.0543300185532067,"d":"2.0543"},{"v":2.0543300185532067,"d":"2.0543"},{"v":2.0543300185532067,"d":"2.0543"},{"$nulls":6},""]
["Garnett Municipal","1278_G_3",1278,"G","3",null,"Combustion Turbine","IC Engine","SPP_N","Kansas",20,"Anderson",3,"20003",1.3,12774,1955,9999,"","","N","Natural Gas, Distillate Fuel Oil","",{"$nulls":14},{"v":2.0543300185532067,"d":"2.0543"},{"v":2.0543300185532067,"d":"2.0543"},{"v":2.0543300185532067,"d":"2.0543"},{"v":2.0543300185532067,"d":"2.0543"},{"$nulls":6},""]
["Girard","1279_G_6",1279,"G","6",null,"Combustion Turbine","IC Engine","SPP_N","Kansas",20,"Crawford",37,"20037",3.2,11151,1997,9999,"","","N","Natural Gas, Distillate Fuel Oil","",{"$nulls":14},{"v":2.0543300185532067,"d":"2.0543"},{"v":2.0543300185532067,"d":"2.0543"},{"v":2.0543300185532067,"d":"2.0543"},{"v":2.0543300185532067,"d":"2.0543"},{"$nulls":6},""]
["Hill City","1285_G_6",1285,"G","6",null,"Combustion Turbine","IC Engine","SPP_N","Kansas",20,"GRAHAM",65,"20065",1.2,18000,1974,9999,"","","N","Natural Gas, Distillate Fuel Oil","",{"$nulls":14},{"v":2.0543300185532067,"d":"2.0543"},{"v":2.0543300185532067,"d":"2.0543"},{"v":2.0543300185532067,"d":"2.0543"},{"v":2.0543300185532067,"d":"2.0543"},{"$nulls":6},""]
["Kingman Municipal Power and Light Plant","1296_G_8",1296,"G","8",null,"Combustion Turbine","IC Engine","SPP_N","Kansas",20,"KINGMAN",95,"20095",2.4,10745,1984,9999,"","","N","Natural Gas, Distillate Fuel Oil","",{"$nulls":13},3,{"v":2.0543300185532067,"d":"2.0543"},{"v":2.0543300185532067,"d":"2.0543"},{"v":2.0543300185532067,"d":"2.0543"},{"v":2.0543300185532067,"d":"2.0543"},{"$nulls":6},""]
["La Crosse","1297_G_6",1297,"G","6",null,"Combustion Turbine","IC Engine","SPP_WEST","Kansas",20,"Rush",165,"20165",1.5,18129,1975,9999,"","","N","Natural Gas, Distillate Fuel Oil","",{"$nulls":13},3,{"v":2.3354529520972003,"d":"2.3355"},{"v":2.3354529520972003,"d":"2.3355"},{"v":2.3354529520972003,"d":"2.3355"},{"v":2.3354529520972003,"d":"2.3355"},{"$nulls":6},""]
["Lincoln","1300_G_2",1300,"G","2",null,"Combustion Turbine","IC Engine","SPP_N","Kansas",20,"LINCOLN",105,"20105",1.1,12774,1964,9999,"","","N","Natural Gas, Distillate Fuel Oil","",{"$nulls":13},3,{"v":2.0543300185532067,"d":"2.0543"},{"v":2.0543300185532067,"d":"2.0543"},{"v":2.0543300185532067,"d":"2.0543"},{"v":2.0543300185532067,"d":"2.0543"},{"$nulls":6},""]
["Mulvane Power Plant","1308_G_3",1308,"G","3",null,"Combustion Turbine","IC Engine","SPP_N","Kansas",20,"Sumner",191,"20191",1.2,12707,1963,9999,"","","N","Natural Gas, Distillate Fuel Oil","",{"$nulls":13},3,{"v":2.0543300185532067,"d":"2.0543"},{"v":2.0543300185532067,"d":"2.0543"},{"v":2.0543300185532067,"d":"2.0543"},{"v":2.0543300185532067,"d":"2.0543"},{"$nulls":6},""]
["Osage City","1313_G_2",1313,"G","2",null,"Combustion Turbine","IC Engine","SPP_N","Kansas",20,"OSAGE",139,"20139",1.1,13310,1960,9999,"","","N","Natural Gas, Distillate Fuel Oil","",{"$nulls":13},3,{"v":2.0543300185532067,"d":"2.0543"},{"v":2.0543300185532067,"d":"2.0543"},{"v":2.0543300185532067,"d":"2.0543"},{"v":2.0543300185532067,"d":"2.0543"},{"$nulls":6},""]
["Ottawa","1316_G_IC7",1316,"G","IC7",null,"Combustion Turbine","IC Engine","SPP_N","Kansas",20,"Franklin",59,"20059",5.9,18000,1981,9999,"","","N","Natural Gas, Distillate Fuel Oil","",{"$nulls":14},{"v":2.0543300185532067,"d":"2.0543"},{"v":2.0543300185532067,"d":"2.0543"},{"v":2.0543300185532067,"d":"2.0543"},{"v":2.0543300185532067,"d":"2.0543"},{"$nulls":6},""]
["Sabetha Power Plant","1320_G_IC9",1320,"G","IC9",null,"Combustion Turbine","IC Engine","SPP_N","Kansas",20,"Nemaha",131,"20131",1,12774,1985,9999,"","","N","Natural Gas, Distillate Fuel Oil","",{"$nulls":13},3,{"v":2.3354529520972003,"d":"2.3355"},{"v":2.3354529520972003,"d":"2.3355"},{"v":2.3354529520972003,"d":"2.3355"},{"v":2.3354529520972003,"d":"2.3355"},{"$nulls":6},""]
["Sterling","1326_G_3",1326,"G","3",null,"Combustion Turbine","IC Engine","SPP_N","Kansas",20,"Rice",159,"20159",2.2,13438,1972,9999,"","","N","Natural Gas, Distillate Fuel Oil","",{"$nulls":13},3,{"v":2.3354529520972003,"d":"2.3355"},{"v":2.3354529520972003,"d":"2.3355"},{"v":2.3354529520972003,"d":"2.3355"},{"v":2.3354529520972003,"d":"2.3355"},{"$nulls":6},""]
["Wamego","1328_G_9",1328,"G","9",null,"Combustion Turbine","IC Engine","SPP_N","Kansas",20,"POTTAWATOMIE",149,"20149",1.3,18000,1996,9999,"","","N","Natural Gas, Distillate Fuel Oil","",{"$nulls":13},3,{"v":2.0543300185532067,"d":"2.0543"},{"v":2.0543300185532067,"d":"2.0543"},{"v":2.0543300185532067,"d":"2.0543"},{"v":2.0543300185532067,"d":"2.0543"},{"$nulls":6},""]
["Dix Dam","1354_G_3",1354,"G","3",null,"Hydro","","S_C_KY","Kentucky",21,"Mercer",167,"21167",8,0,1925,9999,"","","N","Hydro","",{"$nulls":14},0,0,0,0,{"$nulls":6},""]
["Ohio Falls","1365_G_3",1365,"G","3",null,"Hydro","","S_C_KY","Kentucky",21,"Jefferson",111,"21111",8,0,1928,9999,"","","N","Hydro","",{"$nulls":14},0,0,0,0,{"$nulls":6},""]
["Paris","1376_G_4",1376,"G","4",null,"Combustion Turbine","IC Engine","S_C_KY","Kentucky",21,"Bourbon",17,"21017",1.1,11859,1947,9999,"","","N","Distillate Fuel Oil","",{"$nulls":13},4,{"v":2.3354529520972003,"d":"2.3355"},{"v":2.3354529520972003,"d":"2.3355"},{"v":2.3354529520972003,"d":"2.3355"},{"v":2.3354529520972003,"d":"2.3355"},{"$nulls":6},""]
["Wolf Creek","1380_G_6",1380,"G","6",null,"Hydro","","S_C_TVA","Kentucky",21,"Russell",207,"21207",52,0,1951,9999,"","","N","Hydro","",{"$nulls":14},0,0,0,0,{"$nulls":6},""]
["Buras","1401_G_8",1401,"G","8",null,"Combustion Turbine","Combustion Turbine","S_D_AMSO","Louisiana",22,"Plaquemines",75,"22075",12,25000,1971,9999,"","","N","Natural Gas, Distillate Fuel Oil","",{"$nulls":13},5.260578604651162,{"v":0.4777602100541084,"d":"0.4778"},{"v":0.4777602100541084,"d":"0.4778"},{"v":0.4777602100541084,"d":"0.4778"},{"v":0.4777602100541084,"d":"0.4778"},{"$nulls":6},""]
["New Roads","1453_G_6",1453,"G","6",null,"Combustion Turbine","IC Engine","SPP_SE","Louisiana",22,"Pointe Coupee",77,"22077",1.5,12900,1971,9999,"","","N","Natural Gas, Distillate Fuel Oil","",{"$nulls":13},5.260578604651162,{"v":2.0543300185532067,"d":"2.0543"},{"v":2.0543300185532067,"d":"2.0543"},{"v":2.0543300185532067,"d":"2.0543"},{"v":2.0543300185532067,"d":"2.0543"},{"$nulls":6},""]
["PPL Howland Hydro Station","1472_G_HL01",1472,"G","HL01",null,"Hydro","","NENG_ME","Maine",23,"Penobscot",19,"23019",0.6,0,1921,9999,"","","N","Hydro","",{"$nulls":14},0,0,0,0,{"$nulls":6},""]
["Bonny Eagle","1482_G_3",1482,"G","3",null,"Hydro","","NENG_ME","Maine",23,"York",31,"23031",1.5,0,1910,9999,"","","N","Hydro","",{"$nulls":14},0,0,0,0,{"$nulls":6},""]
["Continental Mills","1487_G_CM2",1487,"G","CM2",null,"Hydro","","NENG_ME","Maine",23,"Androscoggin",1,"23001",0.4,0,1920,9999,"","","N","Hydro","",{"$nulls":14},0,0,0,0,{"$nulls":6},""]
["Deer Rips","1488_G_DR3",1488,"G","DR3",null,"Hydro","","NENG_ME","Maine",23,"Androscoggin",1,"23001",0.8,0,1906,9999,"","","N","Hydro","",{"$nulls":14},0,0,0,0,{"$nulls":6},""]
["North Gorham","1501_G_2",1501,"G","2",null,"Hydro","","NENG_ME","Maine",23,"Cumberland",5,"23005",1,0,1925,9999,"","","N","Hydro","",{"$nulls":14},0,0,0,0,{"$nulls":6},""]
["West Buxton","1508_G_WB6",1508,"G","WB6",null,"Hydro","","NENG_ME","Maine",23,"York",31,"23031",4,0,1927,9999,"","","N","Hydro","",{"$nulls":14},0,0,0,0,{"$nulls":6},""]
["Williams","1510_G_WI1",1510,"G","WI1",null,"Hydro","","NENG_ME","Maine",23,"Somerset",25,"23025",8.2,0,1939,9999,"","","N","Hydro","",{"$nulls":14},0,0,0,0,{"$nulls":6},""]
["Glen Canyon Dam","153_G_8",153,"G","8",null,"Hydro","","WECC_AZ","Arizona",4,"Coconino",5,"04005",165,0,1966,9999,"","","N","Hydro","",{"$nulls":14},0,0,0,0,{"$nulls":6},""]
["Hoover Dam","154_G_N8",154,"G","N8",null,"Hydro","","WECC_SNV","Nevada",32,"Clark",3,"32003",130,0,1961,9999,"","","N","Hydro","",{"$nulls":14},0,0,0,0,{"$nulls":6},""]
["Westport","1560_G_GT5",1560,"G","GT5",null,"Combustion Turbine","Combustion Turbine","PJM_SMAC","Maryland",24,"Baltimore",510,"24510",116,18700,1969,9999,"","","N","Natural Gas","",{"$nulls":13},0.0006,{"v":0.21589999999999998,"d":"0.2159"},{"v":0.21589999999999998,"d":"0.2159"},{"v":0.21589999999999998,"d":"0.2159"},{"v":0.21589999999999998,"d":"0.2159"},{"$nulls":6},""]
["Chalk Point LLC","1571_G_GT3",1571,"G","GT3",null,"Combustion Turbine","Combustion Turbine","PJM_SMAC","Maryland",24,"Prince George's",33,"24033",86,13521,1991,9999,"","","N","Natural Gas, Distillate Fuel Oil","",{"$nulls":13},0.2,{"v":0.09322548649564963,"d":"0.0932"},{"v":0.09322548649564963,"d":"0.0932"},{"v":0.09322548649564963,"d":"0.0932"},{"v":0.09322548649564963,"d":"0.0932"},{"$nulls":6},""]
["Conowingo","1574_G_7",1574,"G","7",null,"Hydro","","PJM_EMAC","Maryland",24,"Harford",25,"24025",48,0,1928,9999,"","","N","Hydro","",{"$nulls":14},0,0,0,0,{"$nulls":6},""]
["Easton","1580_G_8",1580,"G","8",null,"Combustion Turbine","IC Engine","PJM_EMAC","Maryland",24,"Talbot",41,"24041",2,17769,1957,9999,"","","N","Distillate Fuel Oil","",{"$nulls":13},0.3,{"v":2.3354529520972003,"d":"2.3355"},{"v":2.3354529520972003,"d":"2.3355"},{"v":2.3354529520972003,"d":"2.3355"},{"v":2.3354529520972003,"d":"2.3355"},{"$nulls":6},""]
["Mystic Generating Station","1588_G_GT81",1588,"G","GT81",null,"Combined Cycle","","NENGREST","Massachusetts",25,"Suffolk",25,"25025",221,7405,2003,9999,"","","N","Natural Gas","",{"$nulls":4},"SCR",{"$nulls":9},{"v":0.006683381107553964,"d":"0.0067"},{"v":0.006683381107553964,"d":"0.0067"},{"v":0.006683381107553964,"d":"0.0067"},{"v":0.006683381107553964,"d":"0.0067"},{"$nulls":6},""]
["Kendall Square Station","1595_G_JET1",1595,"G","JET1",null,"Combustion Turbine","Combustion Turbine","NENGREST","Massachusetts",25,"Middlesex",17,"25017",20,12019,1970,9999,"","","N","Distillate Fuel Oil","",{"$nulls":13},0.74,0.3726,0.3726,0.3726,0.3726,{"$nulls":6},""]
["Cabot","1629_G_2",1629,"G","2",null,"Hydro","","NENGREST","Massachusetts",25,"Franklin",11,"25011",10.3,0,1915,9999,"","","N","Hydro","",{"$nulls":14},0,0,0,0,{"$nulls":6},""]
["Cabot","1629_G_6",1629,"G","6",null,"Hydro","","NENGREST","Massachusetts",25,"Franklin",11,"25011",10.3,0,1917,9999,"","","N","Hydro","",{"$nulls":14},0,0,0,0,{"$nulls":6},""]
["High Street Station","1670_G_6",1670,"G","6",null,"Combustion Turbine","IC Engine","NENGREST","Massachusetts",25,"ESSEX",9,"25009",1.2,15786,1951,9999,"","","N","Natural Gas, Distillate Fuel Oil","",{"$nulls":13},0.7890867906976743,{"v":2.0543300185532067,"d":"2.0543"},{"v":2.0543300185532067,"d":"2.0543"},{"v":2.0543300185532067,"d":"2.0543"},{"v":2.0543300185532067,"d":"2.0543"},{"$nulls":6},""]
["High Street Station","1670_G_9",1670,"G","9",null,"Combustion Turbine","IC Engine","NENGREST","Massachusetts",25,"ESSEX",9,"25009",1.3,15799,1961,9999,"","","N","Natural Gas, Distillate Fuel Oil","",{"$nulls":13},0.7890867906976743,{"v":2.0543300185532067,"d":"2.0543"},{"v":2.0543300185532067,"d":"2.0543"},{"v":2.0543300185532067,"d":"2.0543"},{"v":2.0543300185532067,"d":"2.0543"},{"$nulls":6},""]
["Mitchell Dam","17_G_5",17,"G","5",null,"Hydro","","S_SOU","Alabama",1,"Coosa",37,"01037",48.8,0,1985,9999,"","","N","Hydro","",{"$nulls":14},0,0,0,0,{"$nulls":6},""]
["Gaylord","1706_G_3",1706,"G","3",null,"Combustion Turbine","Combustion Turbine","MIS_LMI","Michigan",26,"Otsego",137,"26137",11.6,16764,1966,9999,"","","N","Natural Gas","",{"$nulls":13},1.67,{"v":0.5924394044715431,"d":"0.5924"},{"v":0.5924394044715431,"d":"0.5924"},{"v":0.5924394044715431,"d":"0.5924"},{"v":0.5924394044715431,"d":"0.5924"},{"$nulls":6},""]
["Ludington","1713_G_6",1713,"G","6",null,"Pumped Storage","","MIS_LMI","Michigan",26,"Mason",105,"26105",312,0,1973,9999,"","","N","Pumped Storage","",{"$nulls":14},0,0,0,0,{"$nulls":6},""]
["Colfax","1725_G_3",1725,"G","3",null,"Combustion Turbine","IC Engine","MIS_LMI","Michigan",26,"Livingston",93,"26093",2.4,12774,1969,9999,"","","N","Distillate Fuel Oil","",{"$nulls":13},1.67,{"v":2.3354529520972003,"d":"2.3355"},{"v":2.3354529520972003,"d":"2.3355"},{"v":2.3354529520972003,"d":"2.3355"},{"v":2.3354529520972003,"d":"2.3355"},{"$nulls":6},""]
["Hancock","1730_G_6",1730,"G","6",null,"Combustion Turbine","Combustion Turbine","MIS_LMI","Michigan",26,"Oakland",125,"26125",34,24928,1966,9999,"","","N","Natural Gas","",{"$nulls":13},1.67,{"v":0.7002297820823244,"d":"0.7002"},{"v":0.7002297820823244,"d":"0.7002"},{"v":0.7002297820823244,"d":"0.7002"},{"v":0.7002297820823244,"d":"0.7002"},{"$nulls":6},""]
["Placid 12","1737_G_1",1737,"G","1",null,"Combustion Turbine","IC Engine","MIS_LMI","Michigan",26,"Oakland",125,"26125",2.4,12774,1970,9999,"","","N","Distillate Fuel Oil","",{"$nulls":13},1.67,{"v":2.3354529520972003,"d":"2.3355"},{"v":2.3354529520972003,"d":"2.3355"},{"v":2.3354529520972003,"d":"2.3355"},{"v":2.3354529520972003,"d":"2.3355"},{"$nulls":6},""]
["River Rouge","1740_G_IC2",1740,"G","IC2",null,"Combustion Turbine","IC Engine","MIS_LMI","Michigan",26,"Wayne",163,"26163",2.4,12774,1967,9999,"","","N","Distillate Fuel Oil","",{"$nulls":13},1.67,{"v":2.3354529520972003,"d":"2.3355"},{"v":2.3354529520972003,"d":"2.3355"},{"v":2.3354529520972003,"d":"2.3355"},{"v":2.3354529520972003,"d":"2.3355"},{"$nulls":6},""]
["Wilmot","1746_G_5",1746,"G","5",null,"Combustion Turbine","IC Engine","MIS_LMI","Michigan",26,"Tuscola",157,"26157",2.3,12774,1968,9999,"","","N","Distillate Fuel Oil","",{"$nulls":13},1.67,{"v":2.3354529520972003,"d":"2.3355"},{"v":2.3354529520972003,"d":"2.3355"},{"v":2.3354529520972003,"d":"2.3355"},{"v":2.3354529520972003,"d":"2.3355"},{"$nulls":6},""]
["Edison Sault","1751_G_20",1751,"G","20",null,"Hydro","","MIS_WUMS","Michigan",26,"Chippewa",33,"26033",0.4,0,1963,9999,"","","N","Hydro","",{"$nulls":14},0,0,0,0,{"$nulls":6},""]
["Edison Sault","1751_G_35",1751,"G","35",null,"Hydro","","MIS_WUMS","Michigan",26,"Chippewa",33,"26033",0.4,0,1963,9999,"","","N","Hydro","",{"$nulls":14},0,0,0,0,{"$nulls":6},""]
["Edison Sault","1751_G_58",1751,"G","58",null,"Hydro","","MIS_WUMS","Michigan",26,"Chippewa",33,"26033",0.4,0,1963,9999,"","","N","Hydro","",{"$nulls":14},0,0,0,0,{"$nulls":6},""]
["Edison Sault","1751_G_68",1751,"G","68",null,"Hydro","","MIS_WUMS","Michigan",26,"Chippewa",33,"26033",0.4,0,1916,9999,"","","N","Hydro","",{"$nulls":14},0,0,0,0,{"$nulls":6},""]
["Berrien Springs","1753_G_4A",1753,"G","4A",null,"Hydro","","PJM_West","Michigan",26,"Berrien",21,"26021",0.26,0,1996,9999,"","","N","Hydro","",{"$nulls":14},0,0,0,0,{"$nulls":6},""]
["Buchanan","1754_G_4",1754,"G","4",null,"Hydro","","PJM_West","Michigan",26,"Berrien",21,"26021",0.21,0,1919,9999,"","","N","Hydro","",{"$nulls":14},0,0,0,0,{"$nulls":6},""]
["Brule","1775_G_2",1775,"G","2",null,"Hydro","","MIS_WUMS","Wisconsin",55,"Florence",37,"55037",0.1,0,1919,9999,"","","N","Hydro","",{"$nulls":14},0,0,0,0,{"$nulls":6},""]
["Michigamme Falls","1780_G_1",1780,"G","1",null,"Hydro","","MIS_WUMS","Michigan",26,"Iron",71,"26071",0.4,0,1953,9999,"","","N","Hydro","",{"$nulls":14},0,0,0,0,{"$nulls":6},""]
["Volta 2","180_G_1",180,"G","1",null,"Hydro","","WEC_CALN","California",6,"Shasta",89,"06089",0.9,0,1981,9999,"","","N","Hydro","",{"$nulls":14},0,0,0,0,{"$nulls":6},""]
["Grand Haven Diesel Plant","1826_G_1",1826,"G","1",null,"Combustion Turbine","IC Engine","MIS_LMI","Michigan",26,"OTTAWA",139,"26139",8.4,18000,1974,9999,"","","N","Natural Gas, Distillate Fuel Oil","",{"$nulls":13},1.67,{"v":2.0543300185532067,"d":"2.0543"},{"v":2.0543300185532067,"d":"2.0543"},{"v":2.0543300185532067,"d":"2.0543"},{"v":2.0543300185532067,"d":"2.0543"},{"$nulls":6},""]
["Norway","1848_G_3",1848,"G","3",null,"Hydro","","MIS_WUMS","Michigan",26,"Dickinson",43,"26043",1.1,0,1988,9999,"","","N","Hydro","",{"$nulls":14},0,0,0,0,{"$nulls":6},""]
["St Louis","1852_G_7",1852,"G","7",null,"Combustion Turbine","IC Engine","MIS_LMI","Michigan",26,"Gratiot",57,"26057",1.1,12774,1996,9999,"","","N","Natural Gas, Distillate Fuel Oil","",{"$nulls":13},1.67,{"v":2.3354529520972003,"d":"2.3355"},{"v":2.3354529520972003,"d":"2.3355"},{"v":2.3354529520972003,"d":"2.3355"},{"v":2.3354529520972003,"d":"2.3355"},{"$nulls":6},""]
["Zeeland","1867_G_1",1867,"G","1",null,"Combustion Turbine","IC Engine","MIS_LMI","Michigan",26,"Ottawa",139,"26139",1.5,18000,1966,9999,"","","N","Natural Gas, Distillate Fuel Oil","",{"$nulls":13},1.67,{"v":2.0543300185532067,"d":"2.0543"},{"v":2.0543300185532067,"d":"2.0543"},{"v":2.0543300185532067,"d":"2.0543"},{"v":2.0543300185532067,"d":"2.0543"},{"$nulls":6},""]
["Degray","187_G_1",187,"G","1",null,"Hydro","","SPP_WEST","Arkansas",5,"Clark",19,"05019",40,0,1972,9999,"","","N","Hydro","",{"$nulls":14},0,0,0,0,{"$nulls":6},""]
["Ubly","1875_G_8",1875,"G","8",null,"Combustion Turbine","IC Engine","MIS_LMI","Michigan",26,"Huron",63,"26063",2.5,12210,2001,9999,"","","N","Distillate Fuel Oil","",{"$nulls":13},1.67,{"v":2.3354529520972003,"d":"2.3355"},{"v":2.3354529520972003,"d":"2.3355"},{"v":2.3354529520972003,"d":"2.3355"},{"v":2.3354529520972003,"d":"2.3355"},{"$nulls":6},""]
["Fond Du Lac","1894_G_1",1894,"G","1",null,"Hydro","","MIS_MNWI","Minnesota",27,"St. Louis",137,"27137",11.1,0,1924,9999,"","","N","Hydro","",{"$nulls":14},0,0,0,0,{"$nulls":6},""]
["Scanlon","1899_G_2",1899,"G","2",null,"Hydro","","MIS_MNWI","Minnesota",27,"Carlton",17,"27017",0.4,0,1923,9999,"","","N","Hydro","",{"$nulls":14},0,0,0,0,{"$nulls":6},""]
["Black Dog","1904_G_5",1904,"G","5",null,"Combined Cycle","","MIS_MNWI","Minnesota",27,"Dakota",37,"27037",166,7350,2002,9999,"","","N","Natural Gas","",{"$nulls":4},"SCR",{"$nulls":8},0.006,{"v":0.016866968321861055,"d":"0.0169"},{"v":0.016866968321861055,"d":"0.0169"},{"v":0.016866968321861055,"d":"0.0169"},{"v":0.016866968321861055,"d":"0.0169"},{"$nulls":6},""]
["Inver Hills","1913_G_3",1913,"G","3",null,"Combustion Turbine","Combustion Turbine","MIS_MNWI","Minnesota",27,"Dakota",37,"27037",47,13000,1972,9999,"","","N","Natural Gas, Distillate Fuel Oil","",{"$nulls":13},0.5,{"v":0.4777602100541084,"d":"0.4778"},{"v":0.4777602100541084,"d":"0.4778"},{"v":0.4777602100541084,"d":"0.4778"},{"v":0.4777602100541084,"d":"0.4778"},{"$nulls":6},""]
["St James","1929_G_6",1929,"G","6",null,"Combustion Turbine","IC Engine","MIS_MNWI","Minnesota",27,"WATONWAN",165,"27165",1.7,10745,2002,9999,"","","N","Distillate Fuel Oil","",{"$nulls":14},{"v":2.3354529520972003,"d":"2.3355"},{"v":2.3354529520972003,"d":"2.3355"},{"v":2.3354529520972003,"d":"2.3355"},{"v":2.3354529520972003,"d":"2.3355"},{"$nulls":6},""]
["Benson City of","1964_G_10",1964,"G","10",null,"Combustion Turbine","IC Engine","MIS_MNWI","Minnesota",27,"Swift",151,"27151",2,10745,2002,9999,"","","N","Distillate Fuel Oil","",{"$nulls":14},{"v":2.3354529520972003,"d":"2.3355"},{"v":2.3354529520972003,"d":"2.3355"},{"v":2.3354529520972003,"d":"2.3355"},{"v":2.3354529520972003,"d":"2.3355"},{"$nulls":6},""]
["Delano","1969_G_2",1969,"G","2",null,"Combustion Turbine","IC Engine","MIS_MNWI","Minnesota",27,"WRIGHT",171,"27171",1.1,11991,1972,9999,"","","N","Natural Gas, Distillate Fuel Oil","",{"$nulls":14},{"v":2.0543300185532067,"d":"2.0543"},{"v":2.0543300185532067,"d":"2.0543"},{"v":2.0543300185532067,"d":"2.0543"},{"v":2.0543300185532067,"d":"2.0543"},{"$nulls":6},""]
["Elk River City of","1971_G_8",1971,"G","8",null,"Combustion Turbine","IC Engine","MIS_MNWI","Minnesota",27,"SHERBURNE",141,"27141",0.8,18000,2006,9999,"","","N","Natural Gas","",{"$nulls":13},2,{"v":2.0543300185532067,"d":"2.0543"},{"v":2.0543300185532067,"d":"2.0543"},{"v":2.0543300185532067,"d":"2.0543"},{"v":2.0543300185532067,"d":"2.0543"},{"$nulls":6},""]
["Granite Falls","1977_G_1",1977,"G","1",null,"Hydro","","MIS_MNWI","Minnesota",27,"Chippewa",23,"27023",0.2,0,1940,9999,"","","N","Hydro","",{"$nulls":14},0,0,0,0,{"$nulls":6},""]
["Janesville","1982_G_1",1982,"G","1",null,"Combustion Turbine","IC Engine","MIS_MNWI","Minnesota",27,"Waseca",161,"27161",0.9,10745,1965,9999,"","","N","Natural Gas, Distillate Fuel Oil","",{"$nulls":14},{"v":2.3354529520972003,"d":"2.3355"},{"v":2.3354529520972003,"d":"2.3355"},{"v":2.3354529520972003,"d":"2.3355"},{"v":2.3354529520972003,"d":"2.3355"},{"$nulls":6},""]
["Janesville","1982_G_4",1982,"G","4",null,"Combustion Turbine","IC Engine","MIS_MNWI","Minnesota",27,"Waseca",161,"27161",1.8,10745,1998,9999,"","","N","Distillate Fuel Oil","",{"$nulls":14},{"v":2.3354529520972003,"d":"2.3355"},{"v":2.3354529520972003,"d":"2.3355"},{"v":2.3354529520972003,"d":"2.3355"},{"v":2.3354529520972003,"d":"2.3355"},{"$nulls":6},""]
["Litchfield","1989_G_QS 2",1989,"G","QS 2",null,"Combustion Turbine","IC Engine","MIS_MNWI","Minnesota",27,"Meeker",93,"27093",2.3,18260,2010,9999,"","","N","Distillate Fuel Oil","",{"$nulls":14},{"v":2.3354529520972003,"d":"2.3355"},{"v":2.3354529520972003,"d":"2.3355"},{"v":2.3354529520972003,"d":"2.3355"},{"v":2.3354529520972003,"d":"2.3355"},{"$nulls":6},""]
["Mora","1997_G_5",1997,"G","5",null,"Combustion Turbine","IC Engine","MIS_MNWI","Minnesota",27,"Kanabec",65,"27065",5.7,10745,1972,9999,"","","N","Natural Gas, Distillate Fuel Oil","",{"$nulls":14},{"v":2.0543300185532067,"d":"2.0543"},{"v":2.0543300185532067,"d":"2.0543"},{"v":2.0543300185532067,"d":"2.0543"},{"v":2.0543300185532067,"d":"2.0543"},{"$nulls":6},""]
["Bankhead Dam","2_G_1",2,"G","1",null,"Hydro","","S_SOU","Alabama",1,"Tuscaloosa",125,"01125",56,0,1963,9999,"","","N","Hydro","",{"$nulls":14},0,0,0,0,{"$nulls":6},""]
["Redwood Falls","2009_G_7",2009,"G","7",null,"Combustion Turbine","IC Engine","MIS_MNWI","Minnesota",27,"Redwood",127,"27127",6.2,14793,1974,9999,"","","N","Natural Gas, Distillate Fuel Oil","",{"$nulls":14},{"v":2.3354529520972003,"d":"2.3355"},{"v":2.3354529520972003,"d":"2.3355"},{"v":2.3354529520972003,"d":"2.3355"},{"v":2.3354529520972003,"d":"2.3355"},{"$nulls":6},""]
["Springfield","2012_G_7",2012,"G","7",null,"Combustion Turbine","IC Engine","MIS_IA","Minnesota",27,"Brown",15,"27015",1.8,10745,1998,9999,"","","N","Distillate Fuel Oil","",{"$nulls":14},{"v":2.3354529520972003,"d":"2.3355"},{"v":2.3354529520972003,"d":"2.3355"},{"v":2.3354529520972003,"d":"2.3355"},{"v":2.3354529520972003,"d":"2.3355"},{"$nulls":6},""]
["Truman","2015_G_4",2015,"G","4",null,"Combustion Turbine","IC Engine","MIS_MNWI","Minnesota",27,"Martin",91,"27091",0.7,10745,1954,9999,"","","N","Natural Gas, Distillate Fuel Oil","",{"$nulls":14},{"v":2.3354529520972003,"d":"2.3355"},{"v":2.3354529520972003,"d":"2.3355"},{"v":2.3354529520972003,"d":"2.3355"},{"v":2.3354529520972003,"d":"2.3355"},{"$nulls":6},""]
["Worthington","2024_G_3",2024,"G","3",null,"Combustion Turbine","IC Engine","MIS_MNWI","Minnesota",27,"Nobles",105,"27105",2,10745,2002,9999,"","","N","Distillate Fuel Oil","",{"$nulls":14},{"v":2.3354529520972003,"d":"2.3355"},{"v":2.3354529520972003,"d":"2.3355"},{"v":2.3354529520972003,"d":"2.3355"},{"v":2.3354529520972003,"d":"2.3355"},{"$nulls":6},""]
["Maple Lake","2042_G_5A",2042,"G","5A",null,"Combustion Turbine","Combustion Turbine","MIS_MNWI","Minnesota",27,"Wright",171,"27171",21.7,17928,1978,9999,"","","N","Distillate Fuel Oil","",{"$nulls":14},{"v":0.7653828280223779,"d":"0.7654"},{"v":0.7653828280223779,"d":"0.7654"},{"v":0.7653828280223779,"d":"0.7654"},{"v":0.7653828280223779,"d":"0.7654"},{"$nulls":6},""]
["Moselle","2070_G_4",2070,"G","4",null,"Combustion Turbine","Combustion Turbine","S_SOU","Mississippi",28,"Jones",67,"28067",75,13523,1997,9999,"","","N","Natural Gas, Distillate Fuel Oil","",{"$nulls":13},4.8,{"v":0.03934122455258672,"d":"0.0393"},{"v":0.03934122455258672,"d":"0.0393"},{"v":0.03934122455258672,"d":"0.0393"},{"v":0.03934122455258672,"d":"0.0393"},{"$nulls":6},""]
["Northeast","2081_G_12",2081,"G","12",null,"Combustion Turbine","Combustion Turbine","SPP_N","Missouri",29,"Jackson",95,"29095",51,25000,1972,9999,"","","N","Distillate Fuel Oil","",{"$nulls":13},8,{"v":1.2001340954673083,"d":"1.2001"},{"v":1.2001340954673083,"d":"1.2001"},{"v":1.2001340954673083,"d":"1.2001"},{"v":1.2001340954673083,"d":"1.2001"},{"$nulls":6},""]
["Osage","2106_G_4",2106,"G","4",null,"Hydro","","MIS_MO","Missouri",29,"Miller",131,"29131",25,0,1931,9999,"","","N","Hydro","",{"$nulls":14},0,0,0,0,{"$nulls":6},""]
["Albany","2113_G_1",2113,"G","1",null,"Combustion Turbine","IC Engine","MIS_MO","Missouri",29,"GENTRY",75,"29075",2.1,10745,1969,9999,"","","N","Distillate Fuel Oil","",{"$nulls":13},2.3000000000000003,{"v":2.3354529520972003,"d":"2.3355"},{"v":2.3354529520972003,"d":"2.3355"},{"v":2.3354529520972003,"d":"2.3355"},{"v":2.3354529520972003,"d":"2.3355"},{"$nulls":6},""]
["Carrollton","2120_G_8",2120,"G","8",null,"Combustion Turbine","IC Engine","SPP_N","Missouri",29,"Carroll",33,"29033",3.7,18000,1966,9999,"","","N","Natural Gas, Distillate Fuel Oil","",{"$nulls":13},2.3000000000000003,{"v":2.0543300185532067,"d":"2.0543"},{"v":2.0543300185532067,"d":"2.0543"},{"v":2.0543300185532067,"d":"2.0543"},{"v":2.0543300185532067,"d":"2.0543"},{"$nulls":6},""]
["Chillicothe","2122_G_D1",2122,"G","D1",null,"Combustion Turbine","IC Engine","MIS_MO","Missouri",29,"Livingston",117,"29117",2,10745,2003,9999,"","","N","Distillate Fuel Oil","",{"$nulls":13},2.3000000000000003,{"v":2.3354529520972003,"d":"2.3355"},{"v":2.3354529520972003,"d":"2.3355"},{"v":2.3354529520972003,"d":"2.3355"},{"v":2.3354529520972003,"d":"2.3355"},{"$nulls":6},""]
["Fulton","2126_G_IC1",2126,"G","IC1",null,"Combustion Turbine","IC Engine","MIS_MO","Missouri",29,"Callaway",27,"29027",4.1,25000,1966,9999,"","","N","Natural Gas, Distillate Fuel Oil","",{"$nulls":13},2.3000000000000003,{"v":2.3354529520972003,"d":"2.3355"},{"v":2.3354529520972003,"d":"2.3355"},{"v":2.3354529520972003,"d":"2.3355"},{"v":2.3354529520972003,"d":"2.3355"},{"$nulls":6},""]
["Jackson Square","2134_G_1",2134,"G","1",null,"Combustion Turbine","Combustion Turbine","SPP_N","Missouri",29,"Jackson",95,"29095",15,25000,1969,9999,"","","N","Distillate Fuel Oil","",{"$nulls":13},8,{"v":1.1998920224109586,"d":"1.1999"},{"v":1.1998920224109586,"d":"1.1999"},{"v":1.1998920224109586,"d":"1.1999"},{"v":1.1998920224109586,"d":"1.1999"},{"$nulls":6},""]
["Kahoka","2138_G_6",2138,"G","6",null,"Combustion Turbine","IC Engine","MIS_MO","Missouri",29,"Clark",45,"29045",0.7,15263,1952,9999,"","","N","Distillate Fuel Oil","",{"$nulls":13},2.3000000000000003,{"v":2.3354529520972003,"d":"2.3355"},{"v":2.3354529520972003,"d":"2.3355"},{"v":2.3354529520972003,"d":"2.3355"},{"v":2.3354529520972003,"d":"2.3355"},{"$nulls":6},""]
["Kennett","2139_G_6",2139,"G","6",null,"Combustion Turbine","IC Engine","SPP_WEST","Missouri",29,"Dunklin",69,"29069",2,15034,1951,9999,"","","N","Natural Gas, Distillate Fuel Oil","",{"$nulls":13},2.3000000000000003,{"v":2.0543300185532067,"d":"2.0543"},{"v":2.0543300185532067,"d":"2.0543"},{"v":2.0543300185532067,"d":"2.0543"},{"v":2.0543300185532067,"d":"2.0543"},{"$nulls":6},""]
["Marshall","2144_G_GT1",2144,"G","GT1",null,"Combustion Turbine","Combustion Turbine","SPP_N","Missouri",29,"Saline",195,"29195",14,18054,1972,9999,"","","N","Natural Gas, Distillate Fuel Oil","",{"$nulls":13},2.3000000000000003,{"v":0.6998831436752898,"d":"0.6999"},{"v":0.6998831436752898,"d":"0.6999"},{"v":0.6998831436752898,"d":"0.6999"},{"v":0.6998831436752898,"d":"0.6999"},{"$nulls":6},""]
["Monroe","2146_G_8",2146,"G","8",null,"Combustion Turbine","IC Engine","MIS_MO","Missouri",29,"MONROE",137,"29137",1.6,12023,1988,9999,"","","N","Distillate Fuel Oil","",{"$nulls":13},2.3000000000000003,{"v":2.3354529520972003,"d":"2.3355"},{"v":2.3354529520972003,"d":"2.3355"},{"v":2.3354529520972003,"d":"2.3355"},{"v":2.3354529520972003,"d":"2.3355"},{"$nulls":6},""]
["Unionville City of","2164_G_6",2164,"G","6",null,"Combustion Turbine","IC Engine","SPP_N","Missouri",29,"PUTNAM",171,"29171",0.3,12774,1955,9999,"","","N","Distillate Fuel Oil","",{"$nulls":13},2.3000000000000003,{"v":2.3354529520972003,"d":"2.3355"},{"v":2.3354529520972003,"d":"2.3355"},{"v":2.3354529520972003,"d":"2.3355"},{"v":2.3354529520972003,"d":"2.3355"},{"$nulls":6},""]
["Black Eagle","2181_G_BLA3",2181,"G","BLA3",null,"Hydro","","WECC_MT","Montana",30,"Cascade",13,"30013",7,0,1927,9999,"","","N","Hydro","",{"$nulls":14},0,0,0,0,{"$nulls":6},""]
["Belden","219_G_1",219,"G","1",null,"Hydro","","WEC_CALN","California",6,"Plumas",63,"06063",116,0,1969,9999,"","","N","Hydro","",{"$nulls":14},0,0,0,0,{"$nulls":6},""]
["Thompson Falls","2195_G_TF6",2195,"G","TF6",null,"Hydro","","WECC_MT","Montana",30,"Sanders",89,"30089",6,0,1915,9999,"","","N","Hydro","",{"$nulls":14},0,0,0,0,{"$nulls":6},""]
["Yellowtail","2204_G_3",2204,"G","3",null,"Hydro","","WECC_MT","Montana",30,"Big Horn",3,"30003",72,0,1966,9999,"","","N","Hydro","",{"$nulls":14},0,0,0,0,{"$nulls":6},""]
["Beaver City","2217_G_1",2217,"G","1",null,"Combustion Turbine","IC Engine","SPP_NEBR","Nebraska",31,"Furnas",65,"31065",0.4,21987,1957,9999,"","","N","Natural Gas, Distillate Fuel Oil","",{"$nulls":13},2.5,{"v":2.3354529520972003,"d":"2.3355"},{"v":2.3354529520972003,"d":"2.3355"},{"v":2.3354529520972003,"d":"2.3355"},{"v":2.3354529520972003,"d":"2.3355"},{"$nulls":6},""]
["Campbell Village","2225_G_1",2225,"G","1",null,"Combustion Turbine","IC Engine","SPP_NEBR","Nebraska",31,"Franklin",61,"31061",0.1,25000,1927,9999,"","","N","Distillate Fuel Oil","",{"$nulls":13},2.5,{"v":2.3354529520972003,"d":"2.3355"},{"v":2.3354529520972003,"d":"2.3355"},{"v":2.3354529520972003,"d":"2.3355"},{"v":2.3354529520972003,"d":"2.3355"},{"$nulls":6},""]
["Crete","2231_G_7",2231,"G","7",null,"Combustion Turbine","IC Engine","SPP_NEBR","Nebraska",31,"Saline",151,"31151",6,11768,1973,9999,"","","N","Natural Gas, Distillate Fuel Oil","",{"$nulls":13},2.5,{"v":2.0543300185532067,"d":"2.0543"},{"v":2.0543300185532067,"d":"2.0543"},{"v":2.0543300185532067,"d":"2.0543"},{"v":2.0543300185532067,"d":"2.0543"},{"$nulls":6},""]
["Emerson","2235_G_3",2235,"G","3",null,"Combustion Turbine","IC Engine","SPP_NEBR","Nebraska",31,"Dixon",51,"31051",0.1,10745,1947,9999,"","","N","Natural Gas, Distillate Fuel Oil","",{"$nulls":13},2.5,{"v":2.3354529520972003,"d":"2.3355"},{"v":2.3354529520972003,"d":"2.3355"},{"v":2.3354529520972003,"d":"2.3355"},{"v":2.3354529520972003,"d":"2.3355"},{"$nulls":6},""]
["Falls City","2237_G_3",2237,"G","3",null,"Combustion Turbine","IC Engine","SPP_NEBR","Nebraska",31,"Richardson",147,"31147",2.3,12774,1965,9999,"","","N","Natural Gas, Distillate Fuel Oil","",{"$nulls":13},2.5,{"v":2.0543300185532067,"d":"2.0543"},{"v":2.0543300185532067,"d":"2.0543"},{"v":2.0543300185532067,"d":"2.0543"},{"v":2.0543300185532067,"d":"2.0543"},{"$nulls":6},""]
["Laurel","2249_G_6",2249,"G","6",null,"Combustion Turbine","IC Engine","SPP_NEBR","Nebraska",31,"Cedar",27,"31027",0.2,15121,1956,9999,"","","N","Natural Gas, Distillate Fuel Oil","",{"$nulls":13},2.5,{"v":2.0543300185532067,"d":"2.0543"},{"v":2.0543300185532067,"d":"2.0543"},{"v":2.0543300185532067,"d":"2.0543"},{"v":2.0543300185532067,"d":"2.0543"},{"$nulls":6},""]
["Lyons","2253_G_4A",2253,"G","4A",null,"Combustion Turbine","IC Engine","SPP_NEBR","Nebraska",31,"Burt",21,"31021",0.6,11549,1967,9999,"","","N","Distillate Fuel Oil","",{"$nulls":13},2.5,{"v":2.3354529520972003,"d":"2.3355"},{"v":2.3354529520972003,"d":"2.3355"},{"v":2.3354529520972003,"d":"2.3355"},{"v":2.3354529520972003,"d":"2.3355"},{"$nulls":6},""]
["Jones Street","2290_G_2",2290,"G","2",null,"Combustion Turbine","Combustion Turbine","SPP_NEBR","Nebraska",31,"Douglas",55,"31055",62,25000,1973,9999,"","","N","Distillate Fuel Oil","",{"$nulls":13},2.5,{"v":0.7442713052960919,"d":"0.7443"},{"v":0.7442713052960919,"d":"0.7443"},{"v":0.7442713052960919,"d":"0.7443"},{"v":0.7442713052960919,"d":"0.7443"},{"$nulls":6},""]
["Ord","2294_G_1",2294,"G","1",null,"Combustion Turbine","IC Engine","SPP_NEBR","Nebraska",31,"Valley",175,"31175",5,10745,1973,9999,"","","N","Natural Gas, Distillate Fuel Oil","",{"$nulls":13},2.5,{"v":2.3354529520972003,"d":"2.3355"},{"v":2.3354529520972003,"d":"2.3355"},{"v":2.3354529520972003,"d":"2.3355"},{"v":2.3354529520972003,"d":"2.3355"},{"$nulls":6},""]
["Sidney","2302_G_1",2302,"G","1",null,"Combustion Turbine","IC Engine","SPP_NEBR","Nebraska",31,"Cheyenne",33,"31033",1,18000,1949,9999,"","","N","Natural Gas, Distillate Fuel Oil","",{"$nulls":13},2.5,{"v":2.0543300185532067,"d":"2.0543"},{"v":2.0543300185532067,"d":"2.0543"},{"v":2.0543300185532067,"d":"2.0543"},{"v":2.0543300185532067,"d":"2.0543"},{"$nulls":6},""]
["Tecumseh","2308_G_2",2308,"G","2",null,"Combustion Turbine","IC Engine","SPP_NEBR","Nebraska",31,"JOHNSON",97,"31097",1.4,21986,1968,9999,"","","N","Natural Gas, Distillate Fuel Oil","",{"$nulls":13},2.5,{"v":2.3354529520972003,"d":"2.3355"},{"v":2.3354529520972003,"d":"2.3355"},{"v":2.3354529520972003,"d":"2.3355"},{"v":2.3354529520972003,"d":"2.3355"},{"$nulls":6},""]
["Wahoo","2310_G_4",2310,"G","4",null,"Combustion Turbine","IC Engine","SPP_NEBR","Nebraska",31,"Saunders",155,"31155",1.1,10764,1947,9999,"","","N","Natural Gas, Distillate Fuel Oil","",{"$nulls":13},2.5,{"v":2.0543300185532067,"d":"2.0543"},{"v":2.0543300185532067,"d":"2.0543"},{"v":2.0543300185532067,"d":"2.0543"},{"v":2.0543300185532067,"d":"2.0543"},{"$nulls":6},""]
["Wisner","2316_G_5",2316,"G","5",null,"Combustion Turbine","IC Engine","SPP_NEBR","Nebraska",31,"Cuming",39,"31039",1.5,18755,2010,9999,"","","N","Distillate Fuel Oil","",{"$nulls":14},{"v":2.3354529520972003,"d":"2.3355"},{"v":2.3354529520972003,"d":"2.3355"},{"v":2.3354529520972003,"d":"2.3355"},{"v":2.3354529520972003,"d":"2.3355"},{"$nulls":6},""]
["Clark","2322_G_18",2322,"G","18",null,"Combustion Turbine","Combustion Turbine","WECC_SNV","Nevada",32,"Clark",3,"32003",52,10745,2008,9999,"","","N","Natural Gas","",{"$nulls":14},{"v":0.027772828484905292,"d":"0.0278"},{"v":0.027772828484905292,"d":"0.0278"},{"v":0.027772828484905292,"d":"0.0278"},{"v":0.027772828484905292,"d":"0.0278"},{"$nulls":6},""]
["Clark","2322_G_GT5",2322,"G","GT5",null,"Combined Cycle","","WECC_SNV","Nevada",32,"Clark",3,"32003",73,9084,1979,9999,"","","N","Natural Gas","",{"$nulls":14},{"v":0.06916270815893857,"d":"0.0692"},{"v":0.06916270815893857,"d":"0.0692"},{"v":0.06916270815893857,"d":"0.0692"},{"v":0.06916270815893857,"d":"0.0692"},{"$nulls":6},""]
["Vernon","2352_G_2",2352,"G","2",null,"Hydro","","NENGREST","Vermont",50,"Windham",25,"50025",2.5,0,1909,9999,"","","N","Hydro","",{"$nulls":14},0,0,0,0,{"$nulls":6},""]
["Vernon","2352_G_8",2352,"G","8",null,"Hydro","","NENGREST","Vermont",50,"Windham",25,"50025",4,0,2008,9999,"","","N","Hydro","",{"$nulls":14},0,0,0,0,{"$nulls":6},""]
["Garvins Falls","2357_G_3",2357,"G","3",null,"Hydro","","NENGREST","New Hampshire",33,"Merrimack",13,"33013",2.4,0,1925,9999,"","","N","Hydro","",{"$nulls":14},0,0,0,0,{"$nulls":6},""]
["Gilbert","2393_G_5",2393,"G","5",null,"Combined Cycle","","PJM_EMAC","New Jersey",34,"Hunterdon",19,"34019",49,11302,1974,9999,"","","N","Natural Gas, Distillate Fuel Oil","",{"$nulls":13},0.74,{"v":0.11502388957706601,"d":"0.1150"},{"v":0.11502388957706601,"d":"0.1150"},{"v":0.11502388957706601,"d":"0.1150"},{"v":0.11502388957706601,"d":"0.1150"},{"$nulls":6},""]
["Bergen Generating Station","2398_G_1101",2398,"G","1101",null,"Combined Cycle","","PJM_EMAC","New Jersey",34,"Bergen",3,"34003",110.1,8039,1995,9999,"","","N","Natural Gas, Distillate Fuel Oil","",{"$nulls":14},{"v":0.02957220656844846,"d":"0.0296"},{"v":0.02957220656844846,"d":"0.0296"},{"v":0.02957220656844846,"d":"0.0296"},{"v":0.02957220656844846,"d":"0.0296"},{"$nulls":6},""]
["Haas","240_G_H2",240,"G","H2",null,"Hydro","","WEC_CALN","California",6,"Fresno",19,"06019",73,0,1958,9999,"","","N","Hydro","",{"$nulls":14},0,0,0,0,{"$nulls":6},""]
["PSEG Linden Generating Station","2406_G_5",2406,"G","5",null,"Combustion Turbine","Combustion Turbine","PJM_EMAC","New Jersey",34,"Union",39,"34039",86,12533,2000,9999,"","","N","Natural Gas, Distillate Fuel Oil","",{"$nulls":13},0.21,{"v":0.04998775399869429,"d":"0.0500"},{"v":0.04998775399869429,"d":"0.0500"},{"v":0.04998775399869429,"d":"0.0500"},{"v":0.04998775399869429,"d":"0.0500"},{"$nulls":6},""]
["Cunningham","2454_G_3",2454,"G","3",null,"Combustion Turbine","Combustion Turbine","SPP_SPS","New Mexico",35,"Lea",25,"35025",111,11386,1998,9999,"","","N","Natural Gas","",{"$nulls":13},0.74,{"v":0.08164028925622423,"d":"0.0816"},{"v":0.08164028925622423,"d":"0.0816"},{"v":0.08164028925622423,"d":"0.0816"},{"v":0.08164028925622423,"d":"0.0816"},{"$nulls":6},""]
["Neversink","2483_G_H1",2483,"G","H1",null,"Hydro","","NY_Z_G-I","New York",36,"Sullivan",105,"36105",22,0,1953,9999,"","","N","Hydro","",{"$nulls":14},0,0,0,0,{"$nulls":6},""]
["Gowanus Gas Turbines Generating","2494_G_GT16",2494,"G","GT16",null,"Combustion Turbine","Combustion Turbine","NY_Z_J","New York",36,"Kings",47,"36047",14.3,17095,1971,9999,"","","N","Distillate Fuel Oil","",{"$nulls":13},0.315889228,{"v":0.430700319,"d":"0.4307"},{"v":0.430700319,"d":"0.4307"},{"v":0.430700319,"d":"0.4307"},{"v":0.430700319,"d":"0.4307"},{"$nulls":6},""]
["Gowanus Gas Turbines Generating","2494_G_GT36",2494,"G","GT36",null,"Combustion Turbine","Combustion Turbine","NY_Z_J","New York",36,"Kings",47,"36047",13.7,17096,1971,9999,"","","N","Natural Gas, Distillate Fuel Oil","",{"$nulls":13},0.29,0.3427,0.3427,0.3427,0.3427,{"$nulls":6},""]
["Narrows Gas Turbines Generating","2499_G_NT11",2499,"G","NT11",null,"Combustion Turbine","Combustion Turbine","NY_Z_J","New York",36,"Kings",47,"36047",18.1,16504,1972,9999,"","","N","Natural Gas, Distillate Fuel Oil","",{"$nulls":13},0.315889228,0.3822,0.3822,0.3822,0.3822,{"$nulls":6},""]
["Ravenswood","2500_G_4",2500,"G","4",null,"Combined Cycle","","NY_Z_J","New York",36,"Queens",81,"36081",152,8385,2003,9999,"","","N","Natural Gas, Distillate Fuel Oil","",{"$nulls":14},{"v":0.007364394600751505,"d":"0.0074"},{"v":0.007364394600751505,"d":"0.0074"},{"v":0.007364394600751505,"d":"0.0074"},{"v":0.007364394600751505,"d":"0.0074"},{"$nulls":6},""]
["Ravenswood","2500_G_GT6",2500,"G","GT6",null,"Combustion Turbine","Combustion Turbine","NY_Z_J","New York",36,"Queens",81,"36081",13.7,16974,1969,9999,"","","N","Natural Gas, Distillate Fuel Oil","",{"$nulls":13},0.315889228,{"v":0.430700319,"d":"0.4307"},{"v":0.430700319,"d":"0.4307"},{"v":0.430700319,"d":"0.4307"},{"v":0.430700319,"d":"0.4307"},{"$nulls":6},""]
["East Hampton","2512_G_4",2512,"G","4",null,"Combustion Turbine","IC Engine","NY_Z_K","New York",36,"Suffolk",103,"36103",1.8,12774,1962,9999,"","","N","Distillate Fuel Oil","",{"$nulls":13},1.052964094,{"v":0.5309880869779474,"d":"0.5310"},{"v":0.5309880869779474,"d":"0.5310"},{"v":0.5309880869779474,"d":"0.5310"},{"v":0.5309880869779474,"d":"0.5310"},{"$nulls":6},""]
["Cadyville","2522_G_2",2522,"G","2",null,"Hydro","","NY_Z_D","New York",36,"CLINTON",19,"36019",1.2,0,1921,9999,"","","N","Hydro","",{"$nulls":14},0,0,0,0,{"$nulls":6},""]
["Bennetts Bridge","2545_G_1",2545,"G","1",null,"Hydro","","NY_Z_C&E","New York",36,"Oswego",75,"36075",8.4,0,1932,9999,"","","N","Hydro","",{"$nulls":14},0,0,0,0,{"$nulls":6},""]
["Chasm","2550_G_1",2550,"G","1",null,"Hydro","","NY_Z_D","New York",36,"Franklin",33,"36033",1,0,1913,9999,"","","N","Hydro","",{"$nulls":14},0,0,0,0,{"$nulls":6},""]
["Eel Weir","2556_G_3",2556,"G","3",null,"Hydro","","NY_Z_C&E","New York",36,"St. Lawrence",89,"36089",0.9,0,1928,9999,"","","N","Hydro","",{"$nulls":14},0,0,0,0,{"$nulls":6},""]
["Granby","2569_G_1",2569,"G","1",null,"Hydro","","NY_Z_C&E","New York",36,"Oswego",75,"36075",5,0,1983,9999,"","","N","Hydro","",{"$nulls":14},0,0,0,0,{"$nulls":6},""]
["High Dam","2574_G_2",2574,"G","2",null,"Hydro","","NY_Z_C&E","New York",36,"Oswego",75,"36075",2.2,0,1928,9999,"","","N","Hydro","",{"$nulls":14},0,0,0,0,{"$nulls":6},""]
["Higley","2576_G_2N",2576,"G","2N",null,"Hydro","","NY_Z_C&E","New York",36,"St. Lawrence",89,"36089",1.6,0,2003,9999,"","","N","Hydro","",{"$nulls":14},0,0,0,0,{"$nulls":6},""]
["Norwood","2591_G_1",2591,"G","1",null,"Hydro","","NY_Z_C&E","New York",36,"St. Lawrence",89,"36089",2.1,0,1928,9999,"","","N","Hydro","",{"$nulls":14},0,0,0,0,{"$nulls":6},""]
["Piercefield","2598_G_2",2598,"G","2",null,"Hydro","","NY_Z_D","New York",36,"St. Lawrence",89,"36089",0.6,0,1924,9999,"","","N","Hydro","",{"$nulls":14},0,0,0,0,{"$nulls":6},""]
["Schaghticoke","2606_G_3",2606,"G","3",null,"Hydro","","NY_Z_F","New York",36,"Rensselaer",83,"36083",3.8,0,1908,9999,"","","N","Hydro","",{"$nulls":14},0,0,0,0,{"$nulls":6},""]
["Spier Falls","2612_G_9",2612,"G","9",null,"Hydro","","NY_Z_F","New York",36,"Saratoga",91,"36091",46,0,1930,9999,"","","N","Hydro","",{"$nulls":14},0,0,0,0,{"$nulls":6},""]
["Trenton Falls","2619_G_6",2619,"G","6",null,"Hydro","","NY_Z_C&E","New York",36,"Oneida",65,"36065",8.1,0,1919,9999,"","","N","Hydro","",{"$nulls":14},0,0,0,0,{"$nulls":6},""]
["Pit 1","265_G_H2",265,"G","H2",null,"Hydro","","WEC_CALN","California",6,"Shasta",89,"06089",31,0,1922,9999,"","","N","Hydro","",{"$nulls":14},0,0,0,0,{"$nulls":6},""]
["Pit 5","268_G_H2",268,"G","H2",null,"Hydro","","WEC_CALN","California",6,"Shasta",89,"06089",40,0,1944,9999,"","","N","Hydro","",{"$nulls":14},0,0,0,0,{"$nulls":6},""]
["Blenheim Gilboa","2691_G_4",2691,"G","4",null,"Pumped Storage","","NY_Z_F","New York",36,"Schoharie",95,"36095",290,0,1973,9999,"","","N","Pumped Storage","",{"$nulls":14},0,0,0,0,{"$nulls":6},""]
["Robert Moses Niagara","2693_G_1",2693,"G","1",null,"Hydro","","NY_Z_A&B","New York",36,"Niagara",63,"36063",181,0,1961,9999,"","","N","Hydro","",{"$nulls":14},0,0,0,0,{"$nulls":6},""]
["Robert Moses Power Dam","2694_G_23",2694,"G","23",null,"Hydro","","NY_Z_D","New York",36,"St. Lawrence",89,"36089",50,0,1959,9999,"","","N","Hydro","",{"$nulls":14},0,0,0,0,{"$nulls":6},""]
["Charles P Keller","2695_G_7",2695,"G","7",null,"Combustion Turbine","IC Engine","NY_Z_K","New York",36,"Nassau",59,"36059",2,19123,1942,9999,"","","N","Distillate Fuel Oil","",{"$nulls":13},1.052964094,{"v":0.3546954883154474,"d":"0.3547"},{"v":0.3546954883154474,"d":"0.3547"},{"v":0.3546954883154474,"d":"0.3547"},{"v":0.3546954883154474,"d":"0.3547"},{"$nulls":6},""]
["Blewett","2707_G_6",2707,"G","6",null,"Hydro","","S_VACA","North Carolina",37,"Anson",7,"37007",4,0,1912,9999,"","","N","Hydro","",{"$nulls":14},0,0,0,0,{"$nulls":6},""]
["W H Weatherspoon","2716_G_GT4",2716,"G","GT4",null,"Combustion Turbine","Combustion Turbine","S_VACA","North Carolina",37,"Robeson",155,"37155",32,25000,1971,9999,"","","N","Natural Gas, Distillate Fuel Oil","",{"$nulls":13},2.3000000000000003,{"v":1.2000000000000002,"d":"1.2000"},{"v":1.2000000000000002,"d":"1.2000"},{"v":1.2000000000000002,"d":"1.2000"},{"v":1.2000000000000002,"d":"1.2000"},{"$nulls":6},""]
["Mountain Island","2728_G_4",2728,"G","4",null,"Hydro","","S_VACA","North Carolina",37,"Gaston",71,"37071",17,0,1923,9999,"","","N","Hydro","",{"$nulls":14},0,0,0,0,{"$nulls":6},""]
["Franklin","2745_G_2",2745,"G","2",null,"Hydro","","S_VACA","North Carolina",37,"Macon",113,"37113",0.5,0,1925,9999,"","","N","Hydro","",{"$nulls":14},0,0,0,0,{"$nulls":6},""]
["Mission","2746_G_1",2746,"G","1",null,"Hydro","","S_VACA","North Carolina",37,"Clay",43,"37043",0.6,0,1924,9999,"","","N","Hydro","",{"$nulls":14},0,0,0,0,{"$nulls":6},""]
["Roanoke Rapids","2758_G_4",2758,"G","4",null,"Hydro","","PJM_Dom","North Carolina",37,"Halifax",83,"37083",23,0,1955,9999,"","","N","Hydro","",{"$nulls":14},0,0,0,0,{"$nulls":6},""]
["Buxton","2783_G_5A",2783,"G","5A",null,"Combustion Turbine","IC Engine","PJM_Dom","North Carolina",37,"Dare",55,"37055",3,19735,1991,9999,"","","N","Distillate Fuel Oil","",{"$nulls":13},2.3000000000000003,{"v":2.3354529520972003,"d":"2.3355"},{"v":2.3354529520972003,"d":"2.3355"},{"v":2.3354529520972003,"d":"2.3355"},{"v":2.3354529520972003,"d":"2.3355"},{"$nulls":6},""]
["Dicks Creek","2831_G_1",2831,"G","1",null,"Combustion Turbine","Combustion Turbine","PJM_West","Ohio",39,"Butler",17,"39017",92,18700,1965,9999,"","","N","Natural Gas, Distillate Fuel Oil","",{"$nulls":13},0.5,0.1029,0.1029,0.1029,0.1029,{"$nulls":6},""]
["Frank M Tait","2847_G_IC1",2847,"G","IC1",null,"Combustion Turbine","IC Engine","PJM_West","Ohio",39,"Montgomery",113,"39113",2.5,10745,1967,9999,"","","N","Distillate Fuel Oil","",{"$nulls":13},0.5,{"v":2.3354529520972003,"d":"2.3355"},{"v":2.3354529520972003,"d":"2.3355"},{"v":2.3354529520972003,"d":"2.3355"},{"v":2.3354529520972003,"d":"2.3355"},{"$nulls":6},""]
["Sidney","2852_G_5",2852,"G","5",null,"Combustion Turbine","IC Engine","PJM_West","Ohio",39,"Shelby",149,"39149",2.4,11588,1968,9999,"","","N","Distillate Fuel Oil","",{"$nulls":13},0.5,{"v":2.3354529520972003,"d":"2.3355"},{"v":2.3354529520972003,"d":"2.3355"},{"v":2.3354529520972003,"d":"2.3355"},{"v":2.3354529520972003,"d":"2.3355"},{"$nulls":6},""]
["Geysers Unit 5-20","286_G_U16",286,"G","U16",null,"Geothermal","","WEC_CALN","California",6,"Sonoma",97,"06097",75,9760,1985,9999,"","","N","Geothermal","",{"$nulls":14},0,0,0,0,0.3713,0.3713,0.3713,{"$nulls":3},""]
["FirstEnergy West Lorain","2869_G_6",2869,"G","6",null,"Combustion Turbine","Combustion Turbine","PJM_ATSI","Ohio",39,"Lorain",93,"39093",85,12925,2001,9999,"","","N","Natural Gas, Distillate Fuel Oil","",{"$nulls":13},0.03,{"v":0.019493448463980642,"d":"0.0195"},{"v":0.019493448463980642,"d":"0.0195"},{"v":0.019493448463980642,"d":"0.0195"},{"v":0.019493448463980642,"d":"0.0195"},{"$nulls":6},""]
["Tule River","289_G_1",289,"G","1",null,"Hydro","","WECC_SCE","California",6,"Tulare",107,"06107",3.2,0,1914,9999,"","","N","Hydro","",{"$nulls":14},0,0,0,0,{"$nulls":6},""]
["Wise","292_G_1",292,"G","1",null,"Hydro","","WEC_CALN","California",6,"Placer",61,"06061",14,0,1917,9999,"","","N","Hydro","",{"$nulls":14},0,0,0,0,{"$nulls":6},""]
["Piqua Power Plant","2937_G_8",2937,"G","8",null,"Combustion Turbine","Combustion Turbine","PJM_West","Ohio",39,"Miami",109,"39109",20,25000,1972,9999,"","","N","Distillate Fuel Oil","",{"$nulls":13},0.5,{"v":0.6463633745958445,"d":"0.6464"},{"v":0.6463633745958445,"d":"0.6464"},{"v":0.6463633745958445,"d":"0.6464"},{"v":0.6463633745958445,"d":"0.6464"},{"$nulls":6},""]
["Anadarko","2945_G_8",2945,"G","8",null,"Combustion Turbine","IC Engine","PJM_West","Ohio",39,"Monroe",111,"39111",1.5,25000,1965,9999,"","","N","Natural Gas, Distillate Fuel Oil","",{"$nulls":13},0.5,{"v":2.3354529520972003,"d":"2.3355"},{"v":2.3354529520972003,"d":"2.3355"},{"v":2.3354529520972003,"d":"2.3355"},{"v":2.3354529520972003,"d":"2.3355"},{"$nulls":6},""]
["Cushing","2975_G_1",2975,"G","1",null,"Combustion Turbine","IC Engine","SPP_WEST","Oklahoma",40,"Payne",119,"40119",1.8,18390,1956,9999,"","","N","Natural Gas, Distillate Fuel Oil","",{"$nulls":13},0.8,{"v":2.3354529520972003,"d":"2.3355"},{"v":2.3354529520972003,"d":"2.3355"},{"v":2.3354529520972003,"d":"2.3355"},{"v":2.3354529520972003,"d":"2.3355"},{"$nulls":6},""]
["Cushing","2975_G_7",2975,"G","7",null,"Combustion Turbine","IC Engine","SPP_WEST","Oklahoma",40,"Payne",119,"40119",1.9,18550,1956,9999,"","","N","Natural Gas, Distillate Fuel Oil","",{"$nulls":13},0.8,{"v":2.3354529520972003,"d":"2.3355"},{"v":2.3354529520972003,"d":"2.3355"},{"v":2.3354529520972003,"d":"2.3355"},{"v":2.3354529520972003,"d":"2.3355"},{"$nulls":6},""]
["Robert S Kerr","2985_G_4",2985,"G","4",null,"Hydro","","SPP_WEST","Oklahoma",40,"Sequoyah",135,"40135",32,0,1971,9999,"","","N","Hydro","",{"$nulls":14},0,0,0,0,{"$nulls":6},""]
["Webbers Falls","2987_G_2",2987,"G","2",null,"Hydro","","SPP_WEST","Oklahoma",40,"Muskogee",101,"40101",23,0,1973,9999,"","","N","Hydro","",{"$nulls":14},0,0,0,0,{"$nulls":6},""]
["Barry","3_G_A1CT2",3,"G","A1CT2",null,"Combined Cycle","","S_SOU","Alabama",1,"Mobile",97,"01097",154,7743,2000,9999,"","","N","Natural Gas","",{"$nulls":4},"SCR",{"$nulls":9},{"v":0.00953191458761636,"d":"0.0095"},{"v":0.00953191458761636,"d":"0.0095"},{"v":0.00953191458761636,"d":"0.0095"},{"v":0.00953191458761636,"d":"0.0095"},{"$nulls":6},""]
["Anadarko Plant","3006_G_5",3006,"G","5",null,"Combined Cycle","","SPP_WEST","Oklahoma",40,"Caddo",15,"40015",94,9384,1977,9999,"","","N","Natural Gas","",{"$nulls":3},"DLNB + H2O",{"$nulls":10},{"v":0.07329505989605513,"d":"0.0733"},{"v":0.07329505989605513,"d":"0.0733"},{"v":0.07329505989605513,"d":"0.0733"},{"v":0.07329505989605513,"d":"0.0733"},{"$nulls":6},""]
["John C Boyle","3028_G_1",3028,"G","1",null,"Hydro","","WECC_PNW","Oregon",41,"Klamath",35,"41035",43,0,1958,9999,"","","N","Hydro","",{"$nulls":14},0,0,0,0,{"$nulls":6},""]
["Toketee Falls","3040_G_3",3040,"G","3",null,"Hydro","","WECC_PNW","Oregon",41,"Douglas",19,"41019",15,0,1950,9999,"","","N","Hydro","",{"$nulls":14},0,0,0,0,{"$nulls":6},""]
["Round Butte","3050_G_3",3050,"G","3",null,"Hydro","","WECC_PNW","Oregon",41,"Jefferson",31,"41031",122,0,1964,9999,"","","N","Hydro","",{"$nulls":14},0,0,0,0,{"$nulls":6},""]
["Sullivan","3053_G_9",3053,"G","9",null,"Hydro","","WECC_PNW","Oregon",41,"Clackamas",5,"41005",1,0,1924,9999,"","","N","Hydro","",{"$nulls":14},0,0,0,0,{"$nulls":6},""]
["Bonneville","3075_G_3",3075,"G","3",null,"Hydro","","WECC_PNW","Oregon",41,"Multnomah",51,"41051",54,0,1941,9999,"","","N","Hydro","",{"$nulls":14},0,0,0,0,{"$nulls":6},""]
["Green Peter","3080_G_1",3080,"G","1",null,"Hydro","","WECC_PNW","Oregon",41,"Linn",43,"41043",40,0,1967,9999,"","","N","Hydro","",{"$nulls":14},0,0,0,0,{"$nulls":6},""]
["John Day","3082_G_7",3082,"G","7",null,"Hydro","","WECC_PNW","Oregon",41,"Sherman",55,"41055",135,0,1969,9999,"","","N","Hydro","",{"$nulls":14},0,0,0,0,{"$nulls":6},""]
["McNary","3084_G_6",3084,"G","6",null,"Hydro","","WECC_PNW","Oregon",41,"Umatilla",59,"41059",70,0,1955,9999,"","","N","Hydro","",{"$nulls":14},0,0,0,0,{"$nulls":6},""]
["Portland","3113_G_3",3113,"G","3",null,"Combustion Turbine","Combustion Turbine","PJM_WMAC","Pennsylvania",42,"Northampton",95,"42095",15,13929,1967,9999,"","","N","Distillate Fuel Oil","",{"$nulls":13},1.315144651,0.4134,0.4134,0.4134,0.4134,{"$nulls":6},""]
["Piney","3124_G_3",3124,"G","3",null,"Hydro","","PJM_PENE","Pennsylvania",42,"Clarion",31,"42031",9,0,1928,9999,"","","N","Hydro","",{"$nulls":14},0,0,0,0,{"$nulls":6},""]
["PPL Brunner Island","3140_G_BID3",3140,"G","BID3",null,"Combustion Turbine","IC Engine","PJM_WMAC","Pennsylvania",42,"York",133,"42133",2.2,10881,1967,9999,"","","N","Distillate Fuel Oil","",{"$nulls":13},0.501119115,1.2066,1.2066,1.2066,1.2066,{"$nulls":6},""]
["PPL Holtwood","3145_G_HW5",3145,"G","HW5",null,"Hydro","","PJM_WMAC","Pennsylvania",42,"Lancaster",71,"42071",11,0,1911,9999,"","","N","Hydro","",{"$nulls":14},0,0,0,0,{"$nulls":6},""]
["PPL Martins Creek LLC Williamsport","3155_G_CTG1",3155,"G","CTG1",null,"Combustion Turbine","Combustion Turbine","PJM_WMAC","Pennsylvania",42,"Lycoming",81,"42081",14,16445,1969,9999,"","","N","Distillate Fuel Oil","",{"$nulls":13},1.315144651,0.4134,0.4134,0.4134,0.4134,{"$nulls":6},""]
["Eddystone Generating Station","3161_G_40",3161,"G","40",null,"Combustion Turbine","Combustion Turbine","PJM_EMAC","Pennsylvania",42,"Delaware",45,"42045",17,13616,1970,9999,"","","N","Distillate Fuel Oil","",{"$nulls":13},1,0.4134,0.4134,0.4134,0.4134,{"$nulls":6},""]
["Peach Bottom","3166_G_3",3166,"G","3",null,"Nuclear","","PJM_EMAC","Pennsylvania",42,"York",133,"42133",1125,10460,1974,2034,"","","N","Nuclear Fuel","",{"$nulls":14},0,0,0,0,{"$nulls":6},""]
["Schuylkill Generating Station","3169_G_11",3169,"G","11",null,"Combustion Turbine","Combustion Turbine","PJM_EMAC","Pennsylvania",42,"Philadelphia",101,"42101",17,13797,1971,9999,"","","N","Distillate Fuel Oil","",{"$nulls":13},0.2,0.4134,0.4134,0.4134,0.4134,{"$nulls":6},""]
["Big Creek 2","318_G_5",318,"G","5",null,"Hydro","","WECC_SCE","California",6,"Fresno",19,"06019",16.9,0,1921,9999,"","","N","Hydro","",{"$nulls":14},0,0,0,0,{"$nulls":6},""]
["Big Creek 3","319_G_5",319,"G","5",null,"Hydro","","WECC_SCE","California",6,"Fresno",19,"06019",38,0,1980,9999,"","","N","Hydro","",{"$nulls":14},0,0,0,0,{"$nulls":6},""]
["Darlington County","3250_G_12",3250,"G","12",null,"Combustion Turbine","Combustion Turbine","S_VACA","South Carolina",45,"Darlington",31,"45031",118,15688,1997,9999,"","","N","Natural Gas","",{"$nulls":13},3.5,{"v":0.07482169232932875,"d":"0.0748"},{"v":0.07482169232932875,"d":"0.0748"},{"v":0.07482169232932875,"d":"0.0748"},{"v":0.07482169232932875,"d":"0.0748"},{"$nulls":6},""]
["Darlington County","3250_G_7",3250,"G","7",null,"Combustion Turbine","Combustion Turbine","S_VACA","South Carolina",45,"Darlington",31,"45031",52,15688,1975,9999,"","","N","Natural Gas","",{"$nulls":13},3.5,{"v":0.47224167627950214,"d":"0.4722"},{"v":0.47224167627950214,"d":"0.4722"},{"v":0.47224167627950214,"d":"0.4722"},{"v":0.47224167627950214,"d":"0.4722"},{"$nulls":6},""]
["Great Falls","3259_G_2",3259,"G","2",null,"Hydro","","S_VACA","South Carolina",45,"Chester",23,"45023",3,0,1907,9999,"","","N","Hydro","",{"$nulls":14},0,0,0,0,{"$nulls":6},""]
["Jocassee","3262_G_3",3262,"G","3",null,"Pumped Storage","","S_VACA","South Carolina",45,"Pickens",77,"45077",195,0,1975,9999,"","","N","Pumped Storage","",{"$nulls":14},0,0,0,0,{"$nulls":6},""]
["Rocky Creek","3266_G_3",3266,"G","3",null,"Hydro","","S_VACA","South Carolina",45,"Fairfield",39,"45039",2.9,0,1909,9999,"","","N","Hydro","",{"$nulls":14},0,0,0,0,{"$nulls":6},""]
["Saluda","3267_G_3",3267,"G","3",null,"Hydro","","S_VACA","South Carolina",45,"Greenville",45,"45045",0.6,0,1996,9999,"","","N","Hydro","",{"$nulls":14},0,0,0,0,{"$nulls":6},""]
["Borel","328_G_3",328,"G","3",null,"Hydro","","WECC_SCE","California",6,"Kern",29,"06029",6.4,0,1932,9999,"","","N","Hydro","",{"$nulls":14},0,0,0,0,{"$nulls":6},""]
["Columbia","3283_G_5",3283,"G","5",null,"Hydro","","S_VACA","South Carolina",45,"Richland",79,"45079",1.3,0,1953,9999,"","","N","Hydro","",{"$nulls":14},0,0,0,0,{"$nulls":6},""]
["Urquhart","3295_G_1",3295,"G","1",null,"Combined Cycle","","S_VACA","South Carolina",45,"Aiken",3,"45003",66,7916,1953,9999,"","","N","Natural Gas, Distillate Fuel Oil","",{"$nulls":3},"LNB",{"$nulls":10},{"v":0.03222003506309597,"d":"0.0322"},{"v":0.03222003506309597,"d":"0.0322"},{"v":0.03222003506309597,"d":"0.0322"},{"v":0.03222003506309597,"d":"0.0322"},{"$nulls":6},""]
["Urquhart","3295_G_GT2",3295,"G","GT2",null,"Combustion Turbine","Combustion Turbine","S_VACA","South Carolina",45,"Aiken",3,"45003",14,10745,1969,9999,"","","N","Natural Gas, Distillate Fuel Oil","",{"$nulls":13},3.5,{"v":0.4777602100541084,"d":"0.4778"},{"v":0.4777602100541084,"d":"0.4778"},{"v":0.4777602100541084,"d":"0.4778"},{"v":0.4777602100541084,"d":"0.4778"},{"$nulls":6},""]
["J Strom Thurmond","3323_G_6",3323,"G","6",null,"Hydro","","S_VACA","South Carolina",45,"McCormick",65,"45065",48,0,1954,9999,"","","N","Hydro","",{"$nulls":14},0,0,0,0,{"$nulls":6},""]
["Ben French","3325_G_3",3325,"G","3",null,"Combustion Turbine","IC Engine","WECC_WY","South Dakota",46,"Pennington",103,"46103",2,12774,1965,9999,"","","N","Distillate Fuel Oil","",{"$nulls":13},3,{"v":2.3354529520972003,"d":"2.3355"},{"v":2.3354529520972003,"d":"2.3355"},{"v":2.3354529520972003,"d":"2.3355"},{"v":2.3354529520972003,"d":"2.3355"},{"$nulls":6},""]
["Oahe","3356_G_2",3356,"G","2",null,"Hydro","","MAP_WAUE","South Dakota",46,"Hughes",65,"46065",102,0,1962,9999,"","","N","Hydro","",{"$nulls":14},0,0,0,0,{"$nulls":6},""]
["Fort Randall","3373_G_6",3373,"G","6",null,"Hydro","","MAP_WAUE","South Dakota",46,"Charles Mix",23,"46023",45,0,1955,9999,"","","N","Hydro","",{"$nulls":14},0,0,0,0,{"$nulls":6},""]
["Allen Steam Plant","3393_G_G13",3393,"G","G13",null,"Combustion Turbine","Combustion Turbine","S_C_TVA","Tennessee",47,"Shelby",157,"47157",16.4,14742,1971,9999,"","","N","Natural Gas, Distillate Fuel Oil","",{"$nulls":13},0.5,{"v":0.4105704832294289,"d":"0.4106"},{"v":0.4105704832294289,"d":"0.4106"},{"v":0.4105704832294289,"d":"0.4106"},{"v":0.4105704832294289,"d":"0.4106"},{"$nulls":6},""]
["Allen Steam Plant","3393_G_GT8",3393,"G","GT8",null,"Combustion Turbine","Combustion Turbine","S_C_TVA","Tennessee",47,"Shelby",157,"47157",16.4,14742,1971,9999,"","","N","Natural Gas, Distillate Fuel Oil","",{"$nulls":13},0.5,{"v":0.4105704832294289,"d":"0.4106"},{"v":0.4105704832294289,"d":"0.4106"},{"v":0.4105704832294289,"d":"0.4106"},{"v":0.4105704832294289,"d":"0.4106"},{"$nulls":6},""]
["Kern River 1","340_G_2",340,"G","2",null,"Hydro","","WECC_SCE","California",6,"KERN",29,"06029",6.2,0,1907,9999,"","","N","Hydro","",{"$nulls":14},0,0,0,0,{"$nulls":6},""]
["Gallatin","3403_G_GT4",3403,"G","GT4",null,"Combustion Turbine","Combustion Turbine","S_C_TVA","Tennessee",47,"Sumner",165,"47165",72,11746,1975,9999,"","","N","Natural Gas, Distillate Fuel Oil","",{"$nulls":13},5,{"v":0.4869314405794509,"d":"0.4869"},{"v":0.4869314405794509,"d":"0.4869"},{"v":0.4869314405794509,"d":"0.4869"},{"v":0.4869314405794509,"d":"0.4869"},{"$nulls":6},""]
["Johnsonville","3406_G_G15",3406,"G","G15",null,"Combustion Turbine","Combustion Turbine","S_C_TVA","Tennessee",47,"Humphreys",85,"47085",52,12946,1975,9999,"","","N","Natural Gas, Distillate Fuel Oil","",{"$nulls":13},3.4,{"v":0.44653636197765806,"d":"0.4465"},{"v":0.44653636197765806,"d":"0.4465"},{"v":0.44653636197765806,"d":"0.4465"},{"v":0.44653636197765806,"d":"0.4465"},{"$nulls":6},""]
["Melton Hill","3408_G_1",3408,"G","1",null,"Hydro","","S_C_TVA","Tennessee",47,"Loudon",105,"47105",40,0,1964,9999,"","","N","Hydro","",{"$nulls":14},0,0,0,0,{"$nulls":6},""]
["Ocoee 2","3413_G_2",3413,"G","2",null,"Hydro","","S_C_TVA","Tennessee",47,"Polk",139,"47139",12.6,0,1913,9999,"","","N","Hydro","",{"$nulls":14},0,0,0,0,{"$nulls":6},""]
["Lundy","342_G_2",342,"G","2",null,"Hydro","","WECC_SCE","California",6,"Mono",51,"06051",1.5,0,1912,9999,"","","N","Hydro","",{"$nulls":14},0,0,0,0,{"$nulls":6},""]
["Old Hickory","3426_G_4",3426,"G","4",null,"Hydro","","S_C_TVA","Tennessee",47,"Sumner",165,"47165",29,0,1957,9999,"","","N","Hydro","",{"$nulls":14},0,0,0,0,{"$nulls":6},""]
["Newman","3456_G_5CA1",3456,"G","5CA1",null,"Combined Cycle","","WECC_NM","Texas",48,"El Paso",141,"48141",142,10691,2011,9999,"","","N","Natural Gas","",{"$nulls":14},{"v":0.02388670731294441,"d":"0.0239"},{"v":0.02388670731294441,"d":"0.0239"},{"v":0.02388670731294441,"d":"0.0239"},{"v":0.02388670731294441,"d":"0.0239"},{"$nulls":6},""]
["T H Wharton","3469_G_51",3469,"G","51",null,"Combustion Turbine","Combustion Turbine","ERC_REST","Texas",48,"Harris",201,"48201",58,14834,1975,9999,"","","N","Natural Gas","",{"$nulls":13},3,{"v":0.29072329606197767,"d":"0.2907"},{"v":0.29072329606197767,"d":"0.2907"},{"v":0.29072329606197767,"d":"0.2907"},{"v":0.29072329606197767,"d":"0.2907"},{"$nulls":6},""]
["Morgan Creek","3492_G_CT3",3492,"G","CT3",null,"Combustion Turbine","Combustion Turbine","ERC_WEST","Texas",48,"Mitchell",335,"48335",80,14048,1988,9999,"","","N","Natural Gas, Distillate Fuel Oil","",{"$nulls":13},0.5,{"v":0.29758541378827935,"d":"0.2976"},{"v":0.29758541378827935,"d":"0.2976"},{"v":0.29758541378827935,"d":"0.2976"},{"v":0.29758541378827935,"d":"0.2976"},{"$nulls":6},""]
["Trinidad","3507_G_D2",3507,"G","D2",null,"Combustion Turbine","IC Engine","ERC_REST","Texas",48,"Henderson",213,"48213",2,12774,1966,9999,"","","N","Distillate Fuel Oil","",{"$nulls":13},0.2,{"v":2.3354529520972003,"d":"2.3355"},{"v":2.3354529520972003,"d":"2.3355"},{"v":2.3354529520972003,"d":"2.3355"},{"v":2.3354529520972003,"d":"2.3355"},{"$nulls":6},""]
["Mountainview Power LLC","358_G_MV3A",358,"G","MV3A",null,"Combined Cycle","","WECC_SCE","California",6,"San Bernardino",71,"06071",142,7545,2005,9999,"","","N","Natural Gas","",{"$nulls":4},"SCR",{"$nulls":9},{"v":0.006278437796125519,"d":"0.0063"},{"v":0.006278437796125519,"d":"0.0063"},{"v":0.006278437796125519,"d":"0.0063"},{"v":0.006278437796125519,"d":"0.0063"},{"$nulls":6},""]
["H 4","3583_G_1",3583,"G","1",null,"Hydro","","ERC_REST","Texas",48,"Gonzales",177,"48177",2.4,0,1931,9999,"","","N","Hydro","",{"$nulls":14},0,0,0,0,{"$nulls":6},""]
["Buchanan","3595_G_1",3595,"G","1",null,"Hydro","","ERC_REST","Texas",48,"Llano",299,"48299",18,0,1938,9999,"","","N","Hydro","",{"$nulls":14},0,0,0,0,{"$nulls":6},""]
["V H Braunig","3612_G_6",3612,"G","6",null,"Combustion Turbine","Combustion Turbine","ERC_REST","Texas",48,"Bexar",29,"48029",47,11376,2010,9999,"","","N","Natural Gas, Distillate Fuel Oil","",{"$nulls":4},"SCR",{"$nulls":9},{"v":0.020206051269935844,"d":"0.0202"},{"v":0.020206051269935844,"d":"0.0202"},{"v":0.020206051269935844,"d":"0.0202"},{"v":0.020206051269935844,"d":"0.0202"},{"$nulls":6},""]
["Weatherford","3624_G_7",3624,"G","7",null,"Combustion Turbine","IC Engine","ERC_REST","Texas",48,"Parker",367,"48367",1.1,12774,1953,9999,"","","N","Natural Gas, Distillate Fuel Oil","",{"$nulls":13},3,{"v":2.0543300185532067,"d":"2.0543"},{"v":2.0543300185532067,"d":"2.0543"},{"v":2.0543300185532067,"d":"2.0543"},{"v":2.0543300185532067,"d":"2.0543"},{"$nulls":6},""]
["Pearsall","3630_G_4A",3630,"G","4A",null,"Combustion Turbine","IC Engine","ERC_REST","Texas",48,"Frio",163,"48163",8.4,10745,2010,9999,"","","N","Natural Gas","",{"$nulls":14},{"v":2.0543300185532067,"d":"2.0543"},{"v":2.0543300185532067,"d":"2.0543"},{"v":2.0543300185532067,"d":"2.0543"},{"v":2.0543300185532067,"d":"2.0543"},{"$nulls":6},""]
["Cutler","3646_G_1",3646,"G","1",null,"Hydro","","WECC_UT","Utah",49,"Box Elder",3,"49003",14.5,0,1927,9999,"","","N","Hydro","",{"$nulls":14},0,0,0,0,{"$nulls":6},""]
["Olmstead","3655_G_4",3655,"G","4",null,"Hydro","","WECC_UT","Utah",49,"Utah",49,"49049",5.4,0,1922,9999,"","","N","Hydro","",{"$nulls":14},0,0,0,0,{"$nulls":6},""]
["Spanish Fork","3691_G_1",3691,"G","1",null,"Hydro","","WECC_UT","Utah",49,"Utah",49,"49049",1.7,0,1983,9999,"","","N","Hydro","",{"$nulls":14},0,0,0,0,{"$nulls":6},""]
["Smith","3709_G_1",3709,"G","1",null,"Hydro","","NENGREST","Vermont",50,"Orange",17,"50017",0.7,0,1982,9999,"","","N","Hydro","",{"$nulls":14},0,0,0,0,{"$nulls":6},""]
["Rutland","3723_G_GT5",3723,"G","GT5",null,"Combustion Turbine","Combustion Turbine","NENGREST","Vermont",50,"Rutland",21,"50021",10.1,19701,1962,9999,"","","N","Distillate Fuel Oil","",{"$nulls":13},2,{"v":0.7653828280223779,"d":"0.7654"},{"v":0.7653828280223779,"d":"0.7654"},{"v":0.7653828280223779,"d":"0.7654"},{"v":0.7653828280223779,"d":"0.7654"},{"$nulls":6},""]
["Essex Junction 19","3737_G_H9",3737,"G","H9",null,"Hydro","","NENGREST","Vermont",50,"Chittenden",7,"50007",0.8,0,2008,9999,"","","N","Hydro","",{"$nulls":14},0,0,0,0,{"$nulls":6},""]
["West Charleston","3753_G_IC4",3753,"G","IC4",null,"Combustion Turbine","IC Engine","NENGREST","Vermont",50,"Orleans",19,"50019",0.9,25000,1956,9999,"","","N","Distillate Fuel Oil","",{"$nulls":14},{"v":2.3354529520972003,"d":"2.3355"},{"v":2.3354529520972003,"d":"2.3355"},{"v":2.3354529520972003,"d":"2.3355"},{"v":2.3354529520972003,"d":"2.3355"},{"$nulls":6},""]
["Grayson","377_G_8A",377,"G","8A",null,"Combined Cycle","","WEC_LADW","California",6,"Los Angeles",37,"06037",16.1,8474,1977,9999,"","","N","Natural Gas","",{"$nulls":14},{"v":0.008,"d":"0.0080"},{"v":0.008,"d":"0.0080"},{"v":0.008,"d":"0.0080"},{"v":0.008,"d":"0.0080"},{"$nulls":6},""]
["Reusens","3779_G_1",3779,"G","1",null,"Hydro","","PJM_West","Virginia",51,"Campbell",31,"51031",2.6,0,1903,9999,"","","N","Hydro","",{"$nulls":14},0,0,0,0,{"$nulls":6},""]
["Bayview","3782_G_BYV6",3782,"G","BYV6",null,"Combustion Turbine","IC Engine","PJM_EMAC","Virginia",51,"Northampton",131,"51131",2.3,12076,1963,9999,"","","N","Distillate Fuel Oil","",{"$nulls":13},2.64,{"v":2.3354529520972003,"d":"2.3355"},{"v":2.3354529520972003,"d":"2.3355"},{"v":2.3354529520972003,"d":"2.3355"},{"v":2.3354529520972003,"d":"2.3355"},{"$nulls":6},""]
["Cushaw","3798_G_5",3798,"G","5",null,"Hydro","","PJM_Dom","Virginia",51,"Amherst",9,"51009",0.4,0,1930,9999,"","","N","Hydro","",{"$nulls":14},0,0,0,0,{"$nulls":6},""]
["Millers Ferry","38_G_1",38,"G","1",null,"Hydro","","S_SOU","Alabama",1,"Wilcox",131,"01131",30,0,1970,9999,"","","N","Hydro","",{"$nulls":14},0,0,0,0,{"$nulls":6},""]
["Snowden","3821_G_5",3821,"G","5",null,"Hydro","","PJM_West","Virginia",51,"BEDFORD",19,"51019",2.5,0,1987,9999,"","","N","Hydro","",{"$nulls":14},0,0,0,0,{"$nulls":6},""]
["Philpott Lake","3834_G_2",3834,"G","2",null,"Hydro","","PJM_West","Virginia",51,"Henry",89,"51089",7.5,0,1953,9999,"","","N","Hydro","",{"$nulls":14},0,0,0,0,{"$nulls":6},""]
["Electron","3854_G_4",3854,"G","4",null,"Hydro","","WECC_PNW","Washington",53,"Pierce",53,"53053",7.9,0,1929,9999,"","","N","Hydro","",{"$nulls":14},0,0,0,0,{"$nulls":6},""]
["Little Falls","3866_G_4",3866,"G","4",null,"Hydro","","WECC_PNW","Washington",53,"Lincoln",43,"53043",9,0,1911,9999,"","","N","Hydro","",{"$nulls":14},0,0,0,0,{"$nulls":6},""]
["Rocky Reach","3883_G_C-1",3883,"G","C-1",null,"Hydro","","WECC_PNW","Washington",53,"Chelan",7,"53007",105,0,1961,9999,"","","N","Hydro","",{"$nulls":14},0,0,0,0,{"$nulls":6},""]
["Wells","3886_G_U-8",3886,"G","U-8",null,"Hydro","","WECC_PNW","Washington",53,"Douglas",17,"53017",84,0,1968,9999,"","","N","Hydro","",{"$nulls":14},0,0,0,0,{"$nulls":6},""]
["Wanapum","3888_G_4",3888,"G","4",null,"Hydro","","WECC_PNW","Washington",53,"Grant",25,"53025",112,0,2016,9999,"","","N","Hydro","",{"$nulls":14},0,0,0,0,{"$nulls":6},""]
["The Dalles","3895_G_2",3895,"G","2",null,"Hydro","","WECC_PNW","Oregon",41,"Wasco",65,"41065",78,0,1957,9999,"","","N","Hydro","",{"$nulls":14},0,0,0,0,{"$nulls":6},""]
["The Dalles","3895_G_F1",3895,"G","F1",null,"Hydro","","WECC_PNW","Oregon",41,"Wasco",65,"41065",14,0,1957,9999,"","","N","Hydro","",{"$nulls":14},0,0,0,0,{"$nulls":6},""]
["Castaic","392_G_2",392,"G","2",null,"Pumped Storage","","WEC_LADW","California",6,"Los Angeles",37,"06037",240,0,1974,9999,"","","N","Pumped Storage","",{"$nulls":14},0,0,0,0,{"$nulls":6},""]
["Chief Joseph","3921_G_13",3921,"G","13",null,"Hydro","","WECC_PNW","Washington",53,"Douglas",17,"53017",88,0,1957,9999,"","","N","Hydro","",{"$nulls":14},0,0,0,0,{"$nulls":6},""]
["Chief Joseph","3921_G_27",3921,"G","27",null,"Hydro","","WECC_PNW","Washington",53,"Douglas",17,"53017",95,0,1979,9999,"","","N","Hydro","",{"$nulls":14},0,0,0,0,{"$nulls":6},""]
["Lower Monumental","3927_G_5",3927,"G","5",null,"Hydro","","WECC_PNW","Washington",53,"Walla Walla",71,"53071",135,0,1979,9999,"","","N","Hydro","",{"$nulls":14},0,0,0,0,{"$nulls":6},""]
["Biron","3971_G_1",3971,"G","1",null,"Hydro","","MIS_WUMS","Wisconsin",55,"Wood",141,"55141",1.3,0,1921,9999,"","","N","Hydro","",{"$nulls":14},0,0,0,0,{"$nulls":6},""]
["Whiting","3975_G_1",3975,"G","1",null,"Hydro","","MIS_WUMS","Wisconsin",55,"Portage",97,"55097",1.2,0,1963,9999,"","","N","Hydro","",{"$nulls":14},0,0,0,0,{"$nulls":6},""]
["Whiting","3975_G_7",3975,"G","7",null,"Hydro","","MIS_WUMS","Wisconsin",55,"Portage",97,"55097",0.5,0,1891,9999,"","","N","Hydro","",{"$nulls":14},0,0,0,0,{"$nulls":6},""]
["Big Falls","3983_G_2",3983,"G","2",null,"Hydro","","MIS_MNWI","Wisconsin",55,"Rusk",107,"55107",2.9,0,1922,9999,"","","N","Hydro","",{"$nulls":14},0,0,0,0,{"$nulls":6},""]
["Arpin Dam","3995_G_1",3995,"G","1",null,"Hydro","","MIS_MNWI","Wisconsin",55,"Sawyer",113,"55113",0.6,0,1971,9999,"","","N","Hydro","",{"$nulls":14},0,0,0,0,{"$nulls":6},""]
["Chippewa Falls","4000_G_4",4000,"G","4",null,"Hydro","","MIS_MNWI","Wisconsin",55,"Chippewa",17,"55017",3.9,0,1928,9999,"","","N","Hydro","",{"$nulls":14},0,0,0,0,{"$nulls":6},""]
["Jim Falls","4008_G_1",4008,"G","1",null,"Hydro","","MIS_MNWI","Wisconsin",55,"Chippewa",17,"55017",30,0,1988,9999,"","","N","Hydro","",{"$nulls":14},0,0,0,0,{"$nulls":6},""]
["Wheaton","4014_G_5",4014,"G","5",null,"Combustion Turbine","Combustion Turbine","MIS_MNWI","Wisconsin",55,"Chippewa",17,"55017",52,13680,1973,9999,"","","N","Distillate Fuel Oil","",{"$nulls":13},0.45,{"v":0.6121053151887528,"d":"0.6121"},{"v":0.6121053151887528,"d":"0.6121"},{"v":0.6121053151887528,"d":"0.6121"},{"v":0.6121053151887528,"d":"0.6121"},{"$nulls":6},""]
["Danbury Dam","4019_G_HY3",4019,"G","HY3",null,"Hydro","","MIS_MNWI","Wisconsin",55,"Burnett",13,"55013",0.6,0,1950,9999,"","","N","Hydro","",{"$nulls":14},0,0,0,0,{"$nulls":6},""]
["Port Washington Generating Station","4040_G_1CT2",4040,"G","1CT2",null,"Combined Cycle","","MIS_WUMS","Wisconsin",55,"Ozaukee",89,"55089",154,7274,2008,9999,"","","N","Natural Gas","",{"$nulls":4},"SCR",{"$nulls":8},0,{"v":0.011879621592323229,"d":"0.0119"},{"v":0.011879621592323229,"d":"0.0119"},{"v":0.011879621592323229,"d":"0.0119"},{"v":0.011879621592323229,"d":"0.0119"},{"$nulls":6},""]
["Point Beach Nuclear Plant","4046_G_1",4046,"G","1",null,"Nuclear","","MIS_WUMS","Wisconsin",55,"Manitowoc",71,"55071",591,10460,1970,2030,"","","N","Nuclear Fuel","",{"$nulls":14},0,0,0,0,{"$nulls":6},""]
["Alexander","4060_G_3",4060,"G","3",null,"Hydro","","MIS_WUMS","Wisconsin",55,"Lincoln",69,"55069",0.9,0,1925,9999,"","","N","Hydro","",{"$nulls":14},0,0,0,0,{"$nulls":6},""]
["Merrill","4068_G_2",4068,"G","2",null,"Hydro","","MIS_WUMS","Wisconsin",55,"Lincoln",69,"55069",0.3,0,1917,9999,"","","N","Hydro","",{"$nulls":14},0,0,0,0,{"$nulls":6},""]
["Wausau","4077_G_3",4077,"G","3",null,"Hydro","","MIS_WUMS","Wisconsin",55,"Marathon",73,"55073",1.2,0,1924,9999,"","","N","Hydro","",{"$nulls":14},0,0,0,0,{"$nulls":6},""]
["Exchequer","409_G_1",409,"G","1",null,"Hydro","","WEC_CALN","California",6,"Mariposa",43,"06043",94,0,1967,9999,"","","N","Hydro","",{"$nulls":14},0,0,0,0,{"$nulls":6},""]
["Barron","4102_G_9",4102,"G","9",null,"Combustion Turbine","IC Engine","MIS_MNWI","Wisconsin",55,"Barron",5,"55005",2,12036,1960,9999,"","","N","Distillate Fuel Oil","",{"$nulls":13},3,{"v":2.3354529520972003,"d":"2.3355"},{"v":2.3354529520972003,"d":"2.3355"},{"v":2.3354529520972003,"d":"2.3355"},{"v":2.3354529520972003,"d":"2.3355"},{"$nulls":6},""]
["Elroy","4113_G_2A",4113,"G","2A",null,"Combustion Turbine","IC Engine","MIS_MNWI","Wisconsin",55,"Juneau",57,"55057",2.2,11200,2005,9999,"","","N","Distillate Fuel Oil","",{"$nulls":13},5.5,{"v":2.3354529520972003,"d":"2.3355"},{"v":2.3354529520972003,"d":"2.3355"},{"v":2.3354529520972003,"d":"2.3355"},{"v":2.3354529520972003,"d":"2.3355"},{"$nulls":6},""]
["New Lisbon","4130_G_2",4130,"G","2",null,"Combustion Turbine","IC Engine","MIS_MNWI","Wisconsin",55,"Juneau",57,"55057",1.2,10997,1966,9999,"","","N","Natural Gas","",{"$nulls":13},5.5,{"v":2.0543300185532067,"d":"2.0543"},{"v":2.0543300185532067,"d":"2.0543"},{"v":2.0543300185532067,"d":"2.0543"},{"v":2.0543300185532067,"d":"2.0543"},{"$nulls":6},""]
["Flambeau Hydroelectric Station","4142_G_2",4142,"G","2",null,"Hydro","","MIS_MNWI","Wisconsin",55,"RUSK",107,"55107",7.3,0,1951,9999,"","","N","Hydro","",{"$nulls":14},0,0,0,0,{"$nulls":6},""]
["Washington Island","4148_G_2",4148,"G","2",null,"Combustion Turbine","IC Engine","MIS_WUMS","Wisconsin",55,"Door",29,"55029",0.1,12025,1952,9999,"","","N","Distillate Fuel Oil","",{"$nulls":13},3,{"v":2.3354529520972003,"d":"2.3355"},{"v":2.3354529520972003,"d":"2.3355"},{"v":2.3354529520972003,"d":"2.3355"},{"v":2.3354529520972003,"d":"2.3355"},{"$nulls":6},""]
["Powerlane Plant","4195_G_EP2",4195,"G","EP2",null,"Combustion Turbine","IC Engine","ERC_REST","Texas",48,"HUNT",231,"48231",8,10745,2010,9999,"","","N","Natural Gas","",{"$nulls":14},{"v":2.0543300185532067,"d":"2.0543"},{"v":2.0543300185532067,"d":"2.0543"},{"v":2.0543300185532067,"d":"2.0543"},{"v":2.0543300185532067,"d":"2.0543"},{"$nulls":6},""]
["Logan City","4251_G_1",4251,"G","1",null,"Combustion Turbine","Combustion Turbine","WECC_UT","Utah",49,"Cache",5,"49005",4.5,15145,2002,9999,"","","N","Natural Gas","",{"$nulls":13},0.85,{"v":0.18366846931454198,"d":"0.1837"},{"v":0.18366846931454198,"d":"0.1837"},{"v":0.18366846931454198,"d":"0.1837"},{"v":0.18366846931454198,"d":"0.1837"},{"$nulls":6},""]
["Easton 2","4257_G_202",4257,"G","202",null,"Combustion Turbine","IC Engine","PJM_EMAC","Maryland",24,"Talbot",41,"24041",1.5,18703,1995,9999,"","","N","Distillate Fuel Oil","",{"$nulls":13},0.3,{"v":2.3354529520972003,"d":"2.3355"},{"v":2.3354529520972003,"d":"2.3355"},{"v":2.3354529520972003,"d":"2.3355"},{"v":2.3354529520972003,"d":"2.3355"},{"$nulls":6},""]
["Devil Canyon","436_G_2",436,"G","2",null,"Hydro","","WECC_SCE","California",6,"San Bernardino",71,"06071",60,0,1976,9999,"","","N","Hydro","",{"$nulls":14},0,0,0,0,{"$nulls":6},""]
["Edward C Hyatt","437_G_5",437,"G","5",null,"Hydro","","WEC_CALN","California",6,"Butte",7,"06007",135,0,1968,9999,"","","N","Hydro","",{"$nulls":14},0,0,0,0,{"$nulls":6},""]
["La Grange","440_G_1",440,"G","1",null,"Hydro","","WEC_CALN","California",6,"Stanislaus",99,"06099",1,0,1924,9999,"","","N","Hydro","",{"$nulls":14},0,0,0,0,{"$nulls":6},""]
["ONeill","446_G_5",446,"G","5",null,"Pumped Storage","","WEC_CALN","California",6,"Merced",47,"06047",2.4,0,1968,9999,"","","N","Pumped Storage","",{"$nulls":14},0,0,0,0,{"$nulls":6},""]
["W R Gianelli","448_G_4",448,"G","4",null,"Pumped Storage","","WEC_CALN","California",6,"Merced",47,"06047",50,0,1967,9999,"","","N","Pumped Storage","",{"$nulls":14},0,0,0,0,{"$nulls":6},""]
["Browns Ferry","46_G_2",46,"G","2",null,"Nuclear","","S_C_TVA","Alabama",1,"Limestone",83,"01083",1104,10460,1975,2035,"","","N","Nuclear Fuel","",{"$nulls":14},0,0,0,0,{"$nulls":6},""]
["Salida","474_G_2",474,"G","2",null,"Hydro","","WECC_CO","Colorado",8,"Chaffee",15,"08015",0.6,0,1908,9999,"","","N","Hydro","",{"$nulls":14},0,0,0,0,{"$nulls":6},""]
["Guntersville","48_G_3",48,"G","3",null,"Hydro","","S_C_TVA","Alabama",1,"Marshall",95,"01095",30,0,1939,9999,"","","N","Hydro","",{"$nulls":14},0,0,0,0,{"$nulls":6},""]
["Manitou Springs","494_G_3",494,"G","3",null,"Hydro","","WECC_CO","Colorado",8,"El Paso",41,"08041",0.5,0,2006,9999,"","","N","Hydro","",{"$nulls":14},0,0,0,0,{"$nulls":6},""]
["Pittsfield Generating LP","50002_G_GEN1",50002,"G","GEN1",null,"Combined Cycle","","NENGREST","Massachusetts",25,"Berkshire",3,"25003",34,8824,1990,9999,"","","Y","Natural Gas, Distillate Fuel Oil","",{"$nulls":3},"STM","SCR",{"$nulls":9},{"v":0.0214670211649962,"d":"0.0215"},{"v":0.0214670211649962,"d":"0.0215"},{"v":0.0214670211649962,"d":"0.0215"},{"v":0.0214670211649962,"d":"0.0215"},{"$nulls":6},""]
["Houston Chemical Complex Battleground","50043_G_ST",50043,"G","ST",null,"Combined Cycle","","ERC_REST","Texas",48,"Harris",201,"48201",62,9191,1982,9999,"","","Y","Natural Gas","",{"$nulls":14},{"v":0.2238348474330853,"d":"0.2238"},{"v":0.2238348474330853,"d":"0.2238"},{"v":0.2238348474330853,"d":"0.2238"},{"v":0.2238348474330853,"d":"0.2238"},{"$nulls":6},""]
["San Joaquin Cogen","50062_G_GEN1",50062,"G","GEN1",null,"Combustion Turbine","Combustion Turbine","WEC_CALN","California",6,"San Joaquin",77,"06077",48,11357,1990,9999,"","","N","Natural Gas","",{"$nulls":14},0.0267,0.0267,0.0267,0.0267,{"$nulls":6},""]
["Sheep Creek Hydro","50091_G_TB2",50091,"G","TB2",null,"Hydro","","WECC_PNW","Washington",53,"Stevens",65,"53065",0.3,0,1986,9999,"","","N","Hydro","",{"$nulls":14},0,0,0,0,{"$nulls":6},""]
["Normanskill Hydro Project","50123_G_GEN1",50123,"G","GEN1",null,"Hydro","","NY_Z_F","New York",36,"Albany",1,"36001",1.2,0,1983,9999,"","","N","Hydro","",{"$nulls":14},0,0,0,0,{"$nulls":6},""]
["South Oaks Hospital","50136_G_CG3",50136,"G","CG3",null,"Combustion Turbine","IC Engine","NY_Z_K","New York",36,"Suffolk",103,"36103",0.1,12693,2008,9999,"","","Y","Natural Gas","",{"$nulls":14},{"v":0.34850645972564304,"d":"0.3485"},{"v":0.34850645972564304,"d":"0.3485"},{"v":0.34850645972564304,"d":"0.3485"},{"v":0.34850645972564304,"d":"0.3485"},{"$nulls":6},""]
["Dow St Charles Operations","50152_G_CSTG",50152,"G","CSTG",null,"Combined Cycle","","S_D_REST","Louisiana",22,"St. Charles",89,"22089",50,7721,2002,9999,"","","Y","Natural Gas","",{"$nulls":14},{"v":0.03690061253210629,"d":"0.0369"},{"v":0.03690061253210629,"d":"0.0369"},{"v":0.03690061253210629,"d":"0.0369"},{"v":0.03690061253210629,"d":"0.0369"},{"$nulls":6},""]
["Blackstone/Tupperware","50177_G_GEN2",50177,"G","GEN2",null,"Hydro","","NENGREST","Rhode Island",44,"Providence",7,"44007",0.4,0,1981,9999,"","","N","Hydro","",{"$nulls":14},0,0,0,0,{"$nulls":6},""]
["Vulcan","50210_G_GEN1",50210,"G","GEN1",null,"Geothermal","","WECC_IID","California",6,"Imperial",25,"06025",23.5,9760,1985,9999,"","","N","Geothermal","",{"$nulls":14},0,0,0,0,0.4625,0.4625,0.4625,{"$nulls":3},""]
["Verso Paper","50243_G_GEN5",50243,"G","GEN5",null,"Combined Cycle","","NENG_ME","Maine",23,"Hancock",9,"23009",25,7893,2012,9999,"","","Y","Natural Gas, Residual Fuel Oil","",{"$nulls":13},1.8771856376000002,{"v":0.03041092348101903,"d":"0.0304"},{"v":0.03041092348101903,"d":"0.0304"},{"v":0.03041092348101903,"d":"0.0304"},{"v":0.03041092348101903,"d":"0.0304"},{"$nulls":6},""]
["Lower Village Water Power Project","50285_G_0002",50285,"G","0002",null,"Hydro","","NENGREST","New Hampshire",33,"Sullivan",19,"33019",0.6,0,1995,9999,"","","N","Hydro","",{"$nulls":14},0,0,0,0,{"$nulls":6},""]
["Marco Ranch","50323_G_1",50323,"G","1",null,"Hydro","","WECC_ID","Idaho",16,"Jerome",53,"16053",0.3,0,1985,9999,"","","N","Hydro","",{"$nulls":14},0,0,0,0,{"$nulls":6},""]
["Nacimiento Hydro Project","50352_G_2",50352,"G","2",null,"Hydro","","WEC_CALN","California",6,"Monterey",53,"06053",0.3,0,1987,9999,"","","N","Hydro","",{"$nulls":14},0,0,0,0,{"$nulls":6},""]
["Cornell University Central Heat","50368_G_TG1",50368,"G","TG1",null,"Combined Cycle","","NY_Z_C&E","New York",36,"Tompkins",109,"36109",1,8127,1988,9999,"","","Y","Natural Gas, Distillate Fuel Oil","",{"$nulls":4},"SCR",{"$nulls":8},3.8000000000000003,0.0081,0.0081,0.0081,0.0081,{"$nulls":6},""]
["Newark Bay Cogeneration Partnership LP","50385_G_GEN1",50385,"G","GEN1",null,"Combined Cycle","","PJM_EMAC","New Jersey",34,"Essex",13,"34013",42,9371,1993,9999,"","","Y","Natural Gas, Distillate Fuel Oil","",{"$nulls":4},"SCR",{"$nulls":9},{"v":0.025811208208144504,"d":"0.0258"},{"v":0.025811208208144504,"d":"0.0258"},{"v":0.025811208208144504,"d":"0.0258"},{"v":0.025811208208144504,"d":"0.0258"},{"$nulls":6},""]
["Menominee Mill Marinette","50409_G_4",50409,"G","4",null,"Hydro","","MIS_WUMS","Michigan",26,"Menominee",109,"26109",0.4,0,1924,9999,"","","N","Hydro","",{"$nulls":14},0,0,0,0,{"$nulls":6},""]
["Tannery Island Power","50416_G_GEN4",50416,"G","GEN4",null,"Hydro","","NY_Z_C&E","New York",36,"Jefferson",45,"36045",0.2,0,1986,9999,"","","N","Hydro","",{"$nulls":14},0,0,0,0,{"$nulls":6},""]
["S D Warren Westbrook","50447_G_GEN2",50447,"G","GEN2",null,"Hydro","","NENG_ME","Maine",23,"Cumberland",5,"23005",0.6,0,1903,9999,"","","N","Hydro","",{"$nulls":14},0,0,0,0,{"$nulls":6},""]
["S D Warren Westbrook","50447_G_GN15",50447,"G","GN15",null,"Hydro","","NENG_ME","Maine",23,"Cumberland",5,"23005",0.2,0,1940,9999,"","","N","Hydro","",{"$nulls":14},0,0,0,0,{"$nulls":6},""]
["Rocky Mount Mill","50468_G_1",50468,"G","1",null,"Hydro","","S_VACA","North Carolina",37,"Nash",127,"37127",0.5,0,1949,9999,"","","N","Hydro","",{"$nulls":14},0,0,0,0,{"$nulls":6},""]
["PPG Riverside","50488_G_GEN2",50488,"G","GEN2",null,"Non-Fossil Waste","","S_D_WOTA","Louisiana",22,"Calcasieu",19,"22019",30,14731,1950,9999,"","","N","Non-Fossil Waste","",{"$nulls":14},0,0,0,0,{"$nulls":6},""]
["Stillwater Reservoir Hydro","50513_G_GEN1",50513,"G","GEN1",null,"Hydro","","NY_Z_C&E","New York",36,"Herkimer",43,"36043",2.5,0,1992,9999,"","","N","Hydro","",{"$nulls":14},0,0,0,0,{"$nulls":6},""]
["Boltonville Hydro Associates","50539_G_2",50539,"G","2",null,"Hydro","","NENGREST","Vermont",50,"Orange",17,"50017",0.3,0,1984,9999,"","","N","Hydro","",{"$nulls":14},0,0,0,0,{"$nulls":6},""]
["Milam Gas Recovery","50566_G_GEN1",50566,"G","GEN1",null,"Landfill Gas","","MIS_IL","Illinois",17,"st. Clair",163,"17163",0.8,13500,1991,9999,"","","N","Landfill Gas","",{"$nulls":14},{"v":0.04394744404747715,"d":"0.0439"},{"v":0.04394744404747715,"d":"0.0439"},{"v":0.04394744404747715,"d":"0.0439"},{"v":0.04394744404747715,"d":"0.0439"},{"$nulls":6},""]
["High Acres Gas Recovery","50568_G_GEN8",50568,"G","GEN8",null,"Landfill Gas","","NY_Z_A&B","New York",36,"Monroe",55,"36055",1.6,13500,2008,9999,"","","N","Landfill Gas","",{"$nulls":14},{"v":0.04394744404747715,"d":"0.0439"},{"v":0.04394744404747715,"d":"0.0439"},{"v":0.04394744404747715,"d":"0.0439"},{"v":0.04394744404747715,"d":"0.0439"},{"$nulls":6},""]
["Metro Gas Recovery","50576_G_GEN3",50576,"G","GEN3",null,"Landfill Gas","","MIS_WUMS","Wisconsin",55,"Milwaukee",79,"55079",0.8,13500,2000,9999,"","","N","Landfill Gas","",{"$nulls":14},{"v":0.04394744404747715,"d":"0.0439"},{"v":0.04394744404747715,"d":"0.0439"},{"v":0.04394744404747715,"d":"0.0439"},{"v":0.04394744404747715,"d":"0.0439"},{"$nulls":6},""]
["La Junta","506_G_9",506,"G","9",null,"Combustion Turbine","IC Engine","WECC_CO","Colorado",8,"Otero",89,"08089",4,12774,1970,9999,"","","N","Natural Gas, Distillate Fuel Oil","",{"$nulls":13},1.2,{"v":2.3354529520972003,"d":"2.3355"},{"v":2.3354529520972003,"d":"2.3355"},{"v":2.3354529520972003,"d":"2.3355"},{"v":2.3354529520972003,"d":"2.3355"},{"$nulls":6},""]
["ExxonMobil Beaumont Refinery","50625_G_TG43",50625,"G","TG43",null,"Combustion Turbine","Combustion Turbine","S_D_WOTA","Texas",48,"Jefferson",245,"48245",145,8700,2004,9999,"","","Y","Natural Gas","",{"$nulls":4},"SCR",{"$nulls":8},3,0.0224,0.0224,0.0224,0.0224,{"$nulls":6},""]
["Salmon Falls","50702_G_GEN3",50702,"G","GEN3",null,"Hydro","","NENG_ME","Maine",23,"York",31,"23031",0.4,0,1986,9999,"","","N","Hydro","",{"$nulls":14},0,0,0,0,{"$nulls":6},""]
["Notch Butte Hydro","50718_G_HYD1",50718,"G","HYD1",null,"Hydro","","WECC_ID","Idaho",16,"Lincoln",63,"16063",1,0,1986,9999,"","","N","Hydro","",{"$nulls":14},0,0,0,0,{"$nulls":6},""]
["Oak Creek Energy Systems I","50754_G_GEN3",50754,"G","GEN3",null,"Wind","","WECC_SCE","California",6,"Kern",29,"06029",23.1,0,1999,9999,"","","N","Wind","",{"$nulls":14},0,0,0,0,{"$nulls":6},""]
["Ormesa IH","50762_G_OE22",50762,"G","OE22",null,"Geothermal","","WECC_IID","California",6,"Imperial",25,"06025",0.6,9760,1989,9999,"","","N","Geothermal","",{"$nulls":14},0,0,0,0,0.4625,0.4625,0.4625,{"$nulls":3},""]
["Stillwater Facility","50765_G_1-1",50765,"G","1-1",null,"Geothermal","","WECC_NNV","Nevada",32,"Churchill",1,"32001",10.1,9760,2009,9999,"","","N","Geothermal","",{"$nulls":14},0,0,0,0,0.4563,0.4563,0.4563,{"$nulls":3},""]
["Optim Energy Altura Cogen LLC","50815_G_GEN3",50815,"G","GEN3",null,"Combined Cycle","","ERC_REST","Texas",48,"Harris",201,"48201",64,11042,1985,9999,"","","Y","Natural Gas","",{"$nulls":13},0.0006,{"v":0.01692095235891275,"d":"0.0169"},{"v":0.01692095235891275,"d":"0.0169"},{"v":0.01692095235891275,"d":"0.0169"},{"v":0.01692095235891275,"d":"0.0169"},{"$nulls":6},""]
["Nove Power Plant","50831_G_GEN2",50831,"G","GEN2",null,"Landfill Gas","","WEC_CALN","California",6,"Contra Costa",13,"06013",1,13500,1987,9999,"","","N","Landfill Gas","",{"$nulls":14},{"v":0.04394744404747715,"d":"0.0439"},{"v":0.04394744404747715,"d":"0.0439"},{"v":0.04394744404747715,"d":"0.0439"},{"v":0.04394744404747715,"d":"0.0439"},{"$nulls":6},""]
["El Dorado Hydro Elk Creek","50891_G_GEN1",50891,"G","GEN1",null,"Hydro","","WECC_ID","Idaho",16,"Idaho",49,"16049",2.3,0,1986,9999,"","","N","Hydro","",{"$nulls":14},0,0,0,0,{"$nulls":6},""]
["Allegheny Hydro No 9 LP","50898_G_GEN2",50898,"G","GEN2",null,"Hydro","","PJM_PENE","Pennsylvania",42,"Armstrong",5,"42005",8.9,0,1990,9999,"","","N","Hydro","",{"$nulls":14},0,0,0,0,{"$nulls":6},""]
["Amedee Geothermal Venture I","50964_G_SYN",50964,"G","SYN",null,"Geothermal","","WEC_CALN","California",6,"Lassen",35,"06035",1.1,9760,1988,9999,"","","N","Geothermal","",{"$nulls":14},0,0,0,0,0.3713,0.3713,0.3713,{"$nulls":3},""]
["Ocean State Power","51030_G_GEN3",51030,"G","GEN3",null,"Combined Cycle","","NENGREST","Rhode Island",44,"Providence",7,"44007",76,8404,1990,9999,"","","N","Natural Gas","",{"$nulls":4},"SCR",{"$nulls":9},{"v":0.03406849237240514,"d":"0.0341"},{"v":0.03406849237240514,"d":"0.0341"},{"v":0.03406849237240514,"d":"0.0341"},{"v":0.03406849237240514,"d":"0.0341"},{"$nulls":6},""]
["Morrow Point","514_G_1",514,"G","1",null,"Hydro","","WECC_CO","Colorado",8,"Montrose",85,"08085",87,0,1970,9999,"","","N","Hydro","",{"$nulls":14},0,0,0,0,{"$nulls":6},""]
["Doswell Energy Center","52019_G_GEN5",52019,"G","GEN5",null,"Combined Cycle","","PJM_Dom","Virginia",51,"Hanover",85,"51085",105,8638,1992,9999,"","","N","Natural Gas, Distillate Fuel Oil","",{"$nulls":4},"SCR",{"$nulls":9},{"v":0.035087122689316026,"d":"0.0351"},{"v":0.035087122689316026,"d":"0.0351"},{"v":0.035087122689316026,"d":"0.0351"},{"v":0.035087122689316026,"d":"0.0351"},{"$nulls":6},""]
["Trigen Nassau Energy","52056_G_ST1",52056,"G","ST1",null,"Combined Cycle","","NY_Z_K","New York",36,"NASSAU",59,"36059",12,6231,1991,9999,"","","Y","Natural Gas, Distillate Fuel Oil","",{"$nulls":14},{"v":0.1335177211074743,"d":"0.1335"},{"v":0.1335177211074743,"d":"0.1335"},{"v":0.1335177211074743,"d":"0.1335"},{"v":0.1335177211074743,"d":"0.1335"},{"$nulls":6},""]
["Great Falls Hydro Project","52068_G_GEN2",52068,"G","GEN2",null,"Hydro","","PJM_EMAC","New Jersey",34,"Passaic",31,"34031",0.5,0,1985,9999,"","","N","Hydro","",{"$nulls":14},0,0,0,0,{"$nulls":6},""]
["Texas City Cogeneration LLC","52088_G_GEN2",52088,"G","GEN2",null,"Combined Cycle","","ERC_REST","Texas",48,"Galveston",167,"48167",104,6354,1987,9999,"","","Y","Natural Gas","",{"$nulls":14},{"v":0.05340865228842446,"d":"0.0534"},{"v":0.05340865228842446,"d":"0.0534"},{"v":0.05340865228842446,"d":"0.0534"},{"v":0.05340865228842446,"d":"0.0534"},{"$nulls":6},""]
["Kern River Eastridge Cogen","52107_G_101B",52107,"G","101B",null,"Combustion Turbine","Combustion Turbine","WEC_CALN","California",6,"Kern",29,"06029",20.8,8700,1988,9999,"","","Y","Natural Gas","",{"$nulls":13},0.74,0.0267,0.0267,0.0267,0.0267,{"$nulls":6},""]
["Midway Sunset Cogen","52169_G_B",52169,"G","B",null,"Combustion Turbine","Combustion Turbine","WEC_CALN","California",6,"Kern",29,"06029",73,8700,1989,9999,"","","Y","Natural Gas","",{"$nulls":13},0.74,0.0267,0.0267,0.0267,0.0267,{"$nulls":6},""]
["Soda Lake Geothermal No I II","52174_G_OEC2",52174,"G","OEC2",null,"Geothermal","","WECC_NNV","Nevada",32,"Churchill",1,"32001",1.3,9760,1990,9999,"","","N","Geothermal","",{"$nulls":14},0,0,0,0,0.4563,0.4563,0.4563,{"$nulls":3},""]
["Ridgewood/Byron Power Partners","52199_G_GEN4",52199,"G","GEN4",null,"Combustion Turbine","IC Engine","WEC_CALN","California",6,"Alameda",1,"06001",1.1,12672,1990,9999,"","","Y","Natural Gas","",{"$nulls":13},0.74,0.2046,0.2046,0.2046,0.2046,{"$nulls":6},""]
["McWilliams","533_G_3",533,"G","3",null,"Combined Cycle","","S_SOU","Alabama",1,"Covington",39,"01039",20,7758,1959,9999,"","","N","Natural Gas, Distillate Fuel Oil","",{"$nulls":14},{"v":0.05606002440326698,"d":"0.0561"},{"v":0.05606002440326698,"d":"0.0561"},{"v":0.05606002440326698,"d":"0.0561"},{"v":0.05606002440326698,"d":"0.0561"},{"$nulls":6},""]
["J K Smith","54_G_GT2",54,"G","GT2",null,"Combustion Turbine","Combustion Turbine","S_C_KY","Kentucky",21,"Clark",49,"21049",104,14400,1999,9999,"","","N","Natural Gas","",{"$nulls":13},1.5,{"v":0.0730765200048675,"d":"0.0731"},{"v":0.0730765200048675,"d":"0.0731"},{"v":0.0730765200048675,"d":"0.0731"},{"v":0.0730765200048675,"d":"0.0731"},{"$nulls":6},""]
["BKK Landfill","54015_G_GEN2",54015,"G","GEN2",null,"Landfill Gas","","WECC_SCE","California",6,"Los Angeles",37,"06037",4.4,30351,1993,9999,"","","N","Landfill Gas","",{"$nulls":14},{"v":0.04394744404747715,"d":"0.0439"},{"v":0.04394744404747715,"d":"0.0439"},{"v":0.04394744404747715,"d":"0.0439"},{"v":0.04394744404747715,"d":"0.0439"},{"$nulls":6},""]
["Port Edwards Mill","54103_G_HG1",54103,"G","HG1",null,"Hydro","","MIS_WUMS","Wisconsin",55,"Wood",141,"55141",0.4,0,1913,9999,"","","N","Hydro","",{"$nulls":14},0,0,0,0,{"$nulls":6},""]
["Port Edwards Mill","54103_G_JHG5",54103,"G","JHG5",null,"Hydro","","MIS_WUMS","Wisconsin",55,"Wood",141,"55141",0.6,0,1977,9999,"","","N","Hydro","",{"$nulls":14},0,0,0,0,{"$nulls":6},""]
["Fortistar North Tonawanda","54131_G_GEN1",54131,"G","GEN1",null,"Combined Cycle","","NY_Z_A&B","New York",36,"Niagara",63,"36063",39,7829,1993,9999,"","","Y","Natural Gas, Distillate Fuel Oil","",{"$nulls":14},{"v":0.08757977134069055,"d":"0.0876"},{"v":0.08757977134069055,"d":"0.0876"},{"v":0.08757977134069055,"d":"0.0876"},{"v":0.08757977134069055,"d":"0.0876"},{"$nulls":6},""]
["Great Lakes Hydro America - ME","54134_G_EMH3",54134,"G","EMH3",null,"Hydro","","NENG_ME","Maine",23,"Penobscot",19,"23019",1.5,0,1948,9999,"","","N","Hydro","",{"$nulls":14},0,0,0,0,{"$nulls":6},""]
["Great Lakes Hydro America - ME","54134_G_WEH3",54134,"G","WEH3",null,"Hydro","","NENG_ME","Maine",23,"Penobscot",19,"23019",4.6,0,1940,9999,"","","N","Hydro","",{"$nulls":14},0,0,0,0,{"$nulls":6},""]
["Franklin Heating Station","54224_G_DG7",54224,"G","DG7",null,"Combustion Turbine","IC Engine","MIS_MNWI","Minnesota",27,"Olmsted",109,"27109",2.3,13970,1982,9999,"","","N","Natural Gas, Distillate Fuel Oil","",{"$nulls":14},{"v":2.0543300185532067,"d":"2.0543"},{"v":2.0543300185532067,"d":"2.0543"},{"v":2.0543300185532067,"d":"2.0543"},{"v":2.0543300185532067,"d":"2.0543"},{"$nulls":6},""]
["Naval Submarine Base Kings Bay","54239_G_5878",54239,"G","5878",null,"Combustion Turbine","IC Engine","S_SOU","Georgia",13,"Camden",39,"13039",2.5,13652,1989,9999,"","","N","Distillate Fuel Oil","",{"$nulls":13},0.8,{"v":2.3354529520972003,"d":"2.3355"},{"v":2.3354529520972003,"d":"2.3355"},{"v":2.3354529520972003,"d":"2.3355"},{"v":2.3354529520972003,"d":"2.3355"},{"$nulls":6},""]
["Coram Energy LLC (ECT)","54298_G_GEWE",54298,"G","GEWE",null,"Wind","","WECC_SCE","California",6,"Kern",29,"06029",7.5,0,2005,9999,"","","N","Wind","",{"$nulls":14},0,0,0,0,{"$nulls":6},""]
["Sibley Mill","54322_G_2",54322,"G","2",null,"Hydro","","S_SOU","Georgia",13,"Richmond",245,"13245",0.6,0,1946,9999,"","","N","Hydro","",{"$nulls":14},0,0,0,0,{"$nulls":6},""]
["Ninth Street Hydropower Project","54342_G_2",54342,"G","2",null,"Hydro","","MIS_LMI","Michigan",26,"Alpena",7,"26007",0.4,0,1990,9999,"","","N","Hydro","",{"$nulls":14},0,0,0,0,{"$nulls":6},""]
["Orange Cogeneration Facility","54365_G_APC3",54365,"G","APC3",null,"Combined Cycle","","FRCC","Florida",12,"Polk",105,"12105",24.6,7803,1995,9999,"","","Y","Natural Gas","",{"$nulls":14},{"v":0.051241044128157394,"d":"0.0512"},{"v":0.051241044128157394,"d":"0.0512"},{"v":0.051241044128157394,"d":"0.0512"},{"v":0.051241044128157394,"d":"0.0512"},{"$nulls":6},""]
["Devon Station","544_G_11",544,"G","11",null,"Combustion Turbine","Combustion Turbine","NENG_CT","Connecticut",9,"New Haven",9,"09009",29,12084,1996,9999,"","","N","Natural Gas, Distillate Fuel Oil","",{"$nulls":13},0.04,{"v":0.13728601960620115,"d":"0.1373"},{"v":0.13728601960620115,"d":"0.1373"},{"v":0.13728601960620115,"d":"0.1373"},{"v":0.13728601960620115,"d":"0.1373"},{"$nulls":6},""]
["Mulberry Cogeneration Facility","54426_G_GT1",54426,"G","GT1",null,"Combined Cycle","","FRCC","Florida",12,"Polk",105,"12105",76,8632,1994,9999,"","","Y","Natural Gas, Distillate Fuel Oil","",{"$nulls":14},{"v":0.038568692293741685,"d":"0.0386"},{"v":0.038568692293741685,"d":"0.0386"},{"v":0.038568692293741685,"d":"0.0386"},{"v":0.038568692293741685,"d":"0.0386"},{"$nulls":6},""]
["Horseshoe Bend Hydroelectric Company","54524_G_GEN1",54524,"G","GEN1",null,"Hydro","","WECC_ID","Idaho",16,"Boise",15,"16015",4.7,0,1995,9999,"","","N","Hydro","",{"$nulls":14},0,0,0,0,{"$nulls":6},""]
["Sumpter Energy Associates","54536_G_0435",54536,"G","0435",null,"Landfill Gas","","MIS_LMI","Michigan",26,"Wayne",163,"26163",0.8,13500,1992,9999,"","","N","Landfill Gas","",{"$nulls":14},{"v":0.04394744404747715,"d":"0.0439"},{"v":0.04394744404747715,"d":"0.0439"},{"v":0.04394744404747715,"d":"0.0439"},{"v":0.04394744404747715,"d":"0.0439"},{"$nulls":6},""]
["Sumpter Energy Associates","54536_G_0447",54536,"G","0447",null,"Landfill Gas","","MIS_LMI","Michigan",26,"Wayne",163,"26163",0.8,13500,1992,9999,"","","N","Landfill Gas","",{"$nulls":14},{"v":0.04394744404747715,"d":"0.0439"},{"v":0.04394744404747715,"d":"0.0439"},{"v":0.04394744404747715,"d":"0.0439"},{"v":0.04394744404747715,"d":"0.0439"},{"$nulls":6},""]
["Spicer Meadow Project","54554_G_GEN2",54554,"G","GEN2",null,"Hydro","","WEC_CALN","California",6,"Tuolumne",109,"06109",2.5,0,1989,9999,"","","N","Hydro","",{"$nulls":14},0,0,0,0,{"$nulls":6},""]
["Corn Products Illinois","54556_G_TG03",54556,"G","TG03",null,"Combustion Turbine","Combustion Turbine","PJM_COMD","Illinois",17,"Cook",31,"17031",4.4,12724,1996,9999,"","","N","Natural Gas","",{"$nulls":14},{"v":0.15575284946570486,"d":"0.1558"},{"v":0.15575284946570486,"d":"0.1558"},{"v":0.15575284946570486,"d":"0.1558"},{"v":0.15575284946570486,"d":"0.1558"},{"$nulls":6},""]
["L'Energia Energy Center","54586_G_TRENT",54586,"G","TRENT",null,"Combined Cycle","","NENGREST","Massachusetts",25,"Middlesex",17,"25017",58,10338,2008,9999,"","","N","Natural Gas, Distillate Fuel Oil","",{"$nulls":3},"H2O","SCR",{"$nulls":9},{"v":0.012200000000000006,"d":"0.0122"},{"v":0.012200000000000006,"d":"0.0122"},{"v":0.012200000000000006,"d":"0.0122"},{"v":0.012200000000000006,"d":"0.0122"},{"$nulls":6},""]
["Berlin Gorham","54639_G_GOR2",54639,"G","GOR2",null,"Hydro","","NENGREST","New Hampshire",33,"Coos",7,"33007",1.2,0,1920,9999,"","","N","Hydro","",{"$nulls":14},0,0,0,0,{"$nulls":6},""]
["Berlin Gorham","54639_G_SHL1",54639,"G","SHL1",null,"Hydro","","NENGREST","New Hampshire",33,"Coos",7,"33007",0.9,0,1916,9999,"","","N","Hydro","",{"$nulls":14},0,0,0,0,{"$nulls":6},""]
["NAEA Lakewood LLC","54640_G_GEN1",54640,"G","GEN1",null,"Combined Cycle","","PJM_EMAC","New Jersey",34,"Ocean",29,"34029",69,9100,1994,9999,"","","N","Natural Gas, Distillate Fuel Oil","",{"$nulls":4},"SCR",{"$nulls":8},0.0069,{"v":0.026923607511394224,"d":"0.0269"},{"v":0.026923607511394224,"d":"0.0269"},{"v":0.026923607511394224,"d":"0.0269"},{"v":0.026923607511394224,"d":"0.0269"},{"$nulls":6},""]
["Pheasant Run Landfill Gas Recovery","54661_G_GEN8",54661,"G","GEN8",null,"Landfill Gas","","MIS_WUMS","Wisconsin",55,"Kenosha",59,"55059",0.8,13500,2002,9999,"","","N","Landfill Gas","",{"$nulls":14},{"v":0.04394744404747715,"d":"0.0439"},{"v":0.04394744404747715,"d":"0.0439"},{"v":0.04394744404747715,"d":"0.0439"},{"v":0.04394744404747715,"d":"0.0439"},{"$nulls":6},""]
["Turnkey Landfill Gas Recovery","54663_G_GEN5",54663,"G","GEN5",null,"Landfill Gas","","NENGREST","New Hampshire",33,"Strafford",17,"33017",2.9,18879,1997,9999,"","","N","Landfill Gas","",{"$nulls":13},0.246,{"v":0.04394744404747715,"d":"0.0439"},{"v":0.04394744404747715,"d":"0.0439"},{"v":0.04394744404747715,"d":"0.0439"},{"v":0.04394744404747715,"d":"0.0439"},{"$nulls":6},""]
["Boulder City Lakewood Hydro","54679_G_0001",54679,"G","0001",null,"Hydro","","WECC_CO","Colorado",8,"Boulder",13,"08013",3.5,0,2004,9999,"","","N","Hydro","",{"$nulls":14},0,0,0,0,{"$nulls":6},""]
["Heber Geothermal","54689_G_1",54689,"G","1",null,"Geothermal","","WECC_IID","California",6,"Imperial",25,"06025",45,9760,1985,9999,"","","N","Geothermal","",{"$nulls":14},0,0,0,0,0.4625,0.4625,0.4625,{"$nulls":3},""]
["Metro Methane Recovery Facility","54700_G_GEN2",54700,"G","GEN2",null,"Landfill Gas","","MIS_MIDA","Iowa",19,"Polk",153,"19153",0.8,13500,1998,9999,"","","N","Landfill Gas","",{"$nulls":14},{"v":0.04394744404747715,"d":"0.0439"},{"v":0.04394744404747715,"d":"0.0439"},{"v":0.04394744404747715,"d":"0.0439"},{"v":0.04394744404747715,"d":"0.0439"},{"$nulls":6},""]
["SBD 9106 Rockwell CR","54717_G_2671",54717,"G","2671",null,"Combustion Turbine","IC Engine","MIS_IA","Iowa",19,"Linn",113,"19113",1.6,14695,1992,9999,"","","N","Distillate Fuel Oil","",{"$nulls":13},2.5,{"v":2.3354529520972003,"d":"2.3355"},{"v":2.3354529520972003,"d":"2.3355"},{"v":2.3354529520972003,"d":"2.3355"},{"v":2.3354529520972003,"d":"2.3355"},{"$nulls":6},""]
["SBD 9106 Rockwell CR","54717_G_2684",54717,"G","2684",null,"Combustion Turbine","IC Engine","MIS_IA","Iowa",19,"Linn",113,"19113",1.6,15035,1992,9999,"","","N","Distillate Fuel Oil","",{"$nulls":13},2.5,{"v":2.3354529520972003,"d":"2.3355"},{"v":2.3354529520972003,"d":"2.3355"},{"v":2.3354529520972003,"d":"2.3355"},{"v":2.3354529520972003,"d":"2.3355"},{"$nulls":6},""]
["Ottawa Generating Station","54756_G_3-1",54756,"G","3-1",null,"Landfill Gas","","MIS_LMI","Michigan",26,"Ottawa",139,"26139",0.8,13500,1994,9999,"","","N","Landfill Gas","",{"$nulls":14},{"v":0.04394744404747715,"d":"0.0439"},{"v":0.04394744404747715,"d":"0.0439"},{"v":0.04394744404747715,"d":"0.0439"},{"v":0.04394744404747715,"d":"0.0439"},{"$nulls":6},""]
["Ottawa Generating Station","54756_G_3-6",54756,"G","3-6",null,"Landfill Gas","","MIS_LMI","Michigan",26,"Ottawa",139,"26139",0.8,13500,1994,9999,"","","N","Landfill Gas","",{"$nulls":14},{"v":0.04394744404747715,"d":"0.0439"},{"v":0.04394744404747715,"d":"0.0439"},{"v":0.04394744404747715,"d":"0.0439"},{"v":0.04394744404747715,"d":"0.0439"},{"$nulls":6},""]
["Boydton Plank Road Cogen Plant","54766_G_GEN10",54766,"G","GEN10",null,"Fossil Waste","","PJM_Dom","Virginia",51,"Dinwiddie",53,"51053",0.3,10745,1993,9999,"","","N","Fossil Waste","",{"$nulls":14},{"v":0.08560208286506267,"d":"0.0856"},{"v":0.08560208286506267,"d":"0.0856"},{"v":0.08560208286506267,"d":"0.0856"},{"v":0.08560208286506267,"d":"0.0856"},{"$nulls":6},""]
["Boydton Plank Road Cogen Plant","54766_G_GEN29",54766,"G","GEN29",null,"Fossil Waste","","PJM_Dom","Virginia",51,"Dinwiddie",53,"51053",0.3,10745,2000,9999,"","","N","Fossil Waste","",{"$nulls":14},{"v":0.08560208286506267,"d":"0.0856"},{"v":0.08560208286506267,"d":"0.0856"},{"v":0.08560208286506267,"d":"0.0856"},{"v":0.08560208286506267,"d":"0.0856"},{"$nulls":6},""]
["Live Oak Cogen","54768_G_GEN1",54768,"G","GEN1",null,"Combustion Turbine","Combustion Turbine","WEC_CALN","California",6,"Kern",29,"06029",46,8700,1992,9999,"","","Y","Natural Gas","",{"$nulls":13},0.74,0.0267,0.0267,0.0267,0.0267,{"$nulls":6},""]
["Seneca Energy","54782_G_GEN3",54782,"G","GEN3",null,"Landfill Gas","","NY_Z_C&E","New York",36,"Seneca",99,"36099",0.8,13500,1996,9999,"","","N","Landfill Gas","",{"$nulls":14},{"v":0.04394744404747715,"d":"0.0439"},{"v":0.04394744404747715,"d":"0.0439"},{"v":0.04394744404747715,"d":"0.0439"},{"v":0.04394744404747715,"d":"0.0439"},{"$nulls":6},""]
["Avalon/Mayo Hydropower","54801_G_GEN3",54801,"G","GEN3",null,"Hydro","","S_VACA","North Carolina",37,"ROCKINGHAM",157,"37157",0.1,0,2000,9999,"","","N","Hydro","",{"$nulls":14},0,0,0,0,{"$nulls":6},""]
["Panda Brandywine LP","54832_G_3",54832,"G","3",null,"Combined Cycle","","PJM_SMAC","Maryland",24,"Prince George's",33,"24033",73,7840,1996,9999,"","","N","Natural Gas, Distillate Fuel Oil","",{"$nulls":14},{"v":0.031574695295420965,"d":"0.0316"},{"v":0.031574695295420965,"d":"0.0316"},{"v":0.031574695295420965,"d":"0.0316"},{"v":0.031574695295420965,"d":"0.0316"},{"$nulls":6},""]
["Peoples Generating Station","54890_G_GEN1",54890,"G","GEN1",null,"Landfill Gas","","MIS_LMI","Michigan",26,"Genesee",49,"26049",2.2,13500,1995,9999,"","","N","Landfill Gas","",{"$nulls":14},{"v":0.04394744404747715,"d":"0.0439"},{"v":0.04394744404747715,"d":"0.0439"},{"v":0.04394744404747715,"d":"0.0439"},{"v":0.04394744404747715,"d":"0.0439"},{"$nulls":6},""]
["Cheoah","54899_G_5",54899,"G","5",null,"Hydro","","S_C_TVA","North Carolina",37,"Graham",75,"37075",31,0,1949,9999,"","","N","Hydro","",{"$nulls":14},0,0,0,0,{"$nulls":6},""]
["Brooklyn Navy Yard Cogeneration","54914_G_03",54914,"G","03",null,"Combined Cycle","","NY_Z_J","New York",36,"Kings",47,"36047",35,6759,1996,9999,"","","Y","Natural Gas","",{"$nulls":4},"SCR",{"$nulls":9},{"v":0.007533936518339908,"d":"0.0075"},{"v":0.007533936518339908,"d":"0.0075"},{"v":0.007533936518339908,"d":"0.0075"},{"v":0.007533936518339908,"d":"0.0075"},{"$nulls":6},""]
["Prairie View I & II LFGTE","54926_G_I-2",54926,"G","I-2",null,"Landfill Gas","","PJM_West","Indiana",18,"St. Joseph",141,"18141",0.8,13500,1994,9999,"","","N","Landfill Gas","",{"$nulls":14},{"v":0.04394744404747715,"d":"0.0439"},{"v":0.04394744404747715,"d":"0.0439"},{"v":0.04394744404747715,"d":"0.0439"},{"v":0.04394744404747715,"d":"0.0439"},{"$nulls":6},""]
["Keystone Landfill","54934_G_NO 5",54934,"G","NO 5",null,"Landfill Gas","","PJM_WMAC","Pennsylvania",42,"Lackawanna",69,"42069",0.7,13500,1996,9999,"","","N","Landfill Gas","",{"$nulls":14},{"v":0.04394744404747715,"d":"0.0439"},{"v":0.04394744404747715,"d":"0.0439"},{"v":0.04394744404747715,"d":"0.0439"},{"v":0.04394744404747715,"d":"0.0439"},{"$nulls":6},""]
["Deercroft I & II LFGTE","54956_G_II-4",54956,"G","II-4",null,"Landfill Gas","","MIS_INKY","Indiana",18,"LAPORTE",91,"18091",0.8,13500,2007,9999,"","","N","Landfill Gas","",{"$nulls":14},{"v":0.04394744404747715,"d":"0.0439"},{"v":0.04394744404747715,"d":"0.0439"},{"v":0.04394744404747715,"d":"0.0439"},{"v":0.04394744404747715,"d":"0.0439"},{"$nulls":6},""]
["Salem Energy Systems LLC","54984_G_UNT1",54984,"G","UNT1",null,"Landfill Gas","","S_VACA","North Carolina",37,"Forsyth",67,"37067",3.3,18072,1996,9999,"","","N","Landfill Gas","",{"$nulls":14},{"v":0.04394744404747715,"d":"0.0439"},{"v":0.04394744404747715,"d":"0.0439"},{"v":0.04394744404747715,"d":"0.0439"},{"v":0.04394744404747715,"d":"0.0439"},{"$nulls":6},""]
["Pine Tree Acres","54989_G_GEN6",54989,"G","GEN6",null,"Landfill Gas","","MIS_LMI","Michigan",26,"Macomb",99,"26099",0.8,13500,2003,9999,"","","N","Landfill Gas","",{"$nulls":14},{"v":0.04394744404747715,"d":"0.0439"},{"v":0.04394744404747715,"d":"0.0439"},{"v":0.04394744404747715,"d":"0.0439"},{"v":0.04394744404747715,"d":"0.0439"},{"$nulls":6},""]
["K W Company","55007_G_UW1",55007,"G","UW1",null,"Hydro","","WECC_ID","Idaho",16,"Twin Falls",83,"16083",0.2,0,1983,9999,"","","N","Hydro","",{"$nulls":14},0,0,0,0,{"$nulls":6},""]
["Mallard Ridge Gas Recovery","55013_G_GEN3",55013,"G","GEN3",null,"Landfill Gas","","MIS_WUMS","Wisconsin",55,"Walworth",127,"55127",0.8,13500,1997,9999,"","","N","Landfill Gas","",{"$nulls":14},{"v":0.04394744404747715,"d":"0.0439"},{"v":0.04394744404747715,"d":"0.0439"},{"v":0.04394744404747715,"d":"0.0439"},{"v":0.04394744404747715,"d":"0.0439"},{"$nulls":6},""]
["Sweeny Cogen Facility","55015_G_GEN4",55015,"G","GEN4",null,"Combustion Turbine","Combustion Turbine","ERC_REST","Texas",48,"Brazoria",39,"48039",109,8700,2000,9999,"","","Y","Natural Gas","",{"$nulls":13},3,{"v":0.01516480416886923,"d":"0.0152"},{"v":0.01516480416886923,"d":"0.0152"},{"v":0.01516480416886923,"d":"0.0152"},{"v":0.01516480416886923,"d":"0.0152"},{"$nulls":6},""]
["Georgia Gulf Plaquemine","55051_G_X773",55051,"G","X773",null,"Combustion Turbine","Combustion Turbine","S_D_AMSO","Louisiana",22,"Iberville",47,"22047",80,8700,1997,9999,"","","Y","Natural Gas","",{"$nulls":13},5.260578604651162,{"v":0.05946663521647439,"d":"0.0595"},{"v":0.05946663521647439,"d":"0.0595"},{"v":0.05946663521647439,"d":"0.0595"},{"v":0.05946663521647439,"d":"0.0595"},{"$nulls":6},""]
["Batesville Generation Facility","55063_G_CTG1",55063,"G","CTG1",null,"Combined Cycle","","S_D_REST","Mississippi",28,"Panola",107,"28107",176,8188,2000,9999,"","","N","Natural Gas","",{"$nulls":4},"SCR",{"$nulls":9},{"v":0.03111110063452701,"d":"0.0311"},{"v":0.03111110063452701,"d":"0.0311"},{"v":0.03111110063452701,"d":"0.0311"},{"v":0.03111110063452701,"d":"0.0311"},{"$nulls":6},""]
["Black Hawk Station","55064_G_UNT2B",55064,"G","UNT2B",null,"Combustion Turbine","Combustion Turbine","SPP_SPS","Texas",48,"Hutchinson",233,"48233",109,11250,2005,9999,"","","Y","Natural Gas","",{"$nulls":4},"SCR",{"$nulls":8},0.019,{"v":0.047226500351946234,"d":"0.0472"},{"v":0.047226500351946234,"d":"0.0472"},{"v":0.047226500351946234,"d":"0.0472"},{"v":0.047226500351946234,"d":"0.0472"},{"$nulls":6},""]
["Zeeland Generating Station","55087_G_1A",55087,"G","1A",null,"Combustion Turbine","Combustion Turbine","MIS_LMI","Michigan",26,"Ottawa",139,"26139",158,12273,2001,9999,"","","N","Natural Gas","",{"$nulls":13},1.67,{"v":0.03562493945671611,"d":"0.0356"},{"v":0.03562493945671611,"d":"0.0356"},{"v":0.03562493945671611,"d":"0.0356"},{"v":0.03562493945671611,"d":"0.0356"},{"$nulls":6},""]
["Taft Cogeneration Facility","55089_G_CT1",55089,"G","CT1",null,"Combined Cycle","","S_D_AMSO","Louisiana",22,"st. Charles",89,"22089",155,7304,2002,9999,"","","Y","Natural Gas","",{"$nulls":14},{"v":0.026610314679264176,"d":"0.0266"},{"v":0.026610314679264176,"d":"0.0266"},{"v":0.026610314679264176,"d":"0.0266"},{"v":0.026610314679264176,"d":"0.0266"},{"$nulls":6},""]
["Lamar Power Project","55097_G_STG1",55097,"G","STG1",null,"Combined Cycle","","ERC_REST","Texas",48,"Lamar",277,"48277",202,7555,2000,9999,"","","N","Natural Gas","",{"$nulls":14},{"v":0.03269035184800763,"d":"0.0327"},{"v":0.03269035184800763,"d":"0.0327"},{"v":0.03269035184800763,"d":"0.0327"},{"v":0.03269035184800763,"d":"0.0327"},{"$nulls":6},""]
["NRG Sterlington Power LLC","55099_G_07",55099,"G","07",null,"Combustion Turbine","Combustion Turbine","S_D_REST","Louisiana",22,"Ouachita",73,"22073",16,25000,2001,9999,"","","N","Natural Gas","",{"$nulls":13},0.01,{"v":0.07731156644232863,"d":"0.0773"},{"v":0.07731156644232863,"d":"0.0773"},{"v":0.07731156644232863,"d":"0.0773"},{"v":0.07731156644232863,"d":"0.0773"},{"$nulls":6},""]
["Rocky Road Power LLC","55109_G_TG2",55109,"G","TG2",null,"Combustion Turbine","Combustion Turbine","PJM_COMD","Illinois",17,"Kane",89,"17089",105,12568,1999,9999,"","","N","Natural Gas","",{"$nulls":13},1,{"v":0.07566938183203108,"d":"0.0757"},{"v":0.07566938183203108,"d":"0.0757"},{"v":0.07566938183203108,"d":"0.0757"},{"v":0.07566938183203108,"d":"0.0757"},{"$nulls":6},""]
["Vermillion Energy Facility","55111_G_CT6",55111,"G","CT6",null,"Combustion Turbine","Combustion Turbine","MIS_INKY","Indiana",18,"Vermillion",165,"18165",71,13507,2000,9999,"","","N","Natural Gas","",{"$nulls":13},1.6,{"v":0.0339635262362901,"d":"0.0340"},{"v":0.0339635262362901,"d":"0.0340"},{"v":0.0339635262362901,"d":"0.0340"},{"v":0.0339635262362901,"d":"0.0340"},{"$nulls":6},""]
["RS Cogen","55117_G_RS-5",55117,"G","RS-5",null,"Combined Cycle","","S_D_WOTA","Louisiana",22,"Calcasieu",19,"22019",168,7721,2002,9999,"","","Y","Natural Gas","",{"$nulls":4},"SCR",{"$nulls":9},{"v":0.05573797087600807,"d":"0.0557"},{"v":0.05573797087600807,"d":"0.0557"},{"v":0.05573797087600807,"d":"0.0557"},{"v":0.05573797087600807,"d":"0.0557"},{"$nulls":6},""]
["Walton County Power LLC","55128_G_103G",55128,"G","103G",null,"Combustion Turbine","Combustion Turbine","S_SOU","Georgia",13,"Walton",297,"13297",156,10745,2001,9999,"","","N","Natural Gas","",{"$nulls":13},0.33,{"v":0.05047965567741543,"d":"0.0505"},{"v":0.05047965567741543,"d":"0.0505"},{"v":0.05047965567741543,"d":"0.0505"},{"v":0.05047965567741543,"d":"0.0505"},{"$nulls":6},""]
["Tenaska Gateway Generating Station","55132_G_GTG2",55132,"G","GTG2",null,"Combined Cycle","","ERC_GWAY","Texas",48,"Rusk",401,"48401",147,7458,2001,9999,"","","N","Natural Gas, Distillate Fuel Oil","",{"$nulls":14},{"v":0.030814059926195316,"d":"0.0308"},{"v":0.030814059926195316,"d":"0.0308"},{"v":0.030814059926195316,"d":"0.0308"},{"v":0.030814059926195316,"d":"0.0308"},{"$nulls":6},""]
["Thomson Reuters Campus Bldg A-D","55133_G_3087",55133,"G","3087",null,"Combustion Turbine","IC Engine","MIS_MNWI","Minnesota",27,"DAKOTA",37,"27037",1.6,13216,1999,9999,"","","N","Distillate Fuel Oil","",{"$nulls":14},{"v":2.3354529520972003,"d":"2.3355"},{"v":2.3354529520972003,"d":"2.3355"},{"v":2.3354529520972003,"d":"2.3355"},{"v":2.3354529520972003,"d":"2.3355"},{"$nulls":6},""]
["Green Country Energy LLC","55146_G_STG3",55146,"G","STG3",null,"Combined Cycle","","SPP_WEST","Oklahoma",40,"Tulsa",143,"40143",106,7255,2002,9999,"","","N","Natural Gas","",{"$nulls":3},"DLNB","SCR",{"$nulls":9},{"v":0.027114017870199035,"d":"0.0271"},{"v":0.027114017870199035,"d":"0.0271"},{"v":0.027114017870199035,"d":"0.0271"},{"v":0.027114017870199035,"d":"0.0271"},{"$nulls":6},""]
["Worthington Generation ","55148_G_3",55148,"G","3",null,"Combustion Turbine","Combustion Turbine","MIS_INKY","Indiana",18,"Greene",55,"18055",45,10745,2000,9999,"","","N","Natural Gas","",{"$nulls":13},0.06,{"v":0.08117868708830707,"d":"0.0812"},{"v":0.08117868708830707,"d":"0.0812"},{"v":0.08117868708830707,"d":"0.0812"},{"v":0.08117868708830707,"d":"0.0812"},{"$nulls":6},""]
["Guadalupe Generating Station","55153_G_STG2",55153,"G","STG2",null,"Combined Cycle","","ERC_REST","Texas",48,"Guadalupe",187,"48187",198,7642,2000,9999,"","","N","Natural Gas","",{"$nulls":14},{"v":0.03479974147034917,"d":"0.0348"},{"v":0.03479974147034917,"d":"0.0348"},{"v":0.03479974147034917,"d":"0.0348"},{"v":0.03479974147034917,"d":"0.0348"},{"$nulls":6},""]
["Bluegrass Generation LLC","55164_G_CT2",55164,"G","CT2",null,"Combustion Turbine","Combustion Turbine","S_C_KY","Kentucky",21,"Oldham",185,"21185",165,10963,2002,9999,"","","N","Natural Gas","",{"$nulls":3},"DLNB + H2O","SCR",{"$nulls":8},4,0.0492,0.0492,0.0492,0.0492,{"$nulls":6},""]
["Bosque County Peaking","55172_G_GT-2",55172,"G","GT-2",null,"Combustion Turbine","Combustion Turbine","ERC_REST","Texas",48,"Bosque",35,"48035",154,12320,2000,9999,"","","N","Natural Gas","",{"$nulls":4},"SCR",{"$nulls":9},{"v":0.058,"d":"0.0580"},{"v":0.016188514419565193,"d":"0.0162"},{"v":0.058,"d":"0.0580"},{"v":0.016188514419565193,"d":"0.0162"},{"$nulls":6},""]
["Dogwood Energy Facility","55178_G_CT-1",55178,"G","CT-1",null,"Combined Cycle","","SPP_N","Missouri",29,"Cass",37,"29037",192,7640,2001,9999,"","","N","Natural Gas","",{"$nulls":4},"SCR",{"$nulls":9},{"v":0.014608577919969206,"d":"0.0146"},{"v":0.014608577919969206,"d":"0.0146"},{"v":0.014608577919969206,"d":"0.0146"},{"v":0.014608577919969206,"d":"0.0146"},{"$nulls":6},""]
["Cordova Energy","55188_G_PT31",55188,"G","PT31",null,"Combined Cycle","","MIS_MIDA","Illinois",17,"Rock Island",161,"17161",191,7050,2001,9999,"","","N","Natural Gas","",{"$nulls":4},"SCR",{"$nulls":9},{"v":0.014699829696950953,"d":"0.0147"},{"v":0.014699829696950953,"d":"0.0147"},{"v":0.014699829696950953,"d":"0.0147"},{"v":0.014699829696950953,"d":"0.0147"},{"$nulls":6},""]
["Elwood Energy LLC","55199_G_GT2",55199,"G","GT2",null,"Combustion Turbine","Combustion Turbine","PJM_COMD","Illinois",17,"Will",197,"17197",150,10881,1999,9999,"","","N","Natural Gas","",{"$nulls":13},1,{"v":0.03305148730821669,"d":"0.0331"},{"v":0.03305148730821669,"d":"0.0331"},{"v":0.03305148730821669,"d":"0.0331"},{"v":0.03305148730821669,"d":"0.0331"},{"$nulls":6},""]
["Pinckneyville","55202_G_1",55202,"G","1",null,"Combustion Turbine","Combustion Turbine","MIS_IL","Illinois",17,"Perry",145,"17145",44,11178,2000,9999,"","","N","Natural Gas","",{"$nulls":13},0.0006,{"v":0.08178858354767417,"d":"0.0818"},{"v":0.08178858354767417,"d":"0.0818"},{"v":0.08178858354767417,"d":"0.0818"},{"v":0.08178858354767417,"d":"0.0818"},{"$nulls":6},""]
["ANP Bellingham Energy Project","55211_G_U1",55211,"G","U1",null,"Combined Cycle","","NENGREST","Massachusetts",25,"Norfolk",21,"25021",236,7546,2002,9999,"","","N","Natural Gas","",{"$nulls":3},"DLNB","SCR",{"$nulls":8},2E-3,{"v":0.007141776665762706,"d":"0.0071"},{"v":0.007141776665762706,"d":"0.0071"},{"v":0.007141776665762706,"d":"0.0071"},{"v":0.007141776665762706,"d":"0.0071"},{"$nulls":6},""]
["Morris Cogeneration LLC","55216_G_UNT3",55216,"G","UNT3",null,"Combined Cycle","","PJM_COMD","Illinois",17,"Grundy",63,"17063",38,5897,1998,9999,"","","Y","Natural Gas","",{"$nulls":14},{"v":0.03344521667813785,"d":"0.0334"},{"v":0.03344521667813785,"d":"0.0334"},{"v":0.03344521667813785,"d":"0.0334"},{"v":0.03344521667813785,"d":"0.0334"},{"$nulls":6},""]
["Harry L. Oswald","55221_G_G6",55221,"G","G6",null,"Combined Cycle","","SPP_WEST","Arkansas",5,"Pulaski",119,"05119",47,9547,2002,9999,"","","N","Natural Gas","",{"$nulls":14},{"v":0.07894348549006841,"d":"0.0789"},{"v":0.07894348549006841,"d":"0.0789"},{"v":0.07894348549006841,"d":"0.0789"},{"v":0.07894348549006841,"d":"0.0789"},{"$nulls":6},""]
["Calpine Oneta Power LLC","55225_G_CTG4",55225,"G","CTG4",null,"Combined Cycle","","SPP_WEST","Oklahoma",40,"Wagoner",145,"40145",149,7517,2003,9999,"","","N","Natural Gas","",{"$nulls":14},{"v":0.03552619282729076,"d":"0.0355"},{"v":0.03552619282729076,"d":"0.0355"},{"v":0.03552619282729076,"d":"0.0355"},{"v":0.03552619282729076,"d":"0.0355"},{"$nulls":6},""]
["Greenville Electric Generating Station","55228_G_GT3",55228,"G","GT3",null,"Combustion Turbine","Combustion Turbine","PJM_West","Ohio",39,"Darke",37,"39037",50,11440,2000,9999,"","","N","Natural Gas","",{"$nulls":13},0.5,{"v":0.08301362175138383,"d":"0.0830"},{"v":0.08301362175138383,"d":"0.0830"},{"v":0.08301362175138383,"d":"0.0830"},{"v":0.08301362175138383,"d":"0.0830"},{"$nulls":6},""]
["Audrain Generating Station","55234_G_GT3",55234,"G","GT3",null,"Combustion Turbine","Combustion Turbine","MIS_MO","Missouri",29,"Audrain",7,"29007",76,13562,2001,9999,"","","N","Natural Gas","",{"$nulls":13},0.0006,{"v":0.026821195588254878,"d":"0.0268"},{"v":0.026821195588254878,"d":"0.0268"},{"v":0.026821195588254878,"d":"0.0268"},{"v":0.026821195588254878,"d":"0.0268"},{"$nulls":6},""]
["Lee Energy Facility","55236_G_CT5",55236,"G","CT5",null,"Combustion Turbine","Combustion Turbine","PJM_COMD","Illinois",17,"Lee",103,"17103",71,13178,2001,9999,"","","N","Natural Gas","",{"$nulls":13},1,{"v":0.028430782822006978,"d":"0.0284"},{"v":0.028430782822006978,"d":"0.0284"},{"v":0.028430782822006978,"d":"0.0284"},{"v":0.028430782822006978,"d":"0.0284"},{"$nulls":6},""]
["Astoria Gas Turbines","55243_G_11",55243,"G","11",null,"Combustion Turbine","Combustion Turbine","NY_Z_J","New York",36,"Queens",81,"36081",20,14564,1971,9999,"","","N","Distillate Fuel Oil","",{"$nulls":13},0.315889228,{"v":0.430700319,"d":"0.4307"},{"v":0.430700319,"d":"0.4307"},{"v":0.430700319,"d":"0.4307"},{"v":0.430700319,"d":"0.4307"},{"$nulls":6},""]
["Astoria Gas Turbines","55243_G_3-3",55243,"G","3-3",null,"Combustion Turbine","Combustion Turbine","NY_Z_J","New York",36,"Queens",81,"36081",35,14564,1970,9999,"","","N","Natural Gas, Distillate Fuel Oil","",{"$nulls":13},0.315889228,{"v":0.430700319,"d":"0.4307"},{"v":0.430700319,"d":"0.4307"},{"v":0.430700319,"d":"0.4307"},{"v":0.430700319,"d":"0.4307"},{"$nulls":6},""]
["Darby Electric Generating Station","55247_G_GT2",55247,"G","GT2",null,"Combustion Turbine","Combustion Turbine","PJM_West","Ohio",39,"Pickaway",129,"39129",72,12707,2001,9999,"","","N","Natural Gas, Distillate Fuel Oil","",{"$nulls":13},0.5,{"v":0.03223507253442179,"d":"0.0322"},{"v":0.03223507253442179,"d":"0.0322"},{"v":0.03223507253442179,"d":"0.0322"},{"v":0.03223507253442179,"d":"0.0322"},{"$nulls":6},""]
["University Park Energy LLC","55250_G_UPG1",55250,"G","UPG1",null,"Combustion Turbine","Combustion Turbine","PJM_COMD","Illinois",17,"Will",197,"17197",50,11544,2001,9999,"","","N","Natural Gas","",{"$nulls":13},1,{"v":0.07923973450115931,"d":"0.0792"},{"v":0.07923973450115931,"d":"0.0792"},{"v":0.07923973450115931,"d":"0.0792"},{"v":0.07923973450115931,"d":"0.0792"},{"$nulls":6},""]
["Edward L Addison Generating Plant","55267_G_712",55267,"G","712",null,"Combustion Turbine","Combustion Turbine","S_SOU","Georgia",13,"Upson",293,"13293",152,11462,2000,9999,"","","N","Natural Gas","",{"$nulls":13},0.0515,{"v":0.055757367611037965,"d":"0.0558"},{"v":0.055757367611037965,"d":"0.0558"},{"v":0.055757367611037965,"d":"0.0558"},{"v":0.055757367611037965,"d":"0.0558"},{"$nulls":6},""]
["Kinder Morgan Power Jackson Facility","55270_G_7EA",55270,"G","7EA",null,"Combined Cycle","","MIS_LMI","Michigan",26,"Jackson",75,"26075",70,8776,2002,9999,"","","N","Natural Gas","",{"$nulls":14},{"v":0.060290069569792985,"d":"0.0603"},{"v":0.060290069569792985,"d":"0.0603"},{"v":0.060290069569792985,"d":"0.0603"},{"v":0.060290069569792985,"d":"0.0603"},{"$nulls":6},""]
["Aurora","55279_G_CTG3",55279,"G","CTG3",null,"Combustion Turbine","Combustion Turbine","PJM_COMD","Illinois",17,"DuPage",43,"17043",152,11395,2001,9999,"","","N","Natural Gas","",{"$nulls":13},0.0006,{"v":0.04073104967666956,"d":"0.0407"},{"v":0.04073104967666956,"d":"0.0407"},{"v":0.04073104967666956,"d":"0.0407"},{"v":0.04073104967666956,"d":"0.0407"},{"$nulls":6},""]
["Southeast Chicago Energy Project","55281_G_GT09",55281,"G","GT09",null,"Combustion Turbine","Combustion Turbine","PJM_COMD","Illinois",17,"Cook",31,"17031",37,12850,2002,9999,"","","N","Natural Gas","",{"$nulls":13},1,{"v":0.151,"d":"0.1510"},{"v":0.151,"d":"0.1510"},{"v":0.151,"d":"0.1510"},{"v":0.151,"d":"0.1510"},{"$nulls":6},""]
["Wolf Hills Energy LLC","55285_G_WHG5",55285,"G","WHG5",null,"Combustion Turbine","Combustion Turbine","PJM_West","Virginia",51,"Washington",191,"51191",50,11176,2001,9999,"","","N","Natural Gas","",{"$nulls":13},2.64,{"v":0.06224307126298427,"d":"0.0622"},{"v":0.06224307126298427,"d":"0.0622"},{"v":0.06224307126298427,"d":"0.0622"},{"v":0.06224307126298427,"d":"0.0622"},{"$nulls":6},""]
["Morgan Energy Center","55293_G_CTG1",55293,"G","CTG1",null,"Combined Cycle","","S_C_TVA","Alabama",1,"Morgan",103,"01103",161,7842,2004,9999,"","","Y","Natural Gas","",{"$nulls":4},"SCR",{"$nulls":9},{"v":0.008452588443631375,"d":"0.0085"},{"v":0.008452588443631375,"d":"0.0085"},{"v":0.008452588443631375,"d":"0.0085"},{"v":0.008452588443631375,"d":"0.0085"},{"$nulls":6},""]
["New Covert Generating Facility","55297_G_1A",55297,"G","1A",null,"Combined Cycle","","MIS_LMI","Michigan",26,"Van Buren",159,"26159",136,7688,2003,9999,"","","N","Natural Gas","",{"$nulls":4},"SCR",{"$nulls":9},{"v":0.011318353392034396,"d":"0.0113"},{"v":0.011318353392034396,"d":"0.0113"},{"v":0.011318353392034396,"d":"0.0113"},{"v":0.011318353392034396,"d":"0.0113"},{"$nulls":6},""]
["Baconton Power Plant","55304_G_CT4",55304,"G","CT4",null,"Combustion Turbine","Combustion Turbine","S_SOU","Georgia",13,"Mitchell",205,"13205",49,10745,2000,9999,"","","N","Natural Gas, Distillate Fuel Oil","",{"$nulls":13},0.515,{"v":0.08245504406775638,"d":"0.0825"},{"v":0.08245504406775638,"d":"0.0825"},{"v":0.08245504406775638,"d":"0.0825"},{"v":0.08245504406775638,"d":"0.0825"},{"$nulls":6},""]
["Gila River Power Station","55306_G_ST9",55306,"G","ST9",null,"Combined Cycle","","WECC_AZ","Arizona",4,"Maricopa",13,"04013",223,7399,2003,9999,"","","N","Natural Gas","",{"$nulls":4},"SCR",{"$nulls":9},{"v":0.019180270923166192,"d":"0.0192"},{"v":0.019180270923166192,"d":"0.0192"},{"v":0.019180270923166192,"d":"0.0192"},{"v":0.019180270923166192,"d":"0.0192"},{"$nulls":6},""]
["Wise County Power LLC","55320_G_ST1",55320,"G","ST1",null,"Combined Cycle","","ERC_REST","Texas",48,"Wise",497,"48497",225,8640,2004,9999,"","","N","Natural Gas","",{"$nulls":4},"SCR",{"$nulls":9},{"v":0.017844703371560335,"d":"0.0178"},{"v":0.017844703371560335,"d":"0.0178"},{"v":0.017844703371560335,"d":"0.0178"},{"v":0.017844703371560335,"d":"0.0178"},{"$nulls":6},""]
["Washington County","55332_G_3",55332,"G","3",null,"Combustion Turbine","Combustion Turbine","S_SOU","Georgia",13,"Washington",303,"13303",156,10746,2003,9999,"","","N","Natural Gas","",{"$nulls":13},0.33,{"v":0.040935328933022784,"d":"0.0409"},{"v":0.040935328933022784,"d":"0.0409"},{"v":0.040935328933022784,"d":"0.0409"},{"v":0.040935328933022784,"d":"0.0409"},{"$nulls":6},""]
["Luna Energy Facility","55343_G_CTG1",55343,"G","CTG1",null,"Combined Cycle","","WECC_NM","New Mexico",35,"Luna",29,"35029",150,7418,2006,9999,"","","N","Natural Gas","",{"$nulls":4},"SCR",{"$nulls":8},0.0006,{"v":0.013943956972607068,"d":"0.0139"},{"v":0.013943956972607068,"d":"0.0139"},{"v":0.013943956972607068,"d":"0.0139"},{"v":0.013943956972607068,"d":"0.0139"},{"$nulls":6},""]
["Dresden Energy Facility","55350_G_2",55350,"G","2",null,"Combined Cycle","","PJM_West","Ohio",39,"Muskingum",119,"39119",158,7050,2013,9999,"","","N","Natural Gas, Distillate Fuel Oil","",{"$nulls":14},{"v":0.011,"d":"0.0110"},{"v":0.011,"d":"0.0110"},{"v":0.011,"d":"0.0110"},{"v":0.011,"d":"0.0110"},{"$nulls":6},""]
["Sugar Creek Power","55364_G_CT01",55364,"G","CT01",null,"Combined Cycle","","MIS_INKY","Indiana",18,"Vigo",167,"18167",150,7498,2002,9999,"","","N","Natural Gas","",{"$nulls":4},"SCR",{"$nulls":9},{"v":0.010480928890258916,"d":"0.0105"},{"v":0.010480928890258916,"d":"0.0105"},{"v":0.010480928890258916,"d":"0.0105"},{"v":0.010480928890258916,"d":"0.0105"},{"$nulls":6},""]
["Astoria Energy","55375_G_CT1",55375,"G","CT1",null,"Combined Cycle","","NY_Z_J","New York",36,"Queens",81,"36081",156,7353,2006,9999,"","","N","Natural Gas, Distillate Fuel Oil","",{"$nulls":4},"SCR",{"$nulls":9},{"v":0.008728544374714915,"d":"0.0087"},{"v":0.008728544374714915,"d":"0.0087"},{"v":0.008728544374714915,"d":"0.0087"},{"v":0.008728544374714915,"d":"0.0087"},{"$nulls":6},""]
["FirstEnergy Allegheny Energy Units 8 & 9","55377_G_UNT8",55377,"G","UNT8",null,"Combustion Turbine","Combustion Turbine","PJM_AP","Pennsylvania",42,"FAYETTE",51,"42051",44,10745,2000,9999,"","","N","Natural Gas, Distillate Fuel Oil","",{"$nulls":13},0.0059,{"v":0.08143564279105091,"d":"0.0814"},{"v":0.08143564279105091,"d":"0.0814"},{"v":0.08143564279105091,"d":"0.0814"},{"v":0.08143564279105091,"d":"0.0814"},{"$nulls":6},""]
["Columbia Energy Center","55386_G_ST1",55386,"G","ST1",null,"Combined Cycle","","S_VACA","South Carolina",45,"Calhoun",17,"45017",108,6407,2004,9999,"","","Y","Natural Gas","",{"$nulls":4},"SCR",{"$nulls":9},{"v":0.016755867069537182,"d":"0.0168"},{"v":0.016755867069537182,"d":"0.0168"},{"v":0.016755867069537182,"d":"0.0168"},{"v":0.016755867069537182,"d":"0.0168"},{"$nulls":6},""]
["Zion Energy Center","55392_G_CTG1",55392,"G","CTG1",null,"Combustion Turbine","Combustion Turbine","PJM_COMD","Illinois",17,"Lake",97,"17097",152,11646,2002,9999,"","","N","Natural Gas, Distillate Fuel Oil","",{"$nulls":13},1,{"v":0.035328062667168376,"d":"0.0353"},{"v":0.035328062667168376,"d":"0.0353"},{"v":0.035328062667168376,"d":"0.0353"},{"v":0.035328062667168376,"d":"0.0353"},{"$nulls":6},""]
["Washington Energy Facility","55397_G_ST1",55397,"G","ST1",null,"Combined Cycle","","PJM_West","Ohio",39,"Washington",167,"39167",300,7296,2002,9999,"","","N","Natural Gas","",{"$nulls":4},"SCR",{"$nulls":9},{"v":0.008272283040573935,"d":"0.0083"},{"v":0.008272283040573935,"d":"0.0083"},{"v":0.008272283040573935,"d":"0.0083"},{"v":0.008272283040573935,"d":"0.0083"},{"$nulls":6},""]
["Athens Generating Plant","55405_G_CT3",55405,"G","CT3",null,"Combined Cycle","","NY_Z_F","New York",36,"Greene",39,"36039",258,7179,2003,9999,"","","N","Natural Gas, Distillate Fuel Oil","",{"$nulls":4},"SCR",{"$nulls":9},{"v":0.00817071306607479,"d":"0.0082"},{"v":0.00817071306607479,"d":"0.0082"},{"v":0.00817071306607479,"d":"0.0082"},{"v":0.00817071306607479,"d":"0.0082"},{"$nulls":6},""]
["Hillabee Energy Center","55411_G_HEC1",55411,"G","HEC1",null,"Combined Cycle","","S_SOU","Alabama",1,"Tallapoosa",123,"01123",207,7156,2010,9999,"","","N","Natural Gas","",{"$nulls":4},"SCR",{"$nulls":9},{"v":0.009343771896165524,"d":"0.0093"},{"v":0.009343771896165524,"d":"0.0093"},{"v":0.009343771896165524,"d":"0.0093"},{"v":0.009343771896165524,"d":"0.0093"},{"$nulls":6},""]
["Raccoon Creek Energy Center","55417_G_CT04",55417,"G","CT04",null,"Combustion Turbine","Combustion Turbine","MIS_IL","Illinois",17,"Clay",25,"17025",76,16239,2002,9999,"","","N","Natural Gas","",{"$nulls":13},0.0006,{"v":0.028900000000000002,"d":"0.0289"},{"v":0.028900000000000002,"d":"0.0289"},{"v":0.028900000000000002,"d":"0.0289"},{"v":0.028900000000000002,"d":"0.0289"},{"$nulls":6},""]
["Tenaska Central Alabama Generating Stn","55440_G_CTG2",55440,"G","CTG2",null,"Combined Cycle","","S_SOU","Alabama",1,"Autauga",1,"01001",173,7496,2003,9999,"","","N","Natural Gas, Distillate Fuel Oil","",{"$nulls":4},"SCR",{"$nulls":9},{"v":0.010417763960180463,"d":"0.0104"},{"v":0.010417763960180463,"d":"0.0104"},{"v":0.010417763960180463,"d":"0.0104"},{"v":0.010417763960180463,"d":"0.0104"},{"$nulls":6},""]
["Magnolia Power Plant","55451_G_STG1",55451,"G","STG1",null,"Combined Cycle","","S_C_TVA","Mississippi",28,"Benton",9,"28009",134,7586,2003,9999,"","","N","Natural Gas","",{"$nulls":4},"SCR",{"$nulls":9},{"v":0.012210095654819607,"d":"0.0122"},{"v":0.012210095654819607,"d":"0.0122"},{"v":0.012210095654819607,"d":"0.0122"},{"v":0.012210095654819607,"d":"0.0122"},{"$nulls":6},""]
["Redbud Power Plant","55463_G_ST02",55463,"G","ST02",null,"Combined Cycle","","SPP_WEST","Oklahoma",40,"Oklahoma",109,"40109",128,7196,2004,9999,"","","N","Natural Gas","",{"$nulls":4},"SCR",{"$nulls":9},{"v":0.012851235666346085,"d":"0.0129"},{"v":0.012851235666346085,"d":"0.0129"},{"v":0.012851235666346085,"d":"0.0129"},{"v":0.012851235666346085,"d":"0.0129"},{"$nulls":6},""]
["Ouachita","55467_G_CTG1",55467,"G","CTG1",null,"Combined Cycle","","S_D_REST","Louisiana",22,"Ouachita",73,"22073",150,7601,2002,9999,"","","N","Natural Gas","",{"$nulls":4},"SCR",{"$nulls":9},{"v":0.019800176348233296,"d":"0.0198"},{"v":0.019800176348233296,"d":"0.0198"},{"v":0.019800176348233296,"d":"0.0198"},{"v":0.019800176348233296,"d":"0.0198"},{"$nulls":6},""]
["Mesquite Generating Station","55481_G_ST1",55481,"G","ST1",null,"Combined Cycle","","WECC_AZ","Arizona",4,"Maricopa",13,"04013",245,7267,2003,9999,"","","N","Natural Gas","",{"$nulls":4},"SCR",{"$nulls":9},{"v":0.008596249288527869,"d":"0.0086"},{"v":0.008596249288527869,"d":"0.0086"},{"v":0.008596249288527869,"d":"0.0086"},{"v":0.008596249288527869,"d":"0.0086"},{"$nulls":6},""]
["Tri Center Naniwa Energy","55494_G_CT3",55494,"G","CT3",null,"Combustion Turbine","Combustion Turbine","WECC_NNV","Nevada",32,"Storey",29,"32029",50,16083,2001,9999,"","","N","Natural Gas","",{"$nulls":4},"SCR",{"$nulls":8},1.4000000000000001,{"v":0.02847701528857565,"d":"0.0285"},{"v":0.02847701528857565,"d":"0.0285"},{"v":0.02847701528857565,"d":"0.0285"},{"v":0.02847701528857565,"d":"0.0285"},{"$nulls":6},""]
["Kiamichi Energy Facility","55501_G_STG2",55501,"G","STG2",null,"Combined Cycle","","SPP_KIAM","Oklahoma",40,"Pittsburg",121,"40121",273,7438,2003,9999,"","","N","Natural Gas","",{"$nulls":14},{"v":0.036707494309316135,"d":"0.0367"},{"v":0.036707494309316135,"d":"0.0367"},{"v":0.036707494309316135,"d":"0.0367"},{"v":0.036707494309316135,"d":"0.0367"},{"$nulls":6},""]
["Wallingford Energy LLC","55517_G_CTG2",55517,"G","CTG2",null,"Combustion Turbine","Combustion Turbine","NENG_CT","Connecticut",9,"New Haven",9,"09009",38,10745,2001,9999,"","","N","Natural Gas","",{"$nulls":3},"LNB","SCR",{"$nulls":8},0.0027,{"v":0.009511602873830752,"d":"0.0095"},{"v":0.009511602873830752,"d":"0.0095"},{"v":0.009511602873830752,"d":"0.0095"},{"v":0.009511602873830752,"d":"0.0095"},{"$nulls":6},""]
["High Desert Power Plant","55518_G_CTG2",55518,"G","CTG2",null,"Combined Cycle","","WECC_SCE","California",6,"San Bernardino",71,"06071",155,7132,2003,9999,"","","N","Natural Gas","",{"$nulls":4},"SCR",{"$nulls":9},{"v":0.009851284029464696,"d":"0.0099"},{"v":0.009851284029464696,"d":"0.0099"},{"v":0.009851284029464696,"d":"0.0099"},{"v":0.009851284029464696,"d":"0.0099"},{"$nulls":6},""]
["Sundance","55522_G_CT9",55522,"G","CT9",null,"Combustion Turbine","Combustion Turbine","WECC_AZ","Arizona",4,"Pinal",21,"04021",41,10745,2002,9999,"","","N","Natural Gas","",{"$nulls":4},"SCR",{"$nulls":8},0.8,{"v":0.02096986530212853,"d":"0.0210"},{"v":0.02096986530212853,"d":"0.0210"},{"v":0.02096986530212853,"d":"0.0210"},{"v":0.02096986530212853,"d":"0.0210"},{"$nulls":6},""]
["Hidalgo Energy Center","55545_G_CTG1",55545,"G","CTG1",null,"Combined Cycle","","ERC_REST","Texas",48,"Hidalgo",215,"48215",149,7356,2000,9999,"","","N","Natural Gas","",{"$nulls":14},{"v":0.03406160483109539,"d":"0.0341"},{"v":0.03406160483109539,"d":"0.0341"},{"v":0.03406160483109539,"d":"0.0341"},{"v":0.03406160483109539,"d":"0.0341"},{"$nulls":6},""]
["Coastal Plains","55554_G_UNT4",55554,"G","UNT4",null,"Landfill Gas","","ERC_REST","Texas",48,"Galveston",167,"48167",1.7,13500,2003,9999,"","","N","Landfill Gas","",{"$nulls":14},{"v":0.04394744404747715,"d":"0.0439"},{"v":0.04394744404747715,"d":"0.0439"},{"v":0.04394744404747715,"d":"0.0439"},{"v":0.04394744404747715,"d":"0.0439"},{"$nulls":6},""]
["Hope Creek LLC","55572_G_HC30",55572,"G","HC30",null,"Wind","","MIS_MNWI","Minnesota",27,"Lincoln",81,"27081",1.9,0,2001,9999,"","","N","Wind","",{"$nulls":14},0,0,0,0,{"$nulls":6},""]
["Arbor Hills","55596_G_0001",55596,"G","0001",null,"Landfill Gas","","MIS_LMI","Michigan",26,"Washtenaw",161,"26161",3.8,14882,1996,9999,"","","N","Landfill Gas","",{"$nulls":14},{"v":0.04394744404747715,"d":"0.0439"},{"v":0.04394744404747715,"d":"0.0439"},{"v":0.04394744404747715,"d":"0.0439"},{"v":0.04394744404747715,"d":"0.0439"},{"$nulls":6},""]
["North City Cogen Facility","55602_G_UNT1",55602,"G","UNT1",null,"Landfill Gas","","WEC_SDGE","California",6,"San Diego",73,"06073",0.9,13500,1999,9999,"","","N","Landfill Gas","",{"$nulls":14},{"v":0.04394744404747715,"d":"0.0439"},{"v":0.04394744404747715,"d":"0.0439"},{"v":0.04394744404747715,"d":"0.0439"},{"v":0.04394744404747715,"d":"0.0439"},{"$nulls":6},""]
["Perryville Power Station","55620_G_CT-1",55620,"G","CT-1",null,"Combined Cycle","","S_D_REST","Louisiana",22,"Ouachita",73,"22073",160,7329,2002,9999,"","","N","Natural Gas","",{"$nulls":4},"SCR",{"$nulls":9},{"v":0.01871484777097764,"d":"0.0187"},{"v":0.01871484777097764,"d":"0.0187"},{"v":0.01871484777097764,"d":"0.0187"},{"v":0.01871484777097764,"d":"0.0187"},{"$nulls":6},""]
["LSP University Park","55640_G_3",55640,"G","3",null,"Combustion Turbine","Combustion Turbine","PJM_COMD","Illinois",17,"Will",197,"17197",42,10745,2002,9999,"","","N","Natural Gas","",{"$nulls":4},"SCR",{"$nulls":8},1,{"v":0.01918450846624499,"d":"0.0192"},{"v":0.01918450846624499,"d":"0.0192"},{"v":0.01918450846624499,"d":"0.0192"},{"v":0.01918450846624499,"d":"0.0192"},{"$nulls":6},""]
["Plains End","55650_G_GE12",55650,"G","GE12",null,"Combustion Turbine","IC Engine","WECC_CO","Colorado",8,"Jefferson",59,"08059",5.7,10745,2002,9999,"","","N","Natural Gas","",{"$nulls":13},1.2,{"v":2.0543300185532067,"d":"2.0543"},{"v":2.0543300185532067,"d":"2.0543"},{"v":2.0543300185532067,"d":"2.0543"},{"v":2.0543300185532067,"d":"2.0543"},{"$nulls":6},""]
["Plains End","55650_G_GEN9",55650,"G","GEN9",null,"Combustion Turbine","IC Engine","WECC_CO","Colorado",8,"Jefferson",59,"08059",5.7,10745,2002,9999,"","","N","Natural Gas","",{"$nulls":13},1.2,{"v":2.0543300185532067,"d":"2.0543"},{"v":2.0543300185532067,"d":"2.0543"},{"v":2.0543300185532067,"d":"2.0543"},{"v":2.0543300185532067,"d":"2.0543"},{"$nulls":6},""]
["NAEA Newington Power","55661_G_GT-1",55661,"G","GT-1",null,"Combined Cycle","","NENGREST","New Hampshire",33,"Rockingham",15,"33015",152,7499,2002,9999,"","","N","Natural Gas, Distillate Fuel Oil","",{"$nulls":3},"DLNB + H2O","SCR",{"$nulls":8},1.5E-3,{"v":0.010674036272563851,"d":"0.0107"},{"v":0.010674036272563851,"d":"0.0107"},{"v":0.010674036272563851,"d":"0.0107"},{"v":0.010674036272563851,"d":"0.0107"},{"$nulls":6},""]
["Sandersville Energy Facility","55672_G_CT5",55672,"G","CT5",null,"Combustion Turbine","Combustion Turbine","S_SOU","Georgia",13,"Washington",303,"13303",75,12389,2002,9999,"","","N","Natural Gas","",{"$nulls":13},0.0515,{"v":0.023671773234252767,"d":"0.0237"},{"v":0.023671773234252767,"d":"0.0237"},{"v":0.023671773234252767,"d":"0.0237"},{"v":0.023671773234252767,"d":"0.0237"},{"$nulls":6},""]
["Bethlehem Power Plant","55690_G_STG8",55690,"G","STG8",null,"Combined Cycle","","PJM_WMAC","Pennsylvania",42,"Northampton",95,"42095",187,8206,2003,9999,"","","N","Natural Gas, Distillate Fuel Oil","",{"$nulls":4},"SCR",{"$nulls":9},{"v":0.007138797178194246,"d":"0.0071"},{"v":0.007138797178194246,"d":"0.0071"},{"v":0.007138797178194246,"d":"0.0071"},{"v":0.007138797178194246,"d":"0.0071"},{"$nulls":6},""]
["Fremont Energy Center","55701_G_CT01",55701,"G","CT01",null,"Combined Cycle","","PJM_ATSI","Ohio",39,"SANDUSKY",143,"39143",168,7050,2011,9999,"","","N","Natural Gas","",{"$nulls":4},"SCR",{"$nulls":9},{"v":0.06778268714094664,"d":"0.0678"},{"v":0.06778268714094664,"d":"0.0678"},{"v":0.06778268714094664,"d":"0.0678"},{"v":0.06778268714094664,"d":"0.0678"},{"$nulls":6},""]
["Hanging Rock Energy Facility","55736_G_1GT2",55736,"G","1GT2",null,"Combined Cycle","","PJM_West","Ohio",39,"Lawrence",87,"39087",172,7475,2003,9999,"","","N","Natural Gas","",{"$nulls":4},"SCR",{"$nulls":9},{"v":0.008240174234694265,"d":"0.0082"},{"v":0.008240174234694265,"d":"0.0082"},{"v":0.008240174234694265,"d":"0.0082"},{"v":0.008240174234694265,"d":"0.0082"},{"$nulls":6},""]
["Badger Wind Farm","55742_G_ER15",55742,"G","ER15",null,"Wind","","MIS_WUMS","Wisconsin",55,"Iowa",49,"55049",33,0,2002,9999,"","","N","Wind","",{"$nulls":14},0,0,0,0,{"$nulls":6},""]
["Sonoma Central Landfill Phase I","55752_G_P-11",55752,"G","P-11",null,"Landfill Gas","","WEC_CALN","California",6,"Sonoma",97,"06097",0.7,13500,1993,9999,"","","N","Landfill Gas","",{"$nulls":14},{"v":0.04394744404747715,"d":"0.0439"},{"v":0.04394744404747715,"d":"0.0439"},{"v":0.04394744404747715,"d":"0.0439"},{"v":0.04394744404747715,"d":"0.0439"},{"$nulls":6},""]
["Madison Windpower LLC","55769_G_MADW",55769,"G","MADW",null,"Wind","","NY_Z_C&E","New York",36,"Madison",53,"36053",11.5,0,2000,9999,"","","N","Wind","",{"$nulls":14},0,0,0,0,{"$nulls":6},""]
["Wilmont Hills LLC","55782_G_WH01",55782,"G","WH01",null,"Wind","","MIS_MNWI","Minnesota",27,"Nobles",105,"27105",1.5,0,2001,9999,"","","N","Wind","",{"$nulls":14},0,0,0,0,{"$nulls":6},""]
["Veolia Glacier Ridge Landfill","55817_G_NO 1",55817,"G","NO 1",null,"Landfill Gas","","MIS_WUMS","Wisconsin",55,"Dodge",27,"55027",0.9,14415,2001,9999,"","","N","Landfill Gas","",{"$nulls":14},{"v":0.04394744404747715,"d":"0.0439"},{"v":0.04394744404747715,"d":"0.0439"},{"v":0.04394744404747715,"d":"0.0439"},{"v":0.04394744404747715,"d":"0.0439"},{"$nulls":6},""]
["Silverhawk","55841_G_CT2",55841,"G","CT2",null,"Combined Cycle","","WECC_SNV","Nevada",32,"Clark",3,"32003",152,7605,2004,9999,"","","N","Natural Gas","",{"$nulls":4},"SCR",{"$nulls":9},{"v":0.008990355278662692,"d":"0.0090"},{"v":0.008990355278662692,"d":"0.0090"},{"v":0.008990355278662692,"d":"0.0090"},{"v":0.008990355278662692,"d":"0.0090"},{"$nulls":6},""]
["Quinebaug Lower Project","55860_G_UI",55860,"G","UI",null,"Hydro","","NENG_CT","Connecticut",9,"Windham",15,"09015",1.2,0,1990,9999,"","","N","Hydro","",{"$nulls":14},0,0,0,0,{"$nulls":6},""]
["Ridgeview","55925_G_GEN6",55925,"G","GEN6",null,"Landfill Gas","","MIS_WUMS","Wisconsin",55,"Manitowoc",71,"55071",0.8,13500,2006,9999,"","","N","Landfill Gas","",{"$nulls":14},{"v":0.04394744404747715,"d":"0.0439"},{"v":0.04394744404747715,"d":"0.0439"},{"v":0.04394744404747715,"d":"0.0439"},{"v":0.04394744404747715,"d":"0.0439"},{"$nulls":6},""]
["McMinnville","55928_G_12",55928,"G","12",null,"Biomass","","S_C_TVA","Tennessee",47,"Warren",177,"47177",1.8,13500,2005,9999,"","","N","Biomass","",{"$nulls":14},{"v":0.22926295483445053,"d":"0.2293"},{"v":0.22926295483445053,"d":"0.2293"},{"v":0.22926295483445053,"d":"0.2293"},{"v":0.22926295483445053,"d":"0.2293"},{"$nulls":6},""]
["Century Generating Facility","55934_G_C1",55934,"G","C1",null,"Combustion Turbine","Combustion Turbine","WECC_SCE","California",6,"San Bernardino",71,"06071",9.5,18594,2001,9999,"","","N","Natural Gas","",{"$nulls":13},0.74,0.0267,0.0267,0.0267,0.0267,{"$nulls":6},""]
["Dominoin-Warren County","55939_G_CT01",55939,"G","CT01",null,"Combined Cycle","","PJM_AP","Virginia",51,"Warren",187,"51187",247,7050,2015,9999,"","","N","Natural Gas, Distillate Fuel Oil","",{"$nulls":4},"SCR",{"$nulls":9},{"v":0.01,"d":"0.0100"},{"v":0.01,"d":"0.0100"},{"v":0.01,"d":"0.0100"},{"v":0.01,"d":"0.0100"},{"$nulls":6},""]
["Las Vegas Cogeneration II LLC","55952_G_GEN4",55952,"G","GEN4",null,"Combined Cycle","","WECC_SNV","Nevada",32,"Clark",3,"32003",42,8570,2003,9999,"","","N","Natural Gas","",{"$nulls":4},"SCR",{"$nulls":9},{"v":0.016817983474025033,"d":"0.0168"},{"v":0.016817983474025033,"d":"0.0168"},{"v":0.016817983474025033,"d":"0.0168"},{"v":0.016817983474025033,"d":"0.0168"},{"$nulls":6},""]
["Wansley Combined Cycle","55965_G_CT6B",55965,"G","CT6B",null,"Combined Cycle","","S_SOU","Georgia",13,"Heard",149,"13149",186,7086,2002,9999,"","","N","Natural Gas","",{"$nulls":4},"SCR",{"$nulls":8},0.0006,{"v":0.008429794049626233,"d":"0.0084"},{"v":0.008429794049626233,"d":"0.0084"},{"v":0.008429794049626233,"d":"0.0084"},{"v":0.008429794049626233,"d":"0.0084"},{"$nulls":6},""]
["Champepaden Wind Power","55980_G_1",55980,"G","1",null,"Wind","","MIS_MNWI","Minnesota",27,"Murray",101,"27101",2,0,2001,9999,"","","N","Wind","",{"$nulls":14},0,0,0,0,{"$nulls":6},""]
["Palomar Energy","55985_G_CTG1",55985,"G","CTG1",null,"Combined Cycle","","WEC_SDGE","California",6,"San Diego",73,"06073",170,7050,2005,9999,"","","N","Natural Gas","",{"$nulls":4},"SCR",{"$nulls":9},{"v":5.8312573586350325E-3,"d":"0.0058"},{"v":5.8312573586350325E-3,"d":"0.0058"},{"v":5.8312573586350325E-3,"d":"0.0058"},{"v":5.8312573586350325E-3,"d":"0.0058"},{"$nulls":6},""]
["SBD0201 Penford Produc","55996_G_03",55996,"G","03",null,"Combustion Turbine","IC Engine","MIS_IA","Iowa",19,"Linn",113,"19113",1.6,15024,2003,9999,"","","N","Distillate Fuel Oil","",{"$nulls":13},2.5,{"v":2.3354529520972003,"d":"2.3355"},{"v":2.3354529520972003,"d":"2.3355"},{"v":2.3354529520972003,"d":"2.3355"},{"v":2.3354529520972003,"d":"2.3355"},{"$nulls":6},""]
["Orchard Park","55997_G_11",55997,"G","11",null,"Combustion Turbine","IC Engine","PJM_AP","Pennsylvania",42,"FRANKLIN",55,"42055",5.8,10745,2003,9999,"","","N","Natural Gas, Distillate Fuel Oil","",{"$nulls":13},3.7,1.2219,1.2219,1.2219,1.2219,{"$nulls":6},""]
["Mount Clinton","56004_G_D-3",56004,"G","D-3",null,"Combustion Turbine","IC Engine","PJM_Dom","Virginia",51,"Rockingham",165,"51165",2,12984,2002,9999,"","","N","Distillate Fuel Oil","",{"$nulls":13},2.64,{"v":2.3354529520972003,"d":"2.3355"},{"v":2.3354529520972003,"d":"2.3355"},{"v":2.3354529520972003,"d":"2.3355"},{"v":2.3354529520972003,"d":"2.3355"},{"$nulls":6},""]
["Franklin/Grays","56017_G_GT2",56017,"G","GT2",null,"Combustion Turbine","Combustion Turbine","WECC_PNW","Washington",53,"Franklin",21,"53021",10.5,10745,2002,9999,"","","N","Natural Gas","",{"$nulls":13},2.630289302325581,{"v":0.18366846931454198,"d":"0.1837"},{"v":0.18366846931454198,"d":"0.1837"},{"v":0.18366846931454198,"d":"0.1837"},{"v":0.18366846931454198,"d":"0.1837"},{"$nulls":6},""]
["WWTP Power Generation Station","56036_G_GEN2",56036,"G","GEN2",null,"Non-Fossil Waste","","WEC_CALN","California",6,"Alameda",1,"06001",2,13500,1985,9999,"","","Y","Non-Fossil Waste","",{"$nulls":14},0,0,0,0,{"$nulls":6},""]
["Casey City of","56053_G_3",56053,"G","3",null,"Combustion Turbine","IC Engine","MIS_IL","Illinois",17,"CLARK",23,"17023",1.8,10745,2002,9999,"","","N","Distillate Fuel Oil","",{"$nulls":13},1,{"v":2.3354529520972003,"d":"2.3355"},{"v":2.3354529520972003,"d":"2.3355"},{"v":2.3354529520972003,"d":"2.3355"},{"v":2.3354529520972003,"d":"2.3355"},{"$nulls":6},""]
["High Winds LLC","56075_G_1",56075,"G","1",null,"Wind","","WEC_CALN","California",6,"Solano",95,"06095",146,0,2003,9999,"","","N","Wind","",{"$nulls":14},0,0,0,0,{"$nulls":6},""]
["St. Charles Power Plant","56100_G_1",56100,"G","1",null,"Combustion Turbine","IC Engine","MIS_MNWI","Minnesota",27,"Winona",169,"27169",2,10745,2004,9999,"","","N","Distillate Fuel Oil","",{"$nulls":14},{"v":2.3354529520972003,"d":"2.3355"},{"v":2.3354529520972003,"d":"2.3355"},{"v":2.3354529520972003,"d":"2.3355"},{"v":2.3354529520972003,"d":"2.3355"},{"$nulls":6},""]
["Tessman Road","56113_G_1",56113,"G","1",null,"Landfill Gas","","ERC_REST","Texas",48,"Bexar",29,"48029",1.4,13500,2003,9999,"","","N","Landfill Gas","",{"$nulls":14},{"v":0.04394744404747715,"d":"0.0439"},{"v":0.04394744404747715,"d":"0.0439"},{"v":0.04394744404747715,"d":"0.0439"},{"v":0.04394744404747715,"d":"0.0439"},{"$nulls":6},""]
["Flora Site B","56118_G_4",56118,"G","4",null,"Combustion Turbine","IC Engine","MIS_IL","Illinois",17,"Clay",25,"17025",1.9,10857,2001,9999,"","","N","Distillate Fuel Oil","",{"$nulls":13},1,{"v":2.3354529520972003,"d":"2.3355"},{"v":2.3354529520972003,"d":"2.3355"},{"v":2.3354529520972003,"d":"2.3355"},{"v":2.3354529520972003,"d":"2.3355"},{"$nulls":6},""]
["Richland County Landfill","56122_G_R3",56122,"G","R3",null,"Landfill Gas","","S_VACA","South Carolina",45,"Richland",79,"45079",1.6,13500,2010,9999,"","","N","Landfill Gas","",{"$nulls":14},{"v":0.04394744404747715,"d":"0.0439"},{"v":0.04394744404747715,"d":"0.0439"},{"v":0.04394744404747715,"d":"0.0439"},{"v":0.04394744404747715,"d":"0.0439"},{"$nulls":6},""]
["Anderson Erickson","56138_G_1",56138,"G","1",null,"Combustion Turbine","IC Engine","MIS_MIDA","Iowa",19,"Polk",153,"19153",2,12774,2000,9999,"","","N","Distillate Fuel Oil","",{"$nulls":13},0.05,{"v":2.3354529520972003,"d":"2.3355"},{"v":2.3354529520972003,"d":"2.3355"},{"v":2.3354529520972003,"d":"2.3355"},{"v":2.3354529520972003,"d":"2.3355"},{"$nulls":6},""]
["McIntosh Combined Cycle Facility","56150_G_C10B",56150,"G","C10B",null,"Combined Cycle","","S_SOU","Georgia",13,"Effingham",103,"13103",186,7050,2005,9999,"","","N","Natural Gas, Distillate Fuel Oil","",{"$nulls":4},"SCR",{"$nulls":9},{"v":0.006256631911180643,"d":"0.0063"},{"v":0.006256631911180643,"d":"0.0063"},{"v":0.006256631911180643,"d":"0.0063"},{"v":0.006256631911180643,"d":"0.0063"},{"$nulls":6},""]
["KUCC","56163_G_RCHP",56163,"G","RCHP",null,"Combustion Turbine","Combustion Turbine","WECC_UT","Utah",49,"Salt Lake",35,"49035",5.9,12724,2010,9999,"","","Y","Natural Gas","",{"$nulls":14},{"v":0.18366846931454198,"d":"0.1837"},{"v":0.18366846931454198,"d":"0.1837"},{"v":0.18366846931454198,"d":"0.1837"},{"v":0.18366846931454198,"d":"0.1837"},{"$nulls":6},""]
["Red Bluff","56184_G_IC10",56184,"G","IC10",null,"Combustion Turbine","IC Engine","WEC_CALN","California",6,"TEHAMA",103,"06103",2.8,10745,2001,9999,"","","N","Natural Gas","",{"$nulls":13},0.74,0.2046,0.2046,0.2046,0.2046,{"$nulls":6},""]
["Red Bluff","56184_G_IC5",56184,"G","IC5",null,"Combustion Turbine","IC Engine","WEC_CALN","California",6,"TEHAMA",103,"06103",2.8,10745,2001,9999,"","","N","Natural Gas","",{"$nulls":13},0.74,0.2046,0.2046,0.2046,0.2046,{"$nulls":6},""]
["Waterside Power, LLC","56189_G_4",56189,"G","4",null,"Combustion Turbine","Combustion Turbine","NENG_CT","Connecticut",9,"Fairfield",1,"09001",23.2,11212,2004,9999,"","","N","Distillate Fuel Oil","",{"$nulls":13},2E-3,0.7414,0.7414,0.7414,0.7414,{"$nulls":6},""]
["Middletown","562_G_10",562,"G","10",null,"Combustion Turbine","Combustion Turbine","NENG_CT","Connecticut",9,"Middlesex",7,"09007",17.2,13486,1966,9999,"","","N","Distillate Fuel Oil","",{"$nulls":13},0.33,{"v":1.2,"d":"1.2000"},{"v":1.2,"d":"1.2000"},{"v":1.2,"d":"1.2000"},{"v":1.2,"d":"1.2000"},{"$nulls":6},""]
["DL Windy Acres LLC","56207_G_1",56207,"G","1",null,"Wind","","MIS_MNWI","Minnesota",27,"Jackson",63,"27063",2,0,2003,9999,"","","N","Wind","",{"$nulls":14},0,0,0,0,{"$nulls":6},""]
["Miramar","56232_G_2",56232,"G","2",null,"Combustion Turbine","Combustion Turbine","WEC_SDGE","California",6,"San Diego",73,"06073",47,10745,2009,9999,"","","N","Natural Gas","",{"$nulls":4},"SCR",{"$nulls":9},{"v":0.013434714519868397,"d":"0.0134"},{"v":0.013434714519868397,"d":"0.0134"},{"v":0.013434714519868397,"d":"0.0134"},{"v":0.013434714519868397,"d":"0.0134"},{"$nulls":6},""]
["Kindred School","56242_G_1",56242,"G","1",null,"Combustion Turbine","IC Engine","MIS_MAPP","North Dakota",38,"CASS",17,"38017",2,13216,2001,9999,"","","N","Distillate Fuel Oil","",{"$nulls":13},3,{"v":2.3354529520972003,"d":"2.3355"},{"v":2.3354529520972003,"d":"2.3355"},{"v":2.3354529520972003,"d":"2.3355"},{"v":2.3354529520972003,"d":"2.3355"},{"$nulls":6},""]
["Anson County Generation Facility","56249_G_5",56249,"G","5",null,"Combustion Turbine","Combustion Turbine","S_VACA","North Carolina",37,"Anson",7,"37007",56,10136,2007,9999,"","","N","Natural Gas, Distillate Fuel Oil","",{"$nulls":13},0.06,{"v":0.08369174169094928,"d":"0.0837"},{"v":0.08369174169094928,"d":"0.0837"},{"v":0.08369174169094928,"d":"0.0837"},{"v":0.08369174169094928,"d":"0.0837"},{"$nulls":6},""]
["Lexington","56261_G_Unit1",56261,"G","Unit1",null,"Combustion Turbine","IC Engine","S_VACA","North Carolina",37,"Davidson",57,"37057",1.8,25000,2005,9999,"","","N","Distillate Fuel Oil","",{"$nulls":13},2.3000000000000003,{"v":2.3354529520972003,"d":"2.3355"},{"v":2.3354529520972003,"d":"2.3355"},{"v":2.3354529520972003,"d":"2.3355"},{"v":2.3354529520972003,"d":"2.3355"},{"$nulls":6},""]
["Diablo Wind LLC","56271_G_VEST",56271,"G","VEST",null,"Wind","","WEC_CALN","California",6,"Alameda",1,"06001",18,0,2004,9999,"","","N","Wind","",{"$nulls":14},0,0,0,0,{"$nulls":6},""]
["Hardin County LFGTE","56280_G_1",56280,"G","1",null,"Landfill Gas","","S_C_KY","Kentucky",21,"Hardin",93,"21093",0.8,13500,2006,9999,"","","N","Landfill Gas","",{"$nulls":14},{"v":0.04394744404747715,"d":"0.0439"},{"v":0.04394744404747715,"d":"0.0439"},{"v":0.04394744404747715,"d":"0.0439"},{"v":0.04394744404747715,"d":"0.0439"},{"$nulls":6},""]
["Hamlet Generating Facility","56292_G_ES1",56292,"G","ES1",null,"Combustion Turbine","Combustion Turbine","S_VACA","North Carolina",37,"Richmond",153,"37153",56,10219,2007,9999,"","","N","Natural Gas, Distillate Fuel Oil","",{"$nulls":13},0.06,{"v":0.08117550422509767,"d":"0.0812"},{"v":0.08117550422509767,"d":"0.0812"},{"v":0.08117550422509767,"d":"0.0812"},{"v":0.08117550422509767,"d":"0.0812"},{"$nulls":6},""]
["Wolverine Creek","56301_G_1",56301,"G","1",null,"Wind","","WECC_ID","Idaho",16,"Bonneville",19,"16019",64,0,2006,9999,"","","N","Wind","",{"$nulls":14},0,0,0,0,{"$nulls":6},""]
["Holcomb Rock","56314_G_HG3",56314,"G","HG3",null,"Hydro","","PJM_West","Virginia",51,"Lynchburg",680,"51680",0.2,0,1920,9999,"","","N","Hydro","",{"$nulls":14},0,0,0,0,{"$nulls":6},""]
["Colonie LFGTE Facility","56324_G_GEN2",56324,"G","GEN2",null,"Landfill Gas","","NY_Z_F","New York",36,"Albany",1,"36001",1.6,13500,2006,9999,"","","N","Landfill Gas","",{"$nulls":14},{"v":0.04394744404747715,"d":"0.0439"},{"v":0.04394744404747715,"d":"0.0439"},{"v":0.04394744404747715,"d":"0.0439"},{"v":0.04394744404747715,"d":"0.0439"},{"$nulls":6},""]
["High Trail Wind Farm LLC","56338_G_1",56338,"G","1",null,"Wind","","PJM_COMD","Illinois",17,"McLean",113,"17113",198,0,2007,9999,"","","N","Wind","",{"$nulls":14},0,0,0,0,{"$nulls":6},""]
["Laverne Diesel Generating Plant","56348_G_1",56348,"G","1",null,"Combustion Turbine","IC Engine","SPP_WEST","Oklahoma",40,"HARPER",59,"40059",2,10745,2006,9999,"","","N","Distillate Fuel Oil","",{"$nulls":13},0.8,{"v":2.3354529520972003,"d":"2.3355"},{"v":2.3354529520972003,"d":"2.3355"},{"v":2.3354529520972003,"d":"2.3355"},{"v":2.3354529520972003,"d":"2.3355"},{"$nulls":6},""]
["Whispering Willow Wind Farm - East","56355_G_1",56355,"G","1",null,"Wind","","MIS_MIDA","Iowa",19,"Franklin",69,"19069",200,0,2009,9999,"","","N","Wind","",{"$nulls":14},0,0,0,0,{"$nulls":6},""]
["Robert Mueller Energy Center","56374_G_DG1",56374,"G","DG1",null,"Combustion Turbine","IC Engine","ERC_REST","Texas",48,"Travis",453,"48453",1.5,14568,2006,9999,"","","N","Distillate Fuel Oil","",{"$nulls":13},3,{"v":2.3354529520972003,"d":"2.3355"},{"v":2.3354529520972003,"d":"2.3355"},{"v":2.3354529520972003,"d":"2.3355"},{"v":2.3354529520972003,"d":"2.3355"},{"$nulls":6},""]
["Treasure Coast Energy Center","56400_G_CT1",56400,"G","CT1",null,"Combined Cycle","","FRCC","Florida",12,"St. Lucie",111,"12111",159,7251,2008,9999,"","","N","Natural Gas, Distillate Fuel Oil","",{"$nulls":3},"DLNB + H2O","SCR",{"$nulls":8},0.0006,{"v":0.005568494050944109,"d":"0.0056"},{"v":0.005568494050944109,"d":"0.0056"},{"v":0.005568494050944109,"d":"0.0056"},{"v":0.005568494050944109,"d":"0.0056"},{"$nulls":6},""]
["West County Energy Center","56407_G_3ST",56407,"G","3ST",null,"Combined Cycle","","FRCC","Florida",12,"Palm Beach",99,"12099",523,7105,2011,9999,"","","N","Natural Gas, Distillate Fuel Oil","",{"$nulls":4},"SCR",{"$nulls":9},{"v":0.008938491855889057,"d":"0.0089"},{"v":0.008938491855889057,"d":"0.0089"},{"v":0.008938491855889057,"d":"0.0089"},{"v":0.008938491855889057,"d":"0.0089"},{"$nulls":6},""]
["Carstensen Wind","56410_G_1",56410,"G","1",null,"Wind","","MIS_MNWI","Minnesota",27,"PIPESTONE",117,"27117",1.7,0,2004,9999,"","","N","Wind","",{"$nulls":14},0,0,0,0,{"$nulls":6},""]
["Des Plaines Gas Recovery","56418_G_DP2",56418,"G","DP2",null,"Landfill Gas","","PJM_COMD","Illinois",17,"COOK",31,"17031",1.8,13500,2004,9999,"","","N","Landfill Gas","",{"$nulls":14},{"v":0.04394744404747715,"d":"0.0439"},{"v":0.04394744404747715,"d":"0.0439"},{"v":0.04394744404747715,"d":"0.0439"},{"v":0.04394744404747715,"d":"0.0439"},{"$nulls":6},""]
["AMERESCO Santa Cruz Energy","56428_G_Unit3",56428,"G","Unit3",null,"Landfill Gas","","WEC_CALN","California",6,"Santa Cruz",87,"06087",1,13500,2006,9999,"","","N","Landfill Gas","",{"$nulls":14},{"v":0.04394744404747715,"d":"0.0439"},{"v":0.04394744404747715,"d":"0.0439"},{"v":0.04394744404747715,"d":"0.0439"},{"v":0.04394744404747715,"d":"0.0439"},{"$nulls":6},""]
["Oregon Trail Wind Park","56439_G_OTWP",56439,"G","OTWP",null,"Wind","","WECC_ID","Idaho",16,"Twin Falls",83,"16083",13.5,0,2011,9999,"","","N","Wind","",{"$nulls":14},0,0,0,0,{"$nulls":6},""]
["Geneva Generation Facility","56462_G_GEN 2",56462,"G","GEN 2",null,"Combustion Turbine","IC Engine","PJM_COMD","Illinois",17,"Kane",89,"17089",5.4,10745,2005,9999,"","","N","Natural Gas","",{"$nulls":14},{"v":2.0543300185532067,"d":"2.0543"},{"v":2.0543300185532067,"d":"2.0543"},{"v":2.0543300185532067,"d":"2.0543"},{"v":2.0543300185532067,"d":"2.0543"},{"$nulls":6},""]
["Jay County LFGTE","56464_G_4",56464,"G","4",null,"Landfill Gas","","PJM_West","Indiana",18,"JAY",75,"18075",0.8,13500,2005,9999,"","","N","Landfill Gas","",{"$nulls":14},{"v":0.04394744404747715,"d":"0.0439"},{"v":0.04394744404747715,"d":"0.0439"},{"v":0.04394744404747715,"d":"0.0439"},{"v":0.04394744404747715,"d":"0.0439"},{"$nulls":6},""]
["Barre Substation Peaker Power Unit","56474_G_1",56474,"G","1",null,"Combustion Turbine","Combustion Turbine","WECC_SCE","California",6,"ORANGE",59,"06059",47,12076,2007,9999,"","","N","Natural Gas","",{"$nulls":14},{"v":0.013177453487501961,"d":"0.0132"},{"v":0.013177453487501961,"d":"0.0132"},{"v":0.013177453487501961,"d":"0.0132"},{"v":0.013177453487501961,"d":"0.0132"},{"$nulls":6},""]
["Dean Drive Area Electric Generators","56491_G_PG1",56491,"G","PG1",null,"Combustion Turbine","IC Engine","PJM_Dom","Virginia",51,"MANASSAS",683,"51683",1.6,10745,2007,9999,"","","N","Distillate Fuel Oil","",{"$nulls":14},{"v":2.3354529520972003,"d":"2.3355"},{"v":2.3354529520972003,"d":"2.3355"},{"v":2.3354529520972003,"d":"2.3355"},{"v":2.3354529520972003,"d":"2.3355"},{"$nulls":6},""]
["Goodman Energy Center","56497_G_4",56497,"G","4",null,"Combustion Turbine","IC Engine","SPP_WEST","Kansas",20,"Ellis",51,"20051",8.2,10745,2008,9999,"","","N","Natural Gas","",{"$nulls":4},"SCR",{"$nulls":9},{"v":2.0543300185532067,"d":"2.0543"},{"v":0.41086600371064125,"d":"0.4109"},{"v":2.0543300185532067,"d":"2.0543"},{"v":0.41086600371064125,"d":"0.4109"},{"$nulls":6},""]
["Western 102 Power Plant","56500_G_PV1",56500,"G","PV1",null,"Solar PV","","WECC_NNV","Nevada",32,"Storey",29,"32029",1,0,2007,9999,"","","N","Solar","",{"$nulls":14},0,0,0,0,{"$nulls":6},""]
["Emporia Energy Center","56502_G_5",56502,"G","5",null,"Combustion Turbine","Combustion Turbine","SPP_N","Kansas",20,"Lyon",111,"20111",161,11042,2008,9999,"","","N","Natural Gas","",{"$nulls":3},"DLNB",{"$nulls":10},{"v":0.03542790723622781,"d":"0.0354"},{"v":0.03542790723622781,"d":"0.0354"},{"v":0.03542790723622781,"d":"0.0354"},{"v":0.03542790723622781,"d":"0.0354"},{"$nulls":6},""]
["Plains End II LLC","56516_G_2G01",56516,"G","2G01",null,"Combustion Turbine","IC Engine","WECC_CO","Colorado",8,"Jefferson",59,"08059",8.3,10745,2008,9999,"","","N","Natural Gas","",{"$nulls":14},{"v":2.0543300185532067,"d":"2.0543"},{"v":2.0543300185532067,"d":"2.0543"},{"v":2.0543300185532067,"d":"2.0543"},{"v":2.0543300185532067,"d":"2.0543"},{"$nulls":6},""]
["Plains End II LLC","56516_G_2G08",56516,"G","2G08",null,"Combustion Turbine","IC Engine","WECC_CO","Colorado",8,"Jefferson",59,"08059",8.3,10745,2008,9999,"","","N","Natural Gas","",{"$nulls":14},{"v":2.0543300185532067,"d":"2.0543"},{"v":2.0543300185532067,"d":"2.0543"},{"v":2.0543300185532067,"d":"2.0543"},{"v":2.0543300185532067,"d":"2.0543"},{"$nulls":6},""]
["Springhill Gas Recovery Plant","56522_G_GEN2",56522,"G","GEN2",null,"Landfill Gas","","S_SOU","Florida",12,"JACKSON",63,"12063",0.8,13500,2006,9999,"","","N","Landfill Gas","",{"$nulls":14},{"v":0.04394744404747715,"d":"0.0439"},{"v":0.04394744404747715,"d":"0.0439"},{"v":0.04394744404747715,"d":"0.0439"},{"v":0.04394744404747715,"d":"0.0439"},{"$nulls":6},""]
["Two Pine Landfill Gas Recovery","56523_G_GEN2",56523,"G","GEN2",null,"Landfill Gas","","S_D_N_AR","Arkansas",5,"PULASKI",119,"05119",0.8,13500,2006,9999,"","","N","Landfill Gas","",{"$nulls":14},{"v":0.04394744404747715,"d":"0.0439"},{"v":0.04394744404747715,"d":"0.0439"},{"v":0.04394744404747715,"d":"0.0439"},{"v":0.04394744404747715,"d":"0.0439"},{"$nulls":6},""]
["Chaffee Gas Recovery","56526_G_GEN2",56526,"G","GEN2",null,"Landfill Gas","","NY_Z_A&B","New York",36,"Erie",29,"36029",0.8,13500,2007,9999,"","","N","Landfill Gas","",{"$nulls":14},{"v":0.04394744404747715,"d":"0.0439"},{"v":0.04394744404747715,"d":"0.0439"},{"v":0.04394744404747715,"d":"0.0439"},{"v":0.04394744404747715,"d":"0.0439"},{"$nulls":6},""]
["Skyline Gas Recovery","56528_G_GEN3",56528,"G","GEN3",null,"Landfill Gas","","ERC_REST","Texas",48,"Dallas",113,"48113",1.6,13500,2007,9999,"","","N","Landfill Gas","",{"$nulls":14},{"v":0.04394744404747715,"d":"0.0439"},{"v":0.04394744404747715,"d":"0.0439"},{"v":0.04394744404747715,"d":"0.0439"},{"v":0.04394744404747715,"d":"0.0439"},{"$nulls":6},""]
["El Sobrante Gas Recovery","56534_G_GEN2",56534,"G","GEN2",null,"Landfill Gas","","WECC_SCE","California",6,"Riverside",65,"06065",1.3,15118,2004,9999,"","","N","Landfill Gas","",{"$nulls":14},{"v":0.04394744404747715,"d":"0.0439"},{"v":0.04394744404747715,"d":"0.0439"},{"v":0.04394744404747715,"d":"0.0439"},{"v":0.04394744404747715,"d":"0.0439"},{"$nulls":6},""]
["Windom Wind Project","56544_G_1",56544,"G","1",null,"Wind","","MIS_IA","Minnesota",27,"Cottonwood",33,"27033",15.6,0,2006,9999,"","","N","Wind","",{"$nulls":14},0,0,0,0,{"$nulls":6},""]
["PPS Power Plant No 1","56556_G_2",56556,"G","2",null,"Combustion Turbine","Combustion Turbine","S_C_KY","Kentucky",21,"McCracken",145,"21145",55,14384,2010,9999,"","","N","Natural Gas","",{"$nulls":14},{"v":0.09210157970766572,"d":"0.0921"},{"v":0.09210157970766572,"d":"0.0921"},{"v":0.09210157970766572,"d":"0.0921"},{"v":0.09210157970766572,"d":"0.0921"},{"$nulls":6},""]
["Niland Gas Turbine Plant","56569_G_1",56569,"G","1",null,"Combustion Turbine","Combustion Turbine","WECC_IID","California",6,"IMPERIAL",25,"06025",48,10745,2008,9999,"","","N","Natural Gas","",{"$nulls":4},"SCR",{"$nulls":9},{"v":8.308025926958805E-3,"d":"0.0083"},{"v":8.308025926958805E-3,"d":"0.0083"},{"v":8.308025926958805E-3,"d":"0.0083"},{"v":8.308025926958805E-3,"d":"0.0083"},{"$nulls":6},""]
["Wallys Wind Farm LLC","56585_G_1",56585,"G","1",null,"Wind","","MIS_MNWI","Minnesota",27,"LINCOLN",81,"27081",1.3,0,2006,9999,"","","N","Wind","",{"$nulls":14},0,0,0,0,{"$nulls":6},""]
["Walton Street Substation","56598_G_EP05",56598,"G","EP05",null,"Combustion Turbine","IC Engine","MIS_MO","Missouri",29,"St. Francois",187,"29187",1.3,12774,2003,9999,"","","N","Distillate Fuel Oil","",{"$nulls":14},{"v":2.3354529520972003,"d":"2.3355"},{"v":2.3354529520972003,"d":"2.3355"},{"v":2.3354529520972003,"d":"2.3355"},{"v":2.3354529520972003,"d":"2.3355"},{"$nulls":6},""]
["Hardin County Peaking Facility","56604_G_HC2",56604,"G","HC2",null,"Combustion Turbine","Combustion Turbine","S_D_WOTA","Texas",48,"Hardin",199,"48199",73,12391,2001,9999,"","","N","Natural Gas","",{"$nulls":14},{"v":0.03017458716725732,"d":"0.0302"},{"v":0.03017458716725732,"d":"0.0302"},{"v":0.03017458716725732,"d":"0.0302"},{"v":0.03017458716725732,"d":"0.0302"},{"$nulls":6},""]
["KC Energy LLC","56625_G_1",56625,"G","1",null,"Wind","","MIS_IA","Minnesota",27,"Jackson",63,"27063",4,0,2008,9999,"","","N","Wind","",{"$nulls":14},0,0,0,0,{"$nulls":6},""]
["Stanton Wind Energy LLC","56644_G_1",56644,"G","1",null,"Wind","","ERC_WEST","Texas",48,"Martin",317,"48317",120,0,2008,9999,"","","N","Wind","",{"$nulls":14},0,0,0,0,{"$nulls":6},""]
["Velva Windfarm LLC","56670_G_VW1",56670,"G","VW1",null,"Wind","","MIS_MNWI","North Dakota",38,"McHenry",49,"38049",11.9,0,2005,9999,"","","N","Wind","",{"$nulls":14},0,0,0,0,{"$nulls":6},""]
["Wicomico","56680_G_3",56680,"G","3",null,"Landfill Gas","","PJM_EMAC","Maryland",24,"Wicomico",45,"24045",0.3,13500,2007,9999,"","","N","Landfill Gas","",{"$nulls":14},{"v":0.04394744404747715,"d":"0.0439"},{"v":0.04394744404747715,"d":"0.0439"},{"v":0.04394744404747715,"d":"0.0439"},{"v":0.04394744404747715,"d":"0.0439"},{"$nulls":6},""]
["Amelia","56681_G_15",56681,"G","15",null,"Landfill Gas","","PJM_Dom","Virginia",51,"Amelia",7,"51007",0.3,13500,2001,9999,"","","N","Landfill Gas","",{"$nulls":14},{"v":0.6,"d":"0.6000"},{"v":0.6,"d":"0.6000"},{"v":0.6,"d":"0.6000"},{"v":0.6,"d":"0.6000"},{"$nulls":6},""]
["Amelia","56681_G_3",56681,"G","3",null,"Landfill Gas","","PJM_Dom","Virginia",51,"Amelia",7,"51007",0.3,13500,2001,9999,"","","N","Landfill Gas","",{"$nulls":14},{"v":0.6,"d":"0.6000"},{"v":0.6,"d":"0.6000"},{"v":0.6,"d":"0.6000"},{"v":0.6,"d":"0.6000"},{"$nulls":6},""]
["Amelia","56681_G_33",56681,"G","33",null,"Landfill Gas","","PJM_Dom","Virginia",51,"Amelia",7,"51007",0.3,13500,2001,9999,"","","N","Landfill Gas","",{"$nulls":14},{"v":0.6,"d":"0.6000"},{"v":0.6,"d":"0.6000"},{"v":0.6,"d":"0.6000"},{"v":0.6,"d":"0.6000"},{"$nulls":6},""]
["Brunswick","56682_G_15",56682,"G","15",null,"Landfill Gas","","PJM_Dom","Virginia",51,"Brunswick",25,"51025",0.3,13500,2007,9999,"","","N","Landfill Gas","",{"$nulls":14},{"v":0.6,"d":"0.6000"},{"v":0.6,"d":"0.6000"},{"v":0.6,"d":"0.6000"},{"v":0.6,"d":"0.6000"},{"$nulls":6},""]
["Brunswick","56682_G_20",56682,"G","20",null,"Landfill Gas","","PJM_Dom","Virginia",51,"Brunswick",25,"51025",0.3,13500,2007,9999,"","","N","Landfill Gas","",{"$nulls":14},{"v":0.6,"d":"0.6000"},{"v":0.6,"d":"0.6000"},{"v":0.6,"d":"0.6000"},{"v":0.6,"d":"0.6000"},{"$nulls":6},""]
["Charles City","56683_G_11",56683,"G","11",null,"Landfill Gas","","PJM_Dom","Virginia",51,"Charles City",36,"51036",0.3,13500,2003,9999,"","","N","Landfill Gas","",{"$nulls":14},{"v":0.6,"d":"0.6000"},{"v":0.6,"d":"0.6000"},{"v":0.6,"d":"0.6000"},{"v":0.6,"d":"0.6000"},{"$nulls":6},""]
["Charles City","56683_G_18",56683,"G","18",null,"Landfill Gas","","PJM_Dom","Virginia",51,"Charles City",36,"51036",0.3,13500,2003,9999,"","","N","Landfill Gas","",{"$nulls":14},{"v":0.6,"d":"0.6000"},{"v":0.6,"d":"0.6000"},{"v":0.6,"d":"0.6000"},{"v":0.6,"d":"0.6000"},{"$nulls":6},""]
["Charles City","56683_G_40",56683,"G","40",null,"Landfill Gas","","PJM_Dom","Virginia",51,"Charles City",36,"51036",0.3,13500,2003,9999,"","","N","Landfill Gas","",{"$nulls":14},{"v":0.6,"d":"0.6000"},{"v":0.6,"d":"0.6000"},{"v":0.6,"d":"0.6000"},{"v":0.6,"d":"0.6000"},{"$nulls":6},""]
["Chesterfield","56684_G_10",56684,"G","10",null,"Landfill Gas","","PJM_Dom","Virginia",51,"Chesterfield",41,"51041",0.3,13500,2004,9999,"","","N","Landfill Gas","",{"$nulls":14},{"v":0.6,"d":"0.6000"},{"v":0.6,"d":"0.6000"},{"v":0.6,"d":"0.6000"},{"v":0.6,"d":"0.6000"},{"$nulls":6},""]
["Chesterfield","56684_G_19",56684,"G","19",null,"Landfill Gas","","PJM_Dom","Virginia",51,"Chesterfield",41,"51041",0.3,13500,2004,9999,"","","N","Landfill Gas","",{"$nulls":14},{"v":0.6,"d":"0.6000"},{"v":0.6,"d":"0.6000"},{"v":0.6,"d":"0.6000"},{"v":0.6,"d":"0.6000"},{"$nulls":6},""]
["Chesterfield","56684_G_4",56684,"G","4",null,"Landfill Gas","","PJM_Dom","Virginia",51,"Chesterfield",41,"51041",0.3,13500,2004,9999,"","","N","Landfill Gas","",{"$nulls":14},{"v":0.6,"d":"0.6000"},{"v":0.6,"d":"0.6000"},{"v":0.6,"d":"0.6000"},{"v":0.6,"d":"0.6000"},{"$nulls":6},""]
["Chesterfield","56684_G_5",56684,"G","5",null,"Landfill Gas","","PJM_Dom","Virginia",51,"Chesterfield",41,"51041",0.3,13500,2004,9999,"","","N","Landfill Gas","",{"$nulls":14},{"v":0.6,"d":"0.6000"},{"v":0.6,"d":"0.6000"},{"v":0.6,"d":"0.6000"},{"v":0.6,"d":"0.6000"},{"$nulls":6},""]
["King & Queen","56686_G_11",56686,"G","11",null,"Landfill Gas","","PJM_Dom","Virginia",51,"King and Queen",97,"51097",0.3,13500,2008,9999,"","","N","Landfill Gas","",{"$nulls":14},{"v":0.6,"d":"0.6000"},{"v":0.6,"d":"0.6000"},{"v":0.6,"d":"0.6000"},{"v":0.6,"d":"0.6000"},{"$nulls":6},""]
["King & Queen","56686_G_35",56686,"G","35",null,"Landfill Gas","","PJM_Dom","Virginia",51,"King and Queen",97,"51097",0.3,13500,2008,9999,"","","N","Landfill Gas","",{"$nulls":14},{"v":0.6,"d":"0.6000"},{"v":0.6,"d":"0.6000"},{"v":0.6,"d":"0.6000"},{"v":0.6,"d":"0.6000"},{"$nulls":6},""]
["King & Queen","56686_G_8",56686,"G","8",null,"Landfill Gas","","PJM_Dom","Virginia",51,"King and Queen",97,"51097",0.3,13500,2008,9999,"","","N","Landfill Gas","",{"$nulls":14},{"v":0.6,"d":"0.6000"},{"v":0.6,"d":"0.6000"},{"v":0.6,"d":"0.6000"},{"v":0.6,"d":"0.6000"},{"$nulls":6},""]
["Mountain View","56687_G_21",56687,"G","21",null,"Landfill Gas","","PJM_AP","Pennsylvania",42,"Franklin",55,"42055",0.3,13500,2003,9999,"","","N","Landfill Gas","",{"$nulls":14},{"v":0.04394744404747715,"d":"0.0439"},{"v":0.04394744404747715,"d":"0.0439"},{"v":0.04394744404747715,"d":"0.0439"},{"v":0.04394744404747715,"d":"0.0439"},{"$nulls":6},""]
["Mountain View","56687_G_47",56687,"G","47",null,"Landfill Gas","","PJM_AP","Pennsylvania",42,"Franklin",55,"42055",0.3,13500,2003,9999,"","","N","Landfill Gas","",{"$nulls":14},{"v":0.04394744404747715,"d":"0.0439"},{"v":0.04394744404747715,"d":"0.0439"},{"v":0.04394744404747715,"d":"0.0439"},{"v":0.04394744404747715,"d":"0.0439"},{"$nulls":6},""]
["Mountain View","56687_G_7",56687,"G","7",null,"Landfill Gas","","PJM_AP","Pennsylvania",42,"Franklin",55,"42055",0.3,13500,2003,9999,"","","N","Landfill Gas","",{"$nulls":14},{"v":0.04394744404747715,"d":"0.0439"},{"v":0.04394744404747715,"d":"0.0439"},{"v":0.04394744404747715,"d":"0.0439"},{"v":0.04394744404747715,"d":"0.0439"},{"$nulls":6},""]
["New Bern","56688_G_8",56688,"G","8",null,"Landfill Gas","","S_VACA","North Carolina",37,"Craven",49,"37049",0.3,13500,2007,9999,"","","N","Landfill Gas","",{"$nulls":14},{"v":0.04394744404747715,"d":"0.0439"},{"v":0.04394744404747715,"d":"0.0439"},{"v":0.04394744404747715,"d":"0.0439"},{"v":0.04394744404747715,"d":"0.0439"},{"$nulls":6},""]
["Pine Grove","56690_G_8",56690,"G","8",null,"Landfill Gas","","PJM_WMAC","Pennsylvania",42,"Schuylkill",107,"42107",0.3,13500,2008,9999,"","","N","Landfill Gas","",{"$nulls":14},{"v":0.04394744404747715,"d":"0.0439"},{"v":0.04394744404747715,"d":"0.0439"},{"v":0.04394744404747715,"d":"0.0439"},{"v":0.04394744404747715,"d":"0.0439"},{"$nulls":6},""]
["Rockville 1 & 2","56692_G_1N",56692,"G","1N",null,"Combustion Turbine","IC Engine","PJM_Dom","Virginia",51,"Hanover",85,"51085",0.3,10745,1995,9999,"","","N","Distillate Fuel Oil","",{"$nulls":14},{"v":2.3354529520972003,"d":"2.3355"},{"v":2.3354529520972003,"d":"2.3355"},{"v":2.3354529520972003,"d":"2.3355"},{"v":2.3354529520972003,"d":"2.3355"},{"$nulls":6},""]
["Rockville 1 & 2","56692_G_2P",56692,"G","2P",null,"Combustion Turbine","IC Engine","PJM_Dom","Virginia",51,"Hanover",85,"51085",0.3,10745,2000,9999,"","","N","Distillate Fuel Oil","",{"$nulls":14},{"v":2.3354529520972003,"d":"2.3355"},{"v":2.3354529520972003,"d":"2.3355"},{"v":2.3354529520972003,"d":"2.3355"},{"v":2.3354529520972003,"d":"2.3355"},{"$nulls":6},""]
["Virginia Beach","56693_G_19",56693,"G","19",null,"Landfill Gas","","PJM_Dom","Virginia",51,"Virginia Beach",810,"51810",0.3,13500,2001,9999,"","","N","Landfill Gas","",{"$nulls":14},{"v":0.6,"d":"0.6000"},{"v":0.6,"d":"0.6000"},{"v":0.6,"d":"0.6000"},{"v":0.6,"d":"0.6000"},{"$nulls":6},""]
["Virginia Beach","56693_G_33",56693,"G","33",null,"Landfill Gas","","PJM_Dom","Virginia",51,"Virginia Beach",810,"51810",0.3,13500,2001,9999,"","","N","Landfill Gas","",{"$nulls":14},{"v":0.6,"d":"0.6000"},{"v":0.6,"d":"0.6000"},{"v":0.6,"d":"0.6000"},{"v":0.6,"d":"0.6000"},{"$nulls":6},""]
["Main Canal Headworks","56698_G_1",56698,"G","1",null,"Hydro","","WECC_PNW","Washington",53,"Grant",25,"53025",27,0,1987,9999,"","","N","Hydro","",{"$nulls":14},0,0,0,0,{"$nulls":6},""]
["Christoffer Wind Energy III LLC","56711_G_1",56711,"G","1",null,"Wind","","MIS_IA","Minnesota",27,"Jackson",63,"27063",2.1,0,2008,9999,"","","N","Wind","",{"$nulls":14},0,0,0,0,{"$nulls":6},""]
["Barton Windpower LLC","56765_G_1",56765,"G","1",null,"Wind","","MIS_IA","Iowa",19,"Worth",195,"19195",28,0,2009,9999,"","","N","Wind","",{"$nulls":14},0,0,0,0,{"$nulls":6},""]
["Pebble Springs Wind LLC","56789_G_1",56789,"G","1",null,"Wind","","WECC_PNW","Oregon",41,"Gilliam",21,"41021",99,0,2009,9999,"","","N","Wind","",{"$nulls":14},0,0,0,0,{"$nulls":6},""]
["Hull Wind II","56800_G_HW2",56800,"G","HW2",null,"Wind","","NENGREST","Massachusetts",25,"Plymouth",23,"25023",1.8,0,2006,9999,"","","N","Wind","",{"$nulls":14},0,0,0,0,{"$nulls":6},""]
["ELACC Photovoltaic Power Facility","56814_G_PV1",56814,"G","PV1",null,"Solar PV","","WECC_SCE","California",6,"LOS ANGELES",37,"06037",0.4,0,2008,9999,"","","N","Solar","",{"$nulls":14},0,0,0,0,{"$nulls":6},""]
["Kibby Wind Power Project","56829_G_2",56829,"G","2",null,"Wind","","NENG_ME","Maine",23,"Cumberland",5,"23005",66,0,2010,9999,"","","N","Wind","",{"$nulls":14},0,0,0,0,{"$nulls":6},""]
["EXC Wind 7 LLC","56839_G_1",56839,"G","1",null,"Wind","","SPP_SPS","Texas",48,"Moore",341,"48341",10,0,2008,9999,"","","N","Wind","",{"$nulls":14},0,0,0,0,{"$nulls":6},""]
["Belmar Solar Array","56861_G_2",56861,"G","2",null,"Solar PV","","WECC_CO","Colorado",8,"JEFFERSON",59,"08059",0.2,0,2008,9999,"","","N","Solar","",{"$nulls":14},0,0,0,0,{"$nulls":6},""]
["Covel Gardens Gas Recovery","56864_G_1",56864,"G","1",null,"Landfill Gas","","ERC_REST","Texas",48,"BEXAR",29,"48029",1.6,13500,2005,9999,"","","N","Landfill Gas","",{"$nulls":14},{"v":0.04394744404747715,"d":"0.0439"},{"v":0.04394744404747715,"d":"0.0439"},{"v":0.04394744404747715,"d":"0.0439"},{"v":0.04394744404747715,"d":"0.0439"},{"$nulls":6},""]
["Ottawa County Project","56865_G_2",56865,"G","2",null,"Landfill Gas","","PJM_ATSI","Ohio",39,"OTTAWA",123,"39123",1.4,15712,2001,9999,"","","N","Landfill Gas","",{"$nulls":14},{"v":0.04394744404747715,"d":"0.0439"},{"v":0.04394744404747715,"d":"0.0439"},{"v":0.04394744404747715,"d":"0.0439"},{"v":0.04394744404747715,"d":"0.0439"},{"$nulls":6},""]
["Taylor","56870_G_2",56870,"G","2",null,"Landfill Gas","","S_SOU","Georgia",13,"Taylor",269,"13269",1,13500,2003,9999,"","","N","Landfill Gas","",{"$nulls":14},{"v":0.04394744404747715,"d":"0.0439"},{"v":0.04394744404747715,"d":"0.0439"},{"v":0.04394744404747715,"d":"0.0439"},{"v":0.04394744404747715,"d":"0.0439"},{"$nulls":6},""]
["Meldahl Hydroelectric Project","56872_G_1",56872,"G","1",null,"Hydro","","S_C_KY","Kentucky",21,"Bracken",23,"21023",35,0,2014,9999,"","","N","Hydro","",{"$nulls":14},0,0,0,0,{"$nulls":6},""]
["Pennsauken Solar","56883_G_GEN 9",56883,"G","GEN 9",null,"Solar PV","","PJM_EMAC","New Jersey",34,"Camden",7,"34007",0.1,0,2007,9999,"","","N","Solar","",{"$nulls":14},0,0,0,0,{"$nulls":6},""]
["AMERESCO Ox Mountain","56895_G_2",56895,"G","2",null,"Landfill Gas","","WECC_SF","California",6,"San Mateo",81,"06081",1.8,13500,2008,9999,"","","N","Landfill Gas","",{"$nulls":14},{"v":0.04394744404747715,"d":"0.0439"},{"v":0.04394744404747715,"d":"0.0439"},{"v":0.04394744404747715,"d":"0.0439"},{"v":0.04394744404747715,"d":"0.0439"},{"$nulls":6},""]
["AMERESCO Chiquita Canyon","56898_G_1",56898,"G","1",null,"Landfill Gas","","WECC_SCE","California",6,"Los Angeles",37,"06037",4,13500,2010,9999,"","","N","Landfill Gas","",{"$nulls":14},{"v":0.04394744404747715,"d":"0.0439"},{"v":0.04394744404747715,"d":"0.0439"},{"v":0.04394744404747715,"d":"0.0439"},{"v":0.04394744404747715,"d":"0.0439"},{"$nulls":6},""]
["Broad Mountain","56911_G_GEN2",56911,"G","GEN2",null,"Landfill Gas","","PJM_WMAC","Pennsylvania",42,"Schuylkill",107,"42107",4.4,18540,2009,9999,"","","N","Landfill Gas","",{"$nulls":14},{"v":0.04394744404747715,"d":"0.0439"},{"v":0.04394744404747715,"d":"0.0439"},{"v":0.04394744404747715,"d":"0.0439"},{"v":0.04394744404747715,"d":"0.0439"},{"$nulls":6},""]
["WWRF Solar Plant","56922_G_EAST",56922,"G","EAST",null,"Solar PV","","WECC_CO","Colorado",8,"Garfield",45,"08045",0.4,0,2009,9999,"","","N","Solar","",{"$nulls":14},0,0,0,0,{"$nulls":6},""]
["Grand Ridge Wind Energy Center","56941_G_1",56941,"G","1",null,"Wind","","PJM_COMD","Illinois",17,"La Salle",99,"17099",150,0,2008,9999,"","","N","Wind","",{"$nulls":14},0,0,0,0,{"$nulls":6},""]
["Coolidge Generation Station","56948_G_12",56948,"G","12",null,"Combustion Turbine","Combustion Turbine","WECC_AZ","Arizona",4,"PINAL",21,"04021",43,10745,2011,9999,"","","N","Natural Gas","",{"$nulls":4},"SCR",{"$nulls":9},{"v":0.018121863691762767,"d":"0.0181"},{"v":0.018121863691762767,"d":"0.0181"},{"v":0.018121863691762767,"d":"0.0181"},{"v":0.018121863691762767,"d":"0.0181"},{"$nulls":6},""]
["Pioneer Crossing Landfill Gas to Energy","56957_G_LFG4",56957,"G","LFG4",null,"Landfill Gas","","PJM_WMAC","Pennsylvania",42,"Berks",11,"42011",1.6,13500,2008,9999,"","","N","Landfill Gas","",{"$nulls":14},{"v":0.04394744404747715,"d":"0.0439"},{"v":0.04394744404747715,"d":"0.0439"},{"v":0.04394744404747715,"d":"0.0439"},{"v":0.04394744404747715,"d":"0.0439"},{"$nulls":6},""]
["Bayonne Energy Center","56964_G_GT6",56964,"G","GT6",null,"Combustion Turbine","Combustion Turbine","NY_Z_J","New Jersey",34,"Hudson",17,"34017",58,10745,2012,9999,"","","N","Natural Gas, Distillate Fuel Oil","",{"$nulls":14},{"v":0.011,"d":"0.0110"},{"v":0.011,"d":"0.0110"},{"v":0.011,"d":"0.0110"},{"v":0.011,"d":"0.0110"},{"$nulls":6},""]
["Sears Hydroelectric Plant","56978_G_2",56978,"G","2",null,"Hydro","","MIS_MIDA","Illinois",17,"ROCK ISLAND",161,"17161",0.3,0,1986,9999,"","","N","Hydro","",{"$nulls":14},0,0,0,0,{"$nulls":6},""]
["Hyland LFGTE Facility","56987_G_GEN2",56987,"G","GEN2",null,"Landfill Gas","","NY_Z_A&B","New York",36,"Allegany",3,"36003",1.6,13500,2008,9999,"","","N","Landfill Gas","",{"$nulls":14},{"v":0.04394744404747715,"d":"0.0439"},{"v":0.04394744404747715,"d":"0.0439"},{"v":0.04394744404747715,"d":"0.0439"},{"v":0.04394744404747715,"d":"0.0439"},{"$nulls":6},""]
["Mariani Packing Vacaville Solar","57005_G_1",57005,"G","1",null,"Solar PV","","WEC_CALN","California",6,"SOLANO",95,"06095",0.9,0,2008,9999,"","","N","Solar","",{"$nulls":14},0,0,0,0,{"$nulls":6},""]
["Waste Management Columbia Ridge LFGTE","57015_G_GEN1",57015,"G","GEN1",null,"Landfill Gas","","WECC_PNW","Oregon",41,"GILLIAM",21,"41021",0.8,13500,2009,9999,"","","N","Landfill Gas","",{"$nulls":14},{"v":0.04394744404747715,"d":"0.0439"},{"v":0.04394744404747715,"d":"0.0439"},{"v":0.04394744404747715,"d":"0.0439"},{"v":0.04394744404747715,"d":"0.0439"},{"$nulls":6},""]
["Waste Management Columbia Ridge LFGTE","57015_G_GEN2",57015,"G","GEN2",null,"Landfill Gas","","WECC_PNW","Oregon",41,"GILLIAM",21,"41021",0.8,13500,2009,9999,"","","N","Landfill Gas","",{"$nulls":14},{"v":0.04394744404747715,"d":"0.0439"},{"v":0.04394744404747715,"d":"0.0439"},{"v":0.04394744404747715,"d":"0.0439"},{"v":0.04394744404747715,"d":"0.0439"},{"$nulls":6},""]
["Waste Management Middle Peninsula LFGTE","57018_G_GEN4",57018,"G","GEN4",null,"Landfill Gas","","PJM_Dom","Virginia",51,"MIDDLESEX",119,"51119",0.8,13500,2009,9999,"","","N","Landfill Gas","",{"$nulls":14},{"v":0.3,"d":"0.3000"},{"v":0.3,"d":"0.3000"},{"v":0.3,"d":"0.3000"},{"v":0.3,"d":"0.3000"},{"$nulls":6},""]
["Waste Management King George LFGTE","57022_G_GEN3",57022,"G","GEN3",null,"Landfill Gas","","PJM_Dom","Virginia",51,"KING GEORGE",99,"51099",2.8,16960,2010,9999,"","","N","Landfill Gas","",{"$nulls":14},{"v":0.6,"d":"0.6000"},{"v":0.6,"d":"0.6000"},{"v":0.6,"d":"0.6000"},{"v":0.6,"d":"0.6000"},{"$nulls":6},""]
["Superior Landfill Gas Recovery","57026_G_GEN 5",57026,"G","GEN 5",null,"Landfill Gas","","S_SOU","Georgia",13,"CHATHAM",51,"13051",0.8,13500,2009,9999,"","","N","Landfill Gas","",{"$nulls":14},{"v":0.04394744404747715,"d":"0.0439"},{"v":0.04394744404747715,"d":"0.0439"},{"v":0.04394744404747715,"d":"0.0439"},{"v":0.04394744404747715,"d":"0.0439"},{"$nulls":6},""]
["Pacolet Diesel Generation Facility","57030_G_DI 3",57030,"G","DI 3",null,"Combustion Turbine","IC Engine","S_VACA","South Carolina",45,"SPARTANBURG",83,"45083",1.8,16136,2006,9999,"","","N","Distillate Fuel Oil","",{"$nulls":14},{"v":2.3354529520972003,"d":"2.3355"},{"v":2.3354529520972003,"d":"2.3355"},{"v":2.3354529520972003,"d":"2.3355"},{"v":2.3354529520972003,"d":"2.3355"},{"$nulls":6},""]
["Middletown","57068_G_12",57068,"G","12",null,"Combustion Turbine","Combustion Turbine","NENG_CT","Connecticut",9,"Middlesex",7,"09007",48,10745,2011,9999,"","","N","Natural Gas, Distillate Fuel Oil","",{"$nulls":3},"H2O","SCR",{"$nulls":9},0.0092,0.0092,0.0092,0.0092,{"$nulls":6},""]
["Ivanpah 2","57073_G_ST1",57073,"G","ST1",null,"Solar Thermal","","WECC_SCE","California",6,"San Bernardino",71,"06071",133,9760,2013,9999,"","","N","Solar","",{"$nulls":14},0,0,0,0,{"$nulls":6},""]
["Whittier LFG Power Plant #1","57102_G_EN02",57102,"G","EN02",null,"Landfill Gas","","WECC_SCE","California",6,"Los Angeles",37,"06037",1,13500,2010,9999,"","","N","Landfill Gas","",{"$nulls":14},{"v":0.04394744404747715,"d":"0.0439"},{"v":0.04394744404747715,"d":"0.0439"},{"v":0.04394744404747715,"d":"0.0439"},{"v":0.04394744404747715,"d":"0.0439"},{"$nulls":6},""]
["Greensburg Wind Farm LLC","57118_G_GEN 1",57118,"G","GEN 1",null,"Wind","","SPP_N","Kansas",20,"Kiowa",97,"20097",12.5,0,2010,9999,"","","N","Wind","",{"$nulls":14},0,0,0,0,{"$nulls":6},""]
["Big Sky Wind LLC","57135_G_1",57135,"G","1",null,"Wind","","PJM_COMD","Illinois",17,"Bureau",11,"17011",240,0,2011,9999,"","","N","Wind","",{"$nulls":14},0,0,0,0,{"$nulls":6},""]
["Windy Flats Wind Project","57159_G_GEN1",57159,"G","GEN1",null,"Wind","","WECC_PNW","Washington",53,"Klickitat",39,"53039",262,0,2009,9999,"","","N","Wind","",{"$nulls":14},0,0,0,0,{"$nulls":6},""]
["Waste Management Naples LFGTE Project","57168_G_GEN4",57168,"G","GEN4",null,"Landfill Gas","","FRCC","Florida",12,"COLLIER",21,"12021",0.8,13500,2011,9999,"","","N","Landfill Gas","",{"$nulls":14},{"v":0.04394744404747715,"d":"0.0439"},{"v":0.04394744404747715,"d":"0.0439"},{"v":0.04394744404747715,"d":"0.0439"},{"v":0.04394744404747715,"d":"0.0439"},{"$nulls":6},""]
["Orono Hydro Station","57184_G_2",57184,"G","2",null,"Hydro","","NENG_ME","Maine",23,"Penobscot",19,"23019",0.6,0,2009,9999,"","","N","Hydro","",{"$nulls":14},0,0,0,0,{"$nulls":6},""]
["Lost Creek Wind Energy Facility","57189_G_LCW",57189,"G","LCW",null,"Wind","","MIS_MO","Missouri",29,"DeKalb",63,"29063",150,0,2010,9999,"","","N","Wind","",{"$nulls":14},0,0,0,0,{"$nulls":6},""]
["Thomson Reuters Data Center Bldg H","57208_G_2",57208,"G","2",null,"Combustion Turbine","IC Engine","MIS_MNWI","Minnesota",27,"DAKOTA",37,"27037",0.6,13216,2007,9999,"","","N","Distillate Fuel Oil","",{"$nulls":14},{"v":2.3354529520972003,"d":"2.3355"},{"v":2.3354529520972003,"d":"2.3355"},{"v":2.3354529520972003,"d":"2.3355"},{"v":2.3354529520972003,"d":"2.3355"},{"$nulls":6},""]
["ENEL Salt Wells LLC","57213_G_201",57213,"G","201",null,"Geothermal","","WECC_NNV","Nevada",32,"CHURCHILL",1,"32001",10.1,9760,2009,9999,"","","N","Geothermal","",{"$nulls":14},0,0,0,0,0.4563,0.4563,0.4563,{"$nulls":3},""]
["Solar Photovoltaic Project #05","57219_G_S005C",57219,"G","S005C",null,"Solar PV","","WECC_SCE","California",6,"SAN BERNARDINO",71,"06071",0.5,0,2011,9999,"","","N","Solar","",{"$nulls":14},0,0,0,0,{"$nulls":6},""]
["Solar Photovoltaic Project #16","57230_G_S016A",57230,"G","S016A",null,"Solar PV","","WECC_SCE","California",6,"SAN BERNARDINO",71,"06071",0.5,0,2011,9999,"","","N","Solar","",{"$nulls":14},0,0,0,0,{"$nulls":6},""]
["Roth Rock Wind Farm LLC","57239_G_SRRW1",57239,"G","SRRW1",null,"Wind","","PJM_AP","Maryland",24,"Garrett",23,"24023",40,0,2011,9999,"","","N","Wind","",{"$nulls":14},0,0,0,0,{"$nulls":6},""]
["Solar Photovoltaic Project #26","57245_G_S026I",57245,"G","S026I",null,"Solar PV","","WECC_SCE","California",6,"SAN BERNARDINO",71,"06071",0.5,0,2011,9999,"","","N","Solar","",{"$nulls":14},0,0,0,0,{"$nulls":6},""]
["Cedro Hill Wind LLC","57260_G_1",57260,"G","1",null,"Wind","","ERC_REST","Texas",48,"Webb",479,"48479",150,0,2010,9999,"","","N","Wind","",{"$nulls":14},0,0,0,0,{"$nulls":6},""]
["OREG 3 Inc","57281_G_CS13",57281,"G","CS13",null,"Non-Fossil Waste","","MIS_IA","Minnesota",27,"Martin",91,"27091",6,9758,2010,9999,"","","N","Non-Fossil Waste","",{"$nulls":14},0,0,0,0,{"$nulls":6},""]
["Cedar Hills","57298_G_12",57298,"G","12",null,"Landfill Gas","","WECC_PNW","Washington",53,"King",33,"53033",0.3,13500,2009,9999,"","","N","Landfill Gas","",{"$nulls":14},{"v":0.04394744404747715,"d":"0.0439"},{"v":0.04394744404747715,"d":"0.0439"},{"v":0.04394744404747715,"d":"0.0439"},{"v":0.04394744404747715,"d":"0.0439"},{"$nulls":6},""]
["Cedar Hills","57298_G_9",57298,"G","9",null,"Landfill Gas","","WECC_PNW","Washington",53,"King",33,"53033",0.3,13500,2009,9999,"","","N","Landfill Gas","",{"$nulls":14},{"v":0.04394744404747715,"d":"0.0439"},{"v":0.04394744404747715,"d":"0.0439"},{"v":0.04394744404747715,"d":"0.0439"},{"v":0.04394744404747715,"d":"0.0439"},{"$nulls":6},""]
["FPL Energy Illinois Wind LLC","57325_G_GE1.5",57325,"G","GE1.5",null,"Wind","","PJM_COMD","Illinois",17,"DeKalb",37,"17037",218,0,2009,9999,"","","N","Wind","",{"$nulls":14},0,0,0,0,{"$nulls":6},""]
["Cargill Kettle Butte Biofactory","57345_G_1",57345,"G","1",null,"Non-Fossil Waste","","WECC_ID","Idaho",16,"JEFFERSON",51,"16051",0.9,13500,2011,9999,"","","Y","Non-Fossil Waste","",{"$nulls":14},0,0,0,0,{"$nulls":6},""]
["Henrico","57356_G_12",57356,"G","12",null,"Landfill Gas","","PJM_Dom","Virginia",51,"Henrico",87,"51087",0.3,13500,2010,9999,"","","N","Landfill Gas","",{"$nulls":14},{"v":0.6,"d":"0.6000"},{"v":0.6,"d":"0.6000"},{"v":0.6,"d":"0.6000"},{"v":0.6,"d":"0.6000"},{"$nulls":6},""]
["MP Durham LLC","57365_G_1A",57365,"G","1A",null,"Landfill Gas","","S_VACA","North Carolina",37,"Durham",63,"37063",1.1,13500,2009,9999,"","","N","Landfill Gas","",{"$nulls":14},{"v":0.04394744404747715,"d":"0.0439"},{"v":0.04394744404747715,"d":"0.0439"},{"v":0.04394744404747715,"d":"0.0439"},{"v":0.04394744404747715,"d":"0.0439"},{"$nulls":6},""]
["AV Solar Ranch One","57378_G_AVSR",57378,"G","AVSR",null,"Solar PV","","WECC_SCE","California",6,"Los Angeles",37,"06037",253,0,2013,9999,"","","N","Solar","",{"$nulls":14},0,0,0,0,{"$nulls":6},""]
["GSK York RDC Solar Facility","57390_G_5",57390,"G","5",null,"Solar PV","","PJM_WMAC","Pennsylvania",42,"YORK",133,"42133",0.3,0,2010,9999,"","","N","Solar","",{"$nulls":14},0,0,0,0,{"$nulls":6},""]
["Eco Energy LLC","57407_G_8418",57407,"G","8418",null,"Biomass","","PJM_SMAC","Maryland",24,"Baltimore",5,"24005",1.1,13500,2011,9999,"","","N","Biomass","",{"$nulls":14},{"v":0.22926295483445053,"d":"0.2293"},{"v":0.22926295483445053,"d":"0.2293"},{"v":0.22926295483445053,"d":"0.2293"},{"v":0.22926295483445053,"d":"0.2293"},{"$nulls":6},""]
["Bellefontaine Gas Producers LLC","57433_G_2",57433,"G","2",null,"Landfill Gas","","PJM_West","Ohio",39,"Logan",91,"39091",1.6,13500,2009,9999,"","","N","Landfill Gas","",{"$nulls":14},{"v":0.04394744404747715,"d":"0.0439"},{"v":0.04394744404747715,"d":"0.0439"},{"v":0.04394744404747715,"d":"0.0439"},{"v":0.04394744404747715,"d":"0.0439"},{"$nulls":6},""]
["Juniper Ridge Hydroelectric Project","57437_G_21-01",57437,"G","21-01",null,"Hydro","","WECC_PNW","Oregon",41,"Deschutes",17,"41017",5,0,2010,9999,"","","N","Hydro","",{"$nulls":14},0,0,0,0,{"$nulls":6},""]
["Caltech Central","57460_G_CL00",57460,"G","CL00",null,"Fuel Cell","","WECC_SCE","California",6,"Los Angeles",37,"06037",0.1,13500,2010,2021,"","","N","Non-Fossil Waste","",{"$nulls":14},0,0,0,0,{"$nulls":6},""]
["Murray Hill Solar","57471_G_MHNJ",57471,"G","MHNJ",null,"Solar PV","","PJM_EMAC","New Jersey",34,"Union",39,"34039",1,0,2011,9999,"","","N","Solar","",{"$nulls":14},0,0,0,0,{"$nulls":6},""]
["CPV Sentinel Energy Project","57482_G_CTG3",57482,"G","CTG3",null,"Combustion Turbine","Combustion Turbine","WECC_SCE","California",6,"Riverside",65,"06065",100,10745,2013,9999,"","","N","Natural Gas","",{"$nulls":14},0.0267,0.0267,0.0267,0.0267,{"$nulls":6},""]
["Tieton Dam Hydro Electric Project","57496_G_UNIT2",57496,"G","UNIT2",null,"Hydro","","WECC_PNW","Washington",53,"Yakima",77,"53077",6.9,0,2006,9999,"","","N","Hydro","",{"$nulls":14},0,0,0,0,{"$nulls":6},""]
["RV CSU Power II LLC","57507_G_CSUII",57507,"G","CSUII",null,"Solar PV","","WECC_CO","Colorado",8,"Larimer",69,"08069",3,0,2010,9999,"","","N","Solar","",{"$nulls":14},0,0,0,0,{"$nulls":6},""]
["Albuquerque Solar Energy Center","57567_G_ASEC1",57567,"G","ASEC1",null,"Solar PV","","WECC_NM","New Mexico",35,"Bernalillo",1,"35001",2,0,2011,9999,"","","N","Solar","",{"$nulls":14},0,0,0,0,{"$nulls":6},""]
["Las Vegas Solar Energy Center","57576_G_LVSEC",57576,"G","LVSEC",null,"Solar PV","","WECC_NM","New Mexico",35,"San Miguel",47,"35047",5,0,2011,9999,"","","N","Solar","",{"$nulls":14},0,0,0,0,{"$nulls":6},""]
["University of California San Diego","57584_G_STG",57584,"G","STG",null,"Combined Cycle","","WEC_SDGE","California",6,"San Diego",73,"06073",3,10952,2001,9999,"","","N","Natural Gas","",{"$nulls":14},{"v":0.008,"d":"0.0080"},{"v":0.008,"d":"0.0080"},{"v":0.008,"d":"0.0080"},{"v":0.008,"d":"0.0080"},{"$nulls":6},""]
["Fort Hill 1, 2, 3 & 4","57599_G_FH2",57599,"G","FH2",null,"Combustion Turbine","IC Engine","NENG_CT","Connecticut",9,"New London",11,"09011",2.5,12774,2010,9999,"","","N","Distillate Fuel Oil","",{"$nulls":14},{"v":2.3354529520972003,"d":"2.3355"},{"v":2.3354529520972003,"d":"2.3355"},{"v":2.3354529520972003,"d":"2.3355"},{"v":2.3354529520972003,"d":"2.3355"},{"$nulls":6},""]
["Lexington Chenoa Wind Farm LLC","57623_G_GEN1",57623,"G","GEN1",null,"Wind","","PJM_COMD","Illinois",17,"McLean",113,"17113",200,0,2013,9999,"","","N","Wind","",{"$nulls":14},0,0,0,0,{"$nulls":6},""]
["Wolverine","57631_G_1",57631,"G","1",null,"Wind","","MIS_MIDA","Iowa",19,"Adair",1,"19001",1.5,0,2010,9999,"","","N","Wind","",{"$nulls":14},0,0,0,0,{"$nulls":6},""]
["CASD Solar","57668_G_CASDE",57668,"G","CASDE",null,"Solar PV","","PJM_WMAC","Pennsylvania",42,"Cumberland",41,"42041",0.9,0,2010,9999,"","","N","Solar","",{"$nulls":14},0,0,0,0,{"$nulls":6},""]
["Oakdale Renewable Energy Plant","57672_G_GE1",57672,"G","GE1",null,"Landfill Gas","","MIS_IA","Iowa",19,"Johnson",103,"19103",1.4,14415,2010,9999,"","","N","Landfill Gas","",{"$nulls":14},{"v":0.04394744404747715,"d":"0.0439"},{"v":0.04394744404747715,"d":"0.0439"},{"v":0.04394744404747715,"d":"0.0439"},{"v":0.04394744404747715,"d":"0.0439"},{"$nulls":6},""]
["Power Generation Station (PGS) 2","57696_G_1",57696,"G","1",null,"Non-Fossil Waste","","WEC_CALN","California",6,"Alameda",1,"06001",3.8,13500,2011,9999,"","","Y","Non-Fossil Waste","",{"$nulls":14},0,0,0,0,{"$nulls":6},""]
["Vasco Winds","57700_G_1",57700,"G","1",null,"Wind","","WEC_CALN","California",6,"Contra Costa",13,"06013",78,0,2011,9999,"","","N","Wind","",{"$nulls":14},0,0,0,0,{"$nulls":6},""]
["Watkins Manufacturing Co.","57715_G_GEN2",57715,"G","GEN2",null,"Combustion Turbine","IC Engine","WEC_SDGE","California",6,"San Diego",73,"06073",1,12693,2001,9999,"","","N","Natural Gas","",{"$nulls":14},0.2046,0.2046,0.2046,0.2046,{"$nulls":6},""]
["Delaware City 10","592_G_DC10",592,"G","DC10",null,"Combustion Turbine","Combustion Turbine","PJM_EMAC","Delaware",10,"New Castle",3,"10003",16,25000,1968,9999,"","","N","Distillate Fuel Oil","",{"$nulls":13},0.3,0.3134,0.3134,0.3134,0.3134,{"$nulls":6},""]
["Harris","6015_G_1",6015,"G","1",null,"Nuclear","","S_VACA","North Carolina",37,"Wake",183,"37183",928,10460,1987,2047,"","","N","Nuclear Fuel","",{"$nulls":14},0,0,0,0,{"$nulls":6},""]
["Belle River","6034_G_5",6034,"G","5",null,"Combustion Turbine","IC Engine","MIS_LMI","Michigan",26,"st. Clair",147,"26147",2.4,25000,1981,9999,"","","N","Distillate Fuel Oil","",{"$nulls":13},1.67,{"v":2.3354529520972003,"d":"2.3355"},{"v":2.3354529520972003,"d":"2.3355"},{"v":2.3354529520972003,"d":"2.3355"},{"v":2.3354529520972003,"d":"2.3355"},{"$nulls":6},""]
["Martin","6043_G_3GT1",6043,"G","3GT1",null,"Combined Cycle","","FRCC","Florida",12,"Martin",85,"12085",156,7328,1994,9999,"","","N","Natural Gas","",{"$nulls":4},"SCR",{"$nulls":8},0.0006,{"v":0.03688466905640657,"d":"0.0369"},{"v":0.03688466905640657,"d":"0.0369"},{"v":0.03688466905640657,"d":"0.0369"},{"v":0.03688466905640657,"d":"0.0369"},{"$nulls":6},""]
["DeBary","6046_G_3",6046,"G","3",null,"Combustion Turbine","Combustion Turbine","FRCC","Florida",12,"Volusia",127,"12127",53,13808,1975,9999,"","","N","Distillate Fuel Oil","",{"$nulls":13},0.501119115,{"v":0.4931783514007291,"d":"0.4932"},{"v":0.4931783514007291,"d":"0.4932"},{"v":0.4931783514007291,"d":"0.4932"},{"v":0.4931783514007291,"d":"0.4932"},{"$nulls":6},""]
["Cascade Creek","6058_G_1",6058,"G","1",null,"Combustion Turbine","Combustion Turbine","MIS_MNWI","Minnesota",27,"Olmsted",109,"27109",28,10745,1975,9999,"","","N","Natural Gas, Distillate Fuel Oil","",{"$nulls":14},{"v":0.09767558897326441,"d":"0.0977"},{"v":0.09767558897326441,"d":"0.0977"},{"v":0.09767558897326441,"d":"0.0977"},{"v":0.09767558897326441,"d":"0.0977"},{"$nulls":6},""]
["Trimble County","6071_G_5",6071,"G","5",null,"Combustion Turbine","Combustion Turbine","S_C_KY","Kentucky",21,"Trimble",223,"21223",160,11593,2002,9999,"","","N","Natural Gas","",{"$nulls":13},4,{"v":0.03165582069467817,"d":"0.0317"},{"v":0.03165582069467817,"d":"0.0317"},{"v":0.03165582069467817,"d":"0.0317"},{"v":0.03165582069467817,"d":"0.0317"},{"$nulls":6},""]
["Stony Brook","6081_G_CA1",6081,"G","CA1",null,"Combined Cycle","","NENGREST","Massachusetts",25,"Hampden",13,"25013",96,9652,1981,9999,"","","N","Natural Gas, Distillate Fuel Oil","",{"$nulls":13},1.2,{"v":0.12973032643217222,"d":"0.1297"},{"v":0.12973032643217222,"d":"0.1297"},{"v":0.12973032643217222,"d":"0.1297"},{"v":0.12973032643217222,"d":"0.1297"},{"$nulls":6},""]
["Wallace Dam","6087_G_1",6087,"G","1",null,"Pumped Storage","","S_SOU","Georgia",13,"Hancock",141,"13141",53,0,1980,9999,"","","N","Pumped Storage","",{"$nulls":14},0,0,0,0,{"$nulls":6},""]
["PPL Susquehanna","6103_G_2",6103,"G","2",null,"Nuclear","","PJM_WMAC","Pennsylvania",42,"Luzerne",79,"42079",1260,10460,1985,2045,"","","N","Nuclear Fuel","",{"$nulls":14},0,0,0,0,{"$nulls":6},""]
["Deerfield 4","6119_G_GEN2",6119,"G","GEN2",null,"Hydro","","NENGREST","Massachusetts",25,"Franklin",11,"25011",2.1,0,1912,9999,"","","N","Hydro","",{"$nulls":14},0,0,0,0,{"$nulls":6},""]
["Fort Myers","612_G_GT1",612,"G","GT1",null,"Combustion Turbine","Combustion Turbine","FRCC","Florida",12,"Lee",71,"12071",54,13737,1974,9999,"","","N","Distillate Fuel Oil","",{"$nulls":13},0.5,{"v":0.5606884709730172,"d":"0.5607"},{"v":0.5606884709730172,"d":"0.5607"},{"v":0.5606884709730172,"d":"0.5607"},{"v":0.5606884709730172,"d":"0.5607"},{"$nulls":6},""]
["McIntosh","6124_G_CT6",6124,"G","CT6",null,"Combustion Turbine","Combustion Turbine","S_SOU","Georgia",13,"Effingham",103,"13103",82.2,16629,1994,9999,"","","N","Natural Gas","",{"$nulls":13},0.0515,{"v":0.08388248868407312,"d":"0.0839"},{"v":0.08388248868407312,"d":"0.0839"},{"v":0.08388248868407312,"d":"0.0839"},{"v":0.08388248868407312,"d":"0.0839"},{"$nulls":6},""]
["Fairfield Pumped Storage","6126_G_8",6126,"G","8",null,"Pumped Storage","","S_VACA","South Carolina",45,"Fairfield",39,"45039",72,0,1978,9999,"","","N","Pumped Storage","",{"$nulls":14},0,0,0,0,{"$nulls":6},""]
["Lauderdale","613_G_4",613,"G","4",null,"Combustion Turbine","Combustion Turbine","FRCC","Florida",12,"Broward",11,"12011",35,17662,1970,9999,"","","N","Natural Gas, Distillate Fuel Oil","",{"$nulls":13},0.8,{"v":0.4485441017723056,"d":"0.4485"},{"v":0.4485441017723056,"d":"0.4485"},{"v":0.4485441017723056,"d":"0.4485"},{"v":0.4485441017723056,"d":"0.4485"},{"$nulls":6},""]
["Lauderdale","613_G_ST4",613,"G","ST4",null,"Combined Cycle","","FRCC","Florida",12,"Broward",11,"12011",128,8079,1957,9999,"","","N","Natural Gas, Distillate Fuel Oil","",{"$nulls":13},0.0006,{"v":0.10409243248269404,"d":"0.1041"},{"v":0.10409243248269404,"d":"0.1041"},{"v":0.10409243248269404,"d":"0.1041"},{"v":0.10409243248269404,"d":"0.1041"},{"$nulls":6},""]
["Jones Bluff","6131_G_2",6131,"G","2",null,"Hydro","","S_SOU","Alabama",1,"Autauga",1,"01001",20.5,0,1975,9999,"","","N","Hydro","",{"$nulls":14},0,0,0,0,{"$nulls":6},""]
["Ozark","6142_G_2",6142,"G","2",null,"Hydro","","SPP_WEST","Arkansas",5,"Franklin",47,"05047",23,0,1973,9999,"","","N","Hydro","",{"$nulls":14},0,0,0,0,{"$nulls":6},""]
["Raccoon Mountain","6151_G_2",6151,"G","2",null,"Pumped Storage","","S_C_TVA","Tennessee",47,"Hamilton",65,"47065",413,0,1978,9999,"","","N","Pumped Storage","",{"$nulls":14},0,0,0,0,{"$nulls":6},""]
["Grand Coulee","6163_G_2",6163,"G","2",null,"Hydro","","WECC_PNW","Washington",53,"Grant",25,"53025",125,0,1942,9999,"","","N","Hydro","",{"$nulls":14},0,0,0,0,{"$nulls":6},""]
["Grand Coulee","6163_G_7",6163,"G","7",null,"Hydro","","WECC_PNW","Washington",53,"Grant",25,"53025",125,0,1947,9999,"","","N","Hydro","",{"$nulls":14},0,0,0,0,{"$nulls":6},""]
["Port Everglades","617_G_11",617,"G","11",null,"Combustion Turbine","Combustion Turbine","FRCC","Florida",12,"Broward",11,"12011",35,18124,1971,9999,"","","N","Natural Gas, Distillate Fuel Oil","",{"$nulls":13},0.8,{"v":0.45905855562317016,"d":"0.4591"},{"v":0.45905855562317016,"d":"0.4591"},{"v":0.45905855562317016,"d":"0.4591"},{"v":0.45905855562317016,"d":"0.4591"},{"$nulls":6},""]
["Libby","6172_G_3",6172,"G","3",null,"Hydro","","WECC_MT","Montana",30,"Lincoln",53,"30053",105,0,1976,9999,"","","N","Hydro","",{"$nulls":14},0,0,0,0,{"$nulls":6},""]
["Harris Dam","6188_G_2",6188,"G","2",null,"Hydro","","S_SOU","Alabama",1,"Randolph",111,"01111",66,0,1983,9999,"","","N","Hydro","",{"$nulls":14},0,0,0,0,{"$nulls":6},""]
["Rock Island","6200_G_B-10",6200,"G","B-10",null,"Hydro","","WECC_PNW","Washington",53,"Chelan",7,"53007",19.5,0,1953,9999,"","","N","Hydro","",{"$nulls":14},0,0,0,0,{"$nulls":6},""]
["Rock Island","6200_G_U-5",6200,"G","U-5",null,"Hydro","","WECC_PNW","Washington",53,"Chelan",7,"53007",42,0,1978,9999,"","","N","Hydro","",{"$nulls":14},0,0,0,0,{"$nulls":6},""]
["Turkey Point","621_G_5CTD",621,"G","5CTD",null,"Combined Cycle","","FRCC","Florida",12,"Miami-Dade",86,"12086",176,7341,2007,9999,"","","N","Natural Gas","",{"$nulls":4},"SCR",{"$nulls":9},{"v":0.00833893286894469,"d":"0.0083"},{"v":0.00833893286894469,"d":"0.0083"},{"v":0.00833893286894469,"d":"0.0083"},{"v":0.00833893286894469,"d":"0.0083"},{"$nulls":6},""]
["Mobile","6229_G_500",6229,"G","500",null,"Combustion Turbine","IC Engine","SPP_NEBR","Nebraska",31,"York",185,"31185",0.5,13065,1994,9999,"","","N","Distillate Fuel Oil","",{"$nulls":13},2.5,{"v":2.3354529520972003,"d":"2.3355"},{"v":2.3354529520972003,"d":"2.3355"},{"v":2.3354529520972003,"d":"2.3355"},{"v":2.3354529520972003,"d":"2.3355"},{"$nulls":6},""]
["Wilson","6258_G_5C",6258,"G","5C",null,"Combustion Turbine","Combustion Turbine","S_SOU","Georgia",13,"Burke",33,"13033",46,25000,1972,9999,"","","N","Distillate Fuel Oil","",{"$nulls":13},2.5775,{"v":0.5385893301894117,"d":"0.5386"},{"v":0.5385893301894117,"d":"0.5386"},{"v":0.5385893301894117,"d":"0.5386"},{"v":0.5385893301894117,"d":"0.5386"},{"$nulls":6},""]
["P L Bartow","634_G_4AGT",634,"G","4AGT",null,"Combined Cycle","","FRCC","Florida",12,"Pinellas",103,"12103",188,7549,2009,9999,"","","N","Natural Gas, Distillate Fuel Oil","",{"$nulls":4},"SCR",{"$nulls":8},0.06,{"v":0.023522782765762914,"d":"0.0235"},{"v":0.023522782765762914,"d":"0.0235"},{"v":0.023522782765762914,"d":"0.0235"},{"v":0.023522782765762914,"d":"0.0235"},{"$nulls":6},""]
["Felt","6359_G_5",6359,"G","5",null,"Hydro","","WECC_ID","Idaho",16,"Teton",81,"16081",0.7,0,1947,9999,"","","N","Hydro","",{"$nulls":14},0,0,0,0,{"$nulls":6},""]
["Detour","6369_G_6",6369,"G","6",null,"Combustion Turbine","IC Engine","MIS_WUMS","Michigan",26,"Chippewa",33,"26033",2.5,14149,1973,9999,"","","N","Distillate Fuel Oil","",{"$nulls":13},1.67,{"v":2.3354529520972003,"d":"2.3355"},{"v":2.3354529520972003,"d":"2.3355"},{"v":2.3354529520972003,"d":"2.3355"},{"v":2.3354529520972003,"d":"2.3355"},{"$nulls":6},""]
["Turners Falls","6388_G_2",6388,"G","2",null,"Hydro","","NENGREST","Massachusetts",25,"Franklin",11,"25011",0.4,0,1913,9999,"","","N","Hydro","",{"$nulls":14},0,0,0,0,{"$nulls":6},""]
["Black Canyon","6396_G_1",6396,"G","1",null,"Hydro","","WECC_ID","Idaho",16,"Gem",45,"16045",5.1,0,1925,9999,"","","N","Hydro","",{"$nulls":14},0,0,0,0,{"$nulls":6},""]
["Deer Creek","6404_G_2",6404,"G","2",null,"Hydro","","WECC_UT","Utah",49,"Wasatch",51,"49051",2.7,0,1958,9999,"","","N","Hydro","",{"$nulls":14},0,0,0,0,{"$nulls":6},""]
["Sam Rayburn","6413_G_2",6413,"G","2",null,"Hydro","","S_D_WOTA","Texas",48,"Jasper",241,"48241",26,0,1965,9999,"","","N","Hydro","",{"$nulls":14},0,0,0,0,{"$nulls":6},""]
["Lemolo 2","6421_G_1",6421,"G","1",null,"Hydro","","WECC_PNW","Oregon",41,"Douglas",19,"41019",34,0,1956,9999,"","","N","Hydro","",{"$nulls":14},0,0,0,0,{"$nulls":6},""]
["Diablo","6432_G_35",6432,"G","35",null,"Hydro","","WECC_PNW","Washington",53,"Whatcom",73,"53073",1.2,0,1936,9999,"","","N","Hydro","",{"$nulls":14},0,0,0,0,{"$nulls":6},""]
["Wilson Dam","6440_G_13",6440,"G","13",null,"Hydro","","S_C_TVA","Alabama",1,"Lauderdale",77,"01077",29,0,1943,9999,"","","N","Hydro","",{"$nulls":14},0,0,0,0,{"$nulls":6},""]
["Proctor","6450_G_2",6450,"G","2",null,"Hydro","","NENGREST","Vermont",50,"Rutland",21,"50021",0.7,0,1905,9999,"","","N","Hydro","",{"$nulls":14},0,0,0,0,{"$nulls":6},""]
["Big Fork","6459_G_3",6459,"G","3",null,"Hydro","","WECC_MT","Montana",30,"Flathead",29,"30029",0.8,0,1910,9999,"","","N","Hydro","",{"$nulls":14},0,0,0,0,{"$nulls":6},""]
["Vogtle","649_G_2",649,"G","2",null,"Nuclear","","S_SOU","Georgia",13,"Burke",33,"13033",1152,10460,1989,2049,"","","N","Nuclear Fuel","",{"$nulls":14},0,0,0,0,{"$nulls":6},""]
["Fleish","6513_G_1",6513,"G","1",null,"Hydro","","WECC_NNV","Nevada",32,"Washoe",31,"32031",2.5,0,1914,9999,"","","N","Hydro","",{"$nulls":14},0,0,0,0,{"$nulls":6},""]
["Kings Beach","6518_G_KB4",6518,"G","KB4",null,"Combustion Turbine","IC Engine","WECC_NNV","California",6,"Placer",61,"06061",2,10745,2008,9999,"","","N","Distillate Fuel Oil","",{"$nulls":14},0.4671,0.4671,0.4671,0.4671,{"$nulls":6},""]
["Little Cottonwood","6537_G_2",6537,"G","2",null,"Hydro","","WECC_UT","Utah",49,"Salt Lake",35,"49035",2.4,0,1983,9999,"","","N","Hydro","",{"$nulls":14},0,0,0,0,{"$nulls":6},""]
["FirstEnergy Millville","6546_G_3",6546,"G","3",null,"Hydro","","PJM_AP","West Virginia",54,"Jefferson",37,"54037",1,0,1938,9999,"","","N","Hydro","",{"$nulls":14},0,0,0,0,{"$nulls":6},""]
["Johnson","6579_G_2",6579,"G","2",null,"Combustion Turbine","IC Engine","SPP_N","Kansas",20,"Stanton",187,"20187",0.7,11978,1963,9999,"","","N","Natural Gas, Distillate Fuel Oil","",{"$nulls":13},3,{"v":2.3354529520972003,"d":"2.3355"},{"v":2.3354529520972003,"d":"2.3355"},{"v":2.3354529520972003,"d":"2.3355"},{"v":2.3354529520972003,"d":"2.3355"},{"$nulls":6},""]
["Stock Island","6584_G_GT2",6584,"G","GT2",null,"Combustion Turbine","Combustion Turbine","FRCC","Florida",12,"Monroe",87,"12087",17,17914,1999,9999,"","","N","Distillate Fuel Oil","",{"$nulls":3},"H2O",{"$nulls":9},0.05,0.3075,0.3075,0.3075,0.3075,{"$nulls":6},""]
["Highgate Falls","6618_G_1",6618,"G","1",null,"Hydro","","NENGREST","Vermont",50,"Franklin",11,"50011",1,0,1930,9999,"","","N","Hydro","",{"$nulls":14},0,0,0,0,{"$nulls":6},""]
["John R Kelly","664_G_8",664,"G","8",null,"Combined Cycle","","FRCC","Florida",12,"Alachua",1,"12001",37,9021,1965,9999,"","","N","Natural Gas","",{"$nulls":14},{"v":0.024015733920965926,"d":"0.0240"},{"v":0.024015733920965926,"d":"0.0240"},{"v":0.024015733920965926,"d":"0.0240"},{"v":0.024015733920965926,"d":"0.0240"},{"$nulls":6},""]
["G W Ivey","665_G_16",665,"G","16",null,"Combustion Turbine","IC Engine","FRCC","Florida",12,"Miami-Dade",86,"12086",1.8,12567,1972,9999,"","","N","Natural Gas, Distillate Fuel Oil","",{"$nulls":13},0.8,{"v":2.0543300185532067,"d":"2.0543"},{"v":2.0543300185532067,"d":"2.0543"},{"v":2.0543300185532067,"d":"2.0543"},{"v":2.0543300185532067,"d":"2.0543"},{"$nulls":6},""]
["Pebbly Beach","6704_G_7",6704,"G","7",null,"Combustion Turbine","IC Engine","WECC_SCE","California",6,"Los Angeles",37,"06037",1,10745,1958,9999,"","","N","Distillate Fuel Oil","",{"$nulls":13},0.74,0.4671,0.4671,0.4671,0.4671,{"$nulls":6},""]
["Larsen Memorial","675_G_8",675,"G","8",null,"Combined Cycle","","FRCC","Florida",12,"Polk",105,"12105",76,10839,1992,9999,"","","N","Natural Gas, Distillate Fuel Oil","",{"$nulls":14},{"v":0.05257729041651934,"d":"0.0526"},{"v":0.05257729041651934,"d":"0.0526"},{"v":0.05257729041651934,"d":"0.0526"},{"v":0.05257729041651934,"d":"0.0526"},{"$nulls":6},""]
["W K Sanders","678_G_2",678,"G","2",null,"Hydro","","NENGREST","Vermont",50,"Lamoille",15,"50015",0.7,0,1983,9999,"","","N","Hydro","",{"$nulls":14},0,0,0,0,{"$nulls":6},""]
["S O Purdom","689_G_9",689,"G","9",null,"Combined Cycle","","FRCC","Florida",12,"Wakulla",129,"12129",72,7720,2000,9999,"","","N","Natural Gas, Distillate Fuel Oil","",{"$nulls":14},{"v":0.025685232194885298,"d":"0.0257"},{"v":0.025685232194885298,"d":"0.0257"},{"v":0.025685232194885298,"d":"0.0257"},{"v":0.025685232194885298,"d":"0.0257"},{"$nulls":6},""]
["Marathon Generating Plant","696_G_11",696,"G","11",null,"Combustion Turbine","IC Engine","FRCC","Florida",12,"MONROE",87,"12087",3.5,25000,2001,9999,"","","N","Distillate Fuel Oil","",{"$nulls":13},0.8,{"v":2.3354529520972003,"d":"2.3355"},{"v":2.3354529520972003,"d":"2.3355"},{"v":2.3354529520972003,"d":"2.3355"},{"v":2.3354529520972003,"d":"2.3355"},{"$nulls":6},""]
["Hugoton 2","7011_G_9A",7011,"G","9A",null,"Combustion Turbine","IC Engine","SPP_N","Kansas",20,"Stevens",189,"20189",4,10745,1994,9999,"","","N","Natural Gas, Distillate Fuel Oil","",{"$nulls":13},3,{"v":2.3354529520972003,"d":"2.3355"},{"v":2.3354529520972003,"d":"2.3355"},{"v":2.3354529520972003,"d":"2.3355"},{"v":2.3354529520972003,"d":"2.3355"},{"$nulls":6},""]
["Whitehead","7028_G_K2",7028,"G","K2",null,"Combustion Turbine","IC Engine","WECC_UT","Utah",49,"UTAH",49,"49049",6,14314,1986,9999,"","","Y","Natural Gas","",{"$nulls":13},0.85,{"v":2.0543300185532067,"d":"2.0543"},{"v":2.0543300185532067,"d":"2.0543"},{"v":2.0543300185532067,"d":"2.0543"},{"v":2.0543300185532067,"d":"2.0543"},{"$nulls":6},""]
["Bates Mill Upper","7044_G_BU2",7044,"G","BU2",null,"Hydro","","NENG_ME","Maine",23,"Androscoggin",1,"23001",0.9,0,1986,9999,"","","N","Hydro","",{"$nulls":14},0,0,0,0,{"$nulls":6},""]
["Solon Diesel","7058_G_4",7058,"G","4",null,"Combustion Turbine","IC Engine","MIS_MNWI","Wisconsin",55,"Douglas",31,"55031",1,20861,1989,9999,"","","N","Distillate Fuel Oil","",{"$nulls":13},3,{"v":2.3354529520972003,"d":"2.3355"},{"v":2.3354529520972003,"d":"2.3355"},{"v":2.3354529520972003,"d":"2.3355"},{"v":2.3354529520972003,"d":"2.3355"},{"$nulls":6},""]
["Goat Rock","707_G_4",707,"G","4",null,"Hydro","","S_SOU","Georgia",13,"Harris",145,13145,5,0,1920,9999,"","","N","Hydro","",{"$nulls":14},0,0,0,0,{"$nulls":6},""]
["Harry Allen","7082_G_7",7082,"G","7",null,"Combined Cycle","","WECC_SNV","Nevada",32,"Clark",3,"32003",120,7050,2011,9999,"","","N","Natural Gas","",{"$nulls":4},"SCR",{"$nulls":9},{"v":6.8422904971983545E-3,"d":"0.0068"},{"v":6.8422904971983545E-3,"d":"0.0068"},{"v":6.8422904971983545E-3,"d":"0.0068"},{"v":6.8422904971983545E-3,"d":"0.0068"},{"$nulls":6},""]
["Hoist","7115_G_3",7115,"G","3",null,"Hydro","","MIS_WUMS","Michigan",26,"Marquette",103,"26103",1.3,0,1988,9999,"","","N","Hydro","",{"$nulls":14},0,0,0,0,{"$nulls":6},""]
["Bad Creek","7125_G_3",7125,"G","3",null,"Pumped Storage","","S_VACA","South Carolina",45,"Oconee",73,"45073",340,0,1991,9999,"","","N","Pumped Storage","",{"$nulls":14},0,0,0,0,{"$nulls":6},""]
["William F Matson Generating Station","7128_G_2",7128,"G","2",null,"Hydro","","PJM_PENE","Pennsylvania",42,"HUNTINGDON",61,"42061",5.2,0,1988,9999,"","","N","Hydro","",{"$nulls":14},0,0,0,0,{"$nulls":6},""]
["Stony Gorge","7151_G_1",7151,"G","1",null,"Hydro","","WEC_CALN","California",6,"Glenn",21,"06021",2.5,0,1986,9999,"","","N","Hydro","",{"$nulls":14},0,0,0,0,{"$nulls":6},""]
["Woodsdale","7158_G_GT4",7158,"G","GT4",null,"Combustion Turbine","Combustion Turbine","PJM_West","Ohio",39,"Butler",17,"39017",77,25000,1992,9999,"","","N","Natural Gas","",{"$nulls":13},0.5,{"v":0.11332090019821281,"d":"0.1133"},{"v":0.11332090019821281,"d":"0.1133"},{"v":0.11332090019821281,"d":"0.1133"},{"v":0.11332090019821281,"d":"0.1133"},{"$nulls":6},""]
["Concord","7159_G_4",7159,"G","4",null,"Combustion Turbine","Combustion Turbine","MIS_WUMS","Wisconsin",55,"Jefferson",55,"55055",88,14852,1994,9999,"","","N","Natural Gas, Distillate Fuel Oil","",{"$nulls":13},0.0016,{"v":0.0776099795920268,"d":"0.0776"},{"v":0.0776099795920268,"d":"0.0776"},{"v":0.0776099795920268,"d":"0.0776"},{"v":0.0776099795920268,"d":"0.0776"},{"$nulls":6},""]
["Milner Hydro","7190_G_3",7190,"G","3",null,"Hydro","","WECC_ID","Idaho",16,"Cassia",31,"16031",0.8,0,1992,9999,"","","N","Hydro","",{"$nulls":14},0,0,0,0,{"$nulls":6},""]
["Oliver Dam","720_G_4",720,"G","4",null,"Hydro","","S_SOU","Georgia",13,"Muscogee",215,"13215",5.9,0,1959,9999,"","","N","Hydro","",{"$nulls":14},0,0,0,0,{"$nulls":6},""]
["Darbytown","7212_G_4",7212,"G","4",null,"Combustion Turbine","Combustion Turbine","PJM_Dom","Virginia",51,"Henrico",87,"51087",84,12459,1990,9999,"","","N","Natural Gas, Distillate Fuel Oil","",{"$nulls":13},2.64,{"v":0.13428500464738954,"d":"0.1343"},{"v":0.13428500464738954,"d":"0.1343"},{"v":0.13428500464738954,"d":"0.1343"},{"v":0.13428500464738954,"d":"0.1343"},{"$nulls":6},""]
["Cane Island","7238_G_4",7238,"G","4",null,"Combined Cycle","","FRCC","Florida",12,"Osceola",97,"12097",160,7143,2011,9999,"","","N","Natural Gas","",{"$nulls":3},"DLNB","SCR",{"$nulls":8},0.0006,{"v":0.006773796831077067,"d":"0.0068"},{"v":0.006773796831077067,"d":"0.0068"},{"v":0.006773796831077067,"d":"0.0068"},{"v":0.006773796831077067,"d":"0.0068"},{"$nulls":6},""]
["Dam 2","7246_G_3",7246,"G","3",null,"Hydro","","SPP_WEST","Arkansas",5,"Desha",41,"05041",12,0,1999,9999,"","","N","Hydro","",{"$nulls":14},0,0,0,0,{"$nulls":6},""]
["Woodland","7266_G_NA1",7266,"G","NA1",null,"Combustion Turbine","Combustion Turbine","WEC_CALN","California",6,"Stanislaus",99,"06099",48,17662,1993,9999,"","","N","Natural Gas, Distillate Fuel Oil","",{"$nulls":4},"SCR",{"$nulls":8},0.74,{"v":0.01918245163531244,"d":"0.0192"},{"v":0.01918245163531244,"d":"0.0192"},{"v":0.01918245163531244,"d":"0.0192"},{"v":0.01918245163531244,"d":"0.0192"},{"$nulls":6},""]
["Lincoln Combustion","7277_G_9",7277,"G","9",null,"Combustion Turbine","Combustion Turbine","S_VACA","North Carolina",37,"Lincoln",109,"37109",79,12128,1995,9999,"","","N","Natural Gas, Distillate Fuel Oil","",{"$nulls":13},2.3000000000000003,{"v":0.09536060699528065,"d":"0.0954"},{"v":0.09536060699528065,"d":"0.0954"},{"v":0.09536060699528065,"d":"0.0954"},{"v":0.09536060699528065,"d":"0.0954"},{"$nulls":6},""]
["Paragould Turbine","7283_G_3",7283,"G","3",null,"Combustion Turbine","Combustion Turbine","SPP_WEST","Arkansas",5,"Greene",55,"05055",3.4,14025,1990,9999,"","","N","Natural Gas","",{"$nulls":14},{"v":0.18366846931454198,"d":"0.1837"},{"v":0.18366846931454198,"d":"0.1837"},{"v":0.18366846931454198,"d":"0.1837"},{"v":0.18366846931454198,"d":"0.1837"},{"$nulls":6},""]
["Palmyra Municipal 2","7304_G_IC9",7304,"G","IC9",null,"Combustion Turbine","IC Engine","MIS_MO","Missouri",29,"MARION",127,"29127",3.5,18000,1991,9999,"","","N","Natural Gas, Distillate Fuel Oil","",{"$nulls":13},2.3000000000000003,{"v":2.0543300185532067,"d":"2.0543"},{"v":2.0543300185532067,"d":"2.0543"},{"v":2.0543300185532067,"d":"2.0543"},{"v":2.0543300185532067,"d":"2.0543"},{"$nulls":6},""]
["Redding Power","7307_G_5",7307,"G","5",null,"Combined Cycle","","WEC_CALN","California",6,"Shasta",89,"06089",39,9902,2002,9999,"","","N","Natural Gas","",{"$nulls":4},"SCR",{"$nulls":9},{"v":0.008235676356996667,"d":"0.0082"},{"v":0.008235676356996667,"d":"0.0082"},{"v":0.008235676356996667,"d":"0.0082"},{"v":0.008235676356996667,"d":"0.0082"},{"$nulls":6},""]
["Stevens Creek","736_G_2",736,"G","2",null,"Hydro","","S_VACA","Georgia",13,"Columbia",73,"13073",1.5,0,1914,9999,"","","N","Hydro","",{"$nulls":14},0,0,0,0,{"$nulls":6},""]
["Stevens Creek","736_G_6",736,"G","6",null,"Hydro","","S_VACA","Georgia",13,"Columbia",73,"13073",1.5,0,1925,9999,"","","N","Hydro","",{"$nulls":14},0,0,0,0,{"$nulls":6},""]
["United Hospital","7378_G_3",7378,"G","3",null,"Combustion Turbine","IC Engine","MIS_MNWI","Minnesota",27,"Ramsey",123,"27123",1.6,12774,1992,9999,"","","N","Distillate Fuel Oil","",{"$nulls":13},2,{"v":2.3354529520972003,"d":"2.3355"},{"v":2.3354529520972003,"d":"2.3355"},{"v":2.3354529520972003,"d":"2.3355"},{"v":2.3354529520972003,"d":"2.3355"},{"$nulls":6},""]
["Front Street","7396_G_1",7396,"G","1",null,"Combustion Turbine","IC Engine","NENGREST","Massachusetts",25,"HAMPDEN",13,"25013",2.8,10745,1978,9999,"","","N","Distillate Fuel Oil","",{"$nulls":13},0.7890867906976743,{"v":2.3354529520972003,"d":"2.3355"},{"v":2.3354529520972003,"d":"2.3355"},{"v":2.3354529520972003,"d":"2.3355"},{"v":2.3354529520972003,"d":"2.3355"},{"$nulls":6},""]
["Shelbina Power #1","7405_G_G2",7405,"G","G2",null,"Combustion Turbine","IC Engine","MIS_MO","Missouri",29,"Shelby",205,"29205",1.6,12017,1989,9999,"","","N","Distillate Fuel Oil","",{"$nulls":13},2.3000000000000003,{"v":2.3354529520972003,"d":"2.3355"},{"v":2.3354529520972003,"d":"2.3355"},{"v":2.3354529520972003,"d":"2.3355"},{"v":2.3354529520972003,"d":"2.3355"},{"$nulls":6},""]
["Interstate","7425_G_1",7425,"G","1",null,"Combustion Turbine","Combustion Turbine","MIS_IL","Illinois",17,"Sangamon",167,"17167",114,13005,1997,9999,"","","N","Natural Gas, Distillate Fuel Oil","",{"$nulls":13},1,{"v":0.09786030405129993,"d":"0.0979"},{"v":0.09786030405129993,"d":"0.0979"},{"v":0.09786030405129993,"d":"0.0979"},{"v":0.09786030405129993,"d":"0.0979"},{"$nulls":6},""]
["Godwin Drive Plant","7439_G_C8",7439,"G","C8",null,"Combustion Turbine","IC Engine","PJM_Dom","Virginia",51,"Prince William",153,"51153",1.5,10745,1990,9999,"","","N","Distillate Fuel Oil","",{"$nulls":13},1.06,{"v":2.3354529520972003,"d":"2.3355"},{"v":2.3354529520972003,"d":"2.3355"},{"v":2.3354529520972003,"d":"2.3355"},{"v":2.3354529520972003,"d":"2.3355"},{"$nulls":6},""]
["Combustion Turbine Project No 2","7449_G_NA1",7449,"G","NA1",null,"Combustion Turbine","Combustion Turbine","WEC_CALN","California",6,"San Joaquin",77,"06077",49,10745,1996,9999,"","","N","Natural Gas, Distillate Fuel Oil","",{"$nulls":4},"SCR",{"$nulls":8},0.74,{"v":0.027128209880813613,"d":"0.0271"},{"v":0.027128209880813613,"d":"0.0271"},{"v":0.027128209880813613,"d":"0.0271"},{"v":0.027128209880813613,"d":"0.0271"},{"$nulls":6},""]
["Marceline","7470_G_5",7470,"G","5",null,"Combustion Turbine","IC Engine","MIS_MO","Missouri",29,"Linn",115,"29115",2,10825,2004,9999,"","","N","Distillate Fuel Oil","",{"$nulls":13},2.3000000000000003,{"v":2.3354529520972003,"d":"2.3355"},{"v":2.3354529520972003,"d":"2.3355"},{"v":2.3354529520972003,"d":"2.3355"},{"v":2.3354529520972003,"d":"2.3355"},{"$nulls":6},""]
["Richard F Wheeler","7501_G_2",7501,"G","2",null,"Wind","","NENGREST","Massachusetts",25,"Worcester",27,"25027",3,0,2010,9999,"","","N","Wind","",{"$nulls":14},0,0,0,0,{"$nulls":6},""]
["Solano Wind","7526_G_1",7526,"G","1",null,"Wind","","WEC_CALN","California",6,"Solano",95,"06095",13.1,0,1994,9999,"","","N","Wind","",{"$nulls":14},0,0,0,0,{"$nulls":6},""]
["Hartwell Lake","754_G_4",754,"G","4",null,"Hydro","","S_SOU","Georgia",13,"Hart",147,"13147",85,0,1962,9999,"","","N","Hydro","",{"$nulls":14},0,0,0,0,{"$nulls":6},""]
["State Farm","7556_G_2",7556,"G","2",null,"Combustion Turbine","IC Engine","MIS_IL","Illinois",17,"McLean",113,"17113",1.8,12774,1996,9999,"","","N","Distillate Fuel Oil","",{"$nulls":13},1,{"v":2.3354529520972003,"d":"2.3355"},{"v":2.3354529520972003,"d":"2.3355"},{"v":2.3354529520972003,"d":"2.3355"},{"v":2.3354529520972003,"d":"2.3355"},{"$nulls":6},""]
["Nottely","758_G_2",758,"G","2",null,"Hydro","","S_C_TVA","Georgia",13,"Union",291,"13291",0.9,0,1993,9999,"","","N","Hydro","",{"$nulls":14},0,0,0,0,{"$nulls":6},""]
["Allatoona","760_G_A",760,"G","A",null,"Hydro","","S_SOU","Georgia",13,"Bartow",15,"13015",2,0,1950,9999,"","","N","Hydro","",{"$nulls":14},0,0,0,0,{"$nulls":6},""]
["Auglaize Hydro","7657_G_1",7657,"G","1",null,"Hydro","","PJM_ATSI","Ohio",39,"Defiance",39,"39039",0.7,0,1986,9999,"","","N","Hydro","",{"$nulls":14},0,0,0,0,{"$nulls":6},""]
["Dahlberg","7709_G_6",7765,"G","6",null,"Combustion Turbine","Combustion Turbine","S_SOU","Georgia",13,"Jackson",157,"13157",75,12369,2000,9999,"","","N","Natural Gas","",{"$nulls":13},0.0515,{"v":0.03053361865411872,"d":"0.0305"},{"v":0.03053361865411872,"d":"0.0305"},{"v":0.03053361865411872,"d":"0.0305"},{"v":0.03053361865411872,"d":"0.0305"},{"$nulls":6},""]
["H Allen Franklin Combined Cycle","7710_G_ST1",7710,"G","ST1",null,"Combined Cycle","","S_SOU","Alabama",1,"Lee",81,"01081",192,7123,2002,9999,"","","N","Natural Gas","",{"$nulls":4},"SCR",{"$nulls":8},0.0006,{"v":0.01061401596409734,"d":"0.0106"},{"v":0.01061401596409734,"d":"0.0106"},{"v":0.01061401596409734,"d":"0.0106"},{"v":0.01061401596409734,"d":"0.0106"},{"$nulls":6},""]
["Coffin Butte","7725_G_2",7725,"G","2",null,"Landfill Gas","","WECC_PNW","Oregon",41,"BENTON",3,"41003",0.8,13500,1995,9999,"","","N","Landfill Gas","",{"$nulls":14},{"v":0.04394744404747715,"d":"0.0439"},{"v":0.04394744404747715,"d":"0.0439"},{"v":0.04394744404747715,"d":"0.0439"},{"v":0.04394744404747715,"d":"0.0439"},{"$nulls":6},""]
["Chouteau","7757_G_1",7757,"G","1",null,"Combined Cycle","","S_D_N_AR","Oklahoma",40,"Mayes",97,"40097",165,7452,2000,9999,"","","N","Natural Gas","",{"$nulls":4},"SCR",{"$nulls":9},{"v":0.0228809237544535,"d":"0.0229"},{"v":0.0228809237544535,"d":"0.0229"},{"v":0.0228809237544535,"d":"0.0229"},{"v":0.0228809237544535,"d":"0.0229"},{"$nulls":6},""]
["MPC Generating","7764_G_1",7764,"G","1",null,"Combustion Turbine","Combustion Turbine","S_SOU","Georgia",13,"Walton",297,"13297",151,11125,2000,9999,"","","N","Natural Gas, Distillate Fuel Oil","",{"$nulls":13},0.0515,{"v":0.11200632324650786,"d":"0.1120"},{"v":0.11200632324650786,"d":"0.1120"},{"v":0.11200632324650786,"d":"0.1120"},{"v":0.11200632324650786,"d":"0.1120"},{"$nulls":6},""]
["Erie Energy Center","7766_G_8",7766,"G","8",null,"Combustion Turbine","IC Engine","SPP_N","Kansas",20,"Neosho",133,"20133",2.5,10745,1999,9999,"","","N","Distillate Fuel Oil","",{"$nulls":13},3,{"v":2.3354529520972003,"d":"2.3355"},{"v":2.3354529520972003,"d":"2.3355"},{"v":2.3354529520972003,"d":"2.3355"},{"v":2.3354529520972003,"d":"2.3355"},{"$nulls":6},""]
["Dover Peaking","7777_G_2",7777,"G","2",null,"Combustion Turbine","IC Engine","PJM_West","Ohio",39,"Tuscarawas",157,"39157",1.8,10745,1999,9999,"","","N","Distillate Fuel Oil","",{"$nulls":13},0.5,{"v":2.3354529520972003,"d":"2.3355"},{"v":2.3354529520972003,"d":"2.3355"},{"v":2.3354529520972003,"d":"2.3355"},{"v":2.3354529520972003,"d":"2.3355"},{"$nulls":6},""]
["Bryan Peaking","7779_G_3",7779,"G","3",null,"Combustion Turbine","IC Engine","PJM_ATSI","Ohio",39,"WILLIAMS",171,"39171",1.8,10745,1999,9999,"","","N","Distillate Fuel Oil","",{"$nulls":13},0.5,{"v":2.3354529520972003,"d":"2.3355"},{"v":2.3354529520972003,"d":"2.3355"},{"v":2.3354529520972003,"d":"2.3355"},{"v":2.3354529520972003,"d":"2.3355"},{"$nulls":6},""]
["Dominion/Lo Mar","7797_G_LOM1",7797,"G","LOM1",null,"Combustion Turbine","IC Engine","PJM_Dom","Virginia",51,"Prince William",153,"51153",1.7,10745,1997,9999,"","","N","Distillate Fuel Oil","",{"$nulls":13},1.06,{"v":2.3354529520972003,"d":"2.3355"},{"v":2.3354529520972003,"d":"2.3355"},{"v":2.3354529520972003,"d":"2.3355"},{"v":2.3354529520972003,"d":"2.3355"},{"$nulls":6},""]
["Richmond","7805_G_ST4",7805,"G","ST4",null,"Combined Cycle","","S_VACA","North Carolina",37,"Richmond",153,"37153",168,7091,2002,9999,"","","N","Natural Gas","",{"$nulls":4},"SCR",{"$nulls":8},2.3000000000000003,{"v":8.960853835784292E-3,"d":"0.0090"},{"v":8.960853835784292E-3,"d":"0.0090"},{"v":8.960853835784292E-3,"d":"0.0090"},{"v":8.960853835784292E-3,"d":"0.0090"},{"$nulls":6},""]
["Sewell Creek Energy","7813_G_1",7813,"G","1",null,"Combustion Turbine","Combustion Turbine","S_SOU","Georgia",13,"Polk",233,"13233",111,10745,2000,9999,"","","N","Natural Gas","",{"$nulls":13},0.006,{"v":0.03137640795691854,"d":"0.0314"},{"v":0.03137640795691854,"d":"0.0314"},{"v":0.03137640795691854,"d":"0.0314"},{"v":0.03137640795691854,"d":"0.0314"},{"$nulls":6},""]
["Rowan","7826_G_001",7826,"G","001",null,"Combustion Turbine","Combustion Turbine","S_VACA","North Carolina",37,"Rowan",159,"37159",154,10822,2001,9999,"","","N","Natural Gas, Distillate Fuel Oil","",{"$nulls":3},"DLNB + H2O",{"$nulls":9},{"v":0.006,"d":"0.01"},{"v":0.03804964363831352,"d":"0.0380"},{"v":0.03804964363831352,"d":"0.0380"},{"v":0.03804964363831352,"d":"0.0380"},{"v":0.03804964363831352,"d":"0.0380"},{"$nulls":6},""]
["Roosevelt Biogas 1","7832_G_1",7832,"G","1",null,"Landfill Gas","","WECC_PNW","Washington",53,"Klickitat",39,"53039",2.1,13500,1999,9999,"","","N","Landfill Gas","",{"$nulls":14},{"v":0.04394744404747715,"d":"0.0439"},{"v":0.04394744404747715,"d":"0.0439"},{"v":0.04394744404747715,"d":"0.0439"},{"v":0.04394744404747715,"d":"0.0439"},{"$nulls":6},""]
["Marsh Run Generating","7836_G_3",7836,"G","3",null,"Combustion Turbine","Combustion Turbine","PJM_Dom","Virginia",51,"Fauquier",61,"51061",162,10800,2004,9999,"","","N","Natural Gas, Distillate Fuel Oil","",{"$nulls":13},0.3,{"v":0.0330516969084263,"d":"0.0331"},{"v":0.0330516969084263,"d":"0.0331"},{"v":0.0330516969084263,"d":"0.0331"},{"v":0.0330516969084263,"d":"0.0331"},{"$nulls":6},""]
["Ladysmith","7839_G_5",7839,"G","5",null,"Combustion Turbine","Combustion Turbine","PJM_Dom","Virginia",51,"Caroline",33,"51033",160,10763,2009,9999,"","","N","Natural Gas, Distillate Fuel Oil","",{"$nulls":14},{"v":0.032650398411391265,"d":"0.0327"},{"v":0.032650398411391265,"d":"0.0327"},{"v":0.032650398411391265,"d":"0.0327"},{"v":0.032650398411391265,"d":"0.0327"},{"$nulls":6},""]
["Pleasant Valley","7843_G_12",7843,"G","12",null,"Combustion Turbine","Combustion Turbine","MIS_MNWI","Minnesota",27,"Mower",99,"27099",156,13188,2001,9999,"","","N","Natural Gas, Distillate Fuel Oil","",{"$nulls":13},0.5,{"v":0.07698782991490719,"d":"0.0770"},{"v":0.07698782991490719,"d":"0.0770"},{"v":0.07698782991490719,"d":"0.0770"},{"v":0.07698782991490719,"d":"0.0770"},{"$nulls":6},""]
["Lagoon Creek","7845_G_GT8",7845,"G","GT8",null,"Combustion Turbine","Combustion Turbine","S_C_TVA","Tennessee",47,"Haywood",75,"47075",79,11980,2001,9999,"","","N","Natural Gas, Distillate Fuel Oil","",{"$nulls":13},5,{"v":0.02384224811960619,"d":"0.0238"},{"v":0.02384224811960619,"d":"0.0238"},{"v":0.02384224811960619,"d":"0.0238"},{"v":0.02384224811960619,"d":"0.0238"},{"$nulls":6},""]
["Knoxville Industrial","7849_G_3",7849,"G","3",null,"Combustion Turbine","IC Engine","MIS_MIDA","Iowa",19,"Marion",125,"19125",2,12774,2000,9999,"","","N","Distillate Fuel Oil","",{"$nulls":13},0.05,{"v":2.3354529520972003,"d":"2.3355"},{"v":2.3354529520972003,"d":"2.3355"},{"v":2.3354529520972003,"d":"2.3355"},{"v":2.3354529520972003,"d":"2.3355"},{"$nulls":6},""]
["Waterloo Lundquist","7851_G_1",7851,"G","1",null,"Combustion Turbine","IC Engine","MIS_MIDA","Iowa",19,"Black Hawk",13,"19013",2,12774,2000,9999,"","","N","Distillate Fuel Oil","",{"$nulls":13},0.05,{"v":2.3354529520972003,"d":"2.3355"},{"v":2.3354529520972003,"d":"2.3355"},{"v":2.3354529520972003,"d":"2.3355"},{"v":2.3354529520972003,"d":"2.3355"},{"$nulls":6},""]
["Gilliam South","7857_G_1",7857,"G","1",null,"Combustion Turbine","IC Engine","MIS_MIDA","Iowa",19,"Adair",1,"19001",1.7,25000,2001,9999,"","","N","Distillate Fuel Oil","",{"$nulls":13},2.5,{"v":2.3354529520972003,"d":"2.3355"},{"v":2.3354529520972003,"d":"2.3355"},{"v":2.3354529520972003,"d":"2.3355"},{"v":2.3354529520972003,"d":"2.3355"},{"$nulls":6},""]
["Encogen","7870_G_CTG2",7870,"G","CTG2",null,"Combined Cycle","","WECC_PNW","Washington",53,"Whatcom",73,"53073",34,9945,1993,9999,"","","Y","Natural Gas, Distillate Fuel Oil","",{"$nulls":4},"SCR",{"$nulls":9},{"v":0.02776588886049591,"d":"0.0278"},{"v":0.02776588886049591,"d":"0.0278"},{"v":0.02776588886049591,"d":"0.0278"},{"v":0.02776588886049591,"d":"0.0278"},{"$nulls":6},""]
["H L Culbreath Bayside Power Station","7873_G_5",7873,"G","5",null,"Combustion Turbine","Combustion Turbine","FRCC","Florida",12,"Hillsborough",57,"12057",56,11298,2009,9999,"","","N","Natural Gas","",{"$nulls":14},{"v":0.08690026366485513,"d":"0.0869"},{"v":0.08690026366485513,"d":"0.0869"},{"v":0.08690026366485513,"d":"0.0869"},{"v":0.08690026366485513,"d":"0.0869"},{"$nulls":6},""]
["Powell Valley","7883_G_7",7883,"G","7",null,"Combustion Turbine","IC Engine","S_C_TVA","Tennessee",47,"Hancock",67,"47067",1.8,10745,2000,9999,"","","N","Distillate Fuel Oil","",{"$nulls":13},5,{"v":2.3354529520972003,"d":"2.3355"},{"v":2.3354529520972003,"d":"2.3355"},{"v":2.3354529520972003,"d":"2.3355"},{"v":2.3354529520972003,"d":"2.3355"},{"$nulls":6},""]
["Sand Hill","7900_G_5C",7900,"G","5C",null,"Combined Cycle","","ERC_REST","Texas",48,"Travis",453,"48453",151,7928,2004,9999,"","","N","Natural Gas","",{"$nulls":4},"SCR",{"$nulls":9},{"v":0.01645177716478498,"d":"0.0165"},{"v":0.01645177716478498,"d":"0.0165"},{"v":0.01645177716478498,"d":"0.0165"},{"v":0.01645177716478498,"d":"0.0165"},{"$nulls":6},""]
["Pine Flat","7907_G_3",7907,"G","3",null,"Hydro","","WEC_CALN","California",6,"Fresno",19,"06019",55,0,1984,9999,"","","N","Hydro","",{"$nulls":14},0,0,0,0,{"$nulls":6},""]
["Talbot County Energy","7916_G_2",7916,"G","2",null,"Combustion Turbine","Combustion Turbine","S_SOU","Georgia",13,"Talbot",263,"13263",111,12035,2002,9999,"","","N","Natural Gas","",{"$nulls":13},0.006,{"v":0.027858991555637348,"d":"0.0279"},{"v":0.027858991555637348,"d":"0.0279"},{"v":0.027858991555637348,"d":"0.0279"},{"v":0.027858991555637348,"d":"0.0279"},{"$nulls":6},""]
["Albertville","7924_G_DG2",7924,"G","DG2",null,"Combustion Turbine","IC Engine","S_C_TVA","Alabama",1,"Marshall",95,"01095",0.9,12774,2000,9999,"","","N","Distillate Fuel Oil","",{"$nulls":13},4,{"v":2.3354529520972003,"d":"2.3355"},{"v":2.3354529520972003,"d":"2.3355"},{"v":2.3354529520972003,"d":"2.3355"},{"v":2.3354529520972003,"d":"2.3355"},{"$nulls":6},""]
["South Strawberry","7926_G_2A",7926,"G","2A",null,"Combustion Turbine","IC Engine","MIS_IA","Iowa",19,"CLAYTON",43,"19043",1.8,25000,2002,9999,"","","N","Distillate Fuel Oil","",{"$nulls":13},2.5,{"v":2.3354529520972003,"d":"2.3355"},{"v":2.3354529520972003,"d":"2.3355"},{"v":2.3354529520972003,"d":"2.3355"},{"v":2.3354529520972003,"d":"2.3355"},{"$nulls":6},""]
["Trenton South","7935_G_2",7935,"G","2",null,"Combustion Turbine","IC Engine","MIS_MO","Missouri",29,"GRUNDY",79,"29079",1.8,11001,2000,9999,"","","N","Distillate Fuel Oil","",{"$nulls":13},2.3000000000000003,{"v":2.3354529520972003,"d":"2.3355"},{"v":2.3354529520972003,"d":"2.3355"},{"v":2.3354529520972003,"d":"2.3355"},{"v":2.3354529520972003,"d":"2.3355"},{"$nulls":6},""]
["Diesel Group 3","7941_G_1",7941,"G","1",null,"Combustion Turbine","IC Engine","PJM_Dom","Virginia",51,"Southampton",175,"51175",4,10745,2002,9999,"","","N","Distillate Fuel Oil","",{"$nulls":13},2.64,{"v":2.3354529520972003,"d":"2.3355"},{"v":2.3354529520972003,"d":"2.3355"},{"v":2.3354529520972003,"d":"2.3355"},{"v":2.3354529520972003,"d":"2.3355"},{"$nulls":6},""]
["Field Street","7954_G_2",7954,"G","2",null,"Combustion Turbine","Combustion Turbine","FRCC","Florida",12,"Volusia",127,"12127",22,20843,2001,9999,"","","N","Distillate Fuel Oil","",{"$nulls":13},0.8,{"v":0.7314733646649173,"d":"0.7315"},{"v":0.7314733646649173,"d":"0.7315"},{"v":0.7314733646649173,"d":"0.7315"},{"v":0.7314733646649173,"d":"0.7315"},{"$nulls":6},""]
["Sediver","7957_G_1",7957,"G","1",null,"Combustion Turbine","IC Engine","S_VACA","South Carolina",45,"York",91,"45091",2.4,10745,2003,9999,"","","N","Distillate Fuel Oil","",{"$nulls":13},3.5,{"v":2.3354529520972003,"d":"2.3355"},{"v":2.3354529520972003,"d":"2.3355"},{"v":2.3354529520972003,"d":"2.3355"},{"v":2.3354529520972003,"d":"2.3355"},{"$nulls":6},""]
["Iowa Distributed Wind Generation Project","7966_G_IDWG",7966,"G","IDWG",null,"Wind","","MIS_MIDA","Iowa",19,"Kossuth",109,"19109",2.3,0,2000,9999,"","","N","Wind","",{"$nulls":14},0,0,0,0,{"$nulls":6},""]
["Pella Peaking","7971_G_16",7971,"G","16",null,"Combustion Turbine","IC Engine","MIS_MIDA","Iowa",19,"Marion",125,"19125",1.8,10887,2003,9999,"","","N","Distillate Fuel Oil","",{"$nulls":14},{"v":2.3354529520972003,"d":"2.3355"},{"v":2.3354529520972003,"d":"2.3355"},{"v":2.3354529520972003,"d":"2.3355"},{"v":2.3354529520972003,"d":"2.3355"},{"$nulls":6},""]
["Chamberlain Wind Project","7974_G_WTC2",7974,"G","WTC2",null,"Wind","","MIS_MAPP","South Dakota",46,"Brule",15,"46015",1.3,0,2001,9999,"","","N","Wind","",{"$nulls":14},0,0,0,0,{"$nulls":6},""]
["Granite Falls 2","7977_G_3",7977,"G","3",null,"Combustion Turbine","IC Engine","MIS_MNWI","Minnesota",27,"YELLOW MEDICINE",173,"27173",2,10745,2003,9999,"","","N","Distillate Fuel Oil","",{"$nulls":14},{"v":2.3354529520972003,"d":"2.3355"},{"v":2.3354529520972003,"d":"2.3355"},{"v":2.3354529520972003,"d":"2.3355"},{"v":2.3354529520972003,"d":"2.3355"},{"$nulls":6},""]
["Sylvarena","7989_G_3",7989,"G","3",null,"Combustion Turbine","Combustion Turbine","S_SOU","Mississippi",28,"Smith",129,"28129",43,10827,2003,9999,"","","N","Natural Gas","",{"$nulls":13},4.8,{"v":0.08208511470605696,"d":"0.0821"},{"v":0.08208511470605696,"d":"0.0821"},{"v":0.08208511470605696,"d":"0.0821"},{"v":0.08208511470605696,"d":"0.0821"},{"$nulls":6},""]
["Airport Industrial","7995_G_IC4",7995,"G","IC4",null,"Combustion Turbine","IC Engine","WECC_CO","Colorado",8,"Pueblo",101,"08101",2.5,12774,2002,9999,"","","N","Distillate Fuel Oil","",{"$nulls":13},1.2,{"v":2.3354529520972003,"d":"2.3355"},{"v":2.3354529520972003,"d":"2.3355"},{"v":2.3354529520972003,"d":"2.3355"},{"v":2.3354529520972003,"d":"2.3355"},{"$nulls":6},""]
["Winston","7997_G_WD20",7997,"G","WD20",null,"Combustion Turbine","IC Engine","FRCC","Florida",12,"Polk",105,"12105",2.5,12774,2001,9999,"","","N","Distillate Fuel Oil","",{"$nulls":14},{"v":2.3354529520972003,"d":"2.3355"},{"v":2.3354529520972003,"d":"2.3355"},{"v":2.3354529520972003,"d":"2.3355"},{"v":2.3354529520972003,"d":"2.3355"},{"$nulls":6},""]
["Holtsville","8007_G_10",8007,"G","10",null,"Combustion Turbine","Combustion Turbine","NY_Z_K","New York",36,"Suffolk",103,"36103",54,15016,1975,9999,"","","N","Distillate Fuel Oil","",{"$nulls":13},1.052964094,{"v":0.430700319,"d":"0.4307"},{"v":0.430700319,"d":"0.4307"},{"v":0.430700319,"d":"0.4307"},{"v":0.430700319,"d":"0.4307"},{"$nulls":6},""]
["Murray Turbine","8010_G_3",8010,"G","3",null,"Combustion Turbine","Combustion Turbine","WECC_UT","Utah",49,"Salt Lake",35,"49035",12,11383,2002,9999,"","","N","Natural Gas","",{"$nulls":13},0.85,{"v":0.18366846931454198,"d":"0.1837"},{"v":0.18366846931454198,"d":"0.1837"},{"v":0.18366846931454198,"d":"0.1837"},{"v":0.18366846931454198,"d":"0.1837"},{"$nulls":6},""]
["Boulder Park","8022_G_1",8022,"G","1",null,"Combustion Turbine","IC Engine","WECC_PNW","Washington",53,"Spokane",63,"53063",4.1,10745,2002,9999,"","","N","Natural Gas","",{"$nulls":13},2.630289302325581,{"v":2.0543300185532067,"d":"2.0543"},{"v":2.0543300185532067,"d":"2.0543"},{"v":2.0543300185532067,"d":"2.0543"},{"v":2.0543300185532067,"d":"2.0543"},{"$nulls":6},""]
["Blue Lake","8027_G_8",8027,"G","8",null,"Combustion Turbine","Combustion Turbine","MIS_MNWI","Minnesota",27,"Scott",139,"27139",150,10470,2005,9999,"","","N","Natural Gas","",{"$nulls":13},0.5,{"v":0.021783122788909804,"d":"0.0218"},{"v":0.021783122788909804,"d":"0.0218"},{"v":0.021783122788909804,"d":"0.0218"},{"v":0.021783122788909804,"d":"0.0218"},{"$nulls":6},""]
["Clifton","8037_G_1",8037,"G","1",null,"Combustion Turbine","Combustion Turbine","SPP_N","Kansas",20,"Washington",201,"20201",66,20809,1974,9999,"","","N","Natural Gas, Distillate Fuel Oil","",{"$nulls":13},0.006,{"v":0.4123194975976651,"d":"0.4123"},{"v":0.4123194975976651,"d":"0.4123"},{"v":0.4123194975976651,"d":"0.4123"},{"v":0.4123194975976651,"d":"0.4123"},{"$nulls":6},""]
["Charles E Monty","805_G_M-1",805,"G","M-1",null,"Hydro","","NENG_ME","Maine",23,"Androscoggin",1,"23001",14,0,1990,9999,"","","N","Hydro","",{"$nulls":14},0,0,0,0,{"$nulls":6},""]
["Santan","8068_G_ST1",8068,"G","ST1",null,"Combined Cycle","","WECC_AZ","Arizona",4,"Maricopa",13,"04013",92,9669,1974,9999,"","","N","Natural Gas","",{"$nulls":14},{"v":0.3016715243037541,"d":"0.3017"},{"v":0.3016715243037541,"d":"0.3017"},{"v":0.3016715243037541,"d":"0.3017"},{"v":0.3016715243037541,"d":"0.3017"},{"$nulls":6},""]
["Beaver","8073_G_7",8073,"G","7",null,"Combined Cycle","","WECC_PNW","Oregon",41,"Columbia",9,"41009",139,10038,1977,9999,"","","N","Natural Gas","",{"$nulls":14},{"v":0.21310055260228902,"d":"0.2131"},{"v":0.21310055260228902,"d":"0.2131"},{"v":0.21310055260228902,"d":"0.2131"},{"v":0.21310055260228902,"d":"0.2131"},{"$nulls":6},""]
["Tipton","8106_G_2",8106,"G","2",null,"Combustion Turbine","IC Engine","MIS_IL","Iowa",19,"Cedar",31,"19031",1.2,10745,1971,9999,"","","N","Natural Gas, Distillate Fuel Oil","",{"$nulls":13},1.6292,{"v":2.0543300185532067,"d":"2.0543"},{"v":2.0543300185532067,"d":"2.0543"},{"v":2.0543300185532067,"d":"2.0543"},{"v":2.0543300185532067,"d":"2.0543"},{"$nulls":6},""]
["Stanberry","8110_G_IC5",8110,"G","IC5",null,"Combustion Turbine","IC Engine","MIS_MO","Missouri",29,"Gentry",75,"29075",0.3,12774,1958,9999,"","","N","Distillate Fuel Oil","",{"$nulls":13},2.3000000000000003,{"v":2.3354529520972003,"d":"2.3355"},{"v":2.3354529520972003,"d":"2.3355"},{"v":2.3354529520972003,"d":"2.3355"},{"v":2.3354529520972003,"d":"2.3355"},{"$nulls":6},""]
["C J Strike","812_G_2",812,"G","2",null,"Hydro","","WECC_ID","Idaho",16,"Owyhee",73,"16073",31,0,1952,9999,"","","N","Hydro","",{"$nulls":14},0,0,0,0,{"$nulls":6},""]
["Upper Malad","823_G_1",823,"G","1",null,"Hydro","","WECC_ID","Idaho",16,"Gooding",47,"16047",8.1,0,1948,9999,"","","N","Hydro","",{"$nulls":14},0,0,0,0,{"$nulls":6},""]
["Grace","827_G_3",827,"G","3",null,"Hydro","","WECC_ID","Idaho",16,"Caribou",29,"16029",11,0,1923,9999,"","","N","Hydro","",{"$nulls":14},0,0,0,0,{"$nulls":6},""]
["Palisades","850_G_1",850,"G","1",null,"Hydro","","WECC_ID","Idaho",16,"Bonneville",19,"16019",44,0,1957,9999,"","","N","Hydro","",{"$nulls":14},0,0,0,0,{"$nulls":6},""]
["Albeni Falls","851_G_2",851,"G","2",null,"Hydro","","WECC_PNW","Idaho",16,"Bonner",17,"16017",14,0,1955,9999,"","","N","Hydro","",{"$nulls":14},0,0,0,0,{"$nulls":6},""]
["Waukegan","883_G_321",883,"G","321",null,"Combustion Turbine","Combustion Turbine","PJM_COMD","Illinois",17,"Lake",97,"17097",28,17368,1968,9999,"","","N","Distillate Fuel Oil","",{"$nulls":13},1,{"v":1.1994439941262849,"d":"1.1994"},{"v":1.1994439941262849,"d":"1.1994"},{"v":1.1994439941262849,"d":"1.1994"},{"v":1.1994439941262849,"d":"1.1994"},{"$nulls":6},""]
["Hoover Dam","8902_G_A5",8902,"G","A5",null,"Hydro","","WECC_AZ","Arizona",4,"Mohave",15,"04015",127,0,1943,9999,"","","N","Hydro","",{"$nulls":14},0,0,0,0,{"$nulls":6},""]
["Cherry Street","9038_G_7",9038,"G","7",null,"Combustion Turbine","IC Engine","NENGREST","Massachusetts",25,"MIDDLESEX",17,"25017",2.8,11087,1951,9999,"","","N","Distillate Fuel Oil","",{"$nulls":13},0.7890867906976743,{"v":2.3354529520972003,"d":"2.3355"},{"v":2.3354529520972003,"d":"2.3355"},{"v":2.3354529520972003,"d":"2.3355"},{"v":2.3354529520972003,"d":"2.3355"},{"$nulls":6},""]
["Hydro Plant No 3","925_G_2",925,"G","2",null,"Hydro","","WECC_UT","Utah",49,"Sanpete",39,"49039",0.6,0,1984,9999,"","","N","Hydro","",{"$nulls":14},0,0,0,0,{"$nulls":6},""]
["Carmi","937_G_13",937,"G","13",null,"Combustion Turbine","IC Engine","MIS_IL","Illinois",17,"White",193,"17193",4.3,10766,1973,9999,"","","N","Natural Gas, Distillate Fuel Oil","",{"$nulls":13},1,{"v":2.0543300185532067,"d":"2.0543"},{"v":2.0543300185532067,"d":"2.0543"},{"v":2.0543300185532067,"d":"2.0543"},{"v":2.0543300185532067,"d":"2.0543"},{"$nulls":6},""]
["Farmer City","941_G_2",941,"G","2",null,"Combustion Turbine","IC Engine","MIS_IL","Illinois",17,"De Witt",39,"17039",0.9,10745,1963,9999,"","","N","Distillate Fuel Oil","",{"$nulls":13},1,{"v":2.3354529520972003,"d":"2.3355"},{"v":2.3354529520972003,"d":"2.3355"},{"v":2.3354529520972003,"d":"2.3355"},{"v":2.3354529520972003,"d":"2.3355"},{"$nulls":6},""]
["Highland","946_G_IC2",946,"G","IC2",null,"Combustion Turbine","IC Engine","MIS_IL","Illinois",17,"Madison",119,"17119",1.6,10745,1993,9999,"","","N","Distillate Fuel Oil","",{"$nulls":13},1,{"v":2.3354529520972003,"d":"2.3355"},{"v":2.3354529520972003,"d":"2.3355"},{"v":2.3354529520972003,"d":"2.3355"},{"v":2.3354529520972003,"d":"2.3355"},{"$nulls":6},""]
["McLeansboro","948_G_5",948,"G","5",null,"Combustion Turbine","IC Engine","MIS_IL","Illinois",17,"Hamilton",65,"17065",1.8,10745,1979,9999,"","","N","Natural Gas, Distillate Fuel Oil","",{"$nulls":13},1,{"v":2.3354529520972003,"d":"2.3355"},{"v":2.3354529520972003,"d":"2.3355"},{"v":2.3354529520972003,"d":"2.3355"},{"v":2.3354529520972003,"d":"2.3355"},{"$nulls":6},""]
["Mascoutah","950_G_IC3",950,"G","IC3",null,"Combustion Turbine","IC Engine","MIS_IL","Illinois",17,"St. CLAIR",163,"17163",1,12486,1954,9999,"","","N","Distillate Fuel Oil","",{"$nulls":13},1,{"v":2.3354529520972003,"d":"2.3355"},{"v":2.3354529520972003,"d":"2.3355"},{"v":2.3354529520972003,"d":"2.3355"},{"v":2.3354529520972003,"d":"2.3355"},{"$nulls":6},""]
["Rantoul","958_G_3",958,"G","3",null,"Combustion Turbine","IC Engine","MIS_IL","Illinois",17,"Champaign",19,"17019",0.7,10745,1953,9999,"","","N","Distillate Fuel Oil","",{"$nulls":14},{"v":2.3354529520972003,"d":"2.3355"},{"v":2.3354529520972003,"d":"2.3355"},{"v":2.3354529520972003,"d":"2.3355"},{"v":2.3354529520972003,"d":"2.3355"},{"$nulls":6},""]
["Red Bud","959_G_2",959,"G","2",null,"Combustion Turbine","IC Engine","MIS_IL","Illinois",17,"RANDOLPH",157,"17157",0.9,12149,1959,9999,"","","N","Distillate Fuel Oil","",{"$nulls":13},1,{"v":2.3354529520972003,"d":"2.3355"},{"v":2.3354529520972003,"d":"2.3355"},{"v":2.3354529520972003,"d":"2.3355"},{"v":2.3354529520972003,"d":"2.3355"},{"$nulls":6},""]
["North Ninth Street","960_G_9",960,"G","9",null,"Combustion Turbine","IC Engine","PJM_COMD","Illinois",17,"Ogle",141,"17141",3,18000,1989,9999,"","","N","Natural Gas, Distillate Fuel Oil","",{"$nulls":13},1,{"v":2.0543300185532067,"d":"2.0543"},{"v":2.0543300185532067,"d":"2.0543"},{"v":2.0543300185532067,"d":"2.0543"},{"v":2.0543300185532067,"d":"2.0543"},{"$nulls":6},""]
["Waterloo","971_G_2",971,"G","2",null,"Combustion Turbine","IC Engine","MIS_IL","Illinois",17,"Monroe",133,"17133",0.2,10944,1954,9999,"","","N","Distillate Fuel Oil","",{"$nulls":13},1,{"v":2.3354529520972003,"d":"2.3355"},{"v":2.3354529520972003,"d":"2.3355"},{"v":2.3354529520972003,"d":"2.3355"},{"v":2.3354529520972003,"d":"2.3355"},{"$nulls":6},""]
["Elkhart","986_G_2",986,"G","2",null,"Hydro","","PJM_West","Indiana",18,"Elkhart",39,"18039",0.47,0,1921,9999,"","","N","Hydro","",{"$nulls":14},0,0,0,0,{"$nulls":6},""]
["Harding Street","990_G_GT1",990,"G","GT1",null,"Combustion Turbine","Combustion Turbine","MIS_INKY","Indiana",18,"Marion",97,"18097",20,14710,1973,9999,"","","N","Distillate Fuel Oil","",{"$nulls":13},0.35000000000000003,{"v":0.38083112985036566,"d":"0.3808"},{"v":0.38083112985036566,"d":"0.3808"},{"v":0.38083112985036566,"d":"0.3808"},{"v":0.38083112985036566,"d":"0.3808"},{"$nulls":6},""]
["Oakdale","999_G_2",999,"G","2",null,"Hydro","","MIS_INKY","Indiana",18,"Carroll",15,"18015",2.2,0,1925,9999,"","","N","Hydro","",{"$nulls":14},0,0,0,0,{"$nulls":6},""]
["Commerce Refuse To Energy","10090_B_SMB001",10090,"B","SMB001",null,"Municipal Solid Waste","","WECC_SCE","California",6,"Los Angeles",37,"06037",9,15050,1986,9999,"","","N","MSW","Wet Scrubber",null,98,98,null,"SNCR",{"$nulls":9},{"v":0.161692308,"d":"0.1617"},{"v":0.161692308,"d":"0.1617"},{"v":0.161692308,"d":"0.1617"},{"v":0.161692308,"d":"0.1617"},0.08,0.08,0.08,{"$nulls":3},""]
["CPI USA NC Roxboro","10379_B_1B",10379,"B","1B",null,"Biomass","","S_VACA","North Carolina",37,"PERSON",145,"37145",18.7,14900,1987,9999,"","","Y","Biomass","",{"$nulls":13},2.3000000000000003,{"v":0.2141523196583525,"d":"0.2142"},{"v":0.2141523196583525,"d":"0.2142"},{"v":0.2141523196583525,"d":"0.2142"},{"v":0.2141523196583525,"d":"0.2142"},{"$nulls":6},""]
["SEGS III","10439_B_3U100",10439,"B","3U100",null,"Solar Thermal","","WECC_SCE","California",6,"San Bernardino",71,"06071",36,9760,1986,9999,"","","N","Solar","",{"$nulls":14},0,0,0,0,{"$nulls":6},""]
["Wisconsin Rapids Pulp Mill","10477_B_R3",10477,"B","R3",null,"Non-Fossil Waste","","MIS_WUMS","Wisconsin",55,"Wood",141,"55141",10.8,5425,1968,9999,"","","Y","Non-Fossil Waste","",{"$nulls":14},0,0,0,0,{"$nulls":6},""]
["Covanta Essex Company","10643_B_3",10643,"B","3",null,"Municipal Solid Waste","","PJM_EMAC","New Jersey",34,"Essex",13,"34013",20,13648,1990,9999,"","","N","MSW","Dry Scrubber",null,70,70,null,"SNCR",{"$nulls":9},{"v":0.226153846,"d":"0.2262"},{"v":0.226153846,"d":"0.2262"},{"v":0.226153846,"d":"0.2262"},{"v":0.226153846,"d":"0.2262"},0.08,0.08,0.08,{"$nulls":3},""]
["American Ref-Fuel of Delaware Valley","10746_B_BLR6",10746,"B","BLR6",null,"Municipal Solid Waste","","PJM_EMAC","Pennsylvania",42,"Delaware",45,"42045",13.3,19446,1991,9999,"","","N","MSW","Dry Scrubber",null,90,90,{"$nulls":11},{"v":0.161692308,"d":"0.1617"},{"v":0.161692308,"d":"0.1617"},{"v":0.161692308,"d":"0.1617"},{"v":0.161692308,"d":"0.1617"},0.0006,0.0006,0.0006,{"$nulls":3},""]
["Springfield Power LLC","10838_B_BLR1",10838,"B","BLR1",null,"Biomass","","NENGREST","New Hampshire",33,"Sullivan",19,"33019",16.1,13576,1987,9999,"","","N","Biomass","",{"$nulls":4},"SCR",{"$nulls":8},0.025,{"v":0.22926295483445053,"d":"0.2293"},{"v":0.022926295483445047,"d":"0.0229"},{"v":0.22926295483445053,"d":"0.2293"},{"v":0.022926295483445047,"d":"0.0229"},{"$nulls":6},""]
["Murray Gill","1242_B_3",1242,"B","3",null,"O/G Steam","","SPP_N","Kansas",20,"Sedgwick",173,"20173",102,13874,1956,9999,"","","N","Natural Gas","",{"$nulls":13},3,{"v":0.24887512996375247,"d":"0.2489"},{"v":0.24887512996375247,"d":"0.2489"},{"v":0.24887512996375247,"d":"0.2489"},{"v":0.24887512996375247,"d":"0.2489"},{"$nulls":6},""]
["Teche","1400_B_1",1400,"B","1",null,"O/G Steam","","SPP_SE","Louisiana",22,"st. Mary",101,"22101",18,14500,1953,9999,"","","N","Natural Gas","",{"$nulls":14},{"v":0.12194642619925938,"d":"0.1219"},{"v":0.12194642619925938,"d":"0.1219"},{"v":0.12194642619925938,"d":"0.1219"},{"v":0.12194642619925938,"d":"0.1219"},{"$nulls":6},""]
["Minden","1447_B_2",1447,"B","2",null,"O/G Steam","","SPP_WEST","Louisiana",22,"WEBSTER",119,"22119",12.5,14500,1968,9999,"","","N","Natural Gas","",{"$nulls":13},5.260578604651162,{"v":0.28311387502798757,"d":"0.2831"},{"v":0.28311387502798757,"d":"0.2831"},{"v":0.28311387502798757,"d":"0.2831"},{"v":0.28311387502798757,"d":"0.2831"},{"$nulls":6},""]
["Chalk Point LLC","1571_B_4",1571,"B","4",null,"O/G Steam","","PJM_SMAC","Maryland",24,"Prince George's",33,"24033",582,10999,1981,9999,"","","N","Distillate Fuel Oil, Residual Fuel Oil","",{"$nulls":13},0.8,{"v":0.13680759462976833,"d":"0.1368"},{"v":0.13680759462976833,"d":"0.1368"},{"v":0.13680759462976833,"d":"0.1368"},{"v":0.13680759462976833,"d":"0.1368"},{"$nulls":6},""]
["Dan E Karn","1702_B_3",1702,"B","3",null,"O/G Steam","","MIS_LMI","Michigan",26,"Bay",17,"26017",638,13839,1974,9999,"","","N","Natural Gas, Residual Fuel Oil","",{"$nulls":13},1.11,{"v":0.15470531330179405,"d":"0.1547"},{"v":0.15470531330179405,"d":"0.1547"},{"v":0.15470531330179405,"d":"0.1547"},{"v":0.15470531330179405,"d":"0.1547"},{"$nulls":6},""]
["Lake Road","2098_B_3",2098,"B","3",null,"O/G Steam","","SPP_N","Missouri",29,"Buchanan",21,"29021",1.6,14500,1938,9999,"","","N","Natural Gas","",{"$nulls":13},8.6,{"v":0.2713157516014496,"d":"0.2713"},{"v":0.2713157516014496,"d":"0.2713"},{"v":0.2713157516014496,"d":"0.2713"},{"v":0.2713157516014496,"d":"0.2713"},{"$nulls":6},""]
["C W Burdick","2241_B_B-2",2241,"B","B-2",null,"O/G Steam","","SPP_NEBR","Nebraska",31,"Hall",79,"31079",22,14340,1963,9999,"","","N","Natural Gas, Residual Fuel Oil","",{"$nulls":13},2.5,0.1657,0.1657,0.1657,0.1657,{"$nulls":6},""]
["Northport","2516_B_4",2516,"B","4",null,"O/G Steam","","NY_Z_K","New York",36,"Suffolk",103,"36103",398,10648,1977,9999,"","","N","Natural Gas, Residual Fuel Oil","",{"$nulls":13},0.244,{"v":0.05718667700296915,"d":"0.0572"},{"v":0.05718667700296915,"d":"0.0572"},{"v":0.05718667700296915,"d":"0.0572"},{"v":0.05718667700296915,"d":"0.0572"},{"$nulls":6},""]
["Seminole","2956_B_1",2956,"B","1",null,"O/G Steam","","SPP_WEST","Oklahoma",40,"Seminole",133,"40133",491,11737,1971,9999,"","","N","Natural Gas","",{"$nulls":3},"FR + LNB + OFA",{"$nulls":9},1.3151446511627904,{"v":0.1899347922685617,"d":"0.1899"},{"v":0.1899347922685617,"d":"0.1899"},{"v":0.1899347922685617,"d":"0.1899"},{"v":0.1899347922685617,"d":"0.1899"},{"$nulls":6},""]
["Tulsa","2965_B_1404",2965,"B","1404",null,"O/G Steam","","SPP_WEST","Oklahoma",40,"Tulsa",143,"40143",155,14500,1958,9999,"","","N","Natural Gas","",{"$nulls":14},{"v":0.1927647052476943,"d":"0.1928"},{"v":0.1927647052476943,"d":"0.1928"},{"v":0.1927647052476943,"d":"0.1928"},{"v":0.1927647052476943,"d":"0.1928"},{"$nulls":6},""]
["Lewis Creek","3457_B_2",3457,"B","2",null,"O/G Steam","","S_D_WOTA","Texas",48,"Montgomery",339,"48339",230,11272,1971,9999,"","","N","Natural Gas","",{"$nulls":4},"SCR",{"$nulls":8},1.1573272930232559,{"v":0.019813843927104734,"d":"0.0198"},{"v":0.019813843927104734,"d":"0.0198"},{"v":0.019813843927104734,"d":"0.0198"},{"v":0.019813843927104734,"d":"0.0198"},{"$nulls":6},""]
["Sam Bertron","3468_B_SRB2",3468,"B","SRB2",null,"O/G Steam","","ERC_REST","Texas",48,"Harris",201,"48201",174,12386,1956,9999,"","","N","Natural Gas","",{"$nulls":13},0.01,{"v":0.1712636297598233,"d":"0.1713"},{"v":0.1712636297598233,"d":"0.1713"},{"v":0.1712636297598233,"d":"0.1713"},{"v":0.1712636297598233,"d":"0.1713"},{"$nulls":6},""]
["Handley","3491_B_5",3491,"B","5",null,"O/G Steam","","ERC_REST","Texas",48,"Tarrant",439,"48439",435,13188,1977,9999,"","","N","Natural Gas","",{"$nulls":4},"SCR",{"$nulls":8},0.5,{"v":0.012706379320797864,"d":"0.0127"},{"v":0.012706379320797864,"d":"0.0127"},{"v":0.012706379320797864,"d":"0.0127"},{"v":0.012706379320797864,"d":"0.0127"},{"$nulls":6},""]
["Ray Olinger","3576_B_CE1",3576,"B","CE1",null,"O/G Steam","","ERC_REST","Texas",48,"Collin",85,"48085",75,12468,1967,9999,"","","N","Natural Gas","",{"$nulls":13},0.006,{"v":0.051921028020446104,"d":"0.0519"},{"v":0.051921028020446104,"d":"0.0519"},{"v":0.051921028020446104,"d":"0.0519"},{"v":0.051921028020446104,"d":"0.0519"},{"$nulls":6},""]
["Possum Point","3804_B_4",3804,"B","4",null,"O/G Steam","","PJM_Dom","Virginia",51,"Prince William",153,"51153",220,11596,1962,9999,"","","N","Natural Gas","",{"$nulls":13},1.29,{"v":0.11353527239059426,"d":"0.1135"},{"v":0.11353527239059426,"d":"0.1135"},{"v":0.11353527239059426,"d":"0.1135"},{"v":0.11353527239059426,"d":"0.1135"},{"$nulls":6},"",null,null,"C2G",2004]
["Powerlane Plant","4195_B_3",4195,"B","3",null,"O/G Steam","","ERC_REST","Texas",48,"HUNT",231,"48231",41,14500,1977,9999,"","","N","Natural Gas, Distillate Fuel Oil","",{"$nulls":13},1.1573272930232559,{"v":0.11848891587858733,"d":"0.1185"},{"v":0.11848891587858733,"d":"0.1185"},{"v":0.11848891587858733,"d":"0.1185"},{"v":0.11848891587858733,"d":"0.1185"},{"$nulls":6},""]
["Penobscot Energy Recovery","50051_B_BLR B",50051,"B","BLR B",null,"Municipal Solid Waste","","NENG_ME","Maine",23,"Penobscot",19,"23019",10.6,19968,1987,9999,"","","N","MSW","Dry Scrubber",null,87.7,87.7,{"$nulls":11},{"v":0.3,"d":"0.3000"},{"v":0.3,"d":"0.3000"},{"v":0.3,"d":"0.3000"},{"v":0.3,"d":"0.3000"},0.08,0.08,0.08,{"$nulls":3},""]
["North County Regional Resource","50071_B_BLR2",50071,"B","BLR2",null,"Municipal Solid Waste","","FRCC","Florida",12,"Palm Beach",99,"12099",25,17783,1989,9999,"","","N","MSW","Dry Scrubber",null,66.3,66.3,{"$nulls":11},{"v":0.376,"d":"0.3760"},{"v":0.376,"d":"0.3760"},{"v":0.376,"d":"0.3760"},{"v":0.376,"d":"0.3760"},0.08,0.08,0.08,{"$nulls":3},""]
["Dillard Complex","50396_B_BLR6",50396,"B","BLR6",null,"Biomass","","WECC_PNW","Oregon",41,"Douglas",19,"41019",17.2,7971,1955,9999,"","","Y","Biomass","",{"$nulls":14},{"v":0.22926295483445053,"d":"0.2293"},{"v":0.22926295483445053,"d":"0.2293"},{"v":0.22926295483445053,"d":"0.2293"},{"v":0.22926295483445053,"d":"0.2293"},{"$nulls":6},""]
["Mobile Energy Services LLC","50407_B_8PB",50407,"B","8PB",null,"O/G Steam","","S_SOU","Alabama",1,"Mobile",97,"01097",34,10748,1985,9999,"","","Y","Natural Gas","",{"$nulls":13},0.32,{"v":0.6779999999999999,"d":"0.6780"},{"v":0.6779999999999999,"d":"0.6780"},{"v":0.6779999999999999,"d":"0.6780"},{"v":0.6779999999999999,"d":"0.6780"},{"$nulls":6},""]
["ExxonMobil Beaumont Refinery","50625_B_33",50625,"B","33",null,"Fossil Waste","","S_D_WOTA","Texas",48,"Jefferson",245,"48245",8.9,7131,1965,9999,"","","Y","Fossil Waste","",{"$nulls":4},"SCR",{"$nulls":8},8.416925767441858,{"v":0.02194918602094209,"d":"0.0219"},{"v":0.02194918602094209,"d":"0.0219"},{"v":0.02194918602094209,"d":"0.0219"},{"v":0.02194918602094209,"d":"0.0219"},{"$nulls":6},""]
["Covanta Babylon Inc","50649_B_1",50649,"B","1",null,"Municipal Solid Waste","","NY_Z_K","New York",36,"Suffolk",103,"36103",7.2,21119,1989,9999,"","","N","MSW","Dry Scrubber",null,95,95,null,"SNCR",{"$nulls":9},{"v":0.278461538,"d":"0.2785"},{"v":0.278461538,"d":"0.2785"},{"v":0.278461538,"d":"0.2785"},{"v":0.278461538,"d":"0.2785"},0.08,0.08,0.08,{"$nulls":3},""]
["Covanta Alexandria/Arlington Energy","50663_B_B300",50663,"B","B300",null,"Municipal Solid Waste","","PJM_Dom","Virginia",51,"Alexandria",510,"51510",9.7,19968,1987,9999,"","","N","MSW","Dry Scrubber",null,95,95,null,"SNCR",{"$nulls":8},0.14,{"v":0.28,"d":"0.2800"},{"v":0.28,"d":"0.2800"},{"v":0.28,"d":"0.2800"},{"v":0.28,"d":"0.2800"},0.08,0.08,0.08,{"$nulls":3},""]
["Southeast Resource Recovery","50837_B_UNIT2",50837,"B","UNIT2",null,"Municipal Solid Waste","","WECC_SCE","California",6,"Los Angeles",37,"06037",9.3,18687,1988,9999,"","","Y","MSW","Wet Scrubber",null,98,98,null,"SNCR",{"$nulls":9},{"v":0.184615385,"d":"0.1846"},{"v":0.184615385,"d":"0.1846"},{"v":0.184615385,"d":"0.1846"},{"v":0.184615385,"d":"0.1846"},0.08,0.08,0.08,{"$nulls":3},""]
["McKay Bay Facility","50875_B_4",50875,"B","4",null,"Municipal Solid Waste","","FRCC","Florida",12,"Hillsborough",57,"12057",4.5,21095,1985,9999,"","","N","MSW","Dry Scrubber",null,80,80,null,"SNCR",{"$nulls":9},{"v":0.4,"d":"0.4000"},{"v":0.4,"d":"0.4000"},{"v":0.4,"d":"0.4000"},{"v":0.4,"d":"0.4000"},0.08,0.08,0.08,{"$nulls":3},""]
["Pinellas County Resource Recovery","50884_B_B102",50884,"B","B102",null,"Municipal Solid Waste","","FRCC","Florida",12,"Pinellas",103,"12103",20.6,20722,1983,9999,"","","N","MSW","Dry Scrubber",null,75,75,null,"SNCR",{"$nulls":9},{"v":0.630769231,"d":"0.6308"},{"v":0.630769231,"d":"0.6308"},{"v":0.630769231,"d":"0.6308"},{"v":0.630769231,"d":"0.6308"},0.08,0.08,0.08,{"$nulls":3},""]
["MacArthur Waste to Energy Facility","51038_B_B2",51038,"B","B2",null,"Municipal Solid Waste","","NY_Z_K","New York",36,"Suffolk",103,"36103",5.5,23295,1990,9999,"","","N","MSW","Dry Scrubber",null,81.5,81.5,{"$nulls":11},{"v":0.161692308,"d":"0.1617"},{"v":0.161692308,"d":"0.1617"},{"v":0.161692308,"d":"0.1617"},{"v":0.161692308,"d":"0.1617"},0.08,0.08,0.08,{"$nulls":3},""]
["Franklin Heating Station","54224_B_SG4",54224,"B","SG4",null,"O/G Steam","","MIS_MNWI","Minnesota",27,"Olmsted",109,"27109",4,8300,1951,9999,"","","Y","Natural Gas, Residual Fuel Oil","",{"$nulls":13},4,{"v":0.2713157516014496,"d":"0.2713"},{"v":0.2713157516014496,"d":"0.2713"},{"v":0.2713157516014496,"d":"0.2713"},{"v":0.2713157516014496,"d":"0.2713"},{"$nulls":6},""]
["UW Madison Charter Street Plant","54408_B_B24",54408,"B","B24",null,"O/G Steam","","MIS_WUMS","Wisconsin",55,"DANE",25,"55025",1.4,8300,1965,9999,"","","Y","Natural Gas, Residual Fuel Oil","",{"$nulls":13},2.01,{"v":0.4431200892773537,"d":"0.4431"},{"v":0.4431200892773537,"d":"0.4431"},{"v":0.4431200892773537,"d":"0.4431"},{"v":0.4431200892773537,"d":"0.4431"},{"$nulls":6},"",null,null,"C2G",2012]
["Montenay Montgomery LP","54625_B_2",54625,"B","2",null,"Municipal Solid Waste","","PJM_EMAC","Pennsylvania",42,"Montgomery",91,"42091",14,19968,1991,9999,"","","N","MSW","Dry Scrubber",null,88.1,88.1,null,"SNCR",{"$nulls":9},{"v":0.646153846,"d":"0.6462"},{"v":0.646153846,"d":"0.6462"},{"v":0.646153846,"d":"0.6462"},{"v":0.646153846,"d":"0.6462"},0.01,0.01,0.01,{"$nulls":3},""]
["Sierra Pacific Aberdeen","55882_B_BLR1",55882,"B","BLR1",null,"Biomass","","WECC_PNW","Washington",53,"Grays Harbor",27,"53027",17.7,4820,2003,9999,"","","Y","Biomass","",{"$nulls":4},"SNCR",{"$nulls":9},{"v":0.22926295483445053,"d":"0.2293"},{"v":0.22926295483445053,"d":"0.2293"},{"v":0.22926295483445053,"d":"0.2293"},{"v":0.22926295483445053,"d":"0.2293"},{"$nulls":6},""]
["Roseburg Forest Products Biomass","56469_B_FW-1",56469,"B","FW-1",null,"Biomass","","WECC_PNW","California",6,"SISKIYOU",93,"06093",9,17283,1989,9999,"","","Y","Biomass","",{"$nulls":4},"SNCR",{"$nulls":9},{"v":0.22926295483445053,"d":"0.2293"},{"v":0.22926295483445053,"d":"0.2293"},{"v":0.22926295483445053,"d":"0.2293"},{"v":0.22926295483445053,"d":"0.2293"},{"$nulls":6},""]
["McKee Run","599_B_3",599,"B","3",null,"O/G Steam","","PJM_EMAC","Delaware",10,"Kent",1,"10001",102,11269,1975,9999,"","","N","Natural Gas","",{"$nulls":3},"LNB + OFA","SNCR",{"$nulls":8},0.05,{"v":0.125,"d":"0.1250"},{"v":0.125,"d":"0.1250"},{"v":0.125,"d":"0.1250"},{"v":0.125,"d":"0.1250"},{"$nulls":6},""]
["D G Hunter","6558_B_3",6558,"B","3",null,"O/G Steam","","SPP_SE","Louisiana",22,"Rapides",79,"22079",50,12159,1965,9999,"","","N","Natural Gas, Distillate Fuel Oil","",{"$nulls":13},1.2,{"v":1.2,"d":"1.2000"},{"v":1.2,"d":"1.2000"},{"v":1.2,"d":"1.2000"},{"v":1.2,"d":"1.2000"},{"$nulls":6},""]
["Winnetka","972_B_5",972,"B","5",null,"O/G Steam","","PJM_COMD","Illinois",17,"Cook",31,"17031",7,14500,1948,9999,"","","N","Natural Gas","",{"$nulls":13},1,{"v":0.2713157516014496,"d":"0.2713"},{"v":0.2713157516014496,"d":"0.2713"},{"v":0.2713157516014496,"d":"0.2713"},{"v":0.2713157516014496,"d":"0.2713"},{"$nulls":6},""]
["Cheoah","54899_G_2A",54899,"G","2A",null,"Hydro","","S_C_TVA","North Carolina",37,"Graham",75,"37075",27.5,0,2012,9999,"","","N","Hydro","",{"$nulls":13},0,0,0,0,0,{"$nulls":6},""]
["Bellevue Solar Project","57372_G_INV-1",57372,"G","INV-1",null,"Solar PV","","WECC_PNW","Oregon",41,"Yamhill",71,"41071",1.6,0,2011,9999,"","","N","Solar","",{"$nulls":13},0,0,0,0,0,{"$nulls":6},""]
["CSU East Bay","57042_G_1",57042,"G","1",null,"Fuel Cell","","WEC_CALN","California",6,"Alameda",1,"06001",1.4,9500,2011,9999,"","","Y","Natural Gas","",{"$nulls":13},0,0,0,0,0,{"$nulls":6},""]
["SF State University","57043_G_1",57043,"G","1",null,"Fuel Cell","","WECC_SF","California",6,"San Francisco",75,"06075",0.2,9500,2011,9999,"","","N","Natural Gas","",{"$nulls":13},0,0,0,0,0,{"$nulls":6},""]
["SF State University","57043_G_2",57043,"G","2",null,"Fuel Cell","","WECC_SF","California",6,"San Francisco",75,"06075",1.4,9500,2011,9999,"","","Y","Natural Gas","",{"$nulls":13},0,0,0,0,0,{"$nulls":6},""]
["Stroud Solar Station","57497_G_1",57497,"G","1",null,"Solar PV","","WEC_CALN","California",6,"Fresno",19,"06019",20,0,2011,9999,"","","N","Solar","",{"$nulls":13},0,0,0,0,0,{"$nulls":6},""]
["Five Points Solar Station","57498_G_1",57498,"G","1",null,"Solar PV","","WEC_CALN","California",6,"Fresno",19,"06019",15,0,2011,9999,"","","N","Solar","",{"$nulls":13},0,0,0,0,0,{"$nulls":6},""]
["Westside Solar Station","57499_G_1",57499,"G","1",null,"Solar PV","","WEC_CALN","California",6,"Fresno",19,"06019",15,0,2011,9999,"","","N","Solar","",{"$nulls":13},0,0,0,0,0,{"$nulls":6},""]
["Cantua Solar Station","57522_G_1",57522,"G","1",null,"Solar PV","","WEC_CALN","California",6,"Fresno",19,"06019",20,0,2012,9999,"","","N","Solar","",{"$nulls":13},0,0,0,0,0,{"$nulls":6},""]
["Huron Solar Station","57523_G_1",57523,"G","1",null,"Solar PV","","WEC_CALN","California",6,"Fresno",19,"06019",20,0,2012,9999,"","","N","Solar","",{"$nulls":13},0,0,0,0,0,{"$nulls":6},""]
["South Chestnutt Wind LLC","56796_G_1",56796,"G","1",null,"Wind","","PJM_AP","Pennsylvania",42,"Fayette",51,"42051",50.4,0,2012,9999,"","","N","Wind","",{"$nulls":13},0,0,0,0,0,{"$nulls":6},""]
["New Harvest Wind Project LLC","57609_G_1",57609,"G","1",null,"Wind","","MIS_MIDA","Iowa",19,"Crawford",47,"19047",100,0,2011,9999,"","","N","Wind","",{"$nulls":13},0,0,0,0,0,{"$nulls":6},""]
["PPL Holtwood","3145_G_HW11",3145,"G","HW11",null,"Hydro","","PJM_EMAC","Pennsylvania",42,"Lancaster",71,"42071",1.3,0,2011,9999,"","","N","Hydro","",{"$nulls":13},0,0,0,0,0,{"$nulls":6},""]
["PPL Holtwood","3145_G_HW13",3145,"G","HW13",null,"Hydro","","PJM_EMAC","Pennsylvania",42,"Lancaster",71,"42071",1.3,0,2011,9999,"","","N","Hydro","",{"$nulls":13},0,0,0,0,0,{"$nulls":6},""]
["Lower Snake River Wind Energy Project","57195_G_LSR 1",57195,"G","LSR 1",null,"Wind","","WECC_PNW","Washington",53,"GARFIELD",23,"53023",342,0,2012,9999,"","","N","Wind","",{"$nulls":13},0,0,0,0,0,{"$nulls":6},""]
["Solano Wind","7526_G_3",7526,"G","3",null,"Wind","","WEC_CALN","California",6,"Solano",95,"06095",128,0,2012,9999,"","","N","Wind","",{"$nulls":13},0,0,0,0,0,{"$nulls":6},""]
["Solar Photovoltaic Project #11","57225_G_S011A",57225,"G","S011A",null,"Solar PV","","WECC_SCE","California",6,"SAN BERNARDINO",71,"06071",0.5,0,2012,9999,"","","N","Solar","",{"$nulls":13},0,0,0,0,0,{"$nulls":6},""]
["Solar Photovoltaic Project #11","57225_G_S011B",57225,"G","S011B",null,"Solar PV","","WECC_SCE","California",6,"SAN BERNARDINO",71,"06071",0.5,0,2012,9999,"","","N","Solar","",{"$nulls":13},0,0,0,0,0,{"$nulls":6},""]
["Solar Photovoltaic Project #11","57225_G_S011C",57225,"G","S011C",null,"Solar PV","","WECC_SCE","California",6,"SAN BERNARDINO",71,"06071",0.5,0,2012,9999,"","","N","Solar","",{"$nulls":13},0,0,0,0,0,{"$nulls":6},""]
["Solar Photovoltaic Project #11","57225_G_S011D",57225,"G","S011D",null,"Solar PV","","WECC_SCE","California",6,"SAN BERNARDINO",71,"06071",0.5,0,2012,9999,"","","N","Solar","",{"$nulls":13},0,0,0,0,0,{"$nulls":6},""]
["Solar Photovoltaic Project #11","57225_G_S011E",57225,"G","S011E",null,"Solar PV","","WECC_SCE","California",6,"SAN BERNARDINO",71,"06071",0.5,0,2012,9999,"","","N","Solar","",{"$nulls":13},0,0,0,0,0,{"$nulls":6},""]
["Solar Photovoltaic Project #11","57225_G_S011F",57225,"G","S011F",null,"Solar PV","","WECC_SCE","California",6,"SAN BERNARDINO",71,"06071",0.5,0,2012,9999,"","","N","Solar","",{"$nulls":13},0,0,0,0,0,{"$nulls":6},""]
["Solar Photovoltaic Project #11","57225_G_S011G",57225,"G","S011G",null,"Solar PV","","WECC_SCE","California",6,"SAN BERNARDINO",71,"06071",0.5,0,2012,9999,"","","N","Solar","",{"$nulls":13},0,0,0,0,0,{"$nulls":6},""]
["Solar Photovoltaic Project #13","57227_G_S013A",57227,"G","S013A",null,"Solar PV","","WECC_SCE","California",6,"SAN BERNARDINO",71,"06071",0.5,0,2011,9999,"","","N","Solar","",{"$nulls":13},0,0,0,0,0,{"$nulls":6},""]
["Solar Photovoltaic Project #13","57227_G_S013B",57227,"G","S013B",null,"Solar PV","","WECC_SCE","California",6,"SAN BERNARDINO",71,"06071",0.5,0,2011,9999,"","","N","Solar","",{"$nulls":13},0,0,0,0,0,{"$nulls":6},""]
["Solar Photovoltaic Project #13","57227_G_S013C",57227,"G","S013C",null,"Solar PV","","WECC_SCE","California",6,"SAN BERNARDINO",71,"06071",0.5,0,2011,9999,"","","N","Solar","",{"$nulls":13},0,0,0,0,0,{"$nulls":6},""]
["Solar Photovoltaic Project #13","57227_G_S013D",57227,"G","S013D",null,"Solar PV","","WECC_SCE","California",6,"SAN BERNARDINO",71,"06071",0.5,0,2011,9999,"","","N","Solar","",{"$nulls":13},0,0,0,0,0,{"$nulls":6},""]
["Solar Photovoltaic Project #13","57227_G_S013E",57227,"G","S013E",null,"Solar PV","","WECC_SCE","California",6,"SAN BERNARDINO",71,"06071",0.5,0,2011,9999,"","","N","Solar","",{"$nulls":13},0,0,0,0,0,{"$nulls":6},""]
["Solar Photovoltaic Project #13","57227_G_S013F",57227,"G","S013F",null,"Solar PV","","WECC_SCE","California",6,"SAN BERNARDINO",71,"06071",0.5,0,2011,9999,"","","N","Solar","",{"$nulls":13},0,0,0,0,0,{"$nulls":6},""]
["Solar Photovoltaic Project #13","57227_G_S013G",57227,"G","S013G",null,"Solar PV","","WECC_SCE","California",6,"SAN BERNARDINO",71,"06071",0.5,0,2011,9999,"","","N","Solar","",{"$nulls":13},0,0,0,0,0,{"$nulls":6},""]
["Solar Photovoltaic Project #32","57534_G_S32A",57534,"G","S32A",null,"Solar PV","","WECC_SCE","California",6,"San Bernardino",71,"06071",0.5,0,2011,9999,"","","N","Solar","",{"$nulls":13},0,0,0,0,0,{"$nulls":6},""]
["Solar Photovoltaic Project #32","57534_G_S32B",57534,"G","S32B",null,"Solar PV","","WECC_SCE","California",6,"San Bernardino",71,"06071",0.5,0,2011,9999,"","","N","Solar","",{"$nulls":13},0,0,0,0,0,{"$nulls":6},""]
["Solar Photovoltaic Project #32","57534_G_S32C",57534,"G","S32C",null,"Solar PV","","WECC_SCE","California",6,"San Bernardino",71,"06071",0.5,0,2012,9999,"","","N","Solar","",{"$nulls":13},0,0,0,0,0,{"$nulls":6},""]
["Solar Photovoltaic Project #33","57535_G_S33A",57535,"G","S33A",null,"Solar PV","","WECC_SCE","California",6,"San Bernardino",71,"06071",0.5,0,2011,9999,"","","N","Solar","",{"$nulls":13},0,0,0,0,0,{"$nulls":6},""]
["Solar Photovoltaic Project #33","57535_G_S33B",57535,"G","S33B",null,"Solar PV","","WECC_SCE","California",6,"San Bernardino",71,"06071",0.5,0,2011,9999,"","","N","Solar","",{"$nulls":13},0,0,0,0,0,{"$nulls":6},""]
["Saint Marys Hospital Power Plant","54262_G_7",54262,"G","7",null,"Combustion Turbine","IC Engine","MIS_MNWI","Minnesota",27,"Olmsted",109,"27109",2.5,9750,2011,9999,"","","N","Distillate Fuel Oil","",{"$nulls":13},0,{"v":2.3354529520972,"d":"2.3355"},{"v":2.3354529520972,"d":"2.3355"},{"v":2.3354529520972,"d":"2.3355"},{"v":2.3354529520972,"d":"2.3355"},{"$nulls":6},""]
["Sullivan","969_G_13",969,"G","13",null,"Combustion Turbine","IC Engine","MIS_IL","Illinois",17,"Moultrie",139,"17139",2.3,9750,2012,9999,"","","N","Distillate Fuel Oil","",{"$nulls":13},0,{"v":2.3354529520972003,"d":"2.3355"},{"v":2.3354529520972003,"d":"2.3355"},{"v":2.3354529520972003,"d":"2.3355"},{"v":2.3354529520972003,"d":"2.3355"},{"$nulls":6},""]
["Sullivan","969_G_14",969,"G","14",null,"Combustion Turbine","IC Engine","MIS_IL","Illinois",17,"Moultrie",139,"17139",2.3,9750,2012,9999,"","","N","Distillate Fuel Oil","",{"$nulls":13},0,{"v":2.3354529520972003,"d":"2.3355"},{"v":2.3354529520972003,"d":"2.3355"},{"v":2.3354529520972003,"d":"2.3355"},{"v":2.3354529520972003,"d":"2.3355"},{"$nulls":6},""]
["Sullivan","969_G_15",969,"G","15",null,"Combustion Turbine","IC Engine","MIS_IL","Illinois",17,"Moultrie",139,"17139",2.3,9750,2012,9999,"","","N","Distillate Fuel Oil","",{"$nulls":13},0,{"v":2.3354529520972003,"d":"2.3355"},{"v":2.3354529520972003,"d":"2.3355"},{"v":2.3354529520972003,"d":"2.3355"},{"v":2.3354529520972003,"d":"2.3355"},{"$nulls":6},""]
["Almond Power Plant","7315_G_2",7315,"G","2",null,"Combustion Turbine","Combustion Turbine","WEC_CALN","California",6,"STANISLAUS",99,"06099",50,9750,2012,9999,"","","N","Natural Gas","",{"$nulls":13},0,0.0267,0.0267,0.0267,0.0267,{"$nulls":6},""]
["Almond Power Plant","7315_G_3",7315,"G","3",null,"Combustion Turbine","Combustion Turbine","WEC_CALN","California",6,"STANISLAUS",99,"06099",50,9750,2012,9999,"","","N","Natural Gas","",{"$nulls":13},0,0.0267,0.0267,0.0267,0.0267,{"$nulls":6},""]
["Almond Power Plant","7315_G_4",7315,"G","4",null,"Combustion Turbine","Combustion Turbine","WEC_CALN","California",6,"STANISLAUS",99,"06099",50,9750,2012,9999,"","","N","Natural Gas","",{"$nulls":13},0,0.0267,0.0267,0.0267,0.0267,{"$nulls":6},""]
["La Senita","57556_G_1",57556,"G","1",null,"Solar PV","","WECC_AZ","Arizona",4,"Mohave",15,"04015",1,0,2011,9999,"","","N","Solar","",{"$nulls":13},0,0,0,0,0,{"$nulls":6},""]
["Howard Down","2434_G_11",2434,"G","11",null,"Combustion Turbine","Combustion Turbine","PJM_EMAC","New Jersey",34,"Cumberland",11,"34011",56.2,10720,2012,9999,"","","N","Natural Gas, Distillate Fuel Oil","",{"$nulls":13},2.1,{"v":0.011,"d":"0.0110"},{"v":0.011,"d":"0.0110"},{"v":0.011,"d":"0.0110"},{"v":0.011,"d":"0.0110"},{"$nulls":6},""]
["Waterloo","971_G_13",971,"G","13",null,"Combustion Turbine","Combustion Turbine","MIS_IL","Illinois",17,"Monroe",133,"17133",6.6,9750,2012,9999,"","","N","Natural Gas, Distillate Fuel Oil","",{"$nulls":13},0,{"v":0.011,"d":"0.0110"},{"v":0.011,"d":"0.0110"},{"v":0.011,"d":"0.0110"},{"v":0.011,"d":"0.0110"},{"$nulls":6},""]
["Southwestern Bell Telephone","54858_G_E/G6",54858,"G","E/G6",null,"Combustion Turbine","IC Engine","MIS_MO","Missouri",29,"Cooper",53,"29053",2.8,9750,2011,9999,"","","N","Distillate Fuel Oil","",{"$nulls":13},0,{"v":2.3354529520972,"d":"2.3355"},{"v":2.3354529520972,"d":"2.3355"},{"v":2.3354529520972,"d":"2.3355"},{"v":2.3354529520972,"d":"2.3355"},{"$nulls":6},""]
["Southwestern Bell Telephone","54858_G_E/G7",54858,"G","E/G7",null,"Combustion Turbine","IC Engine","MIS_MO","Missouri",29,"Cooper",53,"29053",2.8,9750,2011,9999,"","","N","Distillate Fuel Oil","",{"$nulls":13},0,{"v":2.3354529520972,"d":"2.3355"},{"v":2.3354529520972,"d":"2.3355"},{"v":2.3354529520972,"d":"2.3355"},{"v":2.3354529520972,"d":"2.3355"},{"$nulls":6},""]
["McGinness Hills","57446_G_1",57446,"G","1",null,"Geothermal","","WECC_NNV","Nevada",32,"Lander",15,"32015",12,9760,2012,9999,"","","N","Geothermal","",{"$nulls":13},0,0,0,0,0,0.4563,0.4563,0.4563,{"$nulls":3},""]
["McGinness Hills","57446_G_2",57446,"G","2",null,"Geothermal","","WECC_NNV","Nevada",32,"Lander",15,"32015",12,9760,2012,9999,"","","N","Geothermal","",{"$nulls":13},0,0,0,0,0,0.4563,0.4563,0.4563,{"$nulls":3},""]
["McGinness Hills","57446_G_3",57446,"G","3",null,"Geothermal","","WECC_NNV","Nevada",32,"Lander",15,"32015",6,9760,2012,9999,"","","N","Geothermal","",{"$nulls":13},0,0,0,0,0,0.4563,0.4563,0.4563,{"$nulls":3},""]
["Tuscarora Geothermal Power Plant","57451_G_G9200",57451,"G","G9200",null,"Geothermal","","WECC_NNV","Nevada",32,"Elko",7,"32007",9,9760,2012,9999,"","","N","Geothermal","",{"$nulls":13},0,0,0,0,0,0.4563,0.4563,0.4563,{"$nulls":3},""]
["Tuscarora Geothermal Power Plant","57451_G_G9250",57451,"G","G9250",null,"Geothermal","","WECC_NNV","Nevada",32,"Elko",7,"32007",9,9760,2012,9999,"","","N","Geothermal","",{"$nulls":13},0,0,0,0,0,0.4563,0.4563,0.4563,{"$nulls":3},""]
["Lava Beds Wind Park LLC","56436_G_LBWP",56436,"G","LBWP",null,"Wind","","WECC_ID","Idaho",16,"Bingham",11,"16011",18,0,2012,9999,"","","N","Wind","",{"$nulls":13},0,0,0,0,0,{"$nulls":6},""]
["Notch Butte Wind Park","56438_G_NBWP",56438,"G","NBWP",null,"Wind","","WECC_ID","Idaho",16,"Jerome",53,"16053",18,0,2012,9999,"","","N","Wind","",{"$nulls":13},0,0,0,0,0,{"$nulls":6},""]
["Chapin Mountain","57142_G_CM",57142,"G","CM",null,"Wind","","WECC_ID","Idaho",16,"Cassia",31,"16031",20,0,2012,9999,"","","N","Wind","",{"$nulls":13},0,0,0,0,0,{"$nulls":6},""]
["Cottonwood Wind Park","57144_G_JR20",57144,"G","JR20",null,"Wind","","WECC_ID","Idaho",16,"Twin Falls",83,"16083",20,0,2012,9999,"","","N","Wind","",{"$nulls":13},0,0,0,0,0,{"$nulls":6},""]
["Rogerson Flats","57145_G_RF",57145,"G","RF",null,"Wind","","WECC_ID","Idaho",16,"Twin Falls",83,"16083",20,0,2012,9999,"","","N","Wind","",{"$nulls":13},0,0,0,0,0,{"$nulls":6},""]
["Deep Creek Wind Park","57146_G_JR1",57146,"G","JR1",null,"Wind","","WECC_ID","Idaho",16,"Twin Falls",83,"16083",20,0,2012,9999,"","","N","Wind","",{"$nulls":13},0,0,0,0,0,{"$nulls":6},""]
["Conner Ridge","57147_G_CR",57147,"G","CR",null,"Wind","","WECC_ID","Idaho",16,"Cassia",31,"16031",20,0,2012,9999,"","","N","Wind","",{"$nulls":13},0,0,0,0,0,{"$nulls":6},""]
["Badger Peak","57148_G_BP",57148,"G","BP",null,"Wind","","WECC_ID","Idaho",16,"Cassia",31,"16031",20,0,2012,9999,"","","N","Wind","",{"$nulls":13},0,0,0,0,0,{"$nulls":6},""]
["Bonanza Bar","57149_G_BBAR",57149,"G","BBAR",null,"Wind","","WECC_ID","Idaho",16,"Cassia",31,"16031",20,0,2012,9999,"","","N","Wind","",{"$nulls":13},0,0,0,0,0,{"$nulls":6},""]
["Salmon Creek","57150_G_SC",57150,"G","SC",null,"Wind","","WECC_ID","Idaho",16,"Twin Falls",83,"16083",20,0,2012,9999,"","","N","Wind","",{"$nulls":13},0,0,0,0,0,{"$nulls":6},""]
["Big Blue","57289_G_BBWP",57289,"G","BBWP",null,"Wind","","MIS_MNWI","Minnesota",27,"Faribault",43,"27043",36,0,2011,9999,"","","N","Wind","",{"$nulls":13},0,0,0,0,0,{"$nulls":6},""]
["Chautauqua LFGTE Facility","57186_G_GEN5",57186,"G","GEN5",null,"Landfill Gas","","NY_Z_A&B","New York",36,"Chautauqua",13,"36013",1.6,13648,2011,9999,"","","N","Landfill Gas","",{"$nulls":13},0,{"v":0.08999999999999997,"d":"0.0900"},{"v":0.08999999999999997,"d":"0.0900"},{"v":0.08999999999999997,"d":"0.0900"},{"v":0.08999999999999997,"d":"0.0900"},{"$nulls":6},""]
["Chautauqua LFGTE Facility","57186_G_GEN6",57186,"G","GEN6",null,"Landfill Gas","","NY_Z_A&B","New York",36,"Chautauqua",13,"36013",1.6,13648,2011,9999,"","","N","Landfill Gas","",{"$nulls":13},0,{"v":0.08999999999999997,"d":"0.0900"},{"v":0.08999999999999997,"d":"0.0900"},{"v":0.08999999999999997,"d":"0.0900"},{"v":0.08999999999999997,"d":"0.0900"},{"$nulls":6},""]
["Chestnut Ridge Gas Recovery","50570_G_GEN5",50570,"G","GEN5",null,"Landfill Gas","","S_C_TVA","Tennessee",47,"Anderson",1,"47001",1.6,13648,2011,9999,"","","N","Landfill Gas","",{"$nulls":13},0,{"v":0.08999999999999997,"d":"0.0900"},{"v":0.08999999999999997,"d":"0.0900"},{"v":0.08999999999999997,"d":"0.0900"},{"v":0.08999999999999997,"d":"0.0900"},{"$nulls":6},""]
["Oneida Herkimer","57404_G_GEN1",57404,"G","GEN1",null,"Landfill Gas","","NY_Z_C&E","New York",36,"Oneida",65,"36065",1.6,13648,2011,9999,"","","N","Landfill Gas","",{"$nulls":13},0,{"v":0.08999999999999997,"d":"0.0900"},{"v":0.08999999999999997,"d":"0.0900"},{"v":0.08999999999999997,"d":"0.0900"},{"v":0.08999999999999997,"d":"0.0900"},{"$nulls":6},""]
["Dempsey Ridge Wind Farm","56665_G_DR",56665,"G","DR",null,"Wind","","SPP_WEST","Oklahoma",40,"Roger Mills",129,"40129",132,0,2011,9999,"","","N","Wind","",{"$nulls":13},0,0,0,0,0,{"$nulls":6},""]
["Sherbino II","57415_G_1",57415,"G","1",null,"Wind","","ERC_WEST","Texas",48,"Pecos",371,"48371",150,0,2011,9999,"","","N","Wind","",{"$nulls":13},0,0,0,0,0,{"$nulls":6},""]
["Trinity Hills","57520_G_1",57520,"G","1",null,"Wind","","ERC_WEST","Texas",48,"Young",503,"48503",225,0,2011,9999,"","","N","Wind","",{"$nulls":13},0,0,0,0,0,{"$nulls":6},""]
["Pioneer Crossing Landfill Gas to Energy","56957_G_LFG5",56957,"G","LFG5",null,"Landfill Gas","","PJM_WMAC","Pennsylvania",42,"Berks",11,"42011",1.6,13648,2011,9999,"","","N","Landfill Gas","",{"$nulls":13},0,{"v":0.08999999999999997,"d":"0.0900"},{"v":0.08999999999999997,"d":"0.0900"},{"v":0.08999999999999997,"d":"0.0900"},{"v":0.08999999999999997,"d":"0.0900"},{"$nulls":6},""]
["Pioneer Crossing Landfill Gas to Energy","56957_G_LFG6",56957,"G","LFG6",null,"Landfill Gas","","PJM_WMAC","Pennsylvania",42,"Berks",11,"42011",1.6,13648,2011,9999,"","","N","Landfill Gas","",{"$nulls":13},0,{"v":0.08999999999999997,"d":"0.0900"},{"v":0.08999999999999997,"d":"0.0900"},{"v":0.08999999999999997,"d":"0.0900"},{"v":0.08999999999999997,"d":"0.0900"},{"$nulls":6},""]
["Steel Winds II","57078_G_1",57078,"G","1",null,"Wind","","NY_Z_A&B","New York",36,"Erie",29,"36029",15,0,2011,9999,"","","N","Wind","",{"$nulls":13},0,0,0,0,0,{"$nulls":6},""]
["Spring Valley Wind Project","57192_G_WTG",57192,"G","WTG",null,"Wind","","WECC_NNV","Nevada",32,"WHITE PINE",33,"32033",150,0,2012,9999,"","","N","Wind","",{"$nulls":13},0,0,0,0,0,{"$nulls":6},""]
["Orange County Biomass LLC","57215_G_G-01",57215,"G","G-01",null,"Biomass","","S_VACA","South Carolina",45,"Orangeburg",75,"45075",35,13500,2012,9999,"","","N","Biomass","",{"$nulls":13},0,{"v":0.02,"d":"0.0200"},{"v":0.02,"d":"0.0200"},{"v":0.02,"d":"0.0200"},{"v":0.02,"d":"0.0200"},{"$nulls":6},""]
["Golden Valley Wind Park LLC","56435_G_GVWP",56435,"G","GVWP",null,"Wind","","WECC_ID","Idaho",16,"Cassia",31,"16031",12,0,2011,9999,"","","N","Wind","",{"$nulls":13},0,0,0,0,0,{"$nulls":6},""]
["DeWind Frisco","57517_G_FRISC",57517,"G","FRISC",null,"Wind","","SPP_SPS","Texas",48,"Hansford",195,"48195",20,0,2011,9999,"","","N","Wind","",{"$nulls":13},0,0,0,0,0,{"$nulls":6},""]
["Marsh Landing Generating Station","57267_G_1",57267,"G","1",null,"Combustion Turbine","Combustion Turbine","WEC_CALN","California",6,"Contra Costa",13,"06013",197,9750,2013,9999,"","","N","Natural Gas","",{"$nulls":13},0,0.0267,0.0267,0.0267,0.0267,{"$nulls":6},""]
["Marsh Landing Generating Station","57267_G_2",57267,"G","2",null,"Combustion Turbine","Combustion Turbine","WEC_CALN","California",6,"Contra Costa",13,"06013",197,9750,2013,9999,"","","N","Natural Gas","",{"$nulls":13},0,0.0267,0.0267,0.0267,0.0267,{"$nulls":6},""]
["Marsh Landing Generating Station","57267_G_3",57267,"G","3",null,"Combustion Turbine","Combustion Turbine","WEC_CALN","California",6,"Contra Costa",13,"06013",197,9750,2013,9999,"","","N","Natural Gas","",{"$nulls":13},0,0.0267,0.0267,0.0267,0.0267,{"$nulls":6},""]
["Marsh Landing Generating Station","57267_G_4",57267,"G","4",null,"Combustion Turbine","Combustion Turbine","WEC_CALN","California",6,"Contra Costa",13,"06013",197,9750,2013,9999,"","","N","Natural Gas","",{"$nulls":13},0,0.0267,0.0267,0.0267,0.0267,{"$nulls":6},""]
["Crescent Dunes Solar Energy","57275_G_TSE-1",57275,"G","TSE-1",null,"Solar Thermal","","WECC_NNV","Nevada",32,"Nye",23,"32023",110,9760,2013,9999,"","","N","Solar","",{"$nulls":13},0,0,0,0,0,{"$nulls":6},""]
["Alpine Solar","57295_G_1",57295,"G","1",null,"Solar PV","","WEC_LADW","California",6,"Los Angeles",37,"06037",66,0,2012,9999,"","","N","Solar","",{"$nulls":13},0,0,0,0,0,{"$nulls":6},""]
["Mayberry Solar LLC","57321_G_1PV",57321,"G","1PV",null,"Solar PV","","S_VACA","North Carolina",37,"SURRY",171,"37171",1.2,0,2011,9999,"","","N","Solar","",{"$nulls":13},0,0,0,0,0,{"$nulls":6},""]
["Dover Sun Park","57337_G_1",57337,"G","1",null,"Solar PV","","PJM_EMAC","Delaware",10,"Kent",1,"10001",10,0,2011,9999,"","","N","Solar","",{"$nulls":13},0,0,0,0,0,{"$nulls":6},""]
["Morgantown Solar Park","57362_G_1",57362,"G","1",null,"Solar PV","","PJM_WMAC","Pennsylvania",42,"BERKS",11,"42011",3.4,0,2011,9999,"","","N","Solar","",{"$nulls":13},0,0,0,0,0,{"$nulls":6},""]
["510 REPP One","57363_G_1",57363,"G","1",null,"Solar PV","","PJM_Dom","North Carolina",37,"Northampton",131,"37131",1.4,0,2011,9999,"","","N","Solar","",{"$nulls":13},0,0,0,0,0,{"$nulls":6},""]
["Avery Solar","57389_G_1",57389,"G","1",null,"Solar PV","","S_C_TVA","North Carolina",37,"Avery",11,"37011",0.9,0,2011,9999,"","","N","Solar","",{"$nulls":13},0,0,0,0,0,{"$nulls":6},""]
["Dow Jones South Brunswick Solar","57397_G_PV02",57397,"G","PV02",null,"Solar PV","","PJM_EMAC","New Jersey",34,"Middlesex",23,"34023",1.6,0,2011,9999,"","","N","Solar","",{"$nulls":13},0,0,0,0,0,{"$nulls":6},""]
["RPI Fuel Cell LLC","57419_G_0001",57419,"G","0001",null,"Fuel Cell","","WECC_SCE","California",6,"San Bernardino",71,"06071",2.8,9500,2011,9999,"","","Y","Non-Fossil Waste","",{"$nulls":13},0,0,0,0,0,{"$nulls":6},""]
["UTS SJ1 LLC","57420_G_0001",57420,"G","0001",null,"Fuel Cell","","WEC_CALN","California",6,"Santa Clara",85,"06085",1.4,9500,2011,9999,"","","Y","Non-Fossil Waste","",{"$nulls":13},0,0,0,0,0,{"$nulls":6},""]
["Solar Star North Carolina II LLC","57435_G_1",57435,"G","1",null,"Solar PV","","PJM_Dom","North Carolina",37,"HERTFORD",91,"37091",1,0,2011,9999,"","","N","Solar","",{"$nulls":13},0,0,0,0,0,{"$nulls":6},""]
["Solar Star North Carolina II LLC","57435_G_2",57435,"G","2",null,"Solar PV","","PJM_Dom","North Carolina",37,"HERTFORD",91,"37091",1,0,2011,9999,"","","N","Solar","",{"$nulls":13},0,0,0,0,0,{"$nulls":6},""]
["Solar Star North Carolina II LLC","57435_G_3",57435,"G","3",null,"Solar PV","","PJM_Dom","North Carolina",37,"HERTFORD",91,"37091",1,0,2011,9999,"","","N","Solar","",{"$nulls":13},0,0,0,0,0,{"$nulls":6},""]
["Solar Star North Carolina II LLC","57435_G_4",57435,"G","4",null,"Solar PV","","PJM_Dom","North Carolina",37,"HERTFORD",91,"37091",1,0,2011,9999,"","","N","Solar","",{"$nulls":13},0,0,0,0,0,{"$nulls":6},""]
["Solar Star North Carolina II LLC","57435_G_5",57435,"G","5",null,"Solar PV","","PJM_Dom","North Carolina",37,"HERTFORD",91,"37091",1,0,2011,9999,"","","N","Solar","",{"$nulls":13},0,0,0,0,0,{"$nulls":6},""]
["California Valley Solar Ranch","57439_G_HPR2A",57439,"G","HPR2A",null,"Solar PV","","WEC_CALN","California",6,"SAN LUIS OBISPO",79,"06079",21,0,2011,9999,"","","N","Solar","",{"$nulls":13},0,0,0,0,0,{"$nulls":6},""]
["California Valley Solar Ranch","57439_G_HPR2B",57439,"G","HPR2B",null,"Solar PV","","WEC_CALN","California",6,"SAN LUIS OBISPO",79,"06079",86.5,0,2012,9999,"","","N","Solar","",{"$nulls":13},0,0,0,0,0,{"$nulls":6},""]
["California Valley Solar Ranch","57439_G_HPR2C",57439,"G","HPR2C",null,"Solar PV","","WEC_CALN","California",6,"SAN LUIS OBISPO",79,"06079",70,0,2013,9999,"","","N","Solar","",{"$nulls":13},0,0,0,0,0,{"$nulls":6},""]
["Napoleon Solar I","57462_G_1",57462,"G","1",null,"Solar PV","","PJM_ATSI","Ohio",39,"Henry",69,"39069",8,0,2011,9999,"","","N","Solar","",{"$nulls":13},0,0,0,0,0,{"$nulls":6},""]
["Bishop Hill Energy LLC","57463_G_1",57463,"G","1",null,"Wind","","MIS_MIDA","Illinois",17,"Henry",73,"17073",200,0,2012,9999,"","","N","Wind","",{"$nulls":13},0,0,0,0,0,{"$nulls":6},""]
["Ralls Wind Farm","57474_G_1",57474,"G","1",null,"Wind","","ERC_WEST","Texas",48,"Crosby",107,"48107",10,0,2011,9999,"","","N","Wind","",{"$nulls":13},0,0,0,0,0,{"$nulls":6},""]
["Masser Farms Realty Solar","57494_G_MFRS",57494,"G","MFRS",null,"Solar PV","","PJM_WMAC","Pennsylvania",42,"Schuylkill",107,"42107",1,0,2011,9999,"","","N","Solar","",{"$nulls":13},0,0,0,0,0,{"$nulls":6},""]
["Walnut Creek Energy Park","57515_G_GT1",57515,"G","GT1",null,"Combustion Turbine","Combustion Turbine","WEC_LADW","California",6,"Los Angeles",37,"06037",96,9750,2013,9999,"","","N","Natural Gas","",{"$nulls":13},0,0.0267,0.0267,0.0267,0.0267,{"$nulls":6},""]
["Walnut Creek Energy Park","57515_G_GT2",57515,"G","GT2",null,"Combustion Turbine","Combustion Turbine","WEC_LADW","California",6,"Los Angeles",37,"06037",96,9750,2013,9999,"","","N","Natural Gas","",{"$nulls":13},0,0.0267,0.0267,0.0267,0.0267,{"$nulls":6},""]
["Walnut Creek Energy Park","57515_G_GT3",57515,"G","GT3",null,"Combustion Turbine","Combustion Turbine","WEC_LADW","California",6,"Los Angeles",37,"06037",96,9750,2013,9999,"","","N","Natural Gas","",{"$nulls":13},0,0.0267,0.0267,0.0267,0.0267,{"$nulls":6},""]
["Walnut Creek Energy Park","57515_G_GT4",57515,"G","GT4",null,"Combustion Turbine","Combustion Turbine","WEC_LADW","California",6,"Los Angeles",37,"06037",96,9750,2013,9999,"","","N","Natural Gas","",{"$nulls":13},0,0.0267,0.0267,0.0267,0.0267,{"$nulls":6},""]
["Walnut Creek Energy Park","57515_G_GT5",57515,"G","GT5",null,"Combustion Turbine","Combustion Turbine","WEC_LADW","California",6,"Los Angeles",37,"06037",96,9750,2013,9999,"","","N","Natural Gas","",{"$nulls":13},0,0.0267,0.0267,0.0267,0.0267,{"$nulls":6},""]
["Palouse","57530_G_1",57530,"G","1",null,"Wind","","WECC_PNW","Washington",53,"Whitman",75,"53075",97,0,2012,9999,"","","N","Wind","",{"$nulls":13},0,0,0,0,0,{"$nulls":6},""]
["Paulding Wind Farm II","57620_G_GEN1",57620,"G","GEN1",null,"Wind","","PJM_West","Ohio",39,"Paulding",125,"39125",150,0,2011,9999,"","","N","Wind","",{"$nulls":13},0,0,0,0,0,{"$nulls":6},""]
["Antelope Ridge Wind Power","57615_G_GEN1",57615,"G","GEN1",null,"Wind","","WECC_PNW","Oregon",41,"Union",61,"41061",300,0,2011,9999,"","","N","Wind","",{"$nulls":13},0,0,0,0,0,{"$nulls":6},""]
["Bos Dairy, LLC","57625_G_BOS2",57625,"G","BOS2",null,"Non-Fossil Waste","","MIS_INKY","Indiana",18,"Jasper",73,"18073",0.6,14731,2011,9999,"","","N","Non-Fossil Waste","",{"$nulls":13},0,0,0,0,0,{"$nulls":6},""]
["Foundation ST","57626_G_WTG1",57626,"G","WTG1",null,"Wind","","WEC_CALN","California",6,"San Joaquin",77,"06077",2,0,2011,9999,"","","N","Wind","",{"$nulls":13},0,0,0,0,0,{"$nulls":6},""]
["Ironwood Wind","57639_G_1",57639,"G","1",null,"Wind","","SPP_N","Kansas",20,"Ford",57,"20057",167.9,0,2012,9999,"","","N","Wind","",{"$nulls":13},0,0,0,0,0,{"$nulls":6},""]
["500 Virginia Solar","57640_G_1",57640,"G","1",null,"Solar PV","","PJM_EMAC","Pennsylvania",42,"Montgomery",91,"42091",1,0,2011,9999,"","","N","Solar","",{"$nulls":13},0,0,0,0,0,{"$nulls":6},""]
["Town of Falmouth WWTP","57654_G_WIND2",57654,"G","WIND2",null,"Wind","","NENGREST","Massachusetts",25,"Barnstable",1,"25001",1.7,0,2011,9999,"","","N","Wind","",{"$nulls":13},0,0,0,0,0,{"$nulls":6},""]
["Temescal Canyon RV, LLC","57656_G_1",57656,"G","1",null,"Solar PV","","WECC_SCE","California",6,"Riverside",65,"06065",1.5,0,2011,9999,"","","N","Solar","",{"$nulls":13},0,0,0,0,0,{"$nulls":6},""]
["Cimarron Windpower II","57663_G_1",57663,"G","1",null,"Wind","","SPP_N","Kansas",20,"Gray",69,"20069",131,0,2012,9999,"","","N","Wind","",{"$nulls":13},0,0,0,0,0,{"$nulls":6},""]
["SAF Hydroelectric LLC","57665_G_1",57665,"G","1",null,"Hydro","","MIS_MNWI","Minnesota",27,"Hennepin",53,"27053",0.6,0,2011,9999,"","","N","Hydro","",{"$nulls":13},0,0,0,0,0,{"$nulls":6},""]
["SAF Hydroelectric LLC","57665_G_10",57665,"G","10",null,"Hydro","","MIS_MNWI","Minnesota",27,"Hennepin",53,"27053",0.6,0,2011,9999,"","","N","Hydro","",{"$nulls":13},0,0,0,0,0,{"$nulls":6},""]
["SAF Hydroelectric LLC","57665_G_11",57665,"G","11",null,"Hydro","","MIS_MNWI","Minnesota",27,"Hennepin",53,"27053",0.6,0,2011,9999,"","","N","Hydro","",{"$nulls":13},0,0,0,0,0,{"$nulls":6},""]
["SAF Hydroelectric LLC","57665_G_12",57665,"G","12",null,"Hydro","","MIS_MNWI","Minnesota",27,"Hennepin",53,"27053",0.6,0,2011,9999,"","","N","Hydro","",{"$nulls":13},0,0,0,0,0,{"$nulls":6},""]
["SAF Hydroelectric LLC","57665_G_13",57665,"G","13",null,"Hydro","","MIS_MNWI","Minnesota",27,"Hennepin",53,"27053",0.6,0,2011,9999,"","","N","Hydro","",{"$nulls":13},0,0,0,0,0,{"$nulls":6},""]
["SAF Hydroelectric LLC","57665_G_14",57665,"G","14",null,"Hydro","","MIS_MNWI","Minnesota",27,"Hennepin",53,"27053",0.6,0,2011,9999,"","","N","Hydro","",{"$nulls":13},0,0,0,0,0,{"$nulls":6},""]
["SAF Hydroelectric LLC","57665_G_15",57665,"G","15",null,"Hydro","","MIS_MNWI","Minnesota",27,"Hennepin",53,"27053",0.6,0,2011,9999,"","","N","Hydro","",{"$nulls":13},0,0,0,0,0,{"$nulls":6},""]
["SAF Hydroelectric LLC","57665_G_16",57665,"G","16",null,"Hydro","","MIS_MNWI","Minnesota",27,"Hennepin",53,"27053",0.6,0,2011,9999,"","","N","Hydro","",{"$nulls":13},0,0,0,0,0,{"$nulls":6},""]
["SAF Hydroelectric LLC","57665_G_2",57665,"G","2",null,"Hydro","","MIS_MNWI","Minnesota",27,"Hennepin",53,"27053",0.6,0,2011,9999,"","","N","Hydro","",{"$nulls":13},0,0,0,0,0,{"$nulls":6},""]
["SAF Hydroelectric LLC","57665_G_3",57665,"G","3",null,"Hydro","","MIS_MNWI","Minnesota",27,"Hennepin",53,"27053",0.6,0,2011,9999,"","","N","Hydro","",{"$nulls":13},0,0,0,0,0,{"$nulls":6},""]
["SAF Hydroelectric LLC","57665_G_4",57665,"G","4",null,"Hydro","","MIS_MNWI","Minnesota",27,"Hennepin",53,"27053",0.6,0,2011,9999,"","","N","Hydro","",{"$nulls":13},0,0,0,0,0,{"$nulls":6},""]
["SAF Hydroelectric LLC","57665_G_5",57665,"G","5",null,"Hydro","","MIS_MNWI","Minnesota",27,"Hennepin",53,"27053",0.6,0,2011,9999,"","","N","Hydro","",{"$nulls":13},0,0,0,0,0,{"$nulls":6},""]
["SAF Hydroelectric LLC","57665_G_6",57665,"G","6",null,"Hydro","","MIS_MNWI","Minnesota",27,"Hennepin",53,"27053",0.6,0,2011,9999,"","","N","Hydro","",{"$nulls":13},0,0,0,0,0,{"$nulls":6},""]
["SAF Hydroelectric LLC","57665_G_7",57665,"G","7",null,"Hydro","","MIS_MNWI","Minnesota",27,"Hennepin",53,"27053",0.6,0,2011,9999,"","","N","Hydro","",{"$nulls":13},0,0,0,0,0,{"$nulls":6},""]
["SAF Hydroelectric LLC","57665_G_8",57665,"G","8",null,"Hydro","","MIS_MNWI","Minnesota",27,"Hennepin",53,"27053",0.6,0,2011,9999,"","","N","Hydro","",{"$nulls":13},0,0,0,0,0,{"$nulls":6},""]
["SAF Hydroelectric LLC","57665_G_9",57665,"G","9",null,"Hydro","","MIS_MNWI","Minnesota",27,"Hennepin",53,"27053",0.6,0,2011,9999,"","","N","Hydro","",{"$nulls":13},0,0,0,0,0,{"$nulls":6},""]
["Arlington Valley Solar Energy I","57679_G_AVSE1",57679,"G","AVSE1",null,"Solar PV","","WECC_AZ","Arizona",4,"Maricopa",13,"04013",125,0,2014,9999,"","","N","Solar","",{"$nulls":13},0,0,0,0,0,{"$nulls":6},""]
["Arlington Valley Solar Energy II","57680_G_AVSE2",57680,"G","AVSE2",null,"Solar PV","","WECC_AZ","Arizona",4,"Maricopa",13,"04013",27.3,0,2013,9999,"","","N","Solar","",{"$nulls":13},0,0,0,0,0,{"$nulls":6},""]
["Rinehart","57685_G_1",57685,"G","1",null,"Solar PV","","FRCC","Florida",12,"Seminole",117,"12117",10,0,2011,9999,"","","N","Solar","",{"$nulls":13},0,0,0,0,0,{"$nulls":6},""]
["Sorrento","57686_G_1",57686,"G","1",null,"Solar PV","","FRCC","Florida",12,"Lake",69,"12069",40,0,2011,9999,"","","N","Solar","",{"$nulls":13},0,0,0,0,0,{"$nulls":6},""]
["Vogtle","649_G_3",649,"G",3,null,"Nuclear","","S_SOU","Georgia",13,"Burke",33,"13033",1100,10400,2019,2079,"","","N","Nuclear Fuel","",{"$nulls":14},0,0,0,0,{"$nulls":6},""]
["Vogtle","649_G_4",649,"G",4,null,"Nuclear","","S_SOU","Georgia",13,"Burke",33,"13033",1100,10400,2020,2080,"","","N","Nuclear Fuel","",{"$nulls":14},0,0,0,0,{"$nulls":6},""]
["V C Summer","6127_G_2",6127,"G",2,null,"Nuclear","","S_VACA","South Carolina",45,"Fairfield",39,"45039",1100,10400,2019,2079,"","","N","Nuclear Fuel","",{"$nulls":14},0,0,0,0,{"$nulls":6},""]
["V C Summer","6127_G_3",6127,"G",3,null,"Nuclear","","S_VACA","South Carolina",45,"Fairfield",39,"45039",1100,10400,2020,2080,"","","N","Nuclear Fuel","",{"$nulls":14},0,0,0,0,{"$nulls":6},""]
["IMPORT1","IMPORT1",0,"I","1",null,"Import","","WEC_SDGE","California",6,"San Diego",73,"06073",200,0,2015,9999,"","","N","None","",{"$nulls":13},0,0,0,0,0]
["Canal","1599_B_2",1599,"B","2",null,"O/G Steam","","NENGREST","Massachusetts",25,"Barnstable",1,"25001",553,12233,1976,9999,"","","N","Natural Gas, Residual Fuel Oil","",{"$nulls":3},"LNB + OFA","SNCR",{"$nulls":8},1.21,{"v":0.15,"d":"0.1500"},{"v":0.15,"d":"0.1500"},{"v":0.15,"d":"0.1500"},{"v":0.15,"d":"0.1500"},{"$nulls":6},""]
["Gilbert","2393_G_8",2393,"G","8",null,"Combined Cycle","","PJM_EMAC","New Jersey",34,"Hunterdon",19,"34019",90,11302,1977,9999,"","","N","Natural Gas, Distillate Fuel Oil","",{"$nulls":13},0.74,{"v":0.11502388957706601,"d":"0.1150"},{"v":0.11502388957706601,"d":"0.1150"},{"v":0.11502388957706601,"d":"0.1150"},{"v":0.11502388957706601,"d":"0.1150"},{"$nulls":6},""]
["Copper Mountain Solar I","57205_G_PV01",57205,"G","PV01",null,"Solar PV","","WECC_SNV","Nevada",32,"Clark",3,"32003",10,0,2010,9999,"","","N","Solar","",{"$nulls":14},0,0,0,0]
["Loraine Windpower Park LLC","57303_G_LWG3",57303,"G","LWG3",null,"Wind","","ERC_WEST","Texas",48,"Mitchell",335,"48335",100.5,0,2012,9999,"","","N","Wind","",{"$nulls":14},0,0,0,0]
["Waste Management Rolling Meadows LFGTE","57023_G_GEN8",57023,"G","GEN8",null,"Landfill Gas","","SPP_N","Kansas",20,"SHAWNEE",177,"20177",0.8,13648,2013,9999,"","","N","Landfill Gas","",{"$nulls":14},{"v":0.04394744404747715,"d":"0.0439"},{"v":0.04394744404747715,"d":"0.0439"},{"v":0.04394744404747715,"d":"0.0439"},{"v":0.04394744404747715,"d":"0.0439"}]
["Panda Stonewall Power Project","83956_G_GEN1",83956,"G","GEN1",null,"Combined Cycle","","PJM_Dom","Virginia",51,"Loudoun",107,"51107",200,6430,2017,9999,null,null,"N","Natural Gas",{"$nulls":5},"SCR",{"$nulls":9},{"v":0.01,"d":"0.0100"},{"v":0.01,"d":"0.0100"},{"v":0.01,"d":"0.0100"},{"v":0.01,"d":"0.0100"}]
["Panda Stonewall Power Project","83956_G_GEN2",83956,"G","GEN2",null,"Combined Cycle","","PJM_Dom","Virginia",51,"Loudoun",107,"51107",200,6430,2017,9999,null,null,"N","Natural Gas",{"$nulls":5},"SCR",{"$nulls":9},{"v":0.01,"d":"0.0100"},{"v":0.01,"d":"0.0100"},{"v":0.01,"d":"0.0100"},{"v":0.01,"d":"0.0100"}]
["Panda Stonewall Power Project","83956_G_GEN3",83956,"G","GEN3",null,"Combined Cycle","","PJM_Dom","Virginia",51,"Loudoun",107,"51107",350,6430,2017,9999,null,null,"N","Natural Gas",{"$nulls":5},"SCR",{"$nulls":9},{"v":0.01,"d":"0.0100"},{"v":0.01,"d":"0.0100"},{"v":0.01,"d":"0.0100"},{"v":0.01,"d":"0.0100"}]
["Asbury","2076_B_1",2076,"B","1",1311,"Coal Steam","","SPP_N","Missouri",29,"Jasper",97,"29097",189,10812,1970,9999,"cyclone","wet","N","Bituminous, Subbituminous","Dry scrubber",2015,92.51,92.51,"OFA","SCR",2008,"","B","B","NA","ACI",2014,90,12,{"v":0.26045,"d":"0.2605"},{"v":0.1,"d":"0.1000"},{"v":0.26045,"d":"0.2605"},{"v":0.1,"d":"0.1000"},0.1,0.1,0.1,99,99,"","Yes"]
["New Castle Plant","3138_B_3",3138,"B","3",2093,"Coal Steam","","PJM_ATSI","Pennsylvania",42,"Lawrence",73,"42073",93,11265,1952,9999,"wall","dry","N","Bituminous","","","","","LNBO","SNCR","",2005,"ESPC","ESPC","No","","","",2.8000000000000003,{"v":0.3631473063034922,"d":"0.3631"},{"v":0.3631473063034922,"d":"0.3631"},{"v":0.3631473063034922,"d":"0.3631"},{"v":0.3631473063034922,"d":"0.3631"},0.64,0.97,1,"","","","",null,null,"C2G",2016]
["New Castle Plant","3138_B_4",3138,"B","4",2094,"Coal Steam","","PJM_ATSI","Pennsylvania",42,"Lawrence",73,"42073",95,11028,1958,9999,"wall","dry","N","Bituminous","","","","","LNBO","SNCR","",2005,"ESPC","ESPC","No","","","",2.8000000000000003,{"v":0.34854613749059904,"d":"0.3485"},{"v":0.34854613749059904,"d":"0.3485"},{"v":0.34854613749059904,"d":"0.3485"},{"v":0.34854613749059904,"d":"0.3485"},0.64,0.97,1,"","","","",null,null,"C2G",2016]
["New Castle Plant","3138_B_5",3138,"B","5",2095,"Coal Steam","","PJM_ATSI","Pennsylvania",42,"Lawrence",73,"42073",132,10846,1964,9999,"wall","dry","N","Bituminous","","","","","LNBO","SNCR","",2005,"ESPC","ESPC + B","No","","","",2.8000000000000003,{"v":0.4,"d":"0.4000"},{"v":0.4,"d":"0.4000"},{"v":0.4,"d":"0.4000"},{"v":0.4,"d":"0.4000"},0.2,0.75,1,"","","","Yes",null,null,"C2G",2016]
["Riverton","1239_B_39",1239,"B","39",812,"O/G Steam","","SPP_N","Kansas",20,"Cherokee",21,"20021",38,13366,1950,9999,"wall","dry","N","Natural Gas","","","","","LA","","","","ESPC","ESPC","No","","","",3,{"v":0.40682300399573534,"d":"0.4068"},{"v":0.40682300399573534,"d":"0.4068"},{"v":0.20134026634710905,"d":"0.2013"},{"v":0.20134026634710905,"d":"0.2013"},{"$nulls":3},"","","","",null,null,"C2G",2016]
["Riverton","1239_B_40",1239,"B","40",813,"O/G Steam","","SPP_N","Kansas",20,"Cherokee",21,"20021",54,13299,1954,9999,"tangential","dry","N","Natural Gas","","","","","LA","","","","ESPC","ESPC","No","","","",3,{"v":0.3353275189608307,"d":"0.3353"},{"v":0.3353275189608307,"d":"0.3353"},{"v":0.13734014857931034,"d":"0.1373"},{"v":0.13734014857931034,"d":"0.1373"},{"$nulls":3},"","","","",null,null,"C2G",2016]
["Portland","3113_B_1",3113,"B","1",2054,"Coal Steam","","PJM_WMAC","Pennsylvania",42,"Northampton",95,"42095",158,10469,1958,9999,"tangential","dry","N","Bituminous","","","","","LNC3","","","","ESPC","ESPC + B","No","","","",3.7,{"v":0.2338898306616392,"d":"0.2339"},{"v":0.2338898306616392,"d":"0.2339"},{"v":0.2338898306616392,"d":"0.2339"},{"v":0.2338898306616392,"d":"0.2339"},0.2,0.75,1,"","","","",null,null,"C2G - DFO",2016]
["Portland","3113_B_2",3113,"B","2",2055,"Coal Steam","","PJM_WMAC","Pennsylvania",42,"Northampton",95,"42095",243,9997,1962,9999,"tangential","dry","N","Bituminous","","","","","LNC3","","","","ESPC","ESPC","No","","","",3.7,{"v":0.35,"d":"0.3500"},{"v":0.35,"d":"0.3500"},{"v":0.35,"d":"0.3500"},{"v":0.35,"d":"0.3500"},0.64,0.97,1,"","","","Yes",null,null,"C2G - DFO",2016]
["Shawville","3131_B_1",3131,"B","1",2078,"Coal Steam","","PJM_PENE","Pennsylvania",42,"Clearfield",33,"42033",122,10523,1954,9999,"wall","dry","N","Bituminous","","","","","LNB","SNCR","",1999,"ESPC","ESPC + B","Yes","","","",3.7,{"v":0.4,"d":"0.4000"},{"v":0.4,"d":"0.4000"},0.3387,0.3387,0.2,0.75,1,"","","","",null,null,"C2G",2016]
["Shawville","3131_B_2",3131,"B","2",2079,"Coal Steam","","PJM_PENE","Pennsylvania",42,"Clearfield",33,"42033",125,10567,1954,9999,"wall","dry","N","Bituminous","Wet Scrubber",1954,95,95,"LNB","SNCR","",1999,"ESPC","ESPC","Yes","","","",3.7,{"v":0.4,"d":"0.4000"},{"v":0.4,"d":"0.4000"},0.3487,0.3487,0.34,0.84,0.56,99,99,"","",null,null,"C2G",2016]
["Shawville","3131_B_3",3131,"B","3",2080,"Coal Steam","","PJM_PENE","Pennsylvania",42,"Clearfield",33,"42033",175,10335,1959,9999,"tangential","dry","N","Bituminous","","","","","LNC3","SNCR","",1999,"ESPC","ESPC","No","ACI",2007,90,3.7,{"v":0.35,"d":"0.3500"},{"v":0.35,"d":"0.3500"},{"v":0.35,"d":"0.3500"},{"v":0.35,"d":"0.3500"},0.1,0.1,0.1,"","","","",null,null,"C2G",2016]
["Shawville","3131_B_4",3131,"B","4",2081,"Coal Steam","","PJM_PENE","Pennsylvania",42,"Clearfield",33,"42033",175,10335,1960,9999,"tangential","dry","N","Bituminous","","","","","LNC3","SNCR","",1999,"ESPC","ESPC","No","ACI",2011,90,3.7,{"v":0.35,"d":"0.3500"},{"v":0.35,"d":"0.3500"},{"v":0.35,"d":"0.3500"},{"v":0.35,"d":"0.3500"},0.1,0.1,0.1,"","","","",null,null,"C2G",2016]
["Barry","3_B_1",3,"B","1",1,"Coal Steam","","S_SOU","Alabama",1,"Mobile",97,"01097",138,10390,1954,9999,"tangential","dry","N","Bituminous","","","","","LNC1","SNCR","",2006,"ESPH","ESPH","No","","","",1.8,{"v":0.4894151104453742,"d":"0.4894"},{"v":0.4894151104453742,"d":"0.4894"},{"v":0.3546218077888478,"d":"0.3546"},{"v":0.3546218077888478,"d":"0.3546"},0.9,0.94,1,"","","","",null,null,"C2G",2016]
["Barry","3_B_2",3,"B","2",2,"Coal Steam","","S_SOU","Alabama",1,"Mobile",97,"01097",137,11030,1954,9999,"tangential","dry","N","Bituminous","","","","","LNC1","SNCR","",2006,"ESPH","ESPH","No","","","",1.8,{"v":0.47765866391477274,"d":"0.4777"},{"v":0.47765866391477274,"d":"0.4777"},{"v":0.3350440604541141,"d":"0.3350"},{"v":0.3350440604541141,"d":"0.3350"},0.9,0.94,1,"","","","",null,null,"C2G",2016]
["McMeekin","3287_B_MCM1",3287,"B","MCM1",2226,"Coal Steam","","S_VACA","South Carolina",45,"Lexington",63,"45063",125,9434,1958,9999,"tangential","dry","N","Bituminous","","","","","LNC2","","","","B","B","NA","","","",3.5,{"v":0.33117375965343737,"d":"0.3312"},{"v":0.33117375965343737,"d":"0.3312"},{"v":0.2488836959057059,"d":"0.2489"},{"v":0.2488836959057059,"d":"0.2489"},0.11,0.27,1,"","","","",null,null,"C2G",2016]
["McMeekin","3287_B_MCM2",3287,"B","MCM2",2227,"Coal Steam","","S_VACA","South Carolina",45,"Lexington",63,"45063",125,9526,1958,9999,"tangential","dry","N","Bituminous","","","","","LNC2","","","","B","B","NA","","","",3.5,{"v":0.31981421363950163,"d":"0.3198"},{"v":0.31981421363950163,"d":"0.3198"},{"v":0.24150294705671047,"d":"0.2415"},{"v":0.24150294705671047,"d":"0.2415"},0.11,0.27,1,"","","","",null,null,"C2G",2016]
["Marina Landfill Gas","10748_G_U2J02",10748,"G","U2J02",null,"Landfill Gas","","WEC_CALN","California",6,"Monterey",53,"06053",1,14415,2002,9999,"","","N","Landfill Gas","",{"$nulls":14},{"v":0.04394744404747715,"d":"0.0439"},{"v":0.04394744404747715,"d":"0.0439"},{"v":0.04394744404747715,"d":"0.0439"},{"v":0.04394744404747715,"d":"0.0439"},{"$nulls":6},""]
["Green Mountain Wind Farm","55370_G_N60",55370,"G","N60",null,"Wind","","PJM_PENE","Pennsylvania",42,"Somerset",111,"42111",10.4,0,2000,9999,"","","N","Wind","",{"$nulls":14},0,0,0,0,{"$nulls":6},""]
["Altavista Power Station","10773_B_1",10773,"B","1",null,"Biomass","","PJM_West","Virginia",51,"Campbell",31,"51031",32,12656,1992,9999,"stoker/SPR","dry","N","Biomass","Dry Scrubber",null,92,92,null,"SNCR",{"$nulls":8},0.187,{"v":0.135,"d":"0.1350"},{"v":0.135,"d":"0.1350"},{"v":0.135,"d":"0.1350"},{"v":0.135,"d":"0.1350"},0.05,0.05,0.05,{"$nulls":3},""]
["Altavista Power Station","10773_B_2",10773,"B","2",null,"Biomass","","PJM_West","Virginia",51,"Campbell",31,"51031",32,12656,1992,9999,"stoker/SPR","dry","N","Biomass","Dry Scrubber",null,92,92,null,"SNCR",{"$nulls":8},0.187,{"v":0.135,"d":"0.1350"},{"v":0.135,"d":"0.1350"},{"v":0.135,"d":"0.1350"},{"v":0.135,"d":"0.1350"},0.05,0.05,0.05,{"$nulls":3},""]
["Colorado Energy Nations Company","10003_B_BLR1",10003,"B","BLR1","","Coal Steam","","WECC_CO","Colorado",8,"Jefferson",59,"08059",8.1,8300,1976,9999,"","","Y","Bituminous","","","","","","","","","","","NA","","","",1.5,{"v":0.4451349612788622,"d":"0.4451"},{"v":0.4451349612788622,"d":"0.4451"},{"v":0.4451349612788622,"d":"0.4451"},{"v":0.4451349612788622,"d":"0.4451"},1,1,1,"","","",""]
["Mitchell","3948_B_2",3948,"B","2",2564,"Coal Steam","","PJM_West","West Virginia",54,"Marshall",51,"54051",790,9741,1971,9999,"wall","dry","N","Bituminous","Wet Scrubber",2006,98,98,"LNB","SCR",2007,"","ESPC","ESPC","No","","","",1.2,{"v":0.05062,"d":"0.0506"},{"v":0.05062,"d":"0.0506"},{"v":0.05062,"d":"0.0506"},{"v":0.05062,"d":"0.0506"},0.1,0.84,0.56,99,99,"","Yes"]
["Monticello","6147_B_1",6147,"B","1",2807,"Coal Steam","","ERC_REST","Texas",48,"Titus",449,"48449",565,11162,1974,9999,"tangential","dry","N","Lignite, Subbituminous","","","","","LNC2","SNCR","",2009,"ESPC + B","ESPC + B","Yes","ACI",2009,90,3,{"v":0.1253598176388551,"d":"0.1254"},{"v":0.1253598176388551,"d":"0.1254"},{"v":0.1253598176388551,"d":"0.1254"},{"v":0.1253598176388551,"d":"0.1254"},0.1,0.1,0.1,"","","","Yes"]
["Monticello","6147_B_2",6147,"B","2",2808,"Coal Steam","","ERC_REST","Texas",48,"Titus",449,"48449",565,11156,1975,9999,"tangential","dry","N","Lignite, Subbituminous","","","","","LNC2","SNCR","",2008,"ESPC + B","ESPC + B","Yes","ACI",2009,90,3,{"v":0.12366030710915048,"d":"0.1237"},{"v":0.12366030710915048,"d":"0.1237"},{"v":0.12366030710915048,"d":"0.1237"},{"v":0.12366030710915048,"d":"0.1237"},0.1,0.1,0.1,"","","","Yes"]
["Cogen South","7737_B_B001",7737,"B","B001",88328,"Coal Steam","","S_VACA","South Carolina",45,"Charleston",19,"45019",45,14500,1999,9999,"wall","dry","Y","Bituminous","Dry Scrubber",1999,91.6,91.6,"LNB","","","","B","B","NA","","","",2.3000000000000003,0.3059,0.3059,0.3059,0.3059,0.05,0.75,1,96.6,99,"",""]
["Cogen South","7737_B_RB01",7737,"B","RB01",88328,"Coal Steam","","S_VACA","South Carolina",45,"Charleston",19,"45019",45,14500,1999,9999,"wall","dry","Y","Bituminous","","","","","","","","","ESPH","ESPH","No","","","",2.3000000000000003,0.3059,0.3059,0.3059,0.3059,0.9,0.94,1,"","","",""]
["AES Greenidge LLC","2527_B_6",2527,"B","6",1759,"Coal Steam","","NY_Z_C&E","New York",36,"Yates",123,"36123",108,10906,1953,9999,"tangential","dry","N","Bituminous","Dry Scrubber",2006,94.1,94.1,"OFA","SCR",2008,"","B","B","NA","ACI",2009,90,3.8000000000000003,0.2419,{"v":0.07,"d":"0.0700"},0.2419,{"v":0.07,"d":"0.0700"},0.1,0.1,0.1,99,99,"","",null,null,"C2G",2015]
["McIntosh","6124_B_1",6124,"B","1",2787,"Coal Steam","","S_SOU","Georgia",13,"Effingham",103,"13103",156.5,11258,1979,9999,"wall","dry","N","Bituminous, Subbituminous","","",70,70,"OFA","","","","ESPC","ESPC","No","ACI",2016,90,1.2,{"v":0.6061411419968488,"d":"0.6061"},{"v":0.6061411419968488,"d":"0.6061"},{"v":0.3515867031353377,"d":"0.3516"},{"v":0.3515867031353377,"d":"0.3516"},0.1,0.1,0.1,90,90,"Yes","Yes",2016]
["Danskammer Generating Station","2480_B_3",2480,"B","3",1608,"Coal Steam","","NY_Z_G-I","New York",36,"Orange",71,"36071",138,10539,1987,9999,"tangential","dry","N","Bituminous","","","","","LNC2","","","","ESPC","ESPC","No","","","",1.1,{"v":0.23123837198058897,"d":"0.2312"},{"v":0.23123837198058897,"d":"0.2312"},{"v":0.23123837198058897,"d":"0.2312"},{"v":0.23123837198058897,"d":"0.2312"},0.64,0.97,1,"","","","",null,null,"C2G",2012]
["Danskammer Generating Station","2480_B_4",2480,"B","4",1609,"Coal Steam","","NY_Z_G-I","New York",36,"Orange",71,"36071",237,10326,1987,9999,"tangential","dry","N","Bituminous","","","","","LNC2","","","","ESPC","ESPC","No","","","",1.1,{"v":0.4454155496762739,"d":"0.4454"},{"v":0.4454155496762739,"d":"0.4454"},{"v":0.4454155496762739,"d":"0.4454"},{"v":0.4454155496762739,"d":"0.4454"},0.64,0.97,1,"","","","",null,null,"C2G",2012]
["Holt Dam","12_G_1",12,"G","1",null,"Hydro","","S_SOU","Alabama",1,"Tuscaloosa",125,"01125",45,0,1968,9999,"","","N","Hydro","",{"$nulls":14},0,0,0,0,{"$nulls":6},""]
["Eastport","1468_G_3",1468,"G","3",null,"Combustion Turbine","IC Engine","NENG_ME","Maine",23,"Washington",29,"23029",2,10745,1949,9999,"","","N","Distillate Fuel Oil","",{"$nulls":13},2,{"v":2.3354529520972003,"d":"2.3355"},{"v":2.3354529520972003,"d":"2.3355"},{"v":2.3354529520972003,"d":"2.3355"},{"v":2.3354529520972003,"d":"2.3355"},{"$nulls":6},""]
["L V Sutton","2713_G_GT1",2713,"G","GT1",null,"Combustion Turbine","Combustion Turbine","S_VACA","North Carolina",37,"New Hanover",129,"37129",11,25000,1968,9999,"","","N","Distillate Fuel Oil","",{"$nulls":13},2.3000000000000003,{"v":1.2002104533636064,"d":"1.2002"},{"v":1.2002104533636064,"d":"1.2002"},{"v":1.2002104533636064,"d":"1.2002"},{"v":1.2002104533636064,"d":"1.2002"},{"$nulls":6},""]
["L V Sutton","2713_G_GTA",2713,"G","GTA",null,"Combustion Turbine","Combustion Turbine","S_VACA","North Carolina",37,"New Hanover",129,"37129",24,25000,1969,9999,"","","N","Distillate Fuel Oil","",{"$nulls":13},2.3000000000000003,{"v":1.2009438108017443,"d":"1.2009"},{"v":1.2009438108017443,"d":"1.2009"},{"v":1.2009438108017443,"d":"1.2009"},{"v":1.2009438108017443,"d":"1.2009"},{"$nulls":6},""]
["L V Sutton","2713_G_GTB",2713,"G","GTB",null,"Combustion Turbine","Combustion Turbine","S_VACA","North Carolina",37,"New Hanover",129,"37129",26,25000,1969,9999,"","","N","Distillate Fuel Oil","",{"$nulls":13},2.3000000000000003,{"v":1.200120584970813,"d":"1.2001"},{"v":1.200120584970813,"d":"1.2001"},{"v":1.200120584970813,"d":"1.2001"},{"v":1.200120584970813,"d":"1.2001"},{"$nulls":6},""]
["New Castle Plant","3138_G_EMDA",3138,"G","EMDA",null,"Combustion Turbine","IC Engine","PJM_ATSI","Pennsylvania",42,"Lawrence",73,"42073",3,10745,1968,9999,"","","N","Natural Gas","",{"$nulls":13},3.7,0.3054,0.3054,0.3054,0.3054,{"$nulls":6},""]
["Nueces Bay","3441_G_7",3441,"G","7",null,"Combined Cycle","","ERC_REST","Texas",48,"Nueces",355,"48355",368,7793,1972,9999,"","","N","Natural Gas","",{"$nulls":4},"SCR",{"$nulls":9},{"v":0.012297491379571566,"d":"0.0123"},{"v":0.012297491379571566,"d":"0.0123"},{"v":0.012297491379571566,"d":"0.0123"},{"v":0.012297491379571566,"d":"0.0123"},{"$nulls":6},""]
["Victoria","3443_G_5",3443,"G","5",null,"Combined Cycle","","ERC_REST","Texas",48,"Victoria",469,"48469",125,7880,1963,9999,"","","N","Natural Gas","",{"$nulls":4},"SCR",{"$nulls":8},0.003,{"v":0.02096577559220293,"d":"0.0210"},{"v":0.02096577559220293,"d":"0.0210"},{"v":0.02096577559220293,"d":"0.0210"},{"v":0.02096577559220293,"d":"0.0210"},{"$nulls":6},""]
["Low Moor","3799_G_GT1",3799,"G","GT1",null,"Combustion Turbine","Combustion Turbine","PJM_Dom","Virginia",51,"Alleghany",5,"51005",12,25000,1971,9999,"","","N","Distillate Fuel Oil","",{"$nulls":13},2.64,{"v":0.7653828280223779,"d":"0.7654"},{"v":0.7653828280223779,"d":"0.7654"},{"v":0.7653828280223779,"d":"0.7654"},{"v":0.7653828280223779,"d":"0.7654"},{"$nulls":6},""]
["Low Moor","3799_G_GT2",3799,"G","GT2",null,"Combustion Turbine","Combustion Turbine","PJM_Dom","Virginia",51,"Alleghany",5,"51005",12,25000,1971,9999,"","","N","Distillate Fuel Oil","",{"$nulls":13},2.64,{"v":0.7653828280223779,"d":"0.7654"},{"v":0.7653828280223779,"d":"0.7654"},{"v":0.7653828280223779,"d":"0.7654"},{"v":0.7653828280223779,"d":"0.7654"},{"$nulls":6},""]
["Low Moor","3799_G_GT3",3799,"G","GT3",null,"Combustion Turbine","Combustion Turbine","PJM_Dom","Virginia",51,"Alleghany",5,"51005",12,25000,1971,9999,"","","N","Distillate Fuel Oil","",{"$nulls":13},2.64,{"v":0.7653828280223779,"d":"0.7654"},{"v":0.7653828280223779,"d":"0.7654"},{"v":0.7653828280223779,"d":"0.7654"},{"v":0.7653828280223779,"d":"0.7654"},{"$nulls":6},""]
["Low Moor","3799_G_GT4",3799,"G","GT4",null,"Combustion Turbine","Combustion Turbine","PJM_Dom","Virginia",51,"Alleghany",5,"51005",12,25000,1971,9999,"","","N","Distillate Fuel Oil","",{"$nulls":13},2.64,{"v":0.7653828280223779,"d":"0.7654"},{"v":0.7653828280223779,"d":"0.7654"},{"v":0.7653828280223779,"d":"0.7654"},{"v":0.7653828280223779,"d":"0.7654"},{"$nulls":6},""]
["Possum Point","3804_G_GT1",3804,"G","GT1",null,"Combustion Turbine","Combustion Turbine","PJM_Dom","Virginia",51,"Prince William",153,"51153",12,17991,1968,9999,"","","N","Distillate Fuel Oil","",{"$nulls":13},1.06,{"v":0.7653828280223779,"d":"0.7654"},{"v":0.7653828280223779,"d":"0.7654"},{"v":0.7653828280223779,"d":"0.7654"},{"v":0.7653828280223779,"d":"0.7654"},{"$nulls":6},""]
["Possum Point","3804_G_GT2",3804,"G","GT2",null,"Combustion Turbine","Combustion Turbine","PJM_Dom","Virginia",51,"Prince William",153,"51153",12,17946,1968,9999,"","","N","Distillate Fuel Oil","",{"$nulls":13},1.06,{"v":0.7653828280223779,"d":"0.7654"},{"v":0.7653828280223779,"d":"0.7654"},{"v":0.7653828280223779,"d":"0.7654"},{"v":0.7653828280223779,"d":"0.7654"},{"$nulls":6},""]
["Possum Point","3804_G_GT3",3804,"G","GT3",null,"Combustion Turbine","Combustion Turbine","PJM_Dom","Virginia",51,"Prince William",153,"51153",12,17946,1968,9999,"","","N","Distillate Fuel Oil","",{"$nulls":13},1.06,{"v":0.7653828280223779,"d":"0.7654"},{"v":0.7653828280223779,"d":"0.7654"},{"v":0.7653828280223779,"d":"0.7654"},{"v":0.7653828280223779,"d":"0.7654"},{"$nulls":6},""]
["Possum Point","3804_G_GT4",3804,"G","GT4",null,"Combustion Turbine","Combustion Turbine","PJM_Dom","Virginia",51,"Prince William",153,"51153",12,17946,1968,9999,"","","N","Distillate Fuel Oil","",{"$nulls":13},1.06,{"v":0.7653828280223779,"d":"0.7654"},{"v":0.7653828280223779,"d":"0.7654"},{"v":0.7653828280223779,"d":"0.7654"},{"v":0.7653828280223779,"d":"0.7654"},{"$nulls":6},""]
["Possum Point","3804_G_GT5",3804,"G","GT5",null,"Combustion Turbine","Combustion Turbine","PJM_Dom","Virginia",51,"Prince William",153,"51153",12,17946,1968,9999,"","","N","Distillate Fuel Oil","",{"$nulls":13},1.06,{"v":0.7653828280223779,"d":"0.7654"},{"v":0.7653828280223779,"d":"0.7654"},{"v":0.7653828280223779,"d":"0.7654"},{"v":0.7653828280223779,"d":"0.7654"},{"$nulls":6},""]
["Possum Point","3804_G_GT6",3804,"G","GT6",null,"Combustion Turbine","Combustion Turbine","PJM_Dom","Virginia",51,"Prince William",153,"51153",12,17946,1968,9999,"","","N","Distillate Fuel Oil","",{"$nulls":13},1.06,{"v":0.7653828280223779,"d":"0.7654"},{"v":0.7653828280223779,"d":"0.7654"},{"v":0.7653828280223779,"d":"0.7654"},{"v":0.7653828280223779,"d":"0.7654"},{"$nulls":6},""]
["Mt Storm","3954_G_JF1",3954,"G","JF1",null,"Combustion Turbine","Combustion Turbine","PJM_Dom","West Virginia",54,"Grant",23,"54023",11,18068,1967,9999,"","","N","Distillate Fuel Oil","",{"$nulls":13},2.7,{"v":0.7653828280223779,"d":"0.7654"},{"v":0.7653828280223779,"d":"0.7654"},{"v":0.7653828280223779,"d":"0.7654"},{"v":0.7653828280223779,"d":"0.7654"},{"$nulls":6},""]
["Barney M Davis","4939_G_2",4939,"G","2",null,"Combined Cycle","","ERC_REST","Texas",48,"Nueces",355,"48355",347,7509,1976,9999,"","","N","Natural Gas","",{"$nulls":4},"SCR",{"$nulls":9},{"v":0.017407800511501405,"d":"0.0174"},{"v":0.017407800511501405,"d":"0.0174"},{"v":0.017407800511501405,"d":"0.0174"},{"v":0.017407800511501405,"d":"0.0174"},{"$nulls":6},""]
["Winnebago County Landfill Gas","50936_G_EG1",50936,"G","EG1",null,"Landfill Gas","","MIS_WUMS","Wisconsin",55,"Winnebago",139,"55139",0.9,13500,2000,9999,"","","N","Landfill Gas","",{"$nulls":14},{"v":0.04394744404747715,"d":"0.0439"},{"v":0.04394744404747715,"d":"0.0439"},{"v":0.04394744404747715,"d":"0.0439"},{"v":0.04394744404747715,"d":"0.0439"},{"$nulls":6},""]
["Winnebago County Landfill Gas","50936_G_EG2",50936,"G","EG2",null,"Landfill Gas","","MIS_WUMS","Wisconsin",55,"Winnebago",139,"55139",0.9,13500,2000,9999,"","","N","Landfill Gas","",{"$nulls":14},{"v":0.04394744404747715,"d":"0.0439"},{"v":0.04394744404747715,"d":"0.0439"},{"v":0.04394744404747715,"d":"0.0439"},{"v":0.04394744404747715,"d":"0.0439"},{"$nulls":6},""]
["Winnebago County Landfill Gas","50936_G_EG3",50936,"G","EG3",null,"Landfill Gas","","MIS_WUMS","Wisconsin",55,"Winnebago",139,"55139",0.9,13500,2000,9999,"","","N","Landfill Gas","",{"$nulls":14},{"v":0.04394744404747715,"d":"0.0439"},{"v":0.04394744404747715,"d":"0.0439"},{"v":0.04394744404747715,"d":"0.0439"},{"v":0.04394744404747715,"d":"0.0439"},{"$nulls":6},""]
["Winnebago County Landfill Gas","50936_G_EG4",50936,"G","EG4",null,"Landfill Gas","","MIS_WUMS","Wisconsin",55,"Winnebago",139,"55139",1,9958,2007,9999,"","","Y","Landfill Gas","",{"$nulls":14},{"v":0.04394744404747715,"d":"0.0439"},{"v":0.04394744404747715,"d":"0.0439"},{"v":0.04394744404747715,"d":"0.0439"},{"v":0.04394744404747715,"d":"0.0439"},{"$nulls":6},""]
["Winnebago County Landfill Gas","50936_G_EG5",50936,"G","EG5",null,"Landfill Gas","","MIS_WUMS","Wisconsin",55,"Winnebago",139,"55139",1.4,9958,2010,9999,"","","Y","Landfill Gas","",{"$nulls":14},{"v":0.04394744404747715,"d":"0.0439"},{"v":0.04394744404747715,"d":"0.0439"},{"v":0.04394744404747715,"d":"0.0439"},{"v":0.04394744404747715,"d":"0.0439"},{"$nulls":6},""]
["Renaissance Power LLC","55402_G_CT1",55402,"G","CT1",null,"Combustion Turbine","Combustion Turbine","MIS_LMI","Michigan",26,"Montcalm",117,"26117",165,10983,2002,9999,"","","N","Natural Gas","",{"$nulls":13},1.67,{"v":0.03806707033254548,"d":"0.0381"},{"v":0.03806707033254548,"d":"0.0381"},{"v":0.03806707033254548,"d":"0.0381"},{"v":0.03806707033254548,"d":"0.0381"},{"$nulls":6},""]
["Renaissance Power LLC","55402_G_CT2",55402,"G","CT2",null,"Combustion Turbine","Combustion Turbine","MIS_LMI","Michigan",26,"Montcalm",117,"26117",165,10983,2002,9999,"","","N","Natural Gas","",{"$nulls":13},1.67,{"v":0.043,"d":"0.0430"},{"v":0.043,"d":"0.0430"},{"v":0.043,"d":"0.0430"},{"v":0.043,"d":"0.0430"},{"$nulls":6},""]
["Renaissance Power LLC","55402_G_CT3",55402,"G","CT3",null,"Combustion Turbine","Combustion Turbine","MIS_LMI","Michigan",26,"Montcalm",117,"26117",165,10983,2002,9999,"","","N","Natural Gas","",{"$nulls":13},1.67,{"v":0.04240035906450086,"d":"0.0424"},{"v":0.04240035906450086,"d":"0.0424"},{"v":0.04240035906450086,"d":"0.0424"},{"v":0.04240035906450086,"d":"0.0424"},{"$nulls":6},""]
["Renaissance Power LLC","55402_G_CT4",55402,"G","CT4",null,"Combustion Turbine","Combustion Turbine","MIS_LMI","Michigan",26,"Montcalm",117,"26117",165,10983,2002,9999,"","","N","Natural Gas","",{"$nulls":13},1.67,{"v":0.04051224605126822,"d":"0.0405"},{"v":0.04051224605126822,"d":"0.0405"},{"v":0.04051224605126822,"d":"0.0405"},{"v":0.04051224605126822,"d":"0.0405"},{"$nulls":6},""]
["Wilson","6258_G_IC1",6258,"G","IC1",null,"Combustion Turbine","IC Engine","S_SOU","Georgia",13,"Burke",33,"13033",2.5,25000,1972,9999,"","","N","Distillate Fuel Oil","",{"$nulls":13},2.5775,{"v":2.3354529520972003,"d":"2.3355"},{"v":2.3354529520972003,"d":"2.3355"},{"v":2.3354529520972003,"d":"2.3355"},{"v":2.3354529520972003,"d":"2.3355"},{"$nulls":6},""]
["McManus","715_G_IC1",715,"G","IC1",null,"Combustion Turbine","IC Engine","S_SOU","Georgia",13,"Glynn",127,"13127",2,12826,1964,9999,"","","N","Distillate Fuel Oil","",{"$nulls":13},0.5,{"v":2.3354529520972003,"d":"2.3355"},{"v":2.3354529520972003,"d":"2.3355"},{"v":2.3354529520972003,"d":"2.3355"},{"v":2.3354529520972003,"d":"2.3355"},{"$nulls":6},""]
["Lawrence County Station","7948_G_1",7948,"G","1",null,"Combustion Turbine","Combustion Turbine","MIS_INKY","Indiana",18,"Lawrence",93,"18093",44,10746,2005,9999,"","","N","Natural Gas","",{"$nulls":13},0.006,{"v":0.08686325342176261,"d":"0.0869"},{"v":0.08686325342176261,"d":"0.0869"},{"v":0.08686325342176261,"d":"0.0869"},{"v":0.08686325342176261,"d":"0.0869"},{"$nulls":6},""]
["Plant X","3485_B_114B",3485,"B","114B",null,"O/G Steam","","SPP_SPS","Texas",48,"Lamb",279,"48279",200,10046,1964,9999,"","","N","Natural Gas, Distillate Fuel Oil","",{"$nulls":3},"LNC2",{"$nulls":9},1.1573272930232559,{"v":0.11589212532149933,"d":"0.1159"},{"v":0.11589212532149933,"d":"0.1159"},{"v":0.11589212532149933,"d":"0.1159"},{"v":0.11589212532149933,"d":"0.1159"},{"$nulls":6},""]
["Savannah River Site Biomass Cogeneration","57138_B_HRSG1",57138,"B","HRSG1",null,"Biomass","","S_VACA","South Carolina",45,"Aiken",3,"45003",9,13500,2011,9999,"","","Y","Biomass","",{"$nulls":14},{"v":0.22926295483445053,"d":"0.2293"},{"v":0.22926295483445053,"d":"0.2293"},{"v":0.22926295483445053,"d":"0.2293"},{"v":0.22926295483445053,"d":"0.2293"},{"$nulls":6},""]
["Savannah River Site Biomass Cogeneration","57138_B_HRSG2",57138,"B","HRSG2",null,"Biomass","","S_VACA","South Carolina",45,"Aiken",3,"45003",9,13500,2011,9999,"","","Y","Biomass","",{"$nulls":14},{"v":0.22926295483445053,"d":"0.2293"},{"v":0.22926295483445053,"d":"0.2293"},{"v":0.22926295483445053,"d":"0.2293"},{"v":0.22926295483445053,"d":"0.2293"},{"$nulls":6},""]
["Sabetha Power Plant","1320_G_4",1320,"G","4",null,"Combustion Turbine","IC Engine","SPP_N","Kansas",20,"Nemaha",131,"20131",0.7,12774,1950,9999,"","","N","Natural Gas, Distillate Fuel Oil","",{"$nulls":13},3,{"v":2.3354529520972003,"d":"2.3355"},{"v":2.3354529520972003,"d":"2.3355"},{"v":2.3354529520972003,"d":"2.3355"},{"v":2.3354529520972003,"d":"2.3355"},{"$nulls":6},""]
["Sabetha Power Plant","1320_G_8",1320,"G","8",null,"Combustion Turbine","IC Engine","SPP_N","Kansas",20,"Nemaha",131,"20131",2.1,12774,1978,9999,"","","N","Natural Gas, Distillate Fuel Oil","",{"$nulls":13},3,{"v":2.3354529520972003,"d":"2.3355"},{"v":2.3354529520972003,"d":"2.3355"},{"v":2.3354529520972003,"d":"2.3355"},{"v":2.3354529520972003,"d":"2.3355"},{"$nulls":6},""]
["Danskammer Generating Station","2480_G_5",2480,"G","5",null,"Combustion Turbine","IC Engine","NY_Z_G-I","New York",36,"Orange",71,"36071",2.5,10745,1967,9999,"","","N","Distillate Fuel Oil","",{"$nulls":14},{"v":0.6312556373249233,"d":"0.6313"},{"v":0.6312556373249233,"d":"0.6313"},{"v":0.6312556373249233,"d":"0.6313"},{"v":0.6312556373249233,"d":"0.6313"},{"$nulls":6},""]
["Danskammer Generating Station","2480_G_6",2480,"G","6",null,"Combustion Turbine","IC Engine","NY_Z_G-I","New York",36,"Orange",71,"36071",2.5,10745,1967,9999,"","","N","Distillate Fuel Oil","",{"$nulls":14},{"v":0.6312556373249233,"d":"0.6313"},{"v":0.6312556373249233,"d":"0.6313"},{"v":0.6312556373249233,"d":"0.6313"},{"v":0.6312556373249233,"d":"0.6313"},{"$nulls":6},""]
["Rochester 5","2641_G_2",2641,"G","2",null,"Hydro","","NY_Z_A&B","New York",36,"Monroe",55,"36055",12.9,0,1918,9999,"","","N","Hydro","",{"$nulls":14},0,0,0,0,{"$nulls":6},""]
["Rochester 5","2641_G_HY1",2641,"G","HY1",null,"Hydro","","NY_Z_A&B","New York",36,"Monroe",55,"36055",12.9,0,1918,9999,"","","N","Hydro","",{"$nulls":14},0,0,0,0,{"$nulls":6},""]
["Rochester 5","2641_G_HY3",2641,"G","HY3",null,"Hydro","","NY_Z_A&B","New York",36,"Monroe",55,"36055",18,0,1927,9999,"","","N","Hydro","",{"$nulls":14},0,0,0,0,{"$nulls":6},""]
["Webbers Falls","2987_G_3",2987,"G","3",null,"Hydro","","SPP_WEST","Oklahoma",40,"Muskogee",101,"40101",23,0,1973,9999,"","","N","Hydro","",{"$nulls":14},0,0,0,0,{"$nulls":6},""]
["Prairie River","378_G_1",378,"G","1",null,"Hydro","","MIS_MNWI","Minnesota",27,"Itasca",61,"27061",0.3,0,1920,9999,"","","N","Hydro","",{"$nulls":14},0,0,0,0,{"$nulls":6},""]
["Prairie River","378_G_2",378,"G","2",null,"Hydro","","MIS_MNWI","Minnesota",27,"Itasca",61,"27061",0.3,0,1920,9999,"","","N","Hydro","",{"$nulls":14},0,0,0,0,{"$nulls":6},""]
["Biron","3971_G_6",3971,"G","6",null,"Hydro","","MIS_WUMS","Wisconsin",55,"Wood",141,"55141",0.4,0,1896,9999,"","","N","Hydro","",{"$nulls":14},0,0,0,0,{"$nulls":6},""]
["Wisconsin Rapids","3974_G_6",3974,"G","6",null,"Hydro","","MIS_WUMS","Wisconsin",55,"Wood",141,"55141",0.3,0,1903,9999,"","","N","Hydro","",{"$nulls":14},0,0,0,0,{"$nulls":6},""]
["Wisconsin Rapids","3974_G_8",3974,"G","8",null,"Hydro","","MIS_WUMS","Wisconsin",55,"Wood",141,"55141",0.3,0,1903,9999,"","","N","Hydro","",{"$nulls":14},0,0,0,0,{"$nulls":6},""]
["Porterdale Hydro","50242_G_TB-1",50242,"G","TB-1",null,"Hydro","","S_SOU","Georgia",13,"Newton",217,"13217",0.7,0,1982,9999,"","","N","Hydro","",{"$nulls":14},0,0,0,0,{"$nulls":6},""]
["Lilliwaup Falls Generating","50700_G_4735",50700,"G","4735",null,"Hydro","","WECC_PNW","Washington",53,"Mason",45,"53045",0.2,0,1986,9999,"","","N","Hydro","",{"$nulls":14},0,0,0,0,{"$nulls":6},""]
["Lilliwaup Falls Generating","50700_G_4736",50700,"G","4736",null,"Hydro","","WECC_PNW","Washington",53,"Mason",45,"53045",0.2,0,1986,9999,"","","N","Hydro","",{"$nulls":14},0,0,0,0,{"$nulls":6},""]
["Lilliwaup Falls Generating","50700_G_4737",50700,"G","4737",null,"Hydro","","WECC_PNW","Washington",53,"Mason",45,"53045",0.2,0,1986,9999,"","","N","Hydro","",{"$nulls":14},0,0,0,0,{"$nulls":6},""]
["Lilliwaup Falls Generating","50700_G_4738",50700,"G","4738",null,"Hydro","","WECC_PNW","Washington",53,"Mason",45,"53045",0.2,0,1986,9999,"","","N","Hydro","",{"$nulls":14},0,0,0,0,{"$nulls":6},""]
["Lilliwaup Falls Generating","50700_G_4739",50700,"G","4739",null,"Hydro","","WECC_PNW","Washington",53,"Mason",45,"53045",0.2,0,1986,9999,"","","N","Hydro","",{"$nulls":14},0,0,0,0,{"$nulls":6},""]
["Lilliwaup Falls Generating","50700_G_4740",50700,"G","4740",null,"Hydro","","WECC_PNW","Washington",53,"Mason",45,"53045",0.2,0,1986,9999,"","","N","Hydro","",{"$nulls":14},0,0,0,0,{"$nulls":6},""]
["Lilliwaup Falls Generating","50700_G_4741",50700,"G","4741",null,"Hydro","","WECC_PNW","Washington",53,"Mason",45,"53045",0.2,0,1986,9999,"","","N","Hydro","",{"$nulls":14},0,0,0,0,{"$nulls":6},""]
["Berlin Gorham","54639_G_GOR1",54639,"G","GOR1",null,"Hydro","","NENGREST","New Hampshire",33,"Coos",7,"33007",1.2,0,1920,9999,"","","N","Hydro","",{"$nulls":14},0,0,0,0,{"$nulls":6},""]
["Binghamton Cogen","55600_G_1",55600,"G","1",null,"Combustion Turbine","Combustion Turbine","NY_Z_C&E","New York",36,"Broome",7,"36007",42,9519,1992,9999,"","","Y","Natural Gas, Distillate Fuel Oil","",{"$nulls":13},1.052964094,{"v":0.430700319,"d":"0.4307"},{"v":0.430700319,"d":"0.4307"},{"v":0.430700319,"d":"0.4307"},{"v":0.430700319,"d":"0.4307"},{"$nulls":6},""]
["Holcomb Rock","56314_G_HG2",56314,"G","HG2",null,"Hydro","","PJM_West","Virginia",51,"Lynchburg",680,"51680",0.2,0,1920,9999,"","","N","Hydro","",{"$nulls":14},0,0,0,0,{"$nulls":6},""]
["Thousand Springs","820_G_1",820,"G","1",null,"Hydro","","WECC_ID","Idaho",16,"Gooding",47,"16047",0.8,0,1912,9999,"","","N","Hydro","",{"$nulls":14},0,0,0,0,{"$nulls":6},""]
["Thousand Springs","820_G_2",820,"G","2",null,"Hydro","","WECC_ID","Idaho",16,"Gooding",47,"16047",0.8,0,1912,9999,"","","N","Hydro","",{"$nulls":14},0,0,0,0,{"$nulls":6},""]
["Danskammer Generating Station","2480_B_1",2480,"B","1",null,"O/G Steam","","NY_Z_G-I","New York",36,"Orange",71,"36071",66,10469,1951,9999,"","","N","Natural Gas, Residual Fuel Oil","",{"$nulls":13},2,{"v":0.08,"d":"0.0800"},{"v":0.08,"d":"0.0800"},{"v":0.08,"d":"0.0800"},{"v":0.08,"d":"0.0800"},{"$nulls":6},""]
["Danskammer Generating Station","2480_B_2",2480,"B","2",null,"O/G Steam","","NY_Z_G-I","New York",36,"Orange",71,"36071",62,10420,1954,9999,"","","N","Natural Gas, Residual Fuel Oil","",{"$nulls":13},2,{"v":0.08,"d":"0.0800"},{"v":0.08,"d":"0.0800"},{"v":0.08,"d":"0.0800"},{"v":0.08,"d":"0.0800"},{"$nulls":6},""]
["Astoria Generating Station","8906_B_20",8906,"B","20",null,"O/G Steam","","NY_Z_J","New York",36,"Queens",81,"36081",181,11922,1954,9999,"","","N","Natural Gas","",{"$nulls":13},0.0012,{"v":0.08,"d":"0.0800"},{"v":0.08,"d":"0.0800"},{"v":0.08,"d":"0.0800"},{"v":0.08,"d":"0.0800"},{"$nulls":6},""]
["Caribou Generation Station","1513_B_1",1513,"B",1,null,"O/G Steam",null,"NENG_ME","Maine",23,"Aroostook",3,23003,9,14008,1950,9999,null,null,"N","Residual Fuel Oil",{"$nulls":14},2.11,{"v":0.244,"d":"0.2440"},{"v":0.244,"d":"0.2440"},{"v":0.244,"d":"0.2440"},{"v":0.244,"d":"0.2440"}]
["Chalk Point LLC","1571_B_1",1571,"B","1",1050,"Coal Steam","","PJM_SMAC","Maryland",24,"Prince George's",33,"24033",331,10155,1964,9999,"wall","dry","N","Bituminous","Wet Scrubber",2010,98,98,"LNB + OFA","SCR",2009,"","ESPC","ESPC","No","","","",0.12,{"v":0.075,"d":"0.0750"},{"v":0.075,"d":"0.0750"},{"v":0.075,"d":"0.0750"},{"v":0.075,"d":"0.0750"},0.1,0.84,0.56,99,99,"","Yes"]
["Chalk Point LLC","1571_B_2",1571,"B","2",1051,"Coal Steam","","PJM_SMAC","Maryland",24,"Prince George's",33,"24033",336,10051,1965,9999,"wall","dry","N","Bituminous","Wet Scrubber",2010,98,98,"LNB + OFA","SNCR","",2006,"ESPC","ESPC","No","","","",0.12,{"v":0.3477710106755027,"d":"0.3478"},{"v":0.3477710106755027,"d":"0.3478"},{"v":0.3477710106755027,"d":"0.3478"},{"v":0.3477710106755027,"d":"0.3478"},0.34,0.84,0.56,99,99,"","Yes"]
["Dickerson","1572_B_1",1572,"B","1",1057,"Coal Steam","","PJM_SMAC","Maryland",24,"Montgomery",31,"24031",179,10559,1959,9999,"tangential","dry","N","Bituminous","Wet Scrubber",2010,98,98,"LNC2","SNCR","",2009,"ESPC + B","ESPC + B","No","","","",2.8000000000000003,{"v":0.26935490729429834,"d":"0.2694"},{"v":0.26935490729429834,"d":"0.2694"},{"v":0.26935490729429834,"d":"0.2694"},{"v":0.26935490729429834,"d":"0.2694"},0.3,0.3,0.56,99,99,"",""]
["Dickerson","1572_B_2",1572,"B","2",1058,"Coal Steam","","PJM_SMAC","Maryland",24,"Montgomery",31,"24031",179,10510,1960,9999,"tangential","dry","N","Bituminous","Wet Scrubber",2010,98,98,"LNC2","SNCR","",2009,"ESPC + B","ESPC + B","No","","","",2.8000000000000003,{"v":0.26935490729429834,"d":"0.2694"},{"v":0.26935490729429834,"d":"0.2694"},{"v":0.26935490729429834,"d":"0.2694"},{"v":0.26935490729429834,"d":"0.2694"},0.3,0.3,0.56,99,99,"",""]
["Dickerson","1572_B_3",1572,"B","3",1059,"Coal Steam","","PJM_SMAC","Maryland",24,"Montgomery",31,"24031",179,10538,1962,9999,"tangential","dry","N","Bituminous","Wet Scrubber",2010,98,98,"LNC2","SNCR","",2009,"ESPC + B","ESPC + B","No","","","",2.8000000000000003,{"v":0.2671444338314643,"d":"0.2671"},{"v":0.2671444338314643,"d":"0.2671"},{"v":0.2671444338314643,"d":"0.2671"},{"v":0.2671444338314643,"d":"0.2671"},0.3,0.3,0.56,99,99,"","Yes"]
["River Rouge","1740_B_3",1740,"B","3",1188,"Coal Steam","","MIS_LMI","Michigan",26,"Wayne",163,"26163",276,9969,1958,2024,"wall","dry","N","Bituminous, Subbituminous","","",70,70,"LNB","","","","ESPC","ESPC","No","ACI",2016,90,1.67,{"v":0.3039621636227425,"d":"0.3040"},{"v":0.3039621636227425,"d":"0.3040"},{"v":0.22573903853806745,"d":"0.2257"},{"v":0.22573903853806745,"d":"0.2257"},0.1,0.1,0.1,90,90,"Yes","",2016]

{"sheet":"NEEDS 5.16_Retired_by2021","index":1,"n_rows":1795,"n_cols":52,"rows_kept":1795}
["Plant Name","UniqueID_Final","ORIS Plant Code","Boiler/Generator/Committed Unit","Unit ID","CAMD Database UnitID","PlantType","Combustion Turbine/IC Engine","Region Name","State Name","State Code","County","County Code","FIPS5","Capacity (MW)","Heat Rate (Btu/kWh)","On Line Year","Retirement Year","Firing","Bottom","Cogen?","Modeled Fuels","Wet/DryScrubber","Scrubber_Online_Year","Scrubber Efficiency","Scrubber Efficiency_MATS","NOx Comb Control","NOx Post-Comb Control","SCR_Online_Year","SNCR_Online_Year","PM Control","PM Control_MATS","FlueGasConditioning_Flag","Mercury_Controls","ACI_Online_Year","Mercury_Controls Efficiency_MATS","SO2 Permit Rate (lbs/mmBtu)","Mode 1 NOx Rate (lbs/mmBtu)","Mode 2 NOx Rate (lbs/mmBtu)","Mode 3 NOx Rate  (lbs/mmBtu)","Mode 4 NOx Rate  (lbs/mmBtu)","Hg EMF for BIT_MATS","Hg EMF for SUB_MATS","Hg EMF for LIG_MATS","HCL Removal","HCL Removal_MATS","DSI Unit","BART Affected Unit","DSI Online Year","CCS Removal","C2G","C2G Online Year"]
["Wabash River","1010_G_1",1010,"G","1",720,"IGCC","","MIS_INKY","Indiana",18,"Vigo",167,"18167",85,10276,1953,2016,"","","N","Bituminous, Petroleum Coke","","",97,97,"STM","","","","","","","","","",0.71,{"v":0.07433926913433517,"d":"0.0743"},{"v":0.07433926913433517,"d":"0.0743"},{"v":0.07433926913433517,"d":"0.0743"},{"v":0.07433926913433517,"d":"0.0743"},0.1,0.1,0.1,99,99,"",""]
["Hoot Lake","1943_G_2",1943,"G","2",1253,"Coal Steam","","MIS_MAPP","Minnesota",27,"Otter Tail",111,"27111",58,11392,1959,2020,"tangential","","N","Subbituminous","","","","","LNC3","","","","ESPC","ESPC","No","","","",3,{"v":0.18591875200154276,"d":"0.1859"},{"v":0.18591875200154276,"d":"0.1859"},{"v":0.18591875200154276,"d":"0.1859"},{"v":0.18591875200154276,"d":"0.1859"},0.64,0.97,1,"","","",""]
["Hoot Lake","1943_G_3",1943,"G","3",1254,"Coal Steam","","MIS_MAPP","Minnesota",27,"Otter Tail",111,"27111",80,11446,1964,2020,"wall","dry","N","Subbituminous","","","","","LNBO","","","","ESPC","ESPC","No","","","",3,{"v":0.18427079913834463,"d":"0.1843"},{"v":0.18427079913834463,"d":"0.1843"},{"v":0.18427079913834463,"d":"0.1843"},{"v":0.18427079913834463,"d":"0.1843"},0.64,0.97,1,"","","",""]
["Trinidad","511_G_1",511,"G","1","","Coal Steam","","WECC_CO","Colorado",8,"LAS ANIMAS",71,"08071",3.8,14500,1950,2020,"","","N","Bituminous","","",18.6,18.6,"","","","","","","NA","","","",0.860384615384615,{"v":0.4451349612788622,"d":"0.4451"},{"v":0.4451349612788622,"d":"0.4451"},{"v":0.4451349612788622,"d":"0.4451"},{"v":0.4451349612788622,"d":"0.4451"},1,1,1,11,11,"",""]
["Colorado Energy Nations Company","10003_B_BLR3",10003,"B","BLR3","","Coal Steam","","WECC_CO","Colorado",8,"Jefferson",59,"08059",8.1,8300,1976,2020,"","","Y","Bituminous, Subbituminous","","","","","","","","","B","B","NA","","","",1.2,{"v":0.4451349612788622,"d":"0.4451"},{"v":0.4451349612788622,"d":"0.4451"},{"v":0.4451349612788622,"d":"0.4451"},{"v":0.4451349612788622,"d":"0.4451"},0.11,0.27,1,"","","",""]
["Peru","1037_B_2",1037,"B","2","","Coal Steam","","MIS_INKY","Indiana",18,"Miami",103,"18103",20,13237,1959,2015,"wall","dry","N","Bituminous","","","","","","","","","ESPC","ESPC","No","","","",6,{"v":0.535343526678147,"d":"0.5353"},{"v":0.535343526678147,"d":"0.5353"},{"v":0.32,"d":"0.3200"},{"v":0.32,"d":"0.3200"},0.64,0.97,1,"","","",""]
["Peru","1037_B_5",1037,"B","5","","Coal Steam","","MIS_INKY","Indiana",18,"Miami",103,"18103",12,14500,1949,2015,"wall","dry","N","Bituminous","","","","","","","","","ESPC","ESPC","No","","","",6,{"v":0.535343526678147,"d":"0.5353"},{"v":0.535343526678147,"d":"0.5353"},{"v":0.32,"d":"0.3200"},{"v":0.32,"d":"0.3200"},0.64,0.97,1,"","","",""]
["Elizabethtown Power LLC","10380_B_A BLR",10380,"B","A BLR",3543,"Coal Steam","","S_VACA","North Carolina",37,"Bladen",17,"37017",16,11113,1985,2020,"stoker/SPR","","Y","Bituminous","","","","","OFA","","","","B","B","NA","","","",2.3,0.5235,0.5235,0.5235,0.5235,0.11,0.27,1,"","","",""]
["Elizabethtown Power LLC","10380_B_B BLR",10380,"B","B BLR",3544,"Coal Steam","","S_VACA","North Carolina",37,"Bladen",17,"37017",16,11113,1985,2020,"stoker/SPR","","Y","Bituminous","","","","","OFA","","","","B","B","NA","","","",2.3,0.5614,0.5614,0.5614,0.5614,0.11,0.27,1,"","","",""]
["Stockton Cogen","10640_B_BLR1",10640,"B","BLR1","","Coal Steam","","WEC_CALN","California",6,"San Joaquin",77,"06077",54,8300,1988,2015,"","","Y","Bituminous","Dry Scrubber",1987,83.59,90,"CF","SNCR","",2013,"B + C","B + C","NA","","","",1.7607266262307688,{"v":0.1055688519591009,"d":"0.1056"},{"v":0.1055688519591009,"d":"0.1056"},{"v":0.1055688519591009,"d":"0.1056"},{"v":0.1055688519591009,"d":"0.1056"},0.05,0.75,1,88.59,99,"",""]
["Escanaba","1771_B_1",1771,"B","1","","Coal Steam","","MIS_WUMS","Michigan",26,"Delta",41,"26041",13,14500,1958,2016,"","","N","Bituminous","","","","","","","","","ESPH","ESPH","No","","","",2.5,{"v":0.4451349612788622,"d":"0.4451"},{"v":0.4451349612788622,"d":"0.4451"},{"v":0.4451349612788622,"d":"0.4451"},{"v":0.4451349612788622,"d":"0.4451"},0.9,0.94,1,"","","",""]
["Escanaba","1771_B_2",1771,"B","2","","Coal Steam","","MIS_WUMS","Michigan",26,"Delta",41,"26041",13,14500,1958,2016,"","","N","Bituminous","","","","","","","","","ESPH","ESPH","No","","","",2.5,{"v":0.4451349612788622,"d":"0.4451"},{"v":0.4451349612788622,"d":"0.4451"},{"v":0.4451349612788622,"d":"0.4451"},{"v":0.4451349612788622,"d":"0.4451"},0.9,0.94,1,"","","",""]
["Shiras","1843_B_1",1843,"B","1","","Coal Steam","","MIS_WUMS","Michigan",26,"Marquette",103,"26103",11.6,14500,1967,2020,"","","N","Bituminous","","","","","","","","","","","NA","","","",1.4685714285714284,{"v":0.4451349612788622,"d":"0.4451"},{"v":0.4451349612788622,"d":"0.4451"},{"v":0.4451349612788622,"d":"0.4451"},{"v":0.4451349612788622,"d":"0.4451"},1,1,1,"","","",""]
["Marshall","2144_B_3",2144,"B","3","","Coal Steam","","SPP_N","Missouri",29,"Saline",195,"29195",4.8,14500,1948,2020,"","","N","Bituminous","","","","","","","","","","","NA","","","",8,{"v":0.4451349612788622,"d":"0.4451"},{"v":0.4451349612788622,"d":"0.4451"},{"v":0.4451349612788622,"d":"0.4451"},{"v":0.4451349612788622,"d":"0.4451"},1,1,1,"","","",""]
["Avon Lake","2836_B_10",2836,"B","10",1904,"Coal Steam","","PJM_ATSI","Ohio",39,"Lorain",93,"39093",96,12829,1949,2016,"tangential","dry","N","Bituminous","","","","","","","","","ESPC","ESPC","No","","","",4.65,{"v":0.33731210336181455,"d":"0.3373"},{"v":0.33731210336181455,"d":"0.3373"},{"v":0.33731210336181455,"d":"0.3373"},{"v":0.33731210336181455,"d":"0.3373"},0.64,0.97,1,"","","",""]
["Painesville","2936_B_4",2936,"B","4","","Coal Steam","","PJM_ATSI","Ohio",39,"Lake",85,"39085",18.6,14111,1949,1959,"","","N","Bituminous","","","","","","","","","ESPC","ESPC","No","","","",5.7,{"v":0.4451349612788622,"d":"0.4451"},{"v":0.4451349612788622,"d":"0.4451"},{"v":0.4451349612788622,"d":"0.4451"},{"v":0.4451349612788622,"d":"0.4451"},0.64,0.97,1,"","","",""]
["Painesville","2936_B_5",2936,"B","5","","Coal Steam","","PJM_ATSI","Ohio",39,"Lake",85,"39085",18.6,14111,1949,1976,"","","N","Bituminous","","","","","","","","","ESPC","ESPC","No","","","",5.7,{"v":0.4451349612788622,"d":"0.4451"},{"v":0.4451349612788622,"d":"0.4451"},{"v":0.4451349612788622,"d":"0.4451"},{"v":0.4451349612788622,"d":"0.4451"},0.64,0.97,1,"","","",""]
["Transalta Centralia Generation","3845_B_BW21",3845,"B","BW21",2533,"Coal Steam","","WECC_PNW","Washington",53,"Lewis",41,"53041",670,10732,1972,2020,"tangential","dry","N","Subbituminous","Wet Scrubber",2002,91,91,"LNC3","","","","ESPH","ESPH","No","","","",0.6575723255813952,{"v":0.22119550572414837,"d":"0.2212"},{"v":0.22119550572414837,"d":"0.2212"},{"v":0.22119550572414837,"d":"0.2212"},{"v":0.22119550572414837,"d":"0.2212"},0.58,0.8,1,96,99,"","Yes"]
["Roanoke Valley Energy Facililty I","54035_B_BLR1",54035,"B","BLR1",88354,"Coal Steam","","PJM_Dom","North Carolina",37,"Halifax",83,"37083",165,8763,1994,2020,"wall","dry","Y","Bituminous","Dry Scrubber",1994,92,92,"LA + LNB + OFA","","","","B","B","NA","","","",0.21,{"v":0.3069870756711357,"d":"0.3070"},{"v":0.3069870756711357,"d":"0.3070"},{"v":0.3069870756711357,"d":"0.3070"},{"v":0.3069870756711357,"d":"0.3070"},0.05,0.75,1,97,99,"",""]
["Milwaukee County","7549_B_1",7549,"B","1","","Coal Steam","","MIS_WUMS","Wisconsin",55,"Milwaukee",79,"55079",1.4,14500,1996,2016,"stoker/SPR","dry","Y","Bituminous","","","","","LA","","","","ESPC","ESPC","No","","","",1.85,{"v":0.57,"d":"0.5700"},{"v":0.57,"d":"0.5700"},{"v":0.57,"d":"0.5700"},{"v":0.57,"d":"0.5700"},0.64,0.97,1,"","","",""]
["Milwaukee County","7549_B_2",7549,"B","2","","Coal Steam","","MIS_WUMS","Wisconsin",55,"Milwaukee",79,"55079",1.4,14500,1996,2016,"stoker/SPR","dry","Y","Bituminous","","","","","LA","","","","ESPC","ESPC","No","","","",1.85,{"v":0.61,"d":"0.6100"},{"v":0.61,"d":"0.6100"},{"v":0.61,"d":"0.6100"},{"v":0.61,"d":"0.6100"},0.64,0.97,1,"","","",""]
["Milwaukee County","7549_B_3",7549,"B","3","","Coal Steam","","MIS_WUMS","Wisconsin",55,"Milwaukee",79,"55079",1.4,14500,1996,2016,"stoker/SPR","dry","Y","Bituminous","","","","","LA","","","","ESPC","ESPC","No","","","",1.85,{"v":0.55,"d":"0.5500"},{"v":0.55,"d":"0.5500"},{"v":0.55,"d":"0.5500"},{"v":0.55,"d":"0.5500"},0.64,0.97,1,"","","",""]
["Wood River","898_B_4",898,"B","4",630,"Coal Steam","","MIS_IL","Illinois",17,"Madison",119,"17119",86,10544,1954,2016,"tangential","dry","N","Subbituminous","","","","","LNC2","","","","ESPC + C","ESPC + C","Yes","ACI",2012,90,1.2,{"v":0.12576674391233375,"d":"0.1258"},{"v":0.12576674391233375,"d":"0.1258"},{"v":0.12,"d":"0.1200"},{"v":0.12,"d":"0.1200"},0.1,0.1,0.1,"","","",""]
["Wood River","898_B_5",898,"B","5",631,"Coal Steam","","MIS_IL","Illinois",17,"Madison",119,"17119",368,10331,1964,2016,"tangential","dry","N","Subbituminous","","","","","LNC2","","","","ESPC","ESPC","No","ACI",2010,90,1.2,{"v":0.1455877878700743,"d":"0.1456"},{"v":0.1455877878700743,"d":"0.1456"},{"v":0.12,"d":"0.1200"},{"v":0.12,"d":"0.1200"},0.1,0.1,0.1,"","","","Yes"]
["Dallman","963_B_31",963,"B","31",645,"Coal Steam","","MIS_IL","Illinois",17,"Sangamon",167,"17167",83,11583,1968,2018,"cyclone","wet","N","Bituminous","Wet Scrubber",2015,95,95,"","SCR",2004,"","ESPC","ESPC","No","","","",0.25,0.2174,{"v":0.1,"d":"0.1000"},0.2174,{"v":0.1,"d":"0.1000"},0.1,0.84,0.56,99,99,"","Yes"]
["Dallman","963_B_32",963,"B","32",646,"Coal Steam","","MIS_IL","Illinois",17,"Sangamon",167,"17167",77,11507,1972,2018,"cyclone","wet","N","Bituminous","Wet Scrubber",2015,95,95,"","SCR",2004,"","ESPC","ESPC","No","","","",0.25,{"v":0.11909351396054078,"d":"0.1191"},{"v":0.1,"d":"0.1000"},{"v":0.11909351396054078,"d":"0.1191"},{"v":0.1,"d":"0.1000"},0.1,0.84,0.56,99,99,"","Yes"]
["Milwaukee County","7549_B_4",7549,"B",4,"","Coal Steam","","MIS_WUMS","Wisconsin",55,"Milwaukee",79,"55079",1.4,14500,1996,2015,"stoker/SPR","dry","Y","Bituminous","","","","","LA","","","","ESPC","ESPC","No","","","",1.11,{"v":0.36045164914845523,"d":"0.3605"},{"v":0.36045164914845523,"d":"0.3605"},{"v":0.36045164914845523,"d":"0.3605"},{"v":0.36045164914845523,"d":"0.3605"},0.64,0.97,1,"","","",""]
["Milwaukee County","7549_B_5",7549,"B",5,"","Coal Steam","","MIS_WUMS","Wisconsin",55,"Milwaukee",79,"55079",1.4,14500,1996,2015,"stoker/SPR","dry","Y","Bituminous","","","","","LA","","","","ESPC","ESPC","No","","","",1.11,{"v":0.36045164914845523,"d":"0.3605"},{"v":0.36045164914845523,"d":"0.3605"},{"v":0.36045164914845523,"d":"0.3605"},{"v":0.36045164914845523,"d":"0.3605"},0.64,0.97,1,"","","",""]
["Polk","7242_G_9",7242,"G","9",null,"Combined Cycle","","FRCC","Florida",12,"Polk",105,"12105",459,6430,2017,2017,null,null,"N","Natural Gas",{"$nulls":5},"SCR",{"$nulls":9},{"v":0.011,"d":"0.0110"},{"v":0.011,"d":"0.0110"},{"v":0.011,"d":"0.0110"},{"v":0.011,"d":"0.0110"}]
["Pueblo Airport Generating Station","56998_G_GT3",56998,"G","GT3",null,"Combustion Turbine","Combustion Turbine","WECC_CO","Colorado",8,"Pueblo",101,"08101",90,9750,2014,2014,null,null,"N","Natural Gas",{"$nulls":15},{"v":0.011,"d":"0.0110"},{"v":0.011,"d":"0.0110"},{"v":0.011,"d":"0.0110"},{"v":0.011,"d":"0.0110"}]
["Cheyenne Prairie Generating Station","57703_G_02B",57703,"G","02B",null,"Combustion Turbine","Combustion Turbine","WECC_WY","Wyoming",56,"Laramie",21,"56021",40,9750,2018,2018,null,null,"N","Natural Gas",{"$nulls":15},{"v":0.011,"d":"0.0110"},{"v":0.011,"d":"0.0110"},{"v":0.011,"d":"0.0110"},{"v":0.011,"d":"0.0110"}]
["Cheyenne Prairie Generating Station","57703_G_03A",57703,"G","03A",null,"Combustion Turbine","Combustion Turbine","WECC_WY","Wyoming",56,"Laramie",21,"56021",40,9750,2018,2018,null,null,"N","Natural Gas",{"$nulls":15},{"v":0.011,"d":"0.0110"},{"v":0.011,"d":"0.0110"},{"v":0.011,"d":"0.0110"},{"v":0.011,"d":"0.0110"}]
["Oneida Energy","57503_G_CE1",57503,"G","CE1",null,"Combustion Turbine","Combustion Turbine","MIS_WUMS","Wisconsin",55,"Brown",9,"55009",1.5,9750,2013,2013,null,null,"N","Natural Gas",{"$nulls":15},{"v":0.011,"d":"0.0110"},{"v":0.011,"d":"0.0110"},{"v":0.011,"d":"0.0110"},{"v":0.011,"d":"0.0110"}]
["Schuylkill Station (Turbine Gen #3)","50607_G_GEN1",50607,"G","GEN1",null,"O/G Steam","","PJM_EMAC","Pennsylvania",42,"Philadelphia",101,"42101",51.2,11675,1937,2015,null,null,"N","Natural Gas",{"$nulls":15},{"v":0.1,"d":"0.1000"},{"v":0.1,"d":"0.1000"},{"v":0.1,"d":"0.1000"},{"v":0.1,"d":"0.1000"}]
["PJM_Dom_VA_Biomass","83687_C_1",83687,"C",1,null,"Biomass","","PJM_Dom","Virginia",51,"NA",0,"51000",0,13500,2015,2015,null,null,"N","Biomass",{"$nulls":14},0,{"v":0.02,"d":"0.0200"},{"v":0.02,"d":"0.0200"},{"v":0.02,"d":"0.0200"},{"v":0.02,"d":"0.0200"}]
["Bayou Cogen Plant","10298_G_GEN2",10298,"G","GEN2",null,"Combustion Turbine","Combustion Turbine","ERC_REST","Texas",48,"Harris",201,"48201",65,8700,1984,2014,"","","Y","Natural Gas","",{"$nulls":13},3,{"v":0.029601177052727374,"d":"0.0296"},{"v":0.029601177052727374,"d":"0.0296"},{"v":0.029601177052727374,"d":"0.0296"},{"v":0.029601177052727374,"d":"0.0296"},{"$nulls":6},""]
["Bayou Cogen Plant","10298_G_GEN3",10298,"G","GEN3",null,"Combustion Turbine","Combustion Turbine","ERC_REST","Texas",48,"Harris",201,"48201",65,8700,1985,2015,"","","Y","Natural Gas","",{"$nulls":13},3,{"v":0.027577926993703098,"d":"0.0276"},{"v":0.027577926993703098,"d":"0.0276"},{"v":0.027577926993703098,"d":"0.0276"},{"v":0.027577926993703098,"d":"0.0276"},{"$nulls":6},""]
["Westend Facility","10685_G_PINA",10685,"G","PINA",null,"Combustion Turbine","Combustion Turbine","WECC_SCE","California",6,"San Bernardino",71,"06071",15,8700,1969,2020,"","","Y","Natural Gas","",{"$nulls":13},0.74,0.0267,0.0267,0.0267,0.0267,{"$nulls":6},""]
["Coggon","1132_G_4",1132,"G","4",null,"Combustion Turbine","IC Engine","MIS_IL","Iowa",19,"Linn",113,"19113",0.6,25000,1987,2014,"","","N","Distillate Fuel Oil","",{"$nulls":13},2.5,{"v":0.7303252651467953,"d":"0.7303"},{"v":0.7303252651467953,"d":"0.7303"},{"v":0.7303252651467953,"d":"0.7303"},{"v":0.7303252651467953,"d":"0.7303"},{"$nulls":6},""]
["Coggon","1132_G_IC1",1132,"G","IC1",null,"Combustion Turbine","IC Engine","MIS_IL","Iowa",19,"Linn",113,"19113",0.6,25000,1957,2016,"","","N","Distillate Fuel Oil","",{"$nulls":13},2.5,{"v":0.7303252651467953,"d":"0.7303"},{"v":0.7303252651467953,"d":"0.7303"},{"v":0.7303252651467953,"d":"0.7303"},{"v":0.7303252651467953,"d":"0.7303"},{"$nulls":6},""]
["Independence","1149_G_1",1149,"G","1",null,"Combustion Turbine","IC Engine","MIS_IA","Iowa",19,"Buchanan",19,"19019",0.8,10745,1949,2013,"","","N","Distillate Fuel Oil","",{"$nulls":13},2.5,{"v":0.7303252651467953,"d":"0.7303"},{"v":0.7303252651467953,"d":"0.7303"},{"v":0.7303252651467953,"d":"0.7303"},{"v":0.7303252651467953,"d":"0.7303"},{"$nulls":6},""]
["Independence","1149_G_1A",1149,"G","1A",null,"Combustion Turbine","IC Engine","MIS_IA","Iowa",19,"Buchanan",19,"19019",1.8,10745,2000,2013,"","","N","Distillate Fuel Oil","",{"$nulls":13},2.5,{"v":2.3354529520972003,"d":"2.3355"},{"v":2.3354529520972003,"d":"2.3355"},{"v":2.3354529520972003,"d":"2.3355"},{"v":2.3354529520972003,"d":"2.3355"},{"$nulls":6},""]
["Independence","1149_G_3A",1149,"G","3A",null,"Combustion Turbine","IC Engine","MIS_IA","Iowa",19,"Buchanan",19,"19019",1.8,10745,1996,2013,"","","N","Distillate Fuel Oil","",{"$nulls":13},2.5,{"v":2.3354529520972003,"d":"2.3355"},{"v":2.3354529520972003,"d":"2.3355"},{"v":2.3354529520972003,"d":"2.3355"},{"v":2.3354529520972003,"d":"2.3355"},{"$nulls":6},""]
["Independence","1149_G_3B",1149,"G","3B",null,"Combustion Turbine","IC Engine","MIS_IA","Iowa",19,"Buchanan",19,"19019",1.8,10745,1996,2013,"","","N","Distillate Fuel Oil","",{"$nulls":13},2.5,{"v":2.3354529520972003,"d":"2.3355"},{"v":2.3354529520972003,"d":"2.3355"},{"v":2.3354529520972003,"d":"2.3355"},{"v":2.3354529520972003,"d":"2.3355"},{"$nulls":6},""]
["Independence","1149_G_4A",1149,"G","4A",null,"Combustion Turbine","IC Engine","MIS_IA","Iowa",19,"Buchanan",19,"19019",1.8,10745,2000,2013,"","","N","Distillate Fuel Oil","",{"$nulls":13},2.5,{"v":2.3354529520972003,"d":"2.3355"},{"v":2.3354529520972003,"d":"2.3355"},{"v":2.3354529520972003,"d":"2.3355"},{"v":2.3354529520972003,"d":"2.3355"},{"$nulls":6},""]
["Independence","1149_G_4B",1149,"G","4B",null,"Combustion Turbine","IC Engine","MIS_IA","Iowa",19,"Buchanan",19,"19019",1.8,10745,2000,2013,"","","N","Distillate Fuel Oil","",{"$nulls":13},2.5,{"v":2.3354529520972003,"d":"2.3355"},{"v":2.3354529520972003,"d":"2.3355"},{"v":2.3354529520972003,"d":"2.3355"},{"v":2.3354529520972003,"d":"2.3355"},{"$nulls":6},""]
["Independence","1149_G_5",1149,"G","5",null,"Combustion Turbine","IC Engine","MIS_IA","Iowa",19,"Buchanan",19,"19019",2.3,10745,1957,2013,"","","N","Distillate Fuel Oil","",{"$nulls":13},2.5,{"v":0.7303252651467953,"d":"0.7303"},{"v":0.7303252651467953,"d":"0.7303"},{"v":0.7303252651467953,"d":"0.7303"},{"v":0.7303252651467953,"d":"0.7303"},{"$nulls":6},""]
["Independence","1149_G_6",1149,"G","6",null,"Combustion Turbine","IC Engine","MIS_IA","Iowa",19,"Buchanan",19,"19019",2.8,10745,1964,2013,"","","N","Distillate Fuel Oil","",{"$nulls":13},2.5,{"v":0.7303252651467953,"d":"0.7303"},{"v":0.7303252651467953,"d":"0.7303"},{"v":0.7303252651467953,"d":"0.7303"},{"v":0.7303252651467953,"d":"0.7303"},{"$nulls":6},""]
["Independence","1149_G_7",1149,"G","7",null,"Combustion Turbine","IC Engine","MIS_IA","Iowa",19,"Buchanan",19,"19019",5.8,10745,1973,2013,"","","N","Distillate Fuel Oil","",{"$nulls":13},2.5,{"v":0.7303252651467953,"d":"0.7303"},{"v":0.7303252651467953,"d":"0.7303"},{"v":0.7303252651467953,"d":"0.7303"},{"v":0.7303252651467953,"d":"0.7303"},{"$nulls":6},""]
["Vinton","1194_G_5",1194,"G","5",null,"Combustion Turbine","IC Engine","MIS_IL","Iowa",19,"Benton",11,"19011",0.5,12774,1946,2020,"","","N","Distillate Fuel Oil","",{"$nulls":13},1.5565,{"v":0.7303252651467953,"d":"0.7303"},{"v":0.7303252651467953,"d":"0.7303"},{"v":0.7303252651467953,"d":"0.7303"},{"v":0.7303252651467953,"d":"0.7303"},{"$nulls":6},""]
["Bird City","1224_G_2",1224,"G","2",null,"Combustion Turbine","IC Engine","SPP_WEST","Kansas",20,"Cheyenne",23,"20023",2,25000,1966,2020,"","","N","Distillate Fuel Oil","",{"$nulls":14},{"v":2.3354529520972003,"d":"2.3355"},{"v":2.3354529520972003,"d":"2.3355"},{"v":2.3354529520972003,"d":"2.3355"},{"v":2.3354529520972003,"d":"2.3355"},{"$nulls":6},""]
["Attica","1260_G_1",1260,"G","1",null,"Combustion Turbine","IC Engine","SPP_N","Kansas",20,"Harper",77,"20077",0.4,25000,1954,2013,"","","N","Natural Gas, Distillate Fuel Oil","",{"$nulls":13},3,{"v":2.3354529520972003,"d":"2.3355"},{"v":2.3354529520972003,"d":"2.3355"},{"v":2.3354529520972003,"d":"2.3355"},{"v":2.3354529520972003,"d":"2.3355"},{"$nulls":6},""]
["Attica","1260_G_2",1260,"G","2",null,"Combustion Turbine","IC Engine","SPP_N","Kansas",20,"Harper",77,"20077",0.8,25000,1970,2013,"","","N","Natural Gas, Distillate Fuel Oil","",{"$nulls":13},3,{"v":2.3354529520972003,"d":"2.3355"},{"v":2.3354529520972003,"d":"2.3355"},{"v":2.3354529520972003,"d":"2.3355"},{"v":2.3354529520972003,"d":"2.3355"},{"$nulls":6},""]
["Attica","1260_G_4A",1260,"G","4A",null,"Combustion Turbine","IC Engine","SPP_N","Kansas",20,"Harper",77,"20077",0.7,25000,2003,2013,"","","N","Natural Gas, Distillate Fuel Oil","",{"$nulls":13},3,{"v":2.3354529520972003,"d":"2.3355"},{"v":2.3354529520972003,"d":"2.3355"},{"v":2.3354529520972003,"d":"2.3355"},{"v":2.3354529520972003,"d":"2.3355"},{"$nulls":6},""]
["Attica","1260_G_IC3",1260,"G","IC3",null,"Combustion Turbine","IC Engine","SPP_N","Kansas",20,"Harper",77,"20077",0.9,25000,1984,2013,"","","N","Natural Gas, Distillate Fuel Oil","",{"$nulls":13},3,{"v":2.3354529520972003,"d":"2.3355"},{"v":2.3354529520972003,"d":"2.3355"},{"v":2.3354529520972003,"d":"2.3355"},{"v":2.3354529520972003,"d":"2.3355"},{"$nulls":6},""]
["St Francis","1321_G_3",1321,"G","3",null,"Combustion Turbine","IC Engine","SPP_N","Kansas",20,"Cheyenne",23,"20023",0.8,10745,1960,2016,"","","N","Natural Gas, Distillate Fuel Oil","",{"$nulls":14},{"v":2.3354529520972003,"d":"2.3355"},{"v":2.3354529520972003,"d":"2.3355"},{"v":2.3354529520972003,"d":"2.3355"},{"v":2.3354529520972003,"d":"2.3355"},{"$nulls":6},""]
["Stafford","1325_G_2",1325,"G","2",null,"Combustion Turbine","IC Engine","SPP_WEST","Kansas",20,"Stafford",185,"20185",0.9,16316,1953,2011,"","","N","Natural Gas, Distillate Fuel Oil","",{"$nulls":13},3,{"v":2.3354529520972003,"d":"2.3355"},{"v":2.3354529520972003,"d":"2.3355"},{"v":2.3354529520972003,"d":"2.3355"},{"v":2.3354529520972003,"d":"2.3355"},{"$nulls":6},""]
["Stafford","1325_G_3",1325,"G","3",null,"Combustion Turbine","IC Engine","SPP_WEST","Kansas",20,"Stafford",185,"20185",0.8,16338,1958,2011,"","","N","Natural Gas, Distillate Fuel Oil","",{"$nulls":13},3,{"v":2.3354529520972003,"d":"2.3355"},{"v":2.3354529520972003,"d":"2.3355"},{"v":2.3354529520972003,"d":"2.3355"},{"v":2.3354529520972003,"d":"2.3355"},{"$nulls":6},""]
["Sterlington","1404_G_7B",1404,"G","7B",null,"Combined Cycle","","S_D_REST","Louisiana",22,"Ouachita",73,"22073",44,11813,1974,2020,"","","N","Natural Gas, Distillate Fuel Oil","",{"$nulls":14},{"v":0.3635950649953031,"d":"0.3636"},{"v":0.3635950649953031,"d":"0.3636"},{"v":0.3635950649953031,"d":"0.3636"},{"v":0.3635950649953031,"d":"0.3636"},{"$nulls":6},""]
["Minden","1447_G_3",1447,"G","3",null,"Combustion Turbine","IC Engine","SPP_WEST","Louisiana",22,"WEBSTER",119,"22119",2,17334,1955,2015,"","","N","Distillate Fuel Oil","",{"$nulls":13},5.260578604651162,{"v":2.3354529520972003,"d":"2.3355"},{"v":2.3354529520972003,"d":"2.3355"},{"v":2.3354529520972003,"d":"2.3355"},{"v":2.3354529520972003,"d":"2.3355"},{"$nulls":6},""]
["Minden","1447_G_4",1447,"G","4",null,"Combustion Turbine","IC Engine","SPP_WEST","Louisiana",22,"WEBSTER",119,"22119",2,12966,1955,2015,"","","N","Distillate Fuel Oil","",{"$nulls":14},{"v":2.3354529520972003,"d":"2.3355"},{"v":2.3354529520972003,"d":"2.3355"},{"v":2.3354529520972003,"d":"2.3355"},{"v":2.3354529520972003,"d":"2.3355"},{"$nulls":6},""]
["Minden","1447_G_5",1447,"G","5",null,"Combustion Turbine","IC Engine","SPP_WEST","Louisiana",22,"WEBSTER",119,"22119",1.3,14133,1962,2015,"","","N","Distillate Fuel Oil","",{"$nulls":14},{"v":2.3354529520972003,"d":"2.3355"},{"v":2.3354529520972003,"d":"2.3355"},{"v":2.3354529520972003,"d":"2.3355"},{"v":2.3354529520972003,"d":"2.3355"},{"$nulls":6},""]
["Minden","1447_G_7",1447,"G","7",null,"Combustion Turbine","IC Engine","SPP_WEST","Louisiana",22,"WEBSTER",119,"22119",1.8,12302,1962,2015,"","","N","Distillate Fuel Oil","",{"$nulls":14},{"v":2.3354529520972003,"d":"2.3355"},{"v":2.3354529520972003,"d":"2.3355"},{"v":2.3354529520972003,"d":"2.3355"},{"v":2.3354529520972003,"d":"2.3355"},{"$nulls":6},""]
["Rayne","1456_G_8",1456,"G","8",null,"Combustion Turbine","IC Engine","S_D_WOTA","Louisiana",22,"Acadia",1,"22001",3.4,10745,1969,2020,"","","N","Distillate Fuel Oil","",{"$nulls":13},5.260578604651162,{"v":2.3354529520972003,"d":"2.3355"},{"v":2.3354529520972003,"d":"2.3355"},{"v":2.3354529520972003,"d":"2.3355"},{"v":2.3354529520972003,"d":"2.3355"},{"$nulls":6},""]
["Perryman","1556_G_GT2",1556,"G","GT2",null,"Combustion Turbine","Combustion Turbine","PJM_SMAC","Maryland",24,"Harford",25,"24025",51,13570,1972,2016,"","","N","Distillate Fuel Oil","",{"$nulls":13},1.052964094,{"v":0.7577431030926329,"d":"0.7577"},{"v":0.7577431030926329,"d":"0.7577"},{"v":0.7577431030926329,"d":"0.7577"},{"v":0.7577431030926329,"d":"0.7577"},{"$nulls":6},""]
["Exelon L Street","1587_G_GT1",1587,"G","GT1",null,"Combustion Turbine","Combustion Turbine","NENGREST","Massachusetts",25,"Suffolk",25,"25025",16,12201,1966,2016,"","","N","Distillate Fuel Oil","",{"$nulls":14},{"v":0.7635239834390684,"d":"0.7635"},{"v":0.7635239834390684,"d":"0.7635"},{"v":0.7635239834390684,"d":"0.7635"},{"v":0.7635239834390684,"d":"0.7635"},{"$nulls":6},""]
["Thetford","1719_G_1",1719,"G","1",null,"Combustion Turbine","Combustion Turbine","MIS_LMI","Michigan",26,"Genesee",49,"26049",30,17662,1970,2015,"","","N","Natural Gas","",{"$nulls":13},1.67,0.4651,0.4651,0.4651,0.4651,{"$nulls":6},""]
["Thetford","1719_G_2",1719,"G","2",null,"Combustion Turbine","Combustion Turbine","MIS_LMI","Michigan",26,"Genesee",49,"26049",29,17662,1970,2013,"","","N","Natural Gas","",{"$nulls":13},1.67,{"v":0.46730000000000005,"d":"0.4673"},{"v":0.46730000000000005,"d":"0.4673"},{"v":0.46730000000000005,"d":"0.4673"},{"v":0.46730000000000005,"d":"0.4673"},{"$nulls":6},""]
["Thetford","1719_G_3",1719,"G","3",null,"Combustion Turbine","Combustion Turbine","MIS_LMI","Michigan",26,"Genesee",49,"26049",22.5,24284,1970,2013,"","","N","Natural Gas","",{"$nulls":13},1.67,{"v":0.46712592283047777,"d":"0.4671"},{"v":0.46712592283047777,"d":"0.4671"},{"v":0.46712592283047777,"d":"0.4671"},{"v":0.46712592283047777,"d":"0.4671"},{"$nulls":6},""]
["Thetford","1719_G_4",1719,"G","4",null,"Combustion Turbine","Combustion Turbine","MIS_LMI","Michigan",26,"Genesee",49,"26049",24.6,24429,1970,2013,"","","N","Natural Gas","",{"$nulls":13},1.67,{"v":0.46695994468459584,"d":"0.4670"},{"v":0.46695994468459584,"d":"0.4670"},{"v":0.46695994468459584,"d":"0.4670"},{"v":0.46695994468459584,"d":"0.4670"},{"$nulls":6},""]
["Escanaba","1771_G_3",1771,"G","3",null,"Combustion Turbine","Combustion Turbine","MIS_WUMS","Michigan",26,"Delta",41,"26041",15.5,25000,2003,2016,"","","N","Distillate Fuel Oil","",{"$nulls":13},1.11,{"v":0.4,"d":"0.4000"},{"v":0.4,"d":"0.4000"},{"v":0.4,"d":"0.4000"},{"v":0.4,"d":"0.4000"},{"$nulls":6},""]
["Grand Haven Diesel Plant","1826_G_2",1826,"G","2",null,"Combustion Turbine","IC Engine","MIS_LMI","Michigan",26,"OTTAWA",139,"26139",2.3,22694,1942,2020,"","","N","Residual Fuel Oil","",{"$nulls":13},1.67,{"v":3.03738856,"d":"3.0374"},{"v":3.03738856,"d":"3.0374"},{"v":3.03738856,"d":"3.0374"},{"v":3.03738856,"d":"3.0374"},{"$nulls":6},""]
["Grand Haven Diesel Plant","1826_G_7",1826,"G","7",null,"Combustion Turbine","IC Engine","MIS_LMI","Michigan",26,"OTTAWA",139,"26139",5.1,20500,1952,2020,"","","N","Residual Fuel Oil","",{"$nulls":13},1.67,{"v":3.03738856,"d":"3.0374"},{"v":3.03738856,"d":"3.0374"},{"v":3.03738856,"d":"3.0374"},{"v":3.03738856,"d":"3.0374"},{"$nulls":6},""]
["Hoot Lake","1943_G_D1",1943,"G","D1",null,"Combustion Turbine","IC Engine","MIS_MAPP","Minnesota",27,"Otter Tail",111,"27111",0.2,12774,1967,2020,"","","N","Distillate Fuel Oil","",{"$nulls":14},{"v":2.3354529520972003,"d":"2.3355"},{"v":2.3354529520972003,"d":"2.3355"},{"v":2.3354529520972003,"d":"2.3355"},{"v":2.3354529520972003,"d":"2.3355"},{"$nulls":6},""]
["Hoot Lake","1943_G_D2",1943,"G","D2",null,"Combustion Turbine","IC Engine","MIS_MAPP","Minnesota",27,"Otter Tail",111,"27111",0.1,12774,1967,2020,"","","N","Distillate Fuel Oil","",{"$nulls":14},{"v":2.3354529520972003,"d":"2.3355"},{"v":2.3354529520972003,"d":"2.3355"},{"v":2.3354529520972003,"d":"2.3355"},{"v":2.3354529520972003,"d":"2.3355"},{"$nulls":6},""]
["Moose Lake","1996_G_4",1996,"G","4",null,"Combustion Turbine","IC Engine","MIS_MNWI","Minnesota",27,"Carlton",17,"27017",1.3,10745,1963,2020,"","","N","Natural Gas, Distillate Fuel Oil","",{"$nulls":14},{"v":2.3354529520972003,"d":"2.3355"},{"v":2.3354529520972003,"d":"2.3355"},{"v":2.3354529520972003,"d":"2.3355"},{"v":2.3354529520972003,"d":"2.3355"},{"$nulls":6},""]
["Clinton Power Station","204_G_1",204,"G","1",null,"Nuclear","","MIS_IL","Illinois",17,"De Witt",39,"17039",1065,10460,1987,2017,"","","N","Nuclear Fuel","",{"$nulls":14},0,0,0,0,{"$nulls":6},""]
["Henderson","2062_G_H2",2062,"G","H2",null,"Combustion Turbine","Combustion Turbine","S_D_REST","Mississippi",28,"Leflore",83,"28083",13,15035,1963,2020,"","","N","Natural Gas, Distillate Fuel Oil","",{"$nulls":14},{"v":0.22795331142316275,"d":"0.2280"},{"v":0.22795331142316275,"d":"0.2280"},{"v":0.22795331142316275,"d":"0.2280"},{"v":0.22795331142316275,"d":"0.2280"},{"$nulls":6},""]
["Bethany","2114_G_4",2114,"G","4",null,"Combustion Turbine","IC Engine","MIS_MO","Missouri",29,"Harrison",81,"29081",1.4,10745,1968,2012,"","","N","Distillate Fuel Oil","",{"$nulls":13},2.3000000000000003,{"v":2.3354529520972003,"d":"2.3355"},{"v":2.3354529520972003,"d":"2.3355"},{"v":2.3354529520972003,"d":"2.3355"},{"v":2.3354529520972003,"d":"2.3355"},{"$nulls":6},""]
["Bethany","2114_G_5",2114,"G","5",null,"Combustion Turbine","IC Engine","MIS_MO","Missouri",29,"Harrison",81,"29081",1.7,10745,1981,2012,"","","N","Natural Gas, Distillate Fuel Oil","",{"$nulls":13},2.3000000000000003,{"v":2.3354529520972003,"d":"2.3355"},{"v":2.3354529520972003,"d":"2.3355"},{"v":2.3354529520972003,"d":"2.3355"},{"v":2.3354529520972003,"d":"2.3355"},{"$nulls":6},""]
["Bethany","2114_G_6",2114,"G","6",null,"Combustion Turbine","IC Engine","MIS_MO","Missouri",29,"Harrison",81,"29081",0.9,10745,1981,2012,"","","N","Natural Gas, Distillate Fuel Oil","",{"$nulls":13},2.3000000000000003,{"v":2.3354529520972003,"d":"2.3355"},{"v":2.3354529520972003,"d":"2.3355"},{"v":2.3354529520972003,"d":"2.3355"},{"v":2.3354529520972003,"d":"2.3355"},{"$nulls":6},""]
["Bethany","2114_G_7",2114,"G","7",null,"Combustion Turbine","IC Engine","MIS_MO","Missouri",29,"Harrison",81,"29081",1,10745,1983,2012,"","","N","Distillate Fuel Oil","",{"$nulls":13},2.3000000000000003,{"v":2.3354529520972003,"d":"2.3355"},{"v":2.3354529520972003,"d":"2.3355"},{"v":2.3354529520972003,"d":"2.3355"},{"v":2.3354529520972003,"d":"2.3355"},{"$nulls":6},""]
["Fayette","2125_G_GT1",2125,"G","GT1",null,"Combustion Turbine","IC Engine","MIS_MO","Missouri",29,"Howard",89,"29089",3,12774,1985,2020,"","","N","Distillate Fuel Oil","",{"$nulls":13},2.3000000000000003,{"v":2.3354529520972003,"d":"2.3355"},{"v":2.3354529520972003,"d":"2.3355"},{"v":2.3354529520972003,"d":"2.3355"},{"v":2.3354529520972003,"d":"2.3355"},{"$nulls":6},""]
["Fayette","2125_G_GT2",2125,"G","GT2",null,"Combustion Turbine","IC Engine","MIS_MO","Missouri",29,"Howard",89,"29089",2.8,12774,1985,2020,"","","N","Distillate Fuel Oil","",{"$nulls":14},{"v":2.3354529520972003,"d":"2.3355"},{"v":2.3354529520972003,"d":"2.3355"},{"v":2.3354529520972003,"d":"2.3355"},{"v":2.3354529520972003,"d":"2.3355"},{"$nulls":6},""]
["Fayette","2125_G_GT3",2125,"G","GT3",null,"Combustion Turbine","IC Engine","MIS_MO","Missouri",29,"Howard",89,"29089",2.4,10745,1977,2020,"","","N","Distillate Fuel Oil","",{"$nulls":13},2.3000000000000003,{"v":2.3354529520972003,"d":"2.3355"},{"v":2.3354529520972003,"d":"2.3355"},{"v":2.3354529520972003,"d":"2.3355"},{"v":2.3354529520972003,"d":"2.3355"},{"$nulls":6},""]
["Fayette","2125_G_GT4",2125,"G","GT4",null,"Combustion Turbine","IC Engine","MIS_MO","Missouri",29,"Howard",89,"29089",1,11211,1969,2020,"","","N","Distillate Fuel Oil","",{"$nulls":13},2.3000000000000003,{"v":2.3354529520972003,"d":"2.3355"},{"v":2.3354529520972003,"d":"2.3355"},{"v":2.3354529520972003,"d":"2.3355"},{"v":2.3354529520972003,"d":"2.3355"},{"$nulls":6},""]
["Vandalia","2165_G_1",2165,"G","1",null,"Combustion Turbine","IC Engine","MIS_MO","Missouri",29,"Audrain",7,"29007",1,12774,1967,2020,"","","N","Distillate Fuel Oil","",{"$nulls":13},2.3000000000000003,{"v":2.3354529520972003,"d":"2.3355"},{"v":2.3354529520972003,"d":"2.3355"},{"v":2.3354529520972003,"d":"2.3355"},{"v":2.3354529520972003,"d":"2.3355"},{"$nulls":6},""]
["Vandalia","2165_G_10",2165,"G","10",null,"Combustion Turbine","IC Engine","MIS_MO","Missouri",29,"Audrain",7,"29007",1.1,10745,1984,2020,"","","N","Distillate Fuel Oil","",{"$nulls":13},2.3000000000000003,{"v":2.3354529520972003,"d":"2.3355"},{"v":2.3354529520972003,"d":"2.3355"},{"v":2.3354529520972003,"d":"2.3355"},{"v":2.3354529520972003,"d":"2.3355"},{"$nulls":6},""]
["Vandalia","2165_G_11",2165,"G","11",null,"Combustion Turbine","IC Engine","MIS_MO","Missouri",29,"Audrain",7,"29007",1,11332,1993,2020,"","","N","Distillate Fuel Oil","",{"$nulls":13},2.3000000000000003,{"v":2.3354529520972003,"d":"2.3355"},{"v":2.3354529520972003,"d":"2.3355"},{"v":2.3354529520972003,"d":"2.3355"},{"v":2.3354529520972003,"d":"2.3355"},{"$nulls":6},""]
["Vandalia","2165_G_12",2165,"G","12",null,"Combustion Turbine","IC Engine","MIS_MO","Missouri",29,"Audrain",7,"29007",1,11332,1993,2020,"","","N","Distillate Fuel Oil","",{"$nulls":13},2.3000000000000003,{"v":2.3354529520972003,"d":"2.3355"},{"v":2.3354529520972003,"d":"2.3355"},{"v":2.3354529520972003,"d":"2.3355"},{"v":2.3354529520972003,"d":"2.3355"},{"$nulls":6},""]
["Vandalia","2165_G_4A",2165,"G","4A",null,"Combustion Turbine","IC Engine","MIS_MO","Missouri",29,"Audrain",7,"29007",1,11332,1996,2020,"","","N","Distillate Fuel Oil","",{"$nulls":13},2.3000000000000003,{"v":2.3354529520972003,"d":"2.3355"},{"v":2.3354529520972003,"d":"2.3355"},{"v":2.3354529520972003,"d":"2.3355"},{"v":2.3354529520972003,"d":"2.3355"},{"$nulls":6},""]
["Vandalia","2165_G_5A",2165,"G","5A",null,"Combustion Turbine","IC Engine","MIS_MO","Missouri",29,"Audrain",7,"29007",1,11332,1996,2020,"","","N","Distillate Fuel Oil","",{"$nulls":13},2.3000000000000003,{"v":2.3354529520972003,"d":"2.3355"},{"v":2.3354529520972003,"d":"2.3355"},{"v":2.3354529520972003,"d":"2.3355"},{"v":2.3354529520972003,"d":"2.3355"},{"$nulls":6},""]
["Vandalia","2165_G_8",2165,"G","8",null,"Combustion Turbine","IC Engine","MIS_MO","Missouri",29,"Audrain",7,"29007",0.8,12774,1957,2020,"","","N","Distillate Fuel Oil","",{"$nulls":13},2.3000000000000003,{"v":2.3354529520972003,"d":"2.3355"},{"v":2.3354529520972003,"d":"2.3355"},{"v":2.3354529520972003,"d":"2.3355"},{"v":2.3354529520972003,"d":"2.3355"},{"$nulls":6},""]
["Vandalia","2165_G_9",2165,"G","9",null,"Combustion Turbine","IC Engine","MIS_MO","Missouri",29,"Audrain",7,"29007",1.1,10745,1977,2020,"","","N","Distillate Fuel Oil","",{"$nulls":13},2.3000000000000003,{"v":2.3354529520972003,"d":"2.3355"},{"v":2.3354529520972003,"d":"2.3355"},{"v":2.3354529520972003,"d":"2.3355"},{"v":2.3354529520972003,"d":"2.3355"},{"$nulls":6},""]
["Arnold","2216_G_2A",2216,"G","2A",null,"Combustion Turbine","IC Engine","SPP_NEBR","Nebraska",31,"CUSTER",41,"31041",0.1,12774,1937,2020,"","","N","Distillate Fuel Oil","",{"$nulls":14},{"v":2.3354529520972003,"d":"2.3355"},{"v":2.3354529520972003,"d":"2.3355"},{"v":2.3354529520972003,"d":"2.3355"},{"v":2.3354529520972003,"d":"2.3355"},{"$nulls":6},""]
["Fort Calhoun","2289_G_1",2289,"G","1",null,"Nuclear","","SPP_NEBR","Nebraska",31,"Washington",177,"31177",479,10460,1973,2016,"","","N","Nuclear Fuel","",{"$nulls":14},0,0,0,0,{"$nulls":6},""]
["Sutherland","2306_G_1",2306,"G","1",null,"Combustion Turbine","IC Engine","SPP_NEBR","Nebraska",31,"Lincoln",111,"31111",0.5,12131,1952,2013,"","","N","Distillate Fuel Oil","",{"$nulls":13},2.5,{"v":2.3354529520972003,"d":"2.3355"},{"v":2.3354529520972003,"d":"2.3355"},{"v":2.3354529520972003,"d":"2.3355"},{"v":2.3354529520972003,"d":"2.3355"},{"$nulls":6},""]
["Sutherland","2306_G_4",2306,"G","4",null,"Combustion Turbine","IC Engine","SPP_NEBR","Nebraska",31,"Lincoln",111,"31111",1.4,12219,1964,2013,"","","N","Distillate Fuel Oil","",{"$nulls":13},2.5,{"v":2.3354529520972003,"d":"2.3355"},{"v":2.3354529520972003,"d":"2.3355"},{"v":2.3354529520972003,"d":"2.3355"},{"v":2.3354529520972003,"d":"2.3355"},{"$nulls":6},""]
["West Point Municipal","2313_G_5",2313,"G","5",null,"Combustion Turbine","IC Engine","SPP_NEBR","Nebraska",31,"Cuming",39,"31039",4.1,12774,1971,2020,"","","N","Natural Gas, Distillate Fuel Oil","",{"$nulls":13},2.5,{"v":2.0543300185532067,"d":"2.0543"},{"v":2.0543300185532067,"d":"2.0543"},{"v":2.0543300185532067,"d":"2.0543"},{"v":2.0543300185532067,"d":"2.0543"},{"$nulls":6},""]
["Raton","2468_G_6",2468,"G","6",null,"Combustion Turbine","IC Engine","WECC_NM","New Mexico",35,"Colfax",7,"35007",7.8,11699,2003,2012,"","","N","Natural Gas","",{"$nulls":13},0.74,{"v":2.0543300185532067,"d":"2.0543"},{"v":2.0543300185532067,"d":"2.0543"},{"v":2.0543300185532067,"d":"2.0543"},{"v":2.0543300185532067,"d":"2.0543"},{"$nulls":6},""]
["Ravenswood","2500_G_GT33",2500,"G","GT33",null,"Combustion Turbine","Combustion Turbine","NY_Z_J","New York",36,"Queens",81,"36081",38,16571,1969,2020,"","","N","Natural Gas, Distillate Fuel Oil","",{"$nulls":13},0.315889228,{"v":0.396,"d":"0.3960"},{"v":0.396,"d":"0.3960"},{"v":0.396,"d":"0.3960"},{"v":0.396,"d":"0.3960"},{"$nulls":6},""]
["Ravenswood","2500_G_GT7",2500,"G","GT7",null,"Combustion Turbine","Combustion Turbine","NY_Z_J","New York",36,"Queens",81,"36081",13.4,16969,1969,2020,"","","N","Natural Gas, Distillate Fuel Oil","",{"$nulls":13},0.315889228,{"v":0.430700319,"d":"0.4307"},{"v":0.430700319,"d":"0.4307"},{"v":0.430700319,"d":"0.4307"},{"v":0.430700319,"d":"0.4307"},{"$nulls":6},""]
["Horseshoe Lake","2951_G_GT7",2951,"G","GT7",null,"Combined Cycle","","SPP_WEST","Oklahoma",40,"Oklahoma",109,"40109",18,11158,1963,2016,"","","N","Natural Gas, Distillate Fuel Oil","",{"$nulls":14},{"v":0.1622118800360332,"d":"0.1622"},{"v":0.1622118800360332,"d":"0.1622"},{"v":0.1622118800360332,"d":"0.1622"},{"v":0.1622118800360332,"d":"0.1622"},{"$nulls":6},""]
["Southwestern","2964_G_IC1",2964,"G","IC1",null,"Combustion Turbine","IC Engine","SPP_WEST","Oklahoma",40,"Caddo",15,"40015",2,12774,1966,2020,"","","N","Distillate Fuel Oil","",{"$nulls":13},0.8,{"v":2.3354529520972003,"d":"2.3355"},{"v":2.3354529520972003,"d":"2.3355"},{"v":2.3354529520972003,"d":"2.3355"},{"v":2.3354529520972003,"d":"2.3355"},{"$nulls":6},""]
["Darlington County","3250_G_11",3250,"G","11",null,"Combustion Turbine","Combustion Turbine","S_VACA","South Carolina",45,"Darlington",31,"45031",52,15688,1974,2015,"","","N","Distillate Fuel Oil","",{"$nulls":13},3.5,0.7025,0.7025,0.7025,0.7025,{"$nulls":6},""]
["French Island","4005_G_3",4005,"G","3",null,"Combustion Turbine","Combustion Turbine","MIS_MNWI","Wisconsin",55,"La Crosse",63,"55063",61,13430,1974,2020,"","","N","Distillate Fuel Oil","",{"$nulls":13},0,{"v":0.9423909128558022,"d":"0.9424"},{"v":0.9423909128558022,"d":"0.9424"},{"v":0.9423909128558022,"d":"0.9424"},{"v":0.9423909128558022,"d":"0.9424"},{"$nulls":6},""]
["Barron","4102_G_7",4102,"G","7",null,"Combustion Turbine","IC Engine","MIS_MNWI","Wisconsin",55,"Barron",5,"55005",0.6,11518,1944,2020,"","","N","Distillate Fuel Oil","",{"$nulls":13},3,{"v":2.3354529520972003,"d":"2.3355"},{"v":2.3354529520972003,"d":"2.3355"},{"v":2.3354529520972003,"d":"2.3355"},{"v":2.3354529520972003,"d":"2.3355"},{"$nulls":6},""]
["Burlington City of","490_G_1",490,"G","1",null,"Combustion Turbine","IC Engine","WECC_CO","Colorado",8,"KIT CARSON",63,"08063",1,12774,1960,2006,"","","N","Natural Gas, Distillate Fuel Oil","",{"$nulls":13},1.2,{"v":2.3354529520972003,"d":"2.3355"},{"v":2.3354529520972003,"d":"2.3355"},{"v":2.3354529520972003,"d":"2.3355"},{"v":2.3354529520972003,"d":"2.3355"},{"$nulls":6},""]
["Burlington City of","490_G_2",490,"G","2",null,"Combustion Turbine","IC Engine","WECC_CO","Colorado",8,"KIT CARSON",63,"08063",2.5,12774,1965,2006,"","","N","Natural Gas, Distillate Fuel Oil","",{"$nulls":13},1.2,{"v":2.3354529520972003,"d":"2.3355"},{"v":2.3354529520972003,"d":"2.3355"},{"v":2.3354529520972003,"d":"2.3355"},{"v":2.3354529520972003,"d":"2.3355"},{"$nulls":6},""]
["Burlington City of","490_G_3",490,"G","3",null,"Combustion Turbine","IC Engine","WECC_CO","Colorado",8,"KIT CARSON",63,"08063",2.2,12774,1969,2006,"","","N","Natural Gas, Distillate Fuel Oil","",{"$nulls":13},1.2,{"v":2.3354529520972003,"d":"2.3355"},{"v":2.3354529520972003,"d":"2.3355"},{"v":2.3354529520972003,"d":"2.3355"},{"v":2.3354529520972003,"d":"2.3355"},{"$nulls":6},""]
["Burlington City of","490_G_4",490,"G","4",null,"Combustion Turbine","IC Engine","WECC_CO","Colorado",8,"KIT CARSON",63,"08063",0.8,12774,1951,2006,"","","N","Natural Gas, Distillate Fuel Oil","",{"$nulls":13},1.2,{"v":2.3354529520972003,"d":"2.3355"},{"v":2.3354529520972003,"d":"2.3355"},{"v":2.3354529520972003,"d":"2.3355"},{"v":2.3354529520972003,"d":"2.3355"},{"$nulls":6},""]
["Gaviota Oil Plant","50623_G_GENA",50623,"G","GENA",null,"Combustion Turbine","Combustion Turbine","WECC_SCE","California",6,"Santa Barbara",83,"06083",3,9047,1987,2020,"","","Y","Natural Gas","",{"$nulls":13},0.74,0.0267,0.0267,0.0267,0.0267,{"$nulls":6},""]
["Thermo Greeley","50709_G_GEN1",50709,"G","GEN1",null,"Combustion Turbine","Combustion Turbine","WECC_CO","Colorado",8,"Weld",123,"08123",37,8700,1996,2020,"","","Y","Natural Gas","",{"$nulls":13},1.2,{"v":0.18366846931454198,"d":"0.1837"},{"v":0.18366846931454198,"d":"0.1837"},{"v":0.18366846931454198,"d":"0.1837"},{"v":0.18366846931454198,"d":"0.1837"},{"$nulls":6},""]
["Southeast Kern River Cogen","50751_G_GTG2",50751,"G","GTG2",null,"Combustion Turbine","Combustion Turbine","WEC_CALN","California",6,"Kern",29,"06029",3,8700,1989,2020,"","","Y","Natural Gas","",{"$nulls":13},0.74,0.0267,0.0267,0.0267,0.0267,{"$nulls":6},""]
["Southeast Kern River Cogen","50751_G_GTG3",50751,"G","GTG3",null,"Combustion Turbine","Combustion Turbine","WEC_CALN","California",6,"Kern",29,"06029",3,8700,1989,2020,"","","Y","Natural Gas","",{"$nulls":13},0.74,0.0267,0.0267,0.0267,0.0267,{"$nulls":6},""]
["Lamar Plant","508_G_5",508,"G","5",null,"Combustion Turbine","Combustion Turbine","WECC_CO","Colorado",8,"Prowers",99,"08099",4.2,19311,2001,2020,"","","N","Natural Gas","",{"$nulls":13},1.2,{"v":0.18366846931454198,"d":"0.1837"},{"v":0.18366846931454198,"d":"0.1837"},{"v":0.18366846931454198,"d":"0.1837"},{"v":0.18366846931454198,"d":"0.1837"},{"$nulls":6},""]
["Lamar Plant","508_G_IC1",508,"G","IC1",null,"Combustion Turbine","IC Engine","WECC_CO","Colorado",8,"Prowers",99,"08099",1,12774,1949,2020,"","","N","Distillate Fuel Oil","",{"$nulls":13},1.2,{"v":2.3354529520972003,"d":"2.3355"},{"v":2.3354529520972003,"d":"2.3355"},{"v":2.3354529520972003,"d":"2.3355"},{"v":2.3354529520972003,"d":"2.3355"},{"$nulls":6},""]
["Lamar Plant","508_G_IC2",508,"G","IC2",null,"Combustion Turbine","IC Engine","WECC_CO","Colorado",8,"Prowers",99,"08099",1,12774,1946,2020,"","","N","Distillate Fuel Oil","",{"$nulls":13},1.2,{"v":2.3354529520972003,"d":"2.3355"},{"v":2.3354529520972003,"d":"2.3355"},{"v":2.3354529520972003,"d":"2.3355"},{"v":2.3354529520972003,"d":"2.3355"},{"$nulls":6},""]
["North Midway Cogen","52078_G_GEN7",52078,"G","GEN7",null,"Combustion Turbine","Combustion Turbine","WEC_CALN","California",6,"Kern",29,"06029",3,8700,1986,2020,"","","Y","Natural Gas","",{"$nulls":13},0.74,0.0267,0.0267,0.0267,0.0267,{"$nulls":6},""]
["North Midway Cogen","52078_G_GEN8",52078,"G","GEN8",null,"Combustion Turbine","Combustion Turbine","WEC_CALN","California",6,"Kern",29,"06029",3,8700,1986,2020,"","","Y","Natural Gas","",{"$nulls":13},0.74,0.0267,0.0267,0.0267,0.0267,{"$nulls":6},""]
["North Midway Cogen","52078_G_GEN9",52078,"G","GEN9",null,"Combustion Turbine","Combustion Turbine","WEC_CALN","California",6,"Kern",29,"06029",3,8700,1986,2020,"","","Y","Natural Gas","",{"$nulls":13},0.74,0.0267,0.0267,0.0267,0.0267,{"$nulls":6},""]
["Coalinga 6C Cogen","52083_G_TG1",52083,"G","TG1",null,"Combustion Turbine","Combustion Turbine","WEC_CALN","California",6,"Fresno",19,"06019",2.7,8700,1989,2020,"","","Y","Natural Gas","",{"$nulls":13},0.74,0.0267,0.0267,0.0267,0.0267,{"$nulls":6},""]
["Coalinga 6C Cogen","52083_G_TG2",52083,"G","TG2",null,"Combustion Turbine","Combustion Turbine","WEC_CALN","California",6,"Fresno",19,"06019",2.7,8700,1989,2020,"","","Y","Natural Gas","",{"$nulls":13},0.74,0.0267,0.0267,0.0267,0.0267,{"$nulls":6},""]
["New York Methodist Hospital","52091_G_3A",52091,"G","3A",null,"Combustion Turbine","IC Engine","NY_Z_J","New York",36,"Kings",47,"36047",0.7,8700,1991,2015,"","","Y","Natural Gas","",{"$nulls":13},0.315889228,{"v":0.5084589072755847,"d":"0.5085"},{"v":0.5084589072755847,"d":"0.5085"},{"v":0.5084589072755847,"d":"0.5085"},{"v":0.5084589072755847,"d":"0.5085"},{"$nulls":6},""]
["New York Methodist Hospital","52091_G_4C",52091,"G","4C",null,"Combustion Turbine","IC Engine","NY_Z_J","New York",36,"Kings",47,"36047",0.7,8700,1991,2015,"","","Y","Natural Gas","",{"$nulls":13},0.315889228,{"v":0.5084589072755847,"d":"0.5085"},{"v":0.5084589072755847,"d":"0.5085"},{"v":0.5084589072755847,"d":"0.5085"},{"v":0.5084589072755847,"d":"0.5085"},{"$nulls":6},""]
["Yuma","524_G_1",524,"G","1",null,"Combustion Turbine","IC Engine","WECC_CO","Colorado",8,"Yuma",125,"08125",0.1,12774,1937,2013,"","","N","Distillate Fuel Oil","",{"$nulls":13},1.2,{"v":2.3354529520972003,"d":"2.3355"},{"v":2.3354529520972003,"d":"2.3355"},{"v":2.3354529520972003,"d":"2.3355"},{"v":2.3354529520972003,"d":"2.3355"},{"$nulls":6},""]
["Yuma","524_G_2",524,"G","2",null,"Combustion Turbine","IC Engine","WECC_CO","Colorado",8,"Yuma",125,"08125",0.1,12774,1937,2013,"","","N","Distillate Fuel Oil","",{"$nulls":13},1.2,{"v":2.3354529520972003,"d":"2.3355"},{"v":2.3354529520972003,"d":"2.3355"},{"v":2.3354529520972003,"d":"2.3355"},{"v":2.3354529520972003,"d":"2.3355"},{"$nulls":6},""]
["Yuma","524_G_4",524,"G","4",null,"Combustion Turbine","IC Engine","WECC_CO","Colorado",8,"Yuma",125,"08125",0.5,12774,1948,2013,"","","N","Distillate Fuel Oil","",{"$nulls":13},1.2,{"v":2.3354529520972003,"d":"2.3355"},{"v":2.3354529520972003,"d":"2.3355"},{"v":2.3354529520972003,"d":"2.3355"},{"v":2.3354529520972003,"d":"2.3355"},{"$nulls":6},""]
["March Point Cogeneration","54268_G_STG1",54268,"G","STG1",null,"Combined Cycle","","WECC_PNW","Washington",53,"Skagit",57,"53057",26,6094,1993,2015,"","","Y","Natural Gas, Distillate Fuel Oil","",{"$nulls":14},{"v":0.046648043648760636,"d":"0.0466"},{"v":0.046648043648760636,"d":"0.0466"},{"v":0.046648043648760636,"d":"0.0466"},{"v":0.046648043648760636,"d":"0.0466"},{"$nulls":6},""]
["DAI Oildale","54410_G_STG",54410,"G","STG",null,"Combined Cycle","","WEC_CALN","California",6,"Kern",29,"06029",7.3,8448,1990,2015,"","","Y","Natural Gas","",{"$nulls":14},{"v":0.008,"d":"0.0080"},{"v":0.008,"d":"0.0080"},{"v":0.008,"d":"0.0080"},{"v":0.008,"d":"0.0080"},{"$nulls":6},""]
["Oroville Cogeneration LP","54477_G_GEN1",54477,"G","GEN1",null,"Combustion Turbine","IC Engine","WEC_CALN","California",6,"Butte",7,"06007",1.1,13392,1990,2020,"","","Y","Natural Gas","",{"$nulls":13},0.74,0.2046,0.2046,0.2046,0.2046,{"$nulls":6},""]
["Oroville Cogeneration LP","54477_G_GEN2",54477,"G","GEN2",null,"Combustion Turbine","IC Engine","WEC_CALN","California",6,"Butte",7,"06007",1.1,13392,1990,2020,"","","Y","Natural Gas","",{"$nulls":13},0.74,0.2046,0.2046,0.2046,0.2046,{"$nulls":6},""]
["Oroville Cogeneration LP","54477_G_GEN3",54477,"G","GEN3",null,"Combustion Turbine","IC Engine","WEC_CALN","California",6,"Butte",7,"06007",1.1,13392,1990,2020,"","","Y","Natural Gas","",{"$nulls":13},0.74,0.2046,0.2046,0.2046,0.2046,{"$nulls":6},""]
["Oroville Cogeneration LP","54477_G_GEN4",54477,"G","GEN4",null,"Combustion Turbine","IC Engine","WEC_CALN","California",6,"Butte",7,"06007",1.1,13392,1990,2020,"","","Y","Natural Gas","",{"$nulls":13},0.74,0.2046,0.2046,0.2046,0.2046,{"$nulls":6},""]
["Oroville Cogeneration LP","54477_G_GEN5",54477,"G","GEN5",null,"Combustion Turbine","IC Engine","WEC_CALN","California",6,"Butte",7,"06007",1.1,13392,1990,2020,"","","Y","Natural Gas","",{"$nulls":13},0.74,0.2046,0.2046,0.2046,0.2046,{"$nulls":6},""]
["Oroville Cogeneration LP","54477_G_GEN6",54477,"G","GEN6",null,"Combustion Turbine","IC Engine","WEC_CALN","California",6,"Butte",7,"06007",1.1,13392,1990,2020,"","","Y","Natural Gas","",{"$nulls":13},0.74,0.2046,0.2046,0.2046,0.2046,{"$nulls":6},""]
["Oroville Cogeneration LP","54477_G_GEN7",54477,"G","GEN7",null,"Combustion Turbine","IC Engine","WEC_CALN","California",6,"Butte",7,"06007",1.1,13392,1990,2020,"","","Y","Natural Gas","",{"$nulls":13},0.74,0.2046,0.2046,0.2046,0.2046,{"$nulls":6},""]
["Glenns Ferry Cogen Facility","54578_G_1001",54578,"G","1001",null,"Combined Cycle","","WECC_ID","Idaho",16,"Elmore",39,"16039",10.4,5596,1996,2020,"","","Y","Natural Gas","",{"$nulls":13},1.75,{"v":0.04664804364876063,"d":"0.0466"},{"v":0.04664804364876063,"d":"0.0466"},{"v":0.04664804364876063,"d":"0.0466"},{"v":0.04664804364876063,"d":"0.0466"},{"$nulls":6},""]
["Auburndale Power Partners","54658_G_CT",54658,"G","CT",null,"Combined Cycle","","FRCC","Florida",12,"Polk",105,"12105",111,8320,1994,2014,"","","Y","Natural Gas, Distillate Fuel Oil","",{"$nulls":4},"SCR",{"$nulls":9},{"v":0.04531656591443703,"d":"0.0453"},{"v":0.04531656591443703,"d":"0.0453"},{"v":0.04531656591443703,"d":"0.0453"},{"v":0.04531656591443703,"d":"0.0453"},{"$nulls":6},""]
["Auburndale Power Partners","54658_G_ST",54658,"G","ST",null,"Combined Cycle","","FRCC","Florida",12,"Polk",105,"12105",44,8320,1994,2014,"","","Y","Natural Gas, Distillate Fuel Oil","",{"$nulls":4},"SCR",{"$nulls":9},{"v":0.04531656591443703,"d":"0.0453"},{"v":0.04531656591443703,"d":"0.0453"},{"v":0.04531656591443703,"d":"0.0453"},{"v":0.04531656591443703,"d":"0.0453"},{"$nulls":6},""]
["NRG Sterlington Power LLC","55099_G_08",55099,"G","08",null,"Combustion Turbine","Combustion Turbine","S_D_REST","Louisiana",22,"Ouachita",73,"22073",19,25000,2000,2020,"","","N","Natural Gas","",{"$nulls":13},0.01,{"v":0.07731156644232863,"d":"0.0773"},{"v":0.07731156644232863,"d":"0.0773"},{"v":0.07731156644232863,"d":"0.0773"},{"v":0.07731156644232863,"d":"0.0773"},{"$nulls":6},""]
["Osceola","55192_G_CTG1",55192,"G","CTG1",null,"Combustion Turbine","Combustion Turbine","FRCC","Florida",12,"Osceola",97,"12097",156,11182,2001,2020,"","","N","Natural Gas, Distillate Fuel Oil","",{"$nulls":13},0.8,{"v":0.02806977174480442,"d":"0.0281"},{"v":0.02806977174480442,"d":"0.0281"},{"v":0.02806977174480442,"d":"0.0281"},{"v":0.02806977174480442,"d":"0.0281"},{"$nulls":6},""]
["Osceola","55192_G_CTG2",55192,"G","CTG2",null,"Combustion Turbine","Combustion Turbine","FRCC","Florida",12,"Osceola",97,"12097",156,11182,2001,2020,"","","N","Natural Gas, Distillate Fuel Oil","",{"$nulls":13},0.8,{"v":0.03337545899804138,"d":"0.0334"},{"v":0.03337545899804138,"d":"0.0334"},{"v":0.03337545899804138,"d":"0.0334"},{"v":0.03337545899804138,"d":"0.0334"},{"$nulls":6},""]
["Osceola","55192_G_CTG3",55192,"G","CTG3",null,"Combustion Turbine","Combustion Turbine","FRCC","Florida",12,"Osceola",97,"12097",156,11182,2002,2020,"","","N","Natural Gas, Distillate Fuel Oil","",{"$nulls":13},0.8,{"v":0.029624617549099844,"d":"0.0296"},{"v":0.029624617549099844,"d":"0.0296"},{"v":0.029624617549099844,"d":"0.0296"},{"v":0.029624617549099844,"d":"0.0296"},{"$nulls":6},""]
["DeSoto County Plant","55422_G_DES1",55422,"G","DES1",null,"Combustion Turbine","Combustion Turbine","FRCC","Florida",12,"DeSoto",27,"12027",159,11535,2002,2015,"","","N","Natural Gas, Distillate Fuel Oil","",{"$nulls":13},0.8,{"v":0.030246613883717726,"d":"0.0302"},{"v":0.030246613883717726,"d":"0.0302"},{"v":0.030246613883717726,"d":"0.0302"},{"v":0.030246613883717726,"d":"0.0302"},{"$nulls":6},""]
["DeSoto County Plant","55422_G_DES2",55422,"G","DES2",null,"Combustion Turbine","Combustion Turbine","FRCC","Florida",12,"DeSoto",27,"12027",161,11535,2002,2015,"","","N","Natural Gas, Distillate Fuel Oil","",{"$nulls":13},0.8,{"v":0.03142535552324481,"d":"0.0314"},{"v":0.03142535552324481,"d":"0.0314"},{"v":0.03142535552324481,"d":"0.0314"},{"v":0.03142535552324481,"d":"0.0314"},{"$nulls":6},""]
["Choctaw County","55706_G_CTG1",55706,"G","CTG1",null,"Combined Cycle","","S_C_TVA","Mississippi",28,"Choctaw",19,"28019",167,7971,2003,2020,"","","N","Natural Gas","",{"$nulls":4},"SCR",{"$nulls":8},0.0006,{"v":0.08454582846140134,"d":"0.0845"},{"v":0.027060804876495672,"d":"0.0271"},{"v":0.08454582846140134,"d":"0.0845"},{"v":0.027060804876495672,"d":"0.0271"},{"$nulls":6},""]
["Partnership Station","55893_G_1",55893,"G","1",null,"Combustion Turbine","IC Engine","FRCC","Florida",12,"Hillsborough",57,"12057",3,12788,2001,2015,"","","N","Natural Gas","",{"$nulls":13},0.8,{"v":2.0543300185532067,"d":"2.0543"},{"v":2.0543300185532067,"d":"2.0543"},{"v":2.0543300185532067,"d":"2.0543"},{"v":2.0543300185532067,"d":"2.0543"},{"$nulls":6},""]
["Partnership Station","55893_G_2",55893,"G","2",null,"Combustion Turbine","IC Engine","FRCC","Florida",12,"Hillsborough",57,"12057",3,12806,2001,2015,"","","N","Natural Gas","",{"$nulls":13},0.8,{"v":2.0543300185532067,"d":"2.0543"},{"v":2.0543300185532067,"d":"2.0543"},{"v":2.0543300185532067,"d":"2.0543"},{"v":2.0543300185532067,"d":"2.0543"},{"$nulls":6},""]
["John Street 1, 3, 4 & 5","56256_G_JS 3",56256,"G","JS 3",null,"Combustion Turbine","IC Engine","NENG_CT","Connecticut",9,"New Haven",9,"09009",2,19048,2006,2020,"","","N","Distillate Fuel Oil","",{"$nulls":4},"SCR",{"$nulls":9},{"v":2.3354529520972003,"d":"2.3355"},{"v":0.46709059041943995,"d":"0.4671"},{"v":2.3354529520972003,"d":"2.3355"},{"v":0.46709059041943995,"d":"0.4671"},{"$nulls":6},""]
["John Street 1, 3, 4 & 5","56256_G_JS 4",56256,"G","JS 4",null,"Combustion Turbine","IC Engine","NENG_CT","Connecticut",9,"New Haven",9,"09009",2,19048,2006,2020,"","","N","Distillate Fuel Oil","",{"$nulls":4},"SCR",{"$nulls":9},{"v":2.3354529520972003,"d":"2.3355"},{"v":0.46709059041943995,"d":"0.4671"},{"v":2.3354529520972003,"d":"2.3355"},{"v":0.46709059041943995,"d":"0.4671"},{"$nulls":6},""]
["John Street 1, 3, 4 & 5","56256_G_JS 5",56256,"G","JS 5",null,"Combustion Turbine","IC Engine","NENG_CT","Connecticut",9,"New Haven",9,"09009",2,19048,2007,2020,"","","N","Distillate Fuel Oil","",{"$nulls":14},{"v":2.3354529520972003,"d":"2.3355"},{"v":2.3354529520972003,"d":"2.3355"},{"v":2.3354529520972003,"d":"2.3355"},{"v":2.3354529520972003,"d":"2.3355"},{"$nulls":6},""]
["Nine Mile Gas Processing Plant","57132_G_1",57132,"G","1",null,"Combustion Turbine","IC Engine","SPP_WEST","Oklahoma",40,"Dewey",43,"40043",2,12693,2001,2020,"","","N","Natural Gas","",{"$nulls":14},{"v":2.0543300185532067,"d":"2.0543"},{"v":2.0543300185532067,"d":"2.0543"},{"v":2.0543300185532067,"d":"2.0543"},{"v":2.0543300185532067,"d":"2.0543"},{"$nulls":6},""]
["Nine Mile Gas Processing Plant","57132_G_2",57132,"G","2",null,"Combustion Turbine","IC Engine","SPP_WEST","Oklahoma",40,"Dewey",43,"40043",2.1,12693,2001,2020,"","","N","Natural Gas","",{"$nulls":14},{"v":2.0543300185532067,"d":"2.0543"},{"v":2.0543300185532067,"d":"2.0543"},{"v":2.0543300185532067,"d":"2.0543"},{"v":2.0543300185532067,"d":"2.0543"},{"$nulls":6},""]
["Nine Mile Gas Processing Plant","57132_G_3",57132,"G","3",null,"Combustion Turbine","IC Engine","SPP_WEST","Oklahoma",40,"Dewey",43,"40043",2.1,12693,2001,2020,"","","N","Natural Gas","",{"$nulls":14},{"v":2.0543300185532067,"d":"2.0543"},{"v":2.0543300185532067,"d":"2.0543"},{"v":2.0543300185532067,"d":"2.0543"},{"v":2.0543300185532067,"d":"2.0543"},{"$nulls":6},""]
["TSGT Mobile Generator #15","57476_G_M15G",57476,"G","M15G",null,"Combustion Turbine","IC Engine","WECC_NM","New Mexico",35,"Rio Arriba",39,"35039",2,13216,2009,2020,"","","N","Distillate Fuel Oil","",{"$nulls":14},{"v":2.3354529520972003,"d":"2.3355"},{"v":2.3354529520972003,"d":"2.3355"},{"v":2.3354529520972003,"d":"2.3355"},{"v":2.3354529520972003,"d":"2.3355"},{"$nulls":6},""]
["Highwood Generating Station","57480_G_GTG1",57480,"G","GTG1",null,"Combustion Turbine","Combustion Turbine","WECC_MT","Montana",30,"CASCADE",13,"30013",40,10745,2011,2015,"","","N","Natural Gas","",{"$nulls":14},{"v":0.18366846931454198,"d":"0.1837"},{"v":0.18366846931454198,"d":"0.1837"},{"v":0.18366846931454198,"d":"0.1837"},{"v":0.18366846931454198,"d":"0.1837"},{"$nulls":6},""]
["Foxwoods CoGen","57666_G_CA1",57666,"G","CA1",null,"Combined Cycle","","NENG_CT","Connecticut",9,"New London",11,"09011",6,7721,2010,2015,"","","N","Natural Gas","",{"$nulls":14},{"v":0.04664804364876063,"d":"0.0466"},{"v":0.04664804364876063,"d":"0.0466"},{"v":0.04664804364876063,"d":"0.0466"},{"v":0.04664804364876063,"d":"0.0466"},{"$nulls":6},""]
["Foxwoods CoGen","57666_G_CA2",57666,"G","CA2",null,"Combined Cycle","","NENG_CT","Connecticut",9,"New London",11,"09011",6,7721,2010,2015,"","","N","Natural Gas","",{"$nulls":14},{"v":0.04664804364876063,"d":"0.0466"},{"v":0.04664804364876063,"d":"0.0466"},{"v":0.04664804364876063,"d":"0.0466"},{"v":0.04664804364876063,"d":"0.0466"},{"$nulls":6},""]
["Kansas City International","6144_G_1",6144,"G","1",null,"Combustion Turbine","Combustion Turbine","SPP_N","Missouri",29,"Platte",165,"29165",16.7,17662,1977,2020,"","","N","Natural Gas, Distillate Fuel Oil","",{"$nulls":13},2.3000000000000003,{"v":0.6998831436752898,"d":"0.6999"},{"v":0.6998831436752898,"d":"0.6999"},{"v":0.6998831436752898,"d":"0.6999"},{"v":0.6998831436752898,"d":"0.6999"},{"$nulls":6},""]
["Kansas City International","6144_G_2",6144,"G","2",null,"Combustion Turbine","Combustion Turbine","SPP_N","Missouri",29,"Platte",165,"29165",16.9,17662,1977,2020,"","","N","Natural Gas, Distillate Fuel Oil","",{"$nulls":13},2.3000000000000003,{"v":0.6998831436752898,"d":"0.6999"},{"v":0.6998831436752898,"d":"0.6999"},{"v":0.6998831436752898,"d":"0.6999"},{"v":0.6998831436752898,"d":"0.6999"},{"$nulls":6},""]
["Bellefonte","6150_G_DG-1",6150,"G","DG-1",null,"Combustion Turbine","IC Engine","S_C_TVA","Alabama",1,"Jackson",71,"01071",7,12774,1998,2020,"","","N","Distillate Fuel Oil","",{"$nulls":13},1.2,{"v":2.3354529520972003,"d":"2.3355"},{"v":2.3354529520972003,"d":"2.3355"},{"v":2.3354529520972003,"d":"2.3355"},{"v":2.3354529520972003,"d":"2.3355"},{"$nulls":6},""]
["Bellefonte","6150_G_DG-2",6150,"G","DG-2",null,"Combustion Turbine","IC Engine","S_C_TVA","Alabama",1,"Jackson",71,"01071",7,12774,1998,2020,"","","N","Distillate Fuel Oil","",{"$nulls":13},1.2,{"v":2.3354529520972003,"d":"2.3355"},{"v":2.3354529520972003,"d":"2.3355"},{"v":2.3354529520972003,"d":"2.3355"},{"v":2.3354529520972003,"d":"2.3355"},{"$nulls":6},""]
["G E Turner","629_G_P3",629,"G","P3",null,"Combustion Turbine","Combustion Turbine","FRCC","Florida",12,"Volusia",127,"12127",59,14957,1974,2015,"","","N","Distillate Fuel Oil","",{"$nulls":13},0.501119115,{"v":0.6108519482374944,"d":"0.6109"},{"v":0.6108519482374944,"d":"0.6109"},{"v":0.6108519482374944,"d":"0.6109"},{"v":0.6108519482374944,"d":"0.6109"},{"$nulls":6},""]
["G E Turner","629_G_P4",629,"G","P4",null,"Combustion Turbine","Combustion Turbine","FRCC","Florida",12,"Volusia",127,"12127",60,14957,1974,2016,"","","N","Distillate Fuel Oil","",{"$nulls":13},0.501119115,{"v":0.6386624427402159,"d":"0.6387"},{"v":0.6386624427402159,"d":"0.6387"},{"v":0.6386624427402159,"d":"0.6387"},{"v":0.6386624427402159,"d":"0.6387"},{"$nulls":6},""]
["Unionville","6563_G_1",6563,"G","1",null,"Combustion Turbine","Combustion Turbine","S_D_N_AR","Missouri",29,"Putnam",171,"29171",22.5,20373,1976,2020,"","","N","Distillate Fuel Oil","",{"$nulls":13},8,{"v":1.1998920224109586,"d":"1.1999"},{"v":1.1998920224109586,"d":"1.1999"},{"v":1.1998920224109586,"d":"1.1999"},{"v":1.1998920224109586,"d":"1.1999"},{"$nulls":6},""]
["Unionville","6563_G_2",6563,"G","2",null,"Combustion Turbine","Combustion Turbine","S_D_N_AR","Missouri",29,"Putnam",171,"29171",22.5,20420,1976,2020,"","","N","Distillate Fuel Oil","",{"$nulls":13},8,{"v":1.1998920224109586,"d":"1.1999"},{"v":1.1998920224109586,"d":"1.1999"},{"v":1.1998920224109586,"d":"1.1999"},{"v":1.1998920224109586,"d":"1.1999"},{"$nulls":6},""]
["Rockport","6594_G_1",6594,"G","1",null,"Combustion Turbine","IC Engine","MIS_MO","Missouri",29,"Atchison",5,"29005",1.1,17994,1964,2011,"","","N","Natural Gas, Distillate Fuel Oil","",{"$nulls":13},2.3000000000000003,{"v":2.0543300185532067,"d":"2.0543"},{"v":2.0543300185532067,"d":"2.0543"},{"v":2.0543300185532067,"d":"2.0543"},{"v":2.0543300185532067,"d":"2.0543"},{"$nulls":6},""]
["Rockport","6594_G_2",6594,"G","2",null,"Combustion Turbine","IC Engine","MIS_MO","Missouri",29,"Atchison",5,"29005",1.1,17994,1964,2011,"","","N","Natural Gas, Distillate Fuel Oil","",{"$nulls":13},2.3000000000000003,{"v":2.0543300185532067,"d":"2.0543"},{"v":2.0543300185532067,"d":"2.0543"},{"v":2.0543300185532067,"d":"2.0543"},{"v":2.0543300185532067,"d":"2.0543"},{"$nulls":6},""]
["Rockport","6594_G_3",6594,"G","3",null,"Combustion Turbine","IC Engine","MIS_MO","Missouri",29,"Atchison",5,"29005",0.4,17796,1959,2011,"","","N","Distillate Fuel Oil","",{"$nulls":13},2.3000000000000003,{"v":2.3354529520972003,"d":"2.3355"},{"v":2.3354529520972003,"d":"2.3355"},{"v":2.3354529520972003,"d":"2.3355"},{"v":2.3354529520972003,"d":"2.3355"},{"$nulls":6},""]
["Rockport","6594_G_4",6594,"G","4",null,"Combustion Turbine","IC Engine","MIS_MO","Missouri",29,"Atchison",5,"29005",0.3,18067,1940,2011,"","","N","Distillate Fuel Oil","",{"$nulls":13},2.3000000000000003,{"v":2.3354529520972003,"d":"2.3355"},{"v":2.3354529520972003,"d":"2.3355"},{"v":2.3354529520972003,"d":"2.3355"},{"v":2.3354529520972003,"d":"2.3355"},{"$nulls":6},""]
["Rockport","6594_G_5",6594,"G","5",null,"Combustion Turbine","IC Engine","MIS_MO","Missouri",29,"Atchison",5,"29005",1.3,17879,1972,2011,"","","N","Natural Gas, Distillate Fuel Oil","",{"$nulls":13},2.3000000000000003,{"v":2.0543300185532067,"d":"2.0543"},{"v":2.0543300185532067,"d":"2.0543"},{"v":2.0543300185532067,"d":"2.0543"},{"v":2.0543300185532067,"d":"2.0543"},{"$nulls":6},""]
["Rockport","6594_G_6",6594,"G","6",null,"Combustion Turbine","IC Engine","MIS_MO","Missouri",29,"Atchison",5,"29005",1.3,17921,1972,2011,"","","N","Natural Gas, Distillate Fuel Oil","",{"$nulls":13},2.3000000000000003,{"v":2.0543300185532067,"d":"2.0543"},{"v":2.0543300185532067,"d":"2.0543"},{"v":2.0543300185532067,"d":"2.0543"},{"v":2.0543300185532067,"d":"2.0543"},{"$nulls":6},""]
["Vero Beach Municipal Power Plant","693_G_2",693,"G","2",null,"Combined Cycle","","FRCC","Florida",12,"Indian River",61,"12061",13,9032,1964,2015,"","","N","Natural Gas","",{"$nulls":14},{"v":0.025065985070777924,"d":"0.0251"},{"v":0.025065985070777924,"d":"0.0251"},{"v":0.025065985070777924,"d":"0.0251"},{"v":0.025065985070777924,"d":"0.0251"},{"$nulls":6},""]
["Vero Beach Municipal Power Plant","693_G_5",693,"G","5",null,"Combined Cycle","","FRCC","Florida",12,"Indian River",61,"12061",35,9032,1992,2015,"","","N","Natural Gas, Distillate Fuel Oil","",{"$nulls":14},{"v":0.025065985070777924,"d":"0.0251"},{"v":0.025065985070777924,"d":"0.0251"},{"v":0.025065985070777924,"d":"0.0251"},{"v":0.025065985070777924,"d":"0.0251"},{"$nulls":6},""]
["Marathon Generating Plant","696_G_4",696,"G","4",null,"Combustion Turbine","IC Engine","FRCC","Florida",12,"MONROE",87,"12087",3,25000,1959,2020,"","","N","Distillate Fuel Oil","",{"$nulls":14},{"v":2.3354529520972003,"d":"2.3355"},{"v":2.3354529520972003,"d":"2.3355"},{"v":2.3354529520972003,"d":"2.3355"},{"v":2.3354529520972003,"d":"2.3355"},{"$nulls":6},""]
["Vernon","7436_G_JH1",7436,"G","JH1",null,"Combustion Turbine","IC Engine","WECC_SCE","California",6,"Los Angeles",37,"06037",3.6,12774,1933,2020,"","","N","Distillate Fuel Oil","",{"$nulls":14},0.4671,0.4671,0.4671,0.4671,{"$nulls":6},""]
["Vernon","7436_G_JH2",7436,"G","JH2",null,"Combustion Turbine","IC Engine","WECC_SCE","California",6,"Los Angeles",37,"06037",3.6,12774,1933,2020,"","","N","Distillate Fuel Oil","",{"$nulls":14},0.4671,0.4671,0.4671,0.4671,{"$nulls":6},""]
["Vernon","7436_G_JH3",7436,"G","JH3",null,"Combustion Turbine","IC Engine","WECC_SCE","California",6,"Los Angeles",37,"06037",3.6,12774,1933,2020,"","","N","Distillate Fuel Oil","",{"$nulls":14},0.4671,0.4671,0.4671,0.4671,{"$nulls":6},""]
["Vernon","7436_G_JH4",7436,"G","JH4",null,"Combustion Turbine","IC Engine","WECC_SCE","California",6,"Los Angeles",37,"06037",3.6,12774,1933,2020,"","","N","Distillate Fuel Oil","",{"$nulls":14},0.4671,0.4671,0.4671,0.4671,{"$nulls":6},""]
["Vernon","7436_G_JH5",7436,"G","JH5",null,"Combustion Turbine","IC Engine","WECC_SCE","California",6,"Los Angeles",37,"06037",3.6,12774,1933,2020,"","","N","Distillate Fuel Oil","",{"$nulls":14},0.4671,0.4671,0.4671,0.4671,{"$nulls":6},""]
["Phillips","748_G_1",748,"G","1",null,"Combustion Turbine","IC Engine","FRCC","Florida",12,"Highlands",55,"12055",18,11044,1983,2015,"","","N","Distillate Fuel Oil","",{"$nulls":13},2.7,{"v":3.3,"d":"3.3000"},{"v":3.3,"d":"3.3000"},{"v":3.3,"d":"3.3000"},{"v":3.3,"d":"3.3000"},{"$nulls":6},""]
["Phillips","748_G_2",748,"G","2",null,"Combustion Turbine","IC Engine","FRCC","Florida",12,"Highlands",55,"12055",18,11045,1983,2015,"","","N","Distillate Fuel Oil","",{"$nulls":13},2.7,{"v":3.3,"d":"3.3000"},{"v":3.3,"d":"3.3000"},{"v":3.3,"d":"3.3000"},{"v":3.3,"d":"3.3000"},{"$nulls":6},""]
["Bethany II","7944_G_9",7944,"G","9",null,"Combustion Turbine","IC Engine","MIS_MO","Missouri",29,"HARRISON",81,"29081",1.2,11450,1993,2012,"","","N","Distillate Fuel Oil","",{"$nulls":13},2.3000000000000003,{"v":2.3354529520972003,"d":"2.3355"},{"v":2.3354529520972003,"d":"2.3355"},{"v":2.3354529520972003,"d":"2.3355"},{"v":2.3354529520972003,"d":"2.3355"},{"$nulls":6},""]
["Comanche","8059_G_IC1",8059,"G","IC1",null,"Combustion Turbine","IC Engine","SPP_WEST","Oklahoma",40,"Comanche",31,"40031",4,12774,1962,2020,"","","N","Distillate Fuel Oil","",{"$nulls":13},0.8,{"v":2.3354529520972003,"d":"2.3355"},{"v":2.3354529520972003,"d":"2.3355"},{"v":2.3354529520972003,"d":"2.3355"},{"v":2.3354529520972003,"d":"2.3355"},{"$nulls":6},""]
["Quad Cities Generating Station","880_G_1",880,"G","1",null,"Nuclear","","PJM_COMD","Illinois",17,"Rock Island",161,"17161",908,10460,1972,2018,"","","N","Nuclear Fuel","",{"$nulls":14},0,0,0,0,{"$nulls":6},""]
["Quad Cities Generating Station","880_G_2",880,"G","2",null,"Nuclear","","PJM_COMD","Illinois",17,"Rock Island",161,"17161",911,10460,1972,2018,"","","N","Nuclear Fuel","",{"$nulls":14},0,0,0,0,{"$nulls":6},""]
["Carmi","937_G_6",937,"G","6",null,"Combustion Turbine","IC Engine","MIS_IL","Illinois",17,"White",193,"17193",0.5,10902,1939,2014,"","","N","Distillate Fuel Oil","",{"$nulls":13},1,{"v":2.3354529520972003,"d":"2.3355"},{"v":2.3354529520972003,"d":"2.3355"},{"v":2.3354529520972003,"d":"2.3355"},{"v":2.3354529520972003,"d":"2.3355"},{"$nulls":6},""]
["Rantoul","958_G_2",958,"G","2",null,"Combustion Turbine","IC Engine","MIS_IL","Illinois",17,"Champaign",19,"17019",0.7,10745,1951,2014,"","","N","Distillate Fuel Oil","",{"$nulls":14},{"v":2.3354529520972003,"d":"2.3355"},{"v":2.3354529520972003,"d":"2.3355"},{"v":2.3354529520972003,"d":"2.3355"},{"v":2.3354529520972003,"d":"2.3355"},{"$nulls":6},""]
["Rantoul","958_G_4",958,"G","4",null,"Combustion Turbine","IC Engine","MIS_IL","Illinois",17,"Champaign",19,"17019",0.7,10745,1954,2014,"","","N","Distillate Fuel Oil","",{"$nulls":14},{"v":2.3354529520972003,"d":"2.3355"},{"v":2.3354529520972003,"d":"2.3355"},{"v":2.3354529520972003,"d":"2.3355"},{"v":2.3354529520972003,"d":"2.3355"},{"$nulls":6},""]
["Ocotillo","116_B_1",116,"B","1",null,"O/G Steam","","WECC_AZ","Arizona",4,"Maricopa",13,"04013",110,12316,1960,2018,"","","N","Natural Gas, Distillate Fuel Oil","",{"$nulls":13},1,{"v":0.12233556818951109,"d":"0.1223"},{"v":0.12233556818951109,"d":"0.1223"},{"v":0.12233556818951109,"d":"0.1223"},{"v":0.12233556818951109,"d":"0.1223"},{"$nulls":6},""]
["Ocotillo","116_B_2",116,"B","2",null,"O/G Steam","","WECC_AZ","Arizona",4,"Maricopa",13,"04013",110,12052,1960,2018,"","","N","Natural Gas, Distillate Fuel Oil","",{"$nulls":13},1,{"v":0.13624785643291923,"d":"0.1362"},{"v":0.13624785643291923,"d":"0.1362"},{"v":0.13624785643291923,"d":"0.1362"},{"v":0.13624785643291923,"d":"0.1362"},{"$nulls":6},""]
["Hutchinson Energy Center","1248_B_4",1248,"B","4",null,"O/G Steam","","SPP_N","Kansas",20,"Reno",155,"20155",162,12635,1965,2015,"","","N","Natural Gas","",{"$nulls":13},3,{"v":0.23431892659448222,"d":"0.2343"},{"v":0.23431892659448222,"d":"0.2343"},{"v":0.23431892659448222,"d":"0.2343"},{"v":0.23431892659448222,"d":"0.2343"},{"$nulls":6},""]
["Louisiana 2","1392_B_10",1392,"B","10",null,"O/G Steam","","S_D_REST","Louisiana",22,"East Baton Rouge",33,"22033",40,14500,1950,2020,"","","N","Natural Gas","",{"$nulls":13},5.260578604651162,{"v":0.19679695515096948,"d":"0.1968"},{"v":0.19679695515096948,"d":"0.1968"},{"v":0.19679695515096948,"d":"0.1968"},{"v":0.19679695515096948,"d":"0.1968"},{"$nulls":6},""]
["Louisiana 2","1392_B_11",1392,"B","11",null,"O/G Steam","","S_D_REST","Louisiana",22,"East Baton Rouge",33,"22033",40,14500,1950,2020,"","","N","Natural Gas","",{"$nulls":13},5.260578604651162,{"v":0.19679695515096948,"d":"0.1968"},{"v":0.19679695515096948,"d":"0.1968"},{"v":0.19679695515096948,"d":"0.1968"},{"v":0.19679695515096948,"d":"0.1968"},{"$nulls":6},""]
["Louisiana 2","1392_B_12",1392,"B","12",null,"O/G Steam","","S_D_REST","Louisiana",22,"East Baton Rouge",33,"22033",58,13240,1953,2020,"","","N","Natural Gas","",{"$nulls":13},5.260578604651162,{"v":0.1947515217922561,"d":"0.1948"},{"v":0.1947515217922561,"d":"0.1948"},{"v":0.1947515217922561,"d":"0.1948"},{"v":0.1947515217922561,"d":"0.1948"},{"$nulls":6},""]
["R S Nelson","1393_B_3",1393,"B","3",null,"O/G Steam","","S_D_WOTA","Louisiana",22,"Calcasieu",19,"22019",153,12745,1960,2020,"","","N","Natural Gas","",{"$nulls":13},5.260578604651162,{"v":0.15641901494180854,"d":"0.1564"},{"v":0.15641901494180854,"d":"0.1564"},{"v":0.15641901494180854,"d":"0.1564"},{"v":0.15641901494180854,"d":"0.1564"},{"$nulls":6},""]
["Willow Glen","1394_B_1",1394,"B","1",null,"O/G Steam","","S_D_REST","Louisiana",22,"Iberville",47,"22047",152,12374,1960,2020,"","","N","Natural Gas","",{"$nulls":13},5.260578604651162,{"v":0.15048866015131687,"d":"0.1505"},{"v":0.15048866015131687,"d":"0.1505"},{"v":0.15048866015131687,"d":"0.1505"},{"v":0.15048866015131687,"d":"0.1505"},{"$nulls":6},""]
["Willow Glen","1394_B_3",1394,"B","3",null,"O/G Steam","","S_D_REST","Louisiana",22,"Iberville",47,"22047",450,10896,1968,2020,"","","N","Natural Gas","",{"$nulls":13},5.260578604651162,{"v":0.1947515217922561,"d":"0.1948"},{"v":0.1947515217922561,"d":"0.1948"},{"v":0.1947515217922561,"d":"0.1948"},{"v":0.1947515217922561,"d":"0.1948"},{"$nulls":6},""]
["Willow Glen","1394_B_5",1394,"B","5",null,"O/G Steam","","S_D_REST","Louisiana",22,"Iberville",47,"22047",485,10896,1976,2020,"","","N","Natural Gas","",{"$nulls":13},5.260578604651162,{"v":0.1947515217922561,"d":"0.1948"},{"v":0.1947515217922561,"d":"0.1948"},{"v":0.1947515217922561,"d":"0.1948"},{"v":0.1947515217922561,"d":"0.1948"},{"$nulls":6},""]
["Little Gypsy","1402_B_1",1402,"B","1",null,"O/G Steam","","S_D_AMSO","Louisiana",22,"st. Charles",89,"22089",238,12183,1961,2015,"","","N","Natural Gas","",{"$nulls":13},5.260578604651162,{"v":0.2061634996872501,"d":"0.2062"},{"v":0.2061634996872501,"d":"0.2062"},{"v":0.2061634996872501,"d":"0.2062"},{"v":0.2061634996872501,"d":"0.2062"},{"$nulls":6},""]
["Louis Doc Bonin","1443_B_1",1443,"B","1",null,"O/G Steam","","SPP_SE","Louisiana",22,"Lafayette",55,"22055",45,12557,1965,2020,"","","N","Natural Gas","",{"$nulls":13},5.260578604651162,0.1752,0.1752,0.1752,0.1752,{"$nulls":6},""]
["Louis Doc Bonin","1443_B_2",1443,"B","2",null,"O/G Steam","","SPP_SE","Louisiana",22,"Lafayette",55,"22055",84,11294,1970,2020,"","","N","Natural Gas","",{"$nulls":13},5.260578604651162,{"v":0.13945127243931754,"d":"0.1395"},{"v":0.13945127243931754,"d":"0.1395"},{"v":0.13945127243931754,"d":"0.1395"},{"v":0.13945127243931754,"d":"0.1395"},{"$nulls":6},""]
["Louis Doc Bonin","1443_B_3",1443,"B","3",null,"O/G Steam","","SPP_SE","Louisiana",22,"Lafayette",55,"22055",173,10939,1977,2020,"","","N","Natural Gas","",{"$nulls":13},5.260578604651162,{"v":0.17051277303414367,"d":"0.1705"},{"v":0.17051277303414367,"d":"0.1705"},{"v":0.17051277303414367,"d":"0.1705"},{"v":0.17051277303414367,"d":"0.1705"},{"$nulls":6},""]
["Morgan City","1449_B_3",1449,"B","3",null,"O/G Steam","","S_D_REST","Louisiana",22,"st. Mary",101,"22101",18,14500,1970,2015,"","","N","Natural Gas","",{"$nulls":13},5.260578604651162,{"v":0.112244825196004,"d":"0.1122"},{"v":0.112244825196004,"d":"0.1122"},{"v":0.112244825196004,"d":"0.1122"},{"v":0.112244825196004,"d":"0.1122"},{"$nulls":6},""]
["Plaquemine","1455_B_1",1455,"B","1",null,"O/G Steam","","SPP_SE","Louisiana",22,"Iberville",47,"22047",17.5,14500,1971,2020,"","","N","Natural Gas","",{"$nulls":13},5.260578604651162,{"v":0.28311387502798757,"d":"0.2831"},{"v":0.28311387502798757,"d":"0.2831"},{"v":0.28311387502798757,"d":"0.2831"},{"v":0.28311387502798757,"d":"0.2831"},{"$nulls":6},""]
["Plaquemine","1455_B_2",1455,"B","2",null,"O/G Steam","","SPP_SE","Louisiana",22,"Iberville",47,"22047",20.4,14500,1976,2015,"","","N","Natural Gas","",{"$nulls":13},5.260578604651162,{"v":0.28311387502798757,"d":"0.2831"},{"v":0.28311387502798757,"d":"0.2831"},{"v":0.28311387502798757,"d":"0.2831"},{"v":0.28311387502798757,"d":"0.2831"},{"$nulls":6},""]
["Kyrene","147_B_K-1",147,"B","K-1",null,"O/G Steam","","WECC_AZ","Arizona",4,"Maricopa",13,"04013",34,14500,1952,2020,"","","N","Natural Gas","",{"$nulls":13},1,{"v":0.19054675617680408,"d":"0.1905"},{"v":0.19054675617680408,"d":"0.1905"},{"v":0.19054675617680408,"d":"0.1905"},{"v":0.19054675617680408,"d":"0.1905"},{"$nulls":6},""]
["Kyrene","147_B_K-2",147,"B","K-2",null,"O/G Steam","","WECC_AZ","Arizona",4,"Maricopa",13,"04013",72,13240,1954,2020,"","","N","Natural Gas","",{"$nulls":13},1,{"v":0.1430087064990593,"d":"0.1430"},{"v":0.1430087064990593,"d":"0.1430"},{"v":0.1430087064990593,"d":"0.1430"},{"v":0.1430087064990593,"d":"0.1430"},{"$nulls":6},""]
["River Rouge","1740_B_1",1740,"B","1",null,"O/G Steam","","MIS_LMI","Michigan",26,"Wayne",163,"26163",234,10896,1956,2020,"","","N","Natural Gas","",{"$nulls":13},2,{"v":0.13762089663357685,"d":"0.1376"},{"v":0.13762089663357685,"d":"0.1376"},{"v":0.13762089663357685,"d":"0.1376"},{"v":0.13762089663357685,"d":"0.1376"},{"$nulls":6},""]
["Austin DT","1960_B_4",1960,"B","4",null,"O/G Steam","","MIS_MNWI","Minnesota",27,"Mower",99,"27099",5.9,14500,1935,2012,"","","N","Natural Gas","",{"$nulls":13},4,{"v":0.2713157516014496,"d":"0.2713"},{"v":0.2713157516014496,"d":"0.2713"},{"v":0.2713157516014496,"d":"0.2713"},{"v":0.2713157516014496,"d":"0.2713"},{"$nulls":6},""]
["Austin DT","1960_B_5",1960,"B","5",null,"O/G Steam","","MIS_MNWI","Minnesota",27,"Mower",99,"27099",5.9,14500,1935,2012,"","","N","Natural Gas","",{"$nulls":13},4,{"v":0.2713157516014496,"d":"0.2713"},{"v":0.2713157516014496,"d":"0.2713"},{"v":0.2713157516014496,"d":"0.2713"},{"v":0.2713157516014496,"d":"0.2713"},{"$nulls":6},""]
["Moselle","2070_B_1",2070,"B","1",null,"O/G Steam","","S_SOU","Mississippi",28,"Jones",67,"28067",59,12452,1970,2012,"","","N","Natural Gas, Residual Fuel Oil","",{"$nulls":13},4.8,{"v":0.3055535542817313,"d":"0.3056"},{"v":0.3055535542817313,"d":"0.3056"},{"v":0.3055535542817313,"d":"0.3056"},{"v":0.3055535542817313,"d":"0.3056"},{"$nulls":6},""]
["Moselle","2070_B_2",2070,"B","2",null,"O/G Steam","","S_SOU","Mississippi",28,"Jones",67,"28067",59,12486,1970,2012,"","","N","Natural Gas, Residual Fuel Oil","",{"$nulls":13},4.8,{"v":0.24617441674071175,"d":"0.2462"},{"v":0.24617441674071175,"d":"0.2462"},{"v":0.24617441674071175,"d":"0.2462"},{"v":0.24617441674071175,"d":"0.2462"},{"$nulls":6},""]
["B L England","2378_B_3",2378,"B","3",null,"O/G Steam","","PJM_EMAC","New Jersey",34,"Cape May",9,"34009",148,10613,1974,2017,"","","N","Natural Gas","",{"$nulls":4},"SCR",{"$nulls":8},2,0.1868,{"v":0.1,"d":"0.1000"},0.1868,{"v":0.1,"d":"0.1000"},{"$nulls":6},""]
["Dynegy Moss Landing Power Plant","260_B_6-1",260,"B","6-1",null,"O/G Steam","","WEC_CALN","California",6,"Monterey",53,"06053",754,10228,1967,2019,"","","N","Natural Gas","",{"$nulls":4},"SCR",{"$nulls":8},5.260578604651162,{"v":0.005372052663875304,"d":"0.0054"},{"v":0.005372052663875304,"d":"0.0054"},{"v":0.005372052663875304,"d":"0.0054"},{"v":0.005372052663875304,"d":"0.0054"},{"$nulls":6},""]
["Dynegy Moss Landing Power Plant","260_B_7-1",260,"B","7-1",null,"O/G Steam","","WEC_CALN","California",6,"Monterey",53,"06053",755,10018,1968,2019,"","","N","Natural Gas","",{"$nulls":4},"SCR",{"$nulls":8},5.260578604651162,{"v":0.007215686773097694,"d":"0.0072"},{"v":0.007215686773097694,"d":"0.0072"},{"v":0.007215686773097694,"d":"0.0072"},{"v":0.007215686773097694,"d":"0.0072"},{"$nulls":6},""]
["AES Alamitos LLC","315_B_1",315,"B","1",null,"O/G Steam","","WECC_SCE","California",6,"Los Angeles",37,"06037",175,10638,1956,2019,"","","N","Natural Gas","",{"$nulls":4},"SCR",{"$nulls":8},0.74,{"v":0.034946447928897145,"d":"0.0349"},{"v":0.034946447928897145,"d":"0.0349"},{"v":0.034946447928897145,"d":"0.0349"},{"v":0.034946447928897145,"d":"0.0349"},{"$nulls":6},""]
["AES Alamitos LLC","315_B_2",315,"B","2",null,"O/G Steam","","WECC_SCE","California",6,"Los Angeles",37,"06037",175,11301,1957,2019,"","","N","Natural Gas","",{"$nulls":4},"SCR",{"$nulls":8},0.74,{"v":0.329,"d":"0.3290"},{"v":0.23570000000000002,"d":"0.2357"},{"v":0.329,"d":"0.3290"},{"v":0.23570000000000002,"d":"0.2357"},{"$nulls":6},""]
["AES Alamitos LLC","315_B_3",315,"B","3",null,"O/G Steam","","WECC_SCE","California",6,"Los Angeles",37,"06037",332,11157,1961,2020,"","","N","Natural Gas","",{"$nulls":4},"SCR",{"$nulls":8},0.74,{"v":0.02438788882804874,"d":"0.0244"},{"v":0.02438788882804874,"d":"0.0244"},{"v":0.02438788882804874,"d":"0.0244"},{"v":0.02438788882804874,"d":"0.0244"},{"$nulls":6},""]
["AES Alamitos LLC","315_B_4",315,"B","4",null,"O/G Steam","","WECC_SCE","California",6,"Los Angeles",37,"06037",335,11055,1962,2020,"","","N","Natural Gas","",{"$nulls":4},"SCR",{"$nulls":8},0.74,{"v":7.17287636412109E-3,"d":"0.0072"},{"v":7.17287636412109E-3,"d":"0.0072"},{"v":7.17287636412109E-3,"d":"0.0072"},{"v":7.17287636412109E-3,"d":"0.0072"},{"$nulls":6},""]
["AES Alamitos LLC","315_B_5",315,"B","5",null,"O/G Steam","","WECC_SCE","California",6,"Los Angeles",37,"06037",485,10843,1964,2019,"","","N","Natural Gas","",{"$nulls":4},"SCR",{"$nulls":8},0.74,{"v":0.011918005219186352,"d":"0.0119"},{"v":0.011918005219186352,"d":"0.0119"},{"v":0.011918005219186352,"d":"0.0119"},{"v":0.011918005219186352,"d":"0.0119"},{"$nulls":6},""]
["AES Alamitos LLC","315_B_6",315,"B","6",null,"O/G Steam","","WECC_SCE","California",6,"Los Angeles",37,"06037",495,10846,1966,2020,"","","N","Natural Gas","",{"$nulls":4},"SCR",{"$nulls":8},0.74,{"v":0.012475180766169724,"d":"0.0125"},{"v":0.012475180766169724,"d":"0.0125"},{"v":0.012475180766169724,"d":"0.0125"},{"v":0.012475180766169724,"d":"0.0125"},{"$nulls":6},""]
["AES Huntington Beach LLC","335_B_1",335,"B","1",null,"O/G Steam","","WECC_SCE","California",6,"Orange",59,"06059",226,11344,1958,2019,"","","N","Natural Gas","",{"$nulls":4},"SCR",{"$nulls":8},0.74,{"v":0.01701435826719909,"d":"0.0170"},{"v":0.01701435826719909,"d":"0.0170"},{"v":0.01701435826719909,"d":"0.0170"},{"v":0.01701435826719909,"d":"0.0170"},{"$nulls":6},""]
["AES Huntington Beach LLC","335_B_2",335,"B","2",null,"O/G Steam","","WECC_SCE","California",6,"Orange",59,"06059",226,11225,1958,2020,"","","N","Natural Gas","",{"$nulls":4},"SCR",{"$nulls":8},0.74,{"v":0.041810292409152745,"d":"0.0418"},{"v":0.041810292409152745,"d":"0.0418"},{"v":0.041810292409152745,"d":"0.0418"},{"v":0.041810292409152745,"d":"0.0418"},{"$nulls":6},""]
["Permian Basin","3494_B_6",3494,"B","6",null,"O/G Steam","","ERC_WEST","Texas",48,"Ward",475,"48475",540,14500,1973,2020,"","","N","Natural Gas","",{"$nulls":13},1.16,{"v":0.1666600251096233,"d":"0.1667"},{"v":0.1666600251096233,"d":"0.1667"},{"v":0.1666600251096233,"d":"0.1667"},{"v":0.1666600251096233,"d":"0.1667"},{"$nulls":6},""]
["Valley","3508_B_1",3508,"B","1",null,"O/G Steam","","ERC_REST","Texas",48,"Fannin",147,"48147",175,14399,1962,2015,"","","N","Natural Gas","",{"$nulls":13},0.5,{"v":0.2770682703300584,"d":"0.2771"},{"v":0.2770682703300584,"d":"0.2771"},{"v":0.2770682703300584,"d":"0.2771"},{"v":0.2770682703300584,"d":"0.2771"},{"$nulls":6},""]
["Valley","3508_B_2",3508,"B","2",null,"O/G Steam","","ERC_REST","Texas",48,"Fannin",147,"48147",550,12361,1967,2015,"","","N","Natural Gas","",{"$nulls":3},"BOOS",{"$nulls":9},0.7,{"v":0.24272386084542305,"d":"0.2427"},{"v":0.24272386084542305,"d":"0.2427"},{"v":0.24272386084542305,"d":"0.2427"},{"v":0.24272386084542305,"d":"0.2427"},{"$nulls":6},""]
["Valley","3508_B_3",3508,"B","3",null,"O/G Steam","","ERC_REST","Texas",48,"Fannin",147,"48147",390,13426,1971,2015,"","","N","Natural Gas","",{"$nulls":13},0.7,{"v":0.1720037884222515,"d":"0.1720"},{"v":0.1720037884222515,"d":"0.1720"},{"v":0.1720037884222515,"d":"0.1720"},{"v":0.1720037884222515,"d":"0.1720"},{"$nulls":6},""]
["AES Redondo Beach LLC","356_B_5",356,"B","5",null,"O/G Steam","","WECC_SCE","California",6,"Los Angeles",37,"06037",175,13781,1954,2020,"","","N","Natural Gas","",{"$nulls":4},"SCR",{"$nulls":8},0.74,{"v":0.02519095262417513,"d":"0.0252"},{"v":0.02519095262417513,"d":"0.0252"},{"v":0.02519095262417513,"d":"0.0252"},{"v":0.02519095262417513,"d":"0.0252"},{"$nulls":6},""]
["AES Redondo Beach LLC","356_B_6",356,"B","6",null,"O/G Steam","","WECC_SCE","California",6,"Los Angeles",37,"06037",175,13635,1957,2020,"","","N","Natural Gas","",{"$nulls":4},"SCR",{"$nulls":8},0.74,{"v":0.02285112764630541,"d":"0.0229"},{"v":0.02285112764630541,"d":"0.0229"},{"v":0.02285112764630541,"d":"0.0229"},{"v":0.02285112764630541,"d":"0.0229"},{"$nulls":6},""]
["AES Redondo Beach LLC","356_B_7",356,"B","7",null,"O/G Steam","","WECC_SCE","California",6,"Los Angeles",37,"06037",480,10724,1967,2019,"","","N","Natural Gas","",{"$nulls":4},"SCR",{"$nulls":8},0.74,{"v":0.007826254441431577,"d":"0.0078"},{"v":0.007826254441431577,"d":"0.0078"},{"v":0.007826254441431577,"d":"0.0078"},{"v":0.007826254441431577,"d":"0.0078"},{"$nulls":6},""]
["AES Redondo Beach LLC","356_B_8",356,"B","8",null,"O/G Steam","","WECC_SCE","California",6,"Los Angeles",37,"06037",480,11612,1967,2020,"","","N","Natural Gas","",{"$nulls":4},"SCR",{"$nulls":8},0.74,{"v":0.108,"d":"0.1080"},{"v":0.108,"d":"0.1080"},{"v":0.108,"d":"0.1080"},{"v":0.108,"d":"0.1080"},{"$nulls":6},""]
["J Robert Massengale","3604_B_4",3604,"B","4",null,"O/G Steam","","SPP_SPS","Texas",48,"Lubbock",303,"48303",10,14500,1952,2020,"","","N","Natural Gas","",{"$nulls":14},{"v":0.21659818900266276,"d":"0.2166"},{"v":0.21659818900266276,"d":"0.2166"},{"v":0.21659818900266276,"d":"0.2166"},{"v":0.21659818900266276,"d":"0.2166"},{"$nulls":6},""]
["J Robert Massengale","3604_B_5",3604,"B","5",null,"O/G Steam","","SPP_SPS","Texas",48,"Lubbock",303,"48303",10,14500,1953,2020,"","","N","Natural Gas","",{"$nulls":14},{"v":0.21659818900266276,"d":"0.2166"},{"v":0.21659818900266276,"d":"0.2166"},{"v":0.21659818900266276,"d":"0.2166"},{"v":0.21659818900266276,"d":"0.2166"},{"$nulls":6},""]
["Grayson","377_B_3",377,"B","3",null,"O/G Steam","","WEC_LADW","California",6,"Los Angeles",37,"06037",8.6,14500,1953,2016,"","","N","Natural Gas, Distillate Fuel Oil","",{"$nulls":13},0.74,0.0208,0.0208,0.0208,0.0208,{"$nulls":6},""]
["Grayson","377_B_4",377,"B","4",null,"O/G Steam","","WEC_LADW","California",6,"Los Angeles",37,"06037",15.7,13974,1959,2016,"","","N","Natural Gas","",{"$nulls":14},{"v":0.03295209514839782,"d":"0.0330"},{"v":0.03295209514839782,"d":"0.0330"},{"v":0.03295209514839782,"d":"0.0330"},{"v":0.03295209514839782,"d":"0.0330"},{"$nulls":6},""]
["Grayson","377_B_5",377,"B","5",null,"O/G Steam","","WEC_LADW","California",6,"Los Angeles",37,"06037",18.1,13815,1964,2016,"","","N","Natural Gas, Distillate Fuel Oil","",{"$nulls":13},0.74,0.0208,0.0208,0.0208,0.0208,{"$nulls":6},""]
["Scattergood","404_B_1",404,"B","1",null,"O/G Steam","","WEC_LADW","California",6,"Los Angeles",37,"06037",174,11980,1958,2020,"","","N","Natural Gas","",{"$nulls":4},"SCR",{"$nulls":8},0.74,{"v":0.004536695730884026,"d":"0.0045"},{"v":0.004536695730884026,"d":"0.0045"},{"v":0.004536695730884026,"d":"0.0045"},{"v":0.004536695730884026,"d":"0.0045"},{"$nulls":6},""]
["Scattergood","404_B_2",404,"B","2",null,"O/G Steam","","WEC_LADW","California",6,"Los Angeles",37,"06037",177,11730,1959,2020,"","","N","Natural Gas","",{"$nulls":4},"SCR",{"$nulls":8},0.74,{"v":0.018151910130675332,"d":"0.0182"},{"v":0.018151910130675332,"d":"0.0182"},{"v":0.018151910130675332,"d":"0.0182"},{"v":0.018151910130675332,"d":"0.0182"},{"$nulls":6},""]
["Domtar Paper Co LLC Plymouth NC","50189_B_PKG",50189,"B","PKG",null,"O/G Steam","","PJM_Dom","North Carolina",37,"Martin",117,"37117",6.7,8300,1997,2009,"","","Y","Distillate Fuel Oil, Residual Fuel Oil","Wet Scrubber",null,85.81,85.81,{"$nulls":10},0.5,0.4275,0.4275,0.4275,0.4275,{"$nulls":6},""]
["Clearwater Paper IPP Lewiston","50637_B_1PWR",50637,"B","1PWR",null,"O/G Steam","","WECC_PNW","Idaho",16,"Nez Perce",69,"16069",1.4,12157,1950,2020,"","","Y","Natural Gas","",{"$nulls":13},1.75,{"v":0.2713157516014496,"d":"0.2713"},{"v":0.2713157516014496,"d":"0.2713"},{"v":0.2713157516014496,"d":"0.2713"},{"v":0.2713157516014496,"d":"0.2713"},{"$nulls":6},""]
["Clearwater Paper IPP Lewiston","50637_B_2PWR",50637,"B","2PWR",null,"O/G Steam","","WECC_PNW","Idaho",16,"Nez Perce",69,"16069",1.4,12157,1952,2020,"","","Y","Natural Gas","",{"$nulls":13},1.75,{"v":0.2713157516014496,"d":"0.2713"},{"v":0.2713157516014496,"d":"0.2713"},{"v":0.2713157516014496,"d":"0.2713"},{"v":0.2713157516014496,"d":"0.2713"},{"$nulls":6},""]
["Delaware City Plant","52193_B_BLR1",52193,"B","BLR1",null,"Fossil Waste","","PJM_EMAC","Delaware",10,"New Castle",3,"10003",24.7,5660,1956,2020,"","","Y","Fossil Waste","",{"$nulls":14},{"v":0.08560208286506267,"d":"0.0856"},{"v":0.08560208286506267,"d":"0.0856"},{"v":0.08560208286506267,"d":"0.0856"},{"v":0.08560208286506267,"d":"0.0856"},{"$nulls":6},""]
["Indian River","55318_B_1",55318,"B","1",null,"O/G Steam","","FRCC","Florida",12,"Brevard",9,"12009",76,14500,1960,2020,"","","N","Natural Gas","",{"$nulls":13},2.75,{"v":0.10316460059163735,"d":"0.1032"},{"v":0.10316460059163735,"d":"0.1032"},{"v":0.10316460059163735,"d":"0.1032"},{"v":0.10316460059163735,"d":"0.1032"},{"$nulls":6},""]
["Indian River","55318_B_2",55318,"B","2",null,"O/G Steam","","FRCC","Florida",12,"Brevard",9,"12009",181,14500,1964,2020,"","","N","Natural Gas","",{"$nulls":13},2.75,{"v":0.11240739695751496,"d":"0.1124"},{"v":0.11240739695751496,"d":"0.1124"},{"v":0.11240739695751496,"d":"0.1124"},{"v":0.11240739695751496,"d":"0.1124"},{"$nulls":6},""]
["Indian River","55318_B_3",55318,"B","3",null,"O/G Steam","","FRCC","Florida",12,"Brevard",9,"12009",320,12202,1974,2020,"","","N","Natural Gas","",{"$nulls":13},2.75,{"v":0.19914670680342034,"d":"0.1991"},{"v":0.19914670680342034,"d":"0.1991"},{"v":0.19914670680342034,"d":"0.1991"},{"v":0.19914670680342034,"d":"0.1991"},{"$nulls":6},""]
["Mingo Junction Energy Center","55611_B_BOIL1",55611,"B","BOIL1",null,"Fossil Waste","","PJM_ATSI","Ohio",39,"Jefferson",81,"39081",7.5,7117,1998,2020,"","","Y","Fossil Waste","",{"$nulls":13},2.1,{"v":0.08560208286506267,"d":"0.0856"},{"v":0.08560208286506267,"d":"0.0856"},{"v":0.08560208286506267,"d":"0.0856"},{"v":0.08560208286506267,"d":"0.0856"},{"$nulls":6},""]
["Mingo Junction Energy Center","55611_B_BOIL2",55611,"B","BOIL2",null,"Fossil Waste","","PJM_ATSI","Ohio",39,"Jefferson",81,"39081",7.5,7117,1998,2020,"","","Y","Fossil Waste","",{"$nulls":13},2.1,{"v":0.08560208286506267,"d":"0.0856"},{"v":0.08560208286506267,"d":"0.0856"},{"v":0.08560208286506267,"d":"0.0856"},{"v":0.08560208286506267,"d":"0.0856"},{"$nulls":6},""]
["Mingo Junction Energy Center","55611_B_BOIL3",55611,"B","BOIL3",null,"Fossil Waste","","PJM_ATSI","Ohio",39,"Jefferson",81,"39081",7.5,7117,1998,2020,"","","Y","Fossil Waste","",{"$nulls":13},2.1,{"v":0.08560208286506267,"d":"0.0856"},{"v":0.08560208286506267,"d":"0.0856"},{"v":0.08560208286506267,"d":"0.0856"},{"v":0.08560208286506267,"d":"0.0856"},{"$nulls":6},""]
["Mingo Junction Energy Center","55611_B_BOIL4",55611,"B","BOIL4",null,"Fossil Waste","","PJM_ATSI","Ohio",39,"Jefferson",81,"39081",7.5,7117,1998,2020,"","","Y","Fossil Waste","",{"$nulls":13},2.1,{"v":0.08560208286506267,"d":"0.0856"},{"v":0.08560208286506267,"d":"0.0856"},{"v":0.08560208286506267,"d":"0.0856"},{"v":0.08560208286506267,"d":"0.0856"},{"$nulls":6},""]
["Olive","6013_B_01",6013,"B","01",null,"O/G Steam","","WEC_LADW","California",6,"Los Angeles",37,"06037",44,14500,1959,2019,"","","N","Natural Gas","",{"$nulls":4},"SCR",{"$nulls":8},0.25,{"v":3.1646492034496047E-3,"d":"0.0032"},{"v":3.1646492034496047E-3,"d":"0.0032"},{"v":3.1646492034496047E-3,"d":"0.0032"},{"v":3.1646492034496047E-3,"d":"0.0032"},{"$nulls":6},""]
["Olive","6013_B_02",6013,"B","02",null,"O/G Steam","","WEC_LADW","California",6,"Los Angeles",37,"06037",55,14500,1965,2019,"","","N","Natural Gas","",{"$nulls":4},"SCR",{"$nulls":8},0.25,0.0036,0.0036,0.0036,0.0036,{"$nulls":6},""]
["Northside Generating Station","667_B_3",667,"B","3",null,"O/G Steam","","FRCC","Florida",12,"Duval",31,"12031",505,10094,1977,2019,"","","N","Natural Gas, Residual Fuel Oil","",{"$nulls":13},1.8,{"v":0.1904042795595753,"d":"0.1904"},{"v":0.1904042795595753,"d":"0.1904"},{"v":0.1904042795595753,"d":"0.1904"},{"v":0.1904042795595753,"d":"0.1904"},{"$nulls":6},""]
["C D McIntosh Jr","676_B_1",676,"B","1",null,"O/G Steam","","FRCC","Florida",12,"Polk",105,"12105",85,13085,1971,2015,"","","N","Natural Gas, Residual Fuel Oil","",{"$nulls":13},2.5,{"v":0.4282278126021125,"d":"0.4282"},{"v":0.4282278126021125,"d":"0.4282"},{"v":0.4282278126021125,"d":"0.4282"},{"v":0.4282278126021125,"d":"0.4282"},{"$nulls":6},""]
["Vero Beach Municipal Power Plant","693_B_1",693,"B","1",null,"O/G Steam","","FRCC","Florida",12,"Indian River",61,"12061",13,14500,1961,2015,"","","N","Natural Gas","",{"$nulls":13},0.74,{"v":0.13121270425888665,"d":"0.1312"},{"v":0.13121270425888665,"d":"0.1312"},{"v":0.13121270425888665,"d":"0.1312"},{"v":0.13121270425888665,"d":"0.1312"},{"$nulls":6},""]
["Astoria Generating Station","8906_B_40",8906,"B","40",null,"O/G Steam","","NY_Z_J","New York",36,"Queens",81,"36081",377,12119,1961,2020,"","","N","Natural Gas, Residual Fuel Oil","",{"$nulls":13},1.02,{"v":0.06107243178305737,"d":"0.0611"},{"v":0.06107243178305737,"d":"0.0611"},{"v":0.06107243178305737,"d":"0.0611"},{"v":0.06107243178305737,"d":"0.0611"},{"$nulls":6},""]
["KUCC","56163_G_MCHP",56163,"G","MCHP",null,"Combustion Turbine","Combustion Turbine","WECC_UT","Utah",49,"Salt Lake",35,"49035",5.9,9750,2012,2012,"","","Y","Natural Gas","",{"$nulls":13},0,{"v":0.011,"d":"0.0110"},{"v":0.011,"d":"0.0110"},{"v":0.011,"d":"0.0110"},{"v":0.011,"d":"0.0110"},{"$nulls":6},""]
["Sweatt","2048_B_1",2048,"B","1",null,"O/G Steam","","S_SOU","Mississippi",28,"Lauderdale",75,"28075",46,13032,1951,2018,"","","N","Natural Gas","",{"$nulls":13},4.8,{"v":0.18445550471683753,"d":"0.1845"},{"v":0.18445550471683753,"d":"0.1845"},{"v":0.18445550471683753,"d":"0.1845"},{"v":0.18445550471683753,"d":"0.1845"},{"$nulls":6},""]
["Sweatt","2048_B_2",2048,"B","2",null,"O/G Steam","","S_SOU","Mississippi",28,"Lauderdale",75,"28075",46,12857,1953,2018,"","","N","Natural Gas","",{"$nulls":13},4.8,{"v":0.18560470010964242,"d":"0.1856"},{"v":0.18560470010964242,"d":"0.1856"},{"v":0.18560470010964242,"d":"0.1856"},{"v":0.18560470010964242,"d":"0.1856"},{"$nulls":6},""]
["Arvah B Hopkins","688_B_1",688,"B","1",null,"O/G Steam","","FRCC","Florida",12,"Leon",73,"12073",76,12557,1971,2020,"","","N","Natural Gas, Residual Fuel Oil","",{"$nulls":13},0.75,{"v":0.19669654155083804,"d":"0.1967"},{"v":0.19669654155083804,"d":"0.1967"},{"v":0.19669654155083804,"d":"0.1967"},{"v":0.19669654155083804,"d":"0.1967"},{"$nulls":6},""]
["Will County","884_B_3",884,"B","3",602,"Coal Steam","","PJM_COMD","Illinois",17,"Will",197,"17197",251,10670,1957,2016,"tangential","dry","N","Bituminous, Subbituminous","","","","","LNC3","SNCR","",2012,"ESPH","ESPH","No","ACI",2009,90,1.8,{"v":0.12890471813832954,"d":"0.1289"},{"v":0.12890471813832954,"d":"0.1289"},{"v":0.12890471813832954,"d":"0.1289"},{"v":0.12890471813832954,"d":"0.1289"},0.1,0.1,0.1,"","","",""]
["New Castle Plant","3138_G_EMDB",3138,"G","EMDB",null,"Combustion Turbine","IC Engine","PJM_ATSI","Pennsylvania",42,"Lawrence",73,"42073",3,10833,1968,2020,"","","N","Natural Gas","",{"$nulls":13},3.7,{"v":0.303,"d":"0.3030"},{"v":0.303,"d":"0.3030"},{"v":0.303,"d":"0.3030"},{"v":0.303,"d":"0.3030"},{"$nulls":6},""]
["Plant X","3485_B_113B",3485,"B","113B",null,"O/G Steam","","SPP_SPS","Texas",48,"Lamb",279,"48279",93,10395,1955,2020,"","","N","Natural Gas","",{"$nulls":13},1.1573272930232559,{"v":0.12804517849193023,"d":"0.1280"},{"v":0.12804517849193023,"d":"0.1280"},{"v":0.12804517849193023,"d":"0.1280"},{"v":0.12804517849193023,"d":"0.1280"},{"$nulls":6},""]
["S D Warren Westbrook","50447_B_20",50447,"B","20",null,"O/G Steam","","NENG_ME","Maine",23,"Cumberland",5,"23005",10.1,8993,1982,2020,"","","Y","Residual Fuel Oil","",{"$nulls":13},1.579446141,{"v":0.22926295483445053,"d":"0.2293"},{"v":0.22926295483445053,"d":"0.2293"},{"v":0.22926295483445053,"d":"0.2293"},{"v":0.22926295483445053,"d":"0.2293"},{"$nulls":6},""]
["Sutherland","1077_G_3",1077,"G","3",750,"O/G steam","","MIS_IA","Iowa",19,"Marshall",127,"19127",78,10776,1961,2018,"cyclone","","N","Natural Gas","","","","","OFA","SNCR","",2009,"ESPC","ESPC","No","","","",{"v":0,"d":"0.00"},{"v":0.3478465798215786,"d":"0.3478"},{"v":0.3478465798215786,"d":"0.3478"},{"v":0.3478465798215786,"d":"0.3478"},{"v":0.3478465798215786,"d":"0.3478"},{"$nulls":3},"","","","",null,null,"C2G",2012]
["Gadsden","7_G_1",7,"G","1",11,"Coal Steam","","S_SOU","Alabama",1,"Etowah",55,"01055",64,12460,1949,2020,"tangential","","Y","Bituminous","","","","","","","","","ESPC","ESPC","No","","","",4,{"v":0.4857205653327176,"d":"0.4857"},{"v":0.4857205653327176,"d":"0.4857"},{"v":0.24,"d":"0.2400"},{"v":0.24,"d":"0.2400"},0.64,0.97,1,"","","","",null,null,"C2G",2011]
["Gadsden","7_G_2",7,"G","2",12,"Coal Steam","","S_SOU","Alabama",1,"Etowah",55,"01055",66,11970,1949,2020,"tangential","","Y","Bituminous","","","","","","","","","ESPC","ESPC","No","","","",4,{"v":0.47407924469432444,"d":"0.4741"},{"v":0.47407924469432444,"d":"0.4741"},{"v":0.24,"d":"0.2400"},{"v":0.24,"d":"0.2400"},0.64,0.97,1,"","","","",null,null,"C2G",2011]
["AES Deepwater","10670_B_AAB001",10670,"B","AAB001",88080,"Coal Steam","","ERC_REST","Texas",48,"Harris",201,"48201",138,12520,1986,2013,"vertical","dry","N","Petroleum Coke","Wet Scrubber",1986,90,90,"LNB + LNBO","SCR",2007,"","ESPC","ESPC","No","","","",0.9,0.0438,0.0299,0.0438,0.0299,0.07,0.07,0.07,95,99,"",""]
["Riverside","1081_B_7",1081,"B","7","","Coal Steam","","MIS_MIDA","Iowa",19,"Scott",163,"19163",2.4,14500,1949,2015,"wall","dry","Y","Subbituminous","","","","","","","","","ESPC","ESPC","No","","","",1.2,{"v":0.4746690655727098,"d":"0.4747"},{"v":0.4746690655727098,"d":"0.4747"},{"v":0.21749528138437432,"d":"0.2175"},{"v":0.21749528138437432,"d":"0.2175"},0.64,0.97,1,"","","",""]
["Riverside","1081_B_8",1081,"B","8","","Coal Steam","","MIS_MIDA","Iowa",19,"Scott",163,"19163",2.4,14500,1949,2015,"wall","dry","Y","Subbituminous","","","","","","","","","ESPC","ESPC","No","","","",1.2,{"v":0.4746690655727098,"d":"0.4747"},{"v":0.4746690655727098,"d":"0.4747"},{"v":0.21749528138437432,"d":"0.2175"},{"v":0.21749528138437432,"d":"0.2175"},0.64,0.97,1,"","","",""]
["Lawrence Energy Center","1250_B_3",1250,"B","3",833,"Coal Steam","","SPP_N","Kansas",20,"Douglas",45,"20045",50,11273,1955,2015,"tangential","dry","N","Bituminous, Subbituminous","","","","","LNB + OFA","","","","ESPC","ESPC","No","ACI",2015,90,3,{"v":0.18,"d":"0.1800"},{"v":0.18,"d":"0.1800"},{"v":0.18,"d":"0.1800"},{"v":0.18,"d":"0.1800"},0.1,0.1,0.1,"","","",""]
["Tecumseh Energy Center","1252_B_10",1252,"B","10",836,"Coal Steam","","SPP_N","Kansas",20,"Shawnee",177,"20177",129,11231,1962,2015,"tangential","dry","N","Bituminous, Subbituminous","","","","","LNC3","","","","ESPC","ESPC + B","No","ACI",2015,90,3,{"v":0.18,"d":"0.1800"},{"v":0.18,"d":"0.1800"},{"v":0.18,"d":"0.1800"},{"v":0.18,"d":"0.1800"},0.1,0.1,0.1,"","","","Yes"]
["Paradise","1378_B_1",1378,"B","1",913,"Coal Steam","","S_C_TVA","Kentucky",21,"Muhlenberg",177,"21177",628,10155,1963,2017,"cyclone","wet","N","Bituminous, Subbituminous","Wet Scrubber",1983,93,93,"OFA","SCR",2001,"","WS","B + WS","NA","","","",1.2,{"v":0.12313,"d":"0.1231"},{"v":0.1,"d":"0.1000"},{"v":0.12313,"d":"0.1231"},{"v":0.1,"d":"0.1000"},0.1,0.27,0.56,98,99,"","Yes"]
["Paradise","1378_B_2",1378,"B","2",914,"Coal Steam","","S_C_TVA","Kentucky",21,"Muhlenberg",177,"21177",602,10154,1963,2017,"cyclone","wet","N","Bituminous, Subbituminous","Wet Scrubber",1983,93,93,"OFA","SCR",2000,"","WS","B + WS","NA","","","",1.2,{"v":0.10458,"d":"0.1046"},{"v":0.1,"d":"0.1000"},{"v":0.10458,"d":"0.1046"},{"v":0.1,"d":"0.1000"},0.1,0.27,0.56,98,99,"","Yes"]
["Trenton Channel","1745_B_18",1745,"B","18",1198,"Coal Steam","","MIS_LMI","Michigan",26,"Wayne",163,"26163",47,11530,1949,2016,"tangential","dry","N","Bituminous, Subbituminous","","",70,70,"LNB + OFA","","","","ESPC","ESPC","Yes","ACI",2016,90,1.6600000000000001,{"v":0.572656917228782,"d":"0.5727"},{"v":0.572656917228782,"d":"0.5727"},{"v":0.3760927579969346,"d":"0.3761"},{"v":0.3760927579969346,"d":"0.3761"},0.1,0.1,0.1,90,90,"Yes","",2016]
["Trenton Channel","1745_B_19",1745,"B","19",1199,"Coal Steam","","MIS_LMI","Michigan",26,"Wayne",163,"26163",47,11530,1950,2016,"tangential","dry","N","Bituminous, Subbituminous","","",70,70,"LNB + OFA","","","","ESPC","ESPC","Yes","ACI",2016,90,1.6600000000000001,{"v":0.5520211048688297,"d":"0.5520"},{"v":0.5520211048688297,"d":"0.5520"},{"v":0.3625401764241513,"d":"0.3625"},{"v":0.3625401764241513,"d":"0.3625"},0.1,0.1,0.1,90,90,"Yes","",2016]
["Dunkirk Generating Plant","2554_B_1",2554,"B","1",1783,"Coal Steam","","NY_Z_A&B","New York",36,"Chautauqua",13,"36013",75,10909,1950,2017,"tangential","dry","N","Subbituminous","","",70,70,"LNC1","SNCR","",2010,"B","B","NA","ACI",2010,90,2,{"v":0.15556524168185465,"d":"0.1556"},{"v":0.15556524168185465,"d":"0.1556"},{"v":0.12,"d":"0.1200"},{"v":0.12,"d":"0.1200"},0.1,0.1,0.1,90,90,"Yes",""]
["Dunkirk Generating Plant","2554_B_2",2554,"B","2",1784,"Coal Steam","","NY_Z_A&B","New York",36,"Chautauqua",13,"36013",75,10904,1950,2017,"tangential","dry","N","Subbituminous","","",70,70,"LNC1","SNCR","",2011,"B","B","NA","ACI",2011,90,2,{"v":0.1564275043983199,"d":"0.1564"},{"v":0.1564275043983199,"d":"0.1564"},{"v":0.12,"d":"0.1200"},{"v":0.12,"d":"0.1200"},0.1,0.1,0.1,90,90,"Yes",""]
["Dunkirk Generating Plant","2554_B_3",2554,"B","3",1785,"Coal Steam","","NY_Z_A&B","New York",36,"Chautauqua",13,"36013",185,10565,1959,2017,"tangential","dry","N","Subbituminous","","",70,70,"LNC2","SNCR","",2010,"B","B","NA","ACI",2011,90,2,{"v":0.16501599223272342,"d":"0.1650"},{"v":0.16501599223272342,"d":"0.1650"},{"v":0.1335460361658549,"d":"0.1335"},{"v":0.1335460361658549,"d":"0.1335"},0.1,0.1,0.1,90,90,"Yes",""]
["Dunkirk Generating Plant","2554_B_4",2554,"B","4",1786,"Coal Steam","","NY_Z_A&B","New York",36,"Chautauqua",13,"36013",185,10596,1960,2017,"tangential","dry","N","Subbituminous","","",70,70,"LNC2","SNCR","",2011,"B","B","NA","ACI",2010,90,2,{"v":0.15881759692362604,"d":"0.1588"},{"v":0.15881759692362604,"d":"0.1588"},{"v":0.12932844490320033,"d":"0.1293"},{"v":0.12932844490320033,"d":"0.1293"},0.1,0.1,0.1,90,90,"Yes",""]
["Barry","3_B_3",3,"B","3",3,"Coal Steam","","S_SOU","Alabama",1,"Mobile",97,"01097",249,10450,1959,2015,"tangential","dry","N","Bituminous","","","","","LNC1","SNCR","",2006,"ESPH","ESPH","No","","","",1.8,{"v":0.5176928299739131,"d":"0.5177"},{"v":0.5176928299739131,"d":"0.5177"},{"v":0.4284023829050681,"d":"0.4284"},{"v":0.4284023829050681,"d":"0.4284"},0.9,0.94,1,"","","",""]
["Allen Steam Plant","3393_B_1",3393,"B","1",2248,"Coal Steam","","S_C_TVA","Tennessee",47,"Shelby",157,"47157",247,10298,1959,2019,"cyclone","wet","N","Bituminous, Subbituminous","","","","","OFA","SCR",2003,"","ESPC","ESPC","No","","","",4,{"v":0.10505297600446052,"d":"0.1051"},{"v":0.1,"d":"0.1000"},{"v":0.10505297600446052,"d":"0.1051"},{"v":0.1,"d":"0.1000"},0.64,0.97,1,"","","",""]
["Allen Steam Plant","3393_B_2",3393,"B","2",2249,"Coal Steam","","S_C_TVA","Tennessee",47,"Shelby",157,"47157",247,10336,1959,2019,"cyclone","wet","N","Bituminous, Subbituminous","","","","","OFA","SCR",2002,"","ESPC","ESPC","No","","","",4,{"v":0.11228963567679481,"d":"0.1123"},{"v":0.1,"d":"0.1000"},{"v":0.11228963567679481,"d":"0.1123"},{"v":0.1,"d":"0.1000"},0.64,0.97,1,"","","",""]
["Allen Steam Plant","3393_B_3",3393,"B","3",2250,"Coal Steam","","S_C_TVA","Tennessee",47,"Shelby",157,"47157",247,10286,1959,2019,"cyclone","wet","N","Bituminous, Subbituminous","","","","","OFA","SCR",2002,"","ESPC","ESPC","No","","","",4,{"v":0.10743507799049253,"d":"0.1074"},{"v":0.1,"d":"0.1000"},{"v":0.10743507799049253,"d":"0.1074"},{"v":0.1,"d":"0.1000"},0.64,0.97,1,"","","",""]
["Walter Scott Jr Energy Center","1082_B_1",1082,"B","1",754,"Coal Steam","","MIS_MIDA","Iowa",19,"Pottawattamie",155,"19155",43,10370,1954,2015,"wall","dry","N","Subbituminous","","","","","LNB","","","","ESPH","ESPH + B","No","","","",0.006,{"v":0.16,"d":"0.1600"},{"v":0.16,"d":"0.1600"},{"v":0.16,"d":"0.1600"},{"v":0.16,"d":"0.1600"},0.11,0.27,1,"","","",""]
["Walter Scott Jr Energy Center","1082_B_2",1082,"B","2",755,"Coal Steam","","MIS_MIDA","Iowa",19,"Pottawattamie",155,"19155",88,9945,1958,2015,"tangential","dry","N","Subbituminous","","","","","LNC3","","","","ESPH","ESPH + B","No","","","",0.006,{"v":0.1503071828204827,"d":"0.1503"},{"v":0.1503071828204827,"d":"0.1503"},{"v":0.1503071828204827,"d":"0.1503"},{"v":0.1503071828204827,"d":"0.1503"},0.11,0.27,1,"","","",""]
["George Neal North","1091_B_1",1091,"B","1",760,"Coal Steam","","MIS_MIDA","Iowa",19,"Woodbury",193,"19193",137,10401,1964,2016,"cyclone","wet","N","Subbituminous","","","","","OFA","","","","ESPH","ESPH + B","No","","","",0.006,{"v":0.16,"d":"0.1600"},{"v":0.16,"d":"0.1600"},{"v":0.16,"d":"0.1600"},{"v":0.16,"d":"0.1600"},0.11,0.27,1,"","","","Yes"]
["George Neal North","1091_B_2",1091,"B","2",761,"Coal Steam","","MIS_MIDA","Iowa",19,"Woodbury",193,"19193",301,10408,1972,2016,"wall","dry","N","Subbituminous","","","","","LNBO","","","","ESPC","ESPC + B","Yes","","","",0.006,{"v":0.16,"d":"0.1600"},{"v":0.16,"d":"0.1600"},{"v":0.16,"d":"0.1600"},{"v":0.16,"d":"0.1600"},0.2,0.75,1,"","","","Yes"]
["Arapahoe","465_B_4",465,"B","4",293,"Coal Steam","","WECC_CO","Colorado",8,"Denver",31,"08031",109,11118,1955,2014,"vertical","dry","N","Subbituminous","","",70,70,"LNBO","","","","B","B","NA","","","",0.88,{"v":0.26031074620327155,"d":"0.2603"},{"v":0.26031074620327155,"d":"0.2603"},{"v":0.26031074620327155,"d":"0.2603"},{"v":0.26031074620327155,"d":"0.2603"},0.11,0.27,1,90,90,"Yes","",1992]
["Clinch River","3775_B_3",3775,"B","3",2504,"Coal Steam","","PJM_West","Virginia",51,"Russell",167,"51167",230,10258,1961,2015,"vertical","dry","N","Bituminous","","","","","LNB + STC","SNCR","",2009,"ESPC","ESPC","Yes","","","",2.64,{"v":0.20097447249759967,"d":"0.2010"},{"v":0.20097447249759967,"d":"0.2010"},{"v":0.20097447249759967,"d":"0.2010"},{"v":0.20097447249759967,"d":"0.2010"},0.64,0.97,1,"","","",""]
["AES Deepwater","10670_G_REDST",10670,"G","REDST",null,"Non-Fossil Waste","","ERC_REST","Texas",48,"Harris",201,"48201",1,9758,2010,2013,"","","N","Non-Fossil Waste","",{"$nulls":14},0,0,0,0,{"$nulls":6},""]
["Hutchinson Energy Center","1248_G_GT4",1248,"G","GT4",null,"Combustion Turbine","Combustion Turbine","SPP_N","Kansas",20,"Reno",155,"20155",62,17405,1975,2015,"","","N","Distillate Fuel Oil","",{"$nulls":13},3,{"v":0.7442713052960919,"d":"0.7443"},{"v":0.7442713052960919,"d":"0.7443"},{"v":0.7442713052960919,"d":"0.7443"},{"v":0.7442713052960919,"d":"0.7443"},{"$nulls":6},""]
["Quindaro","1295_G_GT1",1295,"G","GT1",null,"Combustion Turbine","Combustion Turbine","SPP_N","Kansas",20,"Wyandotte",209,"20209",13,25000,1969,2016,"","","N","Natural Gas, Distillate Fuel Oil","",{"$nulls":13},3,{"v":0.4777602100541084,"d":"0.4778"},{"v":0.4777602100541084,"d":"0.4778"},{"v":0.4777602100541084,"d":"0.4778"},{"v":0.4777602100541084,"d":"0.4778"},{"$nulls":6},""]
["Jefferies","3319_G_1",3319,"G","1",null,"O/G Steam","","S_VACA","South Carolina",45,"Berkeley",15,"45015",42,13285,1954,2015,"","","N","Residual Fuel Oil","",{"$nulls":13},3.5,{"v":0.17985127264153233,"d":"0.1799"},{"v":0.17985127264153233,"d":"0.1799"},{"v":0.17985127264153233,"d":"0.1799"},{"v":0.17985127264153233,"d":"0.1799"},{"$nulls":6},""]
["Jefferies","3319_G_2",3319,"G","2",null,"O/G Steam","","S_VACA","South Carolina",45,"Berkeley",15,"45015",42,12225,1954,2015,"","","N","Residual Fuel Oil","",{"$nulls":13},3.5,{"v":0.26470908371836605,"d":"0.2647"},{"v":0.26470908371836605,"d":"0.2647"},{"v":0.26470908371836605,"d":"0.2647"},{"v":0.26470908371836605,"d":"0.2647"},{"$nulls":6},""]
["Tucumcari station","58125_G_6",58125,"G","6",null,"Combustion Turbine","Combustion Turbine","SPP_SPS","New Mexico",35,"Quay",37,"35037",22,17082,1974,2011,"","","N","Distillate Fuel Oil","",{"$nulls":13},2E-3,{"v":1.3746701846965699,"d":"1.3747"},{"v":1.3746701846965699,"d":"1.3747"},{"v":1.3746701846965699,"d":"1.3747"},{"v":1.3746701846965699,"d":"1.3747"},{"$nulls":6},""]
["Morgan City","1449_B_4",1449,"B","4",null,"O/G Steam","","S_D_REST","Louisiana",22,"st. Mary",101,"22101",36,14500,1970,2015,"","","N","Natural Gas","",{"$nulls":13},5.260578604651162,{"v":0.112244825196004,"d":"0.1122"},{"v":0.112244825196004,"d":"0.1122"},{"v":0.112244825196004,"d":"0.1122"},{"v":0.112244825196004,"d":"0.1122"},{"$nulls":6},""]
["Robbins Community Power LLC","56576_G_1",56576,"G","1",null,"Biomass","","PJM_COMD","Illinois",17,"Cook",31,"17031",27.5,13500,2012,2014,"","","N","Biomass","",{"$nulls":13},0,{"v":0.02,"d":"0.0200"},{"v":0.02,"d":"0.0200"},{"v":0.02,"d":"0.0200"},{"v":0.02,"d":"0.0200"},{"$nulls":6},""]
["Robbins Community Power LLC","56576_G_2",56576,"G","2",null,"Biomass","","PJM_COMD","Illinois",17,"Cook",31,"17031",27.5,13500,2012,2014,"","","N","Biomass","",{"$nulls":13},0,{"v":0.02,"d":"0.0200"},{"v":0.02,"d":"0.0200"},{"v":0.02,"d":"0.0200"},{"v":0.02,"d":"0.0200"},{"$nulls":6},""]
["Herbert A Wagner","1554_G_2",1554,"G","2",1008,"Coal Steam","","PJM_SMAC","Maryland",24,"Anne Arundel",3,"24003",135,11201,1959,2020,"wall","dry","N","Bituminous","","","","","LNB","SNCR","",2009,"ESPC","ESPC","No","","","",1.2,{"v":0.2743309929582599,"d":"0.2743"},{"v":0.2743309929582599,"d":"0.2743"},{"v":0.2743309929582599,"d":"0.2743"},{"v":0.2743309929582599,"d":"0.2743"},0.64,0.97,1,"","","",""]
["Portsmouth Genco LLC","10071_B_1A",10071,"B","1A",88182,"Coal Steam","","PJM_Dom","Virginia",51,"PORTSMOUTH",740,"51740",19.2,12126,1988,2016,"stoker/SPR","dry","N","Bituminous","Dry Scrubber",2007,90,90,"OFA","","","","B","B","NA","","","",0.96,{"v":0.36570794505997284,"d":"0.3657"},{"v":0.36570794505997284,"d":"0.3657"},{"v":0.36570794505997284,"d":"0.3657"},{"v":0.36570794505997284,"d":"0.3657"},0.05,0.75,1,95,95,"",""]
["Portsmouth Genco LLC","10071_B_1B",10071,"B","1B",88183,"Coal Steam","","PJM_Dom","Virginia",51,"PORTSMOUTH",740,"51740",19.2,12126,1988,2016,"stoker/SPR","dry","N","Bituminous","Dry Scrubber",2007,90,90,"OFA","","","","B","B","NA","","","",0.96,{"v":0.3507682507384039,"d":"0.3508"},{"v":0.3507682507384039,"d":"0.3508"},{"v":0.3507682507384039,"d":"0.3508"},{"v":0.3507682507384039,"d":"0.3508"},0.05,0.75,1,95,95,"",""]
["Portsmouth Genco LLC","10071_B_1C",10071,"B","1C",88184,"Coal Steam","","PJM_Dom","Virginia",51,"PORTSMOUTH",740,"51740",19.2,12126,1988,2016,"stoker/SPR","dry","N","Bituminous","Dry Scrubber",2007,90,90,"OFA","","","","B","B","NA","","","",0.96,{"v":0.3504441353302434,"d":"0.3504"},{"v":0.3504441353302434,"d":"0.3504"},{"v":0.3504441353302434,"d":"0.3504"},{"v":0.3504441353302434,"d":"0.3504"},0.05,0.75,1,95,95,"",""]
["Portsmouth Genco LLC","10071_B_2A",10071,"B","2A",88185,"Coal Steam","","PJM_Dom","Virginia",51,"PORTSMOUTH",740,"51740",19.2,11933,1988,2016,"stoker/SPR","dry","N","Bituminous","Dry Scrubber",2008,90,90,"OFA","","","","B","B","NA","","","",0.96,{"v":0.3507541590154681,"d":"0.3508"},{"v":0.3507541590154681,"d":"0.3508"},{"v":0.3507541590154681,"d":"0.3508"},{"v":0.3507541590154681,"d":"0.3508"},0.05,0.75,1,95,95,"",""]
["Portsmouth Genco LLC","10071_B_2B",10071,"B","2B",88186,"Coal Steam","","PJM_Dom","Virginia",51,"PORTSMOUTH",740,"51740",19.2,11933,1988,2016,"stoker/SPR","dry","N","Bituminous","Dry Scrubber",2008,90,90,"OFA","","","","B","B","NA","","","",0.96,{"v":0.3387390193933089,"d":"0.3387"},{"v":0.3387390193933089,"d":"0.3387"},{"v":0.3387390193933089,"d":"0.3387"},{"v":0.3387390193933089,"d":"0.3387"},0.05,0.75,1,95,95,"",""]
["Portsmouth Genco LLC","10071_B_2C",10071,"B","2C",88187,"Coal Steam","","PJM_Dom","Virginia",51,"PORTSMOUTH",740,"51740",19.2,11933,1988,2016,"stoker/SPR","dry","N","Bituminous","Dry Scrubber",2008,90,90,"OFA","","","","B","B","NA","","","",0.96,{"v":0.3379392797677242,"d":"0.3379"},{"v":0.3379392797677242,"d":"0.3379"},{"v":0.3379392797677242,"d":"0.3379"},{"v":0.3379392797677242,"d":"0.3379"},0.05,0.75,1,95,95,"",""]
["White Pine Electric Power","10148_B_BLR 2",10148,"B","BLR 2","","Coal Steam","","MIS_WUMS","Michigan",26,"Ontonagon",131,"26131",27,14500,1954,2015,"","","N","Bituminous","","","","","","","","","WS","B + WS","NA","","","",1.67,{"v":0.4451349612788622,"d":"0.4451"},{"v":0.4451349612788622,"d":"0.4451"},{"v":0.4451349612788622,"d":"0.4451"},{"v":0.4451349612788622,"d":"0.4451"},0.11,0.27,1,"","","",""]
["Logansport","1032_B_5",1032,"B","5","","Coal Steam","","MIS_INKY","Indiana",18,"Cass",17,"18017",16.5,14259,1958,2016,"stoker/SPR","","N","Bituminous","","","","","","","","","ESPH","ESPH","No","","","",6,{"v":0.46590059797290656,"d":"0.4659"},{"v":0.46590059797290656,"d":"0.4659"},{"v":0.46590059797290656,"d":"0.4659"},{"v":0.46590059797290656,"d":"0.4659"},0.9,0.94,1,"","","",""]
["Logansport","1032_B_6",1032,"B","6","","Coal Steam","","MIS_INKY","Indiana",18,"Cass",17,"18017",22,14271,1964,2016,"stoker/SPR","","N","Bituminous","","","","","","","","","ESPH","ESPH","No","","","",6,{"v":0.46590059797290656,"d":"0.4659"},{"v":0.46590059797290656,"d":"0.4659"},{"v":0.46590059797290656,"d":"0.4659"},{"v":0.46590059797290656,"d":"0.4659"},0.9,0.94,1,"","","","Yes"]
["Cedar Bay Generating Company LP","10672_B_CBA",10672,"B","CBA",89859,"Coal Steam","","FRCC","Florida",12,"Duval",31,"12031",83,9680,1994,2017,"FBC","dry","Y","Bituminous","Dry Scrubber",1994,96.7,96.7,"CF","SNCR","",1994,"B","B","NA","","","",0.3,{"v":0.16406771181920324,"d":"0.1641"},{"v":0.16406771181920324,"d":"0.1641"},{"v":0.16406771181920324,"d":"0.1641"},{"v":0.16406771181920324,"d":"0.1641"},0.05,0.43,0.43,99,99,"",""]
["Cedar Bay Generating Company LP","10672_B_CBB",10672,"B","CBB",90112,"Coal Steam","","FRCC","Florida",12,"Duval",31,"12031",83,9680,1994,2017,"FBC","dry","Y","Bituminous","Dry Scrubber",1994,96.1,96.1,"CF","SNCR","",1994,"B","B","NA","","","",0.3,{"v":0.16469450359865787,"d":"0.1647"},{"v":0.16469450359865787,"d":"0.1647"},{"v":0.16469450359865787,"d":"0.1647"},{"v":0.16469450359865787,"d":"0.1647"},0.05,0.43,0.43,99,99,"",""]
["Cedar Bay Generating Company LP","10672_B_CBC",10672,"B","CBC",90113,"Coal Steam","","FRCC","Florida",12,"Duval",31,"12031",83,9680,1994,2017,"FBC","dry","Y","Bituminous","Dry Scrubber",1994,96.7,96.7,"CF","SNCR","",1994,"B","B","NA","","","",0.3,{"v":0.16334746805443048,"d":"0.1633"},{"v":0.16334746805443048,"d":"0.1633"},{"v":0.16334746805443048,"d":"0.1633"},{"v":0.16334746805443048,"d":"0.1633"},0.05,0.43,0.43,99,99,"",""]
["AES Beaver Valley Partners Beaver Valley","10676_B_2",10676,"B","2",3571,"Coal Steam","","PJM_West","Pennsylvania",42,"Beaver",7,"42007",43,10903,1987,2015,"wall","dry","Y","Bituminous","Wet Scrubber",1980,92,92,"LNBO","SNCR","",2003,"ESPC + WS","ESPC + B + WS","Yes","","","",0.7,{"v":0.4044295639462953,"d":"0.4044"},{"v":0.4044295639462953,"d":"0.4044"},{"v":0.4044295639462953,"d":"0.4044"},{"v":0.4044295639462953,"d":"0.4044"},0.3,0.3,0.56,97,99,"",""]
["AES Beaver Valley Partners Beaver Valley","10676_B_3",10676,"B","3",3572,"Coal Steam","","PJM_West","Pennsylvania",42,"Beaver",7,"42007",43,10903,1987,2015,"wall","dry","Y","Bituminous","Wet Scrubber",1980,92,92,"LNBO","SNCR","",2003,"ESPC + WS","ESPC + B + WS","Yes","","","",0.7,{"v":0.43999593609094023,"d":"0.4400"},{"v":0.43999593609094023,"d":"0.4400"},{"v":0.43999593609094023,"d":"0.4400"},{"v":0.43999593609094023,"d":"0.4400"},0.3,0.3,0.56,97,99,"",""]
["AES Beaver Valley Partners Beaver Valley","10676_B_4",10676,"B","4",3573,"Coal Steam","","PJM_West","Pennsylvania",42,"Beaver",7,"42007",43,10903,1987,2015,"wall","dry","Y","Bituminous","Wet Scrubber",1980,92,92,"LNBO","SNCR","",2003,"ESPC + WS","ESPC + WS","Yes","","","",0.7,{"v":0.41539615208937414,"d":"0.4154"},{"v":0.41539615208937414,"d":"0.4154"},{"v":0.41539615208937414,"d":"0.4154"},{"v":0.41539615208937414,"d":"0.4154"},0.34,0.84,0.56,97,99,"",""]
["AES Beaver Valley Partners Beaver Valley","10676_B_5",10676,"B","5",3574,"Coal Steam","","PJM_West","Pennsylvania",42,"Beaver",7,"42007",17,10903,1987,2015,"wall","dry","Y","Bituminous","Wet Scrubber",1987,92,92,"LA + LNB","SNCR","",2003,"ESPC + WS","ESPC + WS","Yes","","","",0.75,{"v":0.4846903161902729,"d":"0.4847"},{"v":0.4846903161902729,"d":"0.4847"},{"v":0.3686620624764847,"d":"0.3687"},{"v":0.3686620624764847,"d":"0.3687"},0.34,0.84,0.56,97,97,"",""]
["Rio Bravo Poso","10769_B_CFB",10769,"B","CFB","","Coal Steam","","WEC_CALN","California",6,"Kern",29,"06029",33,11870,1989,2014,"FBC","dry","Y","Bituminous, Petroleum Coke","Reagent Injection","",91.6,91.6,"CF","SNCR","",1989,"B","B","NA","","","",5.26,{"v":0.14033507336637066,"d":"0.1403"},{"v":0.14033507336637066,"d":"0.1403"},{"v":0.14033507336637066,"d":"0.1403"},{"v":0.14033507336637066,"d":"0.1403"},0.05,0.43,0.43,95,95,"",""]
["Cholla","113_B_2",113,"B","2",63,"Coal Steam","","WECC_AZ","Arizona",4,"Navajo",17,"04017",260,10573,1978,2016,"tangential","dry","N","Bituminous, Subbituminous","Wet Scrubber",1978,90,90,"LNC3","","","","WS","B + WS","NA","","","",0.8,{"v":0.2905304902660754,"d":"0.2905"},{"v":0.2905304902660754,"d":"0.2905"},{"v":0.2905304902660754,"d":"0.2905"},{"v":0.2905304902660754,"d":"0.2905"},0.1,0.27,0.56,95,99,"","Yes"]
["Shawnee","1379_B_10",1379,"B","10",917,"Coal Steam","","S_C_TVA","Kentucky",21,"McCracken",145,"21145",124,10948,1990,2014,"FBC","dry","N","Bituminous, Subbituminous","Reagent Injection","",91.6,91.6,"CF","","","","B","B","NA","","","",1.2,{"v":0.6487338575876109,"d":"0.6487"},{"v":0.291171248778193,"d":"0.2912"},{"v":0.6487338575876109,"d":"0.6487"},{"v":0.291171248778193,"d":"0.2912"},0.05,0.43,0.43,95,95,"",""]
["C P Crane","1552_B_1",1552,"B","1",1004,"Coal Steam","","PJM_SMAC","Maryland",24,"Baltimore",5,"24005",190,11025,1961,2020,"cyclone","wet","N","Bituminous, Subbituminous","","","","","CM + OFA","SNCR","",2005,"B","B","NA","ACI",2010,90,0.7,{"v":0.4176221488025958,"d":"0.4176"},{"v":0.4176221488025958,"d":"0.4176"},{"v":0.4176221488025958,"d":"0.4176"},{"v":0.4176221488025958,"d":"0.4176"},0.1,0.1,0.1,"","","",""]
["C P Crane","1552_B_2",1552,"B","2",1005,"Coal Steam","","PJM_SMAC","Maryland",24,"Baltimore",5,"24005",195,11015,1963,2020,"cyclone","wet","N","Bituminous, Subbituminous","","","","","CM + OFA","SNCR","",2005,"B","B","NA","ACI",2010,90,0.7,{"v":0.5719511711065487,"d":"0.5720"},0.2351,{"v":0.5719511711065487,"d":"0.5720"},0.2351,0.1,0.1,0.1,"","","","Yes"]
["Brayton Point","1619_B_1",1619,"B","1",1122,"Coal Steam","","NENGREST","Massachusetts",25,"Bristol",5,"25005",244,9767,1963,2017,"tangential","dry","N","Bituminous","Dry Scrubber",2008,90,90,"LNB + OFA","SCR",2006,"","ESPC + B","ESPC + B","No","ACI",2008,95,2.46,{"v":0.08,"d":"0.0800"},{"v":0.08,"d":"0.0800"},{"v":0.08,"d":"0.0800"},{"v":0.08,"d":"0.0800"},0.1,0.1,0.1,95,99,"","Yes"]
["Brayton Point","1619_B_2",1619,"B","2",1123,"Coal Steam","","NENGREST","Massachusetts",25,"Bristol",5,"25005",244,9667,1964,2017,"tangential","dry","N","Bituminous","Dry Scrubber",2008,90,90,"LNB + OFA","","","","ESPC + B","ESPC + B","No","ACI",2008,95,2.46,{"v":0.25431450019659424,"d":"0.2543"},{"v":0.25431450019659424,"d":"0.2543"},{"v":0.25431450019659424,"d":"0.2543"},{"v":0.25431450019659424,"d":"0.2543"},0.1,0.1,0.1,95,99,"","Yes"]
["GRDA","165_B_1",165,"B","1",95,"Coal Steam","","SPP_WEST","Oklahoma",40,"Mayes",97,"40097",490,10998,1982,2017,"wall","dry","N","Bituminous, Subbituminous","","","","","LNB + OFA","","","","ESPC","ESPC","No","","","",1.2,{"v":0.21144473452972418,"d":"0.2114"},{"v":0.21144473452972418,"d":"0.2114"},{"v":0.21144473452972418,"d":"0.2114"},{"v":0.21144473452972418,"d":"0.2114"},0.64,0.97,1,"","","",""]
["River Rouge","1740_B_2",1740,"B","2",1187,"Coal Steam","","MIS_LMI","Michigan",26,"Wayne",163,"26163",251,9828,1957,2016,"tangential","dry","N","Bituminous, Subbituminous","","",70,70,"LNB + OFA","","","","ESPC","ESPC","No","ACI",2016,90,1.67,{"v":0.2217522050322164,"d":"0.2218"},{"v":0.2217522050322164,"d":"0.2218"},{"v":0.14743044484858256,"d":"0.1474"},{"v":0.14743044484858256,"d":"0.1474"},0.1,0.1,0.1,90,90,"Yes","",2016]
["Trenton Channel","1745_B_16",1745,"B","16",1196,"Coal Steam","","MIS_LMI","Michigan",26,"Wayne",163,"26163",47,11530,1949,2016,"tangential","dry","N","Bituminous, Subbituminous","","",70,70,"LNB + OFA","","","","ESPC","ESPC","Yes","ACI",2016,90,1.6600000000000001,{"v":0.5520765375832506,"d":"0.5521"},{"v":0.5520765375832506,"d":"0.5521"},{"v":0.3625765818910593,"d":"0.3626"},{"v":0.3625765818910593,"d":"0.3626"},0.1,0.1,0.1,90,90,"Yes","",2016]
["Trenton Channel","1745_B_17",1745,"B","17",1197,"Coal Steam","","MIS_LMI","Michigan",26,"Wayne",163,"26163",47,11530,1949,2016,"tangential","dry","N","Bituminous, Subbituminous","","",70,70,"LNB + OFA","","","","ESPC","ESPC","Yes","ACI",2016,90,1.6600000000000001,{"v":0.5795018367284388,"d":"0.5795"},{"v":0.5795018367284388,"d":"0.5795"},{"v":0.38058816279419205,"d":"0.3806"},{"v":0.38058816279419205,"d":"0.3806"},0.1,0.1,0.1,90,90,"Yes","",2016]
["Presque Isle","1769_B_5",1769,"B","5",1205,"Coal Steam","","MIS_WUMS","Michigan",26,"Marquette",103,"26103",88,11649,1974,2020,"wall","dry","N","Subbituminous","","","","","LNB","","","","ESPC + B","ESPC + B","No","","","",1.67,{"v":0.33735181656375623,"d":"0.3374"},{"v":0.33735181656375623,"d":"0.3374"},{"v":0.32,"d":"0.3200"},{"v":0.32,"d":"0.3200"},0.2,0.75,1,"","","","Yes"]
["Presque Isle","1769_B_6",1769,"B","6",1206,"Coal Steam","","MIS_WUMS","Michigan",26,"Marquette",103,"26103",88,11648,1975,2020,"wall","dry","N","Subbituminous","","","","","LNB","","","","ESPC + B","ESPC + B","No","","","",1.67,{"v":0.3488916980784669,"d":"0.3489"},{"v":0.3488916980784669,"d":"0.3489"},{"v":0.32,"d":"0.3200"},{"v":0.32,"d":"0.3200"},0.2,0.75,1,"","","","Yes"]
["Presque Isle","1769_B_7",1769,"B","7",1207,"Coal Steam","","MIS_WUMS","Michigan",26,"Marquette",103,"26103",85,11961,1978,2020,"wall","dry","N","Subbituminous","","","","","LNB","","","","ESPH + B","ESPH + B","No","ACI",2006,90,1.2,{"v":0.3833956006484217,"d":"0.3834"},{"v":0.3833956006484217,"d":"0.3834"},{"v":0.24839714971587887,"d":"0.2484"},{"v":0.24839714971587887,"d":"0.2484"},0.1,0.1,0.1,"","","","Yes"]
["Presque Isle","1769_B_8",1769,"B","8",1208,"Coal Steam","","MIS_WUMS","Michigan",26,"Marquette",103,"26103",85,11931,1978,2020,"wall","dry","N","Subbituminous","","","","","LNB","","","","ESPH + B","ESPH + B","No","ACI",2006,90,1.2,{"v":0.375698388598894,"d":"0.3757"},{"v":0.375698388598894,"d":"0.3757"},{"v":0.24341022359928344,"d":"0.2434"},{"v":0.24341022359928344,"d":"0.2434"},0.1,0.1,0.1,"","","","Yes"]
["Presque Isle","1769_B_9",1769,"B","9",1209,"Coal Steam","","MIS_WUMS","Michigan",26,"Marquette",103,"26103",85,11986,1979,2020,"wall","dry","N","Subbituminous","","","","","LNB","","","","ESPH + B","ESPH + B","No","ACI",2006,90,1.2,{"v":0.37968907404048124,"d":"0.3797"},{"v":0.37968907404048124,"d":"0.3797"},{"v":0.24599573811073433,"d":"0.2460"},{"v":0.24599573811073433,"d":"0.2460"},0.1,0.1,0.1,"","","","Yes"]
["James De Young","1830_B_3",1830,"B","3","","Coal Steam","","MIS_LMI","Michigan",26,"Ottawa",139,"26139",10.5,13813,1951,2020,"","","N","Bituminous","","","","","","","","","ESPC","ESPC","No","","","",1.67,{"v":0.4451349612788622,"d":"0.4451"},{"v":0.4451349612788622,"d":"0.4451"},{"v":0.4451349612788622,"d":"0.4451"},{"v":0.4451349612788622,"d":"0.4451"},0.64,0.97,1,"","","",""]
["James De Young","1830_B_4",1830,"B","4","","Coal Steam","","MIS_LMI","Michigan",26,"Ottawa",139,"26139",20.5,13285,1962,2020,"","","N","Bituminous","","","","","","","","","ESPC","ESPC","No","","","",1.67,{"v":0.4,"d":"0.4000"},{"v":0.4,"d":"0.4000"},{"v":0.4,"d":"0.4000"},{"v":0.4,"d":"0.4000"},0.64,0.97,1,"","","","Yes"]
["Eckert Station","1831_B_4",1831,"B","4",1218,"Coal Steam","","MIS_LMI","Michigan",26,"Ingham",65,"26065",67,12193,1964,2018,"wall","dry","N","Bituminous, Subbituminous","","","","","LNB + SOFA","","","","ESPC","ESPC","No","ACI",2016,90,1.67,{"v":0.22522453820039717,"d":"0.2252"},{"v":0.22522453820039717,"d":"0.2252"},{"v":0.22522453820039717,"d":"0.2252"},{"v":0.22522453820039717,"d":"0.2252"},0.1,0.1,0.1,"","","","Yes"]
["Eckert Station","1831_B_5",1831,"B","5",1219,"Coal Steam","","MIS_LMI","Michigan",26,"Ingham",65,"26065",65,12183,1968,2018,"wall","dry","N","Bituminous, Subbituminous","","","","","LNB + SOFA","","","","ESPC","ESPC","No","ACI",2016,90,1.67,{"v":0.2221255423950638,"d":"0.2221"},{"v":0.2221255423950638,"d":"0.2221"},{"v":0.2221255423950638,"d":"0.2221"},{"v":0.2221255423950638,"d":"0.2221"},0.1,0.1,0.1,"","","","Yes"]
["Eckert Station","1831_B_6",1831,"B","6",1220,"Coal Steam","","MIS_LMI","Michigan",26,"Ingham",65,"26065",64,12437,1970,2018,"wall","dry","N","Bituminous, Subbituminous","","","","","LNB + SOFA","","","","ESPC","ESPC","No","ACI",2016,90,1.67,{"v":0.21890109380089215,"d":"0.2189"},{"v":0.21890109380089215,"d":"0.2189"},{"v":0.21890109380089215,"d":"0.2189"},{"v":0.21890109380089215,"d":"0.2189"},0.1,0.1,0.1,"","","","Yes"]
["Virginia","2018_B_10",2018,"B","10","","Coal Steam","","MIS_MNWI","Minnesota",27,"st. Louis",137,"27137",7.2,14500,1954,2006,"","","Y","Subbituminous","","","","","FR + LNB","","","","","","NA","","","",2,{"v":0.37117141931046027,"d":"0.3712"},{"v":0.37117141931046027,"d":"0.3712"},{"v":0.37117141931046027,"d":"0.3712"},{"v":0.37117141931046027,"d":"0.3712"},1,1,1,"","","",""]
["Sibley","2094_B_1",2094,"B","1",1323,"Coal Steam","","SPP_N","Missouri",29,"Jackson",95,"29095",47,10952,1960,2019,"cyclone","wet","N","Bituminous, Subbituminous","","","","","OFA","SNCR","",2008,"ESPC","ESPC","No","","","",9,{"v":0.6615532434577825,"d":"0.6616"},{"v":0.6615532434577825,"d":"0.6616"},{"v":0.6615532434577825,"d":"0.6616"},{"v":0.6615532434577825,"d":"0.6616"},0.64,0.97,1,"","","",""]
["Sibley","2094_B_2",2094,"B","2",1324,"Coal Steam","","SPP_N","Missouri",29,"Jackson",95,"29095",46,11006,1962,2019,"cyclone","wet","N","Bituminous, Subbituminous","","","","","OFA","SNCR","",2008,"ESPC","ESPC","No","","","",9,{"v":0.6615532434577825,"d":"0.6616"},{"v":0.6615532434577825,"d":"0.6616"},{"v":0.6615532434577825,"d":"0.6616"},{"v":0.6615532434577825,"d":"0.6616"},0.64,0.97,1,"","","","Yes"]
["Columbia","2123_B_6",2123,"B","6",1339,"Coal Steam","","MIS_MO","Missouri",29,"Boone",19,"29019",24.5,14140,1957,2016,"stoker/SPR","dry","N","Bituminous","","","","","","","","","B","B","NA","","","",8,{"v":0.4820979383218069,"d":"0.4821"},{"v":0.4820979383218069,"d":"0.4821"},{"v":0.40978324757353585,"d":"0.4098"},{"v":0.40978324757353585,"d":"0.4098"},0.11,0.27,1,"","","",""]
["Missouri City","2171_B_1",2171,"B","1","","Coal Steam","","SPP_N","Missouri",29,"Clay",47,"29047",19,14500,1954,2016,"","","N","Bituminous","","","","","","","","","B","B","NA","","","",8,{"v":0.4451349612788622,"d":"0.4451"},{"v":0.4451349612788622,"d":"0.4451"},{"v":0.4451349612788622,"d":"0.4451"},{"v":0.4451349612788622,"d":"0.4451"},0.11,0.27,1,"","","",""]
["Missouri City","2171_B_2",2171,"B","2","","Coal Steam","","SPP_N","Missouri",29,"Clay",47,"29047",19,14500,1954,2016,"","","N","Bituminous","","","","","","","","","B","B","NA","","","",8,{"v":0.4451349612788622,"d":"0.4451"},{"v":0.4451349612788622,"d":"0.4451"},{"v":0.4451349612788622,"d":"0.4451"},{"v":0.4451349612788622,"d":"0.4451"},0.11,0.27,1,"","","",""]
["J E Corette Plant","2187_B_2",2187,"B","2",1365,"Coal Steam","","WECC_MT","Montana",30,"Yellowstone",111,"30111",154,11022,1968,2015,"tangential","dry","N","Subbituminous","","","","","LNC1","","","","ESPC","ESPC + B","No","ACI",2008,90,2,{"v":0.2612324163344068,"d":"0.2612"},{"v":0.2612324163344068,"d":"0.2612"},{"v":0.17156453887408413,"d":"0.1716"},{"v":0.17156453887408413,"d":"0.1716"},0.1,0.1,0.1,"","","","Yes"]
["North Omaha","2291_B_1",2291,"B","1",1381,"Coal Steam","","SPP_NEBR","Nebraska",31,"Douglas",55,"31055",77,10929,1954,2016,"tangential","dry","N","Subbituminous","","","","","","","","","ESPC","ESPC","Yes","","","",0.754,{"v":0.3322362574991507,"d":"0.3322"},{"v":0.3322362574991507,"d":"0.3322"},{"v":0.13681043999296888,"d":"0.1368"},{"v":0.13681043999296888,"d":"0.1368"},0.64,0.97,1,"","","",""]
["North Omaha","2291_B_2",2291,"B","2",1382,"Coal Steam","","SPP_NEBR","Nebraska",31,"Douglas",55,"31055",109,10786,1957,2016,"tangential","dry","N","Subbituminous","","","","","LNC1","","","","ESPC","ESPC","Yes","","","",2.5,{"v":0.33084536340157933,"d":"0.3308"},{"v":0.33084536340157933,"d":"0.3308"},{"v":0.21728288168479007,"d":"0.2173"},{"v":0.21728288168479007,"d":"0.2173"},0.64,0.97,1,"","","",""]
["North Omaha","2291_B_3",2291,"B","3",1383,"Coal Steam","","SPP_NEBR","Nebraska",31,"Douglas",55,"31055",109,10755,1959,2016,"tangential","dry","N","Subbituminous","","","","","LNC1","","","","ESPC","ESPC","Yes","","","",2.5,{"v":0.33033723308785434,"d":"0.3303"},{"v":0.33033723308785434,"d":"0.3303"},{"v":0.21694916681055879,"d":"0.2169"},{"v":0.21694916681055879,"d":"0.2169"},0.64,0.97,1,"","","",""]
["Reid Gardner","2324_B_4",2324,"B","4",1404,"Coal Steam","","WECC_SNV","Nevada",32,"Clark",3,"32003",255,11341,1983,2017,"wall","dry","N","Bituminous","Wet Scrubber",1983,85,90,"LNBO","","","","B","B","NA","","","",0.29,{"v":0.21248528490355484,"d":"0.2125"},{"v":0.21248528490355484,"d":"0.2125"},{"v":0.21248528490355484,"d":"0.2125"},{"v":0.21248528490355484,"d":"0.2125"},0.1,0.27,0.56,90,99,"",""]
["San Juan","2451_B_2",2451,"B","2",1597,"Coal Steam","","WECC_NM","New Mexico",35,"San Juan",45,"35045",320,10694,1973,2017,"wall","dry","N","Subbituminous","Wet Scrubber",1998,92,92,"LNB + OFA","","","","B","B","NA","ACI",2009,90,0.15,{"v":0.28044017456154136,"d":"0.2804"},{"v":0.28044017456154136,"d":"0.2804"},{"v":0.28044017456154136,"d":"0.2804"},{"v":0.28044017456154136,"d":"0.2804"},0.1,0.1,0.1,97,98,"","Yes"]
["San Juan","2451_B_3",2451,"B","3",1598,"Coal Steam","","WECC_NM","New Mexico",35,"San Juan",45,"35045",495,10963,1979,2017,"wall","dry","N","Subbituminous","Wet Scrubber",1998,92,92,"LNB + OFA","","","","B","B","NA","ACI",2008,90,0.15,{"v":0.27133349109595023,"d":"0.2713"},{"v":0.27133349109595023,"d":"0.2713"},{"v":0.27133349109595023,"d":"0.2713"},{"v":0.27133349109595023,"d":"0.2713"},0.1,0.1,0.1,97,98,"","Yes"]
["C R Huntley Generating Station","2549_B_67",2549,"B","67",1781,"Coal Steam","","NY_Z_A&B","New York",36,"Erie",29,"36029",218,10457,1957,2016,"tangential","dry","N","Subbituminous","","",70,70,"LNC2","SNCR","",2005,"B","B","NA","ACI",2009,90,2.8000000000000003,{"v":0.1561436003689122,"d":"0.1561"},{"v":0.1561436003689122,"d":"0.1561"},{"v":0.12745772755212087,"d":"0.1275"},{"v":0.12745772755212087,"d":"0.1275"},0.1,0.1,0.1,90,90,"Yes",""]
["C R Huntley Generating Station","2549_B_68",2549,"B","68",1782,"Coal Steam","","NY_Z_A&B","New York",36,"Erie",29,"36029",218,10308,1958,2016,"tangential","dry","N","Subbituminous","","",70,70,"LNC2","SNCR","",2005,"B","B","NA","ACI",2009,90,2.8000000000000003,{"v":0.15958618006508682,"d":"0.1596"},{"v":0.15958618006508682,"d":"0.1596"},{"v":0.12986085499750608,"d":"0.1299"},{"v":0.12986085499750608,"d":"0.1299"},0.1,0.1,0.1,90,90,"Yes",""]
["Asheville","2706_B_1",2706,"B","1",1816,"Coal Steam","","S_VACA","North Carolina",37,"Buncombe",21,"37021",191,9260,1964,2020,"wall","dry","N","Bituminous","Wet Scrubber",2005,97,97,"FU + LNB","SCR",2000,"","ESPC","ESPC","No","","","",0.149,{"v":0.07713740737680165,"d":"0.0771"},{"v":0.07713740737680165,"d":"0.0771"},{"v":0.07713740737680165,"d":"0.0771"},{"v":0.07713740737680165,"d":"0.0771"},0.1,0.84,0.56,99,99,"","Yes"]
["Asheville","2706_B_2",2706,"B","2",1817,"Coal Steam","","S_VACA","North Carolina",37,"Buncombe",21,"37021",185,9806,1971,2020,"wall","dry","N","Bituminous","Wet Scrubber",2006,97,97,"LNB + OFA","SCR",2009,"","ESPC","ESPC","Yes","","","",0.22,{"v":0.09541,"d":"0.0954"},{"v":0.09541,"d":"0.0954"},{"v":0.09541,"d":"0.0954"},{"v":0.09541,"d":"0.0954"},0.1,0.84,0.56,99,99,"","Yes"]
["Shelby Municipal Light Plant","2943_B_4",2943,"B","4","","Coal Steam","","PJM_West","Ohio",39,"Richland",139,"39139",7,14500,1954,2013,"","","N","Bituminous","","","","","","","","","ESPH + C","ESPH + C","No","","","",7.1000000000000005,{"v":0.4451349612788622,"d":"0.4451"},{"v":0.4451349612788622,"d":"0.4451"},{"v":0.4451349612788622,"d":"0.4451"},{"v":0.4451349612788622,"d":"0.4451"},0.9,0.94,1,"","","",""]
["Northeastern","2963_B_3314",2963,"B","3314",2020,"Coal Steam","","SPP_WEST","Oklahoma",40,"Rogers",131,"40131",460,10342,1980,2016,"tangential","dry","N","Bituminous, Subbituminous","","","","","LNC1","","","","ESPC","ESPC","No","","","",1.2,{"v":0.395905704115163,"d":"0.3959"},{"v":0.395905704115163,"d":"0.3959"},{"v":0.2600112976683107,"d":"0.2600"},{"v":0.2600112976683107,"d":"0.2600"},0.64,0.97,1,"","","","Yes"]
["Menasha","4127_B_B23",4127,"B","B23","","Coal Steam","","MIS_WUMS","Wisconsin",55,"WINNEBAGO",139,"55139",11,11844,1954,2014,"","","Y","Subbituminous","","","","","","","","","B","B","NA","","","",3.2,{"v":0.4451349612788622,"d":"0.4451"},{"v":0.4451349612788622,"d":"0.4451"},{"v":0.4451349612788622,"d":"0.4451"},{"v":0.4451349612788622,"d":"0.4451"},0.11,0.27,1,"","","",""]
["Menasha","4127_B_B24",4127,"B","B24","","Coal Steam","","MIS_WUMS","Wisconsin",55,"WINNEBAGO",139,"55139",16,11844,1964,2014,"","","Y","Subbituminous","","","","","","","","","B","B","NA","","","",3.2,{"v":0.4451349612788622,"d":"0.4451"},{"v":0.4451349612788622,"d":"0.4451"},{"v":0.4451349612788622,"d":"0.4451"},{"v":0.4451349612788622,"d":"0.4451"},0.11,0.27,1,"","","","Yes"]
["Endicott Station","4259_B_1",4259,"B","1",2650,"Coal Steam","","MIS_LMI","Michigan",26,"HILLSDALE",59,"26059",50,14146,1982,2016,"wall","dry","N","Bituminous","Wet Scrubber",1983,90,90,"LNBO","","","","ESPC","ESPC + B","No","","","",1.67,{"v":0.21735793854523808,"d":"0.2174"},{"v":0.21735793854523808,"d":"0.2174"},{"v":0.21735793854523808,"d":"0.2174"},{"v":0.21735793854523808,"d":"0.2174"},0.3,0.3,0.56,95,99,"",""]
["Valmont","477_B_5",477,"B","5",309,"Coal Steam","","WECC_CO","Colorado",8,"Boulder",13,"08013",184,9721,1964,2017,"tangential","dry","N","Bituminous, Subbituminous","Dry Scrubber",2002,85,90,"LNC3","","","","B","B","NA","","","",1.1,{"v":0.3509234865230513,"d":"0.3509"},{"v":0.3509234865230513,"d":"0.3509"},{"v":0.3509234865230513,"d":"0.3509"},{"v":0.3509234865230513,"d":"0.3509"},0.05,0.75,1,90,99,"","Yes"]
["Navajo","4941_B_1",4941,"B","1",2662,"Coal Steam","","WECC_AZ","Arizona",4,"Coconino",5,"04005",750,10072,1974,2020,"tangential","dry","N","Bituminous, Subbituminous","Wet Scrubber",1999,92,92,"OFA","","","","ESPH","ESPH","No","ACI",2016,90,0.1,{"v":0.23085678944270982,"d":"0.2309"},{"v":0.23085678944270982,"d":"0.2309"},{"v":0.23085678944270982,"d":"0.2309"},{"v":0.23085678944270982,"d":"0.2309"},0.1,0.1,0.1,97,99,"","Yes"]
["Widows Creek","50_B_7",50,"B","7",46,"Coal Steam","","S_C_TVA","Alabama",1,"Jackson",71,"01071",473,11014,1961,2015,"tangential","dry","N","Bituminous, Subbituminous","Wet Scrubber",1981,83.4,90,"LNC2","SCR",2003,"","ESPC + WS","ESPC + WS","No","","","",0.9,{"v":0.07356782936076908,"d":"0.0736"},{"v":0.07356782936076908,"d":"0.0736"},{"v":0.07356782936076908,"d":"0.0736"},{"v":0.07356782936076908,"d":"0.0736"},0.1,0.84,0.56,88.4,99,"",""]
["Widows Creek","50_B_8",50,"B","8",47,"Coal Steam","","S_C_TVA","Alabama",1,"Jackson",71,"01071",465,11022,1965,2015,"tangential","dry","N","Bituminous, Subbituminous","Wet Scrubber",1978,80,90,"LNC2","SCR",2004,"","WS","B + WS","NA","","","",0.9,{"v":0.06680805532638427,"d":"0.0668"},{"v":0.06680805532638427,"d":"0.0668"},{"v":0.06680805532638427,"d":"0.0668"},{"v":0.06680805532638427,"d":"0.0668"},0.1,0.27,0.56,85,99,"","Yes"]
["KUCC","56163_B_1",56163,"B","1","","Coal Steam","","WECC_UT","Utah",49,"Salt Lake",35,"49035",33,12518,1944,2018,"wall","wet","N","Bituminous, Subbituminous","","","","","LNB","","","","ESPH","ESPH","No","","","",1.32,{"v":0.3788240269267273,"d":"0.3788"},{"v":0.3788240269267273,"d":"0.3788"},{"v":0.3788240269267273,"d":"0.3788"},{"v":0.3788240269267273,"d":"0.3788"},0.9,0.94,1,"","","",""]
["KUCC","56163_B_2",56163,"B","2","","Coal Steam","","WECC_UT","Utah",49,"Salt Lake",35,"49035",33,12518,1945,2018,"wall","wet","N","Bituminous, Subbituminous","","","","","LNB","","","","ESPH","ESPH","No","","","",1.32,{"v":0.3788240269267273,"d":"0.3788"},{"v":0.3788240269267273,"d":"0.3788"},{"v":0.3788240269267273,"d":"0.3788"},{"v":0.3788240269267273,"d":"0.3788"},0.9,0.94,1,"","","",""]
["KUCC","56163_B_3",56163,"B","3","","Coal Steam","","WECC_UT","Utah",49,"Salt Lake",35,"49035",33,12518,1945,2018,"wall","wet","N","Bituminous, Subbituminous","","","","","LNB","","","","ESPH","ESPH","No","","","",1.32,{"v":0.3788240269267273,"d":"0.3788"},{"v":0.3788240269267273,"d":"0.3788"},{"v":0.3788240269267273,"d":"0.3788"},{"v":0.3788240269267273,"d":"0.3788"},0.9,0.94,1,"","","",""]
["J T Deely","6181_B_1",6181,"B","1",2832,"Coal Steam","","ERC_REST","Texas",48,"Bexar",29,"48029",435,10093,1977,2019,"tangential","wet","N","Subbituminous","","","","","LNC3","","","","B","B","NA","ACI",2015,90,1.2,{"v":0.10898912567402798,"d":"0.1090"},{"v":0.10898912567402798,"d":"0.1090"},{"v":0.10898912567402798,"d":"0.1090"},{"v":0.10898912567402798,"d":"0.1090"},0.1,0.1,0.1,"","","","Yes"]
["J T Deely","6181_B_2",6181,"B","2",2833,"Coal Steam","","ERC_REST","Texas",48,"Bexar",29,"48029",436,10104,1978,2019,"tangential","wet","N","Subbituminous","","","","","LNC3","SCR",2011,"","B","B","NA","ACI",2015,90,1.2,{"v":0.10620257409362405,"d":"0.1062"},{"v":0.05,"d":"0.0500"},{"v":0.10620257409362405,"d":"0.1062"},{"v":0.05,"d":"0.0500"},0.1,0.1,0.1,"","","","Yes"]
["Crystal River","628_B_1",628,"B","1",440,"Coal Steam","","FRCC","Florida",12,"Citrus",17,"12017",375,10219,1966,2016,"tangential","dry","N","Bituminous, Subbituminous","","","","","LNC1","","","","ESPC","ESPC + B","No","","","",2.1,{"v":0.39404137922969534,"d":"0.3940"},{"v":0.39404137922969534,"d":"0.3940"},{"v":0.26830167810297134,"d":"0.2683"},{"v":0.26830167810297134,"d":"0.2683"},0.2,0.75,1,"","","","Yes"]
["Crystal River","628_B_2",628,"B","2",441,"Coal Steam","","FRCC","Florida",12,"Citrus",17,"12017",494,9861,1969,2016,"tangential","dry","N","Bituminous, Subbituminous","","","","","LNB","","","","ESPC","ESPC","No","","","",2.1,{"v":0.32717614917588694,"d":"0.3272"},{"v":0.32717614917588694,"d":"0.3272"},{"v":0.24,"d":"0.2400"},{"v":0.24,"d":"0.2400"},0.64,0.97,1,"","","","Yes"]
["Lansing Smith","643_B_1",643,"B","1",465,"Coal Steam","","S_SOU","Florida",12,"Bay",5,"12005",162,10532,1965,2016,"tangential","dry","N","Bituminous","","","","",null,"SNCR","",2009,"ESPC + ESPH","ESPC + ESPH","No","ACI",2016,90,2.1,0.4515,{"v":0.30842001752328624,"d":"0.3084"},0.4515,{"v":0.30842001752328624,"d":"0.3084"},0.1,0.1,0.1,"","","","Yes"]
["Lansing Smith","643_B_2",643,"B","2",466,"Coal Steam","","S_SOU","Florida",12,"Bay",5,"12005",195,10505,1967,2016,"tangential","dry","N","Bituminous","","","","","LNC3","SNCR","",2009,"ESPC + ESPH","ESPC + ESPH","No","ACI",2016,90,2.7,{"v":0.32735188765237966,"d":"0.3274"},{"v":0.32735188765237966,"d":"0.3274"},{"v":0.32735188765237966,"d":"0.3274"},{"v":0.32735188765237966,"d":"0.3274"},0.1,0.1,0.1,"","","","Yes"]
["Gorgas","8_B_6",8,"B","6",15,"Coal Steam","","S_SOU","Alabama",1,"Walker",127,"01127",103,11290,1951,2015,"wall","dry","N","Bituminous","","","","","LNB","","","","ESPC","ESPC + B","No","","","",4,{"v":0.45427309010228334,"d":"0.4543"},{"v":0.45427309010228334,"d":"0.4543"},{"v":0.3487283694343566,"d":"0.3487"},{"v":0.3487283694343566,"d":"0.3487"},0.2,0.75,1,"","","",""]
["Gorgas","8_B_7",8,"B","7",16,"Coal Steam","","S_SOU","Alabama",1,"Walker",127,"01127",104,11530,1952,2015,"wall","dry","N","Bituminous","","","","","LNB","","","","ESPC","ESPC","No","","","",4,{"v":0.4540578732423891,"d":"0.4541"},{"v":0.4540578732423891,"d":"0.4541"},{"v":0.34858420417146263,"d":"0.3486"},{"v":0.34858420417146263,"d":"0.3486"},0.64,0.97,1,"","","",""]
["E D Edwards","856_B_1",856,"B","1",568,"Coal Steam","","MIS_IL","Illinois",17,"Peoria",143,"17143",117,10613,1960,2017,"wall","dry","N","Bituminous, Subbituminous","","","","","LNB","","","","ESPC","ESPC + B","Yes","ACI",2009,90,0.461,{"v":0.20192640538676848,"d":"0.2019"},{"v":0.20192640538676848,"d":"0.2019"},{"v":0.18,"d":"0.1800"},{"v":0.18,"d":"0.1800"},0.1,0.1,0.1,"","","",""]
["Will County","884_B_4",884,"B","4",603,"Coal Steam","","PJM_COMD","Illinois",17,"Will",197,"17197",510,10331,1963,2018,"tangential","dry","N","Bituminous, Subbituminous","","","","","LNC3","SNCR","",2012,"ESPC","ESPC","No","ACI",2009,90,1.8,{"v":0.08911849971419628,"d":"0.0891"},{"v":0.08911849971419628,"d":"0.0891"},{"v":0.08911849971419628,"d":"0.0891"},{"v":0.08911849971419628,"d":"0.0891"},0.1,0.1,0.1,"","","","Yes"]
["Brayton Point","1619_B_3",1619,"B","3",1124,"Coal Steam","","NENGREST","Massachusetts",25,"Bristol",5,"25005",648,9627,1969,2017,"wall","dry","N","Bituminous","Dry Scrubber",2014,98,98,"LNB + OFA","SCR",2006,"","ESPC + B","ESPC + B","No","ACI",2008,95,2.46,{"v":0.08,"d":"0.0800"},{"v":0.08,"d":"0.0800"},{"v":0.08,"d":"0.0800"},{"v":0.08,"d":"0.0800"},0.1,0.1,0.1,99,99,"","Yes"]
["Eagle Valley","991_G_3",991,"G","3",687,"Coal Steam","","MIS_INKY","Indiana",18,"Morgan",109,"18109",40,12079,1951,2016,"tangential","","N","Bituminous","","","","","","","","","ESPC","ESPC","Yes","","","",2.57,{"v":0.4653632300979218,"d":"0.4654"},{"v":0.4653632300979218,"d":"0.4654"},{"v":0.24,"d":"0.2400"},{"v":0.24,"d":"0.2400"},0.64,0.97,1,"","","",""]
["Eagle Valley","991_G_4",991,"G","4",688,"Coal Steam","","MIS_INKY","Indiana",18,"Morgan",109,"18109",56,11900,1953,2016,"tangential","","N","Bituminous","","","","","LNC2","","","","ESPC","ESPC","Yes","","","",2.57,{"v":0.3798895221213685,"d":"0.3799"},{"v":0.3798895221213685,"d":"0.3799"},{"v":0.278153705741198,"d":"0.2782"},{"v":0.278153705741198,"d":"0.2782"},0.64,0.97,1,"","","",""]
["Eagle Valley","991_G_5",991,"G","5",689,"Coal Steam","","MIS_INKY","Indiana",18,"Morgan",109,"18109",62,11968,1953,2016,"tangential","","N","Bituminous","","","","","LNC2","","","","ESPC","ESPC","Yes","","","",2.57,{"v":0.2854066945256176,"d":"0.2854"},{"v":0.2854066945256176,"d":"0.2854"},{"v":0.24,"d":"0.2400"},{"v":0.24,"d":"0.2400"},0.64,0.97,1,"","","",""]
["Frank E Ratts","1043_B_1SG1",1043,"B","1SG1",731,"Coal Steam","","MIS_INKY","Indiana",18,"Pike",125,"18125",120,10470,1970,2015,"wall","dry","N","Bituminous","","","","","LNB + OFA","SNCR","",2012,"ESPC","ESPC + B","No","","","",6,{"v":0.24611855841915228,"d":"0.2461"},{"v":0.24611855841915228,"d":"0.2461"},{"v":0.24611855841915228,"d":"0.2461"},{"v":0.24611855841915228,"d":"0.2461"},0.2,0.75,1,"","","","Yes"]
["Frank E Ratts","1043_B_2SG1",1043,"B","2SG1",732,"Coal Steam","","MIS_INKY","Indiana",18,"Pike",125,"18125",121,10374,1970,2015,"wall","dry","N","Bituminous","","","","","LNB + OFA","SNCR","",2012,"ESPC","ESPC + B","No","","","",6,{"v":0.25204592552578287,"d":"0.2520"},{"v":0.25204592552578287,"d":"0.2520"},{"v":0.25204592552578287,"d":"0.2520"},{"v":0.25204592552578287,"d":"0.2520"},0.2,0.75,1,"","","","Yes"]
["W S Lee","3264_B_1",3264,"B","1",2216,"Coal Steam","","S_VACA","South Carolina",45,"Anderson",7,"45007",100,11291,1951,2016,"tangential","dry","N","Bituminous","","","","","LNC3","","","","ESPH","ESPH + B","No","","","",2.3000000000000003,{"v":0.24258368470243277,"d":"0.2426"},{"v":0.24258368470243277,"d":"0.2426"},{"v":0.24258368470243277,"d":"0.2426"},{"v":0.24258368470243277,"d":"0.2426"},0.11,0.27,1,"","","",""]
["W S Lee","3264_B_2",3264,"B","2",2217,"Coal Steam","","S_VACA","South Carolina",45,"Anderson",7,"45007",100,10941,1951,2016,"tangential","dry","N","Bituminous","","","","","LNC3","","","","ESPH","ESPH + B","No","","","",2.3000000000000003,{"v":0.2444333694759956,"d":"0.2444"},{"v":0.2444333694759956,"d":"0.2444"},{"v":0.2444333694759956,"d":"0.2444"},{"v":0.2444333694759956,"d":"0.2444"},0.11,0.27,1,"","","",""]
["Johnsonville","3406_B_1",3406,"B","1",2266,"Coal Steam","","S_C_TVA","Tennessee",47,"Humphreys",85,"47085",107,11410,1951,2017,"tangential","dry","Y","Bituminous, Subbituminous","","","","","CO","SNCR","",2006,"ESPC + C","ESPC + C","No","","","",3.4,0.3108,0.3108,{"v":0.13276020912,"d":"0.1328"},{"v":0.13276020912,"d":"0.1328"},0.64,0.97,1,"","","",""]
["Johnsonville","3406_B_2",3406,"B","2",2268,"Coal Steam","","S_C_TVA","Tennessee",47,"Humphreys",85,"47085",107,11395,1951,2017,"tangential","dry","Y","Bituminous, Subbituminous","","","","","CO","SNCR","",2008,"ESPC + C","ESPC + C","No","","","",3.4,0.3132,0.3132,{"v":0.13324642992,"d":"0.1332"},{"v":0.13324642992,"d":"0.1332"},0.64,0.97,1,"","","",""]
["Johnsonville","3406_B_3",3406,"B","3",2269,"Coal Steam","","S_C_TVA","Tennessee",47,"Humphreys",85,"47085",107,11341,1952,2017,"tangential","dry","Y","Bituminous, Subbituminous","","","","","CO","SNCR","",2009,"ESPC + C","ESPC + C","No","","","",3.4,{"v":0.327,"d":"0.3270"},{"v":0.327,"d":"0.3270"},{"v":0.13588190700000002,"d":"0.1359"},{"v":0.13588190700000002,"d":"0.1359"},0.64,0.97,1,"","","",""]
["Johnsonville","3406_B_4",3406,"B","4",2270,"Coal Steam","","S_C_TVA","Tennessee",47,"Humphreys",85,"47085",107,11350,1952,2017,"tangential","dry","Y","Bituminous, Subbituminous","","","","","CO","SNCR","",2007,"ESPC + C","ESPC + C","No","","","",3.4,0.3094,0.3094,{"v":0.13247276588,"d":"0.1325"},{"v":0.13247276588,"d":"0.1325"},0.64,0.97,1,"","","",""]
["Chesapeake","3803_B_3",3803,"B","3",2523,"Coal Steam","","PJM_Dom","Virginia",51,"Chesapeake",550,"51550",156,10413,1959,2015,"wall","dry","N","Bituminous","","",15.299999999999999,15.299999999999999,"LNB","SCR",2003,"","ESPC","ESPC","No","","","",0.895,0.3697,{"v":0.1,"d":"0.1000"},0.3697,{"v":0.1,"d":"0.1000"},0.64,0.97,1,"","","",""]
["Chesapeake","3803_B_4",3803,"B","4",2524,"Coal Steam","","PJM_Dom","Virginia",51,"Chesapeake",550,"51550",217,10217,1962,2015,"tangential","dry","N","Bituminous","","",11.1,11.1,"LNB","SCR",2003,"","ESPC","ESPC","No","","","",0.939,{"v":0.32438263577800097,"d":"0.3244"},{"v":0.07,"d":"0.0700"},{"v":0.32438263577800097,"d":"0.3244"},{"v":0.07,"d":"0.0700"},0.64,0.97,1,"","","","Yes"]
["Yorktown","3809_B_1",3809,"B","1",2530,"Coal Steam","","PJM_Dom","Virginia",51,"York",199,"51199",159,10405,1957,2017,"tangential","dry","N","Bituminous","Wet Scrubber",2010,97.29,97.29,"LNB + OFA","SNCR","",2004,"ESPC + C","ESPC + B + C","No","","","",2.64,{"v":0.5338749934703134,"d":"0.5339"},{"v":0.5338749934703134,"d":"0.5339"},{"v":0.34978016813572255,"d":"0.3498"},{"v":0.34978016813572255,"d":"0.3498"},0.3,0.3,0.56,99,99,"",""]
["Wabash River","1010_B_2",1010,"B","2",721,"Coal Steam","","MIS_INKY","Indiana",18,"Vigo",167,"18167",85,10571,1953,2016,"wall","dry","N","Bituminous","","","","","LNBO","","","","ESPC","ESPC + B","No","","","",4.04,{"v":0.37093433616351285,"d":"0.3709"},{"v":0.37093433616351285,"d":"0.3709"},{"v":0.37093433616351285,"d":"0.3709"},{"v":0.37093433616351285,"d":"0.3709"},0.2,0.75,1,"","","",""]
["Wabash River","1010_B_3",1010,"B","3",722,"Coal Steam","","MIS_INKY","Indiana",18,"Vigo",167,"18167",85,10514,1954,2016,"wall","dry","N","Bituminous","","","","","LNBO","","","","ESPC","ESPC","No","","","",4.04,{"v":0.37160832748964856,"d":"0.3716"},{"v":0.37160832748964856,"d":"0.3716"},{"v":0.37160832748964856,"d":"0.3716"},{"v":0.37160832748964856,"d":"0.3716"},0.64,0.97,1,"","","",""]
["Wabash River","1010_B_4",1010,"B","4",723,"Coal Steam","","MIS_INKY","Indiana",18,"Vigo",167,"18167",85,10412,1955,2016,"wall","dry","N","Bituminous","","","","","LNBO","","","","ESPC","ESPC + B","No","","","",4.04,{"v":0.3541733437083843,"d":"0.3542"},{"v":0.3541733437083843,"d":"0.3542"},{"v":0.3541733437083843,"d":"0.3542"},{"v":0.3541733437083843,"d":"0.3542"},0.2,0.75,1,"","","",""]
["Wabash River","1010_B_5",1010,"B","5",724,"Coal Steam","","MIS_INKY","Indiana",18,"Vigo",167,"18167",95,10598,1956,2016,"wall","dry","N","Bituminous","","","","","LNBO","","","","ESPC","ESPC","No","","","",4.04,{"v":0.37734936130532376,"d":"0.3773"},{"v":0.37734936130532376,"d":"0.3773"},{"v":0.37734936130532376,"d":"0.3773"},{"v":0.37734936130532376,"d":"0.3773"},0.64,0.97,1,"","","",""]
["FirstEnergy R E Burger","2864_B_6",2864,"B","6",1955,"Coal Steam","","PJM_ATSI","Ohio",39,"Belmont",13,"39013",47,13981,1950,2012,"vertical","wet","N","Bituminous, Subbituminous","","","","","","","","","ESPC","ESPC","No","","","",9.02,{"v":0.7776062372228825,"d":"0.7776"},{"v":0.7776062372228825,"d":"0.7776"},{"v":0.49,"d":"0.4900"},{"v":0.49,"d":"0.4900"},0.64,0.97,1,"","","",""]
["Muskingum River","2872_B_5",2872,"B","5",1970,"Coal Steam","","PJM_West","Ohio",39,"Washington",167,"39167",585,9782,1958,2015,"cell","dry","N","Bituminous",null,null,0,0,"LNB + OFA","SCR",2003,"","ESPC","ESPC","No","","","",1.5,{"v":0.06402441889959493,"d":"0.0640"},{"v":0.06402441889959493,"d":"0.0640"},{"v":0.06402441889959493,"d":"0.0640"},{"v":0.06402441889959493,"d":"0.0640"},0.64,0.97,1,0,0,"","Yes"]
["Tanners Creek","988_B_U4",988,"B","U4",668,"Coal Steam","","PJM_West","Indiana",18,"Dearborn",29,"18029",500,10136,1964,2015,"cyclone","wet","N","Bituminous, Subbituminous","","","","","OFA","","","","ESPC","ESPC","No","","","",2,{"v":0.24702843313044207,"d":"0.2470"},{"v":0.24702843313044207,"d":"0.2470"},{"v":0.24702843313044207,"d":"0.2470"},{"v":0.24702843313044207,"d":"0.2470"},0.64,0.97,1,"","","","Yes"]
["Dubuque","1046_G_IC1",1046,"G","IC1",null,"Combustion Turbine","IC Engine","MIS_IA","Iowa",19,"Dubuque",61,"19061",2.1,12774,1966,2016,null,null,"N","Distillate Fuel Oil",{"$nulls":15},{"v":2.3354529520972003,"d":"2.3355"},{"v":2.3354529520972003,"d":"2.3355"},{"v":2.3354529520972003,"d":"2.3355"},{"v":2.3354529520972003,"d":"2.3355"}]
["Dubuque","1046_G_IC2",1046,"G","IC2",null,"Combustion Turbine","IC Engine","MIS_IA","Iowa",19,"Dubuque",61,"19061",1.6,12774,1966,2016,null,null,"N","Distillate Fuel Oil",{"$nulls":15},{"v":2.3354529520972003,"d":"2.3355"},{"v":2.3354529520972003,"d":"2.3355"},{"v":2.3354529520972003,"d":"2.3355"},{"v":2.3354529520972003,"d":"2.3355"}]
["Sutherland","1077_G_1",1077,"G","1",null,"O/G Steam","","MIS_IA","Iowa",19,"Marshall",127,"19127",28.3,12048,1955,2017,null,null,"Y","Natural Gas",{"$nulls":15},{"v":0.1445974975097038,"d":"0.1446"},{"v":0.1445974975097038,"d":"0.1446"},{"v":0.1445974975097038,"d":"0.1446"},{"v":0.1445974975097038,"d":"0.1446"}]
["Jack Watson","2049_G_1",2049,"G","1",null,"O/G Steam","","S_SOU","Mississippi",28,"Harrison",47,"28047",76,12686,1957,2015,null,null,"N","Natural Gas",{"$nulls":15},{"v":0.289519104,"d":"0.2895"},{"v":0.289519104,"d":"0.2895"},{"v":0.289519104,"d":"0.2895"},{"v":0.289519104,"d":"0.2895"}]
["Jack Watson","2049_G_2",2049,"G","2",null,"O/G Steam","","S_SOU","Mississippi",28,"Harrison",47,"28047",76,11396,1960,2015,null,null,"N","Natural Gas",{"$nulls":15},{"v":0.289519104,"d":"0.2895"},{"v":0.289519104,"d":"0.2895"},{"v":0.289519104,"d":"0.2895"},{"v":0.289519104,"d":"0.2895"}]
["Jack Watson","2049_G_3",2049,"G","3",null,"O/G Steam","","S_SOU","Mississippi",28,"Harrison",47,"28047",107,11140,1962,2019,null,null,"N","Natural Gas",{"$nulls":15},{"v":0.289519104,"d":"0.2895"},{"v":0.289519104,"d":"0.2895"},{"v":0.289519104,"d":"0.2895"},{"v":0.289519104,"d":"0.2895"}]
["Arizona Western College PV","57765_G_GV1",57765,"G","GV1",null,"Solar PV","","WECC_AZ","Arizona",4,"Yuma",27,"04027",0.5,0,2011,2014,null,null,"N","Solar",{"$nulls":15},0,0,0,0]
["Arizona Western College PV","57765_G_GV2",57765,"G","GV2",null,"Solar PV","","WECC_AZ","Arizona",4,"Yuma",27,"04027",0.5,0,2011,2014,null,null,"N","Solar",{"$nulls":15},0,0,0,0]
["Trinity Oaks Energy","57877_G_UNT1",57877,"G","UNT1",null,"Landfill Gas","","ERC_REST","Texas",48,"Dallas",113,"48113",1.5,13500,2009,2014,null,null,"N","Landfill Gas",{"$nulls":15},{"v":0.09,"d":"0.0900"},{"v":0.09,"d":"0.0900"},{"v":0.09,"d":"0.0900"},{"v":0.09,"d":"0.0900"}]
["Trinity Oaks Energy","57877_G_UNT2",57877,"G","UNT2",null,"Landfill Gas","","ERC_REST","Texas",48,"Dallas",113,"48113",1.5,13500,2009,2014,null,null,"N","Landfill Gas",{"$nulls":15},{"v":0.09,"d":"0.0900"},{"v":0.09,"d":"0.0900"},{"v":0.09,"d":"0.0900"},{"v":0.09,"d":"0.0900"}]
["Dinosaur Point","10005_G_WTGS",10005,"G","WTGS",null,"Wind","","WEC_CALN","California",6,"MERCED",47,"06047",17,0,1988,2018,"","","N","Wind","",{"$nulls":14},0,0,0,0,{"$nulls":6},""]
["Central Utilities Plant LAX","10048_G_GEN1",10048,"G","GEN1",null,"Combustion Turbine","Combustion Turbine","WEC_LADW","California",6,"Los Angeles",37,"06037",3.5,8700,1985,2013,"","","Y","Natural Gas","",{"$nulls":13},0.74,0.0267,0.0267,0.0267,0.0267,{"$nulls":6},""]
["Central Utilities Plant LAX","10048_G_GEN2",10048,"G","GEN2",null,"Combustion Turbine","Combustion Turbine","WEC_LADW","California",6,"Los Angeles",37,"06037",3.5,8700,1985,2013,"","","Y","Natural Gas","",{"$nulls":13},0.74,0.0267,0.0267,0.0267,0.0267,{"$nulls":6},""]
["Asbury Park Press","10157_G_ENG1",10157,"G","ENG1",null,"Combustion Turbine","IC Engine","PJM_EMAC","New Jersey",34,"Monmouth",25,"34025",0.7,8700,1987,2014,"","","Y","Natural Gas","",{"$nulls":14},0.2192,0.2192,0.2192,0.2192,{"$nulls":6},""]
["Asbury Park Press","10157_G_ENG2",10157,"G","ENG2",null,"Combustion Turbine","IC Engine","PJM_EMAC","New Jersey",34,"Monmouth",25,"34025",0.7,8700,1987,2014,"","","Y","Natural Gas","",{"$nulls":14},0.2232,0.2232,0.2232,0.2232,{"$nulls":6},""]
["Cardinal Cogen","10168_G_GTG1",10168,"G","GTG1",null,"Combined Cycle","","WEC_CALN","California",6,"Santa Clara",85,"06085",32,9714,1987,2015,"","","Y","Natural Gas","",{"$nulls":14},{"v":0.008,"d":"0.0080"},{"v":0.008,"d":"0.0080"},{"v":0.008,"d":"0.0080"},{"v":0.008,"d":"0.0080"},{"$nulls":6},""]
["Cardinal Cogen","10168_G_STG1",10168,"G","STG1",null,"Combined Cycle","","WEC_CALN","California",6,"Santa Clara",85,"06085",9.4,9714,1988,2015,"","","Y","Natural Gas","",{"$nulls":14},{"v":0.008,"d":"0.0080"},{"v":0.008,"d":"0.0080"},{"v":0.008,"d":"0.0080"},{"v":0.008,"d":"0.0080"},{"$nulls":6},""]
["IMC Phosphates Company Uncle Sam","10198_G_GEN1",10198,"G","GEN1",null,"Non-Fossil Waste","","S_D_AMSO","Louisiana",22,"St. James",93,"22093",10.2,9716,1968,2011,"","","Y","Non-Fossil Waste","",{"$nulls":14},0,0,0,0,{"$nulls":6},""]
["Bayou Cogen Plant","10298_G_GEN1",10298,"G","GEN1",null,"Combustion Turbine","Combustion Turbine","ERC_REST","Texas",48,"Harris",201,"48201",65,8700,1984,2014,"","","Y","Natural Gas","",{"$nulls":13},3,{"v":0.30500820929264394,"d":"0.3050"},{"v":0.30500820929264394,"d":"0.3050"},{"v":0.30500820929264394,"d":"0.3050"},{"v":0.30500820929264394,"d":"0.3050"},{"$nulls":6},""]
["Logansport","1032_G_6",1032,"G","6",null,"Combustion Turbine","Combustion Turbine","MIS_INKY","Indiana",18,"Cass",17,"18017",15,10745,1969,2016,"","","N","Natural Gas","",{"$nulls":13},1.6,{"v":0.24798215769370738,"d":"0.2480"},{"v":0.24798215769370738,"d":"0.2480"},{"v":0.24798215769370738,"d":"0.2480"},{"v":0.24798215769370738,"d":"0.2480"},{"$nulls":6},""]
["Newby Island I","10388_G_1",10388,"G","1",null,"Landfill Gas","","WEC_CALN","California",6,"Santa Clara",85,"06085",0.5,14430,1984,2013,"","","N","Landfill Gas","",{"$nulls":14},{"v":0.04394744404747715,"d":"0.0439"},{"v":0.04394744404747715,"d":"0.0439"},{"v":0.04394744404747715,"d":"0.0439"},{"v":0.04394744404747715,"d":"0.0439"},{"$nulls":6},""]
["Newby Island I","10388_G_2",10388,"G","2",null,"Landfill Gas","","WEC_CALN","California",6,"Santa Clara",85,"06085",0.5,14431,1984,2013,"","","N","Landfill Gas","",{"$nulls":14},{"v":0.04394744404747715,"d":"0.0439"},{"v":0.04394744404747715,"d":"0.0439"},{"v":0.04394744404747715,"d":"0.0439"},{"v":0.04394744404747715,"d":"0.0439"},{"$nulls":6},""]
["Newby Island I","10388_G_3",10388,"G","3",null,"Landfill Gas","","WEC_CALN","California",6,"Santa Clara",85,"06085",0.5,14431,1984,2013,"","","N","Landfill Gas","",{"$nulls":14},{"v":0.04394744404747715,"d":"0.0439"},{"v":0.04394744404747715,"d":"0.0439"},{"v":0.04394744404747715,"d":"0.0439"},{"v":0.04394744404747715,"d":"0.0439"},{"$nulls":6},""]
["Newby Island I","10388_G_4",10388,"G","4",null,"Landfill Gas","","WEC_CALN","California",6,"Santa Clara",85,"06085",0.5,14431,1984,2013,"","","N","Landfill Gas","",{"$nulls":14},{"v":0.04394744404747715,"d":"0.0439"},{"v":0.04394744404747715,"d":"0.0439"},{"v":0.04394744404747715,"d":"0.0439"},{"v":0.04394744404747715,"d":"0.0439"},{"$nulls":6},""]
["American Canyon Power Plant","10392_G_1",10392,"G","1",null,"Landfill Gas","","WEC_CALN","California",6,"Napa",55,"06055",0.7,15684,1985,2013,"","","N","Landfill Gas","",{"$nulls":14},{"v":0.04394744404747715,"d":"0.0439"},{"v":0.04394744404747715,"d":"0.0439"},{"v":0.04394744404747715,"d":"0.0439"},{"v":0.04394744404747715,"d":"0.0439"},{"$nulls":6},""]
["American Canyon Power Plant","10392_G_2",10392,"G","2",null,"Landfill Gas","","WEC_CALN","California",6,"Napa",55,"06055",0.7,15685,1985,2013,"","","N","Landfill Gas","",{"$nulls":14},{"v":0.04394744404747715,"d":"0.0439"},{"v":0.04394744404747715,"d":"0.0439"},{"v":0.04394744404747715,"d":"0.0439"},{"v":0.04394744404747715,"d":"0.0439"},{"$nulls":6},""]
["Lansing","1047_G_IC1",1047,"G","IC1",null,"Combustion Turbine","IC Engine","MIS_IA","Iowa",19,"Allamakee",5,"19005",1.2,17059,1970,2014,"","","N","Distillate Fuel Oil","",{"$nulls":13},2.5,{"v":0.7303252651467953,"d":"0.7303"},{"v":0.7303252651467953,"d":"0.7303"},{"v":0.7303252651467953,"d":"0.7303"},{"v":0.7303252651467953,"d":"0.7303"},{"$nulls":6},""]
["Lansing","1047_G_IC2",1047,"G","IC2",null,"Combustion Turbine","IC Engine","MIS_IA","Iowa",19,"Allamakee",5,"19005",1.1,17059,1971,2014,"","","N","Distillate Fuel Oil","",{"$nulls":13},2.5,{"v":0.7303252651467953,"d":"0.7303"},{"v":0.7303252651467953,"d":"0.7303"},{"v":0.7303252651467953,"d":"0.7303"},{"v":0.7303252651467953,"d":"0.7303"},{"$nulls":6},""]
["Puente Hills Energy Recovery","10472_G_GEN2",10472,"G","GEN2",null,"Landfill Gas","","WECC_SCE","California",6,"Los Angeles",37,"06037",1.1,21140,1984,2013,"","","N","Landfill Gas","",{"$nulls":14},{"v":0.04394744404747715,"d":"0.0439"},{"v":0.04394744404747715,"d":"0.0439"},{"v":0.04394744404747715,"d":"0.0439"},{"v":0.04394744404747715,"d":"0.0439"},{"$nulls":6},""]
["Al Turi","10549_G_3010",10549,"G","3010",null,"Landfill Gas","","NY_Z_G-I","New York",36,"Orange",71,"36071",0.8,13500,1998,2017,"","","N","Landfill Gas","",{"$nulls":14},{"v":0.04394744404747715,"d":"0.0439"},{"v":0.04394744404747715,"d":"0.0439"},{"v":0.04394744404747715,"d":"0.0439"},{"v":0.04394744404747715,"d":"0.0439"},{"$nulls":6},""]
["Gilman Mill","10608_G_GEN5",10608,"G","GEN5",null,"Biomass","","NENGREST","Vermont",50,"Essex",9,"50009",3.7,17283,1982,2014,"","","Y","Biomass","",{"$nulls":14},{"v":0.22926295483445053,"d":"0.2293"},{"v":0.22926295483445053,"d":"0.2293"},{"v":0.22926295483445053,"d":"0.2293"},{"v":0.22926295483445053,"d":"0.2293"},{"$nulls":6},""]
["Marina Landfill Gas","10748_G_U3J98",10748,"G","U3J98",null,"Landfill Gas","","WEC_CALN","California",6,"Monterey",53,"06053",1,14415,1998,2016,"","","N","Landfill Gas","",{"$nulls":14},{"v":0.04394744404747715,"d":"0.0439"},{"v":0.04394744404747715,"d":"0.0439"},{"v":0.04394744404747715,"d":"0.0439"},{"v":0.04394744404747715,"d":"0.0439"},{"$nulls":6},""]
["Mojave Cogen","10850_G_GEN1",10850,"G","GEN1",null,"Combined Cycle","","WECC_SCE","California",6,"Kern",29,"06029",41,7722,1990,2014,"","","Y","Natural Gas","",{"$nulls":14},{"v":0.008,"d":"0.0080"},{"v":0.008,"d":"0.0080"},{"v":0.008,"d":"0.0080"},{"v":0.008,"d":"0.0080"},{"$nulls":6},""]
["Mojave Cogen","10850_G_GEN2",10850,"G","GEN2",null,"Combined Cycle","","WECC_SCE","California",6,"Kern",29,"06029",15.3,7722,1990,2014,"","","Y","Natural Gas","",{"$nulls":14},{"v":0.008,"d":"0.0080"},{"v":0.008,"d":"0.0080"},{"v":0.008,"d":"0.0080"},{"v":0.008,"d":"0.0080"},{"$nulls":6},""]
["Burlington","1104_G_GT1",1104,"G","GT1",null,"Combustion Turbine","Combustion Turbine","MIS_IA","Iowa",19,"Des Moines",57,"19057",15,15161,1994,2017,"","","N","Natural Gas","",{"$nulls":13},0.00625,{"v":0.37405714285714287,"d":"0.3741"},{"v":0.37405714285714287,"d":"0.3741"},{"v":0.37405714285714287,"d":"0.3741"},{"v":0.37405714285714287,"d":"0.3741"},{"$nulls":6},""]
["Burlington","1104_G_GT2",1104,"G","GT2",null,"Combustion Turbine","Combustion Turbine","MIS_IA","Iowa",19,"Des Moines",57,"19057",12.9,16374,1995,2017,"","","N","Natural Gas","",{"$nulls":13},0.00625,{"v":0.37405714285714287,"d":"0.3741"},{"v":0.37405714285714287,"d":"0.3741"},{"v":0.37405714285714287,"d":"0.3741"},{"v":0.37405714285714287,"d":"0.3741"},{"$nulls":6},""]
["Burlington","1104_G_GT3",1104,"G","GT3",null,"Combustion Turbine","Combustion Turbine","MIS_IA","Iowa",19,"Des Moines",57,"19057",14.9,16780,1996,2017,"","","N","Natural Gas","",{"$nulls":13},0.00625,{"v":0.37405714285714287,"d":"0.3741"},{"v":0.37405714285714287,"d":"0.3741"},{"v":0.37405714285714287,"d":"0.3741"},{"v":0.37405714285714287,"d":"0.3741"},{"$nulls":6},""]
["Burlington","1104_G_GT4",1104,"G","GT4",null,"Combustion Turbine","Combustion Turbine","MIS_IA","Iowa",19,"Des Moines",57,"19057",14.6,17260,1994,2017,"","","N","Natural Gas","",{"$nulls":13},0.00625,{"v":0.37405714285714287,"d":"0.3741"},{"v":0.37405714285714287,"d":"0.3741"},{"v":0.37405714285714287,"d":"0.3741"},{"v":0.37405714285714287,"d":"0.3741"},{"$nulls":6},""]
["Centerville","1105_G_1",1105,"G","1",null,"Combustion Turbine","IC Engine","MIS_IA","Iowa",19,"Appanoose",7,"19007",2.1,12386,1963,2017,"","","N","Distillate Fuel Oil","",{"$nulls":13},2.5,{"v":0.7118348202759887,"d":"0.7118"},{"v":0.7118348202759887,"d":"0.7118"},{"v":0.7118348202759887,"d":"0.7118"},{"v":0.7118348202759887,"d":"0.7118"},{"$nulls":6},""]
["Centerville","1105_G_2",1105,"G","2",null,"Combustion Turbine","IC Engine","MIS_IA","Iowa",19,"Appanoose",7,"19007",1.8,12386,1963,2017,"","","N","Distillate Fuel Oil","",{"$nulls":13},2.5,{"v":0.7518974508294031,"d":"0.7519"},{"v":0.7518974508294031,"d":"0.7519"},{"v":0.7518974508294031,"d":"0.7519"},{"v":0.7518974508294031,"d":"0.7519"},{"$nulls":6},""]
["Centerville","1105_G_3",1105,"G","3",null,"Combustion Turbine","IC Engine","MIS_IA","Iowa",19,"Appanoose",7,"19007",1.9,12386,1963,2017,"","","N","Distillate Fuel Oil","",{"$nulls":13},2.5,{"v":0.7303252651467953,"d":"0.7303"},{"v":0.7303252651467953,"d":"0.7303"},{"v":0.7303252651467953,"d":"0.7303"},{"v":0.7303252651467953,"d":"0.7303"},{"$nulls":6},""]
["Centerville","1105_G_GT1",1105,"G","GT1",null,"Combustion Turbine","Combustion Turbine","MIS_IA","Iowa",19,"Appanoose",7,"19007",26,15139,1990,2017,"","","N","Distillate Fuel Oil","",{"$nulls":13},2.5,{"v":0.7118348202759887,"d":"0.7118"},{"v":0.7118348202759887,"d":"0.7118"},{"v":0.7118348202759887,"d":"0.7118"},{"v":0.7118348202759887,"d":"0.7118"},{"$nulls":6},""]
["Centerville","1105_G_GT2",1105,"G","GT2",null,"Combustion Turbine","Combustion Turbine","MIS_IA","Iowa",19,"Appanoose",7,"19007",25,15332,1990,2017,"","","N","Distillate Fuel Oil","",{"$nulls":13},2.5,{"v":0.7518974508294031,"d":"0.7519"},{"v":0.7518974508294031,"d":"0.7519"},{"v":0.7518974508294031,"d":"0.7519"},{"v":0.7518974508294031,"d":"0.7519"},{"$nulls":6},""]
["Alta Municipal Utilities","1121_G_3",1121,"G","3",null,"Combustion Turbine","IC Engine","MIS_MIDA","Iowa",19,"Buena Vista",21,"19021",1,15398,1990,2014,"","","N","Distillate Fuel Oil","",{"$nulls":13},2.5,{"v":2.3354529520972003,"d":"2.3355"},{"v":2.3354529520972003,"d":"2.3355"},{"v":2.3354529520972003,"d":"2.3355"},{"v":2.3354529520972003,"d":"2.3355"},{"$nulls":6},""]
["Bancroft","1125_G_4",1125,"G","4",null,"Combustion Turbine","IC Engine","MIS_MIDA","Iowa",19,"Kossuth",109,"19109",0.3,13385,1948,2014,"","","N","Distillate Fuel Oil","",{"$nulls":13},2.5,{"v":0.7303252651467953,"d":"0.7303"},{"v":0.7303252651467953,"d":"0.7303"},{"v":0.7303252651467953,"d":"0.7303"},{"v":0.7303252651467953,"d":"0.7303"},{"$nulls":6},""]
["Indianola","1150_G_1",1150,"G","1",null,"Combustion Turbine","IC Engine","MIS_MIDA","Iowa",19,"Warren",181,"19181",0.6,12774,1946,2012,"","","N","Distillate Fuel Oil","",{"$nulls":13},2.5,{"v":0.7303252651467953,"d":"0.7303"},{"v":0.7303252651467953,"d":"0.7303"},{"v":0.7303252651467953,"d":"0.7303"},{"v":0.7303252651467953,"d":"0.7303"},{"$nulls":6},""]
["Indianola","1150_G_2",1150,"G","2",null,"Combustion Turbine","IC Engine","MIS_MIDA","Iowa",19,"Warren",181,"19181",1.3,12774,1949,2012,"","","N","Natural Gas, Distillate Fuel Oil","",{"$nulls":13},2.5,{"v":0.7303252651467953,"d":"0.7303"},{"v":0.7303252651467953,"d":"0.7303"},{"v":0.7303252651467953,"d":"0.7303"},{"v":0.7303252651467953,"d":"0.7303"},{"$nulls":6},""]
["Indianola","1150_G_4",1150,"G","4",null,"Combustion Turbine","IC Engine","MIS_MIDA","Iowa",19,"Warren",181,"19181",1.3,12774,1961,2012,"","","N","Natural Gas, Distillate Fuel Oil","",{"$nulls":13},2.5,{"v":0.7303252651467953,"d":"0.7303"},{"v":0.7303252651467953,"d":"0.7303"},{"v":0.7303252651467953,"d":"0.7303"},{"v":0.7303252651467953,"d":"0.7303"},{"$nulls":6},""]
["La Porte","1156_G_2",1156,"G","2",null,"Combustion Turbine","IC Engine","MIS_IL","Iowa",19,"Black Hawk",13,"19013",1.1,18102,1963,2013,"","","N","Distillate Fuel Oil","",{"$nulls":13},0.0555,{"v":0.7303252651467953,"d":"0.7303"},{"v":0.7303252651467953,"d":"0.7303"},{"v":0.7303252651467953,"d":"0.7303"},{"v":0.7303252651467953,"d":"0.7303"},{"$nulls":6},""]
["La Porte","1156_G_5",1156,"G","5",null,"Combustion Turbine","IC Engine","MIS_IL","Iowa",19,"Black Hawk",13,"19013",0.8,18036,1956,2013,"","","N","Distillate Fuel Oil","",{"$nulls":13},0.0563,{"v":0.7303252651467953,"d":"0.7303"},{"v":0.7303252651467953,"d":"0.7303"},{"v":0.7303252651467953,"d":"0.7303"},{"v":0.7303252651467953,"d":"0.7303"},{"$nulls":6},""]
["Milford","1164_G_1",1164,"G","1",null,"Combustion Turbine","IC Engine","MIS_IA","Iowa",19,"DICKINSON",59,"19059",0.6,11499,1954,2018,"","","N","Distillate Fuel Oil","",{"$nulls":13},1.5458,{"v":0.7303252651467953,"d":"0.7303"},{"v":0.7303252651467953,"d":"0.7303"},{"v":0.7303252651467953,"d":"0.7303"},{"v":0.7303252651467953,"d":"0.7303"},{"$nulls":6},""]
["Milford","1164_G_4",1164,"G","4",null,"Combustion Turbine","IC Engine","MIS_IA","Iowa",19,"DICKINSON",59,"19059",0.5,11332,1949,2018,"","","N","Distillate Fuel Oil","",{"$nulls":13},1.564,{"v":0.7303252651467953,"d":"0.7303"},{"v":0.7303252651467953,"d":"0.7303"},{"v":0.7303252651467953,"d":"0.7303"},{"v":0.7303252651467953,"d":"0.7303"},{"$nulls":6},""]
["Whittemore","1201_G_1",1201,"G","1",null,"Combustion Turbine","IC Engine","MIS_IL","Iowa",19,"Kossuth",109,"19109",0.1,12774,1946,1990,"","","N","Natural Gas, Distillate Fuel Oil","",{"$nulls":13},2.5,{"v":0.7303252651467953,"d":"0.7303"},{"v":0.7303252651467953,"d":"0.7303"},{"v":0.7303252651467953,"d":"0.7303"},{"v":0.7303252651467953,"d":"0.7303"},{"$nulls":6},""]
["Whittemore","1201_G_2",1201,"G","2",null,"Combustion Turbine","IC Engine","MIS_IL","Iowa",19,"Kossuth",109,"19109",0.5,12774,1956,2008,"","","N","Natural Gas, Distillate Fuel Oil","",{"$nulls":13},2.5,{"v":0.7303252651467953,"d":"0.7303"},{"v":0.7303252651467953,"d":"0.7303"},{"v":0.7303252651467953,"d":"0.7303"},{"v":0.7303252651467953,"d":"0.7303"},{"$nulls":6},""]
["Whittemore","1201_G_3",1201,"G","3",null,"Combustion Turbine","IC Engine","MIS_IL","Iowa",19,"Kossuth",109,"19109",0.2,12774,1950,1991,"","","N","Natural Gas, Distillate Fuel Oil","",{"$nulls":13},2.5,{"v":0.7303252651467953,"d":"0.7303"},{"v":0.7303252651467953,"d":"0.7303"},{"v":0.7303252651467953,"d":"0.7303"},{"v":0.7303252651467953,"d":"0.7303"},{"$nulls":6},""]
["Ashland","1259_G_4",1259,"G","4",null,"Combustion Turbine","IC Engine","SPP_N","Kansas",20,"Clark",25,"20025",1.1,11497,1958,2014,"","","N","Distillate Fuel Oil","",{"$nulls":14},{"v":2.3354529520972003,"d":"2.3355"},{"v":2.3354529520972003,"d":"2.3355"},{"v":2.3354529520972003,"d":"2.3355"},{"v":2.3354529520972003,"d":"2.3355"},{"$nulls":6},""]
["Hoisington","1286_G_1",1286,"G","1",null,"Combustion Turbine","IC Engine","SPP_N","Kansas",20,"Barton",9,"20009",0.2,18585,1940,2004,"","","N","Distillate Fuel Oil","",{"$nulls":14},{"v":2.3354529520972003,"d":"2.3355"},{"v":2.3354529520972003,"d":"2.3355"},{"v":2.3354529520972003,"d":"2.3355"},{"v":2.3354529520972003,"d":"2.3355"},{"$nulls":6},""]
["Jetmore","1292_G_1",1292,"G","1",null,"Combustion Turbine","IC Engine","SPP_N","Kansas",20,"HODGEMAN",83,"20083",1,10745,1960,2014,"","","N","Natural Gas, Distillate Fuel Oil","",{"$nulls":13},3,{"v":2.3354529520972003,"d":"2.3355"},{"v":2.3354529520972003,"d":"2.3355"},{"v":2.3354529520972003,"d":"2.3355"},{"v":2.3354529520972003,"d":"2.3355"},{"$nulls":6},""]
["Jetmore","1292_G_2",1292,"G","2",null,"Combustion Turbine","IC Engine","SPP_N","Kansas",20,"HODGEMAN",83,"20083",0.4,10745,1951,2014,"","","N","Natural Gas, Distillate Fuel Oil","",{"$nulls":13},3,{"v":2.3354529520972003,"d":"2.3355"},{"v":2.3354529520972003,"d":"2.3355"},{"v":2.3354529520972003,"d":"2.3355"},{"v":2.3354529520972003,"d":"2.3355"},{"$nulls":6},""]
["Jetmore","1292_G_5",1292,"G","5",null,"Combustion Turbine","IC Engine","SPP_N","Kansas",20,"HODGEMAN",83,"20083",1.5,14843,1966,2014,"","","N","Natural Gas, Distillate Fuel Oil","",{"$nulls":13},3,{"v":2.3354529520972003,"d":"2.3355"},{"v":2.3354529520972003,"d":"2.3355"},{"v":2.3354529520972003,"d":"2.3355"},{"v":2.3354529520972003,"d":"2.3355"},{"$nulls":6},""]
["Jetmore","1292_G_6",1292,"G","6",null,"Combustion Turbine","IC Engine","SPP_N","Kansas",20,"HODGEMAN",83,"20083",1.2,10745,1966,2014,"","","N","Distillate Fuel Oil","",{"$nulls":13},3,{"v":2.3354529520972003,"d":"2.3355"},{"v":2.3354529520972003,"d":"2.3355"},{"v":2.3354529520972003,"d":"2.3355"},{"v":2.3354529520972003,"d":"2.3355"},{"$nulls":6},""]
["Jetmore","1292_G_7",1292,"G","7",null,"Combustion Turbine","IC Engine","SPP_N","Kansas",20,"HODGEMAN",83,"20083",0.9,10745,1966,2014,"","","N","Distillate Fuel Oil","",{"$nulls":13},3,{"v":2.3354529520972003,"d":"2.3355"},{"v":2.3354529520972003,"d":"2.3355"},{"v":2.3354529520972003,"d":"2.3355"},{"v":2.3354529520972003,"d":"2.3355"},{"$nulls":6},""]
["Minneapolis City of","1307_G_1",1307,"G","1",null,"Combustion Turbine","IC Engine","SPP_N","Kansas",20,"OTTAWA",143,"20143",0.4,12473,1936,2009,"","","N","Distillate Fuel Oil","",{"$nulls":13},3,{"v":2.3354529520972003,"d":"2.3355"},{"v":2.3354529520972003,"d":"2.3355"},{"v":2.3354529520972003,"d":"2.3355"},{"v":2.3354529520972003,"d":"2.3355"},{"$nulls":6},""]
["Minneapolis City of","1307_G_2",1307,"G","2",null,"Combustion Turbine","IC Engine","SPP_N","Kansas",20,"OTTAWA",143,"20143",0.5,12503,1947,2009,"","","N","Natural Gas, Distillate Fuel Oil","",{"$nulls":13},3,{"v":2.0543300185532067,"d":"2.0543"},{"v":2.0543300185532067,"d":"2.0543"},{"v":2.0543300185532067,"d":"2.0543"},{"v":2.0543300185532067,"d":"2.0543"},{"$nulls":6},""]
["Great Bend","1334_G_1",1334,"G","1",null,"Combustion Turbine","IC Engine","SPP_WEST","Kansas",20,"Barton",9,"20009",1,18000,1947,2013,"","","N","Natural Gas, Distillate Fuel Oil","",{"$nulls":14},{"v":2.0543300185532067,"d":"2.0543"},{"v":2.0543300185532067,"d":"2.0543"},{"v":2.0543300185532067,"d":"2.0543"},{"v":2.0543300185532067,"d":"2.0543"},{"$nulls":6},""]
["Great Bend","1334_G_2",1334,"G","2",null,"Combustion Turbine","IC Engine","SPP_WEST","Kansas",20,"Barton",9,"20009",1,18000,1947,2013,"","","N","Natural Gas, Distillate Fuel Oil","",{"$nulls":14},{"v":2.0543300185532067,"d":"2.0543"},{"v":2.0543300185532067,"d":"2.0543"},{"v":2.0543300185532067,"d":"2.0543"},{"v":2.0543300185532067,"d":"2.0543"},{"$nulls":6},""]
["Great Bend","1334_G_3",1334,"G","3",null,"Combustion Turbine","IC Engine","SPP_WEST","Kansas",20,"Barton",9,"20009",1,18000,1949,2013,"","","N","Natural Gas, Distillate Fuel Oil","",{"$nulls":14},{"v":2.0543300185532067,"d":"2.0543"},{"v":2.0543300185532067,"d":"2.0543"},{"v":2.0543300185532067,"d":"2.0543"},{"v":2.0543300185532067,"d":"2.0543"},{"$nulls":6},""]
["Great Bend","1334_G_4",1334,"G","4",null,"Combustion Turbine","IC Engine","SPP_WEST","Kansas",20,"Barton",9,"20009",1,18000,1949,2013,"","","N","Natural Gas, Distillate Fuel Oil","",{"$nulls":14},{"v":2.0543300185532067,"d":"2.0543"},{"v":2.0543300185532067,"d":"2.0543"},{"v":2.0543300185532067,"d":"2.0543"},{"v":2.0543300185532067,"d":"2.0543"},{"$nulls":6},""]
["Great Bend","1334_G_5",1334,"G","5",null,"Combustion Turbine","IC Engine","SPP_WEST","Kansas",20,"Barton",9,"20009",3,18000,1954,2013,"","","N","Natural Gas, Distillate Fuel Oil","",{"$nulls":14},{"v":2.0543300185532067,"d":"2.0543"},{"v":2.0543300185532067,"d":"2.0543"},{"v":2.0543300185532067,"d":"2.0543"},{"v":2.0543300185532067,"d":"2.0543"},{"$nulls":6},""]
["Haefling","1358_G_3",1358,"G","3",null,"Combustion Turbine","Combustion Turbine","S_C_KY","Kentucky",21,"Fayette",67,"21067",12,25000,1970,2013,"","","N","Natural Gas, Distillate Fuel Oil","",{"$nulls":13},4.807472676,0.7001,0.7001,0.7001,0.7001,{"$nulls":6},""]
["Bar Harbor","1466_G_1",1466,"G","1",null,"Combustion Turbine","IC Engine","NENG_ME","Maine",23,"Hancock",9,"23009",2,10745,1961,2012,"","","N","Distillate Fuel Oil","",{"$nulls":13},2,{"v":2.3354529520972003,"d":"2.3355"},{"v":2.3354529520972003,"d":"2.3355"},{"v":2.3354529520972003,"d":"2.3355"},{"v":2.3354529520972003,"d":"2.3355"},{"$nulls":6},""]
["Bar Harbor","1466_G_2",1466,"G","2",null,"Combustion Turbine","IC Engine","NENG_ME","Maine",23,"Hancock",9,"23009",2,10745,1961,2014,"","","N","Distillate Fuel Oil","",{"$nulls":13},2,{"v":2.3354529520972003,"d":"2.3355"},{"v":2.3354529520972003,"d":"2.3355"},{"v":2.3354529520972003,"d":"2.3355"},{"v":2.3354529520972003,"d":"2.3355"},{"$nulls":6},""]
["Bar Harbor","1466_G_3",1466,"G","3",null,"Combustion Turbine","IC Engine","NENG_ME","Maine",23,"Hancock",9,"23009",2,10745,1961,2012,"","","N","Distillate Fuel Oil","",{"$nulls":13},2,{"v":2.3354529520972003,"d":"2.3355"},{"v":2.3354529520972003,"d":"2.3355"},{"v":2.3354529520972003,"d":"2.3355"},{"v":2.3354529520972003,"d":"2.3355"},{"$nulls":6},""]
["Bar Harbor","1466_G_4",1466,"G","4",null,"Combustion Turbine","IC Engine","NENG_ME","Maine",23,"Hancock",9,"23009",2,10745,1961,2014,"","","N","Distillate Fuel Oil","",{"$nulls":13},2,{"v":2.3354529520972003,"d":"2.3355"},{"v":2.3354529520972003,"d":"2.3355"},{"v":2.3354529520972003,"d":"2.3355"},{"v":2.3354529520972003,"d":"2.3355"},{"$nulls":6},""]
["Brayton Point","1619_G_IC1",1619,"G","IC1",null,"Combustion Turbine","IC Engine","NENGREST","Massachusetts",25,"Bristol",5,"25005",2.5,10745,1967,2013,"","","N","Distillate Fuel Oil","",{"$nulls":13},0.7890867906976743,{"v":2.3354529520972003,"d":"2.3355"},{"v":2.3354529520972003,"d":"2.3355"},{"v":2.3354529520972003,"d":"2.3355"},{"v":2.3354529520972003,"d":"2.3355"},{"$nulls":6},""]
["Brayton Point","1619_G_IC2",1619,"G","IC2",null,"Combustion Turbine","IC Engine","NENGREST","Massachusetts",25,"Bristol",5,"25005",2.5,10770,1967,2013,"","","N","Distillate Fuel Oil","",{"$nulls":14},{"v":2.3354529520972003,"d":"2.3355"},{"v":2.3354529520972003,"d":"2.3355"},{"v":2.3354529520972003,"d":"2.3355"},{"v":2.3354529520972003,"d":"2.3355"},{"$nulls":6},""]
["Brayton Point","1619_G_IC3",1619,"G","IC3",null,"Combustion Turbine","IC Engine","NENGREST","Massachusetts",25,"Bristol",5,"25005",2.5,10770,1967,2013,"","","N","Distillate Fuel Oil","",{"$nulls":13},0.7890867906976743,{"v":2.3354529520972003,"d":"2.3355"},{"v":2.3354529520972003,"d":"2.3355"},{"v":2.3354529520972003,"d":"2.3355"},{"v":2.3354529520972003,"d":"2.3355"},{"$nulls":6},""]
["Brayton Point","1619_G_IC4",1619,"G","IC4",null,"Combustion Turbine","IC Engine","NENGREST","Massachusetts",25,"Bristol",5,"25005",2.5,10770,1967,2013,"","","N","Distillate Fuel Oil","",{"$nulls":13},0.7890867906976743,{"v":2.3354529520972003,"d":"2.3355"},{"v":2.3354529520972003,"d":"2.3355"},{"v":2.3354529520972003,"d":"2.3355"},{"v":2.3354529520972003,"d":"2.3355"},{"$nulls":6},""]
["Cecil Lynch","167_G_4",167,"G","4",null,"Combustion Turbine","IC Engine","S_D_N_AR","Arkansas",5,"Pulaski",119,"05119",5,14400,1967,2013,"","","N","Distillate Fuel Oil","",{"$nulls":14},{"v":2.3354529520972003,"d":"2.3355"},{"v":2.3354529520972003,"d":"2.3355"},{"v":2.3354529520972003,"d":"2.3355"},{"v":2.3354529520972003,"d":"2.3355"},{"$nulls":6},""]
["High Street Station","1670_G_4",1670,"G","4",null,"Combustion Turbine","IC Engine","NENGREST","Massachusetts",25,"ESSEX",9,"25009",0.6,12774,1937,2006,"","","N","Distillate Fuel Oil","",{"$nulls":14},{"v":2.3354529520972003,"d":"2.3355"},{"v":2.3354529520972003,"d":"2.3355"},{"v":2.3354529520972003,"d":"2.3355"},{"v":2.3354529520972003,"d":"2.3355"},{"$nulls":6},""]
["B E Morrow","1696_G_A",1696,"G","A",null,"Combustion Turbine","Combustion Turbine","MIS_LMI","Michigan",26,"Kalamazoo",77,"26077",12.8,17827,1968,2014,"","","N","Natural Gas","",{"$nulls":13},1.67,{"v":0.5924394044715431,"d":"0.5924"},{"v":0.5924394044715431,"d":"0.5924"},{"v":0.5924394044715431,"d":"0.5924"},{"v":0.5924394044715431,"d":"0.5924"},{"$nulls":6},""]
["B E Morrow","1696_G_B",1696,"G","B",null,"Combustion Turbine","Combustion Turbine","MIS_LMI","Michigan",26,"Kalamazoo",77,"26077",10.6,17884,1969,2014,"","","N","Natural Gas","",{"$nulls":13},1.67,{"v":0.5924394044715431,"d":"0.5924"},{"v":0.5924394044715431,"d":"0.5924"},{"v":0.5924394044715431,"d":"0.5924"},{"v":0.5924394044715431,"d":"0.5924"},{"$nulls":6},""]
["Gaylord","1706_G_4",1706,"G","4",null,"Combustion Turbine","Combustion Turbine","MIS_LMI","Michigan",26,"Otsego",137,"26137",14,16700,1966,2013,"","","N","Natural Gas","",{"$nulls":13},1.67,{"v":0.5924394044715431,"d":"0.5924"},{"v":0.5924394044715431,"d":"0.5924"},{"v":0.5924394044715431,"d":"0.5924"},{"v":0.5924394044715431,"d":"0.5924"},{"$nulls":6},""]
["Mabelvale","171_G_2",171,"G","2",null,"Combustion Turbine","Combustion Turbine","S_D_N_AR","Arkansas",5,"Pulaski",119,"05119",14,15787,1970,2013,"","","N","Natural Gas, Distillate Fuel Oil","",{"$nulls":14},{"v":0.4777602100541084,"d":"0.4778"},{"v":0.4777602100541084,"d":"0.4778"},{"v":0.4777602100541084,"d":"0.4778"},{"v":0.4777602100541084,"d":"0.4778"},{"$nulls":6},""]
["Mabelvale","171_G_4",171,"G","4",null,"Combustion Turbine","Combustion Turbine","S_D_N_AR","Arkansas",5,"Pulaski",119,"05119",14,15787,1970,2013,"","","N","Natural Gas, Distillate Fuel Oil","",{"$nulls":14},{"v":0.4777602100541084,"d":"0.4778"},{"v":0.4777602100541084,"d":"0.4778"},{"v":0.4777602100541084,"d":"0.4778"},{"v":0.4777602100541084,"d":"0.4778"},{"$nulls":6},""]
["Thetford","1719_G_5",1719,"G","5",null,"Combustion Turbine","Combustion Turbine","MIS_LMI","Michigan",26,"Genesee",49,"26049",15,17662,1971,2013,"","","N","Natural Gas","",{"$nulls":13},1.67,{"v":0.2,"d":"0.2000"},{"v":0.2,"d":"0.2000"},{"v":0.2,"d":"0.2000"},{"v":0.2,"d":"0.2000"},{"$nulls":6},""]
["Thetford","1719_G_6",1719,"G","6",null,"Combustion Turbine","Combustion Turbine","MIS_LMI","Michigan",26,"Genesee",49,"26049",15,17662,1971,2013,"","","N","Natural Gas","",{"$nulls":13},1.67,{"v":0.2,"d":"0.2000"},{"v":0.2,"d":"0.2000"},{"v":0.2,"d":"0.2000"},{"v":0.2,"d":"0.2000"},{"$nulls":6},""]
["Thetford","1719_G_7",1719,"G","7",null,"Combustion Turbine","Combustion Turbine","MIS_LMI","Michigan",26,"Genesee",49,"26049",14,17662,1971,2013,"","","N","Natural Gas","",{"$nulls":13},1.67,{"v":0.5924394044715431,"d":"0.5924"},{"v":0.5924394044715431,"d":"0.5924"},{"v":0.5924394044715431,"d":"0.5924"},{"v":0.5924394044715431,"d":"0.5924"},{"$nulls":6},""]
["Thetford","1719_G_8",1719,"G","8",null,"Combustion Turbine","Combustion Turbine","MIS_LMI","Michigan",26,"Genesee",49,"26049",11.1,24266,1971,2013,"","","N","Natural Gas","",{"$nulls":13},1.67,{"v":0.2,"d":"0.2000"},{"v":0.2,"d":"0.2000"},{"v":0.2,"d":"0.2000"},{"v":0.2,"d":"0.2000"},{"$nulls":6},""]
["Thetford","1719_G_9",1719,"G","9",null,"Combustion Turbine","Combustion Turbine","MIS_LMI","Michigan",26,"Genesee",49,"26049",10.6,24298,1971,2013,"","","N","Natural Gas","",{"$nulls":13},1.67,{"v":0.2,"d":"0.2000"},{"v":0.2,"d":"0.2000"},{"v":0.2,"d":"0.2000"},{"v":0.2,"d":"0.2000"},{"$nulls":6},""]
["J C Weadock","1720_G_A",1720,"G","A",null,"Combustion Turbine","Combustion Turbine","MIS_LMI","Michigan",26,"Bay",17,"26017",13,17662,1968,2016,"","","N","Natural Gas","",{"$nulls":13},1.67,{"v":0.5924394044715431,"d":"0.5924"},{"v":0.5924394044715431,"d":"0.5924"},{"v":0.5924394044715431,"d":"0.5924"},{"v":0.5924394044715431,"d":"0.5924"},{"$nulls":6},""]
["J R Whiting","1723_G_A",1723,"G","A",null,"Combustion Turbine","Combustion Turbine","MIS_LMI","Michigan",26,"Monroe",115,"26115",13,18633,1968,2016,"","","N","Distillate Fuel Oil","",{"$nulls":13},1.11,{"v":0.7653828280223779,"d":"0.7654"},{"v":0.7653828280223779,"d":"0.7654"},{"v":0.7653828280223779,"d":"0.7654"},{"v":0.7653828280223779,"d":"0.7654"},{"$nulls":6},""]
["Conners Creek","1726_G_1",1726,"G","1",null,"Combustion Turbine","IC Engine","MIS_LMI","Michigan",26,"Wayne",163,"26163",2.3,12774,1971,2013,"","","N","Distillate Fuel Oil","",{"$nulls":13},1.67,{"v":2.3354529520972003,"d":"2.3355"},{"v":2.3354529520972003,"d":"2.3355"},{"v":2.3354529520972003,"d":"2.3355"},{"v":2.3354529520972003,"d":"2.3355"},{"$nulls":6},""]
["Conners Creek","1726_G_2",1726,"G","2",null,"Combustion Turbine","IC Engine","MIS_LMI","Michigan",26,"Wayne",163,"26163",2.3,12774,1971,2013,"","","N","Distillate Fuel Oil","",{"$nulls":13},1.67,{"v":2.3354529520972003,"d":"2.3355"},{"v":2.3354529520972003,"d":"2.3355"},{"v":2.3354529520972003,"d":"2.3355"},{"v":2.3354529520972003,"d":"2.3355"},{"$nulls":6},""]
["Dayton","1727_G_1",1727,"G","1",null,"Combustion Turbine","IC Engine","MIS_LMI","Michigan",26,"Wayne",163,"26163",2,12774,1966,2013,"","","N","Distillate Fuel Oil","",{"$nulls":13},1.67,{"v":2.3354529520972003,"d":"2.3355"},{"v":2.3354529520972003,"d":"2.3355"},{"v":2.3354529520972003,"d":"2.3355"},{"v":2.3354529520972003,"d":"2.3355"},{"$nulls":6},""]
["Dayton","1727_G_2",1727,"G","2",null,"Combustion Turbine","IC Engine","MIS_LMI","Michigan",26,"Wayne",163,"26163",2,12774,1966,2013,"","","N","Distillate Fuel Oil","",{"$nulls":13},1.67,{"v":2.3354529520972003,"d":"2.3355"},{"v":2.3354529520972003,"d":"2.3355"},{"v":2.3354529520972003,"d":"2.3355"},{"v":2.3354529520972003,"d":"2.3355"},{"$nulls":6},""]
["Dayton","1727_G_3",1727,"G","3",null,"Combustion Turbine","IC Engine","MIS_LMI","Michigan",26,"Wayne",163,"26163",2,12774,1966,2013,"","","N","Distillate Fuel Oil","",{"$nulls":13},1.67,{"v":2.3354529520972003,"d":"2.3355"},{"v":2.3354529520972003,"d":"2.3355"},{"v":2.3354529520972003,"d":"2.3355"},{"v":2.3354529520972003,"d":"2.3355"},{"$nulls":6},""]
["Dayton","1727_G_4",1727,"G","4",null,"Combustion Turbine","IC Engine","MIS_LMI","Michigan",26,"Wayne",163,"26163",2,12774,1966,2013,"","","N","Distillate Fuel Oil","",{"$nulls":13},1.67,{"v":2.3354529520972003,"d":"2.3355"},{"v":2.3354529520972003,"d":"2.3355"},{"v":2.3354529520972003,"d":"2.3355"},{"v":2.3354529520972003,"d":"2.3355"},{"$nulls":6},""]
["Dayton","1727_G_5",1727,"G","5",null,"Combustion Turbine","IC Engine","MIS_LMI","Michigan",26,"Wayne",163,"26163",2,12774,1966,2013,"","","N","Distillate Fuel Oil","",{"$nulls":13},1.67,{"v":2.3354529520972003,"d":"2.3355"},{"v":2.3354529520972003,"d":"2.3355"},{"v":2.3354529520972003,"d":"2.3355"},{"v":2.3354529520972003,"d":"2.3355"},{"$nulls":6},""]
["Robert E Ritchie","173_G_GT1",173,"G","GT1",null,"Combustion Turbine","Combustion Turbine","S_D_N_AR","Arkansas",5,"Phillips",107,"05107",16,25000,1970,2013,"","","N","Natural Gas","",{"$nulls":14},{"v":0.4777602100541084,"d":"0.4778"},{"v":0.4777602100541084,"d":"0.4778"},{"v":0.4777602100541084,"d":"0.4778"},{"v":0.4777602100541084,"d":"0.4778"},{"$nulls":6},""]
["Harbor Beach","1731_G_IC1",1731,"G","IC1",null,"Combustion Turbine","IC Engine","MIS_LMI","Michigan",26,"Huron",63,"26063",2,12774,1967,2013,"","","N","Distillate Fuel Oil","",{"$nulls":13},1.67,{"v":2.3354529520972003,"d":"2.3355"},{"v":2.3354529520972003,"d":"2.3355"},{"v":2.3354529520972003,"d":"2.3355"},{"v":2.3354529520972003,"d":"2.3355"},{"$nulls":6},""]
["Harbor Beach","1731_G_IC2",1731,"G","IC2",null,"Combustion Turbine","IC Engine","MIS_LMI","Michigan",26,"Huron",63,"26063",2,12774,1967,2013,"","","N","Distillate Fuel Oil","",{"$nulls":13},1.67,{"v":2.3354529520972003,"d":"2.3355"},{"v":2.3354529520972003,"d":"2.3355"},{"v":2.3354529520972003,"d":"2.3355"},{"v":2.3354529520972003,"d":"2.3355"},{"$nulls":6},""]
["Twin Falls","1784_G_1",1784,"G","1",null,"Hydro","","MIS_WUMS","Michigan",26,"Dickinson",43,"26043",0.2,0,1912,2016,"","","N","Hydro","",{"$nulls":14},0,0,0,0,{"$nulls":6},""]
["Twin Falls","1784_G_2",1784,"G","2",null,"Hydro","","MIS_WUMS","Michigan",26,"Dickinson",43,"26043",0.2,0,1912,2016,"","","N","Hydro","",{"$nulls":14},0,0,0,0,{"$nulls":6},""]
["Twin Falls","1784_G_3",1784,"G","3",null,"Hydro","","MIS_WUMS","Michigan",26,"Dickinson",43,"26043",0.9,0,1912,2016,"","","N","Hydro","",{"$nulls":14},0,0,0,0,{"$nulls":6},""]
["Twin Falls","1784_G_4",1784,"G","4",null,"Hydro","","MIS_WUMS","Michigan",26,"Dickinson",43,"26043",1,0,1916,2016,"","","N","Hydro","",{"$nulls":14},0,0,0,0,{"$nulls":6},""]
["Twin Falls","1784_G_5",1784,"G","5",null,"Hydro","","MIS_WUMS","Michigan",26,"Dickinson",43,"26043",0.8,0,1916,2016,"","","N","Hydro","",{"$nulls":14},0,0,0,0,{"$nulls":6},""]
["Coldwater","1819_G_IC4",1819,"G","IC4",null,"Combustion Turbine","IC Engine","MIS_LMI","Michigan",26,"Branch",23,"26023",2.5,25000,1974,2014,"","","N","Distillate Fuel Oil","",{"$nulls":13},1.67,{"v":2.3354529520972003,"d":"2.3355"},{"v":2.3354529520972003,"d":"2.3355"},{"v":2.3354529520972003,"d":"2.3355"},{"v":2.3354529520972003,"d":"2.3355"},{"$nulls":6},""]
["Coldwater","1819_G_IC5",1819,"G","IC5",null,"Combustion Turbine","IC Engine","MIS_LMI","Michigan",26,"Branch",23,"26023",6,18000,1978,2013,"","","N","Natural Gas, Distillate Fuel Oil","",{"$nulls":13},1.67,{"v":2.0543300185532067,"d":"2.0543"},{"v":2.0543300185532067,"d":"2.0543"},{"v":2.0543300185532067,"d":"2.0543"},{"v":2.0543300185532067,"d":"2.0543"},{"$nulls":6},""]
["Mistersky","1822_G_6",1822,"G","6",null,"O/G Steam","","MIS_LMI","Michigan",26,"Wayne",163,"26163",50,13555,1958,2014,"","","Y","Natural Gas","",{"$nulls":13},1.4000000000000001,{"v":0.22250574170516046,"d":"0.2225"},{"v":0.22250574170516046,"d":"0.2225"},{"v":0.22250574170516046,"d":"0.2225"},{"v":0.22250574170516046,"d":"0.2225"},{"$nulls":6},""]
["Mistersky","1822_G_GT1",1822,"G","GT1",null,"Combustion Turbine","Combustion Turbine","MIS_LMI","Michigan",26,"Wayne",163,"26163",25,25000,1974,2014,"","","N","Distillate Fuel Oil","",{"$nulls":13},1.67,1.1994,1.1994,1.1994,1.1994,{"$nulls":6},""]
["Hillsdale","1829_G_10",1829,"G","10",null,"Combustion Turbine","IC Engine","MIS_LMI","Michigan",26,"Hillsdale",59,"26059",1.8,12077,2008,2013,"","","N","Distillate Fuel Oil","",{"$nulls":14},{"v":2.3354529520972003,"d":"2.3355"},{"v":2.3354529520972003,"d":"2.3355"},{"v":2.3354529520972003,"d":"2.3355"},{"v":2.3354529520972003,"d":"2.3355"},{"$nulls":6},""]
["Hillsdale","1829_G_7",1829,"G","7",null,"Combustion Turbine","IC Engine","MIS_LMI","Michigan",26,"Hillsdale",59,"26059",1.5,11751,2008,2013,"","","N","Distillate Fuel Oil","",{"$nulls":14},{"v":2.3354529520972003,"d":"2.3355"},{"v":2.3354529520972003,"d":"2.3355"},{"v":2.3354529520972003,"d":"2.3355"},{"v":2.3354529520972003,"d":"2.3355"},{"$nulls":6},""]
["Hillsdale","1829_G_8",1829,"G","8",null,"Combustion Turbine","IC Engine","MIS_LMI","Michigan",26,"Hillsdale",59,"26059",1.5,11751,2008,2013,"","","N","Distillate Fuel Oil","",{"$nulls":14},{"v":2.3354529520972003,"d":"2.3355"},{"v":2.3354529520972003,"d":"2.3355"},{"v":2.3354529520972003,"d":"2.3355"},{"v":2.3354529520972003,"d":"2.3355"},{"$nulls":6},""]
["Hillsdale","1829_G_9",1829,"G","9",null,"Combustion Turbine","IC Engine","MIS_LMI","Michigan",26,"Hillsdale",59,"26059",1.8,12077,2008,2013,"","","N","Distillate Fuel Oil","",{"$nulls":14},{"v":2.3354529520972003,"d":"2.3355"},{"v":2.3354529520972003,"d":"2.3355"},{"v":2.3354529520972003,"d":"2.3355"},{"v":2.3354529520972003,"d":"2.3355"},{"$nulls":6},""]
["Marshall","1844_G_IC2",1844,"G","IC2",null,"Combustion Turbine","IC Engine","MIS_LMI","Michigan",26,"Calhoun",25,"26025",0.9,18000,1953,2015,"","","N","Natural Gas, Distillate Fuel Oil","",{"$nulls":13},1.67,{"v":2.0543300185532067,"d":"2.0543"},{"v":2.0543300185532067,"d":"2.0543"},{"v":2.0543300185532067,"d":"2.0543"},{"v":2.0543300185532067,"d":"2.0543"},{"$nulls":6},""]
["Marshall","1844_G_IC4",1844,"G","IC4",null,"Combustion Turbine","IC Engine","MIS_LMI","Michigan",26,"Calhoun",25,"26025",0.7,24939,1942,2015,"","","N","Distillate Fuel Oil","",{"$nulls":13},1.67,{"v":2.3354529520972003,"d":"2.3355"},{"v":2.3354529520972003,"d":"2.3355"},{"v":2.3354529520972003,"d":"2.3355"},{"v":2.3354529520972003,"d":"2.3355"},{"$nulls":6},""]
["Marshall","1844_G_IC5",1844,"G","IC5",null,"Combustion Turbine","IC Engine","MIS_LMI","Michigan",26,"Calhoun",25,"26025",1.4,18000,1948,2015,"","","N","Natural Gas, Distillate Fuel Oil","",{"$nulls":13},1.67,{"v":2.0543300185532067,"d":"2.0543"},{"v":2.0543300185532067,"d":"2.0543"},{"v":2.0543300185532067,"d":"2.0543"},{"v":2.0543300185532067,"d":"2.0543"},{"$nulls":6},""]
["Hills","1889_G_1",1889,"G","1",null,"Combustion Turbine","IC Engine","MIS_IA","Minnesota",27,"Rock",133,"27133",2,12774,1996,2015,"","","N","Distillate Fuel Oil","",{"$nulls":14},{"v":2.3354529520972003,"d":"2.3355"},{"v":2.3354529520972003,"d":"2.3355"},{"v":2.3354529520972003,"d":"2.3355"},{"v":2.3354529520972003,"d":"2.3355"},{"$nulls":6},""]
["Hills","1889_G_2",1889,"G","2",null,"Combustion Turbine","IC Engine","MIS_IA","Minnesota",27,"Rock",133,"27133",1.9,12774,1960,2015,"","","N","Distillate Fuel Oil","",{"$nulls":14},{"v":2.3354529520972003,"d":"2.3355"},{"v":2.3354529520972003,"d":"2.3355"},{"v":2.3354529520972003,"d":"2.3355"},{"v":2.3354529520972003,"d":"2.3355"},{"$nulls":6},""]
["Key City","1914_G_1",1914,"G","1",null,"Combustion Turbine","Combustion Turbine","MIS_MNWI","Minnesota",27,"Blue Earth",13,"27013",13,16420,1970,2015,"","","N","Natural Gas, Distillate Fuel Oil","",{"$nulls":13},0.5,{"v":0.4777602100541084,"d":"0.4778"},{"v":0.4777602100541084,"d":"0.4778"},{"v":0.4777602100541084,"d":"0.4778"},{"v":0.4777602100541084,"d":"0.4778"},{"$nulls":6},""]
["Key City","1914_G_3",1914,"G","3",null,"Combustion Turbine","Combustion Turbine","MIS_MNWI","Minnesota",27,"Blue Earth",13,"27013",13,14520,1970,2015,"","","N","Natural Gas, Distillate Fuel Oil","",{"$nulls":13},0.5,{"v":0.4777602100541084,"d":"0.4778"},{"v":0.4777602100541084,"d":"0.4778"},{"v":0.4777602100541084,"d":"0.4778"},{"v":0.4777602100541084,"d":"0.4778"},{"$nulls":6},""]
["Key City","1914_G_4",1914,"G","4",null,"Combustion Turbine","Combustion Turbine","MIS_MNWI","Minnesota",27,"Blue Earth",13,"27013",13,14520,1970,2015,"","","N","Natural Gas, Distillate Fuel Oil","",{"$nulls":13},0.5,{"v":0.4777602100541084,"d":"0.4778"},{"v":0.4777602100541084,"d":"0.4778"},{"v":0.4777602100541084,"d":"0.4778"},{"v":0.4777602100541084,"d":"0.4778"},{"$nulls":6},""]
["Austin DT","1960_G_4",1960,"G","4",null,"O/G Steam","","MIS_MNWI","Minnesota",27,"Mower",99,"27099",12.2,14500,1955,2012,"","","N","Natural Gas","",{"$nulls":13},4,{"v":0.2713157516014496,"d":"0.2713"},{"v":0.2713157516014496,"d":"0.2713"},{"v":0.2713157516014496,"d":"0.2713"},{"v":0.2713157516014496,"d":"0.2713"},{"$nulls":6},""]
["Austin DT","1960_G_5",1960,"G","5",null,"Combustion Turbine","Combustion Turbine","MIS_MNWI","Minnesota",27,"Mower",99,"27099",5.4,25000,1961,2013,"","","N","Natural Gas","",{"$nulls":14},{"v":0.4777602100541084,"d":"0.4778"},{"v":0.4777602100541084,"d":"0.4778"},{"v":0.4777602100541084,"d":"0.4778"},{"v":0.4777602100541084,"d":"0.4778"},{"$nulls":6},""]
["Benson City of","1964_G_5",1964,"G","5",null,"Combustion Turbine","IC Engine","MIS_MNWI","Minnesota",27,"Swift",151,"27151",0.8,10745,1948,2013,"","","N","Distillate Fuel Oil","",{"$nulls":14},{"v":2.3354529520972003,"d":"2.3355"},{"v":2.3354529520972003,"d":"2.3355"},{"v":2.3354529520972003,"d":"2.3355"},{"v":2.3354529520972003,"d":"2.3355"},{"$nulls":6},""]
["Benson City of","1964_G_6",1964,"G","6",null,"Combustion Turbine","IC Engine","MIS_MNWI","Minnesota",27,"Swift",151,"27151",1.2,10745,1955,2013,"","","N","Distillate Fuel Oil","",{"$nulls":14},{"v":2.3354529520972003,"d":"2.3355"},{"v":2.3354529520972003,"d":"2.3355"},{"v":2.3354529520972003,"d":"2.3355"},{"v":2.3354529520972003,"d":"2.3355"},{"$nulls":6},""]
["Glencoe","1975_G_6",1975,"G","6",null,"Combustion Turbine","IC Engine","MIS_MNWI","Minnesota",27,"McLeod",85,"27085",1,10745,1961,2013,"","","N","Natural Gas, Distillate Fuel Oil","",{"$nulls":14},{"v":2.3354529520972003,"d":"2.3355"},{"v":2.3354529520972003,"d":"2.3355"},{"v":2.3354529520972003,"d":"2.3355"},{"v":2.3354529520972003,"d":"2.3355"},{"$nulls":6},""]
["Moose Lake","1996_G_2",1996,"G","2",null,"Combustion Turbine","IC Engine","MIS_MNWI","Minnesota",27,"Carlton",17,"27017",1.1,10978,1952,2015,"","","N","Natural Gas, Distillate Fuel Oil","",{"$nulls":14},{"v":2.3354529520972003,"d":"2.3355"},{"v":2.3354529520972003,"d":"2.3355"},{"v":2.3354529520972003,"d":"2.3355"},{"v":2.3354529520972003,"d":"2.3355"},{"$nulls":6},""]
["Butler","2115_G_3",2115,"G","3",null,"Combustion Turbine","IC Engine","SPP_N","Missouri",29,"Bates",13,"29013",0.6,10925,1946,2015,"","","N","Natural Gas, Distillate Fuel Oil","",{"$nulls":13},2.3000000000000003,{"v":2.3354529520972003,"d":"2.3355"},{"v":2.3354529520972003,"d":"2.3355"},{"v":2.3354529520972003,"d":"2.3355"},{"v":2.3354529520972003,"d":"2.3355"},{"$nulls":6},""]
["Fulton","2126_G_IC2",2126,"G","IC2",null,"Combustion Turbine","IC Engine","MIS_MO","Missouri",29,"Callaway",27,"29027",4.1,25000,1966,2012,"","","N","Natural Gas, Distillate Fuel Oil","",{"$nulls":13},2.3000000000000003,{"v":2.3354529520972003,"d":"2.3355"},{"v":2.3354529520972003,"d":"2.3355"},{"v":2.3354529520972003,"d":"2.3355"},{"v":2.3354529520972003,"d":"2.3355"},{"$nulls":6},""]
["Blue Valley","2132_G_GT1",2132,"G","GT1",null,"Combustion Turbine","Combustion Turbine","SPP_N","Missouri",29,"Jackson",95,"29095",50,17662,1976,2014,"","","N","Natural Gas, Distillate Fuel Oil","",{"$nulls":13},2.3000000000000003,{"v":0.6998831436752898,"d":"0.6999"},{"v":0.6998831436752898,"d":"0.6999"},{"v":0.6998831436752898,"d":"0.6999"},{"v":0.6998831436752898,"d":"0.6999"},{"$nulls":6},""]
["Malden","2142_G_1",2142,"G","1",null,"Combustion Turbine","IC Engine","SPP_WEST","Missouri",29,"Dunklin",69,"29069",1.2,10745,1951,2013,"","","N","Natural Gas, Distillate Fuel Oil","",{"$nulls":13},2.3000000000000003,{"v":2.3354529520972003,"d":"2.3355"},{"v":2.3354529520972003,"d":"2.3355"},{"v":2.3354529520972003,"d":"2.3355"},{"v":2.3354529520972003,"d":"2.3355"},{"$nulls":6},""]
["Monroe","2146_G_2",2146,"G","2",null,"Combustion Turbine","IC Engine","MIS_MO","Missouri",29,"MONROE",137,"29137",1.3,12277,1955,2013,"","","N","Natural Gas, Distillate Fuel Oil","",{"$nulls":13},2.3000000000000003,{"v":2.3354529520972003,"d":"2.3355"},{"v":2.3354529520972003,"d":"2.3355"},{"v":2.3354529520972003,"d":"2.3355"},{"v":2.3354529520972003,"d":"2.3355"},{"$nulls":6},""]
["Monroe","2146_G_3",2146,"G","3",null,"Combustion Turbine","IC Engine","MIS_MO","Missouri",29,"MONROE",137,"29137",1.1,12187,1964,2013,"","","N","Natural Gas, Distillate Fuel Oil","",{"$nulls":13},2.3000000000000003,{"v":2.0543300185532067,"d":"2.0543"},{"v":2.0543300185532067,"d":"2.0543"},{"v":2.0543300185532067,"d":"2.0543"},{"v":2.0543300185532067,"d":"2.0543"},{"$nulls":6},""]
["Monroe","2146_G_4",2146,"G","4",null,"Combustion Turbine","IC Engine","MIS_MO","Missouri",29,"MONROE",137,"29137",1.1,12187,1958,2013,"","","N","Natural Gas, Distillate Fuel Oil","",{"$nulls":13},2.3000000000000003,{"v":2.0543300185532067,"d":"2.0543"},{"v":2.0543300185532067,"d":"2.0543"},{"v":2.0543300185532067,"d":"2.0543"},{"v":2.0543300185532067,"d":"2.0543"},{"$nulls":6},""]
["Monroe","2146_G_6",2146,"G","6",null,"Combustion Turbine","IC Engine","MIS_MO","Missouri",29,"MONROE",137,"29137",2,12072,1971,2013,"","","N","Natural Gas, Distillate Fuel Oil","",{"$nulls":13},2.3000000000000003,{"v":2.0543300185532067,"d":"2.0543"},{"v":2.0543300185532067,"d":"2.0543"},{"v":2.0543300185532067,"d":"2.0543"},{"v":2.0543300185532067,"d":"2.0543"},{"$nulls":6},""]
["Monroe","2146_G_7",2146,"G","7",null,"Combustion Turbine","IC Engine","MIS_MO","Missouri",29,"MONROE",137,"29137",2.2,12505,1973,2013,"","","N","Natural Gas, Distillate Fuel Oil","",{"$nulls":13},2.3000000000000003,{"v":2.0543300185532067,"d":"2.0543"},{"v":2.0543300185532067,"d":"2.0543"},{"v":2.0543300185532067,"d":"2.0543"},{"v":2.0543300185532067,"d":"2.0543"},{"$nulls":6},""]
["Odessa","2148_G_3",2148,"G","3",null,"Combustion Turbine","IC Engine","SPP_N","Missouri",29,"Lafayette",107,"29107",1.8,10767,1965,2015,"","","N","Natural Gas, Distillate Fuel Oil","",{"$nulls":13},2.3000000000000003,{"v":2.3354529520972003,"d":"2.3355"},{"v":2.3354529520972003,"d":"2.3355"},{"v":2.3354529520972003,"d":"2.3355"},{"v":2.3354529520972003,"d":"2.3355"},{"$nulls":6},""]
["Odessa","2148_G_6",2148,"G","6",null,"Combustion Turbine","IC Engine","SPP_N","Missouri",29,"Lafayette",107,"29107",2.7,10766,1981,2015,"","","N","Natural Gas, Distillate Fuel Oil","",{"$nulls":13},2.3000000000000003,{"v":2.3354529520972003,"d":"2.3355"},{"v":2.3354529520972003,"d":"2.3355"},{"v":2.3354529520972003,"d":"2.3355"},{"v":2.3354529520972003,"d":"2.3355"},{"$nulls":6},""]
["Odessa","2148_G_IC4",2148,"G","IC4",null,"Combustion Turbine","IC Engine","SPP_N","Missouri",29,"Lafayette",107,"29107",0.8,10803,1986,2015,"","","N","Natural Gas, Distillate Fuel Oil","",{"$nulls":13},2.3000000000000003,{"v":2.3354529520972003,"d":"2.3355"},{"v":2.3354529520972003,"d":"2.3355"},{"v":2.3354529520972003,"d":"2.3355"},{"v":2.3354529520972003,"d":"2.3355"},{"$nulls":6},""]
["Trenton Diesel","2163_G_1",2163,"G","1",null,"Combustion Turbine","IC Engine","MIS_MO","Missouri",29,"Grundy",79,"29079",0.3,11405,1937,2013,"","","N","Distillate Fuel Oil","",{"$nulls":13},2.3000000000000003,{"v":2.3354529520972003,"d":"2.3355"},{"v":2.3354529520972003,"d":"2.3355"},{"v":2.3354529520972003,"d":"2.3355"},{"v":2.3354529520972003,"d":"2.3355"},{"$nulls":6},""]
["Trenton Diesel","2163_G_2",2163,"G","2",null,"Combustion Turbine","IC Engine","MIS_MO","Missouri",29,"Grundy",79,"29079",0.3,11405,1937,2013,"","","N","Distillate Fuel Oil","",{"$nulls":13},2.3000000000000003,{"v":2.3354529520972003,"d":"2.3355"},{"v":2.3354529520972003,"d":"2.3355"},{"v":2.3354529520972003,"d":"2.3355"},{"v":2.3354529520972003,"d":"2.3355"},{"$nulls":6},""]
["Crete","2231_G_1",2231,"G","1",null,"Combustion Turbine","IC Engine","SPP_NEBR","Nebraska",31,"Saline",151,"31151",0.4,11783,1939,2013,"","","N","Distillate Fuel Oil","",{"$nulls":13},2.5,{"v":2.3354529520972003,"d":"2.3355"},{"v":2.3354529520972003,"d":"2.3355"},{"v":2.3354529520972003,"d":"2.3355"},{"v":2.3354529520972003,"d":"2.3355"},{"$nulls":6},""]
["Crete","2231_G_2",2231,"G","2",null,"Combustion Turbine","IC Engine","SPP_NEBR","Nebraska",31,"Saline",151,"31151",1.3,11746,1955,2013,"","","N","Natural Gas, Distillate Fuel Oil","",{"$nulls":13},2.5,{"v":2.0543300185532067,"d":"2.0543"},{"v":2.0543300185532067,"d":"2.0543"},{"v":2.0543300185532067,"d":"2.0543"},{"v":2.0543300185532067,"d":"2.0543"},{"$nulls":6},""]
["Crete","2231_G_3",2231,"G","3",null,"Combustion Turbine","IC Engine","SPP_NEBR","Nebraska",31,"Saline",151,"31151",0.8,11770,1951,2013,"","","N","Natural Gas, Distillate Fuel Oil","",{"$nulls":13},2.5,{"v":2.0543300185532067,"d":"2.0543"},{"v":2.0543300185532067,"d":"2.0543"},{"v":2.0543300185532067,"d":"2.0543"},{"v":2.0543300185532067,"d":"2.0543"},{"$nulls":6},""]
["Crete","2231_G_4",2231,"G","4",null,"Combustion Turbine","IC Engine","SPP_NEBR","Nebraska",31,"Saline",151,"31151",1,11798,1947,2013,"","","N","Natural Gas, Distillate Fuel Oil","",{"$nulls":13},2.5,{"v":2.0543300185532067,"d":"2.0543"},{"v":2.0543300185532067,"d":"2.0543"},{"v":2.0543300185532067,"d":"2.0543"},{"v":2.0543300185532067,"d":"2.0543"},{"$nulls":6},""]
["Crete","2231_G_5",2231,"G","5",null,"Combustion Turbine","IC Engine","SPP_NEBR","Nebraska",31,"Saline",151,"31151",2.4,11774,1963,2013,"","","N","Natural Gas, Distillate Fuel Oil","",{"$nulls":13},2.5,{"v":2.0543300185532067,"d":"2.0543"},{"v":2.0543300185532067,"d":"2.0543"},{"v":2.0543300185532067,"d":"2.0543"},{"v":2.0543300185532067,"d":"2.0543"},{"$nulls":6},""]
["Crete","2231_G_6",2231,"G","6",null,"Combustion Turbine","IC Engine","SPP_NEBR","Nebraska",31,"Saline",151,"31151",3.3,11762,1965,2013,"","","N","Natural Gas, Distillate Fuel Oil","",{"$nulls":13},2.5,{"v":2.0543300185532067,"d":"2.0543"},{"v":2.0543300185532067,"d":"2.0543"},{"v":2.0543300185532067,"d":"2.0543"},{"v":2.0543300185532067,"d":"2.0543"},{"$nulls":6},""]
["Pender","2296_G_5",2296,"G","5",null,"Combustion Turbine","IC Engine","SPP_NEBR","Nebraska",31,"Thurston",173,"31173",0.2,18000,1939,2000,"","","N","Natural Gas, Distillate Fuel Oil","",{"$nulls":13},2.5,{"v":2.0543300185532067,"d":"2.0543"},{"v":2.0543300185532067,"d":"2.0543"},{"v":2.0543300185532067,"d":"2.0543"},{"v":2.0543300185532067,"d":"2.0543"},{"$nulls":6},""]
["Oyster Creek","2388_G_1",2388,"G","1",null,"Nuclear","","PJM_EMAC","New Jersey",34,"Ocean",29,"34029",615,10460,1969,2019,"","","N","Nuclear Fuel","",{"$nulls":14},0,0,0,0,{"$nulls":6},""]
["Animas","2465_G_1",2465,"G","1",null,"Combined Cycle","","WECC_NM","New Mexico",35,"San Juan",45,"35045",3,9815,1955,2015,"","","N","Natural Gas","",{"$nulls":14},{"v":0.0964037972385283,"d":"0.0964"},{"v":0.0964037972385283,"d":"0.0964"},{"v":0.0964037972385283,"d":"0.0964"},{"v":0.0964037972385283,"d":"0.0964"},{"$nulls":6},""]
["Animas","2465_G_2",2465,"G","2",null,"Combined Cycle","","WECC_NM","New Mexico",35,"San Juan",45,"35045",3,9815,1955,2015,"","","N","Natural Gas","",{"$nulls":14},{"v":0.0964037972385283,"d":"0.0964"},{"v":0.0964037972385283,"d":"0.0964"},{"v":0.0964037972385283,"d":"0.0964"},{"v":0.0964037972385283,"d":"0.0964"},{"$nulls":6},""]
["Plant No 1","2678_G_1",2678,"G","1",null,"Combustion Turbine","IC Engine","NY_Z_K","New York",36,"Nassau",59,"36059",1.5,11726,1941,2013,"","","N","Distillate Fuel Oil","",{"$nulls":13},1.052964094,{"v":0.5784446378182074,"d":"0.5784"},{"v":0.5784446378182074,"d":"0.5784"},{"v":0.5784446378182074,"d":"0.5784"},{"v":0.5784446378182074,"d":"0.5784"},{"$nulls":6},""]
["FirstEnergy Lake Shore","2838_G_IC1",2838,"G","IC1",null,"Combustion Turbine","IC Engine","PJM_ATSI","Ohio",39,"Cuyahoga",35,"39035",2,23290,1966,2015,"","","N","Distillate Fuel Oil","",{"$nulls":13},0.5,{"v":3.11,"d":"3.1100"},{"v":3.11,"d":"3.1100"},{"v":3.11,"d":"3.1100"},{"v":3.11,"d":"3.1100"},{"$nulls":6},""]
["FirstEnergy Lake Shore","2838_G_IC2",2838,"G","IC2",null,"Combustion Turbine","IC Engine","PJM_ATSI","Ohio",39,"Cuyahoga",35,"39035",2,23493,1966,2015,"","","N","Distillate Fuel Oil","",{"$nulls":13},0.5,{"v":3.11,"d":"3.1100"},{"v":3.11,"d":"3.1100"},{"v":3.11,"d":"3.1100"},{"v":3.11,"d":"3.1100"},{"$nulls":6},""]
["FirstEnergy R E Burger","2864_G_A1",2864,"G","A1",null,"Combustion Turbine","IC Engine","PJM_ATSI","Ohio",39,"Belmont",13,"39013",2,10745,1972,2015,"","","N","Distillate Fuel Oil","",{"$nulls":13},1.2,{"v":3.17,"d":"3.1700"},{"v":3.17,"d":"3.1700"},{"v":3.17,"d":"3.1700"},{"v":3.17,"d":"3.1700"},{"$nulls":6},""]
["FirstEnergy R E Burger","2864_G_B1",2864,"G","B1",null,"Combustion Turbine","IC Engine","PJM_ATSI","Ohio",39,"Belmont",13,"39013",2,10745,1972,2015,"","","N","Distillate Fuel Oil","",{"$nulls":13},1.2,{"v":3.17,"d":"3.1700"},{"v":3.17,"d":"3.1700"},{"v":3.17,"d":"3.1700"},{"v":3.17,"d":"3.1700"},{"$nulls":6},""]
["FirstEnergy R E Burger","2864_G_B2",2864,"G","B2",null,"Combustion Turbine","IC Engine","PJM_ATSI","Ohio",39,"Belmont",13,"39013",3,10745,1972,2015,"","","N","Distillate Fuel Oil","",{"$nulls":13},1.2,{"v":3.17,"d":"3.1700"},{"v":3.17,"d":"3.1700"},{"v":3.17,"d":"3.1700"},{"v":3.17,"d":"3.1700"},{"$nulls":6},""]
["Lebanon","2921_G_1",2921,"G","1",null,"Combustion Turbine","IC Engine","PJM_West","Ohio",39,"Warren",165,"39165",0.7,12774,1940,2012,"","","N","Distillate Fuel Oil","",{"$nulls":13},0.5,{"v":2.3354529520972003,"d":"2.3355"},{"v":2.3354529520972003,"d":"2.3355"},{"v":2.3354529520972003,"d":"2.3355"},{"v":2.3354529520972003,"d":"2.3355"},{"$nulls":6},""]
["Oberlin","2933_G_5",2933,"G","5",null,"Combustion Turbine","IC Engine","PJM_ATSI","Ohio",39,"Lorain",93,"39093",2,18000,1951,2014,"","","N","Natural Gas, Distillate Fuel Oil","",{"$nulls":13},0.5,{"v":2.0543300185532067,"d":"2.0543"},{"v":2.0543300185532067,"d":"2.0543"},{"v":2.0543300185532067,"d":"2.0543"},{"v":2.0543300185532067,"d":"2.0543"},{"$nulls":6},""]
["St Marys","2942_G_7",2942,"G","7",null,"Combustion Turbine","Combustion Turbine","PJM_West","Ohio",39,"Auglaize",11,"39011",12,18429,1992,2018,"","","N","Distillate Fuel Oil","",{"$nulls":13},0.5,{"v":0.7314733646649173,"d":"0.7315"},{"v":0.7314733646649173,"d":"0.7315"},{"v":0.7314733646649173,"d":"0.7315"},{"v":0.7314733646649173,"d":"0.7315"},{"$nulls":6},""]
["Seminole","2956_G_GT1",2956,"G","GT1",null,"Combustion Turbine","Combustion Turbine","SPP_WEST","Oklahoma",40,"Seminole",133,"40133",17,16730,1971,2015,"","","N","Natural Gas, Distillate Fuel Oil","",{"$nulls":13},0.8,{"v":0.4777602100541084,"d":"0.4778"},{"v":0.4777602100541084,"d":"0.4778"},{"v":0.4777602100541084,"d":"0.4778"},{"v":0.4777602100541084,"d":"0.4778"},{"$nulls":6},""]
["Encina","302_G_GT1",302,"G","GT1",null,"Combustion Turbine","Combustion Turbine","WEC_SDGE","California",6,"San Diego",73,"06073",14,15566,1968,2017,"","","N","Natural Gas","",{"$nulls":13},0.74,0.0267,0.0267,0.0267,0.0267,{"$nulls":6},""]
["Coolwater","329_G_30",329,"G","30",null,"Combined Cycle","","WECC_SCE","California",6,"San Bernardino",71,"06071",99,10923,1978,2014,"","","N","Natural Gas","",{"$nulls":13},0.82,{"v":0.1034914811535608,"d":"0.1035"},{"v":0.1034914811535608,"d":"0.1035"},{"v":0.1034914811535608,"d":"0.1035"},{"v":0.1034914811535608,"d":"0.1035"},{"$nulls":6},""]
["Coolwater","329_G_31",329,"G","31",null,"Combined Cycle","","WECC_SCE","California",6,"San Bernardino",71,"06071",66,10923,1978,2014,"","","N","Natural Gas","",{"$nulls":13},0.82,{"v":0.1034914811535608,"d":"0.1035"},{"v":0.1034914811535608,"d":"0.1035"},{"v":0.1034914811535608,"d":"0.1035"},{"v":0.1034914811535608,"d":"0.1035"},{"$nulls":6},""]
["Coolwater","329_G_32",329,"G","32",null,"Combined Cycle","","WECC_SCE","California",6,"San Bernardino",71,"06071",66,10923,1958,2014,"","","N","Natural Gas","",{"$nulls":13},0.82,{"v":0.1034914811535608,"d":"0.1035"},{"v":0.1034914811535608,"d":"0.1035"},{"v":0.1034914811535608,"d":"0.1035"},{"v":0.1034914811535608,"d":"0.1035"},{"$nulls":6},""]
["Coolwater","329_G_40",329,"G","40",null,"Combined Cycle","","WECC_SCE","California",6,"San Bernardino",71,"06071",99,10923,1978,2014,"","","N","Natural Gas","",{"$nulls":13},0.82,{"v":0.10350747975807317,"d":"0.1035"},{"v":0.10350747975807317,"d":"0.1035"},{"v":0.10350747975807317,"d":"0.1035"},{"v":0.10350747975807317,"d":"0.1035"},{"$nulls":6},""]
["Coolwater","329_G_41",329,"G","41",null,"Combined Cycle","","WECC_SCE","California",6,"San Bernardino",71,"06071",66,10923,1978,2014,"","","N","Natural Gas","",{"$nulls":13},0.82,{"v":0.10350747975807317,"d":"0.1035"},{"v":0.10350747975807317,"d":"0.1035"},{"v":0.10350747975807317,"d":"0.1035"},{"v":0.10350747975807317,"d":"0.1035"},{"$nulls":6},""]
["Coolwater","329_G_42",329,"G","42",null,"Combined Cycle","","WECC_SCE","California",6,"San Bernardino",71,"06071",66,10923,1978,2014,"","","N","Natural Gas","",{"$nulls":13},0.82,{"v":0.10350747975807317,"d":"0.1035"},{"v":0.10350747975807317,"d":"0.1035"},{"v":0.10350747975807317,"d":"0.1035"},{"v":0.10350747975807317,"d":"0.1035"},{"$nulls":6},""]
["Highmore","3343_G_1",3343,"G","1",null,"Combustion Turbine","IC Engine","MAP_WAUE","South Dakota",46,"Hyde",69,"46069",0.6,15027,1948,2014,"","","N","Distillate Fuel Oil","",{"$nulls":13},3,{"v":2.3354529520972003,"d":"2.3355"},{"v":2.3354529520972003,"d":"2.3355"},{"v":2.3354529520972003,"d":"2.3355"},{"v":2.3354529520972003,"d":"2.3355"},{"$nulls":6},""]
["Highmore","3343_G_2",3343,"G","2",null,"Combustion Turbine","IC Engine","MAP_WAUE","South Dakota",46,"Hyde",69,"46069",1.3,15064,1960,2014,"","","N","Distillate Fuel Oil","",{"$nulls":13},3,{"v":2.3354529520972003,"d":"2.3355"},{"v":2.3354529520972003,"d":"2.3355"},{"v":2.3354529520972003,"d":"2.3355"},{"v":2.3354529520972003,"d":"2.3355"},{"$nulls":6},""]
["Highmore","3343_G_3",3343,"G","3",null,"Combustion Turbine","IC Engine","MAP_WAUE","South Dakota",46,"Hyde",69,"46069",2.6,15047,1970,2014,"","","N","Distillate Fuel Oil","",{"$nulls":13},3,{"v":2.3354529520972003,"d":"2.3355"},{"v":2.3354529520972003,"d":"2.3355"},{"v":2.3354529520972003,"d":"2.3355"},{"v":2.3354529520972003,"d":"2.3355"},{"$nulls":6},""]
["Redfield","3347_G_1",3347,"G","1",null,"Combustion Turbine","IC Engine","MAP_WAUE","South Dakota",46,"Spink",115,"46115",1.3,12774,1962,2014,"","","N","Natural Gas, Distillate Fuel Oil","",{"$nulls":13},3,{"v":2.0543300185532067,"d":"2.0543"},{"v":2.0543300185532067,"d":"2.0543"},{"v":2.0543300185532067,"d":"2.0543"},{"v":2.0543300185532067,"d":"2.0543"},{"$nulls":6},""]
["Redfield","3347_G_2",3347,"G","2",null,"Combustion Turbine","IC Engine","MAP_WAUE","South Dakota",46,"Spink",115,"46115",1.3,12774,1962,2014,"","","N","Natural Gas, Distillate Fuel Oil","",{"$nulls":13},3,{"v":2.0543300185532067,"d":"2.0543"},{"v":2.0543300185532067,"d":"2.0543"},{"v":2.0543300185532067,"d":"2.0543"},{"v":2.0543300185532067,"d":"2.0543"},{"$nulls":6},""]
["Redfield","3347_G_3",3347,"G","3",null,"Combustion Turbine","IC Engine","MAP_WAUE","South Dakota",46,"Spink",115,"46115",1.3,12774,1962,2014,"","","N","Natural Gas, Distillate Fuel Oil","",{"$nulls":13},3,{"v":2.0543300185532067,"d":"2.0543"},{"v":2.0543300185532067,"d":"2.0543"},{"v":2.0543300185532067,"d":"2.0543"},{"v":2.0543300185532067,"d":"2.0543"},{"$nulls":6},""]
["Newman","3456_G_4",3456,"G","4",null,"Combined Cycle","","WECC_NM","Texas",48,"El Paso",141,"48141",83,10130,1975,2017,"","","N","Natural Gas","",{"$nulls":14},{"v":0.1798449373098771,"d":"0.1798"},{"v":0.1798449373098771,"d":"0.1798"},{"v":0.1798449373098771,"d":"0.1798"},{"v":0.1798449373098771,"d":"0.1798"},{"$nulls":6},""]
["Newman","3456_G_CT1",3456,"G","CT1",null,"Combined Cycle","","WECC_NM","Texas",48,"El Paso",141,"48141",72,10130,1975,2017,"","","N","Natural Gas","",{"$nulls":14},{"v":0.1798449373098771,"d":"0.1798"},{"v":0.1798449373098771,"d":"0.1798"},{"v":0.1798449373098771,"d":"0.1798"},{"v":0.1798449373098771,"d":"0.1798"},{"$nulls":6},""]
["Newman","3456_G_CT2",3456,"G","CT2",null,"Combined Cycle","","WECC_NM","Texas",48,"El Paso",141,"48141",72,10130,1975,2017,"","","N","Natural Gas","",{"$nulls":14},{"v":0.1798449373098771,"d":"0.1798"},{"v":0.1798449373098771,"d":"0.1798"},{"v":0.1798449373098771,"d":"0.1798"},{"v":0.1798449373098771,"d":"0.1798"},{"$nulls":6},""]
["Plant X","3485_G_1",3485,"G","1",null,"O/G Steam","","SPP_SPS","Texas",48,"Lamb",279,"48279",38,13637,1952,2020,"","","N","Natural Gas","",{"$nulls":3},"LNBO",{"$nulls":10},{"v":0.35046181849486285,"d":"0.3505"},{"v":0.35046181849486285,"d":"0.3505"},{"v":0.35046181849486285,"d":"0.3505"},{"v":0.35046181849486285,"d":"0.3505"},{"$nulls":6},""]
["Bountiful City","3665_G_IC8",3665,"G","IC8",null,"Combustion Turbine","IC Engine","WECC_UT","Utah",49,"Davis",11,"49011",7,10745,1986,2014,"","","N","Natural Gas, Distillate Fuel Oil","",{"$nulls":13},0.85,{"v":2.0543300185532067,"d":"2.0543"},{"v":2.0543300185532067,"d":"2.0543"},{"v":2.0543300185532067,"d":"2.0543"},{"v":2.0543300185532067,"d":"2.0543"},{"$nulls":6},""]
["Hydro III","3675_G_HY3",3675,"G","HY3",null,"Hydro","","WECC_UT","Utah",49,"Cache",5,"49005",0.1,0,1992,2013,"","","N","Hydro","",{"$nulls":14},0,0,0,0,{"$nulls":6},""]
["Northern Neck","3800_G_GT1",3800,"G","GT1",null,"Combustion Turbine","Combustion Turbine","PJM_Dom","Virginia",51,"Richmond",159,"51159",12,19831,1971,2017,"","","N","Distillate Fuel Oil","",{"$nulls":13},2.64,{"v":0.7653828280223779,"d":"0.7654"},{"v":0.7653828280223779,"d":"0.7654"},{"v":0.7653828280223779,"d":"0.7654"},{"v":0.7653828280223779,"d":"0.7654"},{"$nulls":6},""]
["Northern Neck","3800_G_GT2",3800,"G","GT2",null,"Combustion Turbine","Combustion Turbine","PJM_Dom","Virginia",51,"Richmond",159,"51159",11,19831,1971,2017,"","","N","Distillate Fuel Oil","",{"$nulls":13},2.64,{"v":0.7653828280223779,"d":"0.7654"},{"v":0.7653828280223779,"d":"0.7654"},{"v":0.7653828280223779,"d":"0.7654"},{"v":0.7653828280223779,"d":"0.7654"},{"$nulls":6},""]
["Northern Neck","3800_G_GT3",3800,"G","GT3",null,"Combustion Turbine","Combustion Turbine","PJM_Dom","Virginia",51,"Richmond",159,"51159",12,19826,1971,2017,"","","N","Distillate Fuel Oil","",{"$nulls":13},2.64,{"v":0.7653828280223779,"d":"0.7654"},{"v":0.7653828280223779,"d":"0.7654"},{"v":0.7653828280223779,"d":"0.7654"},{"v":0.7653828280223779,"d":"0.7654"},{"$nulls":6},""]
["Northern Neck","3800_G_GT4",3800,"G","GT4",null,"Combustion Turbine","Combustion Turbine","PJM_Dom","Virginia",51,"Richmond",159,"51159",12,19826,1971,2017,"","","N","Distillate Fuel Oil","",{"$nulls":13},2.64,{"v":0.7653828280223779,"d":"0.7654"},{"v":0.7653828280223779,"d":"0.7654"},{"v":0.7653828280223779,"d":"0.7654"},{"v":0.7653828280223779,"d":"0.7654"},{"$nulls":6},""]
["Chesapeake","3803_G_6",3803,"G","6",null,"Combustion Turbine","Combustion Turbine","PJM_Dom","Virginia",51,"Chesapeake",550,"51550",12,20941,1969,2019,"","","N","Distillate Fuel Oil","",{"$nulls":13},2.64,{"v":0.7653828280223779,"d":"0.7654"},{"v":0.7653828280223779,"d":"0.7654"},{"v":0.7653828280223779,"d":"0.7654"},{"v":0.7653828280223779,"d":"0.7654"},{"$nulls":6},""]
["Chesapeake","3803_G_GT1",3803,"G","GT1",null,"Combustion Turbine","Combustion Turbine","PJM_Dom","Virginia",51,"Chesapeake",550,"51550",15,20934,1967,2019,"","","N","Distillate Fuel Oil","",{"$nulls":13},2.64,{"v":0.7653828280223779,"d":"0.7654"},{"v":0.7653828280223779,"d":"0.7654"},{"v":0.7653828280223779,"d":"0.7654"},{"v":0.7653828280223779,"d":"0.7654"},{"$nulls":6},""]
["Chesapeake","3803_G_GT2",3803,"G","GT2",null,"Combustion Turbine","Combustion Turbine","PJM_Dom","Virginia",51,"Chesapeake",550,"51550",12,20941,1969,2019,"","","N","Distillate Fuel Oil","",{"$nulls":13},2.64,{"v":0.7653828280223779,"d":"0.7654"},{"v":0.7653828280223779,"d":"0.7654"},{"v":0.7653828280223779,"d":"0.7654"},{"v":0.7653828280223779,"d":"0.7654"},{"$nulls":6},""]
["Chesapeake","3803_G_GT4",3803,"G","GT4",null,"Combustion Turbine","Combustion Turbine","PJM_Dom","Virginia",51,"Chesapeake",550,"51550",12,20941,1969,2019,"","","N","Distillate Fuel Oil","",{"$nulls":13},2.64,{"v":0.7653828280223779,"d":"0.7654"},{"v":0.7653828280223779,"d":"0.7654"},{"v":0.7653828280223779,"d":"0.7654"},{"v":0.7653828280223779,"d":"0.7654"},{"$nulls":6},""]
["Transalta Centralia Generation","3845_G_30",3845,"G","30",null,"Combined Cycle","","WECC_PNW","Washington",53,"Lewis",41,"53041",44,7650,2002,2013,"","","N","Natural Gas","",{"$nulls":4},"SCR",{"$nulls":9},{"v":0.020522154112491094,"d":"0.0205"},{"v":0.020522154112491094,"d":"0.0205"},{"v":0.020522154112491094,"d":"0.0205"},{"v":0.020522154112491094,"d":"0.0205"},{"$nulls":6},""]
["Transalta Centralia Generation","3845_G_40",3845,"G","40",null,"Combined Cycle","","WECC_PNW","Washington",53,"Lewis",41,"53041",44,7650,2002,2013,"","","N","Natural Gas","",{"$nulls":4},"SCR",{"$nulls":9},{"v":0.020522154112491094,"d":"0.0205"},{"v":0.020522154112491094,"d":"0.0205"},{"v":0.020522154112491094,"d":"0.0205"},{"v":0.020522154112491094,"d":"0.0205"},{"$nulls":6},""]
["Transalta Centralia Generation","3845_G_50",3845,"G","50",null,"Combined Cycle","","WECC_PNW","Washington",53,"Lewis",41,"53041",44,7650,2002,2013,"","","N","Natural Gas","",{"$nulls":4},"SCR",{"$nulls":9},{"v":0.020522154112491094,"d":"0.0205"},{"v":0.020522154112491094,"d":"0.0205"},{"v":0.020522154112491094,"d":"0.0205"},{"v":0.020522154112491094,"d":"0.0205"},{"$nulls":6},""]
["Transalta Centralia Generation","3845_G_60",3845,"G","60",null,"Combined Cycle","","WECC_PNW","Washington",53,"Lewis",41,"53041",44,7650,2002,2013,"","","N","Natural Gas","",{"$nulls":4},"SCR",{"$nulls":9},{"v":0.020522154112491094,"d":"0.0205"},{"v":0.020522154112491094,"d":"0.0205"},{"v":0.020522154112491094,"d":"0.0205"},{"v":0.020522154112491094,"d":"0.0205"},{"$nulls":6},""]
["Transalta Centralia Generation","3845_G_70",3845,"G","70",null,"Combined Cycle","","WECC_PNW","Washington",53,"Lewis",41,"53041",80,7650,2002,2013,"","","N","Natural Gas","",{"$nulls":4},"SCR",{"$nulls":9},{"v":0.020522154112491094,"d":"0.0205"},{"v":0.020522154112491094,"d":"0.0205"},{"v":0.020522154112491094,"d":"0.0205"},{"v":0.020522154112491094,"d":"0.0205"},{"$nulls":6},""]
["Snoqualmie","3860_G_5",3860,"G","5",null,"Hydro","","WECC_PNW","Washington",53,"King",33,"53033",6.5,0,1905,2010,"","","N","Hydro","",{"$nulls":14},0,0,0,0,{"$nulls":6},""]
["Nine Mile","3869_G_2",3869,"G","2",null,"Hydro","","WECC_PNW","Washington",53,"Spokane",63,"53063",6.9,0,1908,2012,"","","N","Hydro","",{"$nulls":14},0,0,0,0,{"$nulls":6},""]
["Rock River","4057_G_3",4057,"G","3",null,"Combustion Turbine","Combustion Turbine","MIS_WUMS","Wisconsin",55,"Rock",105,"55105",24.5,14965,1967,2019,"","","N","Natural Gas, Distillate Fuel Oil","",{"$nulls":13},0,{"v":0.3475741841738647,"d":"0.3476"},{"v":0.3475741841738647,"d":"0.3476"},{"v":0.3475741841738647,"d":"0.3476"},{"v":0.3475741841738647,"d":"0.3476"},{"$nulls":6},""]
["Rock River","4057_G_4",4057,"G","4",null,"Combustion Turbine","Combustion Turbine","MIS_WUMS","Wisconsin",55,"Rock",105,"55105",15.7,14962,1968,2019,"","","N","Natural Gas","",{"$nulls":13},0,{"v":0.7000999999999998,"d":"0.7001"},{"v":0.7000999999999998,"d":"0.7001"},{"v":0.7000999999999998,"d":"0.7001"},{"v":0.7000999999999998,"d":"0.7001"},{"$nulls":6},""]
["Rock River","4057_G_5",4057,"G","5",null,"Combustion Turbine","Combustion Turbine","MIS_WUMS","Wisconsin",55,"Rock",105,"55105",53,14963,1972,2019,"","","N","Natural Gas, Distillate Fuel Oil","",{"$nulls":13},0,{"v":0.44306056916739517,"d":"0.4431"},{"v":0.44306056916739517,"d":"0.4431"},{"v":0.44306056916739517,"d":"0.4431"},{"v":0.44306056916739517,"d":"0.4431"},{"$nulls":6},""]
["Rock River","4057_G_6",4057,"G","6",null,"Combustion Turbine","Combustion Turbine","MIS_WUMS","Wisconsin",55,"Rock",105,"55105",53,14965,1972,2019,"","","N","Natural Gas, Distillate Fuel Oil","",{"$nulls":13},0,{"v":0.44280183937887285,"d":"0.4428"},{"v":0.44280183937887285,"d":"0.4428"},{"v":0.44280183937887285,"d":"0.4428"},{"v":0.44280183937887285,"d":"0.4428"},{"$nulls":6},""]
["Sheepskin","4059_G_1",4059,"G","1",null,"Combustion Turbine","Combustion Turbine","MIS_WUMS","Wisconsin",55,"Rock",105,"55105",36,22535,1971,2019,"","","N","Natural Gas","",{"$nulls":13},0,{"v":0.7000130932899422,"d":"0.7000"},{"v":0.7000130932899422,"d":"0.7000"},{"v":0.7000130932899422,"d":"0.7000"},{"v":0.7000130932899422,"d":"0.7000"},{"$nulls":6},""]
["Boulder Canyon Hydro","466_G_1",466,"G","1",null,"Hydro","","WECC_CO","Colorado",8,"Boulder",13,"08013",10,0,1911,2012,"","","N","Hydro","",{"$nulls":14},0,0,0,0,{"$nulls":6},""]
["Delta","496_G_1",496,"G","1",null,"Combustion Turbine","IC Engine","WECC_CO","Colorado",8,"Delta",29,"08029",0.8,11619,1945,2014,"","","N","Natural Gas, Distillate Fuel Oil","",{"$nulls":13},1.2,{"v":2.0543300185532067,"d":"2.0543"},{"v":2.0543300185532067,"d":"2.0543"},{"v":2.0543300185532067,"d":"2.0543"},{"v":2.0543300185532067,"d":"2.0543"},{"$nulls":6},""]
["Delta","496_G_2",496,"G","2",null,"Combustion Turbine","IC Engine","WECC_CO","Colorado",8,"Delta",29,"08029",0.4,11633,1939,2014,"","","N","Natural Gas, Distillate Fuel Oil","",{"$nulls":13},1.2,{"v":2.0543300185532067,"d":"2.0543"},{"v":2.0543300185532067,"d":"2.0543"},{"v":2.0543300185532067,"d":"2.0543"},{"v":2.0543300185532067,"d":"2.0543"},{"$nulls":6},""]
["Delta","496_G_3",496,"G","3",null,"Combustion Turbine","IC Engine","WECC_CO","Colorado",8,"Delta",29,"08029",0.1,11614,1938,2014,"","","N","Distillate Fuel Oil","",{"$nulls":13},1.2,{"v":2.3354529520972003,"d":"2.3355"},{"v":2.3354529520972003,"d":"2.3355"},{"v":2.3354529520972003,"d":"2.3355"},{"v":2.3354529520972003,"d":"2.3355"},{"$nulls":6},""]
["Delta","496_G_4",496,"G","4",null,"Combustion Turbine","IC Engine","WECC_CO","Colorado",8,"Delta",29,"08029",0.1,11614,1937,2014,"","","N","Distillate Fuel Oil","",{"$nulls":13},1.2,{"v":2.3354529520972003,"d":"2.3355"},{"v":2.3354529520972003,"d":"2.3355"},{"v":2.3354529520972003,"d":"2.3355"},{"v":2.3354529520972003,"d":"2.3355"},{"$nulls":6},""]
["Delta","496_G_5",496,"G","5",null,"Combustion Turbine","IC Engine","WECC_CO","Colorado",8,"Delta",29,"08029",0.1,11614,1937,2014,"","","N","Distillate Fuel Oil","",{"$nulls":13},1.2,{"v":2.3354529520972003,"d":"2.3355"},{"v":2.3354529520972003,"d":"2.3355"},{"v":2.3354529520972003,"d":"2.3355"},{"v":2.3354529520972003,"d":"2.3355"},{"$nulls":6},""]
["Delta","496_G_6",496,"G","6",null,"Combustion Turbine","IC Engine","WECC_CO","Colorado",8,"Delta",29,"08029",1.2,11633,1949,2014,"","","N","Natural Gas, Distillate Fuel Oil","",{"$nulls":13},1.2,{"v":2.0543300185532067,"d":"2.0543"},{"v":2.0543300185532067,"d":"2.0543"},{"v":2.0543300185532067,"d":"2.0543"},{"v":2.0543300185532067,"d":"2.0543"},{"$nulls":6},""]
["Delta","496_G_7",496,"G","7",null,"Combustion Turbine","IC Engine","WECC_CO","Colorado",8,"Delta",29,"08029",1.8,11635,1956,2014,"","","N","Natural Gas, Distillate Fuel Oil","",{"$nulls":13},1.2,{"v":2.0543300185532067,"d":"2.0543"},{"v":2.0543300185532067,"d":"2.0543"},{"v":2.0543300185532067,"d":"2.0543"},{"v":2.0543300185532067,"d":"2.0543"},{"$nulls":6},""]
["Altamont Midway Ltd","50001_G_WTGS",50001,"G","WTGS",null,"Wind","","WEC_CALN","California",6,"San Joaquin",77,"06077",10.9,0,1984,2017,"","","N","Wind","",{"$nulls":14},0,0,0,0,{"$nulls":6},""]
["Sierra Power","50068_G_WEST",50068,"G","WEST",null,"Biomass","","WECC_SCE","California",6,"TULARE",107,"06107",7,14329,1985,2014,"","","Y","Biomass","",{"$nulls":14},{"v":0.22926295483445053,"d":"0.2293"},{"v":0.22926295483445053,"d":"0.2293"},{"v":0.22926295483445053,"d":"0.2293"},{"v":0.22926295483445053,"d":"0.2293"},{"$nulls":6},""]
["Marcus Hook Refinery Cogen","50074_G_GEN1",50074,"G","GEN1",null,"Combustion Turbine","Combustion Turbine","PJM_EMAC","Pennsylvania",42,"Delaware",45,"42045",50,8700,1987,2019,"","","Y","Natural Gas","",{"$nulls":13},1,0.0948,0.0948,0.0948,0.0948,{"$nulls":6},""]
["EQ Waste Energy Services","50077_G_CAT1",50077,"G","CAT1",null,"Landfill Gas","","MIS_LMI","Michigan",26,"Wayne",163,"26163",0.5,13991,1986,2017,"","","Y","Landfill Gas","",{"$nulls":14},{"v":0.04394744404747715,"d":"0.0439"},{"v":0.04394744404747715,"d":"0.0439"},{"v":0.04394744404747715,"d":"0.0439"},{"v":0.04394744404747715,"d":"0.0439"},{"$nulls":6},""]
["EQ Waste Energy Services","50077_G_CAT2",50077,"G","CAT2",null,"Landfill Gas","","MIS_LMI","Michigan",26,"Wayne",163,"26163",0.3,13991,1986,2017,"","","Y","Landfill Gas","",{"$nulls":14},{"v":0.04394744404747715,"d":"0.0439"},{"v":0.04394744404747715,"d":"0.0439"},{"v":0.04394744404747715,"d":"0.0439"},{"v":0.04394744404747715,"d":"0.0439"},{"$nulls":6},""]
["EQ Waste Energy Services","50077_G_CAT3",50077,"G","CAT3",null,"Landfill Gas","","MIS_LMI","Michigan",26,"Wayne",163,"26163",0.3,13991,1986,2017,"","","Y","Landfill Gas","",{"$nulls":14},{"v":0.04394744404747715,"d":"0.0439"},{"v":0.04394744404747715,"d":"0.0439"},{"v":0.04394744404747715,"d":"0.0439"},{"v":0.04394744404747715,"d":"0.0439"},{"$nulls":6},""]
["EQ Waste Energy Services","50077_G_CAT4",50077,"G","CAT4",null,"Landfill Gas","","MIS_LMI","Michigan",26,"Wayne",163,"26163",0.3,13991,1986,2017,"","","Y","Landfill Gas","",{"$nulls":14},{"v":0.04394744404747715,"d":"0.0439"},{"v":0.04394744404747715,"d":"0.0439"},{"v":0.04394744404747715,"d":"0.0439"},{"v":0.04394744404747715,"d":"0.0439"},{"$nulls":6},""]
["Ground Water Pumping Station","50105_G_GPS1",50105,"G","GPS1",null,"Hydro","","WECC_PNW","Oregon",41,"Multnomah",51,"41051",0.9,0,1985,2015,"","","N","Hydro","",{"$nulls":14},0,0,0,0,{"$nulls":6},""]
["Ground Water Pumping Station","50105_G_GPS2",50105,"G","GPS2",null,"Hydro","","WECC_PNW","Oregon",41,"Multnomah",51,"41051",0.9,0,1985,2015,"","","N","Hydro","",{"$nulls":14},0,0,0,0,{"$nulls":6},""]
["Ground Water Pumping Station","50105_G_GPS3",50105,"G","GPS3",null,"Hydro","","WECC_PNW","Oregon",41,"Multnomah",51,"41051",0.9,0,1985,2015,"","","N","Hydro","",{"$nulls":14},0,0,0,0,{"$nulls":6},""]
["Ground Water Pumping Station","50105_G_GPS4",50105,"G","GPS4",null,"Hydro","","WECC_PNW","Oregon",41,"Multnomah",51,"41051",0.9,0,1985,2015,"","","N","Hydro","",{"$nulls":14},0,0,0,0,{"$nulls":6},""]
["Ground Water Pumping Station","50105_G_GPS5",50105,"G","GPS5",null,"Hydro","","WECC_PNW","Oregon",41,"Multnomah",51,"41051",0.9,0,1985,2015,"","","N","Hydro","",{"$nulls":14},0,0,0,0,{"$nulls":6},""]
["Ground Water Pumping Station","50105_G_GPS6",50105,"G","GPS6",null,"Hydro","","WECC_PNW","Oregon",41,"Multnomah",51,"41051",0.9,0,1985,2015,"","","N","Hydro","",{"$nulls":14},0,0,0,0,{"$nulls":6},""]
["Dow St Charles Operations","50152_G_CTG",50152,"G","CTG",null,"Combined Cycle","","S_D_REST","Louisiana",22,"St. Charles",89,"22089",10,9714,1987,2009,"","","Y","Natural Gas","",{"$nulls":14},{"v":0.34838953939127926,"d":"0.3484"},{"v":0.34838953939127926,"d":"0.3484"},{"v":0.34838953939127926,"d":"0.3484"},{"v":0.34838953939127926,"d":"0.3484"},{"$nulls":6},""]
["Dow St Charles Operations","50152_G_IGT",50152,"G","IGT",null,"Combined Cycle","","S_D_REST","Louisiana",22,"St. Charles",89,"22089",9.6,9714,1980,2009,"","","Y","Natural Gas","",{"$nulls":14},{"v":0.34838953939127926,"d":"0.3484"},{"v":0.34838953939127926,"d":"0.3484"},{"v":0.34838953939127926,"d":"0.3484"},{"v":0.34838953939127926,"d":"0.3484"},{"$nulls":6},""]
["Wheelabrator Lassen","50298_G_GEN1",50298,"G","GEN1",null,"Combustion Turbine","Combustion Turbine","WEC_CALN","California",6,"Shasta",89,"06089",43,10745,1983,2013,"","","N","Natural Gas","",{"$nulls":13},0.74,0.0267,0.0267,0.0267,0.0267,{"$nulls":6},""]
["Oceanside Energy","50348_G_OS3",50348,"G","OS3",null,"Landfill Gas","","NY_Z_K","New York",36,"Nassau",59,"36059",0.6,14517,1990,2015,"","","N","Landfill Gas","",{"$nulls":14},{"v":0.04394744404747715,"d":"0.0439"},{"v":0.04394744404747715,"d":"0.0439"},{"v":0.04394744404747715,"d":"0.0439"},{"v":0.04394744404747715,"d":"0.0439"},{"$nulls":6},""]
["Ridgewood Providence Power","50365_G_GEN1",50365,"G","GEN1",null,"Landfill Gas","","NENGREST","Rhode Island",44,"Providence",7,"44007",1.7,13500,1990,2013,"","","N","Landfill Gas","",{"$nulls":14},{"v":0.04394744404747715,"d":"0.0439"},{"v":0.04394744404747715,"d":"0.0439"},{"v":0.04394744404747715,"d":"0.0439"},{"v":0.04394744404747715,"d":"0.0439"},{"$nulls":6},""]
["Ridgewood Providence Power","50365_G_GEN2",50365,"G","GEN2",null,"Landfill Gas","","NENGREST","Rhode Island",44,"Providence",7,"44007",1.7,13500,1990,2013,"","","N","Landfill Gas","",{"$nulls":14},{"v":0.04394744404747715,"d":"0.0439"},{"v":0.04394744404747715,"d":"0.0439"},{"v":0.04394744404747715,"d":"0.0439"},{"v":0.04394744404747715,"d":"0.0439"},{"$nulls":6},""]
["Ridgewood Providence Power","50365_G_GEN3",50365,"G","GEN3",null,"Landfill Gas","","NENGREST","Rhode Island",44,"Providence",7,"44007",1.7,13500,1990,2013,"","","N","Landfill Gas","",{"$nulls":14},{"v":0.04394744404747715,"d":"0.0439"},{"v":0.04394744404747715,"d":"0.0439"},{"v":0.04394744404747715,"d":"0.0439"},{"v":0.04394744404747715,"d":"0.0439"},{"$nulls":6},""]
["Ridgewood Providence Power","50365_G_GEN4",50365,"G","GEN4",null,"Landfill Gas","","NENGREST","Rhode Island",44,"Providence",7,"44007",1.7,13500,1990,2013,"","","N","Landfill Gas","",{"$nulls":14},{"v":0.04394744404747715,"d":"0.0439"},{"v":0.04394744404747715,"d":"0.0439"},{"v":0.04394744404747715,"d":"0.0439"},{"v":0.04394744404747715,"d":"0.0439"},{"$nulls":6},""]
["Ridgewood Providence Power","50365_G_GEN5",50365,"G","GEN5",null,"Landfill Gas","","NENGREST","Rhode Island",44,"Providence",7,"44007",1.7,13500,1990,2013,"","","N","Landfill Gas","",{"$nulls":14},{"v":0.04394744404747715,"d":"0.0439"},{"v":0.04394744404747715,"d":"0.0439"},{"v":0.04394744404747715,"d":"0.0439"},{"v":0.04394744404747715,"d":"0.0439"},{"$nulls":6},""]
["Ridgewood Providence Power","50365_G_GEN6",50365,"G","GEN6",null,"Landfill Gas","","NENGREST","Rhode Island",44,"Providence",7,"44007",1.7,13500,1990,2013,"","","N","Landfill Gas","",{"$nulls":14},{"v":0.04394744404747715,"d":"0.0439"},{"v":0.04394744404747715,"d":"0.0439"},{"v":0.04394744404747715,"d":"0.0439"},{"v":0.04394744404747715,"d":"0.0439"},{"$nulls":6},""]
["Ridgewood Providence Power","50365_G_GEN7",50365,"G","GEN7",null,"Landfill Gas","","NENGREST","Rhode Island",44,"Providence",7,"44007",1.7,13500,1990,2013,"","","N","Landfill Gas","",{"$nulls":14},{"v":0.04394744404747715,"d":"0.0439"},{"v":0.04394744404747715,"d":"0.0439"},{"v":0.04394744404747715,"d":"0.0439"},{"v":0.04394744404747715,"d":"0.0439"},{"$nulls":6},""]
["Ridgewood Providence Power","50365_G_GEN8",50365,"G","GEN8",null,"Landfill Gas","","NENGREST","Rhode Island",44,"Providence",7,"44007",1.7,13500,1990,2013,"","","N","Landfill Gas","",{"$nulls":14},{"v":0.04394744404747715,"d":"0.0439"},{"v":0.04394744404747715,"d":"0.0439"},{"v":0.04394744404747715,"d":"0.0439"},{"v":0.04394744404747715,"d":"0.0439"},{"$nulls":6},""]
["Ridgewood Providence Power","50365_G_GEN9",50365,"G","GEN9",null,"Landfill Gas","","NENGREST","Rhode Island",44,"Providence",7,"44007",1.7,13500,1997,2013,"","","N","Landfill Gas","",{"$nulls":14},{"v":0.04394744404747715,"d":"0.0439"},{"v":0.04394744404747715,"d":"0.0439"},{"v":0.04394744404747715,"d":"0.0439"},{"v":0.04394744404747715,"d":"0.0439"},{"$nulls":6},""]
["Ridgewood Providence Power","50365_G_PHI1",50365,"G","PHI1",null,"Landfill Gas","","NENGREST","Rhode Island",44,"Providence",7,"44007",1.2,13500,2004,2013,"","","N","Landfill Gas","",{"$nulls":14},{"v":0.04394744404747715,"d":"0.0439"},{"v":0.04394744404747715,"d":"0.0439"},{"v":0.04394744404747715,"d":"0.0439"},{"v":0.04394744404747715,"d":"0.0439"},{"$nulls":6},""]
["Ridgewood Providence Power","50365_G_PHI2",50365,"G","PHI2",null,"Landfill Gas","","NENGREST","Rhode Island",44,"Providence",7,"44007",1.2,13500,2004,2013,"","","N","Landfill Gas","",{"$nulls":14},{"v":0.04394744404747715,"d":"0.0439"},{"v":0.04394744404747715,"d":"0.0439"},{"v":0.04394744404747715,"d":"0.0439"},{"v":0.04394744404747715,"d":"0.0439"},{"$nulls":6},""]
["Julesburg","504_G_2",504,"G","2",null,"Combustion Turbine","IC Engine","WECC_CO","Colorado",8,"Sedgwick",115,"08115",0.7,17885,1949,2002,"","","N","Distillate Fuel Oil","",{"$nulls":13},1.2,{"v":2.3354529520972003,"d":"2.3355"},{"v":2.3354529520972003,"d":"2.3355"},{"v":2.3354529520972003,"d":"2.3355"},{"v":2.3354529520972003,"d":"2.3355"},{"$nulls":6},""]
["Bayonne Plant Holding LLC","50497_G_GTG1",50497,"G","GTG1",null,"Combined Cycle","","PJM_EMAC","New Jersey",34,"Hudson",17,"34017",40,5773,1988,2018,"","","Y","Natural Gas, Distillate Fuel Oil","",{"$nulls":4},"SCR",{"$nulls":9},{"v":0.03760863385230505,"d":"0.0376"},{"v":0.03760863385230505,"d":"0.0376"},{"v":0.03760863385230505,"d":"0.0376"},{"v":0.03760863385230505,"d":"0.0376"},{"$nulls":6},""]
["Bayonne Plant Holding LLC","50497_G_GTG2",50497,"G","GTG2",null,"Combined Cycle","","PJM_EMAC","New Jersey",34,"Hudson",17,"34017",40,5773,1988,2018,"","","Y","Natural Gas, Distillate Fuel Oil","",{"$nulls":4},"SCR",{"$nulls":9},{"v":0.03760863385230505,"d":"0.0376"},{"v":0.03760863385230505,"d":"0.0376"},{"v":0.03760863385230505,"d":"0.0376"},{"v":0.03760863385230505,"d":"0.0376"},{"$nulls":6},""]
["Bayonne Plant Holding LLC","50497_G_GTG3",50497,"G","GTG3",null,"Combined Cycle","","PJM_EMAC","New Jersey",34,"Hudson",17,"34017",40,5773,1988,2018,"","","Y","Natural Gas, Distillate Fuel Oil","",{"$nulls":4},"SCR",{"$nulls":9},{"v":0.03760863385230505,"d":"0.0376"},{"v":0.03760863385230505,"d":"0.0376"},{"v":0.03760863385230505,"d":"0.0376"},{"v":0.03760863385230505,"d":"0.0376"},{"$nulls":6},""]
["Bayonne Plant Holding LLC","50497_G_STG1",50497,"G","STG1",null,"Combined Cycle","","PJM_EMAC","New Jersey",34,"Hudson",17,"34017",40,5773,1988,2018,"","","Y","Natural Gas, Distillate Fuel Oil","",{"$nulls":4},"SCR",{"$nulls":9},{"v":0.03760863385230505,"d":"0.0376"},{"v":0.03760863385230505,"d":"0.0376"},{"v":0.03760863385230505,"d":"0.0376"},{"v":0.03760863385230505,"d":"0.0376"},{"$nulls":6},""]
["Santa Clara (85C)","50534_G_WGNS",50534,"G","WGNS",null,"Wind","","WEC_CALN","California",6,"Alameda",1,"06001",18,0,1986,2017,"","","N","Wind","",{"$nulls":14},0,0,0,0,{"$nulls":6},""]
["Thermo Power & Electric","50676_G_GEN1",50676,"G","GEN1",null,"Combined Cycle","","WECC_CO","Colorado",8,"Weld",123,"08123",30,6251,1988,2013,"","","Y","Natural Gas","",{"$nulls":14},{"v":0.25592513171924164,"d":"0.2559"},{"v":0.25592513171924164,"d":"0.2559"},{"v":0.25592513171924164,"d":"0.2559"},{"v":0.25592513171924164,"d":"0.2559"},{"$nulls":6},""]
["Thermo Power & Electric","50676_G_GEN2",50676,"G","GEN2",null,"Combined Cycle","","WECC_CO","Colorado",8,"Weld",123,"08123",30,6251,1988,2013,"","","Y","Natural Gas","",{"$nulls":14},{"v":0.25592513171924164,"d":"0.2559"},{"v":0.25592513171924164,"d":"0.2559"},{"v":0.25592513171924164,"d":"0.2559"},{"v":0.25592513171924164,"d":"0.2559"},{"$nulls":6},""]
["Thermo Power & Electric","50676_G_GEN3",50676,"G","GEN3",null,"Combined Cycle","","WECC_CO","Colorado",8,"Weld",123,"08123",8,6251,1988,2013,"","","Y","Natural Gas","",{"$nulls":14},{"v":0.25592513171924164,"d":"0.2559"},{"v":0.25592513171924164,"d":"0.2559"},{"v":0.25592513171924164,"d":"0.2559"},{"v":0.25592513171924164,"d":"0.2559"},{"$nulls":6},""]
["Ormesa IH","50762_G_OE13",50762,"G","OE13",null,"Geothermal","","WECC_IID","California",6,"Imperial",25,"06025",1,9760,1989,2008,"","","N","Geothermal","",{"$nulls":14},0,0,0,0,0.4625,0.4625,0.4625,{"$nulls":3},""]
["Ormesa IH","50762_G_OE16",50762,"G","OE16",null,"Geothermal","","WECC_IID","California",6,"Imperial",25,"06025",1,9760,1989,2012,"","","N","Geothermal","",{"$nulls":14},0,0,0,0,0.4625,0.4625,0.4625,{"$nulls":3},""]
["Ormesa IH","50762_G_OE23",50762,"G","OE23",null,"Geothermal","","WECC_IID","California",6,"Imperial",25,"06025",0.6,9760,1989,2008,"","","N","Geothermal","",{"$nulls":14},0,0,0,0,0.4625,0.4625,0.4625,{"$nulls":3},""]
["Ormesa IH","50762_G_OE26",50762,"G","OE26",null,"Geothermal","","WECC_IID","California",6,"Imperial",25,"06025",0.6,9760,1989,2012,"","","N","Geothermal","",{"$nulls":14},0,0,0,0,0.4625,0.4625,0.4625,{"$nulls":3},""]
["Ormesa I","50766_G_OE11",50766,"G","OE11",null,"Geothermal","","WECC_IID","California",6,"Imperial",25,"06025",0.7,9760,1986,2003,"","","N","Geothermal","",{"$nulls":14},0,0,0,0,0.4625,0.4625,0.4625,{"$nulls":3},""]
["Ormesa I","50766_G_OE12",50766,"G","OE12",null,"Geothermal","","WECC_IID","California",6,"Imperial",25,"06025",0.7,9760,1986,2003,"","","N","Geothermal","",{"$nulls":14},0,0,0,0,0.4625,0.4625,0.4625,{"$nulls":3},""]
["Ormesa I","50766_G_OE14",50766,"G","OE14",null,"Geothermal","","WECC_IID","California",6,"Imperial",25,"06025",0.7,9760,1986,2003,"","","N","Geothermal","",{"$nulls":14},0,0,0,0,0.4625,0.4625,0.4625,{"$nulls":3},""]
["Ormesa I","50766_G_OE15",50766,"G","OE15",null,"Geothermal","","WECC_IID","California",6,"Imperial",25,"06025",0.7,9760,1986,2003,"","","N","Geothermal","",{"$nulls":14},0,0,0,0,0.4625,0.4625,0.4625,{"$nulls":3},""]
["Ormesa I","50766_G_OE21",50766,"G","OE21",null,"Geothermal","","WECC_IID","California",6,"Imperial",25,"06025",0.9,9760,1986,2003,"","","N","Geothermal","",{"$nulls":14},0,0,0,0,0.4625,0.4625,0.4625,{"$nulls":3},""]
["Ormesa I","50766_G_OE22",50766,"G","OE22",null,"Geothermal","","WECC_IID","California",6,"Imperial",25,"06025",0.9,9760,1986,2003,"","","N","Geothermal","",{"$nulls":14},0,0,0,0,0.4625,0.4625,0.4625,{"$nulls":3},""]
["Ormesa I","50766_G_OE24",50766,"G","OE24",null,"Geothermal","","WECC_IID","California",6,"Imperial",25,"06025",0.9,9760,1986,2003,"","","N","Geothermal","",{"$nulls":14},0,0,0,0,0.4625,0.4625,0.4625,{"$nulls":3},""]
["Ormesa I","50766_G_OE25",50766,"G","OE25",null,"Geothermal","","WECC_IID","California",6,"Imperial",25,"06025",0.9,9760,1986,2003,"","","N","Geothermal","",{"$nulls":14},0,0,0,0,0.4625,0.4625,0.4625,{"$nulls":3},""]
["Altech","50818_G_GEN1",50818,"G","GEN1",null,"Wind","","WEC_CALN","California",6,"San Joaquin",77,"06077",10.5,0,1983,2017,"","","N","Wind","",{"$nulls":14},0,0,0,0,{"$nulls":6},""]
["Solar","529_G_1",529,"G","1",null,"Solar PV","","WEC_CALN","California",6,"Sacramento",67,"06067",1,0,1984,2013,"","","N","Solar","",{"$nulls":14},0,0,0,0,{"$nulls":6},""]
["Solar","529_G_2",529,"G","2",null,"Solar PV","","WEC_CALN","California",6,"Sacramento",67,"06067",1,0,1986,2013,"","","N","Solar","",{"$nulls":14},0,0,0,0,{"$nulls":6},""]
["Port Edwards Mill","54103_G_GEN4",54103,"G","GEN4",null,"O/G Steam","","MIS_WUMS","Wisconsin",55,"Wood",141,"55141",1.8,8300,1930,2013,"","","Y","Natural Gas, Residual Fuel Oil","",{"$nulls":13},1.703553282706148,{"v":0.20492667319370922,"d":"0.2049"},{"v":0.20492667319370922,"d":"0.2049"},{"v":0.20492667319370922,"d":"0.2049"},{"v":0.20492667319370922,"d":"0.2049"},{"$nulls":6},""]
["Port Edwards Mill","54103_G_GEN7",54103,"G","GEN7",null,"O/G Steam","","MIS_WUMS","Wisconsin",55,"Wood",141,"55141",4.7,8300,1962,2013,"","","Y","Residual Fuel Oil","",{"$nulls":13},1.703553282706148,{"v":0.20492667319370922,"d":"0.2049"},{"v":0.20492667319370922,"d":"0.2049"},{"v":0.20492667319370922,"d":"0.2049"},{"v":0.20492667319370922,"d":"0.2049"},{"$nulls":6},""]
["Southbridge Energy Center LLC","54373_G_ENG1",54373,"G","ENG1",null,"Combustion Turbine","IC Engine","NENGREST","Massachusetts",25,"Worcester",27,"25027",1.3,9106,2001,2011,"","","Y","Natural Gas","",{"$nulls":13},0.7890867906976743,{"v":2.0543300185532067,"d":"2.0543"},{"v":2.0543300185532067,"d":"2.0543"},{"v":2.0543300185532067,"d":"2.0543"},{"v":2.0543300185532067,"d":"2.0543"},{"$nulls":6},""]
["Southbridge Energy Center LLC","54373_G_ENG2",54373,"G","ENG2",null,"Combustion Turbine","IC Engine","NENGREST","Massachusetts",25,"Worcester",27,"25027",1.3,9106,2001,2008,"","","Y","Natural Gas","",{"$nulls":13},0.7890867906976743,{"v":2.0543300185532067,"d":"2.0543"},{"v":2.0543300185532067,"d":"2.0543"},{"v":2.0543300185532067,"d":"2.0543"},{"v":2.0543300185532067,"d":"2.0543"},{"$nulls":6},""]
["Southbridge Energy Center LLC","54373_G_ENG3",54373,"G","ENG3",null,"Combustion Turbine","IC Engine","NENGREST","Massachusetts",25,"Worcester",27,"25027",1.3,9106,2001,2009,"","","Y","Natural Gas","",{"$nulls":13},0.7890867906976743,{"v":2.0543300185532067,"d":"2.0543"},{"v":2.0543300185532067,"d":"2.0543"},{"v":2.0543300185532067,"d":"2.0543"},{"v":2.0543300185532067,"d":"2.0543"},{"$nulls":6},""]
["Southbridge Energy Center LLC","54373_G_ENG4",54373,"G","ENG4",null,"Combustion Turbine","IC Engine","NENGREST","Massachusetts",25,"Worcester",27,"25027",1.3,9106,2001,2010,"","","Y","Natural Gas","",{"$nulls":13},0.7890867906976743,{"v":2.0543300185532067,"d":"2.0543"},{"v":2.0543300185532067,"d":"2.0543"},{"v":2.0543300185532067,"d":"2.0543"},{"v":2.0543300185532067,"d":"2.0543"},{"$nulls":6},""]
["Southbridge Energy Center LLC","54373_G_ENG5",54373,"G","ENG5",null,"Combustion Turbine","IC Engine","NENGREST","Massachusetts",25,"Worcester",27,"25027",1.3,9106,2001,2011,"","","Y","Natural Gas","",{"$nulls":13},0.7890867906976743,{"v":2.0543300185532067,"d":"2.0543"},{"v":2.0543300185532067,"d":"2.0543"},{"v":2.0543300185532067,"d":"2.0543"},{"v":2.0543300185532067,"d":"2.0543"},{"$nulls":6},""]
["Capitol Heat and Power","54406_G_P31",54406,"G","P31",null,"Combustion Turbine","IC Engine","MIS_WUMS","Wisconsin",55,"Dane",25,"55025",1,13216,2011,2011,"","","N","Distillate Fuel Oil","",{"$nulls":14},{"v":2.3354529520972003,"d":"2.3355"},{"v":2.3354529520972003,"d":"2.3355"},{"v":2.3354529520972003,"d":"2.3355"},{"v":2.3354529520972003,"d":"2.3355"},{"$nulls":6},""]
["Capitol Heat and Power","54406_G_P32",54406,"G","P32",null,"Combustion Turbine","IC Engine","MIS_WUMS","Wisconsin",55,"Dane",25,"55025",1,13216,2011,2011,"","","N","Distillate Fuel Oil","",{"$nulls":14},{"v":2.3354529520972003,"d":"2.3355"},{"v":2.3354529520972003,"d":"2.3355"},{"v":2.3354529520972003,"d":"2.3355"},{"v":2.3354529520972003,"d":"2.3355"},{"$nulls":6},""]
["Entenmanns Energy Center","54541_G_1",54541,"G","1",null,"Combustion Turbine","IC Engine","NY_Z_K","New York",36,"Suffolk",103,"36103",1.3,8700,1994,2014,"","","Y","Natural Gas, Distillate Fuel Oil","",{"$nulls":13},1.052964094,{"v":1.994526973,"d":"1.9945"},{"v":1.994526973,"d":"1.9945"},{"v":1.994526973,"d":"1.9945"},{"v":1.994526973,"d":"1.9945"},{"$nulls":6},""]
["Entenmanns Energy Center","54541_G_2",54541,"G","2",null,"Combustion Turbine","IC Engine","NY_Z_K","New York",36,"Suffolk",103,"36103",1.3,8700,1994,2014,"","","Y","Natural Gas, Distillate Fuel Oil","",{"$nulls":13},1.052964094,{"v":1.994526973,"d":"1.9945"},{"v":1.994526973,"d":"1.9945"},{"v":1.994526973,"d":"1.9945"},{"v":1.994526973,"d":"1.9945"},{"$nulls":6},""]
["Entenmanns Energy Center","54541_G_3",54541,"G","3",null,"Combustion Turbine","IC Engine","NY_Z_K","New York",36,"Suffolk",103,"36103",1.3,8700,1994,2014,"","","Y","Natural Gas, Distillate Fuel Oil","",{"$nulls":13},1.052964094,{"v":1.994526973,"d":"1.9945"},{"v":1.994526973,"d":"1.9945"},{"v":1.994526973,"d":"1.9945"},{"v":1.994526973,"d":"1.9945"},{"$nulls":6},""]
["Entenmanns Energy Center","54541_G_4",54541,"G","4",null,"Combustion Turbine","IC Engine","NY_Z_K","New York",36,"Suffolk",103,"36103",1.3,8700,1994,2014,"","","Y","Distillate Fuel Oil","",{"$nulls":13},1.052964094,{"v":1.994526973,"d":"1.9945"},{"v":1.994526973,"d":"1.9945"},{"v":1.994526973,"d":"1.9945"},{"v":1.994526973,"d":"1.9945"},{"$nulls":6},""]
["West Texas Windplant","54966_G_WIND",54966,"G","WIND",null,"Wind","","ERC_WEST","Texas",48,"Culberson",109,"48109",30,0,1995,2014,"","","N","Wind","",{"$nulls":14},0,0,0,0,{"$nulls":6},""]
["Four Hills Nashua Landfill","55006_G_UNT1",55006,"G","UNT1",null,"Landfill Gas","","NENGREST","New Hampshire",33,"Hillsborough",11,"33011",2,20558,1996,2014,"","","N","Landfill Gas","",{"$nulls":13},0.27,{"v":0.04394744404747715,"d":"0.0439"},{"v":0.04394744404747715,"d":"0.0439"},{"v":0.04394744404747715,"d":"0.0439"},{"v":0.04394744404747715,"d":"0.0439"},{"$nulls":6},""]
["Escondido Power Plant","55538_G_GEN1",55538,"G","GEN1",null,"Combustion Turbine","Combustion Turbine","WEC_SDGE","California",6,"San Diego",73,"06073",34,12724,2001,2013,"","","N","Natural Gas","",{"$nulls":4},"SCR",{"$nulls":9},{"v":0.040763143920541804,"d":"0.0408"},{"v":0.040763143920541804,"d":"0.0408"},{"v":0.040763143920541804,"d":"0.0408"},{"v":0.040763143920541804,"d":"0.0408"},{"$nulls":6},""]
["Richmond Electric","55587_G_1",55587,"G","1",null,"Landfill Gas","","PJM_Dom","Virginia",51,"Henrico",87,"51087",0.9,17400,1993,2013,"","","N","Landfill Gas","",{"$nulls":14},{"v":0.6,"d":"0.6000"},{"v":0.6,"d":"0.6000"},{"v":0.6,"d":"0.6000"},{"v":0.6,"d":"0.6000"},{"$nulls":6},""]
["Richmond Electric","55587_G_2",55587,"G","2",null,"Landfill Gas","","PJM_Dom","Virginia",51,"Henrico",87,"51087",0.9,13500,1993,2013,"","","N","Landfill Gas","",{"$nulls":14},{"v":0.6,"d":"0.6000"},{"v":0.6,"d":"0.6000"},{"v":0.6,"d":"0.6000"},{"v":0.6,"d":"0.6000"},{"$nulls":6},""]
["Richmond Electric","55587_G_3",55587,"G","3",null,"Landfill Gas","","PJM_Dom","Virginia",51,"Henrico",87,"51087",0.9,16903,1993,2013,"","","N","Landfill Gas","",{"$nulls":14},{"v":0.6,"d":"0.6000"},{"v":0.6,"d":"0.6000"},{"v":0.6,"d":"0.6000"},{"v":0.6,"d":"0.6000"},{"$nulls":6},""]
["Fall River Electric","55589_G_1",55589,"G","1",null,"Landfill Gas","","NENGREST","Massachusetts",25,"Bristol",5,"25005",0.9,15878,2000,2012,"","","N","Landfill Gas","",{"$nulls":14},{"v":0.04394744404747715,"d":"0.0439"},{"v":0.04394744404747715,"d":"0.0439"},{"v":0.04394744404747715,"d":"0.0439"},{"v":0.04394744404747715,"d":"0.0439"},{"$nulls":6},""]
["Fall River Electric","55589_G_2",55589,"G","2",null,"Landfill Gas","","NENGREST","Massachusetts",25,"Bristol",5,"25005",0.9,15881,2000,2012,"","","N","Landfill Gas","",{"$nulls":14},{"v":0.04394744404747715,"d":"0.0439"},{"v":0.04394744404747715,"d":"0.0439"},{"v":0.04394744404747715,"d":"0.0439"},{"v":0.04394744404747715,"d":"0.0439"},{"$nulls":6},""]
["Roxana Resource Recovery","55759_G_RX1",55759,"G","RX1",null,"Landfill Gas","","MIS_IL","Illinois",17,"Madison",119,"17119",0.9,13500,1999,2015,"","","N","Landfill Gas","",{"$nulls":14},{"v":0.04394744404747715,"d":"0.0439"},{"v":0.04394744404747715,"d":"0.0439"},{"v":0.04394744404747715,"d":"0.0439"},{"v":0.04394744404747715,"d":"0.0439"},{"$nulls":6},""]
["Roxana Resource Recovery","55759_G_RX2",55759,"G","RX2",null,"Landfill Gas","","MIS_IL","Illinois",17,"Madison",119,"17119",0.9,13500,1999,2015,"","","N","Landfill Gas","",{"$nulls":14},{"v":0.04394744404747715,"d":"0.0439"},{"v":0.04394744404747715,"d":"0.0439"},{"v":0.04394744404747715,"d":"0.0439"},{"v":0.04394744404747715,"d":"0.0439"},{"$nulls":6},""]
["Roxana Resource Recovery","55759_G_RX3",55759,"G","RX3",null,"Landfill Gas","","MIS_IL","Illinois",17,"Madison",119,"17119",0.9,13500,1999,2015,"","","N","Landfill Gas","",{"$nulls":14},{"v":0.04394744404747715,"d":"0.0439"},{"v":0.04394744404747715,"d":"0.0439"},{"v":0.04394744404747715,"d":"0.0439"},{"v":0.04394744404747715,"d":"0.0439"},{"$nulls":6},""]
["Roxana Resource Recovery","55759_G_RX4",55759,"G","RX4",null,"Landfill Gas","","MIS_IL","Illinois",17,"Madison",119,"17119",0.9,13500,1999,2015,"","","N","Landfill Gas","",{"$nulls":14},{"v":0.04394744404747715,"d":"0.0439"},{"v":0.04394744404747715,"d":"0.0439"},{"v":0.04394744404747715,"d":"0.0439"},{"v":0.04394744404747715,"d":"0.0439"},{"$nulls":6},""]
["Brickyard Energy Partners LLC","55762_G_BR1",55762,"G","BR1",null,"Landfill Gas","","MIS_IL","Illinois",17,"Vermilion",183,"17183",0.9,13500,1999,2015,"","","N","Landfill Gas","",{"$nulls":14},{"v":0.04394744404747715,"d":"0.0439"},{"v":0.04394744404747715,"d":"0.0439"},{"v":0.04394744404747715,"d":"0.0439"},{"v":0.04394744404747715,"d":"0.0439"},{"$nulls":6},""]
["Brickyard Energy Partners LLC","55762_G_BR2",55762,"G","BR2",null,"Landfill Gas","","MIS_IL","Illinois",17,"Vermilion",183,"17183",0.9,13500,1999,2015,"","","N","Landfill Gas","",{"$nulls":14},{"v":0.04394744404747715,"d":"0.0439"},{"v":0.04394744404747715,"d":"0.0439"},{"v":0.04394744404747715,"d":"0.0439"},{"v":0.04394744404747715,"d":"0.0439"},{"$nulls":6},""]
["Brickyard Energy Partners LLC","55762_G_BR3",55762,"G","BR3",null,"Landfill Gas","","MIS_IL","Illinois",17,"Vermilion",183,"17183",0.9,13500,1999,2015,"","","N","Landfill Gas","",{"$nulls":14},{"v":0.04394744404747715,"d":"0.0439"},{"v":0.04394744404747715,"d":"0.0439"},{"v":0.04394744404747715,"d":"0.0439"},{"v":0.04394744404747715,"d":"0.0439"},{"$nulls":6},""]
["Upper Rock Energy Partners LLC","55764_G_UR1",55764,"G","UR1",null,"Landfill Gas","","MIS_MIDA","Illinois",17,"Rock Island",161,"17161",0.9,13500,2000,2015,"","","N","Landfill Gas","",{"$nulls":14},{"v":0.04394744404747715,"d":"0.0439"},{"v":0.04394744404747715,"d":"0.0439"},{"v":0.04394744404747715,"d":"0.0439"},{"v":0.04394744404747715,"d":"0.0439"},{"$nulls":6},""]
["Upper Rock Energy Partners LLC","55764_G_UR2",55764,"G","UR2",null,"Landfill Gas","","MIS_MIDA","Illinois",17,"Rock Island",161,"17161",0.9,13500,2000,2015,"","","N","Landfill Gas","",{"$nulls":14},{"v":0.04394744404747715,"d":"0.0439"},{"v":0.04394744404747715,"d":"0.0439"},{"v":0.04394744404747715,"d":"0.0439"},{"v":0.04394744404747715,"d":"0.0439"},{"$nulls":6},""]
["Upper Rock Energy Partners LLC","55764_G_UR3",55764,"G","UR3",null,"Landfill Gas","","MIS_MIDA","Illinois",17,"Rock Island",161,"17161",0.9,13500,2000,2015,"","","N","Landfill Gas","",{"$nulls":14},{"v":0.04394744404747715,"d":"0.0439"},{"v":0.04394744404747715,"d":"0.0439"},{"v":0.04394744404747715,"d":"0.0439"},{"v":0.04394744404747715,"d":"0.0439"},{"$nulls":6},""]
["Upper Rock Energy Partners LLC","55764_G_UR4",55764,"G","UR4",null,"Landfill Gas","","MIS_MIDA","Illinois",17,"Rock Island",161,"17161",0.9,13500,2003,2015,"","","N","Landfill Gas","",{"$nulls":14},{"v":0.04394744404747715,"d":"0.0439"},{"v":0.04394744404747715,"d":"0.0439"},{"v":0.04394744404747715,"d":"0.0439"},{"v":0.04394744404747715,"d":"0.0439"},{"$nulls":6},""]
["Gates Peaker","55875_G_GEN1",55875,"G","GEN1",null,"Combustion Turbine","Combustion Turbine","WEC_CALN","California",6,"Fresno",19,"06019",33,10745,2001,2013,"","","N","Natural Gas","",{"$nulls":4},"SCR",{"$nulls":8},0.74,{"v":0.01949332578252896,"d":"0.0195"},{"v":0.01949332578252896,"d":"0.0195"},{"v":0.01949332578252896,"d":"0.0195"},{"v":0.01949332578252896,"d":"0.0195"},{"$nulls":6},""]
["Hawkeye Energy Greenport LLC","55969_G_U-01",55969,"G","U-01",null,"Combustion Turbine","Combustion Turbine","NY_Z_K","New York",36,"SUFFOLK",103,"36103",49,11539,2003,2018,"","","N","Distillate Fuel Oil","",{"$nulls":4},"SCR",{"$nulls":8},1.052964094,{"v":0.024933693793579587,"d":"0.0249"},{"v":0.024933693793579587,"d":"0.0249"},{"v":0.024933693793579587,"d":"0.0249"},{"v":0.024933693793579587,"d":"0.0249"},{"$nulls":6},""]
["Harrisonburg Power Plant","56006_G_ST-1",56006,"G","ST-1",null,"O/G Steam","","PJM_Dom","Virginia",51,"HARRISONBURG",660,"51660",2.7,14500,1997,2015,"","","N","Natural Gas, Distillate Fuel Oil","",{"$nulls":13},2.64,{"v":0.26811901099207935,"d":"0.2681"},{"v":0.26811901099207935,"d":"0.2681"},{"v":0.26811901099207935,"d":"0.2681"},{"v":0.26811901099207935,"d":"0.2681"},{"$nulls":6},""]
["BNWRD","56176_G_1",56176,"G","1",null,"Combustion Turbine","IC Engine","PJM_COMD","Illinois",17,"McLean",113,"17113",1.8,15552,2000,2014,"","","N","Distillate Fuel Oil","",{"$nulls":13},1,{"v":2.3354529520972003,"d":"2.3355"},{"v":2.3354529520972003,"d":"2.3355"},{"v":2.3354529520972003,"d":"2.3355"},{"v":2.3354529520972003,"d":"2.3355"},{"$nulls":6},""]
["Patterson Pass","56213_G_WND1",56213,"G","WND1",null,"Wind","","WEC_CALN","California",6,"Alameda",1,"06001",8.1,0,1985,2014,"","","N","Wind","",{"$nulls":14},0,0,0,0,{"$nulls":6},""]
["Patterson Pass","56213_G_WND2",56213,"G","WND2",null,"Wind","","WEC_CALN","California",6,"Alameda",1,"06001",13.8,0,1987,2014,"","","N","Wind","",{"$nulls":14},0,0,0,0,{"$nulls":6},""]
["Danville New Design Plant","56363_G_GEN 1",56363,"G","GEN 1",null,"Combustion Turbine","IC Engine","PJM_Dom","Virginia",51,"Danville",590,"51590",1.2,20000,2005,2013,"","","N","Distillate Fuel Oil","",{"$nulls":13},2.64,{"v":2.3354529520972003,"d":"2.3355"},{"v":2.3354529520972003,"d":"2.3355"},{"v":2.3354529520972003,"d":"2.3355"},{"v":2.3354529520972003,"d":"2.3355"},{"$nulls":6},""]
["Danville Kentuck Road Plant","56364_G_GEN 1",56364,"G","GEN 1",null,"Combustion Turbine","IC Engine","PJM_Dom","Virginia",51,"PITTSYLVANIA",143,"51143",1.2,13153,2005,2013,"","","N","Distillate Fuel Oil","",{"$nulls":13},2.64,{"v":2.3354529520972003,"d":"2.3355"},{"v":2.3354529520972003,"d":"2.3355"},{"v":2.3354529520972003,"d":"2.3355"},{"v":2.3354529520972003,"d":"2.3355"},{"$nulls":6},""]
["Danville Westover Plant","56365_G_GEN1",56365,"G","GEN1",null,"Combustion Turbine","IC Engine","PJM_Dom","Virginia",51,"DANVILLE",590,"51590",1.2,19868,2005,2013,"","","N","Distillate Fuel Oil","",{"$nulls":13},2.64,{"v":2.3354529520972003,"d":"2.3355"},{"v":2.3354529520972003,"d":"2.3355"},{"v":2.3354529520972003,"d":"2.3355"},{"v":2.3354529520972003,"d":"2.3355"},{"$nulls":6},""]
["Domain Integrated Energy System","56373_G_DOMG1",56373,"G","DOMG1",null,"Combustion Turbine","Combustion Turbine","ERC_REST","Texas",48,"TRAVIS",453,"48453",5,13515,2004,2013,"","","Y","Natural Gas","",{"$nulls":13},3,{"v":0.18366846931454198,"d":"0.1837"},{"v":0.18366846931454198,"d":"0.1837"},{"v":0.18366846931454198,"d":"0.1837"},{"v":0.18366846931454198,"d":"0.1837"},{"$nulls":6},""]
["Pennsauken Landfill","56511_G_GEN3",56511,"G","GEN3",null,"Landfill Gas","","PJM_EMAC","New Jersey",34,"Camden",7,"34007",0.9,13500,2004,2012,"","","N","Landfill Gas","",{"$nulls":14},{"v":0.04394744404747715,"d":"0.0439"},{"v":0.04394744404747715,"d":"0.0439"},{"v":0.04394744404747715,"d":"0.0439"},{"v":0.04394744404747715,"d":"0.0439"},{"$nulls":6},""]
["Bradley Gas Recovery","56533_G_GEN1",56533,"G","GEN1",null,"Landfill Gas","","WEC_LADW","California",6,"Los Angeles",37,"06037",1.3,14644,2004,2013,"","","N","Landfill Gas","",{"$nulls":14},{"v":0.04394744404747715,"d":"0.0439"},{"v":0.04394744404747715,"d":"0.0439"},{"v":0.04394744404747715,"d":"0.0439"},{"v":0.04394744404747715,"d":"0.0439"},{"$nulls":6},""]
["Bradley Gas Recovery","56533_G_GEN2",56533,"G","GEN2",null,"Landfill Gas","","WEC_LADW","California",6,"Los Angeles",37,"06037",1.3,14645,2004,2013,"","","N","Landfill Gas","",{"$nulls":14},{"v":0.04394744404747715,"d":"0.0439"},{"v":0.04394744404747715,"d":"0.0439"},{"v":0.04394744404747715,"d":"0.0439"},{"v":0.04394744404747715,"d":"0.0439"},{"$nulls":6},""]
["Bradley Gas Recovery","56533_G_GEN3",56533,"G","GEN3",null,"Landfill Gas","","WEC_LADW","California",6,"Los Angeles",37,"06037",1.3,14645,2004,2013,"","","N","Landfill Gas","",{"$nulls":14},{"v":0.04394744404747715,"d":"0.0439"},{"v":0.04394744404747715,"d":"0.0439"},{"v":0.04394744404747715,"d":"0.0439"},{"v":0.04394744404747715,"d":"0.0439"},{"$nulls":6},""]
["Bradley Gas Recovery","56533_G_GEN4",56533,"G","GEN4",null,"Landfill Gas","","WEC_LADW","California",6,"Los Angeles",37,"06037",1.3,14645,2004,2013,"","","N","Landfill Gas","",{"$nulls":14},{"v":0.04394744404747715,"d":"0.0439"},{"v":0.04394744404747715,"d":"0.0439"},{"v":0.04394744404747715,"d":"0.0439"},{"v":0.04394744404747715,"d":"0.0439"},{"$nulls":6},""]
["Bradley Gas Recovery","56533_G_GEN5",56533,"G","GEN5",null,"Landfill Gas","","WEC_LADW","California",6,"Los Angeles",37,"06037",1.3,14645,2004,2013,"","","N","Landfill Gas","",{"$nulls":14},{"v":0.04394744404747715,"d":"0.0439"},{"v":0.04394744404747715,"d":"0.0439"},{"v":0.04394744404747715,"d":"0.0439"},{"v":0.04394744404747715,"d":"0.0439"},{"$nulls":6},""]
["Turlock Irrigation District Fuel Cell","56631_G_TFC",56631,"G","TFC",null,"Fuel Cell","","WEC_CALN","California",6,"Stanislaus",99,"06099",1.1,13500,2009,2012,"","","Y","Non-Fossil Waste","",{"$nulls":14},0,0,0,0,{"$nulls":6},""]
["Winnebago Energy Center LLC","56780_G_1",56780,"G","1",null,"Landfill Gas","","PJM_COMD","Illinois",17,"WINNEBAGO",201,"17201",1.6,13500,2007,2014,"","","N","Landfill Gas","",{"$nulls":14},{"v":0.04394744404747715,"d":"0.0439"},{"v":0.04394744404747715,"d":"0.0439"},{"v":0.04394744404747715,"d":"0.0439"},{"v":0.04394744404747715,"d":"0.0439"},{"$nulls":6},""]
["Winnebago Energy Center LLC","56780_G_2",56780,"G","2",null,"Landfill Gas","","PJM_COMD","Illinois",17,"WINNEBAGO",201,"17201",1.6,13500,2007,2014,"","","N","Landfill Gas","",{"$nulls":14},{"v":0.04394744404747715,"d":"0.0439"},{"v":0.04394744404747715,"d":"0.0439"},{"v":0.04394744404747715,"d":"0.0439"},{"v":0.04394744404747715,"d":"0.0439"},{"$nulls":6},""]
["Winnebago Energy Center LLC","56780_G_3",56780,"G","3",null,"Landfill Gas","","PJM_COMD","Illinois",17,"WINNEBAGO",201,"17201",1.6,13500,2007,2014,"","","N","Landfill Gas","",{"$nulls":14},{"v":0.04394744404747715,"d":"0.0439"},{"v":0.04394744404747715,"d":"0.0439"},{"v":0.04394744404747715,"d":"0.0439"},{"v":0.04394744404747715,"d":"0.0439"},{"$nulls":6},""]
["Winnebago Energy Center LLC","56780_G_4",56780,"G","4",null,"Landfill Gas","","PJM_COMD","Illinois",17,"WINNEBAGO",201,"17201",1.6,13500,2007,2014,"","","N","Landfill Gas","",{"$nulls":14},{"v":0.04394744404747715,"d":"0.0439"},{"v":0.04394744404747715,"d":"0.0439"},{"v":0.04394744404747715,"d":"0.0439"},{"v":0.04394744404747715,"d":"0.0439"},{"$nulls":6},""]
["Roberts Road Power Plant","56867_G_1",56867,"G","1",null,"Landfill Gas","","S_SOU","Georgia",13,"FAYETTE",113,"13113",1.4,40000,2003,2012,"","","N","Landfill Gas","",{"$nulls":14},{"v":0.04394744404747715,"d":"0.0439"},{"v":0.04394744404747715,"d":"0.0439"},{"v":0.04394744404747715,"d":"0.0439"},{"v":0.04394744404747715,"d":"0.0439"},{"$nulls":6},""]
["Ausra Kimberlina Solar Generation","56943_G_1",56943,"G","1",null,"Solar Thermal","","WEC_CALN","California",6,"Kern",29,"06029",3.5,9760,2009,2014,"","","N","Solar","",{"$nulls":14},0,0,0,0,{"$nulls":6},""]
["Pacific Cruise Ship Terminals Berth 93","57309_G_1",57309,"G","1",null,"Solar PV","","WEC_LADW","California",6,"Los Angeles",37,"06037",1.1,0,2010,2014,"","","N","Solar","",{"$nulls":14},0,0,0,0,{"$nulls":6},""]
["Questa Solar Facility","57369_G_QST",57369,"G","QST",null,"Solar PV","","WECC_NM","New Mexico",35,"Taos",55,"35055",1,0,2011,2019,"","","N","Solar","",{"$nulls":14},0,0,0,0,{"$nulls":6},""]
["GE 1 6 100 Prototype","57566_G_1.6PR",57566,"G","1.6PR",null,"Wind","","WECC_SCE","California",6,"Kern",29,"06029",1.6,0,2011,2013,"","","N","Wind","",{"$nulls":14},0,0,0,0,{"$nulls":6},""]
["Sheraton SD East Tower","57592_G_45",57592,"G","45",null,"Fuel Cell","","WEC_SDGE","California",6,"San Diego",73,"06073",0.3,9500,2005,2014,"","","N","Natural Gas","",{"$nulls":14},0,0,0,0,{"$nulls":6},""]
["Sheraton SD East Tower","57592_G_47",57592,"G","47",null,"Fuel Cell","","WEC_SDGE","California",6,"San Diego",73,"06073",0.3,9500,2005,2014,"","","N","Natural Gas","",{"$nulls":14},0,0,0,0,{"$nulls":6},""]
["Sheraton SD East Tower","57592_G_50",57592,"G","50",null,"Fuel Cell","","WEC_SDGE","California",6,"San Diego",73,"06073",0.3,9500,2005,2014,"","","N","Natural Gas","",{"$nulls":14},0,0,0,0,{"$nulls":6},""]
["Sheraton SD East Tower","57592_G_51",57592,"G","51",null,"Fuel Cell","","WEC_SDGE","California",6,"San Diego",73,"06073",0.3,9500,2005,2014,"","","N","Natural Gas","",{"$nulls":14},0,0,0,0,{"$nulls":6},""]
["Auburn LFG Energy Facility","57636_G_2",57636,"G","2",null,"Landfill Gas","","NY_Z_C&E","New York",36,"Cayuga",11,"36011",1.1,13500,2010,2014,"","","N","Landfill Gas","",{"$nulls":14},{"v":0.04394744404747715,"d":"0.0439"},{"v":0.04394744404747715,"d":"0.0439"},{"v":0.04394744404747715,"d":"0.0439"},{"v":0.04394744404747715,"d":"0.0439"},{"$nulls":6},""]
["Turkey Point","621_G_IC1",621,"G","IC1",null,"Combustion Turbine","IC Engine","FRCC","Florida",12,"Miami-Dade",86,"12086",2.4,12774,1968,2009,"","","N","Distillate Fuel Oil","",{"$nulls":13},0.5,{"v":2.3354529520972003,"d":"2.3355"},{"v":2.3354529520972003,"d":"2.3355"},{"v":2.3354529520972003,"d":"2.3355"},{"v":2.3354529520972003,"d":"2.3355"},{"$nulls":6},""]
["Turkey Point","621_G_IC2",621,"G","IC2",null,"Combustion Turbine","IC Engine","FRCC","Florida",12,"Miami-Dade",86,"12086",2.4,12774,1968,2009,"","","N","Distillate Fuel Oil","",{"$nulls":13},0.5,{"v":2.3354529520972003,"d":"2.3355"},{"v":2.3354529520972003,"d":"2.3355"},{"v":2.3354529520972003,"d":"2.3355"},{"v":2.3354529520972003,"d":"2.3355"},{"$nulls":6},""]
["Turkey Point","621_G_IC3",621,"G","IC3",null,"Combustion Turbine","IC Engine","FRCC","Florida",12,"Miami-Dade",86,"12086",2.4,12774,1968,2009,"","","N","Distillate Fuel Oil","",{"$nulls":13},0.5,{"v":2.3354529520972003,"d":"2.3355"},{"v":2.3354529520972003,"d":"2.3355"},{"v":2.3354529520972003,"d":"2.3355"},{"v":2.3354529520972003,"d":"2.3355"},{"$nulls":6},""]
["Turkey Point","621_G_IC4",621,"G","IC4",null,"Combustion Turbine","IC Engine","FRCC","Florida",12,"Miami-Dade",86,"12086",2.4,12774,1968,2009,"","","N","Distillate Fuel Oil","",{"$nulls":13},0.5,{"v":2.3354529520972003,"d":"2.3355"},{"v":2.3354529520972003,"d":"2.3355"},{"v":2.3354529520972003,"d":"2.3355"},{"v":2.3354529520972003,"d":"2.3355"},{"$nulls":6},""]
["Turkey Point","621_G_IC5",621,"G","IC5",null,"Combustion Turbine","IC Engine","FRCC","Florida",12,"Miami-Dade",86,"12086",2.4,12774,1968,2009,"","","N","Distillate Fuel Oil","",{"$nulls":13},0.5,{"v":2.3354529520972003,"d":"2.3355"},{"v":2.3354529520972003,"d":"2.3355"},{"v":2.3354529520972003,"d":"2.3355"},{"v":2.3354529520972003,"d":"2.3355"},{"$nulls":6},""]
["Putnam","6246_G_1GT1",6246,"G","1GT1",null,"Combined Cycle","","FRCC","Florida",12,"Putnam",107,"12107",73,9092,1978,2014,"","","N","Natural Gas, Distillate Fuel Oil","",{"$nulls":13},0.8,{"v":0.31932870036298533,"d":"0.3193"},{"v":0.31932870036298533,"d":"0.3193"},{"v":0.31932870036298533,"d":"0.3193"},{"v":0.31932870036298533,"d":"0.3193"},{"$nulls":6},""]
["Putnam","6246_G_1GT2",6246,"G","1GT2",null,"Combined Cycle","","FRCC","Florida",12,"Putnam",107,"12107",73,9092,1978,2014,"","","N","Natural Gas, Distillate Fuel Oil","",{"$nulls":13},0.8,{"v":0.31932870036298533,"d":"0.3193"},{"v":0.31932870036298533,"d":"0.3193"},{"v":0.31932870036298533,"d":"0.3193"},{"v":0.31932870036298533,"d":"0.3193"},{"$nulls":6},""]
["Putnam","6246_G_1ST",6246,"G","1ST",null,"Combined Cycle","","FRCC","Florida",12,"Putnam",107,"12107",103,9092,1978,2014,"","","N","Natural Gas, Distillate Fuel Oil","",{"$nulls":13},0.8,{"v":0.31932870036298533,"d":"0.3193"},{"v":0.31932870036298533,"d":"0.3193"},{"v":0.31932870036298533,"d":"0.3193"},{"v":0.31932870036298533,"d":"0.3193"},{"$nulls":6},""]
["Putnam","6246_G_2GT1",6246,"G","2GT1",null,"Combined Cycle","","FRCC","Florida",12,"Putnam",107,"12107",73,9092,1977,2014,"","","N","Natural Gas, Distillate Fuel Oil","",{"$nulls":13},0.8,{"v":0.34700199412162536,"d":"0.3470"},{"v":0.34700199412162536,"d":"0.3470"},{"v":0.34700199412162536,"d":"0.3470"},{"v":0.34700199412162536,"d":"0.3470"},{"$nulls":6},""]
["Putnam","6246_G_2GT2",6246,"G","2GT2",null,"Combined Cycle","","FRCC","Florida",12,"Putnam",107,"12107",73,9092,1977,2014,"","","N","Natural Gas, Distillate Fuel Oil","",{"$nulls":13},0.8,{"v":0.34700199412162536,"d":"0.3470"},{"v":0.34700199412162536,"d":"0.3470"},{"v":0.34700199412162536,"d":"0.3470"},{"v":0.34700199412162536,"d":"0.3470"},{"$nulls":6},""]
["Putnam","6246_G_2ST",6246,"G","2ST",null,"Combined Cycle","","FRCC","Florida",12,"Putnam",107,"12107",103,9092,1977,2014,"","","N","Natural Gas, Distillate Fuel Oil","",{"$nulls":13},0.8,{"v":0.34700199412162536,"d":"0.3470"},{"v":0.34700199412162536,"d":"0.3470"},{"v":0.34700199412162536,"d":"0.3470"},{"v":0.34700199412162536,"d":"0.3470"},{"$nulls":6},""]
["Cline Falls","6482_G_1",6482,"G","1",null,"Hydro","","WECC_PNW","Oregon",41,"Deschutes",17,"41017",1.1,0,1943,2010,"","","N","Hydro","",{"$nulls":14},0,0,0,0,{"$nulls":6},""]
["Brunswick","6510_G_1",6510,"G","1",null,"Combustion Turbine","IC Engine","WECC_NNV","Nevada",32,"Carson City",510,"32510",2,12774,1960,2019,"","","N","Distillate Fuel Oil","",{"$nulls":13},1.4000000000000001,{"v":2.3354529520972003,"d":"2.3355"},{"v":2.3354529520972003,"d":"2.3355"},{"v":2.3354529520972003,"d":"2.3355"},{"v":2.3354529520972003,"d":"2.3355"},{"$nulls":6},""]
["Brunswick","6510_G_2",6510,"G","2",null,"Combustion Turbine","IC Engine","WECC_NNV","Nevada",32,"Carson City",510,"32510",2,12774,1960,2019,"","","N","Distillate Fuel Oil","",{"$nulls":13},1.4000000000000001,{"v":2.3354529520972003,"d":"2.3355"},{"v":2.3354529520972003,"d":"2.3355"},{"v":2.3354529520972003,"d":"2.3355"},{"v":2.3354529520972003,"d":"2.3355"},{"$nulls":6},""]
["Brunswick","6510_G_3",6510,"G","3",null,"Combustion Turbine","IC Engine","WECC_NNV","Nevada",32,"Carson City",510,"32510",2,12774,1960,2019,"","","N","Distillate Fuel Oil","",{"$nulls":13},1.4000000000000001,{"v":2.3354529520972003,"d":"2.3355"},{"v":2.3354529520972003,"d":"2.3355"},{"v":2.3354529520972003,"d":"2.3355"},{"v":2.3354529520972003,"d":"2.3355"},{"$nulls":6},""]
["Gabbs","6514_G_1",6514,"G","1",null,"Combustion Turbine","IC Engine","WECC_NNV","Nevada",32,"Nye",23,"32023",2.7,12774,1969,2013,"","","N","Distillate Fuel Oil","",{"$nulls":13},1.4000000000000001,{"v":2.3354529520972003,"d":"2.3355"},{"v":2.3354529520972003,"d":"2.3355"},{"v":2.3354529520972003,"d":"2.3355"},{"v":2.3354529520972003,"d":"2.3355"},{"$nulls":6},""]
["Gabbs","6514_G_2",6514,"G","2",null,"Combustion Turbine","IC Engine","WECC_NNV","Nevada",32,"Nye",23,"32023",2.7,12774,1969,2013,"","","N","Distillate Fuel Oil","",{"$nulls":13},1.4000000000000001,{"v":2.3354529520972003,"d":"2.3355"},{"v":2.3354529520972003,"d":"2.3355"},{"v":2.3354529520972003,"d":"2.3355"},{"v":2.3354529520972003,"d":"2.3355"},{"$nulls":6},""]
["Waverly Municipal Electric North Plant","6554_G_5",6554,"G","5",null,"Combustion Turbine","IC Engine","MIS_MIDA","Iowa",19,"Bremer",17,"19017",1.2,10745,1948,2013,"","","N","Natural Gas, Distillate Fuel Oil","",{"$nulls":13},2.5,{"v":2.0543300185532067,"d":"2.0543"},{"v":2.0543300185532067,"d":"2.0543"},{"v":2.0543300185532067,"d":"2.0543"},{"v":2.0543300185532067,"d":"2.0543"},{"$nulls":6},""]
["Waverly Municipal Electric North Plant","6554_G_6",6554,"G","6",null,"Combustion Turbine","IC Engine","MIS_MIDA","Iowa",19,"Bremer",17,"19017",1.3,10745,1952,2013,"","","N","Natural Gas, Distillate Fuel Oil","",{"$nulls":13},2.5,{"v":2.0543300185532067,"d":"2.0543"},{"v":2.0543300185532067,"d":"2.0543"},{"v":2.0543300185532067,"d":"2.0543"},{"v":2.0543300185532067,"d":"2.0543"},{"$nulls":6},""]
["South Norwalk Electric","6598_G_6",6598,"G","6",null,"Combustion Turbine","IC Engine","NENG_CT","Connecticut",9,"FAIRFIELD",1,"09001",1.1,12774,1990,2014,"","","N","Distillate Fuel Oil","",{"$nulls":14},{"v":2.3354529520972003,"d":"2.3355"},{"v":2.3354529520972003,"d":"2.3355"},{"v":2.3354529520972003,"d":"2.3355"},{"v":2.3354529520972003,"d":"2.3355"},{"$nulls":6},""]
["John R Kelly","664_G_GT1",664,"G","GT1",null,"Combustion Turbine","Combustion Turbine","FRCC","Florida",12,"Alachua",1,"12001",14,25000,1968,2013,"","","N","Natural Gas, Distillate Fuel Oil","",{"$nulls":14},{"v":0.4715478664354188,"d":"0.4715"},{"v":0.4715478664354188,"d":"0.4715"},{"v":0.4715478664354188,"d":"0.4715"},{"v":0.4715478664354188,"d":"0.4715"},{"$nulls":6},""]
["John R Kelly","664_G_GT2",664,"G","GT2",null,"Combustion Turbine","Combustion Turbine","FRCC","Florida",12,"Alachua",1,"12001",14,25000,1968,2013,"","","N","Natural Gas, Distillate Fuel Oil","",{"$nulls":14},{"v":0.4715478664354188,"d":"0.4715"},{"v":0.4715478664354188,"d":"0.4715"},{"v":0.4715478664354188,"d":"0.4715"},{"v":0.4715478664354188,"d":"0.4715"},{"$nulls":6},""]
["John R Kelly","664_G_GT3",664,"G","GT3",null,"Combustion Turbine","Combustion Turbine","FRCC","Florida",12,"Alachua",1,"12001",14,25000,1969,2013,"","","N","Natural Gas, Distillate Fuel Oil","",{"$nulls":14},{"v":0.4715478664354188,"d":"0.4715"},{"v":0.4715478664354188,"d":"0.4715"},{"v":0.4715478664354188,"d":"0.4715"},{"v":0.4715478664354188,"d":"0.4715"},{"$nulls":6},""]
["Smith Street","679_G_10",679,"G","10",null,"Combustion Turbine","IC Engine","FRCC","Florida",12,"Volusia",127,"12127",2,12774,1967,2013,"","","N","Distillate Fuel Oil","",{"$nulls":14},{"v":2.3354529520972003,"d":"2.3355"},{"v":2.3354529520972003,"d":"2.3355"},{"v":2.3354529520972003,"d":"2.3355"},{"v":2.3354529520972003,"d":"2.3355"},{"$nulls":6},""]
["Smith Street","679_G_11",679,"G","11",null,"Combustion Turbine","IC Engine","FRCC","Florida",12,"Volusia",127,"12127",2,12774,1967,2013,"","","N","Distillate Fuel Oil","",{"$nulls":14},{"v":2.3354529520972003,"d":"2.3355"},{"v":2.3354529520972003,"d":"2.3355"},{"v":2.3354529520972003,"d":"2.3355"},{"v":2.3354529520972003,"d":"2.3355"},{"$nulls":6},""]
["Smith Street","679_G_3",679,"G","3",null,"Combustion Turbine","IC Engine","FRCC","Florida",12,"Volusia",127,"12127",0.8,12774,1946,2013,"","","N","Distillate Fuel Oil","",{"$nulls":14},{"v":2.3354529520972003,"d":"2.3355"},{"v":2.3354529520972003,"d":"2.3355"},{"v":2.3354529520972003,"d":"2.3355"},{"v":2.3354529520972003,"d":"2.3355"},{"$nulls":6},""]
["Smith Street","679_G_4",679,"G","4",null,"Combustion Turbine","IC Engine","FRCC","Florida",12,"Volusia",127,"12127",1,12774,1950,2013,"","","N","Distillate Fuel Oil","",{"$nulls":14},{"v":2.3354529520972003,"d":"2.3355"},{"v":2.3354529520972003,"d":"2.3355"},{"v":2.3354529520972003,"d":"2.3355"},{"v":2.3354529520972003,"d":"2.3355"},{"$nulls":6},""]
["Smith Street","679_G_6",679,"G","6",null,"Combustion Turbine","IC Engine","FRCC","Florida",12,"Volusia",127,"12127",1.8,12774,1955,2013,"","","N","Distillate Fuel Oil","",{"$nulls":14},{"v":2.3354529520972003,"d":"2.3355"},{"v":2.3354529520972003,"d":"2.3355"},{"v":2.3354529520972003,"d":"2.3355"},{"v":2.3354529520972003,"d":"2.3355"},{"$nulls":6},""]
["Smith Street","679_G_7",679,"G","7",null,"Combustion Turbine","IC Engine","FRCC","Florida",12,"Volusia",127,"12127",1.8,12774,1956,2013,"","","N","Distillate Fuel Oil","",{"$nulls":14},{"v":2.3354529520972003,"d":"2.3355"},{"v":2.3354529520972003,"d":"2.3355"},{"v":2.3354529520972003,"d":"2.3355"},{"v":2.3354529520972003,"d":"2.3355"},{"$nulls":6},""]
["Smith Street","679_G_8",679,"G","8",null,"Combustion Turbine","IC Engine","FRCC","Florida",12,"Volusia",127,"12127",1.1,12774,1960,2013,"","","N","Distillate Fuel Oil","",{"$nulls":14},{"v":2.3354529520972003,"d":"2.3355"},{"v":2.3354529520972003,"d":"2.3355"},{"v":2.3354529520972003,"d":"2.3355"},{"v":2.3354529520972003,"d":"2.3355"},{"$nulls":6},""]
["Smith Street","679_G_9",679,"G","9",null,"Combustion Turbine","IC Engine","FRCC","Florida",12,"Volusia",127,"12127",2,12774,1967,2013,"","","N","Distillate Fuel Oil","",{"$nulls":14},{"v":2.3354529520972003,"d":"2.3355"},{"v":2.3354529520972003,"d":"2.3355"},{"v":2.3354529520972003,"d":"2.3355"},{"v":2.3354529520972003,"d":"2.3355"},{"$nulls":6},""]
["W E Swoope","681_G_2",681,"G","2",null,"Combustion Turbine","IC Engine","FRCC","Florida",12,"Volusia",127,"12127",0.9,12774,1981,2013,"","","N","Distillate Fuel Oil","",{"$nulls":13},0.8,{"v":2.3354529520972003,"d":"2.3355"},{"v":2.3354529520972003,"d":"2.3355"},{"v":2.3354529520972003,"d":"2.3355"},{"v":2.3354529520972003,"d":"2.3355"},{"$nulls":6},""]
["W E Swoope","681_G_3",681,"G","3",null,"Combustion Turbine","IC Engine","FRCC","Florida",12,"Volusia",127,"12127",2,12774,1982,2013,"","","N","Distillate Fuel Oil","",{"$nulls":13},0.8,{"v":2.3354529520972003,"d":"2.3355"},{"v":2.3354529520972003,"d":"2.3355"},{"v":2.3354529520972003,"d":"2.3355"},{"v":2.3354529520972003,"d":"2.3355"},{"$nulls":6},""]
["W E Swoope","681_G_4",681,"G","4",null,"Combustion Turbine","IC Engine","FRCC","Florida",12,"Volusia",127,"12127",2.2,12774,1982,2013,"","","N","Distillate Fuel Oil","",{"$nulls":13},0.8,{"v":2.3354529520972003,"d":"2.3355"},{"v":2.3354529520972003,"d":"2.3355"},{"v":2.3354529520972003,"d":"2.3355"},{"v":2.3354529520972003,"d":"2.3355"},{"$nulls":6},""]
["St Cloud","685_G_1",685,"G","1",null,"Combustion Turbine","IC Engine","FRCC","Florida",12,"Osceola",97,"12097",2,13970,1982,2008,"","","N","Natural Gas, Distillate Fuel Oil","",{"$nulls":14},{"v":2.0543300185532067,"d":"2.0543"},{"v":2.0543300185532067,"d":"2.0543"},{"v":2.0543300185532067,"d":"2.0543"},{"v":2.0543300185532067,"d":"2.0543"},{"$nulls":6},""]
["St Cloud","685_G_2",685,"G","2",null,"Combustion Turbine","IC Engine","FRCC","Florida",12,"Osceola",97,"12097",5,13970,1974,2008,"","","N","Natural Gas, Distillate Fuel Oil","",{"$nulls":14},{"v":2.0543300185532067,"d":"2.0543"},{"v":2.0543300185532067,"d":"2.0543"},{"v":2.0543300185532067,"d":"2.0543"},{"v":2.0543300185532067,"d":"2.0543"},{"$nulls":6},""]
["St Cloud","685_G_3",685,"G","3",null,"Combustion Turbine","IC Engine","FRCC","Florida",12,"Osceola",97,"12097",2,13970,1982,2008,"","","N","Natural Gas, Distillate Fuel Oil","",{"$nulls":14},{"v":2.0543300185532067,"d":"2.0543"},{"v":2.0543300185532067,"d":"2.0543"},{"v":2.0543300185532067,"d":"2.0543"},{"v":2.0543300185532067,"d":"2.0543"},{"$nulls":6},""]
["St Cloud","685_G_4",685,"G","4",null,"Combustion Turbine","IC Engine","FRCC","Florida",12,"Osceola",97,"12097",3,13970,1961,2008,"","","N","Natural Gas, Distillate Fuel Oil","",{"$nulls":14},{"v":2.0543300185532067,"d":"2.0543"},{"v":2.0543300185532067,"d":"2.0543"},{"v":2.0543300185532067,"d":"2.0543"},{"v":2.0543300185532067,"d":"2.0543"},{"$nulls":6},""]
["St Cloud","685_G_6",685,"G","6",null,"Combustion Turbine","IC Engine","FRCC","Florida",12,"Osceola",97,"12097",3,13970,1967,2008,"","","N","Natural Gas, Distillate Fuel Oil","",{"$nulls":14},{"v":2.0543300185532067,"d":"2.0543"},{"v":2.0543300185532067,"d":"2.0543"},{"v":2.0543300185532067,"d":"2.0543"},{"v":2.0543300185532067,"d":"2.0543"},{"$nulls":6},""]
["St Cloud","685_G_7",685,"G","7",null,"Combustion Turbine","IC Engine","FRCC","Florida",12,"Osceola",97,"12097",6,13970,1982,2008,"","","N","Natural Gas, Distillate Fuel Oil","",{"$nulls":14},{"v":2.0543300185532067,"d":"2.0543"},{"v":2.0543300185532067,"d":"2.0543"},{"v":2.0543300185532067,"d":"2.0543"},{"v":2.0543300185532067,"d":"2.0543"},{"$nulls":6},""]
["St Cloud","685_G_8",685,"G","8",null,"Combustion Turbine","IC Engine","FRCC","Florida",12,"Osceola",97,"12097",6,13970,1977,2008,"","","N","Natural Gas, Distillate Fuel Oil","",{"$nulls":14},{"v":2.0543300185532067,"d":"2.0543"},{"v":2.0543300185532067,"d":"2.0543"},{"v":2.0543300185532067,"d":"2.0543"},{"v":2.0543300185532067,"d":"2.0543"},{"$nulls":6},""]
["Arvah B Hopkins","688_G_GT2",688,"G","GT2",null,"Combustion Turbine","Combustion Turbine","FRCC","Florida",12,"Leon",73,"12073",24,11440,1972,2017,"","","N","Natural Gas, Distillate Fuel Oil","",{"$nulls":13},0.8,{"v":0.7000989115571843,"d":"0.7001"},{"v":0.7000989115571843,"d":"0.7001"},{"v":0.7000989115571843,"d":"0.7001"},{"v":0.7000989115571843,"d":"0.7001"},{"$nulls":6},""]
["Gravel Neck","7032_G_1",7032,"G","1",null,"Combustion Turbine","Combustion Turbine","PJM_Dom","Virginia",51,"Surry",181,"51181",12,13111,1970,2019,"","","N","Distillate Fuel Oil","",{"$nulls":13},2.64,{"v":0.7653828280223779,"d":"0.7654"},{"v":0.7653828280223779,"d":"0.7654"},{"v":0.7653828280223779,"d":"0.7654"},{"v":0.7653828280223779,"d":"0.7654"},{"$nulls":6},""]
["Gravel Neck","7032_G_2",7032,"G","2",null,"Combustion Turbine","Combustion Turbine","PJM_Dom","Virginia",51,"Surry",181,"51181",16,13111,1970,2019,"","","N","Distillate Fuel Oil","",{"$nulls":13},2.64,{"v":0.7653828280223779,"d":"0.7654"},{"v":0.7653828280223779,"d":"0.7654"},{"v":0.7653828280223779,"d":"0.7654"},{"v":0.7653828280223779,"d":"0.7654"},{"$nulls":6},""]
["Grinnell","7137_G_1",7137,"G","1",null,"Combustion Turbine","Combustion Turbine","MIS_IA","Iowa",19,"Poweshiek",157,"19157",23.8,16922,1990,2017,"","","N","Natural Gas","",{"$nulls":13},{"v":0,"d":"0.00"},{"v":0.364,"d":"0.3640"},{"v":0.364,"d":"0.3640"},{"v":0.364,"d":"0.3640"},{"v":0.364,"d":"0.3640"},{"$nulls":6},""]
["Grinnell","7137_G_2",7137,"G","2",null,"Combustion Turbine","Combustion Turbine","MIS_IA","Iowa",19,"Poweshiek",157,"19157",23.8,17953,1991,2017,"","","N","Natural Gas","",{"$nulls":13},{"v":0,"d":"0.00"},{"v":0.386,"d":"0.3860"},{"v":0.386,"d":"0.3860"},{"v":0.386,"d":"0.3860"},{"v":0.386,"d":"0.3860"},{"$nulls":6},""]
["San Gorgonio 1","7148_G_1",7148,"G","1",null,"Hydro","","WECC_SCE","California",6,"Riverside",65,"06065",1.5,0,1923,2001,"","","N","Hydro","",{"$nulls":14},0,0,0,0,{"$nulls":6},""]
["Girvin Landfill","7705_G_1",7705,"G","1",null,"Landfill Gas","","FRCC","Florida",12,"Duval",31,"12031",3,16963,1997,2014,"","","N","Landfill Gas","",{"$nulls":14},{"v":0.04394744404747715,"d":"0.0439"},{"v":0.04394744404747715,"d":"0.0439"},{"v":0.04394744404747715,"d":"0.0439"},{"v":0.04394744404747715,"d":"0.0439"},{"$nulls":6},""]
["SECC","7730_G_1",7730,"G","1",null,"Combustion Turbine","IC Engine","WECC_CO","Colorado",8,"El Paso",41,"08041",1.1,12774,1998,2014,"","","N","Distillate Fuel Oil","",{"$nulls":13},1.2,{"v":2.3354529520972003,"d":"2.3355"},{"v":2.3354529520972003,"d":"2.3355"},{"v":2.3354529520972003,"d":"2.3355"},{"v":2.3354529520972003,"d":"2.3355"},{"$nulls":6},""]
["Snoqualmie 2","7867_G_6",7867,"G","6",null,"Hydro","","WECC_PNW","Washington",53,"King",33,"53033",13.9,0,1910,2010,"","","N","Hydro","",{"$nulls":14},0,0,0,0,{"$nulls":6},""]
["Glenmore Turbines","7882_G_1",7882,"G","1",null,"Wind","","MIS_WUMS","Wisconsin",55,"Brown",9,"55009",0.1,0,1998,2012,"","","N","Wind","",{"$nulls":14},0,0,0,0,{"$nulls":6},""]
["Parkside","7888_G_2",7888,"G","2",null,"Combustion Turbine","IC Engine","PJM_COMD","Illinois",17,"McLean",113,"17113",1.8,12774,2000,2014,"","","N","Distillate Fuel Oil","",{"$nulls":13},1,{"v":2.3354529520972003,"d":"2.3355"},{"v":2.3354529520972003,"d":"2.3355"},{"v":2.3354529520972003,"d":"2.3355"},{"v":2.3354529520972003,"d":"2.3355"},{"$nulls":6},""]
["Parkside","7888_G_3",7888,"G","3",null,"Combustion Turbine","IC Engine","PJM_COMD","Illinois",17,"McLean",113,"17113",1.8,12774,2000,2014,"","","N","Distillate Fuel Oil","",{"$nulls":13},1,{"v":2.3354529520972003,"d":"2.3355"},{"v":2.3354529520972003,"d":"2.3355"},{"v":2.3354529520972003,"d":"2.3355"},{"v":2.3354529520972003,"d":"2.3355"},{"$nulls":6},""]
["Parkside","7888_G_4",7888,"G","4",null,"Combustion Turbine","IC Engine","PJM_COMD","Illinois",17,"McLean",113,"17113",1.8,12774,2002,2014,"","","N","Distillate Fuel Oil","",{"$nulls":13},1,{"v":2.3354529520972003,"d":"2.3355"},{"v":2.3354529520972003,"d":"2.3355"},{"v":2.3354529520972003,"d":"2.3355"},{"v":2.3354529520972003,"d":"2.3355"},{"$nulls":6},""]
["Gillum","7891_G_1",7891,"G","1",null,"Combustion Turbine","IC Engine","PJM_COMD","Illinois",17,"McLean",113,"17113",1.8,12774,2000,2014,"","","N","Distillate Fuel Oil","",{"$nulls":13},1,{"v":2.3354529520972003,"d":"2.3355"},{"v":2.3354529520972003,"d":"2.3355"},{"v":2.3354529520972003,"d":"2.3355"},{"v":2.3354529520972003,"d":"2.3355"},{"$nulls":6},""]
["Gillum","7891_G_2",7891,"G","2",null,"Combustion Turbine","IC Engine","PJM_COMD","Illinois",17,"McLean",113,"17113",1.8,12774,2000,2014,"","","N","Distillate Fuel Oil","",{"$nulls":13},1,{"v":2.3354529520972003,"d":"2.3355"},{"v":2.3354529520972003,"d":"2.3355"},{"v":2.3354529520972003,"d":"2.3355"},{"v":2.3354529520972003,"d":"2.3355"},{"$nulls":6},""]
["Ponnequin","7937_G_30",7937,"G","30",null,"Wind","","WECC_CO","Colorado",8,"Weld",123,"08123",9.8,0,2001,2015,"","","N","Wind","",{"$nulls":14},0,0,0,0,{"$nulls":6},""]
["Ponnequin","7937_G_8",7937,"G","8",null,"Wind","","WECC_CO","Colorado",8,"Weld",123,"08123",15.5,0,1999,2015,"","","N","Wind","",{"$nulls":14},0,0,0,0,{"$nulls":6},""]
["Carmi","937_G_5",937,"G","5",null,"Combustion Turbine","IC Engine","MIS_IL","Illinois",17,"White",193,"17193",0.5,12774,1945,2013,"","","N","Natural Gas, Distillate Fuel Oil","",{"$nulls":13},1,{"v":2.0543300185532067,"d":"2.0543"},{"v":2.0543300185532067,"d":"2.0543"},{"v":2.0543300185532067,"d":"2.0543"},{"v":2.0543300185532067,"d":"2.0543"},{"$nulls":6},""]
["Rantoul","958_G_1",958,"G","1",null,"Combustion Turbine","IC Engine","MIS_IL","Illinois",17,"Champaign",19,"17019",0.7,10745,1951,2013,"","","N","Distillate Fuel Oil","",{"$nulls":14},{"v":2.3354529520972003,"d":"2.3355"},{"v":2.3354529520972003,"d":"2.3355"},{"v":2.3354529520972003,"d":"2.3355"},{"v":2.3354529520972003,"d":"2.3355"},{"$nulls":6},""]
["Harding Street","990_G_3",990,"G","3",null,"O/G Steam","","MIS_INKY","Indiana",18,"Marion",97,"18097",35,10295,1941,2013,"","","N","Distillate Fuel Oil","",{"$nulls":14},0.1998,0.1998,0.1998,0.1998,{"$nulls":6},""]
["Harding Street","990_G_GT3",990,"G","GT3",null,"Combustion Turbine","Combustion Turbine","MIS_INKY","Indiana",18,"Marion",97,"18097",20,14710,1973,2013,"","","N","Distillate Fuel Oil","",{"$nulls":13},0.35000000000000003,{"v":0.38083112985036566,"d":"0.3808"},{"v":0.38083112985036566,"d":"0.3808"},{"v":0.38083112985036566,"d":"0.3808"},{"v":0.38083112985036566,"d":"0.3808"},{"$nulls":6},""]
["Eagle Valley","991_G_2",991,"G","2",null,"O/G Steam","","MIS_INKY","Indiana",18,"Morgan",109,"18109",39,14500,1950,2013,"","","N","Distillate Fuel Oil","",{"$nulls":13},0.37,{"v":0.14886878385441615,"d":"0.1489"},{"v":0.14886878385441615,"d":"0.1489"},{"v":0.14886878385441615,"d":"0.1489"},{"v":0.14886878385441615,"d":"0.1489"},{"$nulls":6},""]
["Eagle Valley","991_G_IC1",991,"G","IC1",null,"Combustion Turbine","IC Engine","MIS_INKY","Indiana",18,"Morgan",109,"18109",3,10745,1967,2016,"","","N","Distillate Fuel Oil","",{"$nulls":13},1.6,{"v":2.3354529520972003,"d":"2.3355"},{"v":2.3354529520972003,"d":"2.3355"},{"v":2.3354529520972003,"d":"2.3355"},{"v":2.3354529520972003,"d":"2.3355"},{"$nulls":6},""]
["Eagle Valley","991_G_ST1",991,"G","ST1",null,"O/G Steam","","MIS_INKY","Indiana",18,"Morgan",109,"18109",39,11550,1949,2013,"","","N","Distillate Fuel Oil","",{"$nulls":14},{"v":0.11052689920529239,"d":"0.1105"},{"v":0.11052689920529239,"d":"0.1105"},{"v":0.11052689920529239,"d":"0.1105"},{"v":0.11052689920529239,"d":"0.1105"},{"$nulls":6},""]
["NRG Energy Center Dover","10030_B_COGEN1",10030,"B","COGEN1",null,"Combined Cycle","","PJM_EMAC","Delaware",10,"Kent",1,"10001",16,14500,1985,2013,"","","Y","Natural Gas, Distillate Fuel Oil","",{"$nulls":13},2,{"v":0.4414914422831048,"d":"0.4415"},{"v":0.4414914422831048,"d":"0.4415"},{"v":0.4414914422831048,"d":"0.4415"},{"v":0.4414914422831048,"d":"0.4415"},{"$nulls":6},""]
["Murray Gill","1242_B_1",1242,"B","1",null,"O/G Steam","","SPP_N","Kansas",20,"Sedgwick",173,"20173",40,14301,1952,2014,"","","N","Natural Gas","",{"$nulls":13},3,{"v":0.22810000000000002,"d":"0.2281"},{"v":0.22810000000000002,"d":"0.2281"},{"v":0.22810000000000002,"d":"0.2281"},{"v":0.22810000000000002,"d":"0.2281"},{"$nulls":6},""]
["Murray Gill","1242_B_2",1242,"B","2",null,"O/G Steam","","SPP_N","Kansas",20,"Sedgwick",173,"20173",56,13875,1954,2014,"","","N","Natural Gas","",{"$nulls":13},3,0.2682,0.2682,0.2682,0.2682,{"$nulls":6},""]
["Lieberman","1417_B_1",1417,"B","1",null,"O/G Steam","","SPP_WEST","Louisiana",22,"Caddo",17,"22017",25,14500,1947,2014,"","","N","Natural Gas","",{"$nulls":14},{"v":0.08235037381821268,"d":"0.0824"},{"v":0.08235037381821268,"d":"0.0824"},{"v":0.08235037381821268,"d":"0.0824"},{"v":0.08235037381821268,"d":"0.0824"},{"$nulls":6},""]
["Brayton Point","1619_B_4",1619,"B","4",null,"O/G Steam","","NENGREST","Massachusetts",25,"Bristol",5,"25005",435,9816,1974,2017,"","","N","Natural Gas, Residual Fuel Oil","",{"$nulls":3},"LNB",{"$nulls":9},2.42,{"v":0.15545345710721012,"d":"0.1555"},{"v":0.15545345710721012,"d":"0.1555"},{"v":0.15545345710721012,"d":"0.1555"},{"v":0.15545345710721012,"d":"0.1555"},{"$nulls":6},""]
["Cecil Lynch","167_B_2",167,"B","2",null,"O/G Steam","","S_D_N_AR","Arkansas",5,"Pulaski",119,"05119",60,14500,1949,2013,"","","N","Natural Gas","",{"$nulls":14},{"v":0.28497888395988125,"d":"0.2850"},{"v":0.28497888395988125,"d":"0.2850"},{"v":0.28497888395988125,"d":"0.2850"},{"v":0.28497888395988125,"d":"0.2850"},{"$nulls":6},""]
["Cecil Lynch","167_B_3",167,"B","3",null,"O/G Steam","","S_D_N_AR","Arkansas",5,"Pulaski",119,"05119",110,14500,1954,2013,"","","N","Natural Gas","",{"$nulls":14},{"v":0.2855848198574693,"d":"0.2856"},{"v":0.2855848198574693,"d":"0.2856"},{"v":0.2855848198574693,"d":"0.2856"},{"v":0.2855848198574693,"d":"0.2856"},{"$nulls":6},""]
["Harvey Couch","169_B_2",169,"B","2",null,"O/G Steam","","S_D_REST","Arkansas",5,"Lafayette",73,"05073",123,14500,1954,2013,"","","N","Natural Gas","",{"$nulls":14},{"v":0.14970269718488724,"d":"0.1497"},{"v":0.14970269718488724,"d":"0.1497"},{"v":0.14970269718488724,"d":"0.1497"},{"v":0.14970269718488724,"d":"0.1497"},{"$nulls":6},""]
["Lake Catherine","170_B_1",170,"B","1",null,"O/G Steam","","S_D_REST","Arkansas",5,"Hot Spring",59,"05059",47,8300,1950,2013,"","","N","Natural Gas","",{"$nulls":14},{"v":0.4461409643851678,"d":"0.4461"},{"v":0.4461409643851678,"d":"0.4461"},{"v":0.4461409643851678,"d":"0.4461"},{"v":0.4461409643851678,"d":"0.4461"},{"$nulls":6},""]
["Lake Catherine","170_B_2",170,"B","2",null,"O/G Steam","","S_D_REST","Arkansas",5,"Hot Spring",59,"05059",45,8300,1950,2013,"","","N","Natural Gas","",{"$nulls":14},1.0762,1.0762,1.0762,1.0762,{"$nulls":6},""]
["Lake Catherine","170_B_3",170,"B","3",null,"O/G Steam","","S_D_REST","Arkansas",5,"Hot Spring",59,"05059",96,14500,1953,2013,"","","N","Natural Gas","",{"$nulls":14},{"v":0.4820541151334153,"d":"0.4821"},{"v":0.4820541151334153,"d":"0.4821"},{"v":0.4820541151334153,"d":"0.4821"},{"v":0.4820541151334153,"d":"0.4821"},{"$nulls":6},""]
["Robert E Ritchie","173_B_2",173,"B","2",null,"O/G Steam","","S_D_N_AR","Arkansas",5,"Phillips",107,"05107",544,14500,1968,2013,"","","N","Natural Gas","",{"$nulls":14},{"v":0.28497888395988125,"d":"0.2850"},{"v":0.28497888395988125,"d":"0.2850"},{"v":0.28497888395988125,"d":"0.2850"},{"v":0.28497888395988125,"d":"0.2850"},{"$nulls":6},""]
["Mistersky","1822_B_7",1822,"B","7",null,"O/G Steam","","MIS_LMI","Michigan",26,"Wayne",163,"26163",60,13240,1979,2014,"","","Y","Natural Gas","",{"$nulls":13},1.4000000000000001,{"v":0.13762089663357685,"d":"0.1376"},{"v":0.13762089663357685,"d":"0.1376"},{"v":0.13762089663357685,"d":"0.1376"},{"v":0.13762089663357685,"d":"0.1376"},{"$nulls":6},""]
["Fox Lake","1888_B_3",1888,"B","3",null,"O/G Steam","","MIS_IA","Minnesota",27,"Martin",91,"27091",84,12404,1962,2017,"","","N","Natural Gas, Residual Fuel Oil","",{"$nulls":13},4,{"v":0.21284224914051936,"d":"0.2128"},{"v":0.21284224914051936,"d":"0.2128"},{"v":0.21284224914051936,"d":"0.2128"},{"v":0.21284224914051936,"d":"0.2128"},{"$nulls":6},""]
["Red Wing","1926_B_1",1926,"B","1",null,"Municipal Solid Waste","","MIS_MNWI","Minnesota",27,"Goodhue",49,"27049",9,17180,1949,2017,"","","N","MSW","Wet Scrubber",null,75,75,{"$nulls":11},{"v":0.5,"d":"0.5000"},{"v":0.5,"d":"0.5000"},{"v":0.5,"d":"0.5000"},{"v":0.5,"d":"0.5000"},0.08,0.08,0.08,{"$nulls":3},""]
["Red Wing","1926_B_2",1926,"B","2",null,"Municipal Solid Waste","","MIS_MNWI","Minnesota",27,"Goodhue",49,"27049",9,16460,1949,2017,"","","N","MSW","Wet Scrubber",null,75,75,{"$nulls":11},{"v":0.54,"d":"0.5400"},{"v":0.54,"d":"0.5400"},{"v":0.54,"d":"0.5400"},{"v":0.54,"d":"0.5400"},0.08,0.08,0.08,{"$nulls":3},""]
["Austin DT","1960_B_3",1960,"B","3",null,"O/G Steam","","MIS_MNWI","Minnesota",27,"Mower",99,"27099",5.9,14500,1935,2012,"","","N","Natural Gas","",{"$nulls":13},4,{"v":0.2713157516014496,"d":"0.2713"},{"v":0.2713157516014496,"d":"0.2713"},{"v":0.2713157516014496,"d":"0.2713"},{"v":0.2713157516014496,"d":"0.2713"},{"$nulls":6},""]
["Rex Brown","2053_B_1B",2053,"B","1B",null,"O/G Steam","","S_D_REST","Mississippi",28,"Hinds",49,"28049",7.5,14500,1977,2011,"","","N","Natural Gas","",{"$nulls":13},4.8,{"v":0.18503010241324,"d":"0.1850"},{"v":0.18503010241324,"d":"0.1850"},{"v":0.18503010241324,"d":"0.1850"},{"v":0.18503010241324,"d":"0.1850"},{"$nulls":6},""]
["Wright","2063_B_W1",2063,"B","W1",null,"O/G Steam","","S_D_REST","Mississippi",28,"Leflore",83,"28083",9.4,14500,1948,2014,"","","N","Natural Gas, Distillate Fuel Oil, Residual Fuel Oil","",{"$nulls":13},2.4,{"v":0.18503010241324,"d":"0.1850"},{"v":0.18503010241324,"d":"0.1850"},{"v":0.18503010241324,"d":"0.1850"},{"v":0.18503010241324,"d":"0.1850"},{"$nulls":6},""]
["Wright","2063_B_W3",2063,"B","W3",null,"O/G Steam","","S_D_REST","Mississippi",28,"Leflore",83,"28083",9.4,14500,1948,2014,"","","N","Natural Gas, Distillate Fuel Oil, Residual Fuel Oil","",{"$nulls":13},2.4,{"v":0.18503010241324,"d":"0.1850"},{"v":0.18503010241324,"d":"0.1850"},{"v":0.18503010241324,"d":"0.1850"},{"v":0.18503010241324,"d":"0.1850"},{"$nulls":6},""]
["Fort Churchill","2330_B_1",2330,"B","1",null,"O/G Steam","","WECC_NNV","Nevada",32,"Lyon",19,"32019",113,10832,1968,2018,"","","N","Natural Gas, Residual Fuel Oil","",{"$nulls":13},0.8,{"v":0.36390413619901846,"d":"0.3639"},{"v":0.36390413619901846,"d":"0.3639"},{"v":0.36390413619901846,"d":"0.3639"},{"v":0.36390413619901846,"d":"0.3639"},{"$nulls":6},""]
["Mustang","2953_B_1",2953,"B","1",null,"O/G Steam","","SPP_WEST","Oklahoma",40,"Canadian",17,"40017",50,11688,1950,2017,"","","N","Natural Gas","",{"$nulls":13},1.3151446511627904,{"v":0.14615245278267175,"d":"0.1462"},{"v":0.14615245278267175,"d":"0.1462"},{"v":0.14615245278267175,"d":"0.1462"},{"v":0.14615245278267175,"d":"0.1462"},{"$nulls":6},""]
["Mustang","2953_B_2",2953,"B","2",null,"O/G Steam","","SPP_WEST","Oklahoma",40,"Canadian",17,"40017",51,11704,1951,2017,"","","N","Natural Gas","",{"$nulls":13},1.3151446511627904,{"v":0.11580000000000001,"d":"0.1158"},{"v":0.11580000000000001,"d":"0.1158"},{"v":0.11580000000000001,"d":"0.1158"},{"v":0.11580000000000001,"d":"0.1158"},{"$nulls":6},""]
["Mustang","2953_B_3",2953,"B","3",null,"O/G Steam","","SPP_WEST","Oklahoma",40,"Canadian",17,"40017",113,11172,1955,2017,"","","N","Natural Gas","",{"$nulls":13},1.3151446511627904,{"v":0.24736242293506502,"d":"0.2474"},{"v":0.24736242293506502,"d":"0.2474"},{"v":0.24736242293506502,"d":"0.2474"},{"v":0.24736242293506502,"d":"0.2474"},{"$nulls":6},""]
["Mustang","2953_B_4",2953,"B","4",null,"O/G Steam","","SPP_WEST","Oklahoma",40,"Canadian",17,"40017",253,10875,1959,2017,"","","N","Natural Gas","",{"$nulls":13},1.3151446511627904,{"v":0.36628708991054604,"d":"0.3663"},{"v":0.36628708991054604,"d":"0.3663"},{"v":0.36628708991054604,"d":"0.3663"},{"v":0.36628708991054604,"d":"0.3663"},{"$nulls":6},""]
["Boomer Lake Station","3000_B_1",3000,"B","1",null,"O/G Steam","","SPP_WEST","Oklahoma",40,"Payne",119,"40119",11.9,14500,1956,2016,"","","N","Natural Gas","",{"$nulls":14},0.2607,0.2607,0.2607,0.2607,{"$nulls":6},""]
["Boomer Lake Station","3000_B_2",3000,"B","2",null,"O/G Steam","","SPP_WEST","Oklahoma",40,"Payne",119,"40119",11.9,14500,1956,2016,"","","N","Natural Gas","",{"$nulls":14},0.2607,0.2607,0.2607,0.2607,{"$nulls":6},""]
["Encina","302_B_1",302,"B","1",null,"O/G Steam","","WEC_SDGE","California",6,"San Diego",73,"06073",106,13294,1954,2017,"","","N","Natural Gas","",{"$nulls":4},"SCR",{"$nulls":8},1.5,{"v":0.010125466693323005,"d":"0.0101"},{"v":0.010125466693323005,"d":"0.0101"},{"v":0.010125466693323005,"d":"0.0101"},{"v":0.010125466693323005,"d":"0.0101"},{"$nulls":6},""]
["Encina","302_B_2",302,"B","2",null,"O/G Steam","","WEC_SDGE","California",6,"San Diego",73,"06073",104,13117,1956,2017,"","","N","Natural Gas","",{"$nulls":4},"SCR",{"$nulls":8},1.5,{"v":0.010165673888829805,"d":"0.0102"},{"v":0.010165673888829805,"d":"0.0102"},{"v":0.010165673888829805,"d":"0.0102"},{"v":0.010165673888829805,"d":"0.0102"},{"$nulls":6},""]
["Encina","302_B_3",302,"B","3",null,"O/G Steam","","WEC_SDGE","California",6,"San Diego",73,"06073",110,12987,1958,2017,"","","N","Natural Gas","",{"$nulls":4},"SCR",{"$nulls":8},1.5,{"v":0.009829531754576598,"d":"0.0098"},{"v":0.009829531754576598,"d":"0.0098"},{"v":0.009829531754576598,"d":"0.0098"},{"v":0.009829531754576598,"d":"0.0098"},{"$nulls":6},""]
["Encina","302_B_4",302,"B","4",null,"O/G Steam","","WEC_SDGE","California",6,"San Diego",73,"06073",300,13096,1973,2017,"","","N","Natural Gas","",{"$nulls":4},"SCR",{"$nulls":8},1.5,{"v":0.010622794326998706,"d":"0.0106"},{"v":0.010622794326998706,"d":"0.0106"},{"v":0.010622794326998706,"d":"0.0106"},{"v":0.010622794326998706,"d":"0.0106"},{"$nulls":6},""]
["Encina","302_B_5",302,"B","5",null,"O/G Steam","","WEC_SDGE","California",6,"San Diego",73,"06073",330,12671,1978,2017,"","","N","Natural Gas","",{"$nulls":4},"SCR",{"$nulls":8},1.5,0.0106,0.0106,0.0106,0.0106,{"$nulls":6},""]
["Coolwater","329_B_1",329,"B","1",null,"O/G Steam","","WECC_SCE","California",6,"San Bernardino",71,"06071",65,13812,1961,2014,"","","N","Natural Gas","",{"$nulls":13},0.82,{"v":0.08743294152495755,"d":"0.0874"},{"v":0.08743294152495755,"d":"0.0874"},{"v":0.08743294152495755,"d":"0.0874"},{"v":0.08743294152495755,"d":"0.0874"},{"$nulls":6},""]
["Coolwater","329_B_2",329,"B","2",null,"O/G Steam","","WECC_SCE","California",6,"San Bernardino",71,"06071",81,13742,1964,2014,"","","N","Natural Gas","",{"$nulls":13},0.82,0.0789,0.0789,0.0789,0.0789,{"$nulls":6},""]
["El Segundo Power","330_B_4",330,"B","4",null,"O/G Steam","","WECC_SCE","California",6,"Los Angeles",37,"06037",325,11576,1965,2015,"","","N","Natural Gas","",{"$nulls":4},"SCR",{"$nulls":8},1.3151446511627904,{"v":0.007515883102566637,"d":"0.0075"},{"v":0.007515883102566637,"d":"0.0075"},{"v":0.007515883102566637,"d":"0.0075"},{"v":0.007515883102566637,"d":"0.0075"},{"$nulls":6},""]
["Newman","3456_B_1",3456,"B","1",null,"O/G Steam","","WECC_NM","Texas",48,"El Paso",141,"48141",74,11489,1960,2019,"","","N","Natural Gas, Distillate Fuel Oil","",{"$nulls":13},1.1573272930232559,{"v":0.17347965412490193,"d":"0.1735"},{"v":0.17347965412490193,"d":"0.1735"},{"v":0.17347965412490193,"d":"0.1735"},{"v":0.17347965412490193,"d":"0.1735"},{"$nulls":6},""]
["Newman","3456_B_3",3456,"B","3",null,"O/G Steam","","WECC_NM","Texas",48,"El Paso",141,"48141",102,11329,1966,2019,"","","N","Natural Gas, Distillate Fuel Oil","",{"$nulls":13},1.1573272930232559,{"v":0.16158814069946317,"d":"0.1616"},{"v":0.16158814069946317,"d":"0.1616"},{"v":0.16158814069946317,"d":"0.1616"},{"v":0.16158814069946317,"d":"0.1616"},{"$nulls":6},""]
["Moore County","3483_B_3",3483,"B","3",null,"O/G Steam","","SPP_SPS","Texas",48,"Moore",341,"48341",46,13409,1954,2013,"","","N","Natural Gas","",{"$nulls":13},1.1573272930232559,0.1243,0.1243,0.1243,0.1243,{"$nulls":6},""]
["Nichols","3484_B_141B",3484,"B","141B",null,"O/G Steam","","SPP_SPS","Texas",48,"Potter",375,"48375",107,10105,1960,2020,"","","N","Natural Gas","",{"$nulls":3},"LNBO",{"$nulls":9},1.1573272930232559,{"v":0.11528830213798275,"d":"0.1153"},{"v":0.11528830213798275,"d":"0.1153"},{"v":0.11528830213798275,"d":"0.1153"},{"v":0.11528830213798275,"d":"0.1153"},{"$nulls":6},""]
["Nichols","3484_B_142B",3484,"B","142B",null,"O/G Steam","","SPP_SPS","Texas",48,"Potter",375,"48375",106,10021,1962,2020,"","","N","Natural Gas","",{"$nulls":3},"LNBO",{"$nulls":9},1.1573272930232559,{"v":0.10585807769203252,"d":"0.1059"},{"v":0.10585807769203252,"d":"0.1059"},{"v":0.10585807769203252,"d":"0.1059"},{"v":0.10585807769203252,"d":"0.1059"},{"$nulls":6},""]
["Leon Creek","3609_B_3",3609,"B","3",null,"O/G Steam","","ERC_REST","Texas",48,"Bexar",29,"48029",60,14070,1953,2013,"","","N","Natural Gas","",{"$nulls":13},1.1573272930232559,0.1605,0.1605,0.1605,0.1605,{"$nulls":6},""]
["Leon Creek","3609_B_4",3609,"B","4",null,"O/G Steam","","ERC_REST","Texas",48,"Bexar",29,"48029",95,13313,1959,2013,"","","N","Natural Gas","",{"$nulls":13},1.1573272930232559,{"v":0.2604821569993989,"d":"0.2605"},{"v":0.2604821569993989,"d":"0.2605"},{"v":0.2604821569993989,"d":"0.2605"},{"v":0.2604821569993989,"d":"0.2605"},{"$nulls":6},""]
["North Texas","3627_B_1",3627,"B","1",null,"O/G Steam","","ERC_REST","Texas",48,"Parker",367,"48367",16.5,14500,1958,2014,"","","N","Natural Gas, Distillate Fuel Oil","",{"$nulls":13},3,{"v":0.21659818900266276,"d":"0.2166"},{"v":0.21659818900266276,"d":"0.2166"},{"v":0.21659818900266276,"d":"0.2166"},{"v":0.21659818900266276,"d":"0.2166"},{"$nulls":6},""]
["North Texas","3627_B_2",3627,"B","2",null,"O/G Steam","","ERC_REST","Texas",48,"Parker",367,"48367",16.5,14500,1958,2014,"","","N","Natural Gas, Distillate Fuel Oil","",{"$nulls":13},3,{"v":0.21659818900266276,"d":"0.2166"},{"v":0.21659818900266276,"d":"0.2166"},{"v":0.21659818900266276,"d":"0.2166"},{"v":0.21659818900266276,"d":"0.2166"},{"$nulls":6},""]
["Sam Rayburn","3631_B_3",3631,"B","3",null,"O/G Steam","","ERC_REST","Texas",48,"Victoria",469,"48469",22,14500,1965,2012,"","","N","Natural Gas, Distillate Fuel Oil","",{"$nulls":13},1.1573272930232559,{"v":0.21659818900266276,"d":"0.2166"},{"v":0.21659818900266276,"d":"0.2166"},{"v":0.21659818900266276,"d":"0.2166"},{"v":0.21659818900266276,"d":"0.2166"},{"$nulls":6},""]
["Broadway","420_B_B3",420,"B","B3",null,"O/G Steam","","WECC_SCE","California",6,"Los Angeles",37,"06037",71,11686,1965,2016,"","","N","Natural Gas","",{"$nulls":4},"SCR",{"$nulls":9},{"v":0.022158089979657757,"d":"0.0222"},{"v":0.022158089979657757,"d":"0.0222"},{"v":0.022158089979657757,"d":"0.0222"},{"v":0.022158089979657757,"d":"0.0222"},{"$nulls":6},""]
["Covanta Wallingford Energy","50664_B_B101",50664,"B","B101",null,"Municipal Solid Waste","","NENG_CT","Connecticut",9,"New Haven",9,"09009",2.8,27718,1988,2015,"","","N","MSW","Dry Scrubber",null,70,70,{"$nulls":10},0.07,{"v":0.2,"d":"0.2000"},{"v":0.2,"d":"0.2000"},{"v":0.2,"d":"0.2000"},{"v":0.2,"d":"0.2000"},0.08,0.08,0.08,{"$nulls":3},""]
["Covanta Wallingford Energy","50664_B_B102",50664,"B","B102",null,"Municipal Solid Waste","","NENG_CT","Connecticut",9,"New Haven",9,"09009",2.8,27718,1988,2015,"","","N","MSW","Dry Scrubber",null,70,70,{"$nulls":10},0.07,{"v":0.25,"d":"0.2500"},{"v":0.25,"d":"0.2500"},{"v":0.25,"d":"0.2500"},{"v":0.25,"d":"0.2500"},0.08,0.08,0.08,{"$nulls":3},""]
["Covanta Wallingford Energy","50664_B_B103",50664,"B","B103",null,"Municipal Solid Waste","","NENG_CT","Connecticut",9,"New Haven",9,"09009",2.8,27718,1988,2015,"","","N","MSW","Dry Scrubber",null,70,70,{"$nulls":10},0.07,{"v":0.25,"d":"0.2500"},{"v":0.25,"d":"0.2500"},{"v":0.25,"d":"0.2500"},{"v":0.25,"d":"0.2500"},0.08,0.08,0.08,{"$nulls":3},""]
["McKee Run","599_B_1",599,"B","1",null,"O/G Steam","","PJM_EMAC","Delaware",10,"Kent",1,"10001",17,11644,1961,2017,"","","N","Natural Gas, Distillate Fuel Oil","",{"$nulls":13},0.05,0.2787,0.2787,0.2787,0.2787,{"$nulls":6},""]
["McKee Run","599_B_2",599,"B","2",null,"O/G Steam","","PJM_EMAC","Delaware",10,"Kent",1,"10001",17,11900,1961,2017,"","","N","Natural Gas, Distillate Fuel Oil","",{"$nulls":13},0.05,{"v":0.24,"d":"0.2400"},{"v":0.24,"d":"0.2400"},{"v":0.24,"d":"0.2400"},{"v":0.24,"d":"0.2400"},{"$nulls":6},""]
["Suwannee River","638_B_1",638,"B","1",null,"O/G Steam","","FRCC","Florida",12,"Suwannee",121,"12121",30,12613,1953,2018,"","","N","Natural Gas, Residual Fuel Oil","",{"$nulls":13},2.745,{"v":0.16345763064497174,"d":"0.1635"},{"v":0.16345763064497174,"d":"0.1635"},{"v":0.16345763064497174,"d":"0.1635"},{"v":0.16345763064497174,"d":"0.1635"},{"$nulls":6},""]
["Suwannee River","638_B_2",638,"B","2",null,"O/G Steam","","FRCC","Florida",12,"Suwannee",121,"12121",30,12371,1954,2018,"","","N","Natural Gas, Residual Fuel Oil","",{"$nulls":13},2.745,{"v":0.18519305623463625,"d":"0.1852"},{"v":0.18519305623463625,"d":"0.1852"},{"v":0.18519305623463625,"d":"0.1852"},{"v":0.18519305623463625,"d":"0.1852"},{"$nulls":6},""]
["Suwannee River","638_B_3",638,"B","3",null,"O/G Steam","","FRCC","Florida",12,"Suwannee",121,"12121",71,12358,1956,2018,"","","N","Natural Gas, Residual Fuel Oil","",{"$nulls":13},2.745,{"v":0.3142403673364845,"d":"0.3142"},{"v":0.3142403673364845,"d":"0.3142"},{"v":0.3142403673364845,"d":"0.3142"},{"v":0.3142403673364845,"d":"0.3142"},{"$nulls":6},""]
["Vero Beach Municipal Power Plant","693_B_3",693,"B","3",null,"O/G Steam","","FRCC","Florida",12,"Indian River",61,"12061",33,14500,1971,2014,"","","N","Natural Gas, Residual Fuel Oil","",{"$nulls":13},2.75,{"v":0.12719513837257376,"d":"0.1272"},{"v":0.12719513837257376,"d":"0.1272"},{"v":0.12719513837257376,"d":"0.1272"},{"v":0.12719513837257376,"d":"0.1272"},{"$nulls":6},""]
["Vero Beach Municipal Power Plant","693_B_4",693,"B","4",null,"O/G Steam","","FRCC","Florida",12,"Indian River",61,"12061",56,14500,1976,2015,"","","N","Natural Gas, Residual Fuel Oil","",{"$nulls":13},0.8,{"v":0.13284709359842803,"d":"0.1328"},{"v":0.13284709359842803,"d":"0.1328"},{"v":0.13284709359842803,"d":"0.1328"},{"v":0.13284709359842803,"d":"0.1328"},{"$nulls":6},""]
["Howard Down","2434_B_9",2434,"B","10",null,"O/G Steam","","PJM_EMAC","New Jersey",34,"Cumberland",11,"34011",23,14427,1970,2010,"","","N","Residual Fuel Oil","",{"$nulls":13},1.5,0.2233,0.2233,0.2233,0.2233,{"$nulls":6},""]
["Lake Creek","3502_B_ST1",3502,"B","ST1",2426,"O/G Steam","","ERC_REST","Texas",48,"McLennan",309,"48309",87,13240,1953,2010,null,null,"Y","Natural Gas, Distillate Fuel Oil",{"$nulls":14},1.16,{"v":0.181,"d":"0.1810"},{"v":0.181,"d":"0.1810"},{"v":0.181,"d":"0.1810"},{"v":0.181,"d":"0.1810"}]
["Lake Creek","3502_B_ST2",3502,"B","ST2",2427,"O/G Steam","","ERC_REST","Texas",48,"McLennan",309,"48309",230,10896,1959,2010,null,null,"Y","Natural Gas, Distillate Fuel Oil",{"$nulls":14},1.16,{"v":0.236,"d":"0.2360"},{"v":0.236,"d":"0.2360"},{"v":0.236,"d":"0.2360"},{"v":0.236,"d":"0.2360"}]
["Mount Tom","1606_G_1",1606,"G","1",1108,"Coal Steam","","NENGREST","Massachusetts",25,"Hampden",13,"25013",144,10623,1960,2014,"wall","dry","N","Bituminous","Dry Scrubber",2015,92.51,92.51,"LNB + OFA","SCR",2006,"","ESPC","ESPC","No","ACI",2015,90,1.2,{"v":0.10414676069539601,"d":"0.1041"},{"v":0.07,"d":"0.0700"},{"v":0.10414676069539601,"d":"0.1041"},{"v":0.07,"d":"0.0700"},0.1,0.1,0.1,99,99,"",""]
["Shelby Municipal Light Plant","2943_G_3",2943,"G","3","","Coal Steam","","PJM_West","Ohio",39,"Richland",139,"39139",5,14500,1948,2012,"","","N","Bituminous","","","","","","","","","","","NA","","","",7.766666666666667,{"v":0.4451349612788622,"d":"0.4451"},{"v":0.4451349612788622,"d":"0.4451"},{"v":0.4451349612788622,"d":"0.4451"},{"v":0.4451349612788622,"d":"0.4451"},1,1,1,"","","",""]
["Yates","728_G_4",728,"G","4",554,"Coal Steam","","S_SOU","Georgia",13,"Coweta",77,"13077",133,10863,1957,2015,"tangential","dry","N","Bituminous","","","","","LNC1","","","","ESPC","ESPC","No","","","",4.72,{"v":0.36440858963076955,"d":"0.3644"},{"v":0.36440858963076955,"d":"0.3644"},{"v":0.25219260388764186,"d":"0.2522"},{"v":0.25219260388764186,"d":"0.2522"},0.64,0.97,1,"","","",""]
["Yates","728_G_5",728,"G","5",555,"Coal Steam","","S_SOU","Georgia",13,"Coweta",77,"13077",135,10900,1958,2015,"tangential","dry","N","Bituminous","","","","","LNC1","","","","ESPC","ESPC","No","","","",4.72,{"v":0.34378451747770417,"d":"0.3438"},{"v":0.34378451747770417,"d":"0.3438"},{"v":0.24024272890618992,"d":"0.2402"},{"v":0.24024272890618992,"d":"0.2402"},0.64,0.97,1,"","","",""]
["Fair Station","1218_B_1",1218,"B","1","","Coal Steam","","MIS_IA","Iowa",19,"MUSCATINE",139,"19139",23,12968,1960,2013,"wall","dry","N","Bituminous","","","","","","","","","ESPC","ESPC","No","","","",6,{"v":0.4746690655727098,"d":"0.4747"},{"v":0.4746690655727098,"d":"0.4747"},{"v":0.32,"d":"0.3200"},{"v":0.32,"d":"0.3200"},0.64,0.97,1,"","","",""]
["Fair Station","1218_B_2",1218,"B","2",807,"Coal Steam","","MIS_IA","Iowa",19,"MUSCATINE",139,"19139",41,12565,1967,2013,"wall","dry","N","Bituminous","","","","","LNB","","","","ESPC","ESPC","Yes","","","",6,{"v":0.4113868169988682,"d":"0.4114"},{"v":0.4113868169988682,"d":"0.4114"},{"v":0.32,"d":"0.3200"},{"v":0.32,"d":"0.3200"},0.64,0.97,1,"","","","Yes"]
["Dale","1385_B_1",1385,"B","1",9393,"Coal Steam","","S_C_KY","Kentucky",21,"Clark",49,"21049",23,11485,1954,2015,"wall","dry","N","Bituminous","","","","","LNBO","","","","ESPH","ESPH + B","No","","","",1.8,{"v":0.391,"d":"0.3910"},{"v":0.391,"d":"0.3910"},{"v":0.391,"d":"0.3910"},{"v":0.391,"d":"0.3910"},0.11,0.27,1,"","","",""]
["Dale","1385_B_2",1385,"B","2",9394,"Coal Steam","","S_C_KY","Kentucky",21,"Clark",49,"21049",23,11478,1954,2015,"wall","dry","N","Bituminous","","","","","LNBO","","","","ESPH","ESPH + B","No","","","",1.8,{"v":0.391,"d":"0.3910"},{"v":0.391,"d":"0.3910"},{"v":0.391,"d":"0.3910"},{"v":0.391,"d":"0.3910"},0.11,0.27,1,"","","",""]
["Dale","1385_B_3",1385,"B","3",934,"Coal Steam","","S_C_KY","Kentucky",21,"Clark",49,"21049",74,11698,1957,2016,"wall","dry","N","Bituminous","","",70,70,"LNB","","","","ESPC","ESPC + B","No","","","",1.8,{"v":0.347,"d":"0.3470"},{"v":0.347,"d":"0.3470"},{"v":0.32,"d":"0.3200"},{"v":0.32,"d":"0.3200"},0.2,0.75,1,90,90,"Yes","",2015]
["Dale","1385_B_4",1385,"B","4",935,"Coal Steam","","S_C_KY","Kentucky",21,"Clark",49,"21049",75,11767,1960,2016,"wall","dry","N","Bituminous","","",70,70,"LNB","","","","ESPC","ESPC + B","No","","","",1.8,{"v":0.347,"d":"0.3470"},{"v":0.347,"d":"0.3470"},{"v":0.32,"d":"0.3200"},{"v":0.32,"d":"0.3200"},0.2,0.75,1,90,90,"Yes","",2015]
["James De Young","1830_B_5",1830,"B","5",1214,"Coal Steam","","MIS_LMI","Michigan",26,"Ottawa",139,"26139",27,13634,1969,2016,"wall","dry","N","Bituminous","","","","","LNB","","","","ESPC","ESPC","No","","","",1.67,{"v":0.40217419229981255,"d":"0.4022"},{"v":0.40217419229981255,"d":"0.4022"},{"v":0.32,"d":"0.3200"},{"v":0.32,"d":"0.3200"},0.64,0.97,1,"","","","Yes"]
["Eckert Station","1831_B_1",1831,"B","1",1215,"Coal Steam","","MIS_LMI","Michigan",26,"Ingham",65,"26065",35,12697,1954,2016,"wall","dry","N","Bituminous, Subbituminous","","","","","LNB + SOFA","","","","ESPC","ESPC + B","No","","","",1.67,{"v":0.24639134537968482,"d":"0.2464"},{"v":0.24639134537968482,"d":"0.2464"},{"v":0.24639134537968482,"d":"0.2464"},{"v":0.24639134537968482,"d":"0.2464"},0.2,0.75,1,"","","",""]
["Eckert Station","1831_B_2",1831,"B","2",1216,"Coal Steam","","MIS_LMI","Michigan",26,"Ingham",65,"26065",36,12825,1958,2016,"tangential","dry","N","Bituminous, Subbituminous","","","","","","","","","ESPC","ESPC","No","","","",1.67,{"v":0.26756383895145003,"d":"0.2676"},{"v":0.26756383895145003,"d":"0.2676"},{"v":0.12258617284379085,"d":"0.1226"},{"v":0.12258617284379085,"d":"0.1226"},0.64,0.97,1,"","","",""]
["Eckert Station","1831_B_3",1831,"B","3",1217,"Coal Steam","","MIS_LMI","Michigan",26,"Ingham",65,"26065",34,12578,1961,2016,"tangential","dry","N","Bituminous, Subbituminous","","","","","LNB + SOFA","","","","ESPC","ESPC + B","No","","","",1.67,{"v":0.167173043114284,"d":"0.1672"},{"v":0.167173043114284,"d":"0.1672"},{"v":0.167173043114284,"d":"0.1672"},{"v":0.167173043114284,"d":"0.1672"},0.2,0.75,1,"","","",""]
["Austin Northeast","1961_B_NEPP",1961,"B","NEPP",1258,"Coal Steam","","MIS_MNWI","Minnesota",27,"MOWER",99,"27099",29,13843,1971,2015,"wall","dry","N","Bituminous","","","","","LNB","","","","ESPC","ESPC","No","","","",4,{"v":0.7509095016811874,"d":"0.7509"},{"v":0.7509095016811874,"d":"0.7509"},{"v":0.490177035819664,"d":"0.4902"},{"v":0.490177035819664,"d":"0.4902"},0.64,0.97,1,"","","","Yes"]
["Silver Lake","2008_B_1",2008,"B","1","","Coal Steam","","MIS_MNWI","Minnesota",27,"Olmsted",109,"27109",9.6,14500,1948,2015,"","","N","Bituminous, Subbituminous","","","","","","SNCR","",2015,"ESPC + C","ESPC + C","No","","","",4,{"v":0.09839933042226234,"d":"0.0984"},{"v":0.09839933042226234,"d":"0.0984"},{"v":0.09839933042226234,"d":"0.0984"},{"v":0.09839933042226234,"d":"0.0984"},0.64,0.97,1,"","","",""]
["Silver Lake","2008_B_2",2008,"B","2","","Coal Steam","","MIS_MNWI","Minnesota",27,"Olmsted",109,"27109",14.3,14500,1953,2015,"","","N","Bituminous, Subbituminous","","","","","","","","","ESPC + C","ESPC + C","No","","","",4,{"v":0.4451349612788622,"d":"0.4451"},{"v":0.4451349612788622,"d":"0.4451"},{"v":0.4451349612788622,"d":"0.4451"},{"v":0.4451349612788622,"d":"0.4451"},0.64,0.97,1,"","","",""]
["Silver Lake","2008_B_3",2008,"B","3","","Coal Steam","","MIS_MNWI","Minnesota",27,"Olmsted",109,"27109",23.5,14500,1962,2015,"","","N","Bituminous, Subbituminous","","","","","","","","","ESPC + C","ESPC + C","No","","","",4,{"v":0.4451349612788622,"d":"0.4451"},{"v":0.4451349612788622,"d":"0.4451"},{"v":0.4451349612788622,"d":"0.4451"},{"v":0.4451349612788622,"d":"0.4451"},0.64,0.97,1,"","","","Yes"]
["Silver Lake","2008_B_4",2008,"B","4",1278,"Coal Steam","","MIS_MNWI","Minnesota",27,"Olmsted",109,"27109",57,14500,1969,2015,"wall","dry","N","Bituminous, Subbituminous","Dry Scrubber",2010,85,90,"LNB + OFA","SNCR","",2005,"B","B","NA","","","",4,0.3323,0.2219,0.3323,0.2219,0.05,0.75,1,90,99,"","Yes"]
["Montrose","2080_B_1",2080,"B","1",1320,"Coal Steam","","SPP_N","Missouri",29,"Henry",83,"29083",169,10978,1958,2016,"tangential","dry","N","Subbituminous","","","","","other","","","","ESPC","ESPC + B","Yes","","","",1.3,{"v":0.33612991936361486,"d":"0.3361"},{"v":0.33612991936361486,"d":"0.3361"},{"v":0.33612991936361486,"d":"0.3361"},{"v":0.33612991936361486,"d":"0.3361"},0.2,0.75,1,"","","",""]
["Four Corners","2442_B_1",2442,"B","1",1581,"Coal Steam","","WECC_NM","New Mexico",35,"San Juan",45,"35045",170,10358,1963,2013,"wall","dry","N","Subbituminous","Wet Scrubber",1972,94,94,"LNB","","","","WS","B + WS","NA","","","",0.878326724,{"v":0.7857989364317941,"d":"0.7858"},{"v":0.7857989364317941,"d":"0.7858"},{"v":0.5129520835040878,"d":"0.5130"},{"v":0.5129520835040878,"d":"0.5130"},0.1,0.27,0.56,99,99,"","Yes"]
["Four Corners","2442_B_2",2442,"B","2",1582,"Coal Steam","","WECC_NM","New Mexico",35,"San Juan",45,"35045",170,10456,1963,2013,"wall","dry","N","Subbituminous","Wet Scrubber",1972,94,94,"LNB","","","","WS","B + WS","NA","","","",0.878326724,{"v":0.6632033302403011,"d":"0.6632"},{"v":0.6632033302403011,"d":"0.6632"},{"v":0.4329243961290854,"d":"0.4329"},{"v":0.4329243961290854,"d":"0.4329"},0.1,0.27,0.56,99,99,"","Yes"]
["Four Corners","2442_B_3",2442,"B","3",1583,"Coal Steam","","WECC_NM","New Mexico",35,"San Juan",45,"35045",220,10231,1964,2013,"wall","dry","N","Subbituminous","Wet Scrubber",1972,92,92,"LNB","","","","WS","B + WS","NA","","","",0.878326724,{"v":0.6167381234208145,"d":"0.6167"},{"v":0.6167381234208145,"d":"0.6167"},{"v":0.43335324501843964,"d":"0.4334"},{"v":0.43335324501843964,"d":"0.4334"},0.1,0.27,0.56,97,99,"","Yes"]
["Sunbury Generation LP","3152_B_1A",3152,"B","1A",2128,"Coal Steam","","PJM_WMAC","Pennsylvania",42,"Snyder",109,"42109",41,12526,1949,2014,"vertical","dry","N","Bituminous","Reagent Injection","",95,95,"LNBO","","","","B + C","B + C","NA","","","",3.7,{"v":0.25637877171279483,"d":"0.2564"},{"v":0.25637877171279483,"d":"0.2564"},{"v":0.25637877171279483,"d":"0.2564"},{"v":0.25637877171279483,"d":"0.2564"},0.11,0.27,1,95,95,"",""]
["Sunbury Generation LP","3152_B_1B",3152,"B","1B",2129,"Coal Steam","","PJM_WMAC","Pennsylvania",42,"Snyder",109,"42109",41,12526,1949,2014,"vertical","dry","N","Bituminous","Reagent Injection","",95,95,"LNBO","","","","B + C","B + C","NA","","","",3.7,{"v":0.2544704778077719,"d":"0.2545"},{"v":0.2544704778077719,"d":"0.2545"},{"v":0.2544704778077719,"d":"0.2545"},{"v":0.2544704778077719,"d":"0.2545"},0.11,0.27,1,95,95,"",""]
["Sunbury Generation LP","3152_B_2A",3152,"B","2A",2130,"Coal Steam","","PJM_WMAC","Pennsylvania",42,"Snyder",109,"42109",41,12526,1949,2014,"vertical","wet","N","Bituminous","","","","","LNBO","","","","B + C","B + C","NA","","","",3.7,{"v":0.2969178047603127,"d":"0.2969"},{"v":0.2969178047603127,"d":"0.2969"},{"v":0.2969178047603127,"d":"0.2969"},{"v":0.2969178047603127,"d":"0.2969"},0.11,0.27,1,"","","",""]
["Sunbury Generation LP","3152_B_2B",3152,"B","2B",2131,"Coal Steam","","PJM_WMAC","Pennsylvania",42,"Snyder",109,"42109",41,12526,1949,2014,"vertical","wet","N","Bituminous","","","","","LNBO","","","","B + C","B + C","NA","","","",3.7,{"v":0.05559999999999999,"d":"0.0556"},{"v":0.05559999999999999,"d":"0.0556"},{"v":0.05559999999999999,"d":"0.0556"},{"v":0.05559999999999999,"d":"0.0556"},0.11,0.27,1,"","","",""]
["Sunbury Generation LP","3152_B_3",3152,"B","3",2132,"Coal Steam","","PJM_WMAC","Pennsylvania",42,"Snyder",109,"42109",90,12526,1951,2014,"wall","dry","N","Bituminous","","","","","LNBO","","","","ESPC","ESPC","Yes","","","",3.7,{"v":0.27841203880600507,"d":"0.2784"},{"v":0.27841203880600507,"d":"0.2784"},{"v":0.27841203880600507,"d":"0.2784"},{"v":0.27841203880600507,"d":"0.2784"},0.64,0.97,1,"","","",""]
["Sunbury Generation LP","3152_B_4",3152,"B","4",2133,"Coal Steam","","PJM_WMAC","Pennsylvania",42,"Snyder",109,"42109",128,12364,1953,2014,"wall","dry","N","Bituminous","","","","","LNBO","","","","ESPC","ESPC + B","Yes","","","",3.7,{"v":0.2655907300337202,"d":"0.2656"},{"v":0.2655907300337202,"d":"0.2656"},{"v":0.2655907300337202,"d":"0.2656"},{"v":0.2655907300337202,"d":"0.2656"},0.2,0.75,1,"","","",""]
["Yorktown","3809_B_2",3809,"B","2",2531,"Coal Steam","","PJM_Dom","Virginia",51,"York",199,"51199",164,10310,1959,2017,"tangential","dry","N","Bituminous","","","","","LNB + OFA","SNCR","",2002,"ESPC","ESPC + B","No","","","",2.64,{"v":0.5398092681759458,"d":"0.5398"},{"v":0.5398092681759458,"d":"0.5398"},{"v":0.35366814121872303,"d":"0.3537"},{"v":0.35366814121872303,"d":"0.3537"},0.2,0.75,1,"","","",""]
["Colbert","47_B_1",47,"B","1",35,"Coal Steam","","S_C_TVA","Alabama",1,"Colbert",33,"01033",178,10553,1955,2016,"wall","dry","N","Bituminous, Subbituminous","","","","","LNB","","","","ESPC","ESPC","No","","","",2.2,{"v":0.4328691564213244,"d":"0.4329"},{"v":0.4328691564213244,"d":"0.4329"},{"v":0.3342037942054448,"d":"0.3342"},{"v":0.3342037942054448,"d":"0.3342"},0.64,0.97,1,"","","",""]
["Colbert","47_B_2",47,"B","2",36,"Coal Steam","","S_C_TVA","Alabama",1,"Colbert",33,"01033",178,10466,1955,2016,"wall","dry","N","Bituminous, Subbituminous","","","","","LNB","","","","ESPC","ESPC + B","No","","","",2.2,{"v":0.4322091397581813,"d":"0.4322"},{"v":0.4322091397581813,"d":"0.4322"},{"v":0.33375022716414166,"d":"0.3338"},{"v":0.33375022716414166,"d":"0.3338"},0.2,0.75,1,"","","",""]
["Colbert","47_B_3",47,"B","3",37,"Coal Steam","","S_C_TVA","Alabama",1,"Colbert",33,"01033",178,10455,1955,2016,"wall","dry","N","Bituminous, Subbituminous","","","","","LNB","","","","ESPC","ESPC","No","","","",2.2,{"v":0.4264229290884447,"d":"0.4264"},{"v":0.4264229290884447,"d":"0.4264"},{"v":0.3297603083192881,"d":"0.3298"},{"v":0.3297603083192881,"d":"0.3298"},0.64,0.97,1,"","","",""]
["Colbert","47_B_4",47,"B","4",38,"Coal Steam","","S_C_TVA","Alabama",1,"Colbert",33,"01033",178,10497,1955,2016,"wall","dry","N","Bituminous, Subbituminous","","","","","LNB","","","","ESPC","ESPC","No","","","",2.2,{"v":0.4345536173565361,"d":"0.4346"},{"v":0.4345536173565361,"d":"0.4346"},{"v":0.33535989684939804,"d":"0.3354"},{"v":0.33535989684939804,"d":"0.3354"},0.64,0.97,1,"","","",""]
["Colbert","47_B_5",47,"B","5",39,"Coal Steam","","S_C_TVA","Alabama",1,"Colbert",33,"01033",472,10492,1965,2016,"wall","dry","N","Bituminous, Subbituminous","","","","","LNB","SCR",2003,"","ESPC","ESPC","No","","","",4,{"v":0.0652925049867623,"d":"0.0653"},{"v":0.0652925049867623,"d":"0.0653"},{"v":0.0652925049867623,"d":"0.0653"},{"v":0.0652925049867623,"d":"0.0653"},0.64,0.97,1,"","","","Yes"]
["Lamar Plant","508_B_4",508,"B","4",89621,"Coal Steam","","WECC_CO","Colorado",8,"Prowers",99,"08099",40,14500,1972,1989,"FBC","dry","N","Subbituminous","Reagent Injection","",91.6,91.6,"CF + LA + OFA","","","","B","B","NA","","","",0.860384615384615,{"v":0.21208183749213252,"d":"0.2121"},{"v":0.21208183749213252,"d":"0.2121"},{"v":0.21208183749213252,"d":"0.2121"},{"v":0.21208183749213252,"d":"0.2121"},0.05,0.43,0.43,95,95,"",""]
["Piney Creek Project","54144_B_BRBR1",54144,"B","BRBR1",3756,"Coal Steam","","PJM_PENE","Pennsylvania",42,"CLARION",31,"42031",32,13354,1992,2014,"FBC","dry","N","Waste Coal","Dry Scrubber",1992,97.2,97.2,"OFA","SNCR","",2003,"B","B","NA","","","",1,0.1537,{"v":0.122,"d":"0.1220"},0.1537,{"v":0.08,"d":"0.0800"},0.01,0.01,0.01,99,99,"",""]
["Scholz","642_B_1",642,"B","1",463,"Coal Steam","","S_SOU","Florida",12,"Jackson",63,"12063",46,12377,1953,2015,"wall","dry","N","Bituminous","","","","","","","","","ESPC","ESPC","No","","","",6.17,{"v":0.5393726548499314,"d":"0.5394"},{"v":0.5393726548499314,"d":"0.5394"},{"v":0.32,"d":"0.3200"},{"v":0.32,"d":"0.3200"},0.64,0.97,1,"","","",""]
["Scholz","642_B_2",642,"B","2",464,"Coal Steam","","S_SOU","Florida",12,"Jackson",63,"12063",46,12563,1953,2015,"wall","dry","N","Bituminous","","","","","","","","","ESPC","ESPC","No","","","",6.17,{"v":0.5515533759722471,"d":"0.5516"},{"v":0.5515533759722471,"d":"0.5516"},{"v":0.32,"d":"0.3200"},{"v":0.32,"d":"0.3200"},0.64,0.97,1,"","","",""]
["Mitchell","727_B_3",727,"B","3",550,"Coal Steam","","S_SOU","Georgia",13,"Dougherty",95,"13095",155,10729,1964,2015,"tangential","dry","N","Bituminous","","","","","","","","","ESPC","ESPC","No","","","",4.72,{"v":0.5798170101964192,"d":"0.5798"},{"v":0.5798170101964192,"d":"0.5798"},{"v":0.256964163360109,"d":"0.2570"},{"v":0.256964163360109,"d":"0.2570"},0.64,0.97,1,"","","",""]
["Yates","728_B_Y1BR",728,"B","Y1BR",551,"Coal Steam","","S_SOU","Georgia",13,"Coweta",77,"13077",97,11192,1950,2015,"tangential","dry","N","Bituminous","Wet Scrubber",1992,90,90,"FU + LNB","","","","ESPC + WS","ESPC + B + WS","Yes","","","",4.72,{"v":0.35380394669116194,"d":"0.3538"},{"v":0.35380394669116194,"d":"0.3538"},{"v":0.24611445494998335,"d":"0.2461"},{"v":0.24611445494998335,"d":"0.2461"},0.3,0.3,0.56,95,99,"",""]
["Yates","728_B_Y2BR",728,"B","Y2BR",552,"Coal Steam","","S_SOU","Georgia",13,"Coweta",77,"13077",103,10829,1950,2015,"tangential","dry","N","Bituminous","","","","","FU","","","","ESPC","ESPC + B","No","","","",4.72,{"v":0.34574652147297347,"d":"0.3457"},{"v":0.34574652147297347,"d":"0.3457"},{"v":0.24,"d":"0.2400"},{"v":0.24,"d":"0.2400"},0.2,0.75,1,"","","",""]
["Yates","728_B_Y3BR",728,"B","Y3BR",553,"Coal Steam","","S_SOU","Georgia",13,"Coweta",77,"13077",111,10875,1952,2015,"tangential","dry","N","Bituminous","","","","","FU","","","","ESPC","ESPC + B","No","","","",4.72,{"v":0.3667878309956486,"d":"0.3668"},{"v":0.3667878309956486,"d":"0.3668"},{"v":0.24,"d":"0.2400"},{"v":0.24,"d":"0.2400"},0.2,0.75,1,"","","",""]
["Kraft","733_B_1",733,"B","1",558,"Coal Steam","","S_SOU","Georgia",13,"Chatham",51,"13051",48,11346,1953,2016,"tangential","dry","N","Bituminous","","","","","","","","","ESPC","ESPC","No","","","",4.72,{"v":0.4402411973142726,"d":"0.4402"},{"v":0.4402411973142726,"d":"0.4402"},{"v":0.24,"d":"0.2400"},{"v":0.24,"d":"0.2400"},0.64,0.97,1,"","","",""]
["Kraft","733_B_2",733,"B","2",559,"Coal Steam","","S_SOU","Georgia",13,"Chatham",51,"13051",52,11245,1961,2016,"tangential","dry","N","Bituminous","","","","","","","","","ESPC","ESPC","No","","","",4.72,{"v":0.451202345047476,"d":"0.4512"},{"v":0.451202345047476,"d":"0.4512"},{"v":0.24,"d":"0.2400"},{"v":0.24,"d":"0.2400"},0.64,0.97,1,"","","",""]
["Eagle Valley","991_B_6",991,"B","6",690,"Coal Steam","","MIS_INKY","Indiana",18,"Morgan",109,"18109",99,11623,1956,2016,"tangential","dry","N","Bituminous","","","","","LNC2","","","","ESPC","ESPC + B","No","","","",2.57,{"v":0.28264547841379917,"d":"0.2826"},{"v":0.28264547841379917,"d":"0.2826"},{"v":0.24,"d":"0.2400"},{"v":0.24,"d":"0.2400"},0.2,0.75,1,"","","",""]
["B C Cobb","1695_B_4",1695,"B","4",1147,"Coal Steam","","MIS_LMI","Michigan",26,"Muskegon",121,"26121",156,10788,1956,2016,"tangential","dry","N","Bituminous, Subbituminous","","","","","","","","","ESPC","ESPC + B","Yes","","","",1.67,{"v":0.3598474940471153,"d":"0.3598"},{"v":0.3598474940471153,"d":"0.3598"},{"v":0.14105638412770904,"d":"0.1411"},{"v":0.14105638412770904,"d":"0.1411"},0.2,0.75,1,"","","",""]
["B C Cobb","1695_B_5",1695,"B","5",1148,"Coal Steam","","MIS_LMI","Michigan",26,"Muskegon",121,"26121",156,10846,2000,2016,"tangential","dry","N","Bituminous, Subbituminous","","","","","LNC3","","","","ESPC","ESPC + B","Yes","","","",1.67,{"v":0.178821788024368,"d":"0.1788"},{"v":0.178821788024368,"d":"0.1788"},{"v":0.178821788024368,"d":"0.1788"},{"v":0.178821788024368,"d":"0.1788"},0.2,0.75,1,"","","",""]
["J C Weadock","1720_B_7",1720,"B","7",1160,"Coal Steam","","MIS_LMI","Michigan",26,"Bay",17,"26017",155,9814,1955,2016,"tangential","dry","N","Bituminous, Subbituminous","","","","","LNC1","","","","ESPC","ESPC + B","Yes","","","",1.67,{"v":0.2846197890135362,"d":"0.2846"},{"v":0.2846197890135362,"d":"0.2846"},{"v":0.18692420926060616,"d":"0.1869"},{"v":0.18692420926060616,"d":"0.1869"},0.2,0.75,1,"","","",""]
["J C Weadock","1720_B_8",1720,"B","8",1161,"Coal Steam","","MIS_LMI","Michigan",26,"Bay",17,"26017",151,9812,1958,2016,"tangential","dry","N","Bituminous, Subbituminous","","","","","LNC1","","","","ESPC","ESPC","Yes","","","",1.67,{"v":0.30540624343702777,"d":"0.3054"},{"v":0.30540624343702777,"d":"0.3054"},{"v":0.20057572509479857,"d":"0.2006"},{"v":0.20057572509479857,"d":"0.2006"},0.64,0.97,1,"","","",""]
["J R Whiting","1723_B_1",1723,"B","1",1162,"Coal Steam","","MIS_LMI","Michigan",26,"Monroe",115,"26115",97,11165,1952,2016,"wall","dry","N","Bituminous, Subbituminous","","","","","","","","","ESPC","ESPC + B","Yes","","","",1.67,{"v":0.25278261429084115,"d":"0.2528"},{"v":0.25278261429084115,"d":"0.2528"},{"v":0.25278261429084115,"d":"0.2528"},{"v":0.25278261429084115,"d":"0.2528"},0.2,0.75,1,"","","",""]
["J R Whiting","1723_B_2",1723,"B","2",1163,"Coal Steam","","MIS_LMI","Michigan",26,"Monroe",115,"26115",101,11115,1953,2016,"wall","dry","N","Bituminous, Subbituminous","","","","","","","","","ESPC","ESPC + B","Yes","","","",1.67,{"v":0.2529029076813,"d":"0.2529"},{"v":0.2529029076813,"d":"0.2529"},{"v":0.2529029076813,"d":"0.2529"},{"v":0.2529029076813,"d":"0.2529"},0.2,0.75,1,"","","",""]
["J R Whiting","1723_B_3",1723,"B","3",1164,"Coal Steam","","MIS_LMI","Michigan",26,"Monroe",115,"26115",124,11146,1953,2016,"wall","dry","N","Bituminous, Subbituminous","","","","","","","","","ESPC","ESPC + B","Yes","","","",1.67,{"v":0.2542621941854688,"d":"0.2543"},{"v":0.2542621941854688,"d":"0.2543"},{"v":0.2542621941854688,"d":"0.2543"},{"v":0.2542621941854688,"d":"0.2543"},0.2,0.75,1,"","","",""]
["Alma","4140_B_B4",4140,"B","B4",2628,"Coal Steam","","MIS_MNWI","Wisconsin",55,"Buffalo",11,"55011",48,11930,1957,2014,"wall","dry","N","Bituminous, Subbituminous","","",70,70,"LNB + OFA","SNCR","",2009,"B","B","NA","ACI",2015,90,1,{"v":0.35,"d":"0.3500"},{"v":0.35,"d":"0.3500"},{"v":0.35,"d":"0.3500"},{"v":0.35,"d":"0.3500"},0.1,0.1,0.1,90,90,"Yes","",2015]
["Alma","4140_B_B5",4140,"B","B5",2629,"Coal Steam","","MIS_MNWI","Wisconsin",55,"Buffalo",11,"55011",72,11800,1960,2014,"wall","dry","N","Bituminous, Subbituminous","","",70,70,"LNB + OFA","SNCR","",2008,"B","B","NA","ACI",2015,90,1,{"v":0.35,"d":"0.3500"},{"v":0.35,"d":"0.3500"},{"v":0.35,"d":"0.3500"},{"v":0.35,"d":"0.3500"},0.1,0.1,0.1,90,90,"Yes","",2015]
["Two Elk Generating Station","55360_B_GEN1",55360,"B","GEN1","","Coal Steam","","WECC_WY","Wyoming",56,"Campbell",5,"56005",275,10386,2012,2016,"wall","dry","N","Waste Coal","Dry Scrubber",2012,85,94,"LNB + OFA","SCR",2012,"","B","B","NA","","","",0.132,{"v":0.0378031529212105,"d":"0.0378"},{"v":0.0378031529212105,"d":"0.0378"},{"v":0.0378031529212105,"d":"0.0378"},{"v":0.0378031529212105,"d":"0.0378"},0.01,0.01,0.01,90,99,"",""]
["Greene Energy Resource Recovery Project","56664_B_1",56664,"B","1","","Coal Steam","","PJM_AP","Pennsylvania",42,"Greene",59,"42059",525,11429,2015,2016,"FBC","dry","N","Waste Coal","Dry Scrubber",2015,97.8,97.8,"","SNCR","",2015,"B","B","NA","","","",0.13,{"v":0.04498343810315257,"d":"0.0450"},{"v":0.04498343810315257,"d":"0.0450"},{"v":0.04498343810315257,"d":"0.0450"},{"v":0.04498343810315257,"d":"0.0450"},0.01,0.01,0.01,99,99,"",""]
["Harbor Beach","1731_B_1",1731,"B","1",1177,"Coal Steam","","MIS_LMI","Michigan",26,"Huron",63,"26063",95,12659,1968,2013,"wall","dry","N","Bituminous","","","","","LNCB","","","","ESPC","ESPC + B","Yes","","","",1.67,{"v":0.6147823751350154,"d":"0.6148"},{"v":0.6147823751350154,"d":"0.6148"},{"v":0.6147823751350154,"d":"0.6148"},{"v":0.6147823751350154,"d":"0.6148"},0.2,0.75,1,"","","","Yes"]
["AES Westover","2526_B_13",2526,"B","13",1756,"Coal Steam","","NY_Z_C&E","New York",36,"Broome",7,"36007",84,10840,1951,2012,"tangential","dry","Y","Bituminous","Dry Scrubber",2010,95,95,"OFA","SCR",2010,"","B","B","NA","","","",3.4,{"v":0.20700000000000002,"d":"0.2070"},{"v":0.07,"d":"0.0700"},{"v":0.20700000000000002,"d":"0.2070"},{"v":0.07,"d":"0.0700"},0.05,0.75,1,99,99,"",""]
["Harllee Branch","709_B_3",709,"B","3",544,"Coal Steam","","S_SOU","Georgia",13,"Putnam",237,"13237",509,9931,1968,2015,"cell","dry","N","Bituminous","Wet Scrubber",2014,97.28,97.28,"LNCB","SCR",2014,"","ESPC","ESPC + B","No","","","",4.72,{"v":0.40438478224651925,"d":"0.4044"},{"v":0.07,"d":"0.0700"},{"v":0.40438478224651925,"d":"0.4044"},{"v":0.07,"d":"0.0700"},0.1,0.3,0.56,99,99,"","Yes"]
["Harllee Branch","709_B_4",709,"B","4",545,"Coal Steam","","S_SOU","Georgia",13,"Putnam",237,"13237",507,9951,1969,2015,"cell","dry","N","Bituminous","Wet Scrubber",2014,97.28,97.28,"LNCB","SCR",2014,"","ESPC","ESPC + B","No","","","",4.72,{"v":0.4068766178080607,"d":"0.4069"},{"v":0.07,"d":"0.0700"},{"v":0.4068766178080607,"d":"0.4069"},{"v":0.07,"d":"0.0700"},0.1,0.3,0.56,99,99,"","Yes"]
["Kraft","733_B_3",733,"B","3",560,"Coal Steam","","S_SOU","Georgia",13,"Chatham",51,"13051",101,11399,1965,2016,"tangential","dry","N","Bituminous","","","","","","","","","ESPC","ESPC","No","","","",4.72,{"v":0.45094873567510374,"d":"0.4509"},{"v":0.45094873567510374,"d":"0.4509"},{"v":0.24,"d":"0.2400"},{"v":0.24,"d":"0.2400"},0.64,0.97,1,"","","","Yes"]
["Edgewater","4050_B_3",4050,"B","3",2598,"Coal Steam","","MIS_WUMS","Wisconsin",55,"Sheboygan",117,"55117",70,10469,1951,2015,"cyclone","wet","N","Subbituminous","","","","","OFA","SNCR","",2009,"ESPC","ESPC","Yes","","","",3.2,{"v":0.20038381891688933,"d":"0.2004"},{"v":0.20038381891688933,"d":"0.2004"},{"v":0.20038381891688933,"d":"0.2004"},{"v":0.20038381891688933,"d":"0.2004"},0.64,0.97,1,"","","",""]
["Welsh","6139_B_2",6139,"B","2",2802,"Coal Steam","","SPP_WEST","Texas",48,"Titus",449,"48449",528,10411,1980,2016,"wall","dry","N","Subbituminous","","","","","LNB + OFA","","","","ESPH","ESPH","No","","","",1.1,{"v":0.17643159527878924,"d":"0.1764"},{"v":0.17643159527878924,"d":"0.1764"},{"v":0.17643159527878924,"d":"0.1764"},{"v":0.17643159527878924,"d":"0.1764"},0.9,0.94,1,"","","","Yes"]
["Dolphus M Grainger","3317_G_1",3317,"G","1",2235,"Coal Steam","","S_VACA","South Carolina",45,"Horry",51,"45051",83,10715,1966,2012,"wall","dry","N","Bituminous","","","","","LNB","","","","ESPC","ESPC","No","","","",7,{"v":0.45678123410550575,"d":"0.4568"},{"v":0.45678123410550575,"d":"0.4568"},{"v":0.35040548401645816,"d":"0.3504"},{"v":0.35040548401645816,"d":"0.3504"},0.64,0.97,1,"","","",""]
["Dolphus M Grainger","3317_G_2",3317,"G","2",2236,"Coal Steam","","S_VACA","South Carolina",45,"Horry",51,"45051",83,10709,1966,2012,"wall","dry","N","Bituminous","","","","","LNB","","","","ESPC","ESPC","No","","","",7,{"v":0.44551112729939046,"d":"0.4455"},{"v":0.44551112729939046,"d":"0.4455"},{"v":0.3428272246869422,"d":"0.3428"},{"v":0.3428272246869422,"d":"0.3428"},0.64,0.97,1,"","","",""]
["Taconite Harbor Energy Center","10075_B_3",10075,"B","3",9005,"Coal Steam","","MIS_MNWI","Minnesota",27,"Cook",31,"27031",76,11412,1967,2015,"tangential","dry","N","Subbituminous",null,null,0,0,"ROFA","SNCR","",2009,"ESPH","ESPH","No","ACI",2008,90,0.78,{"v":0.3844249631254256,"d":"0.3844"},{"v":0.3844249631254256,"d":"0.3844"},{"v":0.2127112948916977,"d":"0.2127"},{"v":0.2127112948916977,"d":"0.2127"},0.1,0.1,0.1,0,0,"","Yes"]
["AES Thames","10675_B_A",10675,"B","A",3569,"Coal Steam","","NENG_CT","Connecticut",9,"New London",11,"09011",90,9962,1990,2011,"FBC","dry","Y","Bituminous","Dry Scrubber",1990,97,97,"CF","","","","B","B","NA","","","",0.32,0.0912,0.0912,0.0912,0.0912,0.05,0.43,0.43,99,99,"",""]
["AES Thames","10675_B_B",10675,"B","B",3570,"Coal Steam","","NENG_CT","Connecticut",9,"New London",11,"09011",90,9962,1990,2011,"FBC","dry","Y","Bituminous","Dry Scrubber",1990,97,97,"CF","","","","B","B","NA","","","",0.32,0.0863,0.0863,0.0863,0.0863,0.05,0.43,0.43,99,99,"",""]
["Prairie Creek","1073_B_2",1073,"B","2","","Coal Steam","","MIS_IA","Iowa",19,"Linn",113,"19113",2.1,12109,1950,2010,"stoker/SPR","dry","Y","Bituminous, Subbituminous","","","","","","","","","ESPC","ESPC","No","","","",5,0.5146,0.5146,{"v":0.43741,"d":"0.4374"},{"v":0.43741,"d":"0.4374"},0.64,0.97,1,"","","",""]
["Chamois","2169_B_1",2169,"B","1","","Coal Steam","","S_D_N_AR","Missouri",29,"Osage",151,"29151",16,12501,1953,2013,"cyclone","wet","N","Bituminous, Subbituminous","","","","","","","","","ESPC","ESPC","No","","","",6.7,{"v":0.7625353794789598,"d":"0.7625"},{"v":0.7625353794789598,"d":"0.7625"},{"v":0.6481550725571158,"d":"0.6482"},{"v":0.6481550725571158,"d":"0.6482"},0.64,0.97,1,"","","",""]
["Chamois","2169_B_2",2169,"B","2",1362,"Coal Steam","","S_D_N_AR","Missouri",29,"Osage",151,"29151",47,11745,1960,2013,"cyclone","wet","N","Bituminous, Subbituminous","","","","","","","","","ESPC","ESPC + B","No","","","",6.7,{"v":0.8932669369039847,"d":"0.8933"},{"v":0.8932669369039847,"d":"0.8933"},{"v":0.7592768963683871,"d":"0.7593"},{"v":0.7592768963683871,"d":"0.7593"},0.2,0.75,1,"","","",""]
["Reid Gardner","2324_B_1",2324,"B","1",1401,"Coal Steam","","WECC_SNV","Nevada",32,"Clark",3,"32003",100,11132,1965,2014,"wall","dry","N","Bituminous","Wet Scrubber",1976,90.5,90.5,"LNB + OFA","","","","B","B","NA","","","",0.055,{"v":0.24883621968727093,"d":"0.2488"},{"v":0.24883621968727093,"d":"0.2488"},{"v":0.24883621968727093,"d":"0.2488"},{"v":0.24883621968727093,"d":"0.2488"},0.1,0.27,0.56,95.5,99,"","Yes"]
["Reid Gardner","2324_B_2",2324,"B","2",1402,"Coal Steam","","WECC_SNV","Nevada",32,"Clark",3,"32003",100,11106,1968,2014,"wall","dry","N","Bituminous","Wet Scrubber",1976,90.5,90.5,"LNB + OFA","","","","B","B","NA","","","",0.55,{"v":0.2531612876576236,"d":"0.2532"},{"v":0.2531612876576236,"d":"0.2532"},{"v":0.2531612876576236,"d":"0.2532"},{"v":0.2531612876576236,"d":"0.2532"},0.1,0.27,0.56,95.5,99,"","Yes"]
["Reid Gardner","2324_B_3",2324,"B","3",1403,"Coal Steam","","WECC_SNV","Nevada",32,"Clark",3,"32003",98,11640,1976,2014,"wall","dry","N","Bituminous","Wet Scrubber",1976,90.5,90.5,"LNB + OFA","","","","B","B","NA","","","",0.55,{"v":0.20490760111868042,"d":"0.2049"},{"v":0.20490760111868042,"d":"0.2049"},{"v":0.20490760111868042,"d":"0.2049"},{"v":0.20490760111868042,"d":"0.2049"},0.1,0.27,0.56,95.5,99,"","Yes"]
["B L England","2378_B_1",2378,"B","1",1426,"Coal Steam","","PJM_EMAC","New Jersey",34,"Cape May",9,"34009",113,11089,1962,2014,"cyclone","wet","N","Bituminous, Subbituminous","Wet Scrubber",2011,93,93,"OFA","SNCR","",2000,"ESPC","ESPC","No","","","",3.8000000000000003,{"v":0.34808470451247503,"d":"0.3481"},{"v":0.26106352838435626,"d":"0.2611"},{"v":0.34808470451247503,"d":"0.3481"},{"v":0.26106352838435626,"d":"0.2611"},0.34,0.84,0.56,98,98,"",""]
["Hatfields Ferry Power Station","3179_B_1",3179,"B","1",2180,"Coal Steam","","PJM_AP","Pennsylvania",42,"Greene",59,"42059",506,10394,1969,2013,"cell","dry","N","Bituminous, Subbituminous","Wet Scrubber",2009,95,95,"LNB + OFA","","","","ESPC + WS","ESPC + WS","No","","","",0.0325,{"v":0.48757257112048413,"d":"0.4876"},{"v":0.48757257112048413,"d":"0.4876"},{"v":0.48757257112048413,"d":"0.4876"},{"v":0.48757257112048413,"d":"0.4876"},0.34,0.84,0.56,99,99,"","Yes"]
["Hatfields Ferry Power Station","3179_B_2",3179,"B","2",2181,"Coal Steam","","PJM_AP","Pennsylvania",42,"Greene",59,"42059",506,10254,1970,2013,"cell","dry","N","Bituminous, Subbituminous","Wet Scrubber",2009,95,95,"LNCB + OFA","","","","ESPC + WS","ESPC + WS","No","","","",0.325,{"v":0.4689721862637386,"d":"0.4690"},{"v":0.4689721862637386,"d":"0.4690"},{"v":0.4689721862637386,"d":"0.4690"},{"v":0.4689721862637386,"d":"0.4690"},0.34,0.84,0.56,99,99,"","Yes"]
["Hatfields Ferry Power Station","3179_B_3",3179,"B","3",2182,"Coal Steam","","PJM_AP","Pennsylvania",42,"Greene",59,"42059",506,10349,1971,2013,"cell","dry","N","Bituminous, Subbituminous","Wet Scrubber",2009,95,95,"LNCB + OFA","SNCR","",2004,"ESPC + WS","ESPC + WS","No","","","",0.0325,{"v":0.46362386703393266,"d":"0.4636"},{"v":0.46362386703393266,"d":"0.4636"},{"v":0.46362386703393266,"d":"0.4636"},{"v":0.46362386703393266,"d":"0.4636"},0.34,0.84,0.56,99,99,"","Yes"]
["FirstEnergy Mitchell Power Station","3181_B_33",3181,"B","33",2186,"Coal Steam","","PJM_AP","Pennsylvania",42,"Washington",125,"42125",278,10577,1963,2013,"tangential","dry","N","Bituminous","Wet Scrubber",1980,95,95,"LNC3","","","","ESPC","ESPC + B","No","","","",0.5,{"v":0.3247160034542369,"d":"0.3247"},{"v":0.3247160034542369,"d":"0.3247"},{"v":0.3247160034542369,"d":"0.3247"},{"v":0.3247160034542369,"d":"0.3247"},0.3,0.3,0.56,99,99,"","Yes"]
["Canadys Steam","3280_B_CAN2",3280,"B","CAN2",2220,"Coal Steam","","S_VACA","South Carolina",45,"Colleton",29,"45029",115,10377,1964,2013,"tangential","wet","N","Bituminous","","","","","LNC1","","","","ESPC","ESPC","Yes","","","",3.5,{"v":0.3687164898146149,"d":"0.3687"},{"v":0.3687164898146149,"d":"0.3687"},{"v":0.2546184721791073,"d":"0.2546"},{"v":0.2546184721791073,"d":"0.2546"},0.64,0.97,1,"","","","Yes"]
["Canadys Steam","3280_B_CAN3",3280,"B","CAN3",2221,"Coal Steam","","S_VACA","South Carolina",45,"Colleton",29,"45029",180,10262,1967,2013,"wall","dry","N","Bituminous","","","","","LNBO","","","","B","B","NA","","","",3.5,{"v":0.3502625652955536,"d":"0.3503"},{"v":0.3502625652955536,"d":"0.3503"},{"v":0.3502625652955536,"d":"0.3503"},{"v":0.3502625652955536,"d":"0.3503"},0.11,0.27,1,"","","","Yes"]
["Pulliam","4072_B_5",4072,"B","5",2607,"Coal Steam","","MIS_WUMS","Wisconsin",55,"Brown",9,"55009",52,11665,1949,2015,"wall","dry","N","Subbituminous","","","","","LNBO","","","","ESPC","ESPC + B","Yes","","","",0.75,{"v":0.3080481904193935,"d":"0.3080"},{"v":0.3080481904193935,"d":"0.3080"},{"v":0.3080481904193935,"d":"0.3080"},{"v":0.3080481904193935,"d":"0.3080"},0.2,0.75,1,"","","",""]
["Pulliam","4072_B_6",4072,"B","6",2608,"Coal Steam","","MIS_WUMS","Wisconsin",55,"Brown",9,"55009",71,11491,1951,2015,"wall","dry","N","Subbituminous","","","","","LNBO","","","","ESPC","ESPC + B","Yes","","","",0.75,{"v":0.29542167160796157,"d":"0.2954"},{"v":0.29542167160796157,"d":"0.2954"},{"v":0.29542167160796157,"d":"0.2954"},{"v":0.29542167160796157,"d":"0.2954"},0.2,0.75,1,"","","",""]
["Weston","4078_B_1",4078,"B","1",2613,"Coal Steam","","MIS_WUMS","Wisconsin",55,"Marathon",73,"55073",58,9501,1954,2015,"wall","dry","N","Subbituminous","","","","","LNB + OFA","","","","ESPC","ESPC","Yes","","","",1.2,{"v":0.22602702473691783,"d":"0.2260"},{"v":0.22602702473691783,"d":"0.2260"},{"v":0.22602702473691783,"d":"0.2260"},{"v":0.22602702473691783,"d":"0.2260"},0.64,0.97,1,"","","",""]
["Alma","4140_B_B1",4140,"B","B1",2625,"Coal Steam","","MIS_MNWI","Wisconsin",55,"Buffalo",11,"55011",17.4,12478,1947,2012,"wall","dry","N","Bituminous, Subbituminous","","","","","","","","","ESPC","ESPC","No","","","",3.2,{"v":0.6888567564405212,"d":"0.6889"},{"v":0.6888567564405212,"d":"0.6889"},{"v":0.3441741640715366,"d":"0.3442"},{"v":0.3441741640715366,"d":"0.3442"},0.64,0.97,1,"","","",""]
["Alma","4140_B_B2",4140,"B","B2",2626,"Coal Steam","","MIS_MNWI","Wisconsin",55,"Buffalo",11,"55011",17.4,12478,1947,2013,"wall","dry","N","Bituminous, Subbituminous","","","","","","","","","ESPC","ESPC","No","","","",3.2,{"v":0.7162730254654863,"d":"0.7163"},{"v":0.7162730254654863,"d":"0.7163"},{"v":0.35253077170821023,"d":"0.3525"},{"v":0.35253077170821023,"d":"0.3525"},0.64,0.97,1,"","","",""]
["Alma","4140_B_B3",4140,"B","B3",2627,"Coal Steam","","MIS_MNWI","Wisconsin",55,"Buffalo",11,"55011",20.9,12478,1951,2013,"wall","dry","N","Bituminous, Subbituminous","","","","","","","","","ESPC","ESPC","No","","","",3.2,{"v":0.7452773424124053,"d":"0.7453"},{"v":0.7452773424124053,"d":"0.7453"},{"v":0.36092631198250547,"d":"0.3609"},{"v":0.36092631198250547,"d":"0.3609"},0.64,0.97,1,"","","",""]
["Smart Papers LLC","50247_B_B010",50247,"B","B010",10083,"Coal Steam","","PJM_West","Ohio",39,"Butler",17,"39017",26,8300,1924,2012,"wall","dry","Y","Bituminous","","","","","AA + LNB","","","","ESPH","ESPH","No","","","",1.325,{"v":0.24644925835878137,"d":"0.2464"},{"v":0.24644925835878137,"d":"0.2464"},{"v":0.24644925835878137,"d":"0.2464"},{"v":0.24644925835878137,"d":"0.2464"},0.9,0.94,1,"","","",""]
["Smart Papers LLC","50247_B_B020",50247,"B","B020",10083,"Coal Steam","","PJM_West","Ohio",39,"Butler",17,"39017",15.1,8300,1924,2012,"wall","dry","Y","Bituminous","","","","","LNB + OFA","","","","ESPH","ESPH","No","","","",1.325,{"v":0.24644925835878137,"d":"0.2464"},{"v":0.24644925835878137,"d":"0.2464"},{"v":0.24644925835878137,"d":"0.2464"},{"v":0.24644925835878137,"d":"0.2464"},0.9,0.94,1,"","","",""]
["Smart Papers LLC","50247_B_B022",50247,"B","B022",10083,"Coal Steam","","PJM_West","Ohio",39,"Butler",17,"39017",4.5,8300,1924,2012,"wall","dry","Y","Bituminous","","","","","LNB + OFA","","","","ESPC","ESPC","No","","","",1.325,{"v":0.24644925835878137,"d":"0.2464"},{"v":0.24644925835878137,"d":"0.2464"},{"v":0.24644925835878137,"d":"0.2464"},{"v":0.24644925835878137,"d":"0.2464"},0.64,0.97,1,"","","",""]
["Trigen Syracuse Energy","50651_B_2",50651,"B","2",3687,"Coal Steam","","NY_Z_C&E","New York",36,"Onondaga",67,"36067",24.6,8300,1960,2013,"wall","dry","Y","Bituminous","Dry Scrubber",2006,65,65,"LNBO","","","","B","B","NA","","","",1.1,{"v":0.331460103971739,"d":"0.3315"},{"v":0.331460103971739,"d":"0.3315"},{"v":0.331460103971739,"d":"0.3315"},{"v":0.331460103971739,"d":"0.3315"},0.05,0.75,1,70,70,"",""]
["Trigen Syracuse Energy","50651_B_3",50651,"B","3",3688,"Coal Steam","","NY_Z_C&E","New York",36,"Onondaga",67,"36067",24.6,8300,1947,2013,"wall","dry","Y","Bituminous","Dry Scrubber",2006,65,65,"LNBO","","","","B","B","NA","","","",1.1,{"v":0.33302564336438834,"d":"0.3330"},{"v":0.33302564336438834,"d":"0.3330"},{"v":0.33302564336438834,"d":"0.3330"},{"v":0.33302564336438834,"d":"0.3330"},0.05,0.75,1,70,70,"",""]
["Trigen Syracuse Energy","50651_B_4",50651,"B","4",3689,"Coal Steam","","NY_Z_C&E","New York",36,"Onondaga",67,"36067",12.3,8300,1947,2013,"wall","dry","Y","Bituminous","Dry Scrubber",2006,65,65,"LNBO","","","","B","B","NA","","","",1.1,{"v":0.325867569151267,"d":"0.3259"},{"v":0.325867569151267,"d":"0.3259"},{"v":0.325867569151267,"d":"0.3259"},{"v":0.325867569151267,"d":"0.3259"},0.05,0.75,1,70,70,"",""]
["Trigen Syracuse Energy","50651_B_5",50651,"B","5",3690,"Coal Steam","","NY_Z_C&E","New York",36,"Onondaga",67,"36067",12.3,8300,1948,2013,"wall","dry","Y","Bituminous","Dry Scrubber",2006,65,65,"LNBO","","","","B","B","NA","","","",1.1,{"v":0.33985798369907383,"d":"0.3399"},{"v":0.33985798369907383,"d":"0.3399"},{"v":0.33985798369907383,"d":"0.3399"},{"v":0.33985798369907383,"d":"0.3399"},0.05,0.75,1,70,70,"",""]
["Somerset Station","1613_G_6",1613,"G","6",1118,"Coal Steam","","NENGREST","Massachusetts",25,"Bristol",5,"25005",109,11241,1959,2012,"tangential","","N","Bituminous, Subbituminous","","","","","CM","SNCR","",2009,"ESPC","ESPC","No","","","",2.46,{"v":0.14258658056144777,"d":"0.1426"},{"v":0.14258658056144777,"d":"0.1426"},{"v":0.14258658056144777,"d":"0.1426"},{"v":0.14258658056144777,"d":"0.1426"},0.64,0.97,1,"","","",""]
["Elrama Power Plant","3098_G_1",3098,"G","1",2035,"Coal Steam","","PJM_West","Pennsylvania",42,"Washington",125,"42125",93,12430,1952,2014,"vertical","dry","N","Bituminous","Wet Scrubber",1975,83,90,"CM + LNB + OFA","SNCR","",2001,"ESPC + C + WS","ESPC + C + WS","No","","","",0.6,{"v":0.5130465880123855,"d":"0.5130"},{"v":0.5130465880123855,"d":"0.5130"},{"v":0.5130465880123855,"d":"0.5130"},{"v":0.5130465880123855,"d":"0.5130"},0.34,0.84,0.56,93,99,"",""]
["Elrama Power Plant","3098_G_2",3098,"G","2",2036,"Coal Steam","","PJM_West","Pennsylvania",42,"Washington",125,"42125",93,12755,1953,2014,"vertical","dry","N","Bituminous","Wet Scrubber",1975,83,90,"CM + LNB + OFA","SNCR","",2001,"ESPC + C + WS","ESPC + C + WS","No","","","",0.6,{"v":0.5056068289015095,"d":"0.5056"},{"v":0.5056068289015095,"d":"0.5056"},{"v":0.5056068289015095,"d":"0.5056"},{"v":0.5056068289015095,"d":"0.5056"},0.34,0.84,0.56,93,99,"",""]
["Elrama Power Plant","3098_G_3",3098,"G","3",2037,"Coal Steam","","PJM_West","Pennsylvania",42,"Washington",125,"42125",103,12366,1954,2014,"vertical","dry","N","Bituminous","Wet Scrubber",1975,83,90,"CM + LNB + OFA","SNCR","",2001,"ESPC + C + WS","ESPC + C + WS","No","","","",0.6,{"v":0.5127515213328034,"d":"0.5128"},{"v":0.5127515213328034,"d":"0.5128"},{"v":0.5127515213328034,"d":"0.5128"},{"v":0.5127515213328034,"d":"0.5128"},0.34,0.84,0.56,93,99,"",""]
["Elrama Power Plant","3098_G_4",3098,"G","4",2038,"Coal Steam","","PJM_West","Pennsylvania",42,"Washington",125,"42125",171,12108,1960,2014,"wall","dry","N","Bituminous","Wet Scrubber",1975,83,90,"LNB","SNCR","",2001,"ESPC + C + WS","ESPC + C + WS","No","","","",0.6,{"v":0.46834813486620736,"d":"0.4683"},{"v":0.46834813486620736,"d":"0.4683"},{"v":0.35806576198142587,"d":"0.3581"},{"v":0.35806576198142587,"d":"0.3581"},0.34,0.84,0.56,93,99,"",""]
["ACE Cogeneration Facility","10002_B_CFB",10002,"B","CFB","","Coal Steam","","WECC_SCE","California",6,"San Bernardino",71,"06071",101,10581,1990,2014,"FBC","dry","Y","Bituminous","Reagent Injection","",91.6,91.6,"CF + NH3","SNCR","",2000,"B","B","NA","","","",0.526482047,{"v":0.2658644901902464,"d":"0.2659"},{"v":0.2658644901902464,"d":"0.2659"},{"v":0.2658644901902464,"d":"0.2659"},{"v":0.2658644901902464,"d":"0.2659"},0.05,0.43,0.43,95,95,"",""]
["R Gallagher","1008_B_1",1008,"B","1",716,"Coal Steam","","MIS_INKY","Indiana",18,"Floyd",43,"18043",140,11164,1959,2012,"wall","dry","N","Bituminous","","","","","LNBO","","","","B","B","NA","","","",4.7,{"v":0.3628174197070376,"d":"0.3628"},{"v":0.3628174197070376,"d":"0.3628"},{"v":0.3628174197070376,"d":"0.3628"},{"v":0.3628174197070376,"d":"0.3628"},0.11,0.27,1,"","","",""]
["R Gallagher","1008_B_3",1008,"B","3",718,"Coal Steam","","MIS_INKY","Indiana",18,"Floyd",43,"18043",140,11108,1960,2012,"wall","dry","N","Bituminous","","","","","LNBO","","","","B","B","NA","","","",4.7,{"v":0.3503308638295427,"d":"0.3503"},{"v":0.3503308638295427,"d":"0.3503"},{"v":0.3503308638295427,"d":"0.3503"},{"v":0.3503308638295427,"d":"0.3503"},0.11,0.27,1,"","","",""]
["East Third Street Power Plant","10367_B_CB1302",10367,"B","CB1302","","Coal Steam","","WEC_CALN","California",6,"Contra Costa",13,"06013",18.7,11573,1990,2012,"FBC","dry","N","Petroleum Coke","Reagent Injection","",99,99,"CF","","","","B","B","NA","","","",0.79,{"v":0.23319862607896832,"d":"0.2332"},{"v":0.23319862607896832,"d":"0.2332"},{"v":0.23319862607896832,"d":"0.2332"},{"v":0.23319862607896832,"d":"0.2332"},0.05,0.43,0.43,95,95,"",""]
["Loveridge Road Power Plant","10368_B_CB1302",10368,"B","CB1302","","Coal Steam","","WEC_CALN","California",6,"Contra Costa",13,"06013",18,11523,1989,2012,"FBC","dry","N","Petroleum Coke","Reagent Injection","",99,99,"CF","","","","B","B","NA","","","",0.79,{"v":0.23319862607896832,"d":"0.2332"},{"v":0.23319862607896832,"d":"0.2332"},{"v":0.23319862607896832,"d":"0.2332"},{"v":0.23319862607896832,"d":"0.2332"},0.05,0.43,0.43,95,95,"",""]
["Wilbur West Power Plant","10369_B_CB1302",10369,"B","CB1302","","Coal Steam","","WEC_CALN","California",6,"Contra Costa",13,"06013",18.2,11603,1990,2012,"FBC","dry","N","Petroleum Coke","Reagent Injection","",99,99,"CF","","","","B","B","NA","","","",0.79,{"v":0.23319862607896832,"d":"0.2332"},{"v":0.23319862607896832,"d":"0.2332"},{"v":0.23319862607896832,"d":"0.2332"},{"v":0.23319862607896832,"d":"0.2332"},0.05,0.43,0.43,95,95,"",""]
["Wilbur East Power Plant","10370_B_CB1302",10370,"B","CB1302","","Coal Steam","","WEC_CALN","California",6,"Contra Costa",13,"06013",18.1,11653,1989,2012,"FBC","dry","N","Petroleum Coke","Reagent Injection","",99,99,"CF","","","","B","B","NA","","","",0.79,{"v":0.23319862607896832,"d":"0.2332"},{"v":0.23319862607896832,"d":"0.2332"},{"v":0.23319862607896832,"d":"0.2332"},{"v":0.23319862607896832,"d":"0.2332"},0.05,0.43,0.43,95,95,"",""]
["Nichols Road Power Plant","10371_B_CB1302",10371,"B","CB1302","","Coal Steam","","WEC_CALN","California",6,"Contra Costa",13,"06013",17.8,11589,1990,2012,"FBC","dry","N","Petroleum Coke","Reagent Injection","",99,99,"CF","SNCR","",1990,"B","B","NA","","","",0.79,{"v":0.14033507336637066,"d":"0.1403"},{"v":0.14033507336637066,"d":"0.1403"},{"v":0.14033507336637066,"d":"0.1403"},{"v":0.14033507336637066,"d":"0.1403"},0.05,0.43,0.43,95,95,"",""]
["Hanford","10373_B_CB1302",10373,"B","CB1302","","Coal Steam","","WEC_CALN","California",6,"Kings",31,"06031",25,11992,1990,2012,"FBC","dry","N","Petroleum Coke","Reagent Injection","",99,99,"CF","","","","B","B","NA","","","",5.26,{"v":0.23319862607896832,"d":"0.2332"},{"v":0.23319862607896832,"d":"0.2332"},{"v":0.23319862607896832,"d":"0.2332"},{"v":0.23319862607896832,"d":"0.2332"},0.05,0.43,0.43,95,95,"",""]
["Lansing","1047_B_2",1047,"B","2","","Coal Steam","","MIS_IA","Iowa",19,"Allamakee",5,"19005",8.4,12404,1949,2010,"wall","dry","N","Bituminous, Subbituminous","","","","","","","","","","","NA","","","",5,{"v":0.4746690655727098,"d":"0.4747"},{"v":0.4746690655727098,"d":"0.4747"},{"v":0.32,"d":"0.3200"},{"v":0.32,"d":"0.3200"},1,1,1,"","","",""]
["Lansing","1047_B_3",1047,"B","3",738,"Coal Steam","","MIS_IA","Iowa",19,"Allamakee",5,"19005",21,12103,1957,2013,"wall","dry","N","Bituminous, Subbituminous","","","","","","","","","ESPC","ESPC","No","","","",5,0.1116,0.1116,0.1116,0.1116,0.64,0.97,1,"","","",""]
["Pella","1175_B_6",1175,"B","6",794,"Coal Steam","","MIS_MIDA","Iowa",19,"Marion",125,"19125",11.5,14500,1964,2012,"stoker/SPR","dry","N","Subbituminous","","","","","OFA","","","","ESPC + C","ESPC + C","No","","","",5,{"v":0.43403983439833166,"d":"0.4340"},{"v":0.43403983439833166,"d":"0.4340"},{"v":0.43403983439833166,"d":"0.4340"},{"v":0.43403983439833166,"d":"0.4340"},0.64,0.97,1,"","","","Yes"]
["Pella","1175_B_7",1175,"B","7",795,"Coal Steam","","MIS_MIDA","Iowa",19,"Marion",125,"19125",11.5,14500,1964,2012,"stoker/SPR","dry","N","Subbituminous","","","","","OFA","","","","ESPC + C","ESPC + C","No","","","",5,{"v":0.4293597105749672,"d":"0.4294"},{"v":0.4293597105749672,"d":"0.4294"},{"v":0.4293597105749672,"d":"0.4294"},{"v":0.4293597105749672,"d":"0.4294"},0.64,0.97,1,"","","","Yes"]
["Pella","1175_B_8",1175,"B","8",796,"Coal Steam","","MIS_MIDA","Iowa",19,"Marion",125,"19125",11.5,14500,1964,2012,"other","dry","N","Subbituminous","","","","","","","","","","","NA","","","",2.5,{"v":0.1193084279790686,"d":"0.1193"},{"v":0.1193084279790686,"d":"0.1193"},{"v":0.1193084279790686,"d":"0.1193"},{"v":0.1193084279790686,"d":"0.1193"},1,1,1,"","","",""]
["Big Sandy","1353_B_BSU2",1353,"B","BSU2",873,"Coal Steam","","PJM_West","Kentucky",21,"Lawrence",127,"21127",800,9690,1969,2015,"wall","dry","N","Bituminous","","","","","LNB","SCR",2003,"","ESPC","ESPC","Yes","","","",6,{"v":0.20500000000000002,"d":"0.2050"},0.1886,{"v":0.20500000000000002,"d":"0.2050"},0.1886,0.64,0.97,1,"","","","Yes"]
["Green River","1357_B_4",1357,"B","4",891,"Coal Steam","","S_C_KY","Kentucky",21,"Muhlenberg",177,"21177",68,11429,1954,2016,"wall","dry","N","Bituminous","","","","","LNB","","","","ESPH","ESPH + B","No","","","",4.57,{"v":0.4267408143229659,"d":"0.4267"},{"v":0.4267408143229659,"d":"0.4267"},{"v":0.3299801331016104,"d":"0.3300"},{"v":0.3299801331016104,"d":"0.3300"},0.11,0.27,1,"","","",""]
["Green River","1357_B_5",1357,"B","5",892,"Coal Steam","","S_C_KY","Kentucky",21,"Muhlenberg",177,"21177",95,11376,1959,2016,"wall","dry","N","Bituminous","","","","","LNB","","","","ESPH","ESPH + B","No","","","",4.57,{"v":0.40201338854998686,"d":"0.4020"},{"v":0.40201338854998686,"d":"0.4020"},{"v":0.32,"d":"0.3200"},{"v":0.32,"d":"0.3200"},0.11,0.27,1,"","","",""]
["Tyrone","1361_B_5",1361,"B","5",898,"Coal Steam","","S_C_KY","Kentucky",21,"Woodford",239,"21239",71,12834,1953,2013,"wall","dry","N","Bituminous","","","","","LNB","","","","ESPC","ESPC","No","","","",1.8,{"v":0.4278397500442824,"d":"0.4278"},{"v":0.4278397500442824,"d":"0.4278"},{"v":0.3307395177251761,"d":"0.3307"},{"v":0.3307395177251761,"d":"0.3307"},0.64,0.97,1,"","","",""]
["Cane Run","1363_B_4",1363,"B","4",902,"Coal Steam","","S_C_KY","Kentucky",21,"Jefferson",111,"21111",155,10705,1962,2015,"wall","dry","N","Bituminous","Wet Scrubber",1976,85,90,"LNB + LNBO","","","","ESPC","ESPC","No","","","",1.2,{"v":0.33255509823783275,"d":"0.3326"},{"v":0.33255509823783275,"d":"0.3326"},{"v":0.33255509823783275,"d":"0.3326"},{"v":0.33255509823783275,"d":"0.3326"},0.34,0.84,0.56,95,99,"","Yes"]
["Cane Run","1363_B_5",1363,"B","5",903,"Coal Steam","","S_C_KY","Kentucky",21,"Jefferson",111,"21111",168,10672,1966,2015,"wall","dry","N","Bituminous","Wet Scrubber",1977,85,90,"LNB","","","","ESPC","ESPC","No","","","",1.2,{"v":0.39920045396533854,"d":"0.3992"},{"v":0.39920045396533854,"d":"0.3992"},{"v":0.32,"d":"0.3200"},{"v":0.32,"d":"0.3200"},0.34,0.84,0.56,95,99,"","Yes"]
["Cane Run","1363_B_6",1363,"B","6",904,"Coal Steam","","S_C_KY","Kentucky",21,"Jefferson",111,"21111",240,10780,1969,2015,"tangential","dry","N","Bituminous","Wet Scrubber",1979,90,90,"LNC3","","","","ESPC","ESPC + B","No","","","",1.2,{"v":0.26988991517070987,"d":"0.2699"},{"v":0.26988991517070987,"d":"0.2699"},{"v":0.26988991517070987,"d":"0.2699"},{"v":0.26988991517070987,"d":"0.2699"},0.3,0.3,0.56,95,99,"","Yes"]
["FirstEnergy R Paul Smith Power Station","1570_B_11",1570,"B","11",1044,"Coal Steam","","PJM_AP","Maryland",24,"WASHINGTON",43,"24043",87,11444,1958,2012,"tangential","dry","N","Bituminous","","","","","LNC3","","","","ESPC + B","ESPC + B","No","","","",1.8,{"v":0.2981959379812223,"d":"0.2982"},{"v":0.2981959379812223,"d":"0.2982"},{"v":0.2981959379812223,"d":"0.2982"},{"v":0.2981959379812223,"d":"0.2982"},0.2,0.75,1,"","","",""]
["FirstEnergy R Paul Smith Power Station","1570_B_9",1570,"B","9",1045,"Coal Steam","","PJM_AP","Maryland",24,"WASHINGTON",43,"24043",28,12324,1947,2012,"wall","dry","N","Bituminous","","","","","LNB","","","","ESPC","ESPC + B","No","","","",1.8,{"v":0.38722552701704266,"d":"0.3872"},{"v":0.38722552701704266,"d":"0.3872"},{"v":0.32,"d":"0.3200"},{"v":0.32,"d":"0.3200"},0.2,0.75,1,"","","",""]
["Marysville","1732_B_10",1732,"B","10",1178,"Coal Steam","","MIS_LMI","Michigan",26,"St. Clair",147,"26147",42,13240,1943,2011,"tangential","dry","N","Bituminous","","","","","","","","","ESPC","ESPC","Yes","","","",1.67,{"v":0.45752894604804734,"d":"0.4575"},{"v":0.45752894604804734,"d":"0.4575"},{"v":0.24,"d":"0.2400"},{"v":0.24,"d":"0.2400"},0.64,0.97,1,"","","",""]
["Marysville","1732_B_11",1732,"B","11",1179,"Coal Steam","","MIS_LMI","Michigan",26,"St. Clair",147,"26147",42,13240,1947,2011,"tangential","dry","N","Bituminous","","","","","","","","","ESPC","ESPC","Yes","","","",1.67,{"v":0.45752894604804734,"d":"0.4575"},{"v":0.45752894604804734,"d":"0.4575"},{"v":0.24,"d":"0.2400"},{"v":0.24,"d":"0.2400"},0.64,0.97,1,"","","",""]
["Marysville","1732_B_12",1732,"B","12",1180,"Coal Steam","","MIS_LMI","Michigan",26,"St. Clair",147,"26147",42,13240,1943,2011,"tangential","dry","N","Bituminous","","","","","","","","","ESPC","ESPC","Yes","","","",1.67,{"v":0.45752894604804734,"d":"0.4575"},{"v":0.45752894604804734,"d":"0.4575"},{"v":0.24,"d":"0.2400"},{"v":0.24,"d":"0.2400"},0.64,0.97,1,"","","",""]
["Marysville","1732_B_9",1732,"B","9",1181,"Coal Steam","","MIS_LMI","Michigan",26,"St. Clair",147,"26147",42,13240,1942,2011,"tangential","dry","N","Bituminous","","","","","","","","","ESPC","ESPC","Yes","","","",1.67,{"v":0.45752894604804734,"d":"0.4575"},{"v":0.45752894604804734,"d":"0.4575"},{"v":0.24,"d":"0.2400"},{"v":0.24,"d":"0.2400"},0.64,0.97,1,"","","",""]
["Deepwater","2384_B_8",2384,"B","8",1449,"Coal Steam","","PJM_EMAC","New Jersey",34,"Salem",33,"34033",81,11105,1954,2014,"wall","dry","N","Bituminous","","",70,70,"LNBO","SNCR","",1995,"B","B","NA","","","",2,0.4208,{"v":0.22879999999999998,"d":"0.2288"},0.4208,{"v":0.22879999999999998,"d":"0.2288"},0.11,0.27,1,90,90,"Yes",""]
["Cape Fear","2708_B_5",2708,"B","5",1822,"Coal Steam","","S_VACA","North Carolina",37,"Chatham",37,"37037",144,10419,1956,2012,"tangential","dry","N","Bituminous",null,2011,0,0,"ROFA","SNCR","",2006,"ESPC","ESPC","No","","","",2.3000000000000003,{"v":0.3940092521876062,"d":"0.3940"},{"v":0.3940092521876062,"d":"0.3940"},{"v":0.26000765081631266,"d":"0.2600"},{"v":0.26000765081631266,"d":"0.2600"},0.64,0.97,1,0,0,"",""]
["Cape Fear","2708_B_6",2708,"B","6",1823,"Coal Steam","","S_VACA","North Carolina",37,"Chatham",37,"37037",172,10555,1958,2012,"tangential","dry","N","Bituminous","","","","","ROFA","SNCR","",2006,"ESPC","ESPC + B","No","","","",2.3000000000000003,0.4621,0.2779,{"v":0.2930953515294118,"d":"0.2931"},{"v":0.21982151364705885,"d":"0.2198"},0.2,0.75,1,"","","",""]
["L V Sutton","2713_B_1",2713,"B","1",1837,"Coal Steam","","S_VACA","North Carolina",37,"New Hanover",129,"37129",97,11173,1954,2013,"tangential","dry","N","Bituminous","","","","","LA + LNB","","","","ESPH","ESPH","No","","","",2.3,{"v":0.4044818993883147,"d":"0.4045"},{"v":0.4044818993883147,"d":"0.4045"},{"v":0.27361037413358913,"d":"0.2736"},{"v":0.27361037413358913,"d":"0.2736"},0.9,0.94,1,"","","",""]
["L V Sutton","2713_B_2",2713,"B","2",1838,"Coal Steam","","S_VACA","North Carolina",37,"New Hanover",129,"37129",104,11045,1955,2013,"wall","dry","N","Bituminous","","","","","LNB","","","","ESPH","ESPH","No","","","",2.3,{"v":0.3971382846721608,"d":"0.3971"},{"v":0.3971382846721608,"d":"0.3971"},{"v":0.32,"d":"0.3200"},{"v":0.32,"d":"0.3200"},0.9,0.94,1,"","","",""]
["L V Sutton","2713_B_3",2713,"B","3",1839,"Coal Steam","","S_VACA","North Carolina",37,"New Hanover",129,"37129",389,10661,1972,2013,"wall","dry","N","Bituminous","","","","","LNBO","SNCR","",2005,"ESPC","ESPC","Yes","","","",2.3,{"v":0.467531897527696,"d":"0.4675"},{"v":0.467531897527696,"d":"0.4675"},{"v":0.467531897527696,"d":"0.4675"},{"v":0.467531897527696,"d":"0.4675"},0.64,0.97,1,"","","","Yes"]
["Walter C Beckjord","2830_B_1",2830,"B","1",1886,"Coal Steam","","PJM_West","Ohio",39,"Clermont",25,"39025",94,11255,1952,2012,"tangential","dry","N","Bituminous","","","","","","","","","ESPC","ESPC + B","Yes","","","",1.84,{"v":0.6327640350458312,"d":"0.6328"},{"v":0.6327640350458312,"d":"0.6328"},{"v":0.2691723054792864,"d":"0.2692"},{"v":0.2691723054792864,"d":"0.2692"},0.2,0.75,1,"","","",""]
["Walter C Beckjord","2830_B_2",2830,"B","2",1887,"Coal Steam","","PJM_West","Ohio",39,"Clermont",25,"39025",94,10841,1953,2013,"tangential","dry","N","Bituminous","","","","","","","","","ESPC","ESPC + B","Yes","","","",1.84,0.5544,0.5544,{"v":0.25043445503999995,"d":"0.2504"},{"v":0.25043445503999995,"d":"0.2504"},0.2,0.75,1,"","","",""]
["Walter C Beckjord","2830_B_3",2830,"B","3",1888,"Coal Steam","","PJM_West","Ohio",39,"Clermont",25,"39025",128,10808,1954,2013,"wall","dry","N","Bituminous","","","","","LNB + OFA","","","","ESPC","ESPC + B","Yes","","","",1.84,0.5477,0.5477,0.5477,0.5477,0.2,0.75,1,"","","",""]
["Walter C Beckjord","2830_B_4",2830,"B","4",1889,"Coal Steam","","PJM_West","Ohio",39,"Clermont",25,"39025",150,10896,1958,2014,"tangential","dry","N","Bituminous","","","","","LNB + OFA","","","","ESPC","ESPC + B","Yes","","","",1.84,{"v":0.43452121834208157,"d":"0.4345"},{"v":0.43452121834208157,"d":"0.4345"},{"v":0.28745911026003207,"d":"0.2875"},{"v":0.28745911026003207,"d":"0.2875"},0.2,0.75,1,"","","",""]
["Walter C Beckjord","2830_B_5",2830,"B","5",1890,"Coal Steam","","PJM_West","Ohio",39,"Clermont",25,"39025",238,10944,1962,2014,"tangential","dry","N","Bituminous","","","","","LNC3","","","","ESPC","ESPC","Yes","","","",7.19,{"v":0.4013687908333138,"d":"0.4014"},{"v":0.4013687908333138,"d":"0.4014"},{"v":0.4013687908333138,"d":"0.4014"},{"v":0.4013687908333138,"d":"0.4014"},0.64,0.97,1,"","","","Yes"]
["Walter C Beckjord","2830_B_6",2830,"B","6",1891,"Coal Steam","","PJM_West","Ohio",39,"Clermont",25,"39025",414,10569,1969,2014,"tangential","dry","N","Bituminous","","","","","LNC3","","","","ESPC","ESPC","Yes","","","",7.19,{"v":0.3711948000764119,"d":"0.3712"},{"v":0.3711948000764119,"d":"0.3712"},{"v":0.3711948000764119,"d":"0.3712"},{"v":0.3711948000764119,"d":"0.3712"},0.64,0.97,1,"","","","Yes"]
["Miami Fort","2832_B_6",2832,"B","6",1894,"Coal Steam","","PJM_West","Ohio",39,"Hamilton",61,"39061",163,10087,1960,2015,"tangential","dry","N","Bituminous","","","","","LNB + OFA","","","","ESPC","ESPC","No","","","",5,{"v":0.2943623914910086,"d":"0.2944"},{"v":0.2943623914910086,"d":"0.2944"},{"v":0.24,"d":"0.2400"},{"v":0.24,"d":"0.2400"},0.64,0.97,1,"","","",""]
["FirstEnergy Ashtabula","2835_B_7",2835,"B","7",1901,"Coal Steam","","PJM_ATSI","Ohio",39,"Ashtabula",7,"39007",244,10616,1958,2015,"tangential","dry","N","Bituminous, Subbituminous","","","","","LNC2","","","","ESPC","ESPC","No","","","",9.1,{"v":0.19123974147831765,"d":"0.1912"},{"v":0.19123974147831765,"d":"0.1912"},{"v":0.14719683702341005,"d":"0.1472"},{"v":0.14719683702341005,"d":"0.1472"},0.64,0.97,1,"","","",""]
["FirstEnergy Eastlake","2837_B_1",2837,"B","1",1908,"Coal Steam","","PJM_ATSI","Ohio",39,"Lake",85,"39085",132,10387,1953,2015,"tangential","dry","N","Bituminous, Subbituminous","","","","","LNC2","","","","ESPC","ESPC","No","","","",5.64,{"v":0.23156871666716305,"d":"0.2316"},{"v":0.23156871666716305,"d":"0.2316"},{"v":0.17173183897538966,"d":"0.1717"},{"v":0.17173183897538966,"d":"0.1717"},0.64,0.97,1,"","","",""]
["FirstEnergy Eastlake","2837_B_2",2837,"B","2",1909,"Coal Steam","","PJM_ATSI","Ohio",39,"Lake",85,"39085",132,10291,1972,2015,"tangential","dry","N","Bituminous, Subbituminous","","","","","LNC2","","","","ESPC","ESPC","No","","","",5.64,{"v":0.23472105792535847,"d":"0.2347"},{"v":0.23472105792535847,"d":"0.2347"},{"v":0.17406962176893512,"d":"0.1741"},{"v":0.17406962176893512,"d":"0.1741"},0.64,0.97,1,"","","",""]
["FirstEnergy Eastlake","2837_B_3",2837,"B","3",1910,"Coal Steam","","PJM_ATSI","Ohio",39,"Lake",85,"39085",132,10369,1953,2015,"tangential","dry","N","Bituminous, Subbituminous","","","","","LNC2","SNCR","",1999,"ESPC","ESPC","No","","","",5.64,{"v":0.2385387580825036,"d":"0.2385"},{"v":0.2385387580825036,"d":"0.2385"},{"v":0.17690083609736057,"d":"0.1769"},{"v":0.17690083609736057,"d":"0.1769"},0.64,0.97,1,"","","",""]
["FirstEnergy Eastlake","2837_B_4",2837,"B","4",1911,"Coal Steam","","PJM_ATSI","Ohio",39,"Lake",85,"39085",240,10335,1954,2012,"tangential","dry","N","Bituminous, Subbituminous","","","","","LNC2",null,"",null,"ESPC","ESPC","No","","","",5.64,{"v":0.307,"d":"0.3070"},{"v":0.307,"d":"0.3070"},{"v":0.307,"d":"0.3070"},{"v":0.307,"d":"0.3070"},0.64,0.97,1,"","","",""]
["FirstEnergy Eastlake","2837_B_5",2837,"B","5",1912,"Coal Steam","","PJM_ATSI","Ohio",39,"Lake",85,"39085",597,9922,1956,2012,"cell","dry","N","Bituminous, Subbituminous","","","","","LNBO","SNCR","",2007,"ESPC","ESPC","Yes","","","",5.64,{"v":0.26681133445938465,"d":"0.2668"},{"v":0.26681133445938465,"d":"0.2668"},{"v":0.26681133445938465,"d":"0.2668"},{"v":0.26681133445938465,"d":"0.2668"},0.64,0.97,1,"","","","Yes"]
["FirstEnergy Lake Shore","2838_B_18",2838,"B","18",1913,"Coal Steam","","PJM_ATSI","Ohio",39,"Cuyahoga",35,"39035",245,11488,1962,2015,"tangential","dry","N","Bituminous, Subbituminous","","","","","","","","","ESPC","ESPC + B","Yes","","","",1.3,{"v":0.2988516581883767,"d":"0.2989"},{"v":0.2988516581883767,"d":"0.2989"},{"v":0.13021664896985222,"d":"0.1302"},{"v":0.13021664896985222,"d":"0.1302"},0.2,0.75,1,"","","","Yes"]
["Conesville","2840_B_3",2840,"B","3",1920,"Coal Steam","","PJM_West","Ohio",39,"Coshocton",31,"39031",165,10623,1962,2012,"wall","dry","N","Bituminous","","","","","LNB","","","","ESPC","ESPC + B","No","","","",5.5,{"v":0.39921380826046676,"d":"0.3992"},{"v":0.39921380826046676,"d":"0.3992"},{"v":0.32,"d":"0.3200"},{"v":0.32,"d":"0.3200"},0.2,0.75,1,"","","","Yes"]
["Picway","2843_B_9",2843,"B","9",1924,"Coal Steam","","PJM_West","Ohio",39,"Pickaway",129,"39129",95,12035,1955,2015,"wall","dry","N","Bituminous","","","","","LNB","","","","ESPC","ESPC","No","","","",5.6000000000000005,{"v":0.40244379394847646,"d":"0.4024"},{"v":0.40244379394847646,"d":"0.4024"},{"v":0.32,"d":"0.3200"},{"v":0.32,"d":"0.3200"},0.64,0.97,1,"","","",""]
["O H Hutchings","2848_B_H-1",2848,"B","H-1",1931,"Coal Steam","","PJM_West","Ohio",39,"Montgomery",113,"39113",58,14500,1948,2015,"tangential","dry","N","Bituminous","","","","","","","","","ESPH","ESPH","No","","","",1.6,0.4209,0.4209,{"v":0.24,"d":"0.2400"},{"v":0.24,"d":"0.2400"},0.9,0.94,1,"","","",""]
["O H Hutchings","2848_B_H-2",2848,"B","H-2",1932,"Coal Steam","","PJM_West","Ohio",39,"Montgomery",113,"39113",55,14500,1949,2015,"tangential","dry","N","Bituminous","","","","","","","","","ESPH","ESPH + B","No","","","",1.6,{"v":0.5529189960172699,"d":"0.5529"},{"v":0.5529189960172699,"d":"0.5529"},{"v":0.25004059563035164,"d":"0.2500"},{"v":0.25004059563035164,"d":"0.2500"},0.11,0.27,1,"","","",""]
["O H Hutchings","2848_B_H-3",2848,"B","H-3",1933,"Coal Steam","","PJM_West","Ohio",39,"Montgomery",113,"39113",63,13290,1950,2015,"tangential","dry","N","Bituminous","","","","","LNB + OFA","","","","ESPH","ESPH","No","","","",1.6,{"v":0.4079732132456601,"d":"0.4080"},{"v":0.4079732132456601,"d":"0.4080"},{"v":0.27533529418880853,"d":"0.2753"},{"v":0.27533529418880853,"d":"0.2753"},0.9,0.94,1,"","","",""]
["O H Hutchings","2848_B_H-4",2848,"B","H-4",1934,"Coal Steam","","PJM_West","Ohio",39,"Montgomery",113,"39113",63,12735,1951,2013,"tangential","dry","N","Bituminous","","","","","LNB + OFA","","","","ESPH","ESPH","No","","","",1.6,{"v":0.36829150538964944,"d":"0.3683"},{"v":0.36829150538964944,"d":"0.3683"},{"v":0.25438031687001106,"d":"0.2544"},{"v":0.25438031687001106,"d":"0.2544"},0.9,0.94,1,"","","",""]
["O H Hutchings","2848_B_H-5",2848,"B","H-5",1935,"Coal Steam","","PJM_West","Ohio",39,"Montgomery",113,"39113",63,13240,1952,2015,"tangential","dry","N","Bituminous","","","","","LNB + OFA","","","","ESPH","ESPH","No","","","",1.6,{"v":0.3481882696505166,"d":"0.3482"},{"v":0.3481882696505166,"d":"0.3482"},{"v":0.24283818756757308,"d":"0.2428"},{"v":0.24283818756757308,"d":"0.2428"},0.9,0.94,1,"","","",""]
["O H Hutchings","2848_B_H-6",2848,"B","H-6",1936,"Coal Steam","","PJM_West","Ohio",39,"Montgomery",113,"39113",63,13247,1953,2015,"tangential","dry","N","Bituminous","","","","","LNB + OFA","","","","ESPH","ESPH","No","","","",1.6,{"v":0.39626430743234115,"d":"0.3963"},{"v":0.39626430743234115,"d":"0.3963"},{"v":0.2694499731612124,"d":"0.2694"},{"v":0.2694499731612124,"d":"0.2694"},0.9,0.94,1,"","","",""]
["Niles","2861_B_1",2861,"B","1",1946,"Coal Steam","","PJM_ATSI","Ohio",39,"Trumbull",155,"39155",108,11466,1954,2012,"cyclone","wet","N","Bituminous","Wet Scrubber",1995,90,90,"OFA","SNCR","",2005,"ESPC","ESPC","No","","","",5.7,{"v":0.8050004025783698,"d":"0.8050"},{"v":0.8050004025783698,"d":"0.8050"},{"v":0.8050004025783698,"d":"0.8050"},{"v":0.8050004025783698,"d":"0.8050"},0.34,0.84,0.56,95,99,"",""]
["Niles","2861_B_2",2861,"B","2",1947,"Coal Steam","","PJM_ATSI","Ohio",39,"Trumbull",155,"39155",108,11473,1954,2012,"cyclone","wet","N","Bituminous","Wet Scrubber",1995,90,90,"OFA","SNCR","",2005,"ESPC","ESPC","No","","","",5.7,{"v":0.7975504803534748,"d":"0.7976"},{"v":0.7975504803534748,"d":"0.7976"},{"v":0.7975504803534748,"d":"0.7976"},{"v":0.7975504803534748,"d":"0.7976"},0.34,0.84,0.56,95,99,"",""]
["FirstEnergy R E Burger","2864_B_5",2864,"B","5",1954,"Coal Steam","","PJM_ATSI","Ohio",39,"Belmont",13,"39013",47,13981,1950,2012,"vertical","wet","N","Bituminous, Subbituminous","","","","","","","","","ESPC","ESPC + B","No","","","",9.02,{"v":0.7776062372228825,"d":"0.7776"},{"v":0.7776062372228825,"d":"0.7776"},{"v":0.49,"d":"0.4900"},{"v":0.49,"d":"0.4900"},0.2,0.75,1,"","","",""]
["Muskingum River","2872_B_1",2872,"B","1",1966,"Coal Steam","","PJM_West","Ohio",39,"Washington",167,"39167",190,10238,1953,2015,"wall","wet","N","Bituminous","","","","","OFA","","","","ESPC","ESPC","No","","","",7.6000000000000005,{"v":0.549400976174641,"d":"0.5494"},{"v":0.549400976174641,"d":"0.5494"},{"v":0.549400976174641,"d":"0.5494"},{"v":0.549400976174641,"d":"0.5494"},0.64,0.97,1,"","","",""]
["Muskingum River","2872_B_2",2872,"B","2",1967,"Coal Steam","","PJM_West","Ohio",39,"Washington",167,"39167",190,10205,1954,2015,"wall","wet","N","Bituminous","","","","","OFA","","","","ESPC","ESPC","No","","","",7.6000000000000005,{"v":0.5476587001727664,"d":"0.5477"},{"v":0.5476587001727664,"d":"0.5477"},{"v":0.5476587001727664,"d":"0.5477"},{"v":0.5476587001727664,"d":"0.5477"},0.64,0.97,1,"","","",""]
["Muskingum River","2872_B_3",2872,"B","3",1968,"Coal Steam","","PJM_West","Ohio",39,"Washington",167,"39167",205,9832,1957,2015,"cyclone","wet","N","Bituminous","","","","","LNB + OFA","","","","ESPC","ESPC","No","","","",7.6000000000000005,{"v":0.5366701612940489,"d":"0.5367"},{"v":0.5366701612940489,"d":"0.5367"},{"v":0.5366701612940489,"d":"0.5367"},{"v":0.5366701612940489,"d":"0.5367"},0.64,0.97,1,"","","",""]
["Muskingum River","2872_B_4",2872,"B","4",1969,"Coal Steam","","PJM_West","Ohio",39,"Washington",167,"39167",205,9870,1968,2015,"cyclone","wet","N","Bituminous","","","","","LNB + OFA","","","","ESPC","ESPC","No","","","",7.6000000000000005,{"v":0.5275591672095397,"d":"0.5276"},{"v":0.5275591672095397,"d":"0.5276"},{"v":0.5275591672095397,"d":"0.5276"},{"v":0.5275591672095397,"d":"0.5276"},0.64,0.97,1,"","","",""]
["FirstEnergy Bay Shore","2878_B_2",2878,"B","2",1985,"Coal Steam","","PJM_ATSI","Ohio",39,"Lucas",95,"39095",138,10277,1959,2012,"vertical","dry","N","Bituminous, Subbituminous","","","","","OFA","","","","ESPC","ESPC + B","No","","","",1.94,{"v":0.47249966742021166,"d":"0.4725"},{"v":0.47249966742021166,"d":"0.4725"},{"v":0.47249966742021166,"d":"0.4725"},{"v":0.47249966742021166,"d":"0.4725"},0.2,0.75,1,"","","",""]
["FirstEnergy Bay Shore","2878_B_3",2878,"B","3",1986,"Coal Steam","","PJM_ATSI","Ohio",39,"Lucas",95,"39095",142,10215,1963,2012,"wall","dry","N","Bituminous, Subbituminous","","","","","LNBO","","","","ESPC","ESPC + B","No","","","",1.94,{"v":0.45479441650434627,"d":"0.4548"},{"v":0.45479441650434627,"d":"0.4548"},{"v":0.45479441650434627,"d":"0.4548"},{"v":0.45479441650434627,"d":"0.4548"},0.2,0.75,1,"","","","Yes"]
["FirstEnergy Bay Shore","2878_B_4",2878,"B","4",1987,"Coal Steam","","PJM_ATSI","Ohio",39,"Lucas",95,"39095",215,10309,1968,2012,"wall","dry","N","Bituminous, Subbituminous","","","","","LNBO","","","","ESPC","ESPC + B","No","","","",1.94,{"v":0.4486546287569495,"d":"0.4487"},{"v":0.4486546287569495,"d":"0.4487"},{"v":0.4486546287569495,"d":"0.4487"},{"v":0.4486546287569495,"d":"0.4487"},0.2,0.75,1,"","","","Yes"]
["Shelby Municipal Light Plant","2943_B_1",2943,"B","1","","Coal Steam","","PJM_West","Ohio",39,"Richland",139,"39139",12,14500,1968,2013,"","","N","Bituminous","","","","","","","","","ESPH + C","ESPH + C","No","","","",8.1,{"v":0.4451349612788622,"d":"0.4451"},{"v":0.4451349612788622,"d":"0.4451"},{"v":0.4451349612788622,"d":"0.4451"},{"v":0.4451349612788622,"d":"0.4451"},0.9,0.94,1,"","","","Yes"]
["Shelby Municipal Light Plant","2943_B_2",2943,"B","2","","Coal Steam","","PJM_West","Ohio",39,"Richland",139,"39139",12,14500,1968,2013,"","","N","Bituminous","","","","","","","","","ESPH","ESPH","No","","","",8.1,{"v":0.4451349612788622,"d":"0.4451"},{"v":0.4451349612788622,"d":"0.4451"},{"v":0.4451349612788622,"d":"0.4451"},{"v":0.4451349612788622,"d":"0.4451"},0.9,0.94,1,"","","","Yes"]
["Titus","3115_B_1",3115,"B","1",2060,"Coal Steam","","PJM_WMAC","Pennsylvania",42,"Berks",11,"42011",81,11172,1951,2013,"tangential","dry","N","Bituminous","","","","","LNC3","","","","ESPC","ESPC","No","","","",2.7,{"v":0.3459549802202497,"d":"0.3460"},{"v":0.3459549802202497,"d":"0.3460"},{"v":0.3459549802202497,"d":"0.3460"},{"v":0.3459549802202497,"d":"0.3460"},0.64,0.97,1,"","","",""]
["Titus","3115_B_2",3115,"B","2",2061,"Coal Steam","","PJM_WMAC","Pennsylvania",42,"Berks",11,"42011",81,11179,1951,2013,"tangential","dry","N","Bituminous","","","","","LNC3","","","","ESPC","ESPC","No","","","",2.7,{"v":0.3487431979811812,"d":"0.3487"},{"v":0.3487431979811812,"d":"0.3487"},{"v":0.3487431979811812,"d":"0.3487"},{"v":0.3487431979811812,"d":"0.3487"},0.64,0.97,1,"","","",""]
["Titus","3115_B_3",3115,"B","3",2062,"Coal Steam","","PJM_WMAC","Pennsylvania",42,"Berks",11,"42011",81,11264,1953,2013,"tangential","dry","N","Bituminous","","","","","LNC3","","","","ESPC","ESPC","No","","","",2.7,{"v":0.34462539156180794,"d":"0.3446"},{"v":0.34462539156180794,"d":"0.3446"},{"v":0.34462539156180794,"d":"0.3446"},{"v":0.34462539156180794,"d":"0.3446"},0.64,0.97,1,"","","",""]
["FirstEnergy Armstrong Power Station","3178_B_1",3178,"B","1",2178,"Coal Steam","","PJM_AP","Pennsylvania",42,"Armstrong",5,"42005",172,10384,1958,2012,"wall","dry","N","Bituminous","","","","","LNB + OFA","","","","ESPC","ESPC","No","","","",3.7,{"v":0.35977889379326117,"d":"0.3598"},{"v":0.35977889379326117,"d":"0.3598"},{"v":0.35977889379326117,"d":"0.3598"},{"v":0.35977889379326117,"d":"0.3598"},0.64,0.97,1,"","","",""]
["FirstEnergy Armstrong Power Station","3178_B_2",3178,"B","2",2179,"Coal Steam","","PJM_AP","Pennsylvania",42,"Armstrong",5,"42005",172,10410,1959,2012,"wall","dry","N","Bituminous","","","","","LNB + OFA","","","","ESPC","ESPC","No","","","",3.7,{"v":0.37273647433007606,"d":"0.3727"},{"v":0.37273647433007606,"d":"0.3727"},{"v":0.37273647433007606,"d":"0.3727"},{"v":0.37273647433007606,"d":"0.3727"},0.64,0.97,1,"","","",""]
["H B Robinson","3251_B_1",3251,"B","1",2201,"Coal Steam","","S_VACA","South Carolina",45,"Darlington",31,"45031",177,10247,1960,2012,"tangential","dry","N","Bituminous","","","","","OFA","","","","ESPC","ESPC + B","No","","","",3.5,{"v":0.5570126856205407,"d":"0.5570"},{"v":0.5570126856205407,"d":"0.5570"},{"v":0.27379870876046725,"d":"0.2738"},{"v":0.27379870876046725,"d":"0.2738"},0.2,0.75,1,"","","",""]
["Canadys Steam","3280_B_CAN1",3280,"B","CAN1",2219,"Coal Steam","","S_VACA","South Carolina",45,"Colleton",29,"45029",105,10487,1962,2012,"tangential","wet","N","Bituminous","","","","","LNC1","","","","ESPC","ESPC + B","Yes","","","",3.5,{"v":0.35460577667932835,"d":"0.3546"},{"v":0.35460577667932835,"d":"0.3546"},{"v":0.2465790959843679,"d":"0.2466"},{"v":0.2465790959843679,"d":"0.2466"},0.2,0.75,1,"","","","Yes"]
["Ben French","3325_B_1",3325,"B","1","","Coal Steam","","WECC_WY","South Dakota",46,"Pennington",103,"46103",21.6,14500,1961,2014,"","","N","Subbituminous","","","","","","","","","ESPC","ESPC","No","","","",3,{"v":0.4451349612788622,"d":"0.4451"},{"v":0.4451349612788622,"d":"0.4451"},{"v":0.4451349612788622,"d":"0.4451"},{"v":0.4451349612788622,"d":"0.4451"},0.64,0.97,1,"","","",""]
["John Sevier","3405_B_3",3405,"B","3",2264,"Coal Steam","","S_C_TVA","Tennessee",47,"Hawkins",73,"47073",176,10398,1956,2012,"tangential","dry","N","Bituminous","","","","","LNC2","SNCR","",2009,"ESPC + C","ESPC + C","No","","","",4,0.3061,{"v":0.25689256818768325,"d":"0.2569"},{"v":0.24,"d":"0.2400"},{"v":0.24,"d":"0.2400"},0.64,0.97,1,"","","",""]
["John Sevier","3405_B_4",3405,"B","4",2265,"Coal Steam","","S_C_TVA","Tennessee",47,"Hawkins",73,"47073",176,10396,1957,2012,"tangential","dry","N","Bituminous","","","","","LNC2","SNCR","",2009,"ESPC + C","ESPC + C","No","","","",4,0.3152,{"v":0.2574907206749965,"d":"0.2575"},{"v":0.24,"d":"0.2400"},{"v":0.24,"d":"0.2400"},0.64,0.97,1,"","","",""]
["Watts Bar Fossil","3419_B_A",3419,"B","A","","Coal Steam","","S_C_TVA","Tennessee",47,"Rhea",143,"47143",56,13240,1942,2011,"vertical","dry","N","Bituminous","","","","","","","","","ESPC","ESPC","No","","","",4,{"v":0.7776062372228825,"d":"0.7776"},{"v":0.7776062372228825,"d":"0.7776"},{"v":0.49,"d":"0.4900"},{"v":0.49,"d":"0.4900"},0.64,0.97,1,"","","",""]
["Watts Bar Fossil","3419_B_B",3419,"B","B","","Coal Steam","","S_C_TVA","Tennessee",47,"Rhea",143,"47143",56,13240,1942,2011,"vertical","dry","N","Bituminous","","","","","","","","","ESPC","ESPC","No","","","",4,{"v":0.7776062372228825,"d":"0.7776"},{"v":0.7776062372228825,"d":"0.7776"},{"v":0.49,"d":"0.4900"},{"v":0.49,"d":"0.4900"},0.64,0.97,1,"","","",""]
["Watts Bar Fossil","3419_B_C",3419,"B","C","","Coal Steam","","S_C_TVA","Tennessee",47,"Rhea",143,"47143",56,13240,1943,2011,"vertical","dry","N","Bituminous","","","","","","","","","ESPC","ESPC","No","","","",4,{"v":0.7776062372228825,"d":"0.7776"},{"v":0.7776062372228825,"d":"0.7776"},{"v":0.49,"d":"0.4900"},{"v":0.49,"d":"0.4900"},0.64,0.97,1,"","","",""]
["Watts Bar Fossil","3419_B_D",3419,"B","D","","Coal Steam","","S_C_TVA","Tennessee",47,"Rhea",143,"47143",56,13240,1945,2011,"vertical","dry","N","Bituminous","","","","","","","","","ESPC","ESPC","No","","","",4,{"v":0.7776062372228825,"d":"0.7776"},{"v":0.7776062372228825,"d":"0.7776"},{"v":0.49,"d":"0.4900"},{"v":0.49,"d":"0.4900"},0.64,0.97,1,"","","",""]
["Carbon","3644_B_1",3644,"B","1",2496,"Coal Steam","","WECC_UT","Utah",49,"Carbon",7,"49007",67,11349,1954,2015,"tangential","dry","N","Bituminous","","","","","","","","","ESPC + C","ESPC + C","No","","","",2,{"v":0.5037377195221583,"d":"0.5037"},{"v":0.5037377195221583,"d":"0.5037"},{"v":0.24,"d":"0.2400"},{"v":0.24,"d":"0.2400"},0.64,0.97,1,"","","",""]
["Carbon","3644_B_2",3644,"B","2",2497,"Coal Steam","","WECC_UT","Utah",49,"Carbon",7,"49007",105,11202,1957,2015,"tangential","dry","N","Bituminous","","","","","","","","","ESPC","ESPC + B","No","","","",2,{"v":0.48744454703670503,"d":"0.4874"},{"v":0.48744454703670503,"d":"0.4874"},{"v":0.24,"d":"0.2400"},{"v":0.24,"d":"0.2400"},0.2,0.75,1,"","","",""]
["Glen Lyn","3776_B_51",3776,"B","51",2505,"Coal Steam","","PJM_West","Virginia",51,"Giles",71,"51071",45,10893,1944,2015,"tangential","dry","N","Bituminous","","","","","LNB + STC","","","","ESPC","ESPC","No","","","",1.75,{"v":0.4247745983137637,"d":"0.4248"},{"v":0.4247745983137637,"d":"0.4248"},{"v":0.28323239107747156,"d":"0.2832"},{"v":0.28323239107747156,"d":"0.2832"},0.64,0.97,1,"","","",""]
["Glen Lyn","3776_B_52",3776,"B","52",2506,"Coal Steam","","PJM_West","Virginia",51,"Giles",71,"51071",45,10893,1944,2015,"tangential","dry","N","Bituminous","","","","","LNB + STC","","","","ESPC","ESPC","No","","","",1.75,{"v":0.4159766930115213,"d":"0.4160"},{"v":0.4159766930115213,"d":"0.4160"},{"v":0.2791849870924976,"d":"0.2792"},{"v":0.2791849870924976,"d":"0.2792"},0.64,0.97,1,"","","",""]
["Glen Lyn","3776_B_6",3776,"B","6",2507,"Coal Steam","","PJM_West","Virginia",51,"Giles",71,"51071",235,10341,1957,2015,"wall","dry","N","Bituminous","","","","","LNB + STC","","","","ESPC","ESPC","No","","","",1.75,{"v":0.41434714090209096,"d":"0.4143"},{"v":0.41434714090209096,"d":"0.4143"},{"v":0.41434714090209096,"d":"0.4143"},{"v":0.41434714090209096,"d":"0.4143"},0.64,0.97,1,"","","",""]
["Chesapeake","3803_B_1",3803,"B","1",2521,"Coal Steam","","PJM_Dom","Virginia",51,"Chesapeake",550,"51550",111,10432,1953,2015,"tangential","dry","N","Bituminous","","","","","OFA","SNCR","",2003,"ESPC","ESPC","No","","","",0.891,{"v":0.6596289796275766,"d":"0.6596"},{"v":0.6596289796275766,"d":"0.6596"},{"v":0.2948929555982107,"d":"0.2949"},{"v":0.2948929555982107,"d":"0.2949"},0.64,0.97,1,"","","",""]
["Chesapeake","3803_B_2",3803,"B","2",2522,"Coal Steam","","PJM_Dom","Virginia",51,"Chesapeake",550,"51550",111,10416,1954,2015,"tangential","dry","N","Bituminous","","","","","OFA","SNCR","",2004,"ESPC","ESPC","No","","","",0.885,{"v":0.6402901672479293,"d":"0.6403"},{"v":0.6402901672479293,"d":"0.6403"},{"v":0.2899362412157231,"d":"0.2899"},{"v":0.2899362412157231,"d":"0.2899"},0.64,0.97,1,"","","",""]
["Kanawha River","3936_B_1",3936,"B","1",2541,"Coal Steam","","PJM_West","West Virginia",54,"Kanawha",39,"54039",200,10140,1953,2015,"vertical","dry","N","Bituminous","","","","","LNB + OFA","","","","ESPC","ESPC","Yes","","","",1.75,{"v":0.33014641181082227,"d":"0.3301"},{"v":0.33014641181082227,"d":"0.3301"},{"v":0.33014641181082227,"d":"0.3301"},{"v":0.33014641181082227,"d":"0.3301"},0.64,0.97,1,"","","",""]
["Kanawha River","3936_B_2",3936,"B","2",2542,"Coal Steam","","PJM_West","West Virginia",54,"Kanawha",39,"54039",200,10141,1953,2015,"vertical","dry","N","Bituminous","","","","","LNB + OFA","","","","ESPC","ESPC","Yes","","","",1.75,{"v":0.3076165717149545,"d":"0.3076"},{"v":0.3076165717149545,"d":"0.3076"},{"v":0.3076165717149545,"d":"0.3076"},{"v":0.3076165717149545,"d":"0.3076"},0.64,0.97,1,"","","",""]
["Philip Sporn","3938_B_11",3938,"B","11",2543,"Coal Steam","","PJM_West","West Virginia",54,"Mason",53,"54053",145,10536,1950,2015,"vertical","dry","N","Bituminous","","","","","LNB","","","","ESPC","ESPC","No","","","",3.2,0.2809,0.2809,0.2809,0.2809,0.64,0.97,1,"","","",""]
["Philip Sporn","3938_B_21",3938,"B","21",2544,"Coal Steam","","PJM_West","West Virginia",54,"Mason",53,"54053",145,10379,1950,2015,"vertical","dry","N","Bituminous","","","","","LNB","","","","ESPC","ESPC","No","","","",3.2,{"v":0.2627133284916609,"d":"0.2627"},{"v":0.2627133284916609,"d":"0.2627"},{"v":0.2627133284916609,"d":"0.2627"},{"v":0.2627133284916609,"d":"0.2627"},0.64,0.97,1,"","","",""]
["Philip Sporn","3938_B_31",3938,"B","31",2545,"Coal Steam","","PJM_West","West Virginia",54,"Mason",53,"54053",145,10410,1951,2015,"vertical","dry","N","Bituminous","","","","","LNB","SNCR","",2009,"ESPC","ESPC","No","","","",3.2,0.3094,{"v":0.2781236673368537,"d":"0.2781"},0.3094,{"v":0.2781236673368537,"d":"0.2781"},0.64,0.97,1,"","","",""]
["Philip Sporn","3938_B_41",3938,"B","41",2546,"Coal Steam","","PJM_West","West Virginia",54,"Mason",53,"54053",145,10382,1952,2015,"vertical","dry","N","Bituminous","","","","","LNB","SNCR","",2009,"ESPC","ESPC","No","","","",3.2,{"v":0.365,"d":"0.3650"},{"v":0.2865239023422545,"d":"0.2865"},{"v":0.365,"d":"0.3650"},{"v":0.2865239023422545,"d":"0.2865"},0.64,0.97,1,"","","",""]
["Philip Sporn","3938_B_51",3938,"B","51",2547,"Coal Steam","","PJM_West","West Virginia",54,"Mason",53,"54053",440,10025,1960,2012,"wall","dry","N","Bituminous","","","","","LNB","","","","ESPC","ESPC","No","","","",3.2,{"v":0.379512013645353,"d":"0.3795"},{"v":0.379512013645353,"d":"0.3795"},{"v":0.32,"d":"0.3200"},{"v":0.32,"d":"0.3200"},0.64,0.97,1,"","","",""]
["FirstEnergy Albright","3942_B_1",3942,"B","1",2548,"Coal Steam","","PJM_AP","West Virginia",54,"Preston",77,"54077",73,12335,1952,2012,"wall","dry","N","Bituminous","","","","","LNB","","","","ESPC","ESPC + B","No","","","",3.2,{"v":0.7333708792832566,"d":"0.7334"},{"v":0.7333708792832566,"d":"0.7334"},{"v":0.47872821286545914,"d":"0.4787"},{"v":0.47872821286545914,"d":"0.4787"},0.2,0.75,1,"","","",""]
["FirstEnergy Albright","3942_B_2",3942,"B","2",2549,"Coal Steam","","PJM_AP","West Virginia",54,"Preston",77,"54077",73,12289,1952,2012,"wall","dry","N","Bituminous","","","","","LNB + OFA","","","","ESPC","ESPC","No","","","",3.2,{"v":0.4328155897918886,"d":"0.4328"},{"v":0.4328155897918886,"d":"0.4328"},{"v":0.4328155897918886,"d":"0.4328"},{"v":0.4328155897918886,"d":"0.4328"},0.64,0.97,1,"","","",""]
["FirstEnergy Albright","3942_B_3",3942,"B","3",2550,"Coal Steam","","PJM_AP","West Virginia",54,"Preston",77,"54077",137,11776,1954,2012,"tangential","dry","N","Bituminous","","","","","LNC3","","","","ESPC","ESPC + B","Yes","","","",3.2,{"v":0.29499758180886804,"d":"0.2950"},{"v":0.29499758180886804,"d":"0.2950"},{"v":0.29499758180886804,"d":"0.2950"},{"v":0.29499758180886804,"d":"0.2950"},0.2,0.75,1,"","","",""]
["FirstEnergy Rivesville","3945_B_7",3945,"B","7",2556,"Coal Steam","","PJM_AP","West Virginia",54,"MARION",49,"54049",37,14500,1943,2012,"vertical","dry","N","Bituminous","","","","","","","","","ESPC","ESPC","No","","","",1.85,{"v":0.8346133819212471,"d":"0.8346"},{"v":0.8346133819212471,"d":"0.8346"},{"v":0.5007680291527482,"d":"0.5008"},{"v":0.5007680291527482,"d":"0.5008"},0.64,0.97,1,"","","",""]
["FirstEnergy Rivesville","3945_B_8",3945,"B","8",2557,"Coal Steam","","PJM_AP","West Virginia",54,"MARION",49,"54049",88,13859,1951,2012,"vertical","dry","N","Bituminous","","","","","","","","","ESPC","ESPC","No","","","",1.85,{"v":0.7536373241110701,"d":"0.7536"},{"v":0.7536373241110701,"d":"0.7536"},{"v":0.49,"d":"0.4900"},{"v":0.49,"d":"0.4900"},0.64,0.97,1,"","","",""]
["FirstEnergy Willow Island","3946_B_1",3946,"B","1",2558,"Coal Steam","","PJM_AP","West Virginia",54,"Pleasants",73,"54073",54,13981,1949,2012,"vertical","dry","N","Subbituminous","","","","","OFA","","","","ESPC","ESPC","No","","","",2.7,{"v":0.40588778154257177,"d":"0.4059"},{"v":0.40588778154257177,"d":"0.4059"},{"v":0.40588778154257177,"d":"0.4059"},{"v":0.40588778154257177,"d":"0.4059"},0.64,0.97,1,"","","",""]
["FirstEnergy Willow Island","3946_B_2",3946,"B","2",2559,"Coal Steam","","PJM_AP","West Virginia",54,"Pleasants",73,"54073",181,13199,1960,2012,"cyclone","wet","N","Subbituminous","","","","","OFA","","","","ESPH","ESPH","No","","","",2.7,{"v":0.756291451417012,"d":"0.7563"},{"v":0.756291451417012,"d":"0.7563"},{"v":0.756291451417012,"d":"0.7563"},{"v":0.756291451417012,"d":"0.7563"},0.9,0.94,1,"","","",""]
["Kammer","3947_B_1",3947,"B","1",2560,"Coal Steam","","PJM_West","West Virginia",54,"Marshall",51,"54051",200,10826,1958,2015,"cyclone","wet","N","Bituminous","","","","","OFA","","","","ESPC","ESPC","No","","","",2.7,{"v":0.4530128465419089,"d":"0.4530"},{"v":0.4530128465419089,"d":"0.4530"},{"v":0.4530128465419089,"d":"0.4530"},{"v":0.4530128465419089,"d":"0.4530"},0.64,0.97,1,"","","",""]
["Kammer","3947_B_2",3947,"B","2",2561,"Coal Steam","","PJM_West","West Virginia",54,"Marshall",51,"54051",200,10746,1958,2015,"cyclone","wet","N","Bituminous","","","","","OFA","","","","ESPC","ESPC","No","","","",2.7,{"v":0.4304910092952177,"d":"0.4305"},{"v":0.4304910092952177,"d":"0.4305"},{"v":0.4304910092952177,"d":"0.4305"},{"v":0.4304910092952177,"d":"0.4305"},0.64,0.97,1,"","","",""]
["Kammer","3947_B_3",3947,"B","3",2562,"Coal Steam","","PJM_West","West Virginia",54,"Marshall",51,"54051",200,10807,1958,2015,"cyclone","wet","N","Bituminous","","","","","OFA","","","","ESPC","ESPC","No","","","",2.7,{"v":0.42896983643834957,"d":"0.4290"},{"v":0.42896983643834957,"d":"0.4290"},{"v":0.42896983643834957,"d":"0.4290"},{"v":0.42896983643834957,"d":"0.4290"},0.64,0.97,1,"","","",""]
["Nelson Dewey","4054_B_1",4054,"B","1",2601,"Coal Steam","","MIS_WUMS","Wisconsin",55,"Grant",43,"55043",115,11169,1959,2015,"cyclone","wet","N","Subbituminous","","","","","OFA","SNCR","",2009,"ESPC","ESPC + B","No","","","",3.2,{"v":0.4679893167587871,"d":"0.4680"},{"v":0.4679893167587871,"d":"0.4680"},{"v":0.4679893167587871,"d":"0.4680"},{"v":0.4679893167587871,"d":"0.4680"},0.2,0.75,1,"","","",""]
["Nelson Dewey","4054_B_2",4054,"B","2",2602,"Coal Steam","","MIS_WUMS","Wisconsin",55,"Grant",43,"55043",111,11136,1962,2015,"cyclone","wet","N","Subbituminous","","","","","OFA","SNCR","",2009,"ESPC","ESPC + B","No","","","",3.2,{"v":0.46570901283190097,"d":"0.4657"},{"v":0.46570901283190097,"d":"0.4657"},{"v":0.46570901283190097,"d":"0.4657"},{"v":0.46570901283190097,"d":"0.4657"},0.2,0.75,1,"","","","Yes"]
["Neil Simpson","4150_B_5",4150,"B","5","","Coal Steam","","WECC_WY","Wyoming",56,"Campbell",5,"56005",14.6,13983,1969,2014,"","","N","Subbituminous","","","","","LNB","","","","ESPC","ESPC","Yes","","","",1.2,{"v":0.3761339164851819,"d":"0.3761"},{"v":0.3761339164851819,"d":"0.3761"},{"v":0.3761339164851819,"d":"0.3761"},{"v":0.3761339164851819,"d":"0.3761"},0.64,0.97,1,"","","","Yes"]
["Osage","4151_B_1",4151,"B","1","","Coal Steam","","WECC_WY","Wyoming",56,"Weston",45,"56045",10.1,14500,1948,2014,"","","N","Subbituminous","","","","","","","","","ESPC","ESPC","No","","","",1.2,{"v":0.4451349612788622,"d":"0.4451"},{"v":0.4451349612788622,"d":"0.4451"},{"v":0.4451349612788622,"d":"0.4451"},{"v":0.4451349612788622,"d":"0.4451"},0.64,0.97,1,"","","",""]
["Osage","4151_B_2",4151,"B","2","","Coal Steam","","WECC_WY","Wyoming",56,"Weston",45,"56045",10.1,14500,1949,2014,"","","N","Subbituminous","","","","","","","","","ESPC","ESPC","No","","","",1.2,{"v":0.4451349612788622,"d":"0.4451"},{"v":0.4451349612788622,"d":"0.4451"},{"v":0.4451349612788622,"d":"0.4451"},{"v":0.4451349612788622,"d":"0.4451"},0.64,0.97,1,"","","",""]
["Osage","4151_B_3",4151,"B","3","","Coal Steam","","WECC_WY","Wyoming",56,"Weston",45,"56045",10.1,14500,1952,2014,"","","N","Subbituminous","","","","","","","","","ESPC","ESPC","No","","","",1.2,{"v":0.4451349612788622,"d":"0.4451"},{"v":0.4451349612788622,"d":"0.4451"},{"v":0.4451349612788622,"d":"0.4451"},{"v":0.4451349612788622,"d":"0.4451"},0.64,0.97,1,"","","",""]
["W N Clark","462_B_55",462,"B","55","","Coal Steam","","WECC_CO","Colorado",8,"Fremont",43,"08043",17.6,13247,1955,2013,"","","N","Bituminous","","","","","","","","","B","B","NA","","","",1.8,{"v":0.4451349612788622,"d":"0.4451"},{"v":0.4451349612788622,"d":"0.4451"},{"v":0.4451349612788622,"d":"0.4451"},{"v":0.4451349612788622,"d":"0.4451"},0.11,0.27,1,"","","",""]
["W N Clark","462_B_59",462,"B","59","","Coal Steam","","WECC_CO","Colorado",8,"Fremont",43,"08043",24.9,13136,1959,2013,"","","N","Bituminous","","","","","","","","","B","B","NA","","","",1.2,{"v":0.4451349612788622,"d":"0.4451"},{"v":0.4451349612788622,"d":"0.4451"},{"v":0.4451349612788622,"d":"0.4451"},{"v":0.4451349612788622,"d":"0.4451"},0.11,0.27,1,"","","",""]
["Cherokee","469_B_3",469,"B","3",297,"Coal Steam","","WECC_CO","Colorado",8,"Adams",1,"08001",152,10444,1962,2015,"wall","dry","N","Bituminous, Subbituminous","Dry Scrubber",2002,85,90,"LNBO","","","","B","B","NA","","","",0.88,{"v":0.35816978630469404,"d":"0.3582"},{"v":0.35816978630469404,"d":"0.3582"},{"v":0.35816978630469404,"d":"0.3582"},{"v":0.35816978630469404,"d":"0.3582"},0.05,0.75,1,95,99,"","Yes"]
["Alloy Steam Station","50012_B_BLR4",50012,"B","BLR4","","Coal Steam","","PJM_West","West Virginia",54,"Fayette",19,"54019",38,12518,1950,2007,"wall","dry","N","Bituminous","","","","","","","","","ESPC","ESPC","Yes","","","",3.2,{"v":0.535343526678147,"d":"0.5353"},{"v":0.535343526678147,"d":"0.5353"},{"v":0.32,"d":"0.3200"},{"v":0.32,"d":"0.3200"},0.64,0.97,1,"","","",""]
["Indian River Generating Station","594_B_1",594,"B","1",385,"Coal Steam","","PJM_EMAC","Delaware",10,"Sussex",5,"10005",89,11545,1957,2013,"wall","dry","N","Bituminous, Subbituminous","","","","","LNBO","SNCR","",2008,"ESPC","ESPC","No","ACI",2011,90,0.26,{"v":0.3,"d":"0.3000"},{"v":0.3,"d":"0.3000"},{"v":0.3,"d":"0.3000"},{"v":0.3,"d":"0.3000"},0.1,0.1,0.1,"","","",""]
["Indian River Generating Station","594_B_2",594,"B","2",385,"Coal Steam","","PJM_EMAC","Delaware",10,"Sussex",5,"10005",89,11512,1959,2013,"wall","dry","N","Bituminous, Subbituminous","","","","","LNBO","SNCR","",2008,"ESPC","ESPC","No","ACI",2009,90,0.26,{"v":0.3,"d":"0.3000"},{"v":0.3,"d":"0.3000"},{"v":0.3,"d":"0.3000"},{"v":0.3,"d":"0.3000"},0.1,0.1,0.1,"","","",""]
["Pearl Station","6238_B_1A",6238,"B","1A","","Coal Steam","","MIS_IL","Illinois",17,"Pike",149,"17149",22.2,13039,1967,2013,"","","N","Bituminous","","",11.8,11.8,"","","","","B + WS","B + WS","NA","","","",6.8,{"v":0.4451349612788622,"d":"0.4451"},{"v":0.4451349612788622,"d":"0.4451"},{"v":0.4451349612788622,"d":"0.4451"},{"v":0.4451349612788622,"d":"0.4451"},0.11,0.27,1,16.8,16.8,"","Yes"]
["North Branch","7537_B_A",7537,"B","A",3127,"Coal Steam","","PJM_Dom","West Virginia",54,"Grant",23,"54023",37,13240,1992,2012,"FBC","dry","N","Waste Coal","Reagent Injection","",91.6,91.6,"CF","","","","B","B","NA","","","",0.678,{"v":0.3535476342461689,"d":"0.3535"},{"v":0.3535476342461689,"d":"0.3535"},{"v":0.3535476342461689,"d":"0.3535"},{"v":0.3535476342461689,"d":"0.3535"},0.01,0.01,0.01,95,95,"",""]
["North Branch","7537_B_B",7537,"B","B",3128,"Coal Steam","","PJM_Dom","West Virginia",54,"Grant",23,"54023",37,13240,1992,2014,"FBC","dry","N","Waste Coal","Reagent Injection","",91.6,91.6,"CF","","","","B","B","NA","","","",0.678,{"v":0.35675900232447977,"d":"0.3568"},{"v":0.35675900232447977,"d":"0.3568"},{"v":0.35675900232447977,"d":"0.3568"},{"v":0.35675900232447977,"d":"0.3568"},0.01,0.01,0.01,95,95,"",""]
["Hutsonville","863_B_05",863,"B","05",580,"Coal Steam","","MIS_IL","Illinois",17,"Crawford",33,"17033",75,11520,1953,2011,"tangential","dry","N","Bituminous, Subbituminous","","",70,70,"","","","","ESPC","ESPC","No","ACI",2009,90,0.5,{"v":0.25247312813881934,"d":"0.2525"},{"v":0.25247312813881934,"d":"0.2525"},{"v":0.12,"d":"0.1200"},{"v":0.12,"d":"0.1200"},0.1,0.1,0.1,90,90,"Yes",""]
["Hutsonville","863_B_06",863,"B","06",581,"Coal Steam","","MIS_IL","Illinois",17,"Crawford",33,"17033",76,11408,1954,2011,"tangential","dry","N","Bituminous, Subbituminous","","","","","","","","","ESPC","ESPC","No","ACI",2009,90,0.5,{"v":0.26887134729298334,"d":"0.2689"},{"v":0.26887134729298334,"d":"0.2689"},{"v":0.12293315414012088,"d":"0.1229"},{"v":0.12293315414012088,"d":"0.1229"},0.1,0.1,0.1,"","","",""]
["Meredosia","864_B_01",864,"B","01",582,"Coal Steam","","MIS_IL","Illinois",17,"Morgan",137,"17137",26,12560,1948,2010,"tangential","dry","N","Bituminous","","","","","","","","","ESPC","ESPC","No","","","",0.5,{"v":0.521887268505712,"d":"0.5219"},{"v":0.521887268505712,"d":"0.5219"},{"v":0.2414489934411176,"d":"0.2414"},{"v":0.2414489934411176,"d":"0.2414"},0.64,0.97,1,"","","",""]
["Meredosia","864_B_02",864,"B","02",583,"Coal Steam","","MIS_IL","Illinois",17,"Morgan",137,"17137",26,12560,1948,2010,"tangential","dry","N","Bituminous","","","","","","","","","ESPC","ESPC","No","","","",0.5,{"v":0.54401032297057,"d":"0.5440"},{"v":0.54401032297057,"d":"0.5440"},{"v":0.24764031627171287,"d":"0.2476"},{"v":0.24764031627171287,"d":"0.2476"},0.64,0.97,1,"","","",""]
["Meredosia","864_B_03",864,"B","03",584,"Coal Steam","","MIS_IL","Illinois",17,"Morgan",137,"17137",26,12560,1949,2010,"tangential","dry","N","Bituminous","","","","","","","","","ESPC","ESPC","No","","","",0.5,{"v":0.5426254534526521,"d":"0.5426"},{"v":0.5426254534526521,"d":"0.5426"},{"v":0.2472623987039341,"d":"0.2473"},{"v":0.2472623987039341,"d":"0.2473"},0.64,0.97,1,"","","",""]
["Meredosia","864_B_04",864,"B","04",585,"Coal Steam","","MIS_IL","Illinois",17,"Morgan",137,"17137",26,12560,1949,2010,"tangential","dry","N","Bituminous","","","","","","","","","ESPC","ESPC","No","","","",0.5,{"v":0.5165371929055124,"d":"0.5165"},{"v":0.5165371929055124,"d":"0.5165"},{"v":0.24,"d":"0.2400"},{"v":0.24,"d":"0.2400"},0.64,0.97,1,"","","",""]
["Meredosia","864_B_05",864,"B","05",586,"Coal Steam","","MIS_IL","Illinois",17,"Morgan",137,"17137",203,11051,1960,2010,"tangential","dry","N","Bituminous, Subbituminous","","","","","LNC1","","","","ESPC","ESPC","No","ACI",2009,90,0.5,{"v":0.22339266972011315,"d":"0.2234"},{"v":0.22339266972011315,"d":"0.2234"},{"v":0.14671326363769446,"d":"0.1467"},{"v":0.14671326363769446,"d":"0.1467"},0.1,0.1,0.1,"","","",""]
["Crawford","867_B_7",867,"B","7",588,"Coal Steam","","PJM_COMD","Illinois",17,"Cook",31,"17031",213,10061,1958,2012,"tangential","dry","N","Bituminous, Subbituminous","","","","","LNC3","","","","ESPC","ESPC + B","No","ACI",2009,90,1.8,{"v":0.11329190009157974,"d":"0.1133"},{"v":0.11329190009157974,"d":"0.1133"},{"v":0.11329190009157974,"d":"0.1133"},{"v":0.11329190009157974,"d":"0.1133"},0.1,0.1,0.1,"","","",""]
["Crawford","867_B_8",867,"B","8",589,"Coal Steam","","PJM_COMD","Illinois",17,"Cook",31,"17031",319,10093,1961,2012,"tangential","dry","N","Bituminous, Subbituminous","","","","","LNC3","","","","ESPC","ESPC + B","No","ACI",2009,90,1.8,{"v":0.14667187477064444,"d":"0.1467"},{"v":0.14667187477064444,"d":"0.1467"},{"v":0.14667187477064444,"d":"0.1467"},{"v":0.14667187477064444,"d":"0.1467"},0.1,0.1,0.1,"","","",""]
["Fisk Street","886_B_19",886,"B","19",604,"Coal Steam","","PJM_COMD","Illinois",17,"Cook",31,"17031",326,10446,1959,2012,"tangential","dry","N","Bituminous, Subbituminous","","","","","LNC3","","","","ESPC","ESPC + B","No","ACI",2009,90,1.8,{"v":0.12984184630086187,"d":"0.1298"},{"v":0.12984184630086187,"d":"0.1298"},{"v":0.12984184630086187,"d":"0.1298"},{"v":0.12984184630086187,"d":"0.1298"},0.1,0.1,0.1,"","","",""]
["Vermilion","897_B_1",897,"B","1",625,"Coal Steam","","MIS_IL","Illinois",17,"Vermilion",183,"17183",62,12123,1955,2011,"tangential","dry","N","Subbituminous","","","","","LNC2","SNCR","",2004,"ESPC + B","ESPC + B","No","ACI",2007,90,1.2,0.2297,0.2297,{"v":0.17034599483204135,"d":"0.1703"},{"v":0.17034599483204135,"d":"0.1703"},0.1,0.1,0.1,"","","",""]
["Vermilion","897_B_2",897,"B","2",626,"Coal Steam","","MIS_IL","Illinois",17,"Vermilion",183,"17183",99,11890,1956,2011,"tangential","dry","N","Subbituminous","","","","","LNC2","","","","ESPC + B","ESPC + B","No","ACI",2007,90,1.2,0.2651,0.2651,{"v":0.19659870801033594,"d":"0.1966"},{"v":0.19659870801033594,"d":"0.1966"},0.1,0.1,0.1,"","","",""]
["Tanners Creek","988_B_U1",988,"B","U1",665,"Coal Steam","","PJM_West","Indiana",18,"Dearborn",29,"18029",145,10687,1951,2015,"vertical","dry","N","Bituminous","","","","","LNB + OFA","SNCR","",2009,"ESPC","ESPC","No","","","",1.2,0.3003,{"v":0.2879254940354882,"d":"0.2879"},0.3003,{"v":0.2879254940354882,"d":"0.2879"},0.64,0.97,1,"","","",""]
["Tanners Creek","988_B_U2",988,"B","U2",666,"Coal Steam","","PJM_West","Indiana",18,"Dearborn",29,"18029",145,10718,1952,2015,"vertical","dry","N","Bituminous","","","","","LNB + OFA","SNCR","",2009,"ESPC","ESPC","No","","","",1.2,{"v":0.28626740709522946,"d":"0.2863"},{"v":0.28626740709522946,"d":"0.2863"},{"v":0.28626740709522946,"d":"0.2863"},{"v":0.28626740709522946,"d":"0.2863"},0.64,0.97,1,"","","",""]
["Tanners Creek","988_B_U3",988,"B","U3",667,"Coal Steam","","PJM_West","Indiana",18,"Dearborn",29,"18029",200,10744,1954,2015,"vertical","dry","N","Bituminous","","","","","LNB + OFA","SNCR","",2009,"ESPC","ESPC","No","","","",1.2,0.3045,{"v":0.29694040879184613,"d":"0.2969"},0.3045,{"v":0.29694040879184613,"d":"0.2969"},0.64,0.97,1,"","","",""]
["Jefferies","3319_G_3",3319,"G","3",2239,"Coal Steam","","S_VACA","South Carolina",45,"Berkeley",15,"45015",152,10675,1970,2015,"wall","dry","N","Bituminous","","","","","LNB","","","","ESPC","ESPC","No","","","",7,{"v":0.5221740126805429,"d":"0.5222"},{"v":0.5221740126805429,"d":"0.5222"},{"v":0.3917313978298652,"d":"0.3917"},{"v":0.3917313978298652,"d":"0.3917"},0.64,0.97,1,"","","",""]
["Jefferies","3319_G_4",3319,"G","4",2240,"Coal Steam","","S_VACA","South Carolina",45,"Berkeley",15,"45015",150,10632,1970,2015,"wall","dry","N","Bituminous","","","","","LNB","","","","ESPC","ESPC","No","","","",7,{"v":0.4653263441904952,"d":"0.4653"},{"v":0.4653263441904952,"d":"0.4653"},{"v":0.35607667323378756,"d":"0.3561"},{"v":0.35607667323378756,"d":"0.3561"},0.64,0.97,1,"","","",""]
["Nine Mile Point","1403_G_6",1403,"G","6",null,"Combined Cycle","","S_D_AMSO","Louisiana",22,"Jefferson",51,"22051",0,7050,2015,2015,null,null,"Y","Natural Gas, Distillate Fuel Oil",{"$nulls":5},"SCR",{"$nulls":9},{"v":0.05,"d":"0.0500"},{"v":0.05,"d":"0.0500"},{"v":0.05,"d":"0.0500"},{"v":0.05,"d":"0.0500"}]
["Kinsleys Landfill","10045_G_0011",10045,"G","0011",null,"Landfill Gas","","PJM_EMAC","New Jersey",34,"GLOUCESTER",15,"34015",0.5,13500,1985,2014,"","","N","Landfill Gas","",{"$nulls":14},{"v":0.04394744404747715,"d":"0.0439"},{"v":0.04394744404747715,"d":"0.0439"},{"v":0.04394744404747715,"d":"0.0439"},{"v":0.04394744404747715,"d":"0.0439"},{"$nulls":6},""]
["Kinsleys Landfill","10045_G_0012",10045,"G","0012",null,"Landfill Gas","","PJM_EMAC","New Jersey",34,"GLOUCESTER",15,"34015",0.5,13500,1985,2014,"","","N","Landfill Gas","",{"$nulls":14},{"v":0.04394744404747715,"d":"0.0439"},{"v":0.04394744404747715,"d":"0.0439"},{"v":0.04394744404747715,"d":"0.0439"},{"v":0.04394744404747715,"d":"0.0439"},{"$nulls":6},""]
["Kinsleys Landfill","10045_G_0013",10045,"G","0013",null,"Landfill Gas","","PJM_EMAC","New Jersey",34,"GLOUCESTER",15,"34015",0.5,13500,1985,2014,"","","N","Landfill Gas","",{"$nulls":14},{"v":0.04394744404747715,"d":"0.0439"},{"v":0.04394744404747715,"d":"0.0439"},{"v":0.04394744404747715,"d":"0.0439"},{"v":0.04394744404747715,"d":"0.0439"},{"$nulls":6},""]
["Kinsleys Landfill","10045_G_0014",10045,"G","0014",null,"Landfill Gas","","PJM_EMAC","New Jersey",34,"GLOUCESTER",15,"34015",0.5,13500,1985,2014,"","","N","Landfill Gas","",{"$nulls":14},{"v":0.04394744404747715,"d":"0.0439"},{"v":0.04394744404747715,"d":"0.0439"},{"v":0.04394744404747715,"d":"0.0439"},{"v":0.04394744404747715,"d":"0.0439"},{"$nulls":6},""]
["Miami Wabash","1006_G_4",1006,"G","4",null,"Combustion Turbine","Combustion Turbine","MIS_INKY","Indiana",18,"Wabash",169,"18169",16,25000,1968,2011,"","","N","Distillate Fuel Oil","",{"$nulls":13},1.6,{"v":0.38083112985036566,"d":"0.3808"},{"v":0.38083112985036566,"d":"0.3808"},{"v":0.38083112985036566,"d":"0.3808"},{"v":0.38083112985036566,"d":"0.3808"},{"$nulls":6},""]
["TMC LLC","10347_G_GEN1",10347,"G","GEN1",null,"Biomass","","FRCC","Florida",12,"Jefferson",65,"12065",7.5,38971,1990,2012,"","","N","Biomass","",{"$nulls":14},{"v":0.22926295483445053,"d":"0.2293"},{"v":0.22926295483445053,"d":"0.2293"},{"v":0.22926295483445053,"d":"0.2293"},{"v":0.22926295483445053,"d":"0.2293"},{"$nulls":6},""]
["Newby Island II","10389_G_1",10389,"G","1",null,"Landfill Gas","","WEC_CALN","California",6,"Santa Clara",85,"06085",1,15960,1989,2012,"","","N","Landfill Gas","",{"$nulls":14},{"v":0.04394744404747715,"d":"0.0439"},{"v":0.04394744404747715,"d":"0.0439"},{"v":0.04394744404747715,"d":"0.0439"},{"v":0.04394744404747715,"d":"0.0439"},{"$nulls":6},""]
["Newby Island II","10389_G_2",10389,"G","2",null,"Landfill Gas","","WEC_CALN","California",6,"Santa Clara",85,"06085",1,15961,1989,2012,"","","N","Landfill Gas","",{"$nulls":14},{"v":0.04394744404747715,"d":"0.0439"},{"v":0.04394744404747715,"d":"0.0439"},{"v":0.04394744404747715,"d":"0.0439"},{"v":0.04394744404747715,"d":"0.0439"},{"$nulls":6},""]
["Newby Island II","10389_G_3",10389,"G","3",null,"Landfill Gas","","WEC_CALN","California",6,"Santa Clara",85,"06085",1,15961,1989,2012,"","","N","Landfill Gas","",{"$nulls":14},{"v":0.04394744404747715,"d":"0.0439"},{"v":0.04394744404747715,"d":"0.0439"},{"v":0.04394744404747715,"d":"0.0439"},{"v":0.04394744404747715,"d":"0.0439"},{"$nulls":6},""]
["Little Company of Mary Hospital","10400_G_GEN1",10400,"G","GEN1",null,"Combustion Turbine","Combustion Turbine","PJM_COMD","Illinois",17,"Cook",31,"17031",3.2,8700,1989,2012,"","","Y","Natural Gas","",{"$nulls":13},1,{"v":0.4777602100541084,"d":"0.4778"},{"v":0.4777602100541084,"d":"0.4778"},{"v":0.4777602100541084,"d":"0.4778"},{"v":0.4777602100541084,"d":"0.4778"},{"$nulls":6},""]
["Northwind Energy","10738_G_GEN1",10738,"G","GEN1",null,"Wind","","WEC_CALN","California",6,"Contra Costa",13,"06013",12.1,0,1986,2012,"","","N","Wind","",{"$nulls":14},0,0,0,0,{"$nulls":6},""]
["Seaford Delaware Plant","10793_G_GEN1",10793,"G","GEN1",null,"O/G Steam","","PJM_EMAC","Delaware",10,"Sussex",5,"10005",9,8300,1939,2010,"","","Y","Natural Gas, Distillate Fuel Oil","",{"$nulls":14},{"v":0.2713157516014496,"d":"0.2713"},{"v":0.2713157516014496,"d":"0.2713"},{"v":0.2713157516014496,"d":"0.2713"},{"v":0.2713157516014496,"d":"0.2713"},{"$nulls":6},""]
["Lowell Cogen Plant","10802_G_GEN1",10802,"G","GEN1",null,"Combined Cycle","","NENGREST","Massachusetts",25,"Middlesex",17,"25017",20,10307,1988,2013,"","","N","Natural Gas, Distillate Fuel Oil","",{"$nulls":3},"H2O",{"$nulls":10},{"v":0.500478266323132,"d":"0.5005"},{"v":0.500478266323132,"d":"0.5005"},{"v":0.500478266323132,"d":"0.5005"},{"v":0.500478266323132,"d":"0.5005"},{"$nulls":6},""]
["Lowell Cogen Plant","10802_G_GEN2",10802,"G","GEN2",null,"Combined Cycle","","NENGREST","Massachusetts",25,"Middlesex",17,"25017",8.5,10307,1988,2013,"","","N","Natural Gas, Distillate Fuel Oil","",{"$nulls":14},{"v":0.500478266323132,"d":"0.5005"},{"v":0.500478266323132,"d":"0.5005"},{"v":0.500478266323132,"d":"0.5005"},{"v":0.500478266323132,"d":"0.5005"},{"$nulls":6},""]
["Winsor Dam Power Station","10826_G_WINS",10826,"G","WINS",null,"Hydro","","NENGREST","Massachusetts",25,"Hampshire",15,"25015",0.6,0,1950,1991,"","","N","Hydro","",{"$nulls":14},0,0,0,0,{"$nulls":6},""]
["Estherville","1137_G_6",1137,"G","6",null,"Combustion Turbine","IC Engine","MIS_IA","Iowa",19,"Emmet",63,"19063",1.7,12832,1950,2013,"","","N","Distillate Fuel Oil","",{"$nulls":13},2.5,{"v":0.7303252651467953,"d":"0.7303"},{"v":0.7303252651467953,"d":"0.7303"},{"v":0.7303252651467953,"d":"0.7303"},{"v":0.7303252651467953,"d":"0.7303"},{"$nulls":6},""]
["Saguaro","118_G_PV1",118,"G","PV1",null,"Solar Thermal","","WECC_AZ","Arizona",4,"Pinal",21,"04021",1,9760,2005,2013,"","","N","Solar","",{"$nulls":14},0,0,0,0,{"$nulls":6},""]
["West Liberty","1200_G_1",1200,"G","1",null,"Combustion Turbine","IC Engine","MIS_IL","Iowa",19,"Muscatine",139,"19139",0.7,19050,1948,2011,"","","N","Distillate Fuel Oil","",{"$nulls":13},2.5,{"v":0.7303252651467953,"d":"0.7303"},{"v":0.7303252651467953,"d":"0.7303"},{"v":0.7303252651467953,"d":"0.7303"},{"v":0.7303252651467953,"d":"0.7303"},{"$nulls":6},""]
["Riverton","1239_G_9",1239,"G","9",null,"Combustion Turbine","Combustion Turbine","SPP_N","Kansas",20,"Cherokee",21,"20021",12,10745,1964,2016,"","","N","Natural Gas, Distillate Fuel Oil","",{"$nulls":14},{"v":0.4777602100541084,"d":"0.4778"},{"v":0.4777602100541084,"d":"0.4778"},{"v":0.4777602100541084,"d":"0.4778"},{"v":0.4777602100541084,"d":"0.4778"},{"$nulls":6},""]
["Iola","1291_G_11",1291,"G","11",null,"Combustion Turbine","IC Engine","SPP_N","Kansas",20,"Allen",1,"20001",2.1,11358,1988,2013,"","","N","Distillate Fuel Oil","",{"$nulls":14},{"v":2.3354529520972003,"d":"2.3355"},{"v":2.3354529520972003,"d":"2.3355"},{"v":2.3354529520972003,"d":"2.3355"},{"v":2.3354529520972003,"d":"2.3355"},{"$nulls":6},""]
["Iola","1291_G_12",1291,"G","12",null,"Combustion Turbine","IC Engine","SPP_N","Kansas",20,"Allen",1,"20001",2,11386,1988,2013,"","","N","Distillate Fuel Oil","",{"$nulls":14},{"v":2.3354529520972003,"d":"2.3355"},{"v":2.3354529520972003,"d":"2.3355"},{"v":2.3354529520972003,"d":"2.3355"},{"v":2.3354529520972003,"d":"2.3355"},{"$nulls":6},""]
["Iola","1291_G_13",1291,"G","13",null,"Combustion Turbine","IC Engine","SPP_N","Kansas",20,"Allen",1,"20001",2,11386,1988,2013,"","","N","Distillate Fuel Oil","",{"$nulls":14},{"v":2.3354529520972003,"d":"2.3355"},{"v":2.3354529520972003,"d":"2.3355"},{"v":2.3354529520972003,"d":"2.3355"},{"v":2.3354529520972003,"d":"2.3355"},{"$nulls":6},""]
["Stafford","1325_G_1",1325,"G","1",null,"Combustion Turbine","IC Engine","SPP_WEST","Kansas",20,"Stafford",185,"20185",0.9,16316,1960,2011,"","","N","Natural Gas, Distillate Fuel Oil","",{"$nulls":13},3,{"v":2.3354529520972003,"d":"2.3355"},{"v":2.3354529520972003,"d":"2.3355"},{"v":2.3354529520972003,"d":"2.3355"},{"v":2.3354529520972003,"d":"2.3355"},{"$nulls":6},""]
["Great Bend","1334_G_6",1334,"G","6",null,"Combustion Turbine","IC Engine","SPP_WEST","Kansas",20,"Barton",9,"20009",3,18000,1954,2012,"","","N","Natural Gas, Distillate Fuel Oil","",{"$nulls":14},{"v":2.0543300185532067,"d":"2.0543"},{"v":2.0543300185532067,"d":"2.0543"},{"v":2.0543300185532067,"d":"2.0543"},{"v":2.0543300185532067,"d":"2.0543"},{"$nulls":6},""]
["Eastport","1468_G_1",1468,"G","1",null,"Combustion Turbine","IC Engine","NENG_ME","Maine",23,"Washington",29,"23029",0.7,10745,1948,2012,"","","N","Distillate Fuel Oil","",{"$nulls":13},2,{"v":2.3354529520972003,"d":"2.3355"},{"v":2.3354529520972003,"d":"2.3355"},{"v":2.3354529520972003,"d":"2.3355"},{"v":2.3354529520972003,"d":"2.3355"},{"$nulls":6},""]
["Eastport","1468_G_2",1468,"G","2",null,"Combustion Turbine","IC Engine","NENG_ME","Maine",23,"Washington",29,"23029",0.7,10745,1949,2012,"","","N","Distillate Fuel Oil","",{"$nulls":13},2,{"v":2.3354529520972003,"d":"2.3355"},{"v":2.3354529520972003,"d":"2.3355"},{"v":2.3354529520972003,"d":"2.3355"},{"v":2.3354529520972003,"d":"2.3355"},{"$nulls":6},""]
["Medway","1474_G_IC1",1474,"G","IC1",null,"Combustion Turbine","IC Engine","NENG_ME","Maine",23,"Penobscot",19,"23019",2,10745,1960,2015,"","","N","Distillate Fuel Oil","",{"$nulls":13},2,{"v":2.3354529520972003,"d":"2.3355"},{"v":2.3354529520972003,"d":"2.3355"},{"v":2.3354529520972003,"d":"2.3355"},{"v":2.3354529520972003,"d":"2.3355"},{"$nulls":6},""]
["Medway","1474_G_IC2",1474,"G","IC2",null,"Combustion Turbine","IC Engine","NENG_ME","Maine",23,"Penobscot",19,"23019",2,10745,1960,2015,"","","N","Distillate Fuel Oil","",{"$nulls":13},2,{"v":2.3354529520972003,"d":"2.3355"},{"v":2.3354529520972003,"d":"2.3355"},{"v":2.3354529520972003,"d":"2.3355"},{"v":2.3354529520972003,"d":"2.3355"},{"$nulls":6},""]
["Medway","1474_G_IC3",1474,"G","IC3",null,"Combustion Turbine","IC Engine","NENG_ME","Maine",23,"Penobscot",19,"23019",2,10745,1960,2015,"","","N","Distillate Fuel Oil","",{"$nulls":13},2,{"v":2.3354529520972003,"d":"2.3355"},{"v":2.3354529520972003,"d":"2.3355"},{"v":2.3354529520972003,"d":"2.3355"},{"v":2.3354529520972003,"d":"2.3355"},{"$nulls":6},""]
["Medway","1474_G_IC4",1474,"G","IC4",null,"Combustion Turbine","IC Engine","NENG_ME","Maine",23,"Penobscot",19,"23019",2,10745,1960,2015,"","","N","Distillate Fuel Oil","",{"$nulls":13},2,{"v":2.3354529520972003,"d":"2.3355"},{"v":2.3354529520972003,"d":"2.3355"},{"v":2.3354529520972003,"d":"2.3355"},{"v":2.3354529520972003,"d":"2.3355"},{"$nulls":6},""]
["PPL Veazie Hydro Station","1479_G_VZ01",1479,"G","VZ01",null,"Hydro","","NENG_ME","Maine",23,"Penobscot",19,"23019",0.7,0,1933,2013,"","","N","Hydro","",{"$nulls":14},0,0,0,0,{"$nulls":6},""]
["PPL Veazie Hydro Station","1479_G_VZ02",1479,"G","VZ02",null,"Hydro","","NENG_ME","Maine",23,"Penobscot",19,"23019",0.3,0,1920,2013,"","","N","Hydro","",{"$nulls":14},0,0,0,0,{"$nulls":6},""]
["PPL Veazie Hydro Station","1479_G_VZ03",1479,"G","VZ03",null,"Hydro","","NENG_ME","Maine",23,"Penobscot",19,"23019",0.3,0,1920,2013,"","","N","Hydro","",{"$nulls":14},0,0,0,0,{"$nulls":6},""]
["PPL Veazie Hydro Station","1479_G_VZ04",1479,"G","VZ04",null,"Hydro","","NENG_ME","Maine",23,"Penobscot",19,"23019",0.3,0,1920,2013,"","","N","Hydro","",{"$nulls":14},0,0,0,0,{"$nulls":6},""]
["PPL Veazie Hydro Station","1479_G_VZ05",1479,"G","VZ05",null,"Hydro","","NENG_ME","Maine",23,"Penobscot",19,"23019",0.3,0,1920,2013,"","","N","Hydro","",{"$nulls":14},0,0,0,0,{"$nulls":6},""]
["PPL Veazie Hydro Station","1479_G_VZ06",1479,"G","VZ06",null,"Hydro","","NENG_ME","Maine",23,"Penobscot",19,"23019",0.3,0,1920,2013,"","","N","Hydro","",{"$nulls":14},0,0,0,0,{"$nulls":6},""]
["PPL Veazie Hydro Station","1479_G_VZ07",1479,"G","VZ07",null,"Hydro","","NENG_ME","Maine",23,"Penobscot",19,"23019",0.3,0,1920,2013,"","","N","Hydro","",{"$nulls":14},0,0,0,0,{"$nulls":6},""]
["PPL Veazie Hydro Station","1479_G_VZ08",1479,"G","VZ08",null,"Hydro","","NENG_ME","Maine",23,"Penobscot",19,"23019",0.3,0,1920,2013,"","","N","Hydro","",{"$nulls":14},0,0,0,0,{"$nulls":6},""]
["PPL Veazie Hydro Station","1479_G_VZ09",1479,"G","VZ09",null,"Hydro","","NENG_ME","Maine",23,"Penobscot",19,"23019",0.3,0,1920,2013,"","","N","Hydro","",{"$nulls":14},0,0,0,0,{"$nulls":6},""]
["PPL Veazie Hydro Station","1479_G_VZ10",1479,"G","VZ10",null,"Hydro","","NENG_ME","Maine",23,"Penobscot",19,"23019",0.3,0,1920,2013,"","","N","Hydro","",{"$nulls":14},0,0,0,0,{"$nulls":6},""]
["PPL Veazie Hydro Station","1479_G_VZ11",1479,"G","VZ11",null,"Hydro","","NENG_ME","Maine",23,"Penobscot",19,"23019",0.3,0,1920,2013,"","","N","Hydro","",{"$nulls":14},0,0,0,0,{"$nulls":6},""]
["PPL Veazie Hydro Station","1479_G_VZ12",1479,"G","VZ12",null,"Hydro","","NENG_ME","Maine",23,"Penobscot",19,"23019",0.3,0,1920,2013,"","","N","Hydro","",{"$nulls":14},0,0,0,0,{"$nulls":6},""]
["PPL Veazie Hydro Station","1479_G_VZ13",1479,"G","VZ13",null,"Hydro","","NENG_ME","Maine",23,"Penobscot",19,"23019",0.3,0,1920,2013,"","","N","Hydro","",{"$nulls":14},0,0,0,0,{"$nulls":6},""]
["PPL Veazie Hydro Station","1479_G_VZ14",1479,"G","VZ14",null,"Hydro","","NENG_ME","Maine",23,"Penobscot",19,"23019",0.3,0,1920,2013,"","","N","Hydro","",{"$nulls":14},0,0,0,0,{"$nulls":6},""]
["PPL Veazie Hydro Station","1479_G_VZ15",1479,"G","VZ15",null,"Hydro","","NENG_ME","Maine",23,"Penobscot",19,"23019",0.5,0,1914,2013,"","","N","Hydro","",{"$nulls":14},0,0,0,0,{"$nulls":6},""]
["PPL Veazie Hydro Station","1479_G_VZ16",1479,"G","VZ16",null,"Hydro","","NENG_ME","Maine",23,"Penobscot",19,"23019",1.4,0,1938,2013,"","","N","Hydro","",{"$nulls":14},0,0,0,0,{"$nulls":6},""]
["PPL Veazie Hydro Station","1479_G_VZ17",1479,"G","VZ17",null,"Hydro","","NENG_ME","Maine",23,"Penobscot",19,"23019",1.4,0,1938,2013,"","","N","Hydro","",{"$nulls":14},0,0,0,0,{"$nulls":6},""]
["Osceola","172_G_10",172,"G","10",null,"Combustion Turbine","IC Engine","S_D_N_AR","Arkansas",5,"Mississippi",93,"05093",1.6,10745,1992,2012,"","","N","Distillate Fuel Oil","",{"$nulls":14},{"v":2.3354529520972003,"d":"2.3355"},{"v":2.3354529520972003,"d":"2.3355"},{"v":2.3354529520972003,"d":"2.3355"},{"v":2.3354529520972003,"d":"2.3355"},{"$nulls":6},""]
["Osceola","172_G_11",172,"G","11",null,"Combustion Turbine","IC Engine","S_D_N_AR","Arkansas",5,"Mississippi",93,"05093",1.6,10745,1993,2012,"","","N","Distillate Fuel Oil","",{"$nulls":14},{"v":2.3354529520972003,"d":"2.3355"},{"v":2.3354529520972003,"d":"2.3355"},{"v":2.3354529520972003,"d":"2.3355"},{"v":2.3354529520972003,"d":"2.3355"},{"$nulls":6},""]
["Osceola","172_G_12",172,"G","12",null,"Combustion Turbine","IC Engine","S_D_N_AR","Arkansas",5,"Mississippi",93,"05093",1.6,10745,1999,2012,"","","N","Distillate Fuel Oil","",{"$nulls":14},{"v":2.3354529520972003,"d":"2.3355"},{"v":2.3354529520972003,"d":"2.3355"},{"v":2.3354529520972003,"d":"2.3355"},{"v":2.3354529520972003,"d":"2.3355"},{"$nulls":6},""]
["Coldwater","1819_G_3",1819,"G","3",null,"Combustion Turbine","IC Engine","MIS_LMI","Michigan",26,"Branch",23,"26023",3.5,18000,1969,2012,"","","N","Natural Gas, Distillate Fuel Oil","",{"$nulls":13},1.67,{"v":2.0543300185532067,"d":"2.0543"},{"v":2.0543300185532067,"d":"2.0543"},{"v":2.0543300185532067,"d":"2.0543"},{"v":2.0543300185532067,"d":"2.0543"},{"$nulls":6},""]
["Moorhead","1995_G_6",1995,"G","6",null,"Combustion Turbine","Combustion Turbine","MAP_WAUE","Minnesota",27,"Clay",27,"27027",5.9,21038,1961,2011,"","","N","Distillate Fuel Oil","",{"$nulls":14},{"v":0.7653828280223779,"d":"0.7654"},{"v":0.7653828280223779,"d":"0.7654"},{"v":0.7653828280223779,"d":"0.7654"},{"v":0.7653828280223779,"d":"0.7654"},{"$nulls":6},""]
["Two Harbors","2016_G_3",2016,"G","3",null,"Combustion Turbine","IC Engine","MIS_MNWI","Minnesota",27,"Lake",75,"27075",1.9,25000,1972,2012,"","","N","Natural Gas, Distillate Fuel Oil","",{"$nulls":14},{"v":2.3354529520972003,"d":"2.3355"},{"v":2.3354529520972003,"d":"2.3355"},{"v":2.3354529520972003,"d":"2.3355"},{"v":2.3354529520972003,"d":"2.3355"},{"$nulls":6},""]
["Jack Watson","2049_G_A",2049,"G","A",null,"Combustion Turbine","Combustion Turbine","S_SOU","Mississippi",28,"Harrison",47,"28047",33,25000,1970,2016,"","","N","Natural Gas","",{"$nulls":13},4.8,{"v":0.26902249381881194,"d":"0.2690"},{"v":0.26902249381881194,"d":"0.2690"},{"v":0.26902249381881194,"d":"0.2690"},{"v":0.26902249381881194,"d":"0.2690"},{"$nulls":6},""]
["Viaduct","2096_G_1",2096,"G","1",null,"Combustion Turbine","Combustion Turbine","MIS_MO","Missouri",29,"Cape Girardeau",31,"29031",26,25000,1967,2011,"","","N","Natural Gas","",{"$nulls":13},2.3000000000000003,0.7006,0.7006,0.7006,0.7006,{"$nulls":6},""]
["La Plata","2140_G_8",2140,"G","8",null,"Combustion Turbine","IC Engine","MIS_MO","Missouri",29,"Macon",121,"29121",0.9,19764,1998,2012,"","","N","Distillate Fuel Oil","",{"$nulls":13},2.3000000000000003,{"v":2.3354529520972003,"d":"2.3355"},{"v":2.3354529520972003,"d":"2.3355"},{"v":2.3354529520972003,"d":"2.3355"},{"v":2.3354529520972003,"d":"2.3355"},{"$nulls":6},""]
["La Plata","2140_G_9",2140,"G","9",null,"Combustion Turbine","IC Engine","MIS_MO","Missouri",29,"Macon",121,"29121",0.9,16754,1998,2012,"","","N","Distillate Fuel Oil","",{"$nulls":13},2.3000000000000003,{"v":2.3354529520972003,"d":"2.3355"},{"v":2.3354529520972003,"d":"2.3355"},{"v":2.3354529520972003,"d":"2.3355"},{"v":2.3354529520972003,"d":"2.3355"},{"$nulls":6},""]
["Macon","2141_G_1",2141,"G","1",null,"Combustion Turbine","IC Engine","MIS_MO","Missouri",29,"Macon",121,"29121",4.8,10745,1968,2012,"","","N","Natural Gas, Distillate Fuel Oil","",{"$nulls":13},2.3000000000000003,{"v":2.3354529520972003,"d":"2.3355"},{"v":2.3354529520972003,"d":"2.3355"},{"v":2.3354529520972003,"d":"2.3355"},{"v":2.3354529520972003,"d":"2.3355"},{"$nulls":6},""]
["Odessa","2148_G_2",2148,"G","2",null,"Combustion Turbine","IC Engine","SPP_N","Missouri",29,"Lafayette",107,"29107",0.2,10834,1939,2011,"","","N","Distillate Fuel Oil","",{"$nulls":13},2.3000000000000003,{"v":2.3354529520972003,"d":"2.3355"},{"v":2.3354529520972003,"d":"2.3355"},{"v":2.3354529520972003,"d":"2.3355"},{"v":2.3354529520972003,"d":"2.3355"},{"$nulls":6},""]
["Odessa","2148_G_5",2148,"G","5",null,"Combustion Turbine","IC Engine","SPP_N","Missouri",29,"Lafayette",107,"29107",1,10797,1957,2008,"","","N","Natural Gas, Distillate Fuel Oil","",{"$nulls":13},2.3000000000000003,{"v":2.3354529520972003,"d":"2.3355"},{"v":2.3354529520972003,"d":"2.3355"},{"v":2.3354529520972003,"d":"2.3355"},{"v":2.3354529520972003,"d":"2.3355"},{"$nulls":6},""]
["Owensville","2149_G_3A",2149,"G","3A",null,"Combustion Turbine","IC Engine","MIS_MO","Missouri",29,"Gasconade",73,"29073",1.8,10745,1998,2011,"","","N","Distillate Fuel Oil","",{"$nulls":13},2.3000000000000003,{"v":2.3354529520972003,"d":"2.3355"},{"v":2.3354529520972003,"d":"2.3355"},{"v":2.3354529520972003,"d":"2.3355"},{"v":2.3354529520972003,"d":"2.3355"},{"$nulls":6},""]
["Owensville","2149_G_4A",2149,"G","4A",null,"Combustion Turbine","IC Engine","MIS_MO","Missouri",29,"Gasconade",73,"29073",1.3,10745,1989,2011,"","","N","Distillate Fuel Oil","",{"$nulls":13},2.3000000000000003,{"v":2.3354529520972003,"d":"2.3355"},{"v":2.3354529520972003,"d":"2.3355"},{"v":2.3354529520972003,"d":"2.3355"},{"v":2.3354529520972003,"d":"2.3355"},{"$nulls":6},""]
["Owensville","2149_G_4B",2149,"G","4B",null,"Combustion Turbine","IC Engine","MIS_MO","Missouri",29,"Gasconade",73,"29073",1.8,10745,1998,2011,"","","N","Distillate Fuel Oil","",{"$nulls":13},2.3000000000000003,{"v":2.3354529520972003,"d":"2.3355"},{"v":2.3354529520972003,"d":"2.3355"},{"v":2.3354529520972003,"d":"2.3355"},{"v":2.3354529520972003,"d":"2.3355"},{"$nulls":6},""]
["Owensville","2149_G_5",2149,"G","5",null,"Combustion Turbine","IC Engine","MIS_MO","Missouri",29,"Gasconade",73,"29073",1.3,10745,1966,2011,"","","N","Distillate Fuel Oil","",{"$nulls":13},2.3000000000000003,{"v":2.3354529520972003,"d":"2.3355"},{"v":2.3354529520972003,"d":"2.3355"},{"v":2.3354529520972003,"d":"2.3355"},{"v":2.3354529520972003,"d":"2.3355"},{"$nulls":6},""]
["Owensville","2149_G_6",2149,"G","6",null,"Combustion Turbine","IC Engine","MIS_MO","Missouri",29,"Gasconade",73,"29073",1.8,10745,1999,2011,"","","N","Distillate Fuel Oil","",{"$nulls":13},2.3000000000000003,{"v":2.3354529520972003,"d":"2.3355"},{"v":2.3354529520972003,"d":"2.3355"},{"v":2.3354529520972003,"d":"2.3355"},{"v":2.3354529520972003,"d":"2.3355"},{"$nulls":6},""]
["Owensville","2149_G_6A",2149,"G","6A",null,"Combustion Turbine","IC Engine","MIS_MO","Missouri",29,"Gasconade",73,"29073",1.8,10745,1999,2011,"","","N","Distillate Fuel Oil","",{"$nulls":13},2.3000000000000003,{"v":2.3354529520972003,"d":"2.3355"},{"v":2.3354529520972003,"d":"2.3355"},{"v":2.3354529520972003,"d":"2.3355"},{"v":2.3354529520972003,"d":"2.3355"},{"$nulls":6},""]
["Coleman","2158_G_IC1",2158,"G","IC1",null,"Combustion Turbine","IC Engine","SPP_WEST","Missouri",29,"SCOTT",201,"29201",2,11107,1965,2011,"","","N","Distillate Fuel Oil","",{"$nulls":13},2.3000000000000003,{"v":2.3354529520972003,"d":"2.3355"},{"v":2.3354529520972003,"d":"2.3355"},{"v":2.3354529520972003,"d":"2.3355"},{"v":2.3354529520972003,"d":"2.3355"},{"$nulls":6},""]
["Coleman","2158_G_IC2",2158,"G","IC2",null,"Combustion Turbine","IC Engine","SPP_WEST","Missouri",29,"SCOTT",201,"29201",2.3,10907,1967,2011,"","","N","Distillate Fuel Oil","",{"$nulls":13},2.3000000000000003,{"v":2.3354529520972003,"d":"2.3355"},{"v":2.3354529520972003,"d":"2.3355"},{"v":2.3354529520972003,"d":"2.3355"},{"v":2.3354529520972003,"d":"2.3355"},{"$nulls":6},""]
["Main Street","2162_G_1",2162,"G","1",null,"Combustion Turbine","Combustion Turbine","SPP_N","Missouri",29,"Greene",77,"29077",12,19438,1968,2010,"","","N","Distillate Fuel Oil","",{"$nulls":13},8,{"v":1.1998920224109586,"d":"1.1999"},{"v":1.1998920224109586,"d":"1.1999"},{"v":1.1998920224109586,"d":"1.1999"},{"v":1.1998920224109586,"d":"1.1999"},{"$nulls":6},""]
["Trenton Diesel","2163_G_4",2163,"G","4",null,"Combustion Turbine","IC Engine","MIS_MO","Missouri",29,"Grundy",79,"29079",0.9,11223,1948,2011,"","","N","Distillate Fuel Oil","",{"$nulls":13},2.3000000000000003,{"v":2.3354529520972003,"d":"2.3355"},{"v":2.3354529520972003,"d":"2.3355"},{"v":2.3354529520972003,"d":"2.3355"},{"v":2.3354529520972003,"d":"2.3355"},{"$nulls":6},""]
["Trenton Diesel","2163_G_5",2163,"G","5",null,"Combustion Turbine","IC Engine","MIS_MO","Missouri",29,"Grundy",79,"29079",1,10920,1952,2011,"","","N","Distillate Fuel Oil","",{"$nulls":13},2.3000000000000003,{"v":2.3354529520972003,"d":"2.3355"},{"v":2.3354529520972003,"d":"2.3355"},{"v":2.3354529520972003,"d":"2.3355"},{"v":2.3354529520972003,"d":"2.3355"},{"$nulls":6},""]
["Mullen","2280_G_3",2280,"G","3",null,"Combustion Turbine","IC Engine","SPP_NEBR","Nebraska",31,"Hooker",91,"31091",0.3,25000,1958,2011,"","","N","Distillate Fuel Oil","",{"$nulls":13},2.5,{"v":2.3354529520972003,"d":"2.3355"},{"v":2.3354529520972003,"d":"2.3355"},{"v":2.3354529520972003,"d":"2.3355"},{"v":2.3354529520972003,"d":"2.3355"},{"$nulls":6},""]
["Mullen","2280_G_4",2280,"G","4",null,"Combustion Turbine","IC Engine","SPP_NEBR","Nebraska",31,"Hooker",91,"31091",0.6,25000,1966,2012,"","","N","Distillate Fuel Oil","",{"$nulls":13},2.5,{"v":2.3354529520972003,"d":"2.3355"},{"v":2.3354529520972003,"d":"2.3355"},{"v":2.3354529520972003,"d":"2.3355"},{"v":2.3354529520972003,"d":"2.3355"},{"$nulls":6},""]
["Sutherland","2306_G_2",2306,"G","2",null,"Combustion Turbine","IC Engine","SPP_NEBR","Nebraska",31,"Lincoln",111,"31111",0.9,12167,1959,2009,"","","N","Distillate Fuel Oil","",{"$nulls":13},2.5,{"v":2.3354529520972003,"d":"2.3355"},{"v":2.3354529520972003,"d":"2.3355"},{"v":2.3354529520972003,"d":"2.3355"},{"v":2.3354529520972003,"d":"2.3355"},{"$nulls":6},""]
["Sunrise","2326_G_2",2326,"G","2",null,"Combustion Turbine","Combustion Turbine","WECC_SNV","Nevada",32,"Clark",3,"32003",69,15804,1974,2011,"","","N","Natural Gas","",{"$nulls":13},1.4000000000000001,{"v":0.4123194975976651,"d":"0.4123"},{"v":0.4123194975976651,"d":"0.4123"},{"v":0.4123194975976651,"d":"0.4123"},{"v":0.4123194975976651,"d":"0.4123"},{"$nulls":6},""]
["Tracy","2336_G_GT1",2336,"G","GT1",null,"Combustion Turbine","Combustion Turbine","WECC_NNV","Nevada",32,"Storey",29,"32029",10,12466,1961,2010,"","","N","Distillate Fuel Oil","",{"$nulls":13},1.4000000000000001,{"v":0.03258524062072967,"d":"0.0326"},{"v":0.03258524062072967,"d":"0.0326"},{"v":0.03258524062072967,"d":"0.0326"},{"v":0.03258524062072967,"d":"0.0326"},{"$nulls":6},""]
["Tracy","2336_G_GT2",2336,"G","GT2",null,"Combustion Turbine","Combustion Turbine","WECC_NNV","Nevada",32,"Storey",29,"32029",10,12466,1962,2010,"","","N","Distillate Fuel Oil","",{"$nulls":13},1.4000000000000001,{"v":0.03258524062072967,"d":"0.0326"},{"v":0.03258524062072967,"d":"0.0326"},{"v":0.03258524062072967,"d":"0.0326"},{"v":0.03258524062072967,"d":"0.0326"},{"$nulls":6},""]
["Kerckhoff","250_G_H2",250,"G","H2",null,"Hydro","","WEC_CALN","California",6,"Fresno",19,"06019",8.6,0,1920,2013,"","","N","Hydro","",{"$nulls":14},0,0,0,0,{"$nulls":6},""]
["Montauk","2515_G_2",2515,"G","2",null,"Combustion Turbine","IC Engine","NY_Z_K","New York",36,"Suffolk",103,"36103",2,10885,1962,2013,"","","N","Distillate Fuel Oil","",{"$nulls":13},1.052964094,{"v":1.994526973,"d":"1.9945"},{"v":1.994526973,"d":"1.9945"},{"v":1.994526973,"d":"1.9945"},{"v":1.994526973,"d":"1.9945"},{"$nulls":6},""]
["Montauk","2515_G_3",2515,"G","3",null,"Combustion Turbine","IC Engine","NY_Z_K","New York",36,"Suffolk",103,"36103",2,10885,1965,2013,"","","N","Distillate Fuel Oil","",{"$nulls":13},1.052964094,{"v":1.994526973,"d":"1.9945"},{"v":1.994526973,"d":"1.9945"},{"v":1.994526973,"d":"1.9945"},{"v":1.994526973,"d":"1.9945"},{"$nulls":6},""]
["Montauk","2515_G_4",2515,"G","4",null,"Combustion Turbine","IC Engine","NY_Z_K","New York",36,"Suffolk",103,"36103",1.9,10885,1965,2013,"","","N","Distillate Fuel Oil","",{"$nulls":13},1.052964094,{"v":1.994526973,"d":"1.9945"},{"v":1.994526973,"d":"1.9945"},{"v":1.994526973,"d":"1.9945"},{"v":1.994526973,"d":"1.9945"},{"$nulls":6},""]
["Rochester 3","2640_G_13",2640,"G","13",null,"Combustion Turbine","Combustion Turbine","NY_Z_A&B","New York",36,"Monroe",55,"36055",14.4,18256,1969,2011,"","","N","Distillate Fuel Oil","",{"$nulls":13},2.105928188,{"v":0.430700319,"d":"0.4307"},{"v":0.430700319,"d":"0.4307"},{"v":0.430700319,"d":"0.4307"},{"v":0.430700319,"d":"0.4307"},{"$nulls":6},""]
["Rochester 9","2644_G_2",2644,"G","2",null,"Combustion Turbine","Combustion Turbine","NY_Z_A&B","New York",36,"Monroe",55,"36055",14,16197,1969,2014,"","","N","Natural Gas","",{"$nulls":13},1.052964094,{"v":0.222449615,"d":"0.2224"},{"v":0.222449615,"d":"0.2224"},{"v":0.222449615,"d":"0.2224"},{"v":0.222449615,"d":"0.2224"},{"$nulls":6},""]
["Cape Fear","2708_G_1",2708,"G","1",null,"Combined Cycle","","S_VACA","North Carolina",37,"Chatham",37,"37037",11,15000,1923,2013,"","","N","Distillate Fuel Oil","",{"$nulls":13},2.3,{"v":1.1998320726112315,"d":"1.1998"},{"v":1.1998320726112315,"d":"1.1998"},{"v":1.1998320726112315,"d":"1.1998"},{"v":1.1998320726112315,"d":"1.1998"},{"$nulls":6},""]
["Cape Fear","2708_G_1A",2708,"G","1A",null,"Combined Cycle","","S_VACA","North Carolina",37,"Chatham",37,"37037",11,15000,1969,2013,"","","N","Distillate Fuel Oil","",{"$nulls":13},2.3,{"v":1.1998320726112315,"d":"1.1998"},{"v":1.1998320726112315,"d":"1.1998"},{"v":1.1998320726112315,"d":"1.1998"},{"v":1.1998320726112315,"d":"1.1998"},{"$nulls":6},""]
["Cape Fear","2708_G_2",2708,"G","2",null,"Combined Cycle","","S_VACA","North Carolina",37,"Chatham",37,"37037",7,15000,1924,2013,"","","N","Distillate Fuel Oil","",{"$nulls":13},2.3,{"v":1.1997111734526207,"d":"1.1997"},{"v":1.1997111734526207,"d":"1.1997"},{"v":1.1997111734526207,"d":"1.1997"},{"v":1.1997111734526207,"d":"1.1997"},{"$nulls":6},""]
["Cape Fear","2708_G_2A",2708,"G","2A",null,"Combined Cycle","","S_VACA","North Carolina",37,"Chatham",37,"37037",11,15000,1969,2013,"","","N","Distillate Fuel Oil","",{"$nulls":13},2.3,{"v":1.1997111734526207,"d":"1.1997"},{"v":1.1997111734526207,"d":"1.1997"},{"v":1.1997111734526207,"d":"1.1997"},{"v":1.1997111734526207,"d":"1.1997"},{"$nulls":6},""]
["Cape Fear","2708_G_2B",2708,"G","2B",null,"Combined Cycle","","S_VACA","North Carolina",37,"Chatham",37,"37037",11,15000,1969,2012,"","","N","Distillate Fuel Oil","",{"$nulls":13},2.3,{"v":1.1997111734526207,"d":"1.1997"},{"v":1.1997111734526207,"d":"1.1997"},{"v":1.1997111734526207,"d":"1.1997"},{"v":1.1997111734526207,"d":"1.1997"},{"$nulls":6},""]
["Morehead","2711_G_GT1",2711,"G","GT1",null,"Combustion Turbine","Combustion Turbine","S_VACA","North Carolina",37,"Carteret",31,"37031",12,17662,1968,2012,"","","N","Distillate Fuel Oil","",{"$nulls":13},2.3000000000000003,{"v":1.2002259022179669,"d":"1.2002"},{"v":1.2002259022179669,"d":"1.2002"},{"v":1.2002259022179669,"d":"1.2002"},{"v":1.2002259022179669,"d":"1.2002"},{"$nulls":6},""]
["Buck","2720_G_CT10",2720,"G","CT10",null,"Combined Cycle","","S_VACA","North Carolina",37,"Rowan",159,"37159",0,7050,2011,2015,"","","N","Natural Gas, Distillate Fuel Oil","",{"$nulls":14},{"v":0.01,"d":"0.0100"},{"v":0.01,"d":"0.0100"},{"v":0.01,"d":"0.0100"},{"v":0.01,"d":"0.0100"},{"$nulls":6},""]
["Buck","2720_G_ST12",2720,"G","ST12",null,"Combined Cycle","","S_VACA","North Carolina",37,"Rowan",159,"37159",0,7050,2011,2015,"","","N","Natural Gas, Distillate Fuel Oil","",{"$nulls":13},0.0003,{"v":0.01,"d":"0.0100"},{"v":0.01,"d":"0.0100"},{"v":0.01,"d":"0.0100"},{"v":0.01,"d":"0.0100"},{"$nulls":6},""]
["Dan River","2723_G_CT1",2723,"G","CT1",null,"Combined Cycle","","S_VACA","North Carolina",37,"Rockingham",157,"37157",0,7050,2012,2015,"","","N","Natural Gas","",{"$nulls":13},0.0003,{"v":0.010499999999999999,"d":"0.0105"},{"v":0.010499999999999999,"d":"0.0105"},{"v":0.010499999999999999,"d":"0.0105"},{"v":0.010499999999999999,"d":"0.0105"},{"$nulls":6},""]
["Dan River","2723_G_CT2",2723,"G","CT2",null,"Combined Cycle","","S_VACA","North Carolina",37,"Rockingham",157,"37157",0,7050,2012,2015,"","","N","Natural Gas","",{"$nulls":13},0.0003,{"v":0.010499999999999999,"d":"0.0105"},{"v":0.010499999999999999,"d":"0.0105"},{"v":0.010499999999999999,"d":"0.0105"},{"v":0.010499999999999999,"d":"0.0105"},{"$nulls":6},""]
["Dan River","2723_G_ST",2723,"G","ST",null,"Combined Cycle","","S_VACA","North Carolina",37,"Rockingham",157,"37157",0,7050,2012,2015,"","","N","Natural Gas","",{"$nulls":14},{"v":0.010499999999999999,"d":"0.0105"},{"v":0.010499999999999999,"d":"0.0105"},{"v":0.010499999999999999,"d":"0.0105"},{"v":0.010499999999999999,"d":"0.0105"},{"$nulls":6},""]
["Williston","2791_G_3",2791,"G","3",null,"Combustion Turbine","Combustion Turbine","MIS_MAPP","North Dakota",38,"Williams",105,"38105",4.9,19311,1953,2012,"","","N","Natural Gas","",{"$nulls":13},3,{"v":0.4777602100541084,"d":"0.4778"},{"v":0.4777602100541084,"d":"0.4778"},{"v":0.4777602100541084,"d":"0.4778"},{"v":0.4777602100541084,"d":"0.4778"},{"$nulls":6},""]
["Grand Forks","2821_G_1",2821,"G","1",null,"Combustion Turbine","IC Engine","MIS_MAPP","North Dakota",38,"Grand Forks",35,"38035",0.7,10745,1941,2012,"","","N","Distillate Fuel Oil","",{"$nulls":13},3,{"v":2.3354529520972003,"d":"2.3355"},{"v":2.3354529520972003,"d":"2.3355"},{"v":2.3354529520972003,"d":"2.3355"},{"v":2.3354529520972003,"d":"2.3355"},{"$nulls":6},""]
["Grand Forks","2821_G_10",2821,"G","10",null,"Combustion Turbine","IC Engine","MIS_MAPP","North Dakota",38,"Grand Forks",35,"38035",1.1,10745,1949,2012,"","","N","Distillate Fuel Oil","",{"$nulls":13},3,{"v":2.3354529520972003,"d":"2.3355"},{"v":2.3354529520972003,"d":"2.3355"},{"v":2.3354529520972003,"d":"2.3355"},{"v":2.3354529520972003,"d":"2.3355"},{"$nulls":6},""]
["Grand Forks","2821_G_11",2821,"G","11",null,"Combustion Turbine","IC Engine","MIS_MAPP","North Dakota",38,"Grand Forks",35,"38035",1.1,10745,1949,2012,"","","N","Distillate Fuel Oil","",{"$nulls":13},3,{"v":2.3354529520972003,"d":"2.3355"},{"v":2.3354529520972003,"d":"2.3355"},{"v":2.3354529520972003,"d":"2.3355"},{"v":2.3354529520972003,"d":"2.3355"},{"$nulls":6},""]
["Grand Forks","2821_G_2",2821,"G","2",null,"Combustion Turbine","IC Engine","MIS_MAPP","North Dakota",38,"Grand Forks",35,"38035",0.7,10745,1941,2012,"","","N","Distillate Fuel Oil","",{"$nulls":13},3,{"v":2.3354529520972003,"d":"2.3355"},{"v":2.3354529520972003,"d":"2.3355"},{"v":2.3354529520972003,"d":"2.3355"},{"v":2.3354529520972003,"d":"2.3355"},{"$nulls":6},""]
["Grand Forks","2821_G_3",2821,"G","3",null,"Combustion Turbine","IC Engine","MIS_MAPP","North Dakota",38,"Grand Forks",35,"38035",0.7,10745,1941,2012,"","","N","Distillate Fuel Oil","",{"$nulls":13},3,{"v":2.3354529520972003,"d":"2.3355"},{"v":2.3354529520972003,"d":"2.3355"},{"v":2.3354529520972003,"d":"2.3355"},{"v":2.3354529520972003,"d":"2.3355"},{"$nulls":6},""]
["Grand Forks","2821_G_4",2821,"G","4",null,"Combustion Turbine","IC Engine","MIS_MAPP","North Dakota",38,"Grand Forks",35,"38035",1,10745,1946,2012,"","","N","Distillate Fuel Oil","",{"$nulls":13},3,{"v":2.3354529520972003,"d":"2.3355"},{"v":2.3354529520972003,"d":"2.3355"},{"v":2.3354529520972003,"d":"2.3355"},{"v":2.3354529520972003,"d":"2.3355"},{"$nulls":6},""]
["Grand Forks","2821_G_5",2821,"G","5",null,"Combustion Turbine","IC Engine","MIS_MAPP","North Dakota",38,"Grand Forks",35,"38035",1,10745,1946,2012,"","","N","Distillate Fuel Oil","",{"$nulls":13},3,{"v":2.3354529520972003,"d":"2.3355"},{"v":2.3354529520972003,"d":"2.3355"},{"v":2.3354529520972003,"d":"2.3355"},{"v":2.3354529520972003,"d":"2.3355"},{"$nulls":6},""]
["Grand Forks","2821_G_6",2821,"G","6",null,"Combustion Turbine","IC Engine","MIS_MAPP","North Dakota",38,"Grand Forks",35,"38035",1,10745,1946,2012,"","","N","Distillate Fuel Oil","",{"$nulls":13},3,{"v":2.3354529520972003,"d":"2.3355"},{"v":2.3354529520972003,"d":"2.3355"},{"v":2.3354529520972003,"d":"2.3355"},{"v":2.3354529520972003,"d":"2.3355"},{"$nulls":6},""]
["Grand Forks","2821_G_7",2821,"G","7",null,"Combustion Turbine","IC Engine","MIS_MAPP","North Dakota",38,"Grand Forks",35,"38035",1.1,10745,1949,2012,"","","N","Distillate Fuel Oil","",{"$nulls":13},3,{"v":2.3354529520972003,"d":"2.3355"},{"v":2.3354529520972003,"d":"2.3355"},{"v":2.3354529520972003,"d":"2.3355"},{"v":2.3354529520972003,"d":"2.3355"},{"$nulls":6},""]
["Grand Forks","2821_G_8",2821,"G","8",null,"Combustion Turbine","IC Engine","MIS_MAPP","North Dakota",38,"Grand Forks",35,"38035",1.1,10745,1949,2012,"","","N","Distillate Fuel Oil","",{"$nulls":13},3,{"v":2.3354529520972003,"d":"2.3355"},{"v":2.3354529520972003,"d":"2.3355"},{"v":2.3354529520972003,"d":"2.3355"},{"v":2.3354529520972003,"d":"2.3355"},{"$nulls":6},""]
["Grand Forks","2821_G_9",2821,"G","9",null,"Combustion Turbine","IC Engine","MIS_MAPP","North Dakota",38,"Grand Forks",35,"38035",1.1,10745,1949,2012,"","","N","Distillate Fuel Oil","",{"$nulls":13},3,{"v":2.3354529520972003,"d":"2.3355"},{"v":2.3354529520972003,"d":"2.3355"},{"v":2.3354529520972003,"d":"2.3355"},{"v":2.3354529520972003,"d":"2.3355"},{"$nulls":6},""]
["Harwood","2822_G_2",2822,"G","2",null,"Combustion Turbine","IC Engine","MIS_MAPP","North Dakota",38,"Cass",17,"38017",1.6,12234,1947,2012,"","","N","Distillate Fuel Oil","",{"$nulls":13},3,{"v":2.3354529520972003,"d":"2.3355"},{"v":2.3354529520972003,"d":"2.3355"},{"v":2.3354529520972003,"d":"2.3355"},{"v":2.3354529520972003,"d":"2.3355"},{"$nulls":6},""]
["Harwood","2822_G_3",2822,"G","3",null,"Combustion Turbine","IC Engine","MIS_MAPP","North Dakota",38,"Cass",17,"38017",1.6,12402,1947,2012,"","","N","Distillate Fuel Oil","",{"$nulls":13},3,{"v":2.3354529520972003,"d":"2.3355"},{"v":2.3354529520972003,"d":"2.3355"},{"v":2.3354529520972003,"d":"2.3355"},{"v":2.3354529520972003,"d":"2.3355"},{"$nulls":6},""]
["Walter C Beckjord","2830_G_GT1",2830,"G","GT1",null,"Combustion Turbine","Combustion Turbine","PJM_West","Ohio",39,"Clermont",25,"39025",47,25000,1972,2014,"","","N","Distillate Fuel Oil","",{"$nulls":13},1.2,{"v":0.46669369917592,"d":"0.4667"},{"v":0.46669369917592,"d":"0.4667"},{"v":0.46669369917592,"d":"0.4667"},{"v":0.46669369917592,"d":"0.4667"},{"$nulls":6},""]
["Walter C Beckjord","2830_G_GT2",2830,"G","GT2",null,"Combustion Turbine","Combustion Turbine","PJM_West","Ohio",39,"Clermont",25,"39025",47,25000,1972,2014,"","","N","Distillate Fuel Oil","",{"$nulls":13},1.2,{"v":0.4731179254775391,"d":"0.4731"},{"v":0.4731179254775391,"d":"0.4731"},{"v":0.4731179254775391,"d":"0.4731"},{"v":0.4731179254775391,"d":"0.4731"},{"$nulls":6},""]
["Walter C Beckjord","2830_G_GT3",2830,"G","GT3",null,"Combustion Turbine","Combustion Turbine","PJM_West","Ohio",39,"Clermont",25,"39025",47,25000,1972,2014,"","","N","Distillate Fuel Oil","",{"$nulls":13},1.2,0.3158,0.3158,0.3158,0.3158,{"$nulls":6},""]
["Walter C Beckjord","2830_G_GT4",2830,"G","GT4",null,"Combustion Turbine","Combustion Turbine","PJM_West","Ohio",39,"Clermont",25,"39025",47,25000,1972,2014,"","","N","Distillate Fuel Oil","",{"$nulls":13},1.2,{"v":0.458,"d":"0.4580"},{"v":0.458,"d":"0.4580"},{"v":0.458,"d":"0.4580"},{"v":0.458,"d":"0.4580"},{"$nulls":6},""]
["FirstEnergy Mad River","2860_G_CTA",2860,"G","CTA",null,"Combustion Turbine","Combustion Turbine","PJM_ATSI","Ohio",39,"CLARK",23,"39023",25,17662,1972,2013,"","","N","Distillate Fuel Oil","",{"$nulls":13},1,{"v":0.6463633745958445,"d":"0.6464"},{"v":0.6463633745958445,"d":"0.6464"},{"v":0.6463633745958445,"d":"0.6464"},{"v":0.6463633745958445,"d":"0.6464"},{"$nulls":6},""]
["FirstEnergy Mad River","2860_G_CTB",2860,"G","CTB",null,"Combustion Turbine","Combustion Turbine","PJM_ATSI","Ohio",39,"CLARK",23,"39023",25,17662,1972,2013,"","","N","Distillate Fuel Oil","",{"$nulls":13},1,{"v":0.6463633745958445,"d":"0.6464"},{"v":0.6463633745958445,"d":"0.6464"},{"v":0.6463633745958445,"d":"0.6464"},{"v":0.6463633745958445,"d":"0.6464"},{"$nulls":6},""]
["Hamilton","2917_G_GT1",2917,"G","GT1",null,"Combustion Turbine","Combustion Turbine","PJM_West","Ohio",39,"Butler",17,"39017",8,19311,1964,2011,"","","N","Natural Gas","",{"$nulls":13},0.5,{"v":0.4777602100541084,"d":"0.4778"},{"v":0.4777602100541084,"d":"0.4778"},{"v":0.4777602100541084,"d":"0.4778"},{"v":0.4777602100541084,"d":"0.4778"},{"$nulls":6},""]
["Enid","2950_G_1",2950,"G","1",null,"Combustion Turbine","Combustion Turbine","SPP_WEST","Oklahoma",40,"Garfield",47,"40047",11.1,21295,1965,2012,"","","N","Natural Gas","",{"$nulls":14},{"v":0.4777602100541084,"d":"0.4778"},{"v":0.4777602100541084,"d":"0.4778"},{"v":0.4777602100541084,"d":"0.4778"},{"v":0.4777602100541084,"d":"0.4778"},{"$nulls":6},""]
["Enid","2950_G_2",2950,"G","2",null,"Combustion Turbine","Combustion Turbine","SPP_WEST","Oklahoma",40,"Garfield",47,"40047",10.5,21365,1965,2012,"","","N","Natural Gas","",{"$nulls":14},{"v":0.4777602100541084,"d":"0.4778"},{"v":0.4777602100541084,"d":"0.4778"},{"v":0.4777602100541084,"d":"0.4778"},{"v":0.4777602100541084,"d":"0.4778"},{"$nulls":6},""]
["Enid","2950_G_3",2950,"G","3",null,"Combustion Turbine","Combustion Turbine","SPP_WEST","Oklahoma",40,"Garfield",47,"40047",11.5,20116,1965,2012,"","","N","Natural Gas","",{"$nulls":14},{"v":0.4777602100541084,"d":"0.4778"},{"v":0.4777602100541084,"d":"0.4778"},{"v":0.4777602100541084,"d":"0.4778"},{"v":0.4777602100541084,"d":"0.4778"},{"$nulls":6},""]
["Enid","2950_G_4",2950,"G","4",null,"Combustion Turbine","Combustion Turbine","SPP_WEST","Oklahoma",40,"Garfield",47,"40047",10.5,21365,1965,2012,"","","N","Natural Gas","",{"$nulls":14},{"v":0.4777602100541084,"d":"0.4778"},{"v":0.4777602100541084,"d":"0.4778"},{"v":0.4777602100541084,"d":"0.4778"},{"v":0.4777602100541084,"d":"0.4778"},{"$nulls":6},""]
["Woodward","2958_G_GT1",2958,"G","GT1",null,"Combustion Turbine","Combustion Turbine","SPP_WEST","Oklahoma",40,"Woodward",153,"40153",9.5,19084,1963,2012,"","","N","Natural Gas","",{"$nulls":13},0.8,{"v":0.4777602100541084,"d":"0.4778"},{"v":0.4777602100541084,"d":"0.4778"},{"v":0.4777602100541084,"d":"0.4778"},{"v":0.4777602100541084,"d":"0.4778"},{"$nulls":6},""]
["Fairview","2978_G_4",2978,"G","4",null,"Combustion Turbine","IC Engine","SPP_WEST","Oklahoma",40,"Major",93,"40093",0.8,13652,1948,2012,"","","N","Distillate Fuel Oil","",{"$nulls":13},0.8,{"v":2.3354529520972003,"d":"2.3355"},{"v":2.3354529520972003,"d":"2.3355"},{"v":2.3354529520972003,"d":"2.3355"},{"v":2.3354529520972003,"d":"2.3355"},{"$nulls":6},""]
["Fairview","2978_G_5",2978,"G","5",null,"Combustion Turbine","IC Engine","SPP_WEST","Oklahoma",40,"Major",93,"40093",1,13652,1954,2012,"","","N","Distillate Fuel Oil","",{"$nulls":13},0.8,{"v":2.3354529520972003,"d":"2.3355"},{"v":2.3354529520972003,"d":"2.3355"},{"v":2.3354529520972003,"d":"2.3355"},{"v":2.3354529520972003,"d":"2.3355"},{"$nulls":6},""]
["El Cajon","301_G_ENCI",301,"G","ENCI",null,"Combustion Turbine","Combustion Turbine","WEC_SDGE","California",6,"San Diego",73,"06073",15,19099,1968,2016,"","","N","Natural Gas","",{"$nulls":13},0.74,0.0267,0.0267,0.0267,0.0267,{"$nulls":6},""]
["Kearny","303_G_KEA1",303,"G","KEA1",null,"Combustion Turbine","Combustion Turbine","WEC_SDGE","California",6,"San Diego",73,"06073",16,16635,1972,2014,"","","N","Natural Gas","",{"$nulls":13},0.74,0.0267,0.0267,0.0267,0.0267,{"$nulls":6},""]
["Kearny","303_G_KEA2",303,"G","KEA2",null,"Combustion Turbine","Combustion Turbine","WEC_SDGE","California",6,"San Diego",73,"06073",59,16636,1969,2016,"","","N","Natural Gas","",{"$nulls":13},0.74,0.0267,0.0267,0.0267,0.0267,{"$nulls":6},""]
["Kearny","303_G_KEA3",303,"G","KEA3",null,"Combustion Turbine","Combustion Turbine","WEC_SDGE","California",6,"San Diego",73,"06073",61,16636,1969,2016,"","","N","Natural Gas","",{"$nulls":13},0.74,0.0267,0.0267,0.0267,0.0267,{"$nulls":6},""]
["Miramar","305_G_MRGT",305,"G","MRGT",null,"Combustion Turbine","Combustion Turbine","WEC_SDGE","California",6,"San Diego",73,"06073",36,17138,1972,2016,"","","N","Natural Gas","",{"$nulls":13},0.74,0.0267,0.0267,0.0267,0.0267,{"$nulls":6},""]
["H B Robinson","3251_G_GT1",3251,"G","GT1",null,"Combustion Turbine","Combustion Turbine","S_VACA","South Carolina",45,"Darlington",31,"45031",11,23549,1968,2013,"","","N","Natural Gas, Distillate Fuel Oil","",{"$nulls":13},3.5,{"v":0.4777602100541084,"d":"0.4778"},{"v":0.4777602100541084,"d":"0.4778"},{"v":0.4777602100541084,"d":"0.4778"},{"v":0.4777602100541084,"d":"0.4778"},{"$nulls":6},""]
["Rocky River","3305_G_IC1",3305,"G","IC1",null,"Combustion Turbine","IC Engine","S_VACA","South Carolina",45,"Anderson",7,"45007",1.1,13387,1946,2013,"","","N","Distillate Fuel Oil","",{"$nulls":13},3.5,{"v":2.3354529520972003,"d":"2.3355"},{"v":2.3354529520972003,"d":"2.3355"},{"v":2.3354529520972003,"d":"2.3355"},{"v":2.3354529520972003,"d":"2.3355"},{"$nulls":6},""]
["Lake Creek","3502_G_D1",3502,"G","D1",null,"Combustion Turbine","IC Engine","ERC_REST","Texas",48,"McLennan",309,"48309",2,12774,1966,2014,"","","N","Distillate Fuel Oil","",{"$nulls":13},0.2,{"v":2.3354529520972003,"d":"2.3355"},{"v":2.3354529520972003,"d":"2.3355"},{"v":2.3354529520972003,"d":"2.3355"},{"v":2.3354529520972003,"d":"2.3355"},{"$nulls":6},""]
["Lake Creek","3502_G_D2",3502,"G","D2",null,"Combustion Turbine","IC Engine","ERC_REST","Texas",48,"McLennan",309,"48309",2,12774,1966,2014,"","","N","Distillate Fuel Oil","",{"$nulls":13},0.2,{"v":2.3354529520972003,"d":"2.3355"},{"v":2.3354529520972003,"d":"2.3355"},{"v":2.3354529520972003,"d":"2.3355"},{"v":2.3354529520972003,"d":"2.3355"},{"$nulls":6},""]
["Tradinghouse","3506_G_1",3506,"G","1",null,"O/G Steam","","ERC_REST","Texas",48,"McLennan",309,"48309",565,13025,1970,2010,"","","N","Natural Gas, Distillate Fuel Oil","",{"$nulls":3},"FR + LNBO",{"$nulls":9},1.16,{"v":0.14399196483367707,"d":"0.1440"},{"v":0.14399196483367707,"d":"0.1440"},{"v":0.14399196483367707,"d":"0.1440"},{"v":0.14399196483367707,"d":"0.1440"},{"$nulls":6},""]
["Ty Cooke","3602_G_GT1",3602,"G","GT1",null,"Combustion Turbine","Combustion Turbine","SPP_SPS","Texas",48,"Lubbock",303,"48303",11,14693,1964,2012,"","","N","Natural Gas","",{"$nulls":13},3,{"v":0.4777602100541084,"d":"0.4778"},{"v":0.4777602100541084,"d":"0.4778"},{"v":0.4777602100541084,"d":"0.4778"},{"v":0.4777602100541084,"d":"0.4778"},{"$nulls":6},""]
["Bountiful City","3665_G_3",3665,"G","3",null,"Combustion Turbine","IC Engine","WECC_UT","Utah",49,"Davis",11,"49011",1.2,10745,1959,2011,"","","N","Natural Gas, Distillate Fuel Oil","",{"$nulls":13},0.85,{"v":2.0543300185532067,"d":"2.0543"},{"v":2.0543300185532067,"d":"2.0543"},{"v":2.0543300185532067,"d":"2.0543"},{"v":2.0543300185532067,"d":"2.0543"},{"$nulls":6},""]
["Bountiful City","3665_G_4",3665,"G","4",null,"Combustion Turbine","IC Engine","WECC_UT","Utah",49,"Davis",11,"49011",1,10745,1955,2011,"","","N","Natural Gas, Distillate Fuel Oil","",{"$nulls":13},0.85,{"v":2.0543300185532067,"d":"2.0543"},{"v":2.0543300185532067,"d":"2.0543"},{"v":2.0543300185532067,"d":"2.0543"},{"v":2.0543300185532067,"d":"2.0543"},{"$nulls":6},""]
["Bountiful City","3665_G_5",3665,"G","5",null,"Combustion Turbine","IC Engine","WECC_UT","Utah",49,"Davis",11,"49011",1,10745,1957,2011,"","","N","Natural Gas, Distillate Fuel Oil","",{"$nulls":13},0.85,{"v":2.0543300185532067,"d":"2.0543"},{"v":2.0543300185532067,"d":"2.0543"},{"v":2.0543300185532067,"d":"2.0543"},{"v":2.0543300185532067,"d":"2.0543"},{"$nulls":6},""]
["Bountiful City","3665_G_7",3665,"G","7",null,"Combustion Turbine","IC Engine","WECC_UT","Utah",49,"Davis",11,"49011",0.1,12774,1936,2011,"","","N","Distillate Fuel Oil","",{"$nulls":14},{"v":2.3354529520972003,"d":"2.3355"},{"v":2.3354529520972003,"d":"2.3355"},{"v":2.3354529520972003,"d":"2.3355"},{"v":2.3354529520972003,"d":"2.3355"},{"$nulls":6},""]
["Vermont Yankee","3751_G_1",3751,"G","1",null,"Nuclear","","NENGREST","Vermont",50,"Windham",25,"50025",620.3,10460,1972,2014,"","","N","Nuclear Fuel","",{"$nulls":14},0,0,0,0,{"$nulls":6},""]
["Chesapeake","3803_G_7",3803,"G","7",null,"Combustion Turbine","Combustion Turbine","PJM_Dom","Virginia",51,"Chesapeake",550,"51550",16,20937,1969,2011,"","","N","Distillate Fuel Oil","",{"$nulls":13},2.64,{"v":0.7653828280223779,"d":"0.7654"},{"v":0.7653828280223779,"d":"0.7654"},{"v":0.7653828280223779,"d":"0.7654"},{"v":0.7653828280223779,"d":"0.7654"},{"$nulls":6},""]
["Chesapeake","3803_G_8",3803,"G","8",null,"Combustion Turbine","Combustion Turbine","PJM_Dom","Virginia",51,"Chesapeake",550,"51550",16,20937,1969,2011,"","","N","Distillate Fuel Oil","",{"$nulls":13},2.64,{"v":0.7653828280223779,"d":"0.7654"},{"v":0.7653828280223779,"d":"0.7654"},{"v":0.7653828280223779,"d":"0.7654"},{"v":0.7653828280223779,"d":"0.7654"},{"$nulls":6},""]
["Chesapeake","3803_G_9",3803,"G","9",null,"Combustion Turbine","Combustion Turbine","PJM_Dom","Virginia",51,"Chesapeake",550,"51550",16,20937,1970,2011,"","","N","Distillate Fuel Oil","",{"$nulls":13},2.64,{"v":0.7653828280223779,"d":"0.7654"},{"v":0.7653828280223779,"d":"0.7654"},{"v":0.7653828280223779,"d":"0.7654"},{"v":0.7653828280223779,"d":"0.7654"},{"$nulls":6},""]
["Condit","3846_G_1",3846,"G","1",null,"Hydro","","WECC_PNW","Washington",53,"Klickitat",39,"53039",7.7,0,1913,2011,"","","N","Hydro","",{"$nulls":14},0,0,0,0,{"$nulls":6},""]
["Condit","3846_G_2",3846,"G","2",null,"Hydro","","WECC_PNW","Washington",53,"Klickitat",39,"53039",7.4,0,1913,2011,"","","N","Hydro","",{"$nulls":14},0,0,0,0,{"$nulls":6},""]
["Wanapum","3888_G_1",3888,"G","1",null,"Hydro","","WECC_PNW","Washington",53,"Grant",25,"53025",97,0,1963,2012,"","","N","Hydro","",{"$nulls":14},0,0,0,0,{"$nulls":6},""]
["Wanapum","3888_G_10",3888,"G","10",null,"Hydro","","WECC_PNW","Washington",53,"Grant",25,"53025",112,0,1963,2013,"","","N","Hydro","",{"$nulls":14},0,0,0,0,{"$nulls":6},""]
["Wanapum","3888_G_7",3888,"G","7",null,"Hydro","","WECC_PNW","Washington",53,"Grant",25,"53025",115,0,1963,2010,"","","N","Hydro","",{"$nulls":14},0,0,0,0,{"$nulls":6},""]
["Wanapum","3888_G_8",3888,"G","8",null,"Hydro","","WECC_PNW","Washington",53,"Grant",25,"53025",112,0,1963,2015,"","","N","Hydro","",{"$nulls":14},0,0,0,0,{"$nulls":6},""]
["Eagle River","4062_G_1",4062,"G","1",null,"Combustion Turbine","IC Engine","MIS_WUMS","Wisconsin",55,"Vilas",125,"55125",2.1,11503,1964,2011,"","","N","Distillate Fuel Oil","",{"$nulls":13},3,{"v":2.3354529520972003,"d":"2.3355"},{"v":2.3354529520972003,"d":"2.3355"},{"v":2.3354529520972003,"d":"2.3355"},{"v":2.3354529520972003,"d":"2.3355"},{"$nulls":6},""]
["Eagle River","4062_G_2",4062,"G","2",null,"Combustion Turbine","IC Engine","MIS_WUMS","Wisconsin",55,"Vilas",125,"55125",2.1,12372,1964,2011,"","","N","Distillate Fuel Oil","",{"$nulls":13},3,{"v":2.3354529520972003,"d":"2.3355"},{"v":2.3354529520972003,"d":"2.3355"},{"v":2.3354529520972003,"d":"2.3355"},{"v":2.3354529520972003,"d":"2.3355"},{"$nulls":6},""]
["New Badger","4120_G_1",4120,"G","1",null,"Hydro","","MIS_WUMS","Wisconsin",55,"Outagamie",87,"55087",1.8,0,1928,2012,"","","N","Hydro","",{"$nulls":14},0,0,0,0,{"$nulls":6},""]
["New Badger","4120_G_2",4120,"G","2",null,"Hydro","","MIS_WUMS","Wisconsin",55,"Outagamie",87,"55087",1.8,0,1928,2012,"","","N","Hydro","",{"$nulls":14},0,0,0,0,{"$nulls":6},""]
["Old Badger","4121_G_3",4121,"G","3",null,"Hydro","","MIS_WUMS","Wisconsin",55,"Outagamie",87,"55087",1,0,1907,2012,"","","N","Hydro","",{"$nulls":14},0,0,0,0,{"$nulls":6},""]
["Old Badger","4121_G_4",4121,"G","4",null,"Hydro","","MIS_WUMS","Wisconsin",55,"Outagamie",87,"55087",1,0,1907,2012,"","","N","Hydro","",{"$nulls":14},0,0,0,0,{"$nulls":6},""]
["Endicott Station","4259_G_2",4259,"G","2",null,"Combustion Turbine","IC Engine","MIS_LMI","Michigan",26,"HILLSDALE",59,"26059",1.6,13336,2006,2012,"","","N","Distillate Fuel Oil","",{"$nulls":14},{"v":2.3354529520972003,"d":"2.3355"},{"v":2.3354529520972003,"d":"2.3355"},{"v":2.3354529520972003,"d":"2.3355"},{"v":2.3354529520972003,"d":"2.3355"},{"$nulls":6},""]
["Endicott Station","4259_G_3",4259,"G","3",null,"Combustion Turbine","IC Engine","MIS_LMI","Michigan",26,"HILLSDALE",59,"26059",1.6,14233,2006,2012,"","","N","Distillate Fuel Oil","",{"$nulls":14},{"v":2.3354529520972003,"d":"2.3355"},{"v":2.3354529520972003,"d":"2.3355"},{"v":2.3354529520972003,"d":"2.3355"},{"v":2.3354529520972003,"d":"2.3355"},{"$nulls":6},""]
["Chalk Cliff Cogen","50003_G_GEN1",50003,"G","GEN1",null,"Combustion Turbine","Combustion Turbine","WEC_CALN","California",6,"Kern",29,"06029",46,8700,1990,2015,"","","Y","Natural Gas","",{"$nulls":13},0.74,0.0267,0.0267,0.0267,0.0267,{"$nulls":6},""]
["Tillotson Rubber","50095_G_HG1",50095,"G","HG1",null,"Hydro","","NENGREST","New Hampshire",33,"Coos",7,"33007",0.1,0,1980,2011,"","","N","Hydro","",{"$nulls":14},0,0,0,0,{"$nulls":6},""]
["United Cogen","50104_G_G-1",50104,"G","G-1",null,"Combined Cycle","","WECC_SF","California",6,"San Mateo",81,"06081",22,9714,1985,2012,"","","Y","Natural Gas, Distillate Fuel Oil","",{"$nulls":14},{"v":0.012,"d":"0.0120"},{"v":0.012,"d":"0.0120"},{"v":0.012,"d":"0.0120"},{"v":0.012,"d":"0.0120"},{"$nulls":6},""]
["United Cogen","50104_G_G-2",50104,"G","G-2",null,"Combined Cycle","","WECC_SF","California",6,"San Mateo",81,"06081",7,9714,1985,2012,"","","Y","Natural Gas","",{"$nulls":14},{"v":0.008,"d":"0.0080"},{"v":0.008,"d":"0.0080"},{"v":0.008,"d":"0.0080"},{"v":0.008,"d":"0.0080"},{"$nulls":6},""]
["Onondaga Energy Partners LP","50346_G_ON1",50346,"G","ON1",null,"Landfill Gas","","NY_Z_C&E","New York",36,"Onondaga",67,"36067",0.6,13500,1987,2010,"","","N","Landfill Gas","",{"$nulls":14},{"v":0.04394744404747715,"d":"0.0439"},{"v":0.04394744404747715,"d":"0.0439"},{"v":0.04394744404747715,"d":"0.0439"},{"v":0.04394744404747715,"d":"0.0439"},{"$nulls":6},""]
["Ware Energy","50419_G_GEN1",50419,"G","GEN1",null,"Biomass","","NENGREST","Massachusetts",25,"Hampshire",15,"25015",8.7,24604,1986,2012,"","","N","Biomass","",{"$nulls":14},{"v":0.22926295483445053,"d":"0.2293"},{"v":0.22926295483445053,"d":"0.2293"},{"v":0.22926295483445053,"d":"0.2293"},{"v":0.22926295483445053,"d":"0.2293"},{"$nulls":6},""]
["Lake Gas Recovery","50575_G_GEN3",50575,"G","GEN3",null,"Landfill Gas","","PJM_COMD","Illinois",17,"Cook",31,"17031",2.9,19987,1993,2016,"","","N","Landfill Gas","",{"$nulls":14},{"v":0.04394744404747715,"d":"0.0439"},{"v":0.04394744404747715,"d":"0.0439"},{"v":0.04394744404747715,"d":"0.0439"},{"v":0.04394744404747715,"d":"0.0439"},{"$nulls":6},""]
["KMS Crossroads","50693_G_DG-1",50693,"G","DG-1",null,"Combustion Turbine","IC Engine","PJM_EMAC","New Jersey",34,"Bergen",3,"34003",0.1,12774,1988,2011,"","","Y","Natural Gas","",{"$nulls":13},0.000452,0.3337,0.3337,0.3337,0.3337,{"$nulls":6},""]
["KMS Crossroads","50693_G_DG-3",50693,"G","DG-3",null,"Combustion Turbine","IC Engine","PJM_EMAC","New Jersey",34,"Bergen",3,"34003",0.1,12774,1988,2011,"","","Y","Natural Gas","",{"$nulls":14},0.3337,0.3337,0.3337,0.3337,{"$nulls":6},""]
["KMS Crossroads","50693_G_TG-4",50693,"G","TG-4",null,"Combustion Turbine","Combustion Turbine","PJM_EMAC","New Jersey",34,"Bergen",3,"34003",0.1,19311,1996,2011,"","","Y","Natural Gas","",{"$nulls":14},{"v":0.18366846931454198,"d":"0.1837"},{"v":0.18366846931454198,"d":"0.1837"},{"v":0.18366846931454198,"d":"0.1837"},{"v":0.18366846931454198,"d":"0.1837"},{"$nulls":6},""]
["Ormesa IH","50762_G_OE11",50762,"G","OE11",null,"Geothermal","","WECC_IID","California",6,"Imperial",25,"06025",1,9760,1989,2016,"","","N","Geothermal","",{"$nulls":14},0,0,0,0,0.4625,0.4625,0.4625,{"$nulls":3},""]
["Ormesa IE","50764_G_OE10",50764,"G","OE10",null,"Geothermal","","WECC_IID","California",6,"Imperial",25,"06025",0.6,9760,1988,2009,"","","N","Geothermal","",{"$nulls":14},0,0,0,0,0.4625,0.4625,0.4625,{"$nulls":3},""]
["Ormesa IE","50764_G_OE11",50764,"G","OE11",null,"Geothermal","","WECC_IID","California",6,"Imperial",25,"06025",1,9760,1988,2009,"","","N","Geothermal","",{"$nulls":14},0,0,0,0,0.4625,0.4625,0.4625,{"$nulls":3},""]
["Ormesa IE","50764_G_OE12",50764,"G","OE12",null,"Geothermal","","WECC_IID","California",6,"Imperial",25,"06025",0.6,9760,1988,2009,"","","N","Geothermal","",{"$nulls":14},0,0,0,0,0.4625,0.4625,0.4625,{"$nulls":3},""]
["Ormesa IE","50764_G_OEC1",50764,"G","OEC1",null,"Geothermal","","WECC_IID","California",6,"Imperial",25,"06025",1,9760,1988,2009,"","","N","Geothermal","",{"$nulls":14},0,0,0,0,0.4625,0.4625,0.4625,{"$nulls":3},""]
["Ormesa IE","50764_G_OEC2",50764,"G","OEC2",null,"Geothermal","","WECC_IID","California",6,"Imperial",25,"06025",0.6,9760,1988,2009,"","","N","Geothermal","",{"$nulls":14},0,0,0,0,0.4625,0.4625,0.4625,{"$nulls":3},""]
["Ormesa IE","50764_G_OEC3",50764,"G","OEC3",null,"Geothermal","","WECC_IID","California",6,"Imperial",25,"06025",1,9760,1988,2009,"","","N","Geothermal","",{"$nulls":14},0,0,0,0,0.4625,0.4625,0.4625,{"$nulls":3},""]
["Ormesa IE","50764_G_OEC4",50764,"G","OEC4",null,"Geothermal","","WECC_IID","California",6,"Imperial",25,"06025",0.6,9760,1988,2009,"","","N","Geothermal","",{"$nulls":14},0,0,0,0,0.4625,0.4625,0.4625,{"$nulls":3},""]
["Ormesa IE","50764_G_OEC5",50764,"G","OEC5",null,"Geothermal","","WECC_IID","California",6,"Imperial",25,"06025",1,9760,1988,2009,"","","N","Geothermal","",{"$nulls":14},0,0,0,0,0.4625,0.4625,0.4625,{"$nulls":3},""]
["Ormesa IE","50764_G_OEC6",50764,"G","OEC6",null,"Geothermal","","WECC_IID","California",6,"Imperial",25,"06025",0.6,9760,1988,2009,"","","N","Geothermal","",{"$nulls":14},0,0,0,0,0.4625,0.4625,0.4625,{"$nulls":3},""]
["Ormesa IE","50764_G_OEC7",50764,"G","OEC7",null,"Geothermal","","WECC_IID","California",6,"Imperial",25,"06025",1,9760,1988,2009,"","","N","Geothermal","",{"$nulls":14},0,0,0,0,0.4625,0.4625,0.4625,{"$nulls":3},""]
["Ormesa IE","50764_G_OEC8",50764,"G","OEC8",null,"Geothermal","","WECC_IID","California",6,"Imperial",25,"06025",0.6,9760,1988,2009,"","","N","Geothermal","",{"$nulls":14},0,0,0,0,0.4625,0.4625,0.4625,{"$nulls":3},""]
["Ormesa IE","50764_G_OEC9",50764,"G","OEC9",null,"Geothermal","","WECC_IID","California",6,"Imperial",25,"06025",1,9760,1988,2009,"","","N","Geothermal","",{"$nulls":14},0,0,0,0,0.4625,0.4625,0.4625,{"$nulls":3},""]
["Ormesa I","50766_G_OE1",50766,"G","OE1",null,"Geothermal","","WECC_IID","California",6,"Imperial",25,"06025",0.7,9760,1986,2003,"","","N","Geothermal","",{"$nulls":14},0,0,0,0,0.4625,0.4625,0.4625,{"$nulls":3},""]
["Ormesa I","50766_G_OE10",50766,"G","OE10",null,"Geothermal","","WECC_IID","California",6,"Imperial",25,"06025",0.7,9760,1986,2003,"","","N","Geothermal","",{"$nulls":14},0,0,0,0,0.4625,0.4625,0.4625,{"$nulls":3},""]
["Ormesa I","50766_G_OE13",50766,"G","OE13",null,"Geothermal","","WECC_IID","California",6,"Imperial",25,"06025",0.7,9760,1986,2003,"","","N","Geothermal","",{"$nulls":14},0,0,0,0,0.4625,0.4625,0.4625,{"$nulls":3},""]
["Ormesa I","50766_G_OE16",50766,"G","OE16",null,"Geothermal","","WECC_IID","California",6,"Imperial",25,"06025",0.7,9760,1986,2003,"","","N","Geothermal","",{"$nulls":14},0,0,0,0,0.4625,0.4625,0.4625,{"$nulls":3},""]
["Ormesa I","50766_G_OE2",50766,"G","OE2",null,"Geothermal","","WECC_IID","California",6,"Imperial",25,"06025",0.7,9760,1986,2003,"","","N","Geothermal","",{"$nulls":14},0,0,0,0,0.4625,0.4625,0.4625,{"$nulls":3},""]
["Ormesa I","50766_G_OE23",50766,"G","OE23",null,"Geothermal","","WECC_IID","California",6,"Imperial",25,"06025",0.9,9760,1986,2008,"","","N","Geothermal","",{"$nulls":14},0,0,0,0,0.4625,0.4625,0.4625,{"$nulls":3},""]
["Ormesa I","50766_G_OE26",50766,"G","OE26",null,"Geothermal","","WECC_IID","California",6,"Imperial",25,"06025",0.9,9760,1986,2012,"","","N","Geothermal","",{"$nulls":14},0,0,0,0,0.4625,0.4625,0.4625,{"$nulls":3},""]
["Ormesa I","50766_G_OE27",50766,"G","OE27",null,"Geothermal","","WECC_IID","California",6,"Imperial",25,"06025",0.9,9760,1986,2003,"","","N","Geothermal","",{"$nulls":14},0,0,0,0,0.4625,0.4625,0.4625,{"$nulls":3},""]
["Ormesa I","50766_G_OE28",50766,"G","OE28",null,"Geothermal","","WECC_IID","California",6,"Imperial",25,"06025",0.9,9760,1986,2003,"","","N","Geothermal","",{"$nulls":14},0,0,0,0,0.4625,0.4625,0.4625,{"$nulls":3},""]
["Ormesa I","50766_G_OE3",50766,"G","OE3",null,"Geothermal","","WECC_IID","California",6,"Imperial",25,"06025",0.9,9760,1986,2003,"","","N","Geothermal","",{"$nulls":14},0,0,0,0,0.4625,0.4625,0.4625,{"$nulls":3},""]
["Ormesa I","50766_G_OE4",50766,"G","OE4",null,"Geothermal","","WECC_IID","California",6,"Imperial",25,"06025",0.7,9760,1986,2003,"","","N","Geothermal","",{"$nulls":14},0,0,0,0,0.4625,0.4625,0.4625,{"$nulls":3},""]
["Ormesa I","50766_G_OE5",50766,"G","OE5",null,"Geothermal","","WECC_IID","California",6,"Imperial",25,"06025",1.1,9760,1986,2003,"","","N","Geothermal","",{"$nulls":14},0,0,0,0,0.4625,0.4625,0.4625,{"$nulls":3},""]
["Ormesa I","50766_G_OE6",50766,"G","OE6",null,"Geothermal","","WECC_IID","California",6,"Imperial",25,"06025",1.1,9760,1986,2003,"","","N","Geothermal","",{"$nulls":14},0,0,0,0,0.4625,0.4625,0.4625,{"$nulls":3},""]
["Ormesa I","50766_G_OE7",50766,"G","OE7",null,"Geothermal","","WECC_IID","California",6,"Imperial",25,"06025",0.7,9760,1986,2003,"","","N","Geothermal","",{"$nulls":14},0,0,0,0,0.4625,0.4625,0.4625,{"$nulls":3},""]
["Ormesa I","50766_G_OE8",50766,"G","OE8",null,"Geothermal","","WECC_IID","California",6,"Imperial",25,"06025",0.7,9760,1986,2003,"","","N","Geothermal","",{"$nulls":14},0,0,0,0,0.4625,0.4625,0.4625,{"$nulls":3},""]
["Ormesa I","50766_G_OE9",50766,"G","OE9",null,"Geothermal","","WECC_IID","California",6,"Imperial",25,"06025",0.7,9760,1986,2003,"","","N","Geothermal","",{"$nulls":14},0,0,0,0,0.4625,0.4625,0.4625,{"$nulls":3},""]
["McKittrick Cogen","52076_G_GEN1",52076,"G","GEN1",null,"Combustion Turbine","Combustion Turbine","WEC_CALN","California",6,"KERN",29,"06029",3,8700,1984,2012,"","","Y","Natural Gas","",{"$nulls":13},0.74,0.0267,0.0267,0.0267,0.0267,{"$nulls":6},""]
["McKittrick Cogen","52076_G_GEN2",52076,"G","GEN2",null,"Combustion Turbine","Combustion Turbine","WEC_CALN","California",6,"KERN",29,"06029",3,8700,1984,2012,"","","Y","Natural Gas","",{"$nulls":13},0.74,0.0267,0.0267,0.0267,0.0267,{"$nulls":6},""]
["McKittrick Cogen","52076_G_GEN3",52076,"G","GEN3",null,"Combustion Turbine","Combustion Turbine","WEC_CALN","California",6,"KERN",29,"06029",3,8700,1984,2012,"","","Y","Natural Gas","",{"$nulls":13},0.74,0.0267,0.0267,0.0267,0.0267,{"$nulls":6},""]
["Kern River Fee B Cogen","52092_G_GEN1",52092,"G","GEN1",null,"Combustion Turbine","Combustion Turbine","WEC_CALN","California",6,"Kern",29,"06029",3.2,16091,1987,2011,"","","Y","Natural Gas","",{"$nulls":14},0.0267,0.0267,0.0267,0.0267,{"$nulls":6},""]
["Kern River Fee A Cogen","52094_G_GEN1",52094,"G","GEN1",null,"Combustion Turbine","Combustion Turbine","WEC_CALN","California",6,"Kern",29,"06029",3.2,8700,1986,2011,"","","Y","Natural Gas","",{"$nulls":13},0.74,0.0267,0.0267,0.0267,0.0267,{"$nulls":6},""]
["Kern River Fee A Cogen","52094_G_GEN2",52094,"G","GEN2",null,"Combustion Turbine","Combustion Turbine","WEC_CALN","California",6,"Kern",29,"06029",3.2,8700,1986,2011,"","","Y","Natural Gas","",{"$nulls":13},0.74,0.0267,0.0267,0.0267,0.0267,{"$nulls":6},""]
["Kern River Fee C Cogen","52095_G_GEN1",52095,"G","GEN1",null,"Combustion Turbine","Combustion Turbine","WEC_CALN","California",6,"Kern",29,"06029",3.2,8700,1987,2011,"","","Y","Natural Gas","",{"$nulls":13},0.74,0.0267,0.0267,0.0267,0.0267,{"$nulls":6},""]
["Kern River Fee C Cogen","52095_G_GEN2",52095,"G","GEN2",null,"Combustion Turbine","Combustion Turbine","WEC_CALN","California",6,"Kern",29,"06029",3.2,8700,1987,2011,"","","Y","Natural Gas","",{"$nulls":13},0.74,0.0267,0.0267,0.0267,0.0267,{"$nulls":6},""]
["Gantt","53_G_3",53,"G","3",null,"Hydro","","S_SOU","Alabama",1,"Covington",39,"01039",1,0,1926,2015,"","","N","Hydro","",{"$nulls":14},0,0,0,0,{"$nulls":6},""]
["Blanco Compressor Station","54221_G_1",54221,"G","1",null,"O/G Steam","","WECC_NM","New Mexico",35,"San Juan",45,"35045",1,11887,1956,2011,"","","N","Natural Gas","",{"$nulls":13},0.7890867906976743,{"v":0.18860045038594314,"d":"0.1886"},{"v":0.18860045038594314,"d":"0.1886"},{"v":0.18860045038594314,"d":"0.1886"},{"v":0.18860045038594314,"d":"0.1886"},{"$nulls":6},""]
["Blanco Compressor Station","54221_G_2",54221,"G","2",null,"O/G Steam","","WECC_NM","New Mexico",35,"San Juan",45,"35045",1,11887,1956,2011,"","","N","Natural Gas","",{"$nulls":13},0.7890867906976743,{"v":0.18860045038594314,"d":"0.1886"},{"v":0.18860045038594314,"d":"0.1886"},{"v":0.18860045038594314,"d":"0.1886"},{"v":0.18860045038594314,"d":"0.1886"},{"$nulls":6},""]
["Nelson Plant Generators","54245_G_EXI1",54245,"G","EXI1",null,"Combustion Turbine","IC Engine","WECC_AZ","Arizona",4,"Yavapai",25,"04025",1.1,13652,1990,2011,"","","N","Distillate Fuel Oil","",{"$nulls":14},{"v":2.3354529520972003,"d":"2.3355"},{"v":2.3354529520972003,"d":"2.3355"},{"v":2.3354529520972003,"d":"2.3355"},{"v":2.3354529520972003,"d":"2.3355"},{"$nulls":6},""]
["Nelson Plant Generators","54245_G_EXI2",54245,"G","EXI2",null,"Combustion Turbine","IC Engine","WECC_AZ","Arizona",4,"Yavapai",25,"04025",1.1,13652,1990,2010,"","","N","Distillate Fuel Oil","",{"$nulls":14},{"v":2.3354529520972003,"d":"2.3355"},{"v":2.3354529520972003,"d":"2.3355"},{"v":2.3354529520972003,"d":"2.3355"},{"v":2.3354529520972003,"d":"2.3355"},{"$nulls":6},""]
["BJ Gas Recovery","54392_G_GEN1",54392,"G","GEN1",null,"Landfill Gas","","S_SOU","Georgia",13,"Gwinnett",135,"13135",0.8,13500,1993,2016,"","","N","Landfill Gas","",{"$nulls":14},{"v":0.04394744404747715,"d":"0.0439"},{"v":0.04394744404747715,"d":"0.0439"},{"v":0.04394744404747715,"d":"0.0439"},{"v":0.04394744404747715,"d":"0.0439"},{"$nulls":6},""]
["San Gorgonio Windplant WPP1993","54454_G_GEN3",54454,"G","GEN3",null,"Wind","","WECC_SCE","California",6,"Riverside",65,"06065",34,0,1994,2011,"","","N","Wind","",{"$nulls":14},0,0,0,0,{"$nulls":6},""]
["Ormesa II","54724_G_OE11",54724,"G","OE11",null,"Geothermal","","WECC_IID","California",6,"Imperial",25,"06025",0.9,9760,1987,2007,"","","N","Geothermal","",{"$nulls":14},0,0,0,0,0.4625,0.4625,0.4625,{"$nulls":3},""]
["Ormesa II","54724_G_OE12",54724,"G","OE12",null,"Geothermal","","WECC_IID","California",6,"Imperial",25,"06025",0.9,9760,1987,2007,"","","N","Geothermal","",{"$nulls":14},0,0,0,0,0.4625,0.4625,0.4625,{"$nulls":3},""]
["Ormesa II","54724_G_OE13",54724,"G","OE13",null,"Geothermal","","WECC_IID","California",6,"Imperial",25,"06025",0.9,9760,1987,2007,"","","N","Geothermal","",{"$nulls":14},0,0,0,0,0.4625,0.4625,0.4625,{"$nulls":3},""]
["Ormesa II","54724_G_OE21",54724,"G","OE21",null,"Geothermal","","WECC_IID","California",6,"Imperial",25,"06025",0.9,9760,1987,2007,"","","N","Geothermal","",{"$nulls":14},0,0,0,0,0.4625,0.4625,0.4625,{"$nulls":3},""]
["Ormesa II","54724_G_OE22",54724,"G","OE22",null,"Geothermal","","WECC_IID","California",6,"Imperial",25,"06025",0.9,9760,1987,2007,"","","N","Geothermal","",{"$nulls":14},0,0,0,0,0.4625,0.4625,0.4625,{"$nulls":3},""]
["Ormesa II","54724_G_OE23",54724,"G","OE23",null,"Geothermal","","WECC_IID","California",6,"Imperial",25,"06025",0.9,9760,1987,2007,"","","N","Geothermal","",{"$nulls":14},0,0,0,0,0.4625,0.4625,0.4625,{"$nulls":3},""]
["Ormesa II","54724_G_OE24",54724,"G","OE24",null,"Geothermal","","WECC_IID","California",6,"Imperial",25,"06025",0.9,9760,1987,2007,"","","N","Geothermal","",{"$nulls":14},0,0,0,0,0.4625,0.4625,0.4625,{"$nulls":3},""]
["Ormesa II","54724_G_OE25",54724,"G","OE25",null,"Geothermal","","WECC_IID","California",6,"Imperial",25,"06025",0.9,9760,1987,2007,"","","N","Geothermal","",{"$nulls":14},0,0,0,0,0.4625,0.4625,0.4625,{"$nulls":3},""]
["Ormesa II","54724_G_OE26",54724,"G","OE26",null,"Geothermal","","WECC_IID","California",6,"Imperial",25,"06025",0.9,9760,1987,2007,"","","N","Geothermal","",{"$nulls":14},0,0,0,0,0.4625,0.4625,0.4625,{"$nulls":3},""]
["Ormesa II","54724_G_OE27",54724,"G","OE27",null,"Geothermal","","WECC_IID","California",6,"Imperial",25,"06025",0.9,9760,1987,2007,"","","N","Geothermal","",{"$nulls":14},0,0,0,0,0.4625,0.4625,0.4625,{"$nulls":3},""]
["Ormesa II","54724_G_OEC1",54724,"G","OEC1",null,"Geothermal","","WECC_IID","California",6,"Imperial",25,"06025",0.9,9760,1987,2007,"","","N","Geothermal","",{"$nulls":14},0,0,0,0,0.4625,0.4625,0.4625,{"$nulls":3},""]
["Ormesa II","54724_G_OEC2",54724,"G","OEC2",null,"Geothermal","","WECC_IID","California",6,"Imperial",25,"06025",0.9,9760,1987,2007,"","","N","Geothermal","",{"$nulls":14},0,0,0,0,0.4625,0.4625,0.4625,{"$nulls":3},""]
["Ormesa II","54724_G_OEC3",54724,"G","OEC3",null,"Geothermal","","WECC_IID","California",6,"Imperial",25,"06025",0.9,9760,1987,2007,"","","N","Geothermal","",{"$nulls":14},0,0,0,0,0.4625,0.4625,0.4625,{"$nulls":3},""]
["Ormesa II","54724_G_OEC4",54724,"G","OEC4",null,"Geothermal","","WECC_IID","California",6,"Imperial",25,"06025",0.9,9760,1987,2007,"","","N","Geothermal","",{"$nulls":14},0,0,0,0,0.4625,0.4625,0.4625,{"$nulls":3},""]
["Ormesa II","54724_G_OEC5",54724,"G","OEC5",null,"Geothermal","","WECC_IID","California",6,"Imperial",25,"06025",0.9,9760,1987,2007,"","","N","Geothermal","",{"$nulls":14},0,0,0,0,0.4625,0.4625,0.4625,{"$nulls":3},""]
["Ormesa II","54724_G_OEC6",54724,"G","OEC6",null,"Geothermal","","WECC_IID","California",6,"Imperial",25,"06025",0.9,9760,1987,2007,"","","N","Geothermal","",{"$nulls":14},0,0,0,0,0.4625,0.4625,0.4625,{"$nulls":3},""]
["Ormesa II","54724_G_OEC7",54724,"G","OEC7",null,"Geothermal","","WECC_IID","California",6,"Imperial",25,"06025",0.9,9760,1987,2007,"","","N","Geothermal","",{"$nulls":14},0,0,0,0,0.4625,0.4625,0.4625,{"$nulls":3},""]
["Ormesa II","54724_G_OEC8",54724,"G","OEC8",null,"Geothermal","","WECC_IID","California",6,"Imperial",25,"06025",0.9,9760,1987,2007,"","","N","Geothermal","",{"$nulls":14},0,0,0,0,0.4625,0.4625,0.4625,{"$nulls":3},""]
["Ormesa II","54724_G_OEC9",54724,"G","OEC9",null,"Geothermal","","WECC_IID","California",6,"Imperial",25,"06025",0.9,9760,1987,2007,"","","N","Geothermal","",{"$nulls":14},0,0,0,0,0.4625,0.4625,0.4625,{"$nulls":3},""]
["NRG Norwalk Harbor","548_G_10",548,"G","10",null,"Combustion Turbine","Combustion Turbine","NENG_CT","Connecticut",9,"Fairfield",1,"09001",11.9,10745,1966,2013,"","","N","Distillate Fuel Oil","",{"$nulls":13},0.55,1.0526,1.0526,1.0526,1.0526,{"$nulls":6},""]
["Modern Landfill Production Plant","55142_G_GEN2",55142,"G","GEN2",null,"Landfill Gas","","PJM_EMAC","Pennsylvania",42,"York",133,"42133",3,13500,1998,2013,"","","N","Landfill Gas","",{"$nulls":14},{"v":0.04394744404747715,"d":"0.0439"},{"v":0.04394744404747715,"d":"0.0439"},{"v":0.04394744404747715,"d":"0.0439"},{"v":0.04394744404747715,"d":"0.0439"},{"$nulls":6},""]
["Modern Landfill Production Plant","55142_G_GEN3",55142,"G","GEN3",null,"Landfill Gas","","PJM_EMAC","Pennsylvania",42,"York",133,"42133",3,13500,1998,2013,"","","N","Landfill Gas","",{"$nulls":14},{"v":0.04394744404747715,"d":"0.0439"},{"v":0.04394744404747715,"d":"0.0439"},{"v":0.04394744404747715,"d":"0.0439"},{"v":0.04394744404747715,"d":"0.0439"},{"$nulls":6},""]
["Modern Landfill Production Plant","55142_G_GEN4",55142,"G","GEN4",null,"Landfill Gas","","PJM_EMAC","Pennsylvania",42,"York",133,"42133",3,13500,1998,2013,"","","N","Landfill Gas","",{"$nulls":14},{"v":0.04394744404747715,"d":"0.0439"},{"v":0.04394744404747715,"d":"0.0439"},{"v":0.04394744404747715,"d":"0.0439"},{"v":0.04394744404747715,"d":"0.0439"},{"$nulls":6},""]
["Ina Road Water Pollution Control Fac","55257_G_1",55257,"G","1",null,"Combustion Turbine","IC Engine","WECC_AZ","Arizona",4,"PIMA",19,"04019",0.6,8700,1977,2013,"","","Y","Natural Gas","",{"$nulls":13},0.8,{"v":2.0543300185532067,"d":"2.0543"},{"v":2.0543300185532067,"d":"2.0543"},{"v":2.0543300185532067,"d":"2.0543"},{"v":2.0543300185532067,"d":"2.0543"},{"$nulls":6},""]
["Ina Road Water Pollution Control Fac","55257_G_2",55257,"G","2",null,"Combustion Turbine","IC Engine","WECC_AZ","Arizona",4,"PIMA",19,"04019",0.6,8700,1977,2013,"","","Y","Natural Gas","",{"$nulls":13},0.8,{"v":2.0543300185532067,"d":"2.0543"},{"v":2.0543300185532067,"d":"2.0543"},{"v":2.0543300185532067,"d":"2.0543"},{"v":2.0543300185532067,"d":"2.0543"},{"$nulls":6},""]
["Ina Road Water Pollution Control Fac","55257_G_3",55257,"G","3",null,"Combustion Turbine","IC Engine","WECC_AZ","Arizona",4,"PIMA",19,"04019",0.6,8700,1977,2013,"","","Y","Natural Gas","",{"$nulls":13},0.8,{"v":2.0543300185532067,"d":"2.0543"},{"v":2.0543300185532067,"d":"2.0543"},{"v":2.0543300185532067,"d":"2.0543"},{"v":2.0543300185532067,"d":"2.0543"},{"$nulls":6},""]
["Ina Road Water Pollution Control Fac","55257_G_4",55257,"G","4",null,"Combustion Turbine","IC Engine","WECC_AZ","Arizona",4,"PIMA",19,"04019",0.6,8700,1977,2013,"","","Y","Natural Gas","",{"$nulls":13},0.8,{"v":2.0543300185532067,"d":"2.0543"},{"v":2.0543300185532067,"d":"2.0543"},{"v":2.0543300185532067,"d":"2.0543"},{"v":2.0543300185532067,"d":"2.0543"},{"$nulls":6},""]
["Ina Road Water Pollution Control Fac","55257_G_5",55257,"G","5",null,"Combustion Turbine","IC Engine","WECC_AZ","Arizona",4,"PIMA",19,"04019",0.6,8700,1977,2013,"","","Y","Natural Gas","",{"$nulls":13},0.8,{"v":2.0543300185532067,"d":"2.0543"},{"v":2.0543300185532067,"d":"2.0543"},{"v":2.0543300185532067,"d":"2.0543"},{"v":2.0543300185532067,"d":"2.0543"},{"$nulls":6},""]
["Ina Road Water Pollution Control Fac","55257_G_6",55257,"G","6",null,"Combustion Turbine","IC Engine","WECC_AZ","Arizona",4,"PIMA",19,"04019",0.6,8700,1977,2013,"","","Y","Natural Gas","",{"$nulls":13},0.8,{"v":2.0543300185532067,"d":"2.0543"},{"v":2.0543300185532067,"d":"2.0543"},{"v":2.0543300185532067,"d":"2.0543"},{"v":2.0543300185532067,"d":"2.0543"},{"$nulls":6},""]
["Ina Road Water Pollution Control Fac","55257_G_7",55257,"G","7",null,"Combustion Turbine","IC Engine","WECC_AZ","Arizona",4,"PIMA",19,"04019",0.6,8700,1977,2013,"","","Y","Natural Gas","",{"$nulls":13},0.8,{"v":2.0543300185532067,"d":"2.0543"},{"v":2.0543300185532067,"d":"2.0543"},{"v":2.0543300185532067,"d":"2.0543"},{"v":2.0543300185532067,"d":"2.0543"},{"$nulls":6},""]
["Air Products Port Arthur","55309_G_GEN2",55309,"G","GEN2",null,"Combined Cycle","","S_D_WOTA","Texas",48,"Jefferson",245,"48245",3,9559,2000,2012,"","","Y","Natural Gas","",{"$nulls":13},1.09,{"v":0.04664804364876062,"d":"0.0466"},{"v":0.04664804364876062,"d":"0.0466"},{"v":0.04664804364876062,"d":"0.0466"},{"v":0.04664804364876062,"d":"0.0466"},{"$nulls":6},""]
["Water Filter Plant #2","55534_G_3516",55534,"G","3516",null,"Combustion Turbine","IC Engine","S_VACA","North Carolina",37,"Burke",23,"37023",1.3,10745,1992,2013,"","","N","Distillate Fuel Oil","",{"$nulls":13},2.3000000000000003,{"v":2.3354529520972003,"d":"2.3355"},{"v":2.3354529520972003,"d":"2.3355"},{"v":2.3354529520972003,"d":"2.3355"},{"v":2.3354529520972003,"d":"2.3355"},{"$nulls":6},""]
["Conroe","55555_G_UNT1",55555,"G","UNT1",null,"Landfill Gas","","S_D_WOTA","Texas",48,"Montgomery",339,"48339",1,13500,2003,2012,"","","N","Landfill Gas","",{"$nulls":14},{"v":0.04394744404747715,"d":"0.0439"},{"v":0.04394744404747715,"d":"0.0439"},{"v":0.04394744404747715,"d":"0.0439"},{"v":0.04394744404747715,"d":"0.0439"},{"$nulls":6},""]
["Conroe","55555_G_UNT2",55555,"G","UNT2",null,"Landfill Gas","","S_D_WOTA","Texas",48,"Montgomery",339,"48339",1,13500,2003,2012,"","","N","Landfill Gas","",{"$nulls":14},{"v":0.04394744404747715,"d":"0.0439"},{"v":0.04394744404747715,"d":"0.0439"},{"v":0.04394744404747715,"d":"0.0439"},{"v":0.04394744404747715,"d":"0.0439"},{"$nulls":6},""]
["Conroe","55555_G_UNT3",55555,"G","UNT3",null,"Landfill Gas","","S_D_WOTA","Texas",48,"Montgomery",339,"48339",1,24535,2003,2012,"","","N","Landfill Gas","",{"$nulls":14},{"v":0.04394744404747715,"d":"0.0439"},{"v":0.04394744404747715,"d":"0.0439"},{"v":0.04394744404747715,"d":"0.0439"},{"v":0.04394744404747715,"d":"0.0439"},{"$nulls":6},""]
["Chicopee Electric","55590_G_1",55590,"G","1",null,"Landfill Gas","","NENGREST","Massachusetts",25,"Hampden",13,"25013",0.9,13500,1993,2012,"","","N","Landfill Gas","",{"$nulls":14},{"v":0.04394744404747715,"d":"0.0439"},{"v":0.04394744404747715,"d":"0.0439"},{"v":0.04394744404747715,"d":"0.0439"},{"v":0.04394744404747715,"d":"0.0439"},{"$nulls":6},""]
["Chicopee Electric","55590_G_2",55590,"G","2",null,"Landfill Gas","","NENGREST","Massachusetts",25,"Hampden",13,"25013",0.9,13500,1993,2012,"","","N","Landfill Gas","",{"$nulls":14},{"v":0.04394744404747715,"d":"0.0439"},{"v":0.04394744404747715,"d":"0.0439"},{"v":0.04394744404747715,"d":"0.0439"},{"v":0.04394744404747715,"d":"0.0439"},{"$nulls":6},""]
["South Barrington Electric","55594_G_1",55594,"G","1",null,"Landfill Gas","","PJM_COMD","Illinois",17,"DuPage",43,"17043",0.8,13500,1997,2012,"","","N","Landfill Gas","",{"$nulls":14},{"v":0.04394744404747715,"d":"0.0439"},{"v":0.04394744404747715,"d":"0.0439"},{"v":0.04394744404747715,"d":"0.0439"},{"v":0.04394744404747715,"d":"0.0439"},{"$nulls":6},""]
["South Barrington Electric","55594_G_2",55594,"G","2",null,"Landfill Gas","","PJM_COMD","Illinois",17,"DuPage",43,"17043",0.8,13500,1997,2012,"","","N","Landfill Gas","",{"$nulls":14},{"v":0.04394744404747715,"d":"0.0439"},{"v":0.04394744404747715,"d":"0.0439"},{"v":0.04394744404747715,"d":"0.0439"},{"v":0.04394744404747715,"d":"0.0439"},{"$nulls":6},""]
["Devonshire Power Partners LLC","55761_G_DO3",55761,"G","DO3",null,"Landfill Gas","","PJM_COMD","Illinois",17,"Cook",31,"17031",1,13500,1997,2014,"","","N","Landfill Gas","",{"$nulls":14},{"v":0.04394744404747715,"d":"0.0439"},{"v":0.04394744404747715,"d":"0.0439"},{"v":0.04394744404747715,"d":"0.0439"},{"v":0.04394744404747715,"d":"0.0439"},{"$nulls":6},""]
["Devonshire Power Partners LLC","55761_G_DO4",55761,"G","DO4",null,"Landfill Gas","","PJM_COMD","Illinois",17,"Cook",31,"17031",1,13500,1997,2014,"","","N","Landfill Gas","",{"$nulls":14},{"v":0.04394744404747715,"d":"0.0439"},{"v":0.04394744404747715,"d":"0.0439"},{"v":0.04394744404747715,"d":"0.0439"},{"v":0.04394744404747715,"d":"0.0439"},{"$nulls":6},""]
["Devonshire Power Partners LLC","55761_G_DO5",55761,"G","DO5",null,"Landfill Gas","","PJM_COMD","Illinois",17,"Cook",31,"17031",1,13500,1997,2014,"","","N","Landfill Gas","",{"$nulls":14},{"v":0.04394744404747715,"d":"0.0439"},{"v":0.04394744404747715,"d":"0.0439"},{"v":0.04394744404747715,"d":"0.0439"},{"v":0.04394744404747715,"d":"0.0439"},{"$nulls":6},""]
["Riveside Resource Recovery LLC","55767_G_RO1",55767,"G","RO1",null,"Landfill Gas","","PJM_COMD","Illinois",17,"Will",197,"17197",0.9,14619,1997,2012,"","","N","Landfill Gas","",{"$nulls":14},{"v":0.04394744404747715,"d":"0.0439"},{"v":0.04394744404747715,"d":"0.0439"},{"v":0.04394744404747715,"d":"0.0439"},{"v":0.04394744404747715,"d":"0.0439"},{"$nulls":6},""]
["Avon Energy Partners LLC","55768_G_CH2",55768,"G","CH2",null,"Landfill Gas","","PJM_COMD","Illinois",17,"Cook",31,"17031",0.9,13500,1997,2014,"","","N","Landfill Gas","",{"$nulls":14},{"v":0.04394744404747715,"d":"0.0439"},{"v":0.04394744404747715,"d":"0.0439"},{"v":0.04394744404747715,"d":"0.0439"},{"v":0.04394744404747715,"d":"0.0439"},{"$nulls":6},""]
["Countyside Genco LLC","55773_G_CS1",55773,"G","CS1",null,"Landfill Gas","","PJM_COMD","Illinois",17,"Lake",97,"17097",1.3,15335,2000,2012,"","","N","Landfill Gas","",{"$nulls":14},{"v":0.04394744404747715,"d":"0.0439"},{"v":0.04394744404747715,"d":"0.0439"},{"v":0.04394744404747715,"d":"0.0439"},{"v":0.04394744404747715,"d":"0.0439"},{"$nulls":6},""]
["Countyside Genco LLC","55773_G_CS2",55773,"G","CS2",null,"Landfill Gas","","PJM_COMD","Illinois",17,"Lake",97,"17097",1.3,15335,2000,2012,"","","N","Landfill Gas","",{"$nulls":14},{"v":0.04394744404747715,"d":"0.0439"},{"v":0.04394744404747715,"d":"0.0439"},{"v":0.04394744404747715,"d":"0.0439"},{"v":0.04394744404747715,"d":"0.0439"},{"$nulls":6},""]
["Countyside Genco LLC","55773_G_CS3",55773,"G","CS3",null,"Landfill Gas","","PJM_COMD","Illinois",17,"Lake",97,"17097",1.3,15335,2000,2012,"","","N","Landfill Gas","",{"$nulls":14},{"v":0.04394744404747715,"d":"0.0439"},{"v":0.04394744404747715,"d":"0.0439"},{"v":0.04394744404747715,"d":"0.0439"},{"v":0.04394744404747715,"d":"0.0439"},{"$nulls":6},""]
["Countyside Genco LLC","55773_G_CS4",55773,"G","CS4",null,"Landfill Gas","","PJM_COMD","Illinois",17,"Lake",97,"17097",1.3,15335,2000,2012,"","","N","Landfill Gas","",{"$nulls":14},{"v":0.04394744404747715,"d":"0.0439"},{"v":0.04394744404747715,"d":"0.0439"},{"v":0.04394744404747715,"d":"0.0439"},{"v":0.04394744404747715,"d":"0.0439"},{"$nulls":6},""]
["Countyside Genco LLC","55773_G_CS5",55773,"G","CS5",null,"Landfill Gas","","PJM_COMD","Illinois",17,"Lake",97,"17097",1.3,15335,2000,2012,"","","N","Landfill Gas","",{"$nulls":14},{"v":0.04394744404747715,"d":"0.0439"},{"v":0.04394744404747715,"d":"0.0439"},{"v":0.04394744404747715,"d":"0.0439"},{"v":0.04394744404747715,"d":"0.0439"},{"$nulls":6},""]
["Countyside Genco LLC","55773_G_CS6",55773,"G","CS6",null,"Landfill Gas","","PJM_COMD","Illinois",17,"Lake",97,"17097",1.3,15335,2000,2012,"","","N","Landfill Gas","",{"$nulls":14},{"v":0.04394744404747715,"d":"0.0439"},{"v":0.04394744404747715,"d":"0.0439"},{"v":0.04394744404747715,"d":"0.0439"},{"v":0.04394744404747715,"d":"0.0439"},{"$nulls":6},""]
["Morris Genco LLC","55774_G_MO1",55774,"G","MO1",null,"Landfill Gas","","PJM_COMD","Illinois",17,"Grundy",63,"17063",1.3,14420,2001,2011,"","","N","Landfill Gas","",{"$nulls":14},{"v":0.04394744404747715,"d":"0.0439"},{"v":0.04394744404747715,"d":"0.0439"},{"v":0.04394744404747715,"d":"0.0439"},{"v":0.04394744404747715,"d":"0.0439"},{"$nulls":6},""]
["Morris Genco LLC","55774_G_MO2",55774,"G","MO2",null,"Landfill Gas","","PJM_COMD","Illinois",17,"Grundy",63,"17063",1.3,13500,2001,2011,"","","N","Landfill Gas","",{"$nulls":14},{"v":0.04394744404747715,"d":"0.0439"},{"v":0.04394744404747715,"d":"0.0439"},{"v":0.04394744404747715,"d":"0.0439"},{"v":0.04394744404747715,"d":"0.0439"},{"$nulls":6},""]
["Morris Genco LLC","55774_G_MO3",55774,"G","MO3",null,"Landfill Gas","","PJM_COMD","Illinois",17,"Grundy",63,"17063",1.3,13500,2001,2011,"","","N","Landfill Gas","",{"$nulls":14},{"v":0.04394744404747715,"d":"0.0439"},{"v":0.04394744404747715,"d":"0.0439"},{"v":0.04394744404747715,"d":"0.0439"},{"v":0.04394744404747715,"d":"0.0439"},{"$nulls":6},""]
["Brookhaven Facility","55778_G_BH2",55778,"G","BH2",null,"Landfill Gas","","NY_Z_K","New York",36,"Suffolk",103,"36103",1.2,14000,1995,2012,"","","N","Landfill Gas","",{"$nulls":14},{"v":0.04394744404747715,"d":"0.0439"},{"v":0.04394744404747715,"d":"0.0439"},{"v":0.04394744404747715,"d":"0.0439"},{"v":0.04394744404747715,"d":"0.0439"},{"$nulls":6},""]
["Brookhaven Facility","55778_G_BH3",55778,"G","BH3",null,"Landfill Gas","","NY_Z_K","New York",36,"Suffolk",103,"36103",1.2,13500,1995,2012,"","","N","Landfill Gas","",{"$nulls":14},{"v":0.04394744404747715,"d":"0.0439"},{"v":0.04394744404747715,"d":"0.0439"},{"v":0.04394744404747715,"d":"0.0439"},{"v":0.04394744404747715,"d":"0.0439"},{"$nulls":6},""]
["Brookhaven Facility","55778_G_BH4",55778,"G","BH4",null,"Landfill Gas","","NY_Z_K","New York",36,"Suffolk",103,"36103",1.2,13500,1995,2012,"","","N","Landfill Gas","",{"$nulls":14},{"v":0.04394744404747715,"d":"0.0439"},{"v":0.04394744404747715,"d":"0.0439"},{"v":0.04394744404747715,"d":"0.0439"},{"v":0.04394744404747715,"d":"0.0439"},{"$nulls":6},""]
["Dominoin-Warren County","55939_G_ST02",55939,"G","ST02",null,"Combined Cycle","","PJM_AP","Virginia",51,"Warren",187,"51187",0,7050,2015,2015,"","","N","Natural Gas","",{"$nulls":14},{"v":0.05,"d":"0.0500"},{"v":0.05,"d":"0.0500"},{"v":0.05,"d":"0.0500"},{"v":0.05,"d":"0.0500"},{"$nulls":6},""]
["Fox Valley Energy Center","56037_G_1",56037,"G","1",null,"Non-Fossil Waste","","MIS_WUMS","Wisconsin",55,"Winnebago",139,"55139",6.5,4808,1999,2013,"","","Y","Non-Fossil Waste","",{"$nulls":13},3.2,0,0,0,0,{"$nulls":6},""]
["Gastonia Rankin Lake","56060_G_1",56060,"G","1",null,"Combustion Turbine","IC Engine","S_VACA","North Carolina",37,"Gaston",71,"37071",1.8,25000,2002,2012,"","","N","Distillate Fuel Oil","",{"$nulls":13},2.3000000000000003,{"v":2.3354529520972003,"d":"2.3355"},{"v":2.3354529520972003,"d":"2.3355"},{"v":2.3354529520972003,"d":"2.3355"},{"v":2.3354529520972003,"d":"2.3355"},{"$nulls":6},""]
["Gastonia Duke Street","56061_G_1",56061,"G","1",null,"Combustion Turbine","IC Engine","S_VACA","North Carolina",37,"Gaston",71,"37071",1.8,25000,2002,2012,"","","N","Distillate Fuel Oil","",{"$nulls":13},2.3000000000000003,{"v":2.3354529520972003,"d":"2.3355"},{"v":2.3354529520972003,"d":"2.3355"},{"v":2.3354529520972003,"d":"2.3355"},{"v":2.3354529520972003,"d":"2.3355"},{"$nulls":6},""]
["Maiden Finger Street","56065_G_1",56065,"G","1",null,"Combustion Turbine","IC Engine","S_VACA","North Carolina",37,"Catawba",35,"37035",1.8,25000,2002,2012,"","","N","Distillate Fuel Oil","",{"$nulls":13},2.3000000000000003,{"v":2.3354529520972003,"d":"2.3355"},{"v":2.3354529520972003,"d":"2.3355"},{"v":2.3354529520972003,"d":"2.3355"},{"v":2.3354529520972003,"d":"2.3355"},{"$nulls":6},""]
["Lexington Hickory Street","56066_G_1",56066,"G","1",null,"Combustion Turbine","IC Engine","S_VACA","North Carolina",37,"Davidson",57,"37057",1.8,25000,2002,2012,"","","N","Distillate Fuel Oil","",{"$nulls":13},2.3000000000000003,{"v":2.3354529520972003,"d":"2.3355"},{"v":2.3354529520972003,"d":"2.3355"},{"v":2.3354529520972003,"d":"2.3355"},{"v":2.3354529520972003,"d":"2.3355"},{"$nulls":6},""]
["John Street 1, 3, 4 & 5","56256_G_JS 1",56256,"G","JS 1",null,"Combustion Turbine","IC Engine","NENG_CT","Connecticut",9,"New Haven",9,"09009",2,10745,2005,2011,"","","N","Distillate Fuel Oil","",{"$nulls":4},"SCR",{"$nulls":9},{"v":2.3354529520972003,"d":"2.3355"},{"v":0.46709059041943995,"d":"0.4671"},{"v":2.3354529520972003,"d":"2.3355"},{"v":0.46709059041943995,"d":"0.4671"},{"$nulls":6},""]
["Geneva Generation Facility","56462_G_GEN6",56462,"G","GEN6",null,"Combustion Turbine","IC Engine","PJM_COMD","Illinois",17,"Kane",89,"17089",1.4,10745,2005,2011,"","","N","Distillate Fuel Oil","",{"$nulls":14},{"v":2.3354529520972003,"d":"2.3355"},{"v":2.3354529520972003,"d":"2.3355"},{"v":2.3354529520972003,"d":"2.3355"},{"v":2.3354529520972003,"d":"2.3355"},{"$nulls":6},""]
["Galena 3 Geothermal Power Plant","56541_G_GEN2",56541,"G","GEN2",null,"Geothermal","","WECC_NNV","Nevada",32,"Washoe",31,"32031",7.9,9760,2008,2015,"","","N","Geothermal","",{"$nulls":14},0,0,0,0,0.4563,0.4563,0.4563,{"$nulls":3},""]
["Bridgeport Station","568_G_4",568,"G","4",null,"Combustion Turbine","Combustion Turbine","NENG_CT","Connecticut",9,"Fairfield",1,"09001",18.3,19563,1967,2017,"","","N","Distillate Fuel Oil","",{"$nulls":13},0.33,0.7093,0.7093,0.7093,0.7093,{"$nulls":6},""]
["Middle Point Landfill Gas Recovery","56866_G_1",56866,"G","1",null,"Landfill Gas","","S_C_TVA","Tennessee",47,"RUTHERFORD",149,"47149",1.4,13500,2000,2011,"","","N","Landfill Gas","",{"$nulls":14},{"v":0.04394744404747715,"d":"0.0439"},{"v":0.04394744404747715,"d":"0.0439"},{"v":0.04394744404747715,"d":"0.0439"},{"v":0.04394744404747715,"d":"0.0439"},{"$nulls":6},""]
["Middle Point Landfill Gas Recovery","56866_G_2",56866,"G","2",null,"Landfill Gas","","S_C_TVA","Tennessee",47,"RUTHERFORD",149,"47149",1.4,13500,2000,2011,"","","N","Landfill Gas","",{"$nulls":14},{"v":0.04394744404747715,"d":"0.0439"},{"v":0.04394744404747715,"d":"0.0439"},{"v":0.04394744404747715,"d":"0.0439"},{"v":0.04394744404747715,"d":"0.0439"},{"$nulls":6},""]
["Solar Photovoltaic Project #01","56976_G_S1A",56976,"G","S1A",null,"Solar PV","","WECC_SCE","California",6,"SAN BERNARDINO",71,"06071",0.5,0,2008,2011,"","","N","Solar","",{"$nulls":14},0,0,0,0,{"$nulls":6},""]
["Solar Photovoltaic Project #01","56976_G_S1B",56976,"G","S1B",null,"Solar PV","","WECC_SCE","California",6,"SAN BERNARDINO",71,"06071",0.5,0,2008,2011,"","","N","Solar","",{"$nulls":14},0,0,0,0,{"$nulls":6},""]
["Solar Photovoltaic Project #01","56976_G_S1C",56976,"G","S1C",null,"Solar PV","","WECC_SCE","California",6,"SAN BERNARDINO",71,"06071",0.5,0,2008,2011,"","","N","Solar","",{"$nulls":14},0,0,0,0,{"$nulls":6},""]
["Solar Photovoltaic Project #01","56976_G_S1D",56976,"G","S1D",null,"Solar PV","","WECC_SCE","California",6,"SAN BERNARDINO",71,"06071",0.5,0,2008,2011,"","","N","Solar","",{"$nulls":14},0,0,0,0,{"$nulls":6},""]
["Thermo No 1","57353_G_1",57353,"G","1",null,"Geothermal","","WECC_UT","Utah",49,"BEAVER",1,"49001",7.6,9760,2009,2013,"","","N","Geothermal","",{"$nulls":14},0,0,0,0,0.4563,0.4563,0.4563,{"$nulls":3},""]
["Central Ohio BioEnergy Plant #1","57513_G_COBE1",57513,"G","COBE1",null,"Non-Fossil Waste","","PJM_West","Ohio",39,"Franklin",49,"39049",0.9,14731,2010,2011,"","","Y","Non-Fossil Waste","",{"$nulls":14},0,0,0,0,{"$nulls":6},""]
["Algonquin Power Sanger LLC","57564_G_STG",57564,"G","STG",null,"Combined Cycle","","WEC_CALN","California",6,"Fresno",19,"06019",12.5,7384,1990,2012,"","","N","Natural Gas","",{"$nulls":14},{"v":0.008,"d":"0.0080"},{"v":0.008,"d":"0.0080"},{"v":0.008,"d":"0.0080"},{"v":0.008,"d":"0.0080"},{"$nulls":6},""]
["Seaford","601_G_1",601,"G","1",null,"Combustion Turbine","IC Engine","PJM_EMAC","Delaware",10,"SUSSEX",5,"10005",1.3,12774,1958,2011,"","","N","Distillate Fuel Oil","",{"$nulls":14},{"v":0.392,"d":"0.3920"},{"v":0.392,"d":"0.3920"},{"v":0.392,"d":"0.3920"},{"v":0.392,"d":"0.3920"},{"$nulls":6},""]
["Seaford","601_G_2",601,"G","2",null,"Combustion Turbine","IC Engine","PJM_EMAC","Delaware",10,"SUSSEX",5,"10005",1.3,12774,1954,2011,"","","N","Distillate Fuel Oil","",{"$nulls":14},{"v":0.392,"d":"0.3920"},{"v":0.392,"d":"0.3920"},{"v":0.392,"d":"0.3920"},{"v":0.392,"d":"0.3920"},{"$nulls":6},""]
["Seaford","601_G_3",601,"G","3",null,"Combustion Turbine","IC Engine","PJM_EMAC","Delaware",10,"SUSSEX",5,"10005",1.1,12774,1950,2011,"","","N","Distillate Fuel Oil","",{"$nulls":14},{"v":0.392,"d":"0.3920"},{"v":0.392,"d":"0.3920"},{"v":0.392,"d":"0.3920"},{"v":0.392,"d":"0.3920"},{"$nulls":6},""]
["Seaford","601_G_6",601,"G","6",null,"Combustion Turbine","IC Engine","PJM_EMAC","Delaware",10,"SUSSEX",5,"10005",2,12774,1962,2011,"","","N","Distillate Fuel Oil","",{"$nulls":14},{"v":0.392,"d":"0.3920"},{"v":0.392,"d":"0.3920"},{"v":0.392,"d":"0.3920"},{"v":0.392,"d":"0.3920"},{"$nulls":6},""]
["Seaford","601_G_7",601,"G","7",null,"Combustion Turbine","IC Engine","PJM_EMAC","Delaware",10,"SUSSEX",5,"10005",1.1,12774,1989,2011,"","","N","Distillate Fuel Oil","",{"$nulls":14},{"v":0.392,"d":"0.3920"},{"v":0.392,"d":"0.3920"},{"v":0.392,"d":"0.3920"},{"v":0.392,"d":"0.3920"},{"$nulls":6},""]
["Pittsfield","6237_G_1",6237,"G","1",null,"Combustion Turbine","IC Engine","MIS_IL","Illinois",17,"Pike",149,"17149",1,13914,1949,2011,"","","N","Distillate Fuel Oil","",{"$nulls":13},1,{"v":2.3354529520972003,"d":"2.3355"},{"v":2.3354529520972003,"d":"2.3355"},{"v":2.3354529520972003,"d":"2.3355"},{"v":2.3354529520972003,"d":"2.3355"},{"$nulls":6},""]
["Pittsfield","6237_G_2",6237,"G","2",null,"Combustion Turbine","IC Engine","MIS_IL","Illinois",17,"Pike",149,"17149",1,13914,1949,2011,"","","N","Distillate Fuel Oil","",{"$nulls":13},1,{"v":2.3354529520972003,"d":"2.3355"},{"v":2.3354529520972003,"d":"2.3355"},{"v":2.3354529520972003,"d":"2.3355"},{"v":2.3354529520972003,"d":"2.3355"},{"$nulls":6},""]
["Pittsfield","6237_G_3",6237,"G","3",null,"Combustion Turbine","IC Engine","MIS_IL","Illinois",17,"Pike",149,"17149",1,13914,1949,2011,"","","N","Distillate Fuel Oil","",{"$nulls":13},1,{"v":2.3354529520972003,"d":"2.3355"},{"v":2.3354529520972003,"d":"2.3355"},{"v":2.3354529520972003,"d":"2.3355"},{"v":2.3354529520972003,"d":"2.3355"},{"$nulls":6},""]
["Pittsfield","6237_G_4",6237,"G","4",null,"Combustion Turbine","IC Engine","MIS_IL","Illinois",17,"Pike",149,"17149",2.7,14483,1955,2011,"","","N","Distillate Fuel Oil","",{"$nulls":13},1,{"v":2.3354529520972003,"d":"2.3355"},{"v":2.3354529520972003,"d":"2.3355"},{"v":2.3354529520972003,"d":"2.3355"},{"v":2.3354529520972003,"d":"2.3355"},{"$nulls":6},""]
["Pittsfield","6237_G_5",6237,"G","5",null,"Combustion Turbine","IC Engine","MIS_IL","Illinois",17,"Pike",149,"17149",2.7,13807,1955,2011,"","","N","Distillate Fuel Oil","",{"$nulls":13},1,{"v":2.3354529520972003,"d":"2.3355"},{"v":2.3354529520972003,"d":"2.3355"},{"v":2.3354529520972003,"d":"2.3355"},{"v":2.3354529520972003,"d":"2.3355"},{"$nulls":6},""]
["Avon Park","624_G_P1",624,"G","P1",null,"Combustion Turbine","Combustion Turbine","FRCC","Florida",12,"Highlands",55,"12055",24,16963,1968,2016,"","","N","Natural Gas, Distillate Fuel Oil","",{"$nulls":13},1.00223823,{"v":0.2736017155123964,"d":"0.2736"},{"v":0.2736017155123964,"d":"0.2736"},{"v":0.2736017155123964,"d":"0.2736"},{"v":0.2736017155123964,"d":"0.2736"},{"$nulls":6},""]
["Avon Park","624_G_P2",624,"G","P2",null,"Combustion Turbine","Combustion Turbine","FRCC","Florida",12,"Highlands",55,"12055",24,16964,1968,2016,"","","N","Distillate Fuel Oil","",{"$nulls":13},1.00223823,{"v":0.46286608907346416,"d":"0.4629"},{"v":0.46286608907346416,"d":"0.4629"},{"v":0.46286608907346416,"d":"0.4629"},{"v":0.46286608907346416,"d":"0.4629"},{"$nulls":6},""]
["G E Turner","629_G_P1",629,"G","P1",null,"Combustion Turbine","Combustion Turbine","FRCC","Florida",12,"Volusia",127,"12127",10,14954,1970,2016,"","","N","Distillate Fuel Oil","",{"$nulls":13},0.501119115,{"v":0.6255158812340577,"d":"0.6255"},{"v":0.6255158812340577,"d":"0.6255"},{"v":0.6255158812340577,"d":"0.6255"},{"v":0.6255158812340577,"d":"0.6255"},{"$nulls":6},""]
["G E Turner","629_G_P2",629,"G","P2",null,"Combustion Turbine","Combustion Turbine","FRCC","Florida",12,"Volusia",127,"12127",10,14954,1970,2016,"","","N","Distillate Fuel Oil","",{"$nulls":13},0.501119115,{"v":0.6255158812340577,"d":"0.6255"},{"v":0.6255158812340577,"d":"0.6255"},{"v":0.6255158812340577,"d":"0.6255"},{"v":0.6255158812340577,"d":"0.6255"},{"$nulls":6},""]
["Higgins","630_G_P1",630,"G","P1",null,"Combustion Turbine","Combustion Turbine","FRCC","Florida",12,"Pinellas",103,"12103",25,16794,1969,2016,"","","N","Natural Gas, Distillate Fuel Oil","",{"$nulls":13},0.501119115,{"v":0.22734102509114307,"d":"0.2273"},{"v":0.22734102509114307,"d":"0.2273"},{"v":0.22734102509114307,"d":"0.2273"},{"v":0.22734102509114307,"d":"0.2273"},{"$nulls":6},""]
["Higgins","630_G_P2",630,"G","P2",null,"Combustion Turbine","Combustion Turbine","FRCC","Florida",12,"Pinellas",103,"12103",25,16791,1969,2016,"","","N","Natural Gas, Distillate Fuel Oil","",{"$nulls":13},0.501119115,{"v":0.2885438674614804,"d":"0.2885"},{"v":0.2885438674614804,"d":"0.2885"},{"v":0.2885438674614804,"d":"0.2885"},{"v":0.2885438674614804,"d":"0.2885"},{"$nulls":6},""]
["Higgins","630_G_P3",630,"G","P3",null,"Combustion Turbine","Combustion Turbine","FRCC","Florida",12,"Pinellas",103,"12103",33,16780,1970,2016,"","","N","Natural Gas, Distillate Fuel Oil","",{"$nulls":13},0.501119115,{"v":0.48285344995140916,"d":"0.4829"},{"v":0.48285344995140916,"d":"0.4829"},{"v":0.48285344995140916,"d":"0.4829"},{"v":0.48285344995140916,"d":"0.4829"},{"$nulls":6},""]
["Higgins","630_G_P4",630,"G","P4",null,"Combustion Turbine","Combustion Turbine","FRCC","Florida",12,"Pinellas",103,"12103",30,16799,1971,2016,"","","N","Natural Gas, Distillate Fuel Oil","",{"$nulls":13},0.501119115,{"v":0.35492358628838927,"d":"0.3549"},{"v":0.35492358628838927,"d":"0.3549"},{"v":0.35492358628838927,"d":"0.3549"},{"v":0.35492358628838927,"d":"0.3549"},{"$nulls":6},""]
["Rio Pinar","637_G_P1",637,"G","P1",null,"Combustion Turbine","Combustion Turbine","FRCC","Florida",12,"Orange",95,"12095",12,16406,1970,2016,"","","N","Distillate Fuel Oil","",{"$nulls":13},0.501119115,{"v":0.6255158812340577,"d":"0.6255"},{"v":0.6255158812340577,"d":"0.6255"},{"v":0.6255158812340577,"d":"0.6255"},{"v":0.6255158812340577,"d":"0.6255"},{"$nulls":6},""]
["Kensico","650_G_1",650,"G","1",null,"Hydro","","NY_Z_G-I","New York",36,"Westchester",119,"36119",0.8,0,1983,2012,"","","N","Hydro","",{"$nulls":14},0,0,0,0,{"$nulls":6},""]
["Kensico","650_G_2",650,"G","2",null,"Hydro","","NY_Z_G-I","New York",36,"Westchester",119,"36119",0.8,0,1983,2012,"","","N","Hydro","",{"$nulls":14},0,0,0,0,{"$nulls":6},""]
["Kensico","650_G_3",650,"G","3",null,"Hydro","","NY_Z_G-I","New York",36,"Westchester",119,"36119",0.8,0,1983,2012,"","","N","Hydro","",{"$nulls":14},0,0,0,0,{"$nulls":6},""]
["Battle Mountain","6509_G_1",6509,"G","1",null,"Combustion Turbine","IC Engine","WECC_NNV","Nevada",32,"Lander",15,"32015",1.8,12774,1967,2011,"","","N","Distillate Fuel Oil","",{"$nulls":13},1.4000000000000001,{"v":2.3354529520972003,"d":"2.3355"},{"v":2.3354529520972003,"d":"2.3355"},{"v":2.3354529520972003,"d":"2.3355"},{"v":2.3354529520972003,"d":"2.3355"},{"$nulls":6},""]
["Battle Mountain","6509_G_2",6509,"G","2",null,"Combustion Turbine","IC Engine","WECC_NNV","Nevada",32,"Lander",15,"32015",1.8,12774,1967,2011,"","","N","Distillate Fuel Oil","",{"$nulls":13},1.4000000000000001,{"v":2.3354529520972003,"d":"2.3355"},{"v":2.3354529520972003,"d":"2.3355"},{"v":2.3354529520972003,"d":"2.3355"},{"v":2.3354529520972003,"d":"2.3355"},{"$nulls":6},""]
["Battle Mountain","6509_G_3",6509,"G","3",null,"Combustion Turbine","IC Engine","WECC_NNV","Nevada",32,"Lander",15,"32015",1.8,12774,1967,2011,"","","N","Distillate Fuel Oil","",{"$nulls":13},1.4000000000000001,{"v":2.3354529520972003,"d":"2.3355"},{"v":2.3354529520972003,"d":"2.3355"},{"v":2.3354529520972003,"d":"2.3355"},{"v":2.3354529520972003,"d":"2.3355"},{"$nulls":6},""]
["Battle Mountain","6509_G_4",6509,"G","4",null,"Combustion Turbine","IC Engine","WECC_NNV","Nevada",32,"Lander",15,"32015",1.8,12774,1967,2011,"","","N","Distillate Fuel Oil","",{"$nulls":13},1.4000000000000001,{"v":2.3354529520972003,"d":"2.3355"},{"v":2.3354529520972003,"d":"2.3355"},{"v":2.3354529520972003,"d":"2.3355"},{"v":2.3354529520972003,"d":"2.3355"},{"$nulls":6},""]
["Valley Road","6530_G_1",6530,"G","1",null,"Combustion Turbine","IC Engine","WECC_NNV","Nevada",32,"Washoe",31,"32031",2,12774,1960,2011,"","","N","Distillate Fuel Oil","",{"$nulls":13},1.4000000000000001,{"v":2.3354529520972003,"d":"2.3355"},{"v":2.3354529520972003,"d":"2.3355"},{"v":2.3354529520972003,"d":"2.3355"},{"v":2.3354529520972003,"d":"2.3355"},{"$nulls":6},""]
["Valley Road","6530_G_2",6530,"G","2",null,"Combustion Turbine","IC Engine","WECC_NNV","Nevada",32,"Washoe",31,"32031",2,12774,1960,2011,"","","N","Distillate Fuel Oil","",{"$nulls":13},1.4000000000000001,{"v":2.3354529520972003,"d":"2.3355"},{"v":2.3354529520972003,"d":"2.3355"},{"v":2.3354529520972003,"d":"2.3355"},{"v":2.3354529520972003,"d":"2.3355"},{"$nulls":6},""]
["Valley Road","6530_G_3",6530,"G","3",null,"Combustion Turbine","IC Engine","WECC_NNV","Nevada",32,"Washoe",31,"32031",2,12774,1960,2011,"","","N","Distillate Fuel Oil","",{"$nulls":13},1.4000000000000001,{"v":2.3354529520972003,"d":"2.3355"},{"v":2.3354529520972003,"d":"2.3355"},{"v":2.3354529520972003,"d":"2.3355"},{"v":2.3354529520972003,"d":"2.3355"},{"$nulls":6},""]
["Winnemucca","6533_G_1",6533,"G","1",null,"Combustion Turbine","Combustion Turbine","WECC_NNV","Nevada",32,"Humboldt",13,"32013",15,17662,1970,2011,"","","N","Natural Gas","",{"$nulls":13},1.4000000000000001,{"v":0.4777602100541084,"d":"0.4778"},{"v":0.4777602100541084,"d":"0.4778"},{"v":0.4777602100541084,"d":"0.4778"},{"v":0.4777602100541084,"d":"0.4778"},{"$nulls":6},""]
["Little Mountain","6553_G_1",6553,"G","1",null,"Combustion Turbine","Combustion Turbine","WECC_UT","Utah",49,"Weber",57,"49057",14,19101,1971,2011,"","","N","Natural Gas, Distillate Fuel Oil","",{"$nulls":13},0.85,{"v":0.4777602100541084,"d":"0.4778"},{"v":0.4777602100541084,"d":"0.4778"},{"v":0.4777602100541084,"d":"0.4778"},{"v":0.4777602100541084,"d":"0.4778"},{"$nulls":6},""]
["Block Island","6567_G_19",6567,"G","19",null,"Combustion Turbine","IC Engine","NENGREST","Rhode Island",44,"Washington",9,"44009",1,11443,1993,2012,"","","N","Distillate Fuel Oil","",{"$nulls":4},"SCR",{"$nulls":8},1.121,{"v":2.3354529520972003,"d":"2.3355"},{"v":0.46709059041943995,"d":"0.4671"},{"v":2.3354529520972003,"d":"2.3355"},{"v":0.46709059041943995,"d":"0.4671"},{"$nulls":6},""]
["G W Ivey","665_G_10",665,"G","10",null,"Combustion Turbine","IC Engine","FRCC","Florida",12,"Miami-Dade",86,"12086",2,12567,1958,2013,"","","N","Natural Gas, Distillate Fuel Oil","",{"$nulls":14},{"v":2.0543300185532067,"d":"2.0543"},{"v":2.0543300185532067,"d":"2.0543"},{"v":2.0543300185532067,"d":"2.0543"},{"v":2.0543300185532067,"d":"2.0543"},{"$nulls":6},""]
["G W Ivey","665_G_11",665,"G","11",null,"Combustion Turbine","IC Engine","FRCC","Florida",12,"Miami-Dade",86,"12086",3,12567,1965,2013,"","","N","Natural Gas, Distillate Fuel Oil","",{"$nulls":14},{"v":2.0543300185532067,"d":"2.0543"},{"v":2.0543300185532067,"d":"2.0543"},{"v":2.0543300185532067,"d":"2.0543"},{"v":2.0543300185532067,"d":"2.0543"},{"$nulls":6},""]
["G W Ivey","665_G_12",665,"G","12",null,"Combustion Turbine","IC Engine","FRCC","Florida",12,"Miami-Dade",86,"12086",3,12774,1965,2013,"","","N","Natural Gas, Distillate Fuel Oil","",{"$nulls":14},{"v":2.0543300185532067,"d":"2.0543"},{"v":2.0543300185532067,"d":"2.0543"},{"v":2.0543300185532067,"d":"2.0543"},{"v":2.0543300185532067,"d":"2.0543"},{"$nulls":6},""]
["G W Ivey","665_G_8",665,"G","8",null,"Combustion Turbine","IC Engine","FRCC","Florida",12,"Miami-Dade",86,"12086",2,12567,1954,2013,"","","N","Natural Gas, Distillate Fuel Oil","",{"$nulls":14},{"v":2.0543300185532067,"d":"2.0543"},{"v":2.0543300185532067,"d":"2.0543"},{"v":2.0543300185532067,"d":"2.0543"},{"v":2.0543300185532067,"d":"2.0543"},{"$nulls":6},""]
["G W Ivey","665_G_9",665,"G","9",null,"Combustion Turbine","IC Engine","FRCC","Florida",12,"Miami-Dade",86,"12086",2,12567,1958,2013,"","","N","Natural Gas, Distillate Fuel Oil","",{"$nulls":14},{"v":2.0543300185532067,"d":"2.0543"},{"v":2.0543300185532067,"d":"2.0543"},{"v":2.0543300185532067,"d":"2.0543"},{"v":2.0543300185532067,"d":"2.0543"},{"$nulls":6},""]
["Medicine Bow","692_G_CLIP",692,"G","CLIP",null,"Wind","","WECC_WY","Wyoming",56,"Carbon",7,"56007",2.5,0,2005,2011,"","","N","Wind","",{"$nulls":14},0,0,0,0,{"$nulls":6},""]
["Barnett Shoals","701_G_1",701,"G","1",null,"Hydro","","S_SOU","Georgia",13,"Oconee",219,"13219",0.2,0,1910,2010,"","","N","Hydro","",{"$nulls":14},0,0,0,0,{"$nulls":6},""]
["Barnett Shoals","701_G_2",701,"G","2",null,"Hydro","","S_SOU","Georgia",13,"Oconee",219,"13219",0.2,0,1910,2010,"","","N","Hydro","",{"$nulls":14},0,0,0,0,{"$nulls":6},""]
["Barnett Shoals","701_G_3",701,"G","3",null,"Hydro","","S_SOU","Georgia",13,"Oconee",219,"13219",0.2,0,1910,2010,"","","N","Hydro","",{"$nulls":14},0,0,0,0,{"$nulls":6},""]
["Barnett Shoals","701_G_4",701,"G","4",null,"Hydro","","S_SOU","Georgia",13,"Oconee",219,"13219",0.2,0,1910,2010,"","","N","Hydro","",{"$nulls":14},0,0,0,0,{"$nulls":6},""]
["Bowen","703_G_6",703,"G","6",null,"Combustion Turbine","Combustion Turbine","S_SOU","Georgia",13,"Bartow",15,"13015",32,16552,1971,2013,"","","N","Distillate Fuel Oil","",{"$nulls":13},3.09,{"v":0.7046230769230769,"d":"0.7046"},{"v":0.7046230769230769,"d":"0.7046"},{"v":0.7046230769230769,"d":"0.7046"},{"v":0.7046230769230769,"d":"0.7046"},{"$nulls":6},""]
["Heber City","7111_G_NA3",7111,"G","NA3",null,"Combustion Turbine","IC Engine","WECC_UT","Utah",49,"Wasatch",51,"49051",0.6,10745,1987,2012,"","","N","Natural Gas","",{"$nulls":13},0.85,{"v":2.0543300185532067,"d":"2.0543"},{"v":2.0543300185532067,"d":"2.0543"},{"v":2.0543300185532067,"d":"2.0543"},{"v":2.0543300185532067,"d":"2.0543"},{"$nulls":6},""]
["Boulevard","732_G_2",732,"G","2",null,"Combustion Turbine","Combustion Turbine","S_SOU","Georgia",13,"Chatham",51,"13051",14,21878,1970,2013,"","","N","Natural Gas, Distillate Fuel Oil","",{"$nulls":14},{"v":0.6646168964356675,"d":"0.6646"},{"v":0.6646168964356675,"d":"0.6646"},{"v":0.6646168964356675,"d":"0.6646"},{"v":0.6646168964356675,"d":"0.6646"},{"$nulls":6},""]
["Boulevard","732_G_3",732,"G","3",null,"Combustion Turbine","Combustion Turbine","S_SOU","Georgia",13,"Chatham",51,"13051",14,22033,1970,2013,"","","N","Natural Gas, Distillate Fuel Oil","",{"$nulls":14},{"v":0.6646168964356675,"d":"0.6646"},{"v":0.6646168964356675,"d":"0.6646"},{"v":0.6646168964356675,"d":"0.6646"},{"v":0.6646168964356675,"d":"0.6646"},{"$nulls":6},""]
["Alliant Techsystems","7376_G_1",7376,"G","1",null,"Combustion Turbine","IC Engine","MIS_MNWI","Minnesota",27,"Hennepin",53,"27053",1.6,12774,1994,2015,"","","N","Distillate Fuel Oil","",{"$nulls":14},{"v":2.3354529520972003,"d":"2.3355"},{"v":2.3354529520972003,"d":"2.3355"},{"v":2.3354529520972003,"d":"2.3355"},{"v":2.3354529520972003,"d":"2.3355"},{"$nulls":6},""]
["Oneida Casino","7602_G_1",7602,"G","1",null,"Combustion Turbine","IC Engine","MIS_WUMS","Wisconsin",55,"Brown",9,"55009",1.8,10745,1996,2011,"","","N","Distillate Fuel Oil","",{"$nulls":13},3,{"v":2.3354529520972003,"d":"2.3355"},{"v":2.3354529520972003,"d":"2.3355"},{"v":2.3354529520972003,"d":"2.3355"},{"v":2.3354529520972003,"d":"2.3355"},{"$nulls":6},""]
["Oneida Casino","7602_G_2",7602,"G","2",null,"Combustion Turbine","IC Engine","MIS_WUMS","Wisconsin",55,"Brown",9,"55009",1.8,10745,1996,2011,"","","N","Distillate Fuel Oil","",{"$nulls":13},3,{"v":2.3354529520972003,"d":"2.3355"},{"v":2.3354529520972003,"d":"2.3355"},{"v":2.3354529520972003,"d":"2.3355"},{"v":2.3354529520972003,"d":"2.3355"},{"$nulls":6},""]
["Lawrence County Station","7948_G_2",7948,"G","2",null,"Combustion Turbine","Combustion Turbine","MIS_INKY","Indiana",18,"Lawrence",93,"18093",44,10745,2005,2015,"","","N","Natural Gas","",{"$nulls":13},0.006,{"v":0.08832361416179385,"d":"0.0883"},{"v":0.08832361416179385,"d":"0.0883"},{"v":0.08832361416179385,"d":"0.0883"},{"v":0.08832361416179385,"d":"0.0883"},{"$nulls":6},""]
["State St Generating","7970_G_1",7970,"G","1",null,"Combustion Turbine","IC Engine","MIS_LMI","Michigan",26,"BRANCH",23,"26023",1.8,10745,2001,2012,"","","N","Distillate Fuel Oil","",{"$nulls":13},1.67,{"v":2.3354529520972003,"d":"2.3355"},{"v":2.3354529520972003,"d":"2.3355"},{"v":2.3354529520972003,"d":"2.3355"},{"v":2.3354529520972003,"d":"2.3355"},{"$nulls":6},""]
["State St Generating","7970_G_2",7970,"G","2",null,"Combustion Turbine","IC Engine","MIS_LMI","Michigan",26,"BRANCH",23,"26023",1.8,10745,2001,2012,"","","N","Distillate Fuel Oil","",{"$nulls":13},1.67,{"v":2.3354529520972003,"d":"2.3355"},{"v":2.3354529520972003,"d":"2.3355"},{"v":2.3354529520972003,"d":"2.3355"},{"v":2.3354529520972003,"d":"2.3355"},{"$nulls":6},""]
["State St Generating","7970_G_3",7970,"G","3",null,"Combustion Turbine","IC Engine","MIS_LMI","Michigan",26,"BRANCH",23,"26023",1.8,10745,2001,2012,"","","N","Distillate Fuel Oil","",{"$nulls":13},1.67,{"v":2.3354529520972003,"d":"2.3355"},{"v":2.3354529520972003,"d":"2.3355"},{"v":2.3354529520972003,"d":"2.3355"},{"v":2.3354529520972003,"d":"2.3355"},{"$nulls":6},""]
["State St Generating","7970_G_4",7970,"G","4",null,"Combustion Turbine","IC Engine","MIS_LMI","Michigan",26,"BRANCH",23,"26023",1.8,10745,2001,2012,"","","N","Distillate Fuel Oil","",{"$nulls":13},1.67,{"v":2.3354529520972003,"d":"2.3355"},{"v":2.3354529520972003,"d":"2.3355"},{"v":2.3354529520972003,"d":"2.3355"},{"v":2.3354529520972003,"d":"2.3355"},{"$nulls":6},""]
["State St Generating","7970_G_5",7970,"G","5",null,"Combustion Turbine","IC Engine","MIS_LMI","Michigan",26,"BRANCH",23,"26023",1.8,10745,2001,2012,"","","N","Distillate Fuel Oil","",{"$nulls":13},1.67,{"v":2.3354529520972003,"d":"2.3355"},{"v":2.3354529520972003,"d":"2.3355"},{"v":2.3354529520972003,"d":"2.3355"},{"v":2.3354529520972003,"d":"2.3355"},{"$nulls":6},""]
["State St Generating","7970_G_6",7970,"G","6",null,"Combustion Turbine","IC Engine","MIS_LMI","Michigan",26,"BRANCH",23,"26023",1.8,10745,2001,2012,"","","N","Distillate Fuel Oil","",{"$nulls":13},1.67,{"v":2.3354529520972003,"d":"2.3355"},{"v":2.3354529520972003,"d":"2.3355"},{"v":2.3354529520972003,"d":"2.3355"},{"v":2.3354529520972003,"d":"2.3355"},{"$nulls":6},""]
["State St Generating","7970_G_7",7970,"G","7",null,"Combustion Turbine","IC Engine","MIS_LMI","Michigan",26,"BRANCH",23,"26023",1.8,10745,2001,2012,"","","N","Distillate Fuel Oil","",{"$nulls":13},1.67,{"v":2.3354529520972003,"d":"2.3355"},{"v":2.3354529520972003,"d":"2.3355"},{"v":2.3354529520972003,"d":"2.3355"},{"v":2.3354529520972003,"d":"2.3355"},{"$nulls":6},""]
["State St Generating","7970_G_8",7970,"G","8",null,"Combustion Turbine","IC Engine","MIS_LMI","Michigan",26,"BRANCH",23,"26023",1.8,10745,2001,2012,"","","N","Distillate Fuel Oil","",{"$nulls":13},1.67,{"v":2.3354529520972003,"d":"2.3355"},{"v":2.3354529520972003,"d":"2.3355"},{"v":2.3354529520972003,"d":"2.3355"},{"v":2.3354529520972003,"d":"2.3355"},{"$nulls":6},""]
["State St Generating","7970_G_9",7970,"G","9",null,"Combustion Turbine","IC Engine","MIS_LMI","Michigan",26,"BRANCH",23,"26023",1.8,10745,2001,2012,"","","N","Distillate Fuel Oil","",{"$nulls":13},1.67,{"v":2.3354529520972003,"d":"2.3355"},{"v":2.3354529520972003,"d":"2.3355"},{"v":2.3354529520972003,"d":"2.3355"},{"v":2.3354529520972003,"d":"2.3355"},{"$nulls":6},""]
["Hutsonville","863_G_D1",863,"G","D1",null,"Combustion Turbine","IC Engine","MIS_IL","Illinois",17,"Crawford",33,"17033",3,12774,1968,2011,"","","N","Distillate Fuel Oil","",{"$nulls":13},1,{"v":2.3354529520972003,"d":"2.3355"},{"v":2.3354529520972003,"d":"2.3355"},{"v":2.3354529520972003,"d":"2.3355"},{"v":2.3354529520972003,"d":"2.3355"},{"$nulls":6},""]
["Oglesby","894_G_1",894,"G","1",null,"Combustion Turbine","Combustion Turbine","MIS_IL","Illinois",17,"La Salle",99,"17099",13.5,16538,1970,2013,"","","N","Natural Gas, Distillate Fuel Oil","",{"$nulls":13},1,{"v":0.4777602100541084,"d":"0.4778"},{"v":0.4777602100541084,"d":"0.4778"},{"v":0.4777602100541084,"d":"0.4778"},{"v":0.4777602100541084,"d":"0.4778"},{"$nulls":6},""]
["Oglesby","894_G_2",894,"G","2",null,"Combustion Turbine","Combustion Turbine","MIS_IL","Illinois",17,"La Salle",99,"17099",13.5,16313,1970,2013,"","","N","Natural Gas, Distillate Fuel Oil","",{"$nulls":13},1,{"v":0.4777602100541084,"d":"0.4778"},{"v":0.4777602100541084,"d":"0.4778"},{"v":0.4777602100541084,"d":"0.4778"},{"v":0.4777602100541084,"d":"0.4778"},{"$nulls":6},""]
["Oglesby","894_G_3",894,"G","3",null,"Combustion Turbine","Combustion Turbine","MIS_IL","Illinois",17,"La Salle",99,"17099",13.5,16313,1970,2013,"","","N","Natural Gas, Distillate Fuel Oil","",{"$nulls":13},1,{"v":0.4777602100541084,"d":"0.4778"},{"v":0.4777602100541084,"d":"0.4778"},{"v":0.4777602100541084,"d":"0.4778"},{"v":0.4777602100541084,"d":"0.4778"},{"$nulls":6},""]
["Oglesby","894_G_4",894,"G","4",null,"Combustion Turbine","Combustion Turbine","MIS_IL","Illinois",17,"La Salle",99,"17099",13.5,16313,1970,2013,"","","N","Natural Gas, Distillate Fuel Oil","",{"$nulls":13},1,{"v":0.4777602100541084,"d":"0.4778"},{"v":0.4777602100541084,"d":"0.4778"},{"v":0.4777602100541084,"d":"0.4778"},{"v":0.4777602100541084,"d":"0.4778"},{"$nulls":6},""]
["Stallings","895_G_1",895,"G","1",null,"Combustion Turbine","Combustion Turbine","MIS_IL","Illinois",17,"Madison",119,"17119",20.5,24990,1970,2013,"","","N","Natural Gas","",{"$nulls":13},1,{"v":0.4777602100541084,"d":"0.4778"},{"v":0.4777602100541084,"d":"0.4778"},{"v":0.4777602100541084,"d":"0.4778"},{"v":0.4777602100541084,"d":"0.4778"},{"$nulls":6},""]
["Stallings","895_G_2",895,"G","2",null,"Combustion Turbine","Combustion Turbine","MIS_IL","Illinois",17,"Madison",119,"17119",20.5,25000,1970,2013,"","","N","Natural Gas","",{"$nulls":13},1,{"v":0.4777602100541084,"d":"0.4778"},{"v":0.4777602100541084,"d":"0.4778"},{"v":0.4777602100541084,"d":"0.4778"},{"v":0.4777602100541084,"d":"0.4778"},{"$nulls":6},""]
["Stallings","895_G_3",895,"G","3",null,"Combustion Turbine","Combustion Turbine","MIS_IL","Illinois",17,"Madison",119,"17119",20.5,25000,1970,2013,"","","N","Natural Gas","",{"$nulls":13},1,{"v":0.4777602100541084,"d":"0.4778"},{"v":0.4777602100541084,"d":"0.4778"},{"v":0.4777602100541084,"d":"0.4778"},{"v":0.4777602100541084,"d":"0.4778"},{"$nulls":6},""]
["Stallings","895_G_4",895,"G","4",null,"Combustion Turbine","Combustion Turbine","MIS_IL","Illinois",17,"Madison",119,"17119",20.5,25000,1970,2013,"","","N","Natural Gas","",{"$nulls":13},1,{"v":0.4777602100541084,"d":"0.4778"},{"v":0.4777602100541084,"d":"0.4778"},{"v":0.4777602100541084,"d":"0.4778"},{"v":0.4777602100541084,"d":"0.4778"},{"$nulls":6},""]
["Peru","955_G_10",955,"G","10",null,"Combustion Turbine","IC Engine","MIS_IL","Illinois",17,"La Salle",99,"17099",2,12774,2003,2011,"","","N","Distillate Fuel Oil","",{"$nulls":13},1,{"v":2.3354529520972003,"d":"2.3355"},{"v":2.3354529520972003,"d":"2.3355"},{"v":2.3354529520972003,"d":"2.3355"},{"v":2.3354529520972003,"d":"2.3355"},{"$nulls":6},""]
["Peru","955_G_3",955,"G","3",null,"Combustion Turbine","IC Engine","MIS_IL","Illinois",17,"La Salle",99,"17099",1.8,12774,2002,2010,"","","N","Distillate Fuel Oil","",{"$nulls":13},1,{"v":2.3354529520972003,"d":"2.3355"},{"v":2.3354529520972003,"d":"2.3355"},{"v":2.3354529520972003,"d":"2.3355"},{"v":2.3354529520972003,"d":"2.3355"},{"$nulls":6},""]
["Peru","955_G_7",955,"G","7",null,"Combustion Turbine","IC Engine","MIS_IL","Illinois",17,"La Salle",99,"17099",1.8,12774,2002,2010,"","","N","Distillate Fuel Oil","",{"$nulls":13},1,{"v":2.3354529520972003,"d":"2.3355"},{"v":2.3354529520972003,"d":"2.3355"},{"v":2.3354529520972003,"d":"2.3355"},{"v":2.3354529520972003,"d":"2.3355"},{"$nulls":6},""]
["Peru","955_G_8",955,"G","8",null,"Combustion Turbine","IC Engine","MIS_IL","Illinois",17,"La Salle",99,"17099",2,12774,2003,2010,"","","N","Distillate Fuel Oil","",{"$nulls":13},1,{"v":2.3354529520972003,"d":"2.3355"},{"v":2.3354529520972003,"d":"2.3355"},{"v":2.3354529520972003,"d":"2.3355"},{"v":2.3354529520972003,"d":"2.3355"},{"$nulls":6},""]
["Peru","955_G_9",955,"G","9",null,"Combustion Turbine","IC Engine","MIS_IL","Illinois",17,"La Salle",99,"17099",2,12774,2003,2010,"","","N","Distillate Fuel Oil","",{"$nulls":13},1,{"v":2.3354529520972003,"d":"2.3355"},{"v":2.3354529520972003,"d":"2.3355"},{"v":2.3354529520972003,"d":"2.3355"},{"v":2.3354529520972003,"d":"2.3355"},{"$nulls":6},""]
["Peru","955_G_IC1",955,"G","IC1",null,"Combustion Turbine","IC Engine","MIS_IL","Illinois",17,"La Salle",99,"17099",6,12774,1973,2011,"","","N","Distillate Fuel Oil","",{"$nulls":13},1,{"v":2.3354529520972003,"d":"2.3355"},{"v":2.3354529520972003,"d":"2.3355"},{"v":2.3354529520972003,"d":"2.3355"},{"v":2.3354529520972003,"d":"2.3355"},{"$nulls":6},""]
["Peru","955_G_IC2",955,"G","IC2",null,"Combustion Turbine","IC Engine","MIS_IL","Illinois",17,"La Salle",99,"17099",1.8,12774,2000,2010,"","","N","Distillate Fuel Oil","",{"$nulls":13},1,{"v":2.3354529520972003,"d":"2.3355"},{"v":2.3354529520972003,"d":"2.3355"},{"v":2.3354529520972003,"d":"2.3355"},{"v":2.3354529520972003,"d":"2.3355"},{"$nulls":6},""]
["Peru","955_G_IC3",955,"G","IC3",null,"Combustion Turbine","IC Engine","MIS_IL","Illinois",17,"La Salle",99,"17099",1.8,12774,2000,2011,"","","N","Distillate Fuel Oil","",{"$nulls":13},1,{"v":2.3354529520972003,"d":"2.3355"},{"v":2.3354529520972003,"d":"2.3355"},{"v":2.3354529520972003,"d":"2.3355"},{"v":2.3354529520972003,"d":"2.3355"},{"$nulls":6},""]
["Rantoul","958_G_5",958,"G","5",null,"Combustion Turbine","IC Engine","MIS_IL","Illinois",17,"Champaign",19,"17019",0.7,10745,1964,2012,"","","N","Distillate Fuel Oil","",{"$nulls":14},{"v":2.3354529520972003,"d":"2.3355"},{"v":2.3354529520972003,"d":"2.3355"},{"v":2.3354529520972003,"d":"2.3355"},{"v":2.3354529520972003,"d":"2.3355"},{"$nulls":6},""]
["Palos Verdes Gas to Energy","10473_B_B501",10473,"B","B501",null,"Landfill Gas","","WECC_SCE","California",6,"Los Angeles",37,"06037",1.2,19906,1988,2011,"","","N","Landfill Gas","",{"$nulls":14},{"v":0.04394744404747715,"d":"0.0439"},{"v":0.04394744404747715,"d":"0.0439"},{"v":0.04394744404747715,"d":"0.0439"},{"v":0.04394744404747715,"d":"0.0439"},{"$nulls":6},""]
["Koppers Susquehanna Plant","10731_B_1",10731,"B","1",null,"Biomass","","PJM_WMAC","Pennsylvania",42,"LYCOMING",81,"42081",12,19992,1988,2013,"","","Y","Biomass","",{"$nulls":14},{"v":0.22926295483445053,"d":"0.2293"},{"v":0.22926295483445053,"d":"0.2293"},{"v":0.22926295483445053,"d":"0.2293"},{"v":0.22926295483445053,"d":"0.2293"},{"$nulls":6},""]
["Seaford Delaware Plant","10793_B_BLR5",10793,"B","BLR5",null,"O/G Steam","","PJM_EMAC","Delaware",10,"Sussex",5,"10005",9,8300,1939,2010,"","","Y","Natural Gas","",{"$nulls":4},"SCR",{"$nulls":9},{"v":0.016900196283803,"d":"0.0169"},{"v":0.016900196283803,"d":"0.0169"},{"v":0.016900196283803,"d":"0.0169"},{"v":0.016900196283803,"d":"0.0169"},{"$nulls":6},""]
["Saguaro","118_B_1",118,"B","1",null,"O/G Steam","","WECC_AZ","Arizona",4,"Pinal",21,"04021",110,13196,1954,2013,"","","N","Natural Gas, Residual Fuel Oil","",{"$nulls":13},1,0.1548,0.1548,0.1548,0.1548,{"$nulls":6},""]
["Saguaro","118_B_2",118,"B","2",null,"O/G Steam","","WECC_AZ","Arizona",4,"Pinal",21,"04021",100,13154,1955,2013,"","","N","Natural Gas, Residual Fuel Oil","",{"$nulls":13},1,0.0818,0.0818,0.0818,0.0818,{"$nulls":6},""]
["Pratt","1317_B_4",1317,"B","4",null,"O/G Steam","","SPP_N","Kansas",20,"Pratt",151,"20151",5.8,14500,1953,2012,"","","N","Natural Gas","",{"$nulls":14},{"v":0.23464734870002554,"d":"0.2346"},{"v":0.23464734870002554,"d":"0.2346"},{"v":0.23464734870002554,"d":"0.2346"},{"v":0.23464734870002554,"d":"0.2346"},{"$nulls":6},""]
["Garden City","1336_B_GC3",1336,"B","GC3",null,"O/G Steam","","SPP_N","Kansas",20,"Finney",55,"20055",8.7,12410,1962,2013,"","","N","Natural Gas","",{"$nulls":13},3,{"v":0.27543501532575165,"d":"0.2754"},{"v":0.27543501532575165,"d":"0.2754"},{"v":0.27543501532575165,"d":"0.2754"},{"v":0.27543501532575165,"d":"0.2754"},{"$nulls":6},""]
["Nine Mile Point","1403_B_1",1403,"B","1",null,"O/G Steam","","S_D_AMSO","Louisiana",22,"Jefferson",51,"22051",50,12176,1951,2011,"","","N","Natural Gas","",{"$nulls":13},5.260578604651162,0.0567,0.0567,0.0567,0.0567,{"$nulls":6},""]
["Nine Mile Point","1403_B_2",1403,"B","2",null,"O/G Steam","","S_D_AMSO","Louisiana",22,"Jefferson",51,"22051",107,10896,1953,2011,"","","N","Natural Gas, Distillate Fuel Oil","",{"$nulls":13},5.260578604651162,{"v":0.2602458860258394,"d":"0.2602"},{"v":0.2602458860258394,"d":"0.2602"},{"v":0.2602458860258394,"d":"0.2602"},{"v":0.2602458860258394,"d":"0.2602"},{"$nulls":6},""]
["Sterlington","1404_B_10",1404,"B","10",null,"O/G Steam","","S_D_REST","Louisiana",22,"Ouachita",73,"22073",212,10896,1958,2012,"","","N","Natural Gas","",{"$nulls":13},5.260578604651162,{"v":0.2602458860258394,"d":"0.2602"},{"v":0.2602458860258394,"d":"0.2602"},{"v":0.2602458860258394,"d":"0.2602"},{"v":0.2602458860258394,"d":"0.2602"},{"$nulls":6},""]
["Michoud","1409_B_1",1409,"B","1",null,"O/G Steam","","S_D_AMSO","Louisiana",22,"Orleans",71,"22071",65,13240,1957,2016,"","","N","Natural Gas","",{"$nulls":13},5.260578604651162,0.1024,0.1024,0.1024,0.1024,{"$nulls":6},""]
["Monroe","1448_B_10",1448,"B","10",null,"O/G Steam","","S_D_REST","Louisiana",22,"Ouachita",73,"22073",22,14500,1961,2011,"","","N","Natural Gas","",{"$nulls":13},5.260578604651162,{"v":0.28311387502798757,"d":"0.2831"},{"v":0.28311387502798757,"d":"0.2831"},{"v":0.28311387502798757,"d":"0.2831"},{"v":0.28311387502798757,"d":"0.2831"},{"$nulls":6},""]
["Monroe","1448_B_11",1448,"B","11",null,"O/G Steam","","S_D_REST","Louisiana",22,"Ouachita",73,"22073",33,14500,1965,2011,"","","N","Natural Gas","",{"$nulls":13},5.260578604651162,{"v":0.19679695515096948,"d":"0.1968"},{"v":0.19679695515096948,"d":"0.1968"},{"v":0.19679695515096948,"d":"0.1968"},{"v":0.19679695515096948,"d":"0.1968"},{"$nulls":6},""]
["Monroe","1448_B_12",1448,"B","12",null,"O/G Steam","","S_D_REST","Louisiana",22,"Ouachita",73,"22073",71,13240,1969,2011,"","","N","Natural Gas","",{"$nulls":13},5.260578604651162,{"v":0.2602458860258394,"d":"0.2602"},{"v":0.2602458860258394,"d":"0.2602"},{"v":0.2602458860258394,"d":"0.2602"},{"v":0.2602458860258394,"d":"0.2602"},{"$nulls":6},""]
["Riverside","1559_B_4",1559,"B","4",null,"O/G Steam","","PJM_SMAC","Maryland",24,"Baltimore",5,"24005",74,14500,1951,2016,"","","N","Natural Gas","",{"$nulls":13},0.0006,{"v":0.22890000000000002,"d":"0.2289"},{"v":0.22890000000000002,"d":"0.2289"},{"v":0.22890000000000002,"d":"0.2289"},{"v":0.22890000000000002,"d":"0.2289"},{"$nulls":6},""]
["Hamilton Moses","168_B_1",168,"B","1",null,"O/G Steam","","S_D_N_AR","Arkansas",5,"St. Francis",123,"05123",67,14500,1951,2013,"","","N","Natural Gas, Residual Fuel Oil","",{"$nulls":13},3.682405023255813,{"v":0.611,"d":"0.6110"},{"v":0.611,"d":"0.6110"},{"v":0.611,"d":"0.6110"},{"v":0.611,"d":"0.6110"},{"$nulls":6},""]
["Hamilton Moses","168_B_2",168,"B","2",null,"O/G Steam","","S_D_N_AR","Arkansas",5,"St. Francis",123,"05123",67,14500,1951,2013,"","","N","Natural Gas, Residual Fuel Oil","",{"$nulls":13},3.682405023255813,{"v":0.62,"d":"0.6200"},{"v":0.62,"d":"0.6200"},{"v":0.62,"d":"0.6200"},{"v":0.62,"d":"0.6200"},{"$nulls":6},""]
["Robert E Ritchie","173_B_1",173,"B","1",null,"O/G Steam","","S_D_N_AR","Arkansas",5,"Phillips",107,"05107",300,10896,1961,2013,"","","N","Natural Gas","",{"$nulls":14},{"v":0.28497888395988125,"d":"0.2850"},{"v":0.28497888395988125,"d":"0.2850"},{"v":0.28497888395988125,"d":"0.2850"},{"v":0.28497888395988125,"d":"0.2850"},{"$nulls":6},""]
["Owatonna","2003_B_6",2003,"B","6",null,"O/G Steam","","MIS_MNWI","Minnesota",27,"Steele",147,"27147",20.6,14500,1969,2011,"","","N","Natural Gas","",{"$nulls":13},4,{"v":0.2713157516014496,"d":"0.2713"},{"v":0.2713157516014496,"d":"0.2713"},{"v":0.2713157516014496,"d":"0.2713"},{"v":0.2713157516014496,"d":"0.2713"},{"$nulls":6},""]
["Delta","2051_B_1",2051,"B","1",null,"O/G Steam","","S_D_REST","Mississippi",28,"Bolivar",11,"28011",90,14500,1953,2012,"","","N","Natural Gas, Residual Fuel Oil","",{"$nulls":13},4.8,{"v":0.27197374607675545,"d":"0.2720"},{"v":0.27197374607675545,"d":"0.2720"},{"v":0.27197374607675545,"d":"0.2720"},{"v":0.27197374607675545,"d":"0.2720"},{"$nulls":6},""]
["Delta","2051_B_2",2051,"B","2",null,"O/G Steam","","S_D_REST","Mississippi",28,"Bolivar",11,"28011",87,14500,1953,2012,"","","N","Natural Gas, Residual Fuel Oil","",{"$nulls":13},4.8,{"v":0.27197374607675545,"d":"0.2720"},{"v":0.27197374607675545,"d":"0.2720"},{"v":0.27197374607675545,"d":"0.2720"},{"v":0.27197374607675545,"d":"0.2720"},{"$nulls":6},""]
["Natchez","2052_B_1",2052,"B","1",null,"O/G Steam","","S_D_REST","Mississippi",28,"Adams",1,"28001",73,13240,1951,2011,"","","N","Natural Gas","",{"$nulls":13},2.4,{"v":0.27197374607675545,"d":"0.2720"},{"v":0.27197374607675545,"d":"0.2720"},{"v":0.27197374607675545,"d":"0.2720"},{"v":0.27197374607675545,"d":"0.2720"},{"$nulls":6},""]
["Rex Brown","2053_B_1A",2053,"B","1A",null,"O/G Steam","","S_D_REST","Mississippi",28,"Hinds",49,"28049",7.5,14500,1977,2011,"","","N","Natural Gas, Residual Fuel Oil","",{"$nulls":13},4.8,{"v":0.18503010241324,"d":"0.1850"},{"v":0.18503010241324,"d":"0.1850"},{"v":0.18503010241324,"d":"0.1850"},{"v":0.18503010241324,"d":"0.1850"},{"$nulls":6},""]
["Sunrise","2326_B_1",2326,"B","1",null,"O/G Steam","","WECC_SNV","Nevada",32,"Clark",3,"32003",80,11806,1964,2011,"","","N","Natural Gas, Residual Fuel Oil","",{"$nulls":13},1.4000000000000001,{"v":0.29806045978099954,"d":"0.2981"},{"v":0.29806045978099954,"d":"0.2981"},{"v":0.29806045978099954,"d":"0.2981"},{"v":0.29806045978099954,"d":"0.2981"},{"$nulls":6},""]
["Tracy","2336_B_1",2336,"B","1",null,"O/G Steam","","WECC_NNV","Nevada",32,"Storey",29,"32029",53,12315,1963,2014,"","","N","Natural Gas, Distillate Fuel Oil","",{"$nulls":13},1.4000000000000001,{"v":0.29806045978099954,"d":"0.2981"},{"v":0.29806045978099954,"d":"0.2981"},{"v":0.29806045978099954,"d":"0.2981"},{"v":0.29806045978099954,"d":"0.2981"},{"$nulls":6},""]
["Tracy","2336_B_2",2336,"B","2",null,"O/G Steam","","WECC_NNV","Nevada",32,"Storey",29,"32029",83,12339,1965,2014,"","","N","Natural Gas, Residual Fuel Oil","",{"$nulls":13},0.8,{"v":0.253,"d":"0.2530"},{"v":0.253,"d":"0.2530"},{"v":0.253,"d":"0.2530"},{"v":0.253,"d":"0.2530"},{"$nulls":6},""]
["Rio Grande","2444_B_7",2444,"B","7",null,"O/G Steam","","WECC_NM","New Mexico",35,"Dona Ana",13,"35013",46,11486,1958,2017,"","","N","Natural Gas","",{"$nulls":13},0.68,{"v":0.11416392117790111,"d":"0.1142"},{"v":0.11416392117790111,"d":"0.1142"},{"v":0.11416392117790111,"d":"0.1142"},{"v":0.11416392117790111,"d":"0.1142"},{"$nulls":6},""]
["Animas","2465_B_3",2465,"B","3",null,"O/G Steam","","WECC_NM","New Mexico",35,"San Juan",45,"35045",9,14500,1958,2012,"","","N","Natural Gas","",{"$nulls":14},{"v":0.18860045038594314,"d":"0.1886"},{"v":0.18860045038594314,"d":"0.1886"},{"v":0.18860045038594314,"d":"0.1886"},{"v":0.18860045038594314,"d":"0.1886"},{"$nulls":6},""]
["Algodones","2475_B_1",2475,"B","1",null,"O/G Steam","","WECC_NM","New Mexico",35,"Sandoval",43,"35043",15,14500,1954,1987,"","","N","Natural Gas","",{"$nulls":14},{"v":0.18860045038594314,"d":"0.1886"},{"v":0.18860045038594314,"d":"0.1886"},{"v":0.18860045038594314,"d":"0.1886"},{"v":0.18860045038594314,"d":"0.1886"},{"$nulls":6},""]
["Algodones","2475_B_2",2475,"B","2",null,"O/G Steam","","WECC_NM","New Mexico",35,"Sandoval",43,"35043",15,14500,1954,1987,"","","N","Natural Gas","",{"$nulls":14},{"v":0.18860045038594314,"d":"0.1886"},{"v":0.18860045038594314,"d":"0.1886"},{"v":0.18860045038594314,"d":"0.1886"},{"v":0.18860045038594314,"d":"0.1886"},{"$nulls":6},""]
["Algodones","2475_B_3",2475,"B","3",null,"O/G Steam","","WECC_NM","New Mexico",35,"Sandoval",43,"35043",15,14500,1959,1987,"","","N","Natural Gas","",{"$nulls":14},{"v":0.18860045038594314,"d":"0.1886"},{"v":0.18860045038594314,"d":"0.1886"},{"v":0.18860045038594314,"d":"0.1886"},{"v":0.18860045038594314,"d":"0.1886"},{"$nulls":6},""]
["Far Rockaway","2513_B_40",2513,"B","40",null,"O/G Steam","","NY_Z_K","New York",36,"Queens",81,"36081",105,11772,1953,2012,"","","N","Natural Gas","",{"$nulls":13},0.6,{"v":0.08,"d":"0.0800"},{"v":0.08,"d":"0.0800"},{"v":0.08,"d":"0.0800"},{"v":0.08,"d":"0.0800"},{"$nulls":6},""]
["National Grid Glenwood Energy Center","2514_B_40",2514,"B","40",null,"O/G Steam","","NY_Z_K","New York",36,"Nassau",59,"36059",116,12865,1952,2012,"","","N","Natural Gas","",{"$nulls":13},0.74,{"v":0.060279625769551544,"d":"0.0603"},{"v":0.060279625769551544,"d":"0.0603"},{"v":0.060279625769551544,"d":"0.0603"},{"v":0.060279625769551544,"d":"0.0603"},{"$nulls":6},""]
["National Grid Glenwood Energy Center","2514_B_50",2514,"B","50",null,"O/G Steam","","NY_Z_K","New York",36,"Nassau",59,"36059",113,12872,1954,2012,"","","N","Natural Gas","",{"$nulls":13},0.74,{"v":0.06407083067016402,"d":"0.0641"},{"v":0.06407083067016402,"d":"0.0641"},{"v":0.06407083067016402,"d":"0.0641"},{"v":0.06407083067016402,"d":"0.0641"},{"$nulls":6},""]
["Dynegy Morro Bay LLC","259_B_1",259,"B","1",null,"O/G Steam","","WEC_CALN","California",6,"San Luis Obispo",79,"06079",163,10896,1956,2014,"","","N","Natural Gas","",{"$nulls":13},5.260578604651162,0.0208,0.0208,0.0208,0.0208,{"$nulls":6},""]
["Dynegy Morro Bay LLC","259_B_2",259,"B","2",null,"O/G Steam","","WEC_CALN","California",6,"San Luis Obispo",79,"06079",163,10896,1955,2014,"","","N","Natural Gas","",{"$nulls":13},5.260578604651162,0.0208,0.0208,0.0208,0.0208,{"$nulls":6},""]
["Dynegy Morro Bay LLC","259_B_3",259,"B","3",null,"O/G Steam","","WEC_CALN","California",6,"San Luis Obispo",79,"06079",337,9937,1962,2014,"","","N","Natural Gas","",{"$nulls":13},5.260578604651162,{"v":0.028858961476955106,"d":"0.0289"},{"v":0.028858961476955106,"d":"0.0289"},{"v":0.028858961476955106,"d":"0.0289"},{"v":0.028858961476955106,"d":"0.0289"},{"$nulls":6},""]
["Dynegy Morro Bay LLC","259_B_4",259,"B","4",null,"O/G Steam","","WEC_CALN","California",6,"San Luis Obispo",79,"06079",336,10019,1963,2014,"","","N","Natural Gas","",{"$nulls":13},5.260578604651162,{"v":0.028856906990775786,"d":"0.0289"},{"v":0.028856906990775786,"d":"0.0289"},{"v":0.028856906990775786,"d":"0.0289"},{"v":0.028856906990775786,"d":"0.0289"},{"$nulls":6},""]
["AES Huntington Beach LLC","335_B_3A",335,"B","3A",null,"O/G Steam","","WECC_SCE","California",6,"Orange",59,"06059",225,10839,2003,2012,"","","N","Natural Gas","",{"$nulls":4},"SCR",{"$nulls":8},0.2,{"v":0.004954567166182198,"d":"0.0050"},{"v":0.004954567166182198,"d":"0.0050"},{"v":0.004954567166182198,"d":"0.0050"},{"v":0.004954567166182198,"d":"0.0050"},{"$nulls":6},""]
["AES Huntington Beach LLC","335_B_4A",335,"B","4A",null,"O/G Steam","","WECC_SCE","California",6,"Orange",59,"06059",227,10832,2003,2012,"","","N","Natural Gas","",{"$nulls":4},"SCR",{"$nulls":8},0.2,{"v":0.006039480825282251,"d":"0.0060"},{"v":0.006039480825282251,"d":"0.0060"},{"v":0.006039480825282251,"d":"0.0060"},{"v":0.006039480825282251,"d":"0.0060"},{"$nulls":6},""]
["E S Joslin","3436_B_1",3436,"B","1",null,"O/G Steam","","ERC_REST","Texas",48,"CALHOUN",57,"48057",254,10896,1971,2005,"","","N","Natural Gas","",{"$nulls":14},{"v":0.20162116327339683,"d":"0.2016"},{"v":0.20162116327339683,"d":"0.2016"},{"v":0.20162116327339683,"d":"0.2016"},{"v":0.20162116327339683,"d":"0.2016"},{"$nulls":6},""]
["El Centro","389_B_3",389,"B","3",null,"O/G Steam","","WECC_IID","California",6,"Imperial",25,"06025",42,13105,1993,2010,"","","N","Natural Gas, Residual Fuel Oil","",{"$nulls":13},0.74,0.0085,0.0085,0.0085,0.0085,{"$nulls":6},""]
["Haynes","400_B_5",400,"B","5",null,"O/G Steam","","WEC_LADW","California",6,"Los Angeles",37,"06037",292,9867,1966,2013,"","","N","Natural Gas, Residual Fuel Oil","",{"$nulls":4},"SCR",{"$nulls":8},0.74,{"v":0.004135312929793122,"d":"0.0041"},{"v":0.004135312929793122,"d":"0.0041"},{"v":0.004135312929793122,"d":"0.0041"},{"v":0.004135312929793122,"d":"0.0041"},{"$nulls":6},""]
["Haynes","400_B_6",400,"B","6",null,"O/G Steam","","WEC_LADW","California",6,"Los Angeles",37,"06037",238,10303,1967,2013,"","","N","Natural Gas, Residual Fuel Oil","",{"$nulls":4},"SCR",{"$nulls":8},0.74,{"v":0.004160149135348141,"d":"0.0042"},{"v":0.004160149135348141,"d":"0.0042"},{"v":0.004160149135348141,"d":"0.0042"},{"v":0.004160149135348141,"d":"0.0042"},{"$nulls":6},""]
["Scattergood","404_B_3",404,"B","3",null,"O/G Steam","","WEC_LADW","California",6,"Los Angeles",37,"06037",445,11371,1974,2015,"","","N","Natural Gas","",{"$nulls":4},"SCR",{"$nulls":8},0.74,{"v":3.6000000000000008E-3,"d":"0.0036"},{"v":3.6000000000000008E-3,"d":"0.0036"},{"v":3.6000000000000008E-3,"d":"0.0036"},{"v":3.6000000000000008E-3,"d":"0.0036"},{"$nulls":6},""]
["Pueblo","460_B_41",460,"B","41",null,"O/G Steam","","WECC_CO","Colorado",8,"Pueblo",101,"08101",9,8431,2001,2013,"","","N","Natural Gas","",{"$nulls":13},0.8,{"v":0.07302128427687161,"d":"0.0730"},{"v":0.07302128427687161,"d":"0.0730"},{"v":0.07302128427687161,"d":"0.0730"},{"v":0.07302128427687161,"d":"0.0730"},{"$nulls":6},""]
["Pueblo","460_B_49",460,"B","49",null,"O/G Steam","","WECC_CO","Colorado",8,"Pueblo",101,"08101",18.8,14500,1949,2013,"","","N","Natural Gas","",{"$nulls":13},1.5,{"v":0.2713157516014496,"d":"0.2713"},{"v":0.2713157516014496,"d":"0.2713"},{"v":0.2713157516014496,"d":"0.2713"},{"v":0.2713157516014496,"d":"0.2713"},{"$nulls":6},""]
["Thomas C Ferguson","4937_B_1",4937,"B","1",null,"O/G Steam","","ERC_REST","Texas",48,"Llano",299,"48299",420,11277,1974,2013,"","","N","Natural Gas","",{"$nulls":13},1.1573272930232559,{"v":0.09908360450855104,"d":"0.0991"},{"v":0.09908360450855104,"d":"0.0991"},{"v":0.09908360450855104,"d":"0.0991"},{"v":0.09908360450855104,"d":"0.0991"},{"$nulls":6},""]
["Sierra Pacific Loyalton Facility","50111_B_BLR1",50111,"B","BLR1",null,"Biomass","","WECC_NNV","California",6,"Sierra",91,"06091",11.8,22706,1989,2010,"","","N","Biomass","",{"$nulls":4},"SNCR",{"$nulls":9},{"v":0.22926295483445053,"d":"0.2293"},{"v":0.22926295483445053,"d":"0.2293"},{"v":0.22926295483445053,"d":"0.2293"},{"v":0.22926295483445053,"d":"0.2293"},{"$nulls":6},""]
["Rabun Gap Cogen Facility","50201_B_WB1",50201,"B","WB1",null,"Biomass","","S_SOU","Georgia",13,"RABUN",241,"13241",17,29448,2010,2010,"","","N","Biomass","",{"$nulls":14},{"v":0.22926295483445053,"d":"0.2293"},{"v":0.22926295483445053,"d":"0.2293"},{"v":0.22926295483445053,"d":"0.2293"},{"v":0.22926295483445053,"d":"0.2293"},{"$nulls":6},""]
["New Hanover County WASTEC","50271_B_1A",50271,"B","1A",null,"Municipal Solid Waste","","S_VACA","North Carolina",37,"New Hanover",129,"37129",1.2,19686,1991,2001,"","","N","MSW","Dry Scrubber",null,71,71,null,"SNCR",{"$nulls":9},{"v":0.161692308,"d":"0.1617"},{"v":0.161692308,"d":"0.1617"},{"v":0.161692308,"d":"0.1617"},{"v":0.161692308,"d":"0.1617"},0.08,0.08,0.08,{"$nulls":3},""]
["Clewiston Sugar House","50482_B_B1",50482,"B","B1",null,"Biomass","","FRCC","Florida",12,"Hendry",51,"12051",11.1,5379,1997,2004,"","","Y","Biomass","",{"$nulls":14},{"v":0.22926295483445053,"d":"0.2293"},{"v":0.22926295483445053,"d":"0.2293"},{"v":0.22926295483445053,"d":"0.2293"},{"v":0.22926295483445053,"d":"0.2293"},{"$nulls":6},""]
["Boralex Sherman LLC","50874_B_19425",50874,"B","19425",null,"Biomass","","NENG_ME","Maine",23,"Penobscot",19,"23019",21,16943,1986,2009,"","","Y","Biomass","",{"$nulls":14},{"v":0.22926295483445053,"d":"0.2293"},{"v":0.22926295483445053,"d":"0.2293"},{"v":0.22926295483445053,"d":"0.2293"},{"v":0.22926295483445053,"d":"0.2293"},{"$nulls":6},""]
["NRG Norwalk Harbor","548_B_1",548,"B","1",null,"O/G Steam","","NENG_CT","Connecticut",9,"Fairfield",1,"09001",162,11685,1960,2013,"","","N","Residual Fuel Oil","",null,73.2,73.2,null,"SNCR",{"$nulls":8},0.3,0.2317,0.2317,0.2317,0.2317,{"$nulls":6},""]
["NRG Norwalk Harbor","548_B_2",548,"B","2",null,"O/G Steam","","NENG_CT","Connecticut",9,"Fairfield",1,"09001",168,11801,1963,2013,"","","N","Residual Fuel Oil","",null,73.2,73.2,null,"SNCR",{"$nulls":8},0.3,0.1907,0.1907,0.1907,0.1907,{"$nulls":6},""]
["Sanford","620_B_PSN3",620,"B","PSN3",null,"O/G Steam","","FRCC","Florida",12,"Volusia",127,"12127",138,13372,1959,2012,"","","N","Natural Gas, Residual Fuel Oil","",{"$nulls":13},2.5,{"v":0.12850650339558292,"d":"0.1285"},{"v":0.12850650339558292,"d":"0.1285"},{"v":0.12850650339558292,"d":"0.1285"},{"v":0.12850650339558292,"d":"0.1285"},{"$nulls":6},""]
["Turkey Point","621_B_PTP2",621,"B","PTP2",null,"O/G Steam","","FRCC","Florida",12,"Miami-Dade",86,"12086",392,11766,1968,2013,"","","N","Natural Gas, Residual Fuel Oil","",{"$nulls":13},1,0.0325,0.0325,0.0325,0.0325,{"$nulls":6},""]
["John R Kelly","664_B_JRK7",664,"B","JRK7",null,"O/G Steam","","FRCC","Florida",12,"Alachua",1,"12001",23.2,14500,1961,2013,"","","N","Natural Gas, Residual Fuel Oil","",{"$nulls":13},2.75,{"v":0.18034418708324207,"d":"0.1803"},{"v":0.18034418708324207,"d":"0.1803"},{"v":0.18034418708324207,"d":"0.1803"},{"v":0.18034418708324207,"d":"0.1803"},{"$nulls":6},""]
["McManus","715_B_1",715,"B","1",null,"O/G Steam","","S_SOU","Georgia",13,"Glynn",127,"13127",43,14500,1952,2015,"","","N","Distillate Fuel Oil, Residual Fuel Oil","",{"$nulls":13},3.15,{"v":0.40929771970149553,"d":"0.4093"},{"v":0.40929771970149553,"d":"0.4093"},{"v":0.40929771970149553,"d":"0.4093"},{"v":0.40929771970149553,"d":"0.4093"},{"$nulls":6},""]
["McManus","715_B_2",715,"B","2",null,"O/G Steam","","S_SOU","Georgia",13,"Glynn",127,"13127",79,14500,1959,2015,"","","N","Distillate Fuel Oil, Residual Fuel Oil","",{"$nulls":13},3.15,{"v":0.3418686648199252,"d":"0.3419"},{"v":0.3418686648199252,"d":"0.3419"},{"v":0.3418686648199252,"d":"0.3419"},{"v":0.3418686648199252,"d":"0.3419"},{"$nulls":6},""]
["Kraft","733_B_4",733,"B","4",null,"O/G Steam","","S_SOU","Georgia",13,"Chatham",51,"13051",115,12066,1972,2015,"","","N","Natural Gas, Residual Fuel Oil","",{"$nulls":13},1.2,{"v":0.2108655754013271,"d":"0.2109"},{"v":0.2108655754013271,"d":"0.2109"},{"v":0.2108655754013271,"d":"0.2109"},{"v":0.2108655754013271,"d":"0.2109"},{"$nulls":6},""]
["Indian Trails Cogen 1","7384_B_1",7384,"B","1",null,"O/G Steam","","MIS_IL","Illinois",17,"Tazewell",179,"17179",3.3,14500,1995,2010,"","","Y","Natural Gas","",{"$nulls":13},0.0006,{"v":0.26811901099207935,"d":"0.2681"},{"v":0.26811901099207935,"d":"0.2681"},{"v":0.26811901099207935,"d":"0.2681"},{"v":0.26811901099207935,"d":"0.2681"},{"$nulls":6},""]
["Everett Cogen","7627_B_14",7627,"B","14",null,"Biomass","","WECC_PNW","Washington",53,"Snohomish",61,"53061",36,11844,1996,2011,"","","Y","Biomass","",{"$nulls":14},{"v":0.22926295483445053,"d":"0.2293"},{"v":0.22926295483445053,"d":"0.2293"},{"v":0.22926295483445053,"d":"0.2293"},{"v":0.22926295483445053,"d":"0.2293"},{"$nulls":6},""]
["Havana","891_B_1",891,"B","1",null,"O/G Steam","","MIS_IL","Illinois",17,"Mason",125,"17125",28,13403,1947,2012,"","","N","Residual Fuel Oil","",{"$nulls":13},1,{"v":0.20492667319370922,"d":"0.2049"},{"v":0.20492667319370922,"d":"0.2049"},{"v":0.20492667319370922,"d":"0.2049"},{"v":0.20492667319370922,"d":"0.2049"},{"$nulls":6},""]
["Havana","891_B_2",891,"B","2",null,"O/G Steam","","MIS_IL","Illinois",17,"Mason",125,"17125",28,13403,1947,2012,"","","N","Residual Fuel Oil","",{"$nulls":13},1,{"v":0.20492667319370922,"d":"0.2049"},{"v":0.20492667319370922,"d":"0.2049"},{"v":0.20492667319370922,"d":"0.2049"},{"v":0.20492667319370922,"d":"0.2049"},{"$nulls":6},""]
["Havana","891_B_3",891,"B","3",null,"O/G Steam","","MIS_IL","Illinois",17,"Mason",125,"17125",28,13403,1947,2012,"","","N","Residual Fuel Oil","",{"$nulls":13},1,{"v":0.20492667319370922,"d":"0.2049"},{"v":0.20492667319370922,"d":"0.2049"},{"v":0.20492667319370922,"d":"0.2049"},{"v":0.20492667319370922,"d":"0.2049"},{"$nulls":6},""]
["Havana","891_B_4",891,"B","4",null,"O/G Steam","","MIS_IL","Illinois",17,"Mason",125,"17125",28,13403,1948,2012,"","","N","Residual Fuel Oil","",{"$nulls":13},1,{"v":0.20492667319370922,"d":"0.2049"},{"v":0.20492667319370922,"d":"0.2049"},{"v":0.20492667319370922,"d":"0.2049"},{"v":0.20492667319370922,"d":"0.2049"},{"$nulls":6},""]
["Havana","891_B_5",891,"B","5",null,"O/G Steam","","MIS_IL","Illinois",17,"Mason",125,"17125",28,13403,1949,2012,"","","N","Residual Fuel Oil","",{"$nulls":13},1,{"v":0.20492667319370922,"d":"0.2049"},{"v":0.20492667319370922,"d":"0.2049"},{"v":0.20492667319370922,"d":"0.2049"},{"v":0.20492667319370922,"d":"0.2049"},{"$nulls":6},""]
["Havana","891_B_6",891,"B","6",null,"O/G Steam","","MIS_IL","Illinois",17,"Mason",125,"17125",28,11684,1950,2013,"","","N","Residual Fuel Oil","",{"$nulls":13},1,{"v":0.20492667319370922,"d":"0.2049"},{"v":0.20492667319370922,"d":"0.2049"},{"v":0.20492667319370922,"d":"0.2049"},{"v":0.20492667319370922,"d":"0.2049"},{"$nulls":6},""]
["Havana","891_B_7",891,"B","7",null,"O/G Steam","","MIS_IL","Illinois",17,"Mason",125,"17125",28,13403,1950,2013,"","","N","Residual Fuel Oil","",{"$nulls":13},1,0.2667,0.2667,0.2667,0.2667,{"$nulls":6},""]
["Havana","891_B_8",891,"B","8",null,"O/G Steam","","MIS_IL","Illinois",17,"Mason",125,"17125",28,13403,1950,2013,"","","N","Residual Fuel Oil","",{"$nulls":13},1,{"v":0.20492667319370922,"d":"0.2049"},{"v":0.20492667319370922,"d":"0.2049"},{"v":0.20492667319370922,"d":"0.2049"},{"v":0.20492667319370922,"d":"0.2049"},{"$nulls":6},""]
["Wood River","898_B_1",898,"B","1",null,"O/G Steam","","MIS_IL","Illinois",17,"Madison",119,"17119",39,14500,1949,2011,"","","N","Natural Gas","",{"$nulls":13},1,{"v":0.2713157516014496,"d":"0.2713"},{"v":0.2713157516014496,"d":"0.2713"},{"v":0.2713157516014496,"d":"0.2713"},{"v":0.2713157516014496,"d":"0.2713"},{"$nulls":6},""]
["Wood River","898_B_2",898,"B","2",null,"O/G Steam","","MIS_IL","Illinois",17,"Madison",119,"17119",39,14500,1949,2011,"","","N","Natural Gas","",{"$nulls":13},1,{"v":0.2713157516014496,"d":"0.2713"},{"v":0.2713157516014496,"d":"0.2713"},{"v":0.2713157516014496,"d":"0.2713"},{"v":0.2713157516014496,"d":"0.2713"},{"$nulls":6},""]
["Wood River","898_B_3",898,"B","3",null,"O/G Steam","","MIS_IL","Illinois",17,"Madison",119,"17119",39,14500,1950,2011,"","","N","Natural Gas","",{"$nulls":13},1,{"v":0.2713157516014496,"d":"0.2713"},{"v":0.2713157516014496,"d":"0.2713"},{"v":0.2713157516014496,"d":"0.2713"},{"v":0.2713157516014496,"d":"0.2713"},{"$nulls":6},""]
["Harding Street","990_B_10",990,"B","10",null,"O/G Steam","","MIS_INKY","Indiana",18,"Marion",97,"18097",35,10270,1947,2013,"","","N","Distillate Fuel Oil","",{"$nulls":13},0.35000000000000003,{"v":0.13639999999999997,"d":"0.1364"},{"v":0.13639999999999997,"d":"0.1364"},{"v":0.13639999999999997,"d":"0.1364"},{"v":0.13639999999999997,"d":"0.1364"},{"$nulls":6},""]
["Abilene Energy Center Combustion Turbine","1251_G_GT1",1251,"G","GT1",null,"Combustion Turbine","Combustion Turbine","SPP_N","Kansas",20,"Dickinson",41,"20041",64,17867,1973,2012,"","","N","Natural Gas","",{"$nulls":14},{"v":0.4123194975976651,"d":"0.4123"},{"v":0.4123194975976651,"d":"0.4123"},{"v":0.4123194975976651,"d":"0.4123"},{"v":0.4123194975976651,"d":"0.4123"},{"$nulls":6},""]
["Herington","1283_G_1",1283,"G","1",null,"Combustion Turbine","IC Engine","SPP_N","Kansas",20,"Dickinson",41,"20041",1.6,10745,1968,2013,"","","N","Natural Gas, Distillate Fuel Oil","",{"$nulls":14},{"v":2.3354529520972003,"d":"2.3355"},{"v":2.3354529520972003,"d":"2.3355"},{"v":2.3354529520972003,"d":"2.3355"},{"v":2.3354529520972003,"d":"2.3355"},{"$nulls":6},""]
["Herington","1283_G_2",1283,"G","2",null,"Combustion Turbine","IC Engine","SPP_N","Kansas",20,"Dickinson",41,"20041",1,10745,1962,2013,"","","N","Natural Gas, Distillate Fuel Oil","",{"$nulls":14},{"v":2.3354529520972003,"d":"2.3355"},{"v":2.3354529520972003,"d":"2.3355"},{"v":2.3354529520972003,"d":"2.3355"},{"v":2.3354529520972003,"d":"2.3355"},{"$nulls":6},""]
["Herington","1283_G_3",1283,"G","3",null,"Combustion Turbine","IC Engine","SPP_N","Kansas",20,"Dickinson",41,"20041",3.1,10745,1973,2013,"","","N","Natural Gas, Distillate Fuel Oil","",{"$nulls":14},{"v":2.3354529520972003,"d":"2.3355"},{"v":2.3354529520972003,"d":"2.3355"},{"v":2.3354529520972003,"d":"2.3355"},{"v":2.3354529520972003,"d":"2.3355"},{"$nulls":6},""]
["Herington","1283_G_5",1283,"G","5",null,"Combustion Turbine","IC Engine","SPP_N","Kansas",20,"Dickinson",41,"20041",0.9,10745,1951,2013,"","","N","Natural Gas, Distillate Fuel Oil","",{"$nulls":14},{"v":2.3354529520972003,"d":"2.3355"},{"v":2.3354529520972003,"d":"2.3355"},{"v":2.3354529520972003,"d":"2.3355"},{"v":2.3354529520972003,"d":"2.3355"},{"$nulls":6},""]
["Kaw","1294_G_1",1294,"G","1",null,"O/G Steam","","SPP_N","Kansas",20,"Wyandotte",209,"20209",42,14500,1955,2013,"","","N","Natural Gas","",{"$nulls":14},{"v":0.23464734870002554,"d":"0.2346"},{"v":0.23464734870002554,"d":"0.2346"},{"v":0.23464734870002554,"d":"0.2346"},{"v":0.23464734870002554,"d":"0.2346"},{"$nulls":6},""]
["Kaw","1294_G_2",1294,"G","2",null,"O/G Steam","","SPP_N","Kansas",20,"Wyandotte",209,"20209",42,14500,1957,2013,"","","N","Natural Gas","",{"$nulls":14},{"v":0.23464734870002554,"d":"0.2346"},{"v":0.23464734870002554,"d":"0.2346"},{"v":0.23464734870002554,"d":"0.2346"},{"v":0.23464734870002554,"d":"0.2346"},{"$nulls":6},""]
["Norton","1310_G_1",1310,"G","1",null,"Combustion Turbine","IC Engine","SPP_N","Kansas",20,"NORTON",137,"20137",0.9,12774,1955,2011,"","","N","Natural Gas","",{"$nulls":13},3,{"v":2.0543300185532067,"d":"2.0543"},{"v":2.0543300185532067,"d":"2.0543"},{"v":2.0543300185532067,"d":"2.0543"},{"v":2.0543300185532067,"d":"2.0543"},{"$nulls":6},""]
["Norton","1310_G_2",1310,"G","2",null,"Combustion Turbine","IC Engine","SPP_N","Kansas",20,"NORTON",137,"20137",1.3,12774,1960,2011,"","","N","Natural Gas","",{"$nulls":13},3,{"v":2.0543300185532067,"d":"2.0543"},{"v":2.0543300185532067,"d":"2.0543"},{"v":2.0543300185532067,"d":"2.0543"},{"v":2.0543300185532067,"d":"2.0543"},{"$nulls":6},""]
["Norton","1310_G_3",1310,"G","3",null,"Combustion Turbine","IC Engine","SPP_N","Kansas",20,"NORTON",137,"20137",2.4,12774,1963,2011,"","","N","Natural Gas","",{"$nulls":13},3,{"v":2.0543300185532067,"d":"2.0543"},{"v":2.0543300185532067,"d":"2.0543"},{"v":2.0543300185532067,"d":"2.0543"},{"v":2.0543300185532067,"d":"2.0543"},{"$nulls":6},""]
["Norton","1310_G_4",1310,"G","4",null,"Combustion Turbine","IC Engine","SPP_N","Kansas",20,"NORTON",137,"20137",3.1,12774,1968,2011,"","","N","Natural Gas","",{"$nulls":13},3,{"v":2.0543300185532067,"d":"2.0543"},{"v":2.0543300185532067,"d":"2.0543"},{"v":2.0543300185532067,"d":"2.0543"},{"v":2.0543300185532067,"d":"2.0543"},{"$nulls":6},""]
["Norton","1310_G_5",1310,"G","5",null,"Combustion Turbine","IC Engine","SPP_N","Kansas",20,"NORTON",137,"20137",2.2,12774,1977,2011,"","","N","Distillate Fuel Oil","",{"$nulls":13},3,{"v":2.3354529520972003,"d":"2.3355"},{"v":2.3354529520972003,"d":"2.3355"},{"v":2.3354529520972003,"d":"2.3355"},{"v":2.3354529520972003,"d":"2.3355"},{"$nulls":6},""]
["Oakely","1311_G_1",1311,"G","1",null,"Combustion Turbine","IC Engine","SPP_WEST","Kansas",20,"LOGAN",109,"20109",1.2,18000,1961,2012,"","","N","Natural Gas, Distillate Fuel Oil","",{"$nulls":13},3,{"v":2.0543300185532067,"d":"2.0543"},{"v":2.0543300185532067,"d":"2.0543"},{"v":2.0543300185532067,"d":"2.0543"},{"v":2.0543300185532067,"d":"2.0543"},{"$nulls":6},""]
["Oakely","1311_G_2",1311,"G","2",null,"Combustion Turbine","IC Engine","SPP_WEST","Kansas",20,"LOGAN",109,"20109",0.3,19458,1948,2012,"","","N","Distillate Fuel Oil","",{"$nulls":13},3,{"v":2.3354529520972003,"d":"2.3355"},{"v":2.3354529520972003,"d":"2.3355"},{"v":2.3354529520972003,"d":"2.3355"},{"v":2.3354529520972003,"d":"2.3355"},{"$nulls":6},""]
["Oakely","1311_G_4",1311,"G","4",null,"Combustion Turbine","IC Engine","SPP_WEST","Kansas",20,"LOGAN",109,"20109",0.8,18000,1956,2012,"","","N","Natural Gas, Distillate Fuel Oil","",{"$nulls":13},3,{"v":2.0543300185532067,"d":"2.0543"},{"v":2.0543300185532067,"d":"2.0543"},{"v":2.0543300185532067,"d":"2.0543"},{"v":2.0543300185532067,"d":"2.0543"},{"$nulls":6},""]
["Oakely","1311_G_6",1311,"G","6",null,"Combustion Turbine","IC Engine","SPP_WEST","Kansas",20,"LOGAN",109,"20109",3.2,18000,1973,2012,"","","N","Natural Gas, Distillate Fuel Oil","",{"$nulls":13},3,{"v":2.0543300185532067,"d":"2.0543"},{"v":2.0543300185532067,"d":"2.0543"},{"v":2.0543300185532067,"d":"2.0543"},{"v":2.0543300185532067,"d":"2.0543"},{"$nulls":6},""]
["San Onofre Nuclear Generating Station","360_G_2",360,"G","2",null,"Nuclear","","WECC_SCE","California",6,"San Diego",73,"06073",1094,10460,1983,2013,"","","N","Nuclear Fuel","",{"$nulls":14},0,0,0,0,{"$nulls":6},""]
["San Onofre Nuclear Generating Station","360_G_3",360,"G","3",null,"Nuclear","","WECC_SCE","California",6,"San Diego",73,"06073",1080,10460,1984,2013,"","","N","Nuclear Fuel","",{"$nulls":14},0,0,0,0,{"$nulls":6},""]
["Tillotson Rubber","50095_G_IC1",50095,"G","IC1",null,"Combustion Turbine","IC Engine","NENGREST","New Hampshire",33,"Coos",7,"33007",0.4,13652,1960,2012,"","","N","Distillate Fuel Oil","",{"$nulls":14},{"v":2.3354529520972003,"d":"2.3355"},{"v":2.3354529520972003,"d":"2.3355"},{"v":2.3354529520972003,"d":"2.3355"},{"v":2.3354529520972003,"d":"2.3355"},{"$nulls":6},""]
["Tillotson Rubber","50095_G_IC2",50095,"G","IC2",null,"Combustion Turbine","IC Engine","NENGREST","New Hampshire",33,"Coos",7,"33007",0.6,13652,1985,2012,"","","N","Distillate Fuel Oil","",{"$nulls":14},{"v":2.3354529520972003,"d":"2.3355"},{"v":2.3354529520972003,"d":"2.3355"},{"v":2.3354529520972003,"d":"2.3355"},{"v":2.3354529520972003,"d":"2.3355"},{"$nulls":6},""]
["Tillotson Rubber","50095_G_TG2",50095,"G","TG2",null,"Biomass","","NENGREST","New Hampshire",33,"Coos",7,"33007",0.6,4539,1996,2012,"","","Y","Biomass","",{"$nulls":14},{"v":0.22926295483445053,"d":"0.2293"},{"v":0.22926295483445053,"d":"0.2293"},{"v":0.22926295483445053,"d":"0.2293"},{"v":0.22926295483445053,"d":"0.2293"},{"$nulls":6},""]
["Tillotson Rubber","50095_G_TGI",50095,"G","TGI",null,"Biomass","","NENGREST","New Hampshire",33,"Coos",7,"33007",0.7,4539,1988,2012,"","","Y","Biomass","",{"$nulls":14},{"v":0.22926295483445053,"d":"0.2293"},{"v":0.22926295483445053,"d":"0.2293"},{"v":0.22926295483445053,"d":"0.2293"},{"v":0.22926295483445053,"d":"0.2293"},{"$nulls":6},""]
["Cytec 1, 2 & 3","56257_G_CY 1",56257,"G","CY 1",null,"Combustion Turbine","IC Engine","NENG_CT","Connecticut",9,"New Haven",9,"09009",2,10745,2005,2011,"","","N","Distillate Fuel Oil","",{"$nulls":4},"SCR",{"$nulls":9},{"v":2.3354529520972003,"d":"2.3355"},{"v":0.46709059041943995,"d":"0.4671"},{"v":2.3354529520972003,"d":"2.3355"},{"v":0.46709059041943995,"d":"0.4671"},{"$nulls":6},""]
["Cytec 1, 2 & 3","56257_G_CY 2",56257,"G","CY 2",null,"Combustion Turbine","IC Engine","NENG_CT","Connecticut",9,"New Haven",9,"09009",2,10745,2005,2011,"","","N","Distillate Fuel Oil","",{"$nulls":4},"SCR",{"$nulls":9},{"v":2.3354529520972003,"d":"2.3355"},{"v":0.46709059041943995,"d":"0.4671"},{"v":2.3354529520972003,"d":"2.3355"},{"v":0.46709059041943995,"d":"0.4671"},{"$nulls":6},""]
["Cytec 1, 2 & 3","56257_G_CY 3",56257,"G","CY 3",null,"Combustion Turbine","IC Engine","NENG_CT","Connecticut",9,"New Haven",9,"09009",2,10745,2006,2011,"","","N","Distillate Fuel Oil","",{"$nulls":4},"SCR",{"$nulls":9},{"v":2.3354529520972003,"d":"2.3355"},{"v":0.46709059041943995,"d":"0.4671"},{"v":2.3354529520972003,"d":"2.3355"},{"v":0.46709059041943995,"d":"0.4671"},{"$nulls":6},""]
["Hansel","672_G_21",672,"G","21",null,"Combined Cycle","","FRCC","Florida",12,"Osceola",97,"12097",30,15000,1983,2012,"","","N","Natural Gas, Distillate Fuel Oil","",{"$nulls":14},{"v":0.1991550614227658,"d":"0.1992"},{"v":0.1991550614227658,"d":"0.1992"},{"v":0.1991550614227658,"d":"0.1992"},{"v":0.1991550614227658,"d":"0.1992"},{"$nulls":6},""]
["Hansel","672_G_22",672,"G","22",null,"Combined Cycle","","FRCC","Florida",12,"Osceola",97,"12097",8,15000,1983,2012,"","","N","Natural Gas","",{"$nulls":14},{"v":0.1991550614227658,"d":"0.1992"},{"v":0.1991550614227658,"d":"0.1992"},{"v":0.1991550614227658,"d":"0.1992"},{"v":0.1991550614227658,"d":"0.1992"},{"$nulls":6},""]
["Hansel","672_G_23",672,"G","23",null,"Combined Cycle","","FRCC","Florida",12,"Osceola",97,"12097",8,15000,1983,2012,"","","N","Natural Gas","",{"$nulls":14},{"v":0.1991550614227658,"d":"0.1992"},{"v":0.1991550614227658,"d":"0.1992"},{"v":0.1991550614227658,"d":"0.1992"},{"v":0.1991550614227658,"d":"0.1992"},{"$nulls":6},""]
["Neosho","1243_B_7",1243,"B","7",null,"O/G Steam","","SPP_N","Kansas",20,"Labette",99,"20099",67,14500,1954,2012,"","","N","Natural Gas","",{"$nulls":13},3,{"v":0.6569774814058595,"d":"0.6570"},{"v":0.6569774814058595,"d":"0.6570"},{"v":0.6569774814058595,"d":"0.6570"},{"v":0.6569774814058595,"d":"0.6570"},{"$nulls":6},""]
["Kaw","1294_B_3",1294,"B","3",null,"O/G Steam","","SPP_N","Kansas",20,"Wyandotte",209,"20209",56,13240,1962,2013,"","","N","Natural Gas","",{"$nulls":14},{"v":0.27007712394917793,"d":"0.2701"},{"v":0.27007712394917793,"d":"0.2701"},{"v":0.27007712394917793,"d":"0.2701"},{"v":0.27007712394917793,"d":"0.2701"},{"$nulls":6},""]
["FirstEnergy Mitchell Power Station","3181_B_1",3181,"B","1",null,"O/G Steam","","PJM_AP","Pennsylvania",42,"Washington",125,"42125",27,14500,1948,2013,"","","N","Distillate Fuel Oil","",{"$nulls":13},0.5,0.1351,0.1351,0.1351,0.1351,{"$nulls":6},""]
["FirstEnergy Mitchell Power Station","3181_B_2",3181,"B","2",null,"O/G Steam","","PJM_AP","Pennsylvania",42,"Washington",125,"42125",27,14500,1949,2013,"","","N","Distillate Fuel Oil","",{"$nulls":13},0.5,{"v":0.12915,"d":"0.1292"},{"v":0.12915,"d":"0.1292"},{"v":0.12915,"d":"0.1292"},{"v":0.12915,"d":"0.1292"},{"$nulls":6},""]
["FirstEnergy Mitchell Power Station","3181_B_3",3181,"B","3",null,"O/G Steam","","PJM_AP","Pennsylvania",42,"Washington",125,"42125",27,10928,1949,2013,"","","N","Distillate Fuel Oil","",{"$nulls":13},0.6,0.1232,0.1232,0.1232,0.1232,{"$nulls":6},""]
["Cape Canaveral","609_B_PCC1",609,"B","PCC1",null,"O/G Steam","","FRCC","Florida",12,"Brevard",9,"12009",396,10863,1965,2010,"","","N","Residual Fuel Oil","",{"$nulls":13},2.75,{"v":0.12850650339558292,"d":"0.1285"},{"v":0.12850650339558292,"d":"0.1285"},{"v":0.12850650339558292,"d":"0.1285"},{"v":0.12850650339558292,"d":"0.1285"},{"$nulls":6},""]
["Cape Canaveral","609_B_PCC2",609,"B","PCC2",null,"O/G Steam","","FRCC","Florida",12,"Brevard",9,"12009",396,10934,1969,2010,"","","N","Residual Fuel Oil","",{"$nulls":13},2.75,{"v":0.12850650339558292,"d":"0.1285"},{"v":0.12850650339558292,"d":"0.1285"},{"v":0.12850650339558292,"d":"0.1285"},{"v":0.12850650339558292,"d":"0.1285"},{"$nulls":6},""]
["Cutler","610_B_PCU5",610,"B","PCU5",null,"O/G Steam","","FRCC","Florida",12,"Miami-Dade",86,"12086",68,13240,1954,2012,"","","N","Natural Gas","",{"$nulls":13},0.0006,{"v":0.24638831736155536,"d":"0.2464"},{"v":0.24638831736155536,"d":"0.2464"},{"v":0.24638831736155536,"d":"0.2464"},{"v":0.24638831736155536,"d":"0.2464"},{"$nulls":6},""]
["Cutler","610_B_PCU6",610,"B","PCU6",null,"O/G Steam","","FRCC","Florida",12,"Miami-Dade",86,"12086",137,10896,1955,2012,"","","N","Natural Gas","",{"$nulls":13},0.0006,{"v":0.24638831736155536,"d":"0.2464"},{"v":0.24638831736155536,"d":"0.2464"},{"v":0.24638831736155536,"d":"0.2464"},{"v":0.24638831736155536,"d":"0.2464"},{"$nulls":6},""]
["Port Everglades","617_B_PPE1",617,"B","PPE1",null,"O/G Steam","","FRCC","Florida",12,"Broward",11,"12011",213,12008,1960,2012,"","","N","Natural Gas, Residual Fuel Oil","",{"$nulls":13},1,{"v":0.19818771516498973,"d":"0.1982"},{"v":0.19818771516498973,"d":"0.1982"},{"v":0.19818771516498973,"d":"0.1982"},{"v":0.19818771516498973,"d":"0.1982"},{"$nulls":6},""]
["Port Everglades","617_B_PPE2",617,"B","PPE2",null,"O/G Steam","","FRCC","Florida",12,"Broward",11,"12011",213,11903,1961,2012,"","","N","Natural Gas, Residual Fuel Oil","",{"$nulls":13},1,{"v":0.17197778550959278,"d":"0.1720"},{"v":0.17197778550959278,"d":"0.1720"},{"v":0.17197778550959278,"d":"0.1720"},{"v":0.17197778550959278,"d":"0.1720"},{"$nulls":6},""]
["Port Everglades","617_B_PPE3",617,"B","PPE3",null,"O/G Steam","","FRCC","Florida",12,"Broward",11,"12011",387,11425,1964,2013,"","","N","Natural Gas, Residual Fuel Oil","",{"$nulls":13},1,{"v":0.2566543374314039,"d":"0.2567"},{"v":0.2566543374314039,"d":"0.2567"},{"v":0.2566543374314039,"d":"0.2567"},{"v":0.2566543374314039,"d":"0.2567"},{"$nulls":6},""]
["Port Everglades","617_B_PPE4",617,"B","PPE4",null,"O/G Steam","","FRCC","Florida",12,"Broward",11,"12011",392,11420,1965,2013,"","","N","Natural Gas, Residual Fuel Oil","",{"$nulls":13},1,{"v":0.23200341225943638,"d":"0.2320"},{"v":0.23200341225943638,"d":"0.2320"},{"v":0.23200341225943638,"d":"0.2320"},{"v":0.23200341225943638,"d":"0.2320"},{"$nulls":6},""]
["Riviera","619_B_PRV3",619,"B","PRV3",null,"O/G Steam","","FRCC","Florida",12,"Palm Beach",99,"12099",277,10896,1962,2011,"","","N","Residual Fuel Oil","",{"$nulls":13},2.75,{"v":0.3096552241725689,"d":"0.3097"},{"v":0.3096552241725689,"d":"0.3097"},{"v":0.3096552241725689,"d":"0.3097"},{"v":0.3096552241725689,"d":"0.3097"},{"$nulls":6},""]
["Riviera","619_B_PRV4",619,"B","PRV4",null,"O/G Steam","","FRCC","Florida",12,"Palm Beach",99,"12099",288,10896,1963,2011,"","","N","Residual Fuel Oil","",{"$nulls":13},2.75,{"v":0.34080626351591614,"d":"0.3408"},{"v":0.34080626351591614,"d":"0.3408"},{"v":0.34080626351591614,"d":"0.3408"},{"v":0.34080626351591614,"d":"0.3408"},{"$nulls":6},""]
["5 in 1 Dam Hydroelectric","10171_G_GEN1",10171,"G","GEN1",null,"Hydro","","MIS_IA","Iowa",19,"Linn",113,"19113",0.7,0,1986,2015,"","","N","Hydro","",{"$nulls":14},0,0,0,0,{"$nulls":6},""]
["5 in 1 Dam Hydroelectric","10171_G_GEN2",10171,"G","GEN2",null,"Hydro","","MIS_IA","Iowa",19,"Linn",113,"19113",0.7,0,1986,2015,"","","N","Hydro","",{"$nulls":14},0,0,0,0,{"$nulls":6},""]
["5 in 1 Dam Hydroelectric","10171_G_GEN3",10171,"G","GEN3",null,"Hydro","","MIS_IA","Iowa",19,"Linn",113,"19113",0.7,0,1986,2015,"","","N","Hydro","",{"$nulls":14},0,0,0,0,{"$nulls":6},""]
["Oakland Dam Hydroelectric","10433_G_1",10433,"G","1",null,"Hydro","","PJM_PENE","Pennsylvania",42,"Susquehanna",115,"42115",0.5,0,1985,2015,"","","N","Hydro","",{"$nulls":14},0,0,0,0,{"$nulls":6},""]
["Oakland Dam Hydroelectric","10433_G_2",10433,"G","2",null,"Hydro","","PJM_PENE","Pennsylvania",42,"Susquehanna",115,"42115",0.5,0,1985,2015,"","","N","Hydro","",{"$nulls":14},0,0,0,0,{"$nulls":6},""]
["CES Placerita Power Plant","10677_G_UNT2",10677,"G","UNT2",null,"Combined Cycle","","WECC_SCE","California",6,"Los Angeles",37,"06037",46,10502,1988,2015,"","","N","Natural Gas","",{"$nulls":14},{"v":0.008,"d":"0.0080"},{"v":0.008,"d":"0.0080"},{"v":0.008,"d":"0.0080"},{"v":0.008,"d":"0.0080"},{"$nulls":6},""]
["CES Placerita Power Plant","10677_G_UNT3",10677,"G","UNT3",null,"Combined Cycle","","WECC_SCE","California",6,"Los Angeles",37,"06037",23,10502,1988,2015,"","","N","Natural Gas","",{"$nulls":14},{"v":0.008,"d":"0.0080"},{"v":0.008,"d":"0.0080"},{"v":0.008,"d":"0.0080"},{"v":0.008,"d":"0.0080"},{"$nulls":6},""]
["Tecumseh Energy Center","1252_G_1",1252,"G","1",null,"Combustion Turbine","Combustion Turbine","SPP_N","Kansas",20,"Shawnee",177,"20177",18,22574,1972,2012,"","","N","Natural Gas, Distillate Fuel Oil","",{"$nulls":13},3,{"v":0.4777602100541084,"d":"0.4778"},{"v":0.4777602100541084,"d":"0.4778"},{"v":0.4777602100541084,"d":"0.4778"},{"v":0.4777602100541084,"d":"0.4778"},{"$nulls":6},""]
["Tecumseh Energy Center","1252_G_2",1252,"G","2",null,"Combustion Turbine","Combustion Turbine","SPP_N","Kansas",20,"Shawnee",177,"20177",19,22812,1972,2012,"","","N","Natural Gas, Distillate Fuel Oil","",{"$nulls":13},3,{"v":0.4777602100541084,"d":"0.4778"},{"v":0.4777602100541084,"d":"0.4778"},{"v":0.4777602100541084,"d":"0.4778"},{"v":0.4777602100541084,"d":"0.4778"},{"$nulls":6},""]
["Riverside","1559_G_GT6",1559,"G","GT6",null,"Combustion Turbine","Combustion Turbine","PJM_SMAC","Maryland",24,"Baltimore",5,"24005",115,18700,1970,2014,"","","N","Natural Gas, Distillate Fuel Oil","",{"$nulls":13},0.0006,{"v":0.21600000000000003,"d":"0.2160"},{"v":0.21600000000000003,"d":"0.2160"},{"v":0.21600000000000003,"d":"0.2160"},{"v":0.21600000000000003,"d":"0.2160"},{"$nulls":6},""]
["High Street Station","1670_G_3",1670,"G","3",null,"Combustion Turbine","IC Engine","NENGREST","Massachusetts",25,"ESSEX",9,"25009",0.7,12774,1941,2006,"","","N","Distillate Fuel Oil","",{"$nulls":13},0.7890867906976743,{"v":2.3354529520972003,"d":"2.3355"},{"v":2.3354529520972003,"d":"2.3355"},{"v":2.3354529520972003,"d":"2.3355"},{"v":2.3354529520972003,"d":"2.3355"},{"$nulls":6},""]
["Gaylord","1706_G_5",1706,"G","5",null,"Combustion Turbine","Combustion Turbine","MIS_LMI","Michigan",26,"Otsego",137,"26137",14,17662,1968,2010,"","","N","Natural Gas","",{"$nulls":13},1.67,{"v":0.5924394044715431,"d":"0.5924"},{"v":0.5924394044715431,"d":"0.5924"},{"v":0.5924394044715431,"d":"0.5924"},{"v":0.5924394044715431,"d":"0.5924"},{"$nulls":6},""]
["Albany","2113_G_3",2113,"G","3",null,"Combustion Turbine","IC Engine","MIS_MO","Missouri",29,"GENTRY",75,"29075",0.6,12774,1954,2015,"","","N","Distillate Fuel Oil","",{"$nulls":13},2.3,{"v":2.3354529520972003,"d":"2.3355"},{"v":2.3354529520972003,"d":"2.3355"},{"v":2.3354529520972003,"d":"2.3355"},{"v":2.3354529520972003,"d":"2.3355"},{"$nulls":6},""]
["Coal Canyon","226_G_1",226,"G","1",null,"Hydro","","WEC_CALN","California",6,"Butte",7,"06007",0.9,0,1907,2013,"","","N","Hydro","",{"$nulls":14},0,0,0,0,{"$nulls":6},""]
["B L England","2378_G_IC1",2378,"G","IC1",null,"Combustion Turbine","IC Engine","PJM_EMAC","New Jersey",34,"Cape May",9,"34009",2,11651,1961,2016,"","","N","Distillate Fuel Oil","",{"$nulls":13},0.32,0.2574,0.2574,0.2574,0.2574,{"$nulls":6},""]
["B L England","2378_G_IC2",2378,"G","IC2",null,"Combustion Turbine","IC Engine","PJM_EMAC","New Jersey",34,"Cape May",9,"34009",2,11671,1961,2016,"","","N","Distillate Fuel Oil","",{"$nulls":13},0.32,{"v":0.257,"d":"0.2570"},{"v":0.257,"d":"0.2570"},{"v":0.257,"d":"0.2570"},{"v":0.257,"d":"0.2570"},{"$nulls":6},""]
["B L England","2378_G_IC3",2378,"G","IC3",null,"Combustion Turbine","IC Engine","PJM_EMAC","New Jersey",34,"Cape May",9,"34009",2,11671,1961,2016,"","","N","Distillate Fuel Oil","",{"$nulls":13},0.32,{"v":0.257,"d":"0.2570"},{"v":0.257,"d":"0.2570"},{"v":0.257,"d":"0.2570"},{"v":0.257,"d":"0.2570"},{"$nulls":6},""]
["B L England","2378_G_IC4",2378,"G","IC4",null,"Combustion Turbine","IC Engine","PJM_EMAC","New Jersey",34,"Cape May",9,"34009",2,11671,1961,2016,"","","N","Distillate Fuel Oil","",{"$nulls":13},0.32,{"v":0.257,"d":"0.2570"},{"v":0.257,"d":"0.2570"},{"v":0.257,"d":"0.2570"},{"v":0.257,"d":"0.2570"},{"$nulls":6},""]
["Cedar Station","2380_G_CED1",2380,"G","CED1",null,"Combustion Turbine","Combustion Turbine","PJM_EMAC","New Jersey",34,"Ocean",29,"34029",44,16004,1972,2015,"","","N","Distillate Fuel Oil","",{"$nulls":13},2.1,0.1874,0.1874,0.1874,0.1874,{"$nulls":6},""]
["Cedar Station","2380_G_CED2",2380,"G","CED2",null,"Combustion Turbine","Combustion Turbine","PJM_EMAC","New Jersey",34,"Ocean",29,"34029",22.3,15967,1972,2015,"","","N","Distillate Fuel Oil","",{"$nulls":13},2.1,0.1878,0.1878,0.1878,0.1878,{"$nulls":6},""]
["Middle Station","2382_G_MID1",2382,"G","MID1",null,"Combustion Turbine","Combustion Turbine","PJM_EMAC","New Jersey",34,"Cape May",9,"34009",19.1,15495,1970,2015,"","","N","Distillate Fuel Oil","",{"$nulls":13},2.1,0.1936,0.1936,0.1936,0.1936,{"$nulls":6},""]
["Middle Station","2382_G_MID2",2382,"G","MID2",null,"Combustion Turbine","Combustion Turbine","PJM_EMAC","New Jersey",34,"Cape May",9,"34009",19.5,15486,1970,2015,"","","N","Distillate Fuel Oil","",{"$nulls":13},2.1,0.1937,0.1937,0.1937,0.1937,{"$nulls":6},""]
["Middle Station","2382_G_MID3",2382,"G","MID3",null,"Combustion Turbine","Combustion Turbine","PJM_EMAC","New Jersey",34,"Cape May",9,"34009",36,15489,1971,2015,"","","N","Distillate Fuel Oil","",{"$nulls":13},2.1,0.1936,0.1936,0.1936,0.1936,{"$nulls":6},""]
["Missouri Avenue","2383_G_MISB",2383,"G","MISB",null,"Combustion Turbine","Combustion Turbine","PJM_EMAC","New Jersey",34,"Atlantic",1,"34001",20.5,18736,1969,2015,"","","N","Distillate Fuel Oil","",{"$nulls":13},2.1,0.1601,0.1601,0.1601,0.1601,{"$nulls":6},""]
["Missouri Avenue","2383_G_MISC",2383,"G","MISC",null,"Combustion Turbine","Combustion Turbine","PJM_EMAC","New Jersey",34,"Atlantic",1,"34001",20.5,18738,1969,2015,"","","N","Distillate Fuel Oil","",{"$nulls":13},2.1,0.1601,0.1601,0.1601,0.1601,{"$nulls":6},""]
["Missouri Avenue","2383_G_MISD",2383,"G","MISD",null,"Combustion Turbine","Combustion Turbine","PJM_EMAC","New Jersey",34,"Atlantic",1,"34001",20.6,18734,1969,2015,"","","N","Distillate Fuel Oil","",{"$nulls":13},2.1,0.1601,0.1601,0.1601,0.1601,{"$nulls":6},""]
["Werner","2385_G_GT1",2385,"G","GT1",null,"Combustion Turbine","Combustion Turbine","PJM_EMAC","New Jersey",34,"Middlesex",23,"34023",53,25000,1972,2015,"","","N","Distillate Fuel Oil","",{"$nulls":13},0.203990689,{"v":0.12,"d":"0.1200"},{"v":0.12,"d":"0.1200"},{"v":0.12,"d":"0.1200"},{"v":0.12,"d":"0.1200"},{"$nulls":6},""]
["Werner","2385_G_GT2",2385,"G","GT2",null,"Combustion Turbine","Combustion Turbine","PJM_EMAC","New Jersey",34,"Middlesex",23,"34023",53,25000,1972,2015,"","","N","Distillate Fuel Oil","",{"$nulls":13},0.201937397,{"v":0.12,"d":"0.1200"},{"v":0.12,"d":"0.1200"},{"v":0.12,"d":"0.1200"},{"v":0.12,"d":"0.1200"},{"$nulls":6},""]
["Werner","2385_G_GT3",2385,"G","GT3",null,"Combustion Turbine","Combustion Turbine","PJM_EMAC","New Jersey",34,"Middlesex",23,"34023",53,25000,1972,2015,"","","N","Distillate Fuel Oil","",{"$nulls":13},0.194038401,{"v":0.12,"d":"0.1200"},{"v":0.12,"d":"0.1200"},{"v":0.12,"d":"0.1200"},{"v":0.12,"d":"0.1200"},{"$nulls":6},""]
["Werner","2385_G_GT4",2385,"G","GT4",null,"Combustion Turbine","Combustion Turbine","PJM_EMAC","New Jersey",34,"Middlesex",23,"34023",53,25000,1972,2015,"","","N","Distillate Fuel Oil","",{"$nulls":13},0.189809061,{"v":0.12,"d":"0.1200"},{"v":0.12,"d":"0.1200"},{"v":0.12,"d":"0.1200"},{"v":0.12,"d":"0.1200"},{"$nulls":6},""]
["Gilbert","2393_G_C1",2393,"G","C1",null,"Combustion Turbine","Combustion Turbine","PJM_EMAC","New Jersey",34,"Hunterdon",19,"34019",23,19594,1970,2015,"","","N","Natural Gas, Distillate Fuel Oil","",{"$nulls":13},0.26,{"v":0.10906332750941797,"d":"0.1091"},{"v":0.10906332750941797,"d":"0.1091"},{"v":0.10906332750941797,"d":"0.1091"},{"v":0.10906332750941797,"d":"0.1091"},{"$nulls":6},""]
["Gilbert","2393_G_C2",2393,"G","C2",null,"Combustion Turbine","Combustion Turbine","PJM_EMAC","New Jersey",34,"Hunterdon",19,"34019",25,19595,1970,2015,"","","N","Natural Gas, Distillate Fuel Oil","",{"$nulls":13},0.26,{"v":0.10906332750941797,"d":"0.1091"},{"v":0.10906332750941797,"d":"0.1091"},{"v":0.10906332750941797,"d":"0.1091"},{"v":0.10906332750941797,"d":"0.1091"},{"$nulls":6},""]
["Gilbert","2393_G_C3",2393,"G","C3",null,"Combustion Turbine","Combustion Turbine","PJM_EMAC","New Jersey",34,"Hunterdon",19,"34019",25,19595,1970,2015,"","","N","Natural Gas, Distillate Fuel Oil","",{"$nulls":13},0.26,{"v":0.10906332750941797,"d":"0.1091"},{"v":0.10906332750941797,"d":"0.1091"},{"v":0.10906332750941797,"d":"0.1091"},{"v":0.10906332750941797,"d":"0.1091"},{"$nulls":6},""]
["Gilbert","2393_G_C4",2393,"G","C4",null,"Combustion Turbine","Combustion Turbine","PJM_EMAC","New Jersey",34,"Hunterdon",19,"34019",25,19595,1970,2015,"","","N","Natural Gas, Distillate Fuel Oil","",{"$nulls":13},0.26,{"v":0.10906332750941797,"d":"0.1091"},{"v":0.10906332750941797,"d":"0.1091"},{"v":0.10906332750941797,"d":"0.1091"},{"v":0.10906332750941797,"d":"0.1091"},{"$nulls":6},""]
["PSEG Burlington Generating Station","2399_G_111",2399,"G","111",null,"Combustion Turbine","Combustion Turbine","PJM_EMAC","New Jersey",34,"Burlington",5,"34005",46.3,10745,1972,2015,"","","N","Distillate Fuel Oil","",{"$nulls":13},0.32,0.2791,0.2791,0.2791,0.2791,{"$nulls":6},""]
["PSEG Burlington Generating Station","2399_G_112",2399,"G","112",null,"Combustion Turbine","Combustion Turbine","PJM_EMAC","New Jersey",34,"Burlington",5,"34005",46,10745,1972,2015,"","","N","Distillate Fuel Oil","",{"$nulls":13},0.32,0.2791,0.2791,0.2791,0.2791,{"$nulls":6},""]
["PSEG Burlington Generating Station","2399_G_113",2399,"G","113",null,"Combustion Turbine","Combustion Turbine","PJM_EMAC","New Jersey",34,"Burlington",5,"34005",46.2,10745,1972,2015,"","","N","Distillate Fuel Oil","",{"$nulls":13},0.32,0.2791,0.2791,0.2791,0.2791,{"$nulls":6},""]
["PSEG Burlington Generating Station","2399_G_114",2399,"G","114",null,"Combustion Turbine","Combustion Turbine","PJM_EMAC","New Jersey",34,"Burlington",5,"34005",46,10745,1972,2015,"","","N","Distillate Fuel Oil","",{"$nulls":13},0.32,0.2791,0.2791,0.2791,0.2791,{"$nulls":6},""]
["PSEG Burlington Generating Station","2399_G_91",2399,"G","91",null,"Combustion Turbine","Combustion Turbine","PJM_EMAC","New Jersey",34,"Burlington",5,"34005",48.8,10745,1972,2014,"","","N","Distillate Fuel Oil","",{"$nulls":13},0.32,0.2791,0.2791,0.2791,0.2791,{"$nulls":6},""]
["PSEG Burlington Generating Station","2399_G_92",2399,"G","92",null,"Combustion Turbine","Combustion Turbine","PJM_EMAC","New Jersey",34,"Burlington",5,"34005",47,10745,1972,2014,"","","N","Distillate Fuel Oil","",{"$nulls":13},0.32,0.2791,0.2791,0.2791,0.2791,{"$nulls":6},""]
["PSEG Burlington Generating Station","2399_G_93",2399,"G","93",null,"Combustion Turbine","Combustion Turbine","PJM_EMAC","New Jersey",34,"Burlington",5,"34005",48,10745,1972,2014,"","","N","Distillate Fuel Oil","",{"$nulls":13},0.32,0.2791,0.2791,0.2791,0.2791,{"$nulls":6},""]
["PSEG Burlington Generating Station","2399_G_94",2399,"G","94",null,"Combustion Turbine","Combustion Turbine","PJM_EMAC","New Jersey",34,"Burlington",5,"34005",47,10745,1972,2014,"","","N","Distillate Fuel Oil","",{"$nulls":13},0.32,0.2791,0.2791,0.2791,0.2791,{"$nulls":6},""]
["PSEG Edison Generating Station","2400_G_11",2400,"G","11",null,"Combustion Turbine","Combustion Turbine","PJM_EMAC","New Jersey",34,"Middlesex",23,"34023",44.1,15361,1971,2015,"","","N","Natural Gas, Distillate Fuel Oil","",{"$nulls":13},0.21,0.1432,0.1432,0.1432,0.1432,{"$nulls":6},""]
["PSEG Edison Generating Station","2400_G_12",2400,"G","12",null,"Combustion Turbine","Combustion Turbine","PJM_EMAC","New Jersey",34,"Middlesex",23,"34023",42.8,15361,1971,2015,"","","N","Natural Gas, Distillate Fuel Oil","",{"$nulls":13},0.21,0.1432,0.1432,0.1432,0.1432,{"$nulls":6},""]
["PSEG Edison Generating Station","2400_G_13",2400,"G","13",null,"Combustion Turbine","Combustion Turbine","PJM_EMAC","New Jersey",34,"Middlesex",23,"34023",43.6,15361,1971,2015,"","","N","Natural Gas, Distillate Fuel Oil","",{"$nulls":13},0.21,0.1432,0.1432,0.1432,0.1432,{"$nulls":6},""]
["PSEG Edison Generating Station","2400_G_14",2400,"G","14",null,"Combustion Turbine","Combustion Turbine","PJM_EMAC","New Jersey",34,"Middlesex",23,"34023",43.1,15361,1971,2015,"","","N","Natural Gas, Distillate Fuel Oil","",{"$nulls":13},0.21,0.1432,0.1432,0.1432,0.1432,{"$nulls":6},""]
["PSEG Edison Generating Station","2400_G_21",2400,"G","21",null,"Combustion Turbine","Combustion Turbine","PJM_EMAC","New Jersey",34,"Middlesex",23,"34023",43,15361,1971,2015,"","","N","Natural Gas, Distillate Fuel Oil","",{"$nulls":13},0.21,0.1432,0.1432,0.1432,0.1432,{"$nulls":6},""]
["PSEG Edison Generating Station","2400_G_22",2400,"G","22",null,"Combustion Turbine","Combustion Turbine","PJM_EMAC","New Jersey",34,"Middlesex",23,"34023",44,15361,1971,2015,"","","N","Natural Gas, Distillate Fuel Oil","",{"$nulls":13},0.21,0.1432,0.1432,0.1432,0.1432,{"$nulls":6},""]
["PSEG Edison Generating Station","2400_G_23",2400,"G","23",null,"Combustion Turbine","Combustion Turbine","PJM_EMAC","New Jersey",34,"Middlesex",23,"34023",42.8,15361,1971,2015,"","","N","Natural Gas, Distillate Fuel Oil","",{"$nulls":13},0.21,0.1432,0.1432,0.1432,0.1432,{"$nulls":6},""]
["PSEG Edison Generating Station","2400_G_24",2400,"G","24",null,"Combustion Turbine","Combustion Turbine","PJM_EMAC","New Jersey",34,"Middlesex",23,"34023",43.9,15361,1971,2015,"","","N","Natural Gas, Distillate Fuel Oil","",{"$nulls":13},0.21,0.1432,0.1432,0.1432,0.1432,{"$nulls":6},""]
["PSEG Edison Generating Station","2400_G_31",2400,"G","31",null,"Combustion Turbine","Combustion Turbine","PJM_EMAC","New Jersey",34,"Middlesex",23,"34023",42.6,15361,1971,2015,"","","N","Natural Gas, Distillate Fuel Oil","",{"$nulls":13},0.21,0.1432,0.1432,0.1432,0.1432,{"$nulls":6},""]
["PSEG Edison Generating Station","2400_G_32",2400,"G","32",null,"Combustion Turbine","Combustion Turbine","PJM_EMAC","New Jersey",34,"Middlesex",23,"34023",43.7,15361,1971,2015,"","","N","Natural Gas, Distillate Fuel Oil","",{"$nulls":13},0.21,0.1432,0.1432,0.1432,0.1432,{"$nulls":6},""]
["PSEG Edison Generating Station","2400_G_33",2400,"G","33",null,"Combustion Turbine","Combustion Turbine","PJM_EMAC","New Jersey",34,"Middlesex",23,"34023",43.1,15361,1971,2015,"","","N","Natural Gas, Distillate Fuel Oil","",{"$nulls":13},0.21,0.1432,0.1432,0.1432,0.1432,{"$nulls":6},""]
["PSEG Edison Generating Station","2400_G_34",2400,"G","34",null,"Combustion Turbine","Combustion Turbine","PJM_EMAC","New Jersey",34,"Middlesex",23,"34023",43.1,15361,1971,2015,"","","N","Natural Gas, Distillate Fuel Oil","",{"$nulls":13},0.21,0.1432,0.1432,0.1432,0.1432,{"$nulls":6},""]
["PSEG Essex Generating Station","2401_G_101",2401,"G","101",null,"Combustion Turbine","Combustion Turbine","PJM_EMAC","New Jersey",34,"Essex",13,"34013",44,14898,1971,2015,"","","N","Natural Gas, Distillate Fuel Oil","",{"$nulls":13},0.21,0.1476,0.1476,0.1476,0.1476,{"$nulls":6},""]
["PSEG Essex Generating Station","2401_G_102",2401,"G","102",null,"Combustion Turbine","Combustion Turbine","PJM_EMAC","New Jersey",34,"Essex",13,"34013",43.6,14898,1971,2015,"","","N","Natural Gas, Distillate Fuel Oil","",{"$nulls":13},0.21,0.1476,0.1476,0.1476,0.1476,{"$nulls":6},""]
["PSEG Essex Generating Station","2401_G_103",2401,"G","103",null,"Combustion Turbine","Combustion Turbine","PJM_EMAC","New Jersey",34,"Essex",13,"34013",43.6,14898,1971,2015,"","","N","Natural Gas, Distillate Fuel Oil","",{"$nulls":13},0.21,0.1476,0.1476,0.1476,0.1476,{"$nulls":6},""]
["PSEG Essex Generating Station","2401_G_104",2401,"G","104",null,"Combustion Turbine","Combustion Turbine","PJM_EMAC","New Jersey",34,"Essex",13,"34013",44.6,14898,1971,2015,"","","N","Natural Gas, Distillate Fuel Oil","",{"$nulls":13},0.21,0.1476,0.1476,0.1476,0.1476,{"$nulls":6},""]
["PSEG Essex Generating Station","2401_G_111",2401,"G","111",null,"Combustion Turbine","Combustion Turbine","PJM_EMAC","New Jersey",34,"Essex",13,"34013",46.1,14898,1971,2015,"","","N","Natural Gas, Distillate Fuel Oil","",{"$nulls":13},0.21,0.1476,0.1476,0.1476,0.1476,{"$nulls":6},""]
["PSEG Essex Generating Station","2401_G_112",2401,"G","112",null,"Combustion Turbine","Combustion Turbine","PJM_EMAC","New Jersey",34,"Essex",13,"34013",47.6,14898,1971,2015,"","","N","Natural Gas, Distillate Fuel Oil","",{"$nulls":13},0.21,0.1476,0.1476,0.1476,0.1476,{"$nulls":6},""]
["PSEG Essex Generating Station","2401_G_113",2401,"G","113",null,"Combustion Turbine","Combustion Turbine","PJM_EMAC","New Jersey",34,"Essex",13,"34013",46.1,14898,1971,2015,"","","N","Natural Gas, Distillate Fuel Oil","",{"$nulls":13},0.21,0.1476,0.1476,0.1476,0.1476,{"$nulls":6},""]
["PSEG Essex Generating Station","2401_G_114",2401,"G","114",null,"Combustion Turbine","Combustion Turbine","PJM_EMAC","New Jersey",34,"Essex",13,"34013",46.1,14898,1971,2015,"","","N","Natural Gas, Distillate Fuel Oil","",{"$nulls":13},0.21,0.1476,0.1476,0.1476,0.1476,{"$nulls":6},""]
["PSEG Essex Generating Station","2401_G_121",2401,"G","121",null,"Combustion Turbine","Combustion Turbine","PJM_EMAC","New Jersey",34,"Essex",13,"34013",46.6,14898,1971,2015,"","","N","Natural Gas, Distillate Fuel Oil","",{"$nulls":13},0.21,0.1476,0.1476,0.1476,0.1476,{"$nulls":6},""]
["PSEG Essex Generating Station","2401_G_122",2401,"G","122",null,"Combustion Turbine","Combustion Turbine","PJM_EMAC","New Jersey",34,"Essex",13,"34013",46.8,14898,1971,2015,"","","N","Natural Gas, Distillate Fuel Oil","",{"$nulls":13},0.21,0.1476,0.1476,0.1476,0.1476,{"$nulls":6},""]
["PSEG Essex Generating Station","2401_G_123",2401,"G","123",null,"Combustion Turbine","Combustion Turbine","PJM_EMAC","New Jersey",34,"Essex",13,"34013",47.6,14898,1971,2015,"","","N","Natural Gas, Distillate Fuel Oil","",{"$nulls":13},0.21,0.1476,0.1476,0.1476,0.1476,{"$nulls":6},""]
["PSEG Essex Generating Station","2401_G_124",2401,"G","124",null,"Combustion Turbine","Combustion Turbine","PJM_EMAC","New Jersey",34,"Essex",13,"34013",46.6,14898,1971,2015,"","","N","Natural Gas, Distillate Fuel Oil","",{"$nulls":13},0.21,{"v":0.06925299526188462,"d":"0.0693"},{"v":0.06925299526188462,"d":"0.0693"},{"v":0.06925299526188462,"d":"0.0693"},{"v":0.06925299526188462,"d":"0.0693"},{"$nulls":6},""]
["Ravenswood","2500_G_GT8",2500,"G","GT8",null,"Combustion Turbine","Combustion Turbine","NY_Z_J","New York",36,"Queens",81,"36081",20,17662,1969,2008,"","","N","Natural Gas, Distillate Fuel Oil","",{"$nulls":13},0.315889228,{"v":0.430700319,"d":"0.4307"},{"v":0.430700319,"d":"0.4307"},{"v":0.430700319,"d":"0.4307"},{"v":0.430700319,"d":"0.4307"},{"$nulls":6},""]
["E F Barrett","2511_G_7",2511,"G","7",null,"Combustion Turbine","Combustion Turbine","NY_Z_K","New York",36,"Nassau",59,"36059",16.6,17613,1970,2011,"","","N","Natural Gas, Distillate Fuel Oil","",{"$nulls":13},1.052964094,{"v":0.35406220203987054,"d":"0.3541"},{"v":0.35406220203987054,"d":"0.3541"},{"v":0.35406220203987054,"d":"0.3541"},{"v":0.35406220203987054,"d":"0.3541"},{"$nulls":6},""]
["Wiscoy 170","2646_G_1",2646,"G","1",null,"Hydro","","NY_Z_A&B","New York",36,"Allegany",3,"36003",0.6,0,1922,2015,"","","N","Hydro","",{"$nulls":14},0,0,0,0,{"$nulls":6},""]
["Wiscoy 170","2646_G_2",2646,"G","2",null,"Hydro","","NY_Z_A&B","New York",36,"Allegany",3,"36003",0.4,0,1922,2015,"","","N","Hydro","",{"$nulls":14},0,0,0,0,{"$nulls":6},""]
["Greenport","2681_G_2",2681,"G","2",null,"Combustion Turbine","IC Engine","NY_Z_K","New York",36,"Suffolk",103,"36103",1.5,12774,1997,2015,"","","N","Natural Gas, Distillate Fuel Oil","",{"$nulls":13},1.052964094,{"v":1.994526973,"d":"1.9945"},{"v":1.994526973,"d":"1.9945"},{"v":1.994526973,"d":"1.9945"},{"v":1.994526973,"d":"1.9945"},{"$nulls":6},""]
["Greenport","2681_G_7",2681,"G","7",null,"Combustion Turbine","IC Engine","NY_Z_K","New York",36,"Suffolk",103,"36103",1.6,12774,1997,2015,"","","N","Natural Gas, Distillate Fuel Oil","",{"$nulls":13},1.052964094,{"v":1.994526973,"d":"1.9945"},{"v":1.994526973,"d":"1.9945"},{"v":1.994526973,"d":"1.9945"},{"v":1.994526973,"d":"1.9945"},{"$nulls":6},""]
["Cape Fear","2708_G_1B",2708,"G","1B",null,"Combined Cycle","","S_VACA","North Carolina",37,"Chatham",37,"37037",11,15000,1969,2013,"","","N","Distillate Fuel Oil","",{"$nulls":13},2.3,{"v":1.1998320726112315,"d":"1.1998"},{"v":1.1998320726112315,"d":"1.1998"},{"v":1.1998320726112315,"d":"1.1998"},{"v":1.1998320726112315,"d":"1.1998"},{"$nulls":6},""]
["Lee","2709_G_GT1",2709,"G","GT1",null,"Combustion Turbine","Combustion Turbine","S_VACA","North Carolina",37,"Wayne",191,"37191",12,25000,1968,2012,"","","N","Distillate Fuel Oil","",{"$nulls":13},2.3000000000000003,{"v":1.2002259022179669,"d":"1.2002"},{"v":1.2002259022179669,"d":"1.2002"},{"v":1.2002259022179669,"d":"1.2002"},{"v":1.2002259022179669,"d":"1.2002"},{"$nulls":6},""]
["Lee","2709_G_GT2",2709,"G","GT2",null,"Combustion Turbine","Combustion Turbine","S_VACA","North Carolina",37,"Wayne",191,"37191",21,25000,1971,2012,"","","N","Distillate Fuel Oil","",{"$nulls":13},2.3000000000000003,{"v":1.2001132888305246,"d":"1.2001"},{"v":1.2001132888305246,"d":"1.2001"},{"v":1.2001132888305246,"d":"1.2001"},{"v":1.2001132888305246,"d":"1.2001"},{"$nulls":6},""]
["Lee","2709_G_GT3",2709,"G","GT3",null,"Combustion Turbine","Combustion Turbine","S_VACA","North Carolina",37,"Wayne",191,"37191",21,25000,1971,2012,"","","N","Distillate Fuel Oil","",{"$nulls":13},2.3000000000000003,{"v":1.2,"d":"1.2000"},{"v":1.2,"d":"1.2000"},{"v":1.2,"d":"1.2000"},{"v":1.2,"d":"1.2000"},{"$nulls":6},""]
["Lee","2709_G_GT4",2709,"G","GT4",null,"Combustion Turbine","Combustion Turbine","S_VACA","North Carolina",37,"Wayne",191,"37191",21,25000,1971,2012,"","","N","Distillate Fuel Oil","",{"$nulls":13},2.3000000000000003,1.2015,1.2015,1.2015,1.2015,{"$nulls":6},""]
["Kitty Hawk","2757_G_GT1",2757,"G","GT1",null,"Combustion Turbine","Combustion Turbine","PJM_Dom","North Carolina",37,"Dare",55,"37055",16,25000,1971,2011,"","","N","Distillate Fuel Oil","",{"$nulls":13},2.3000000000000003,{"v":1.2002259022179669,"d":"1.2002"},{"v":1.2002259022179669,"d":"1.2002"},{"v":1.2002259022179669,"d":"1.2002"},{"v":1.2002259022179669,"d":"1.2002"},{"$nulls":6},""]
["Kitty Hawk","2757_G_GT2",2757,"G","GT2",null,"Combustion Turbine","Combustion Turbine","PJM_Dom","North Carolina",37,"Dare",55,"37055",15,25000,1971,2011,"","","N","Distillate Fuel Oil","",{"$nulls":13},2.3000000000000003,{"v":1.2002259022179669,"d":"1.2002"},{"v":1.2002259022179669,"d":"1.2002"},{"v":1.2002259022179669,"d":"1.2002"},{"v":1.2002259022179669,"d":"1.2002"},{"$nulls":6},""]
["Williston","2791_G_2",2791,"G","2",null,"Combustion Turbine","Combustion Turbine","MIS_MAPP","North Dakota",38,"Williams",105,"38105",4.7,19311,1953,2012,"","","N","Natural Gas","",{"$nulls":13},3,{"v":0.4777602100541084,"d":"0.4778"},{"v":0.4777602100541084,"d":"0.4778"},{"v":0.4777602100541084,"d":"0.4778"},{"v":0.4777602100541084,"d":"0.4778"},{"$nulls":6},""]
["Geysers Unit 5-20","286_G_U10",286,"G","U10",null,"Geothermal","","WEC_CALN","California",6,"Sonoma",97,"06097",30,9760,1973,2015,"","","N","Geothermal","",{"$nulls":14},0,0,0,0,0.3713,0.3713,0.3713,{"$nulls":3},""]
["Geysers Unit 5-20","286_G_U9",286,"G","U9",null,"Geothermal","","WEC_CALN","California",6,"Sonoma",97,"06097",30,9760,1973,2015,"","","N","Geothermal","",{"$nulls":14},0,0,0,0,0.3713,0.3713,0.3713,{"$nulls":3},""]
["Powerdale","3031_G_1",3031,"G","1",null,"Hydro","","WECC_PNW","Oregon",41,"Hood River",27,"41027",6,0,1923,2007,"","","N","Hydro","",{"$nulls":14},0,0,0,0,{"$nulls":6},""]
["Brunot Island","3096_G_1B",3096,"G","1B",null,"Combustion Turbine","Combustion Turbine","PJM_West","Pennsylvania",42,"Allegheny",3,"42003",15,19053,1972,2014,"","","N","Distillate Fuel Oil","",{"$nulls":13},0.5,{"v":0.6055514995983419,"d":"0.6056"},{"v":0.6055514995983419,"d":"0.6056"},{"v":0.6055514995983419,"d":"0.6056"},{"v":0.6055514995983419,"d":"0.6056"},{"$nulls":6},""]
["Brunot Island","3096_G_1C",3096,"G","1C",null,"Combustion Turbine","Combustion Turbine","PJM_West","Pennsylvania",42,"Allegheny",3,"42003",15,19053,1972,2014,"","","N","Distillate Fuel Oil","",{"$nulls":13},0.5,{"v":0.6055514995983419,"d":"0.6056"},{"v":0.6055514995983419,"d":"0.6056"},{"v":0.6055514995983419,"d":"0.6056"},{"v":0.6055514995983419,"d":"0.6056"},{"$nulls":6},""]
["Schuylkill Generating Station","3169_G_IC1",3169,"G","IC1",null,"Combustion Turbine","IC Engine","PJM_EMAC","Pennsylvania",42,"Philadelphia",101,"42101",2.7,12774,1967,2012,"","","N","Distillate Fuel Oil","",{"$nulls":13},0.6,{"v":2.3354529520972003,"d":"2.3355"},{"v":2.3354529520972003,"d":"2.3355"},{"v":2.3354529520972003,"d":"2.3355"},{"v":2.3354529520972003,"d":"2.3355"},{"$nulls":6},""]
["Eagle Mountain","3489_G_1",3489,"G","1",2405,"O/G Steam","","ERC_REST","Texas",48,"Tarrant",439,"48439",115,10896,1954,2012,"","","N","Natural Gas, Residual Fuel Oil","",{"$nulls":3},"BOOS",{"$nulls":9},1.16,{"v":0.20162116327339683,"d":"0.2016"},{"v":0.20162116327339683,"d":"0.2016"},{"v":0.20162116327339683,"d":"0.2016"},{"v":0.20162116327339683,"d":"0.2016"},{"$nulls":6},""]
["Eagle Mountain","3489_G_2",3489,"G","2",2406,"O/G Steam","","ERC_REST","Texas",48,"Tarrant",439,"48439",175,10896,1956,2012,"","","N","Natural Gas, Residual Fuel Oil","",{"$nulls":3},"BOOS + LNB",{"$nulls":9},1.16,{"v":0.20162116327339683,"d":"0.2016"},{"v":0.20162116327339683,"d":"0.2016"},{"v":0.20162116327339683,"d":"0.2016"},{"v":0.20162116327339683,"d":"0.2016"},{"$nulls":6},""]
["Eagle Mountain","3489_G_3",3489,"G","3",2407,"O/G Steam","","ERC_REST","Texas",48,"Tarrant",439,"48439",375,10896,1971,2012,"","","N","Natural Gas","",{"$nulls":3},"LNB",{"$nulls":9},1.16,{"v":0.20162116327339683,"d":"0.2016"},{"v":0.20162116327339683,"d":"0.2016"},{"v":0.20162116327339683,"d":"0.2016"},{"v":0.20162116327339683,"d":"0.2016"},{"$nulls":6},""]
["Morgan Creek","3492_G_5",3492,"G","5",null,"O/G Steam","","ERC_WEST","Texas",48,"Mitchell",335,"48335",175,10896,1959,2012,"","","N","Natural Gas, Residual Fuel Oil","",{"$nulls":3},"CM",{"$nulls":9},1.16,{"v":0.20162116327339683,"d":"0.2016"},{"v":0.20162116327339683,"d":"0.2016"},{"v":0.20162116327339683,"d":"0.2016"},{"v":0.20162116327339683,"d":"0.2016"},{"$nulls":6},""]
["Morgan Creek","3492_G_6",3492,"G","6",null,"O/G Steam","","ERC_WEST","Texas",48,"Mitchell",335,"48335",511,10896,1966,2012,"","","N","Natural Gas, Residual Fuel Oil","",{"$nulls":3},"BOOS + FR",{"$nulls":9},1.16,{"v":0.14399196483367707,"d":"0.1440"},{"v":0.14399196483367707,"d":"0.1440"},{"v":0.14399196483367707,"d":"0.1440"},{"v":0.14399196483367707,"d":"0.1440"},{"$nulls":6},""]
["Morris Sheppard","3557_G_1",3557,"G","1",null,"Hydro","","ERC_REST","Texas",48,"Palo Pinto",363,"48363",12,0,1942,2014,"","","N","Hydro","",{"$nulls":14},0,0,0,0,{"$nulls":6},""]
["Morris Sheppard","3557_G_2",3557,"G","2",null,"Hydro","","ERC_REST","Texas",48,"Palo Pinto",363,"48363",12,0,1942,2014,"","","N","Hydro","",{"$nulls":14},0,0,0,0,{"$nulls":6},""]
["Bountiful City","3665_G_2",3665,"G","2",null,"Combustion Turbine","IC Engine","WECC_UT","Utah",49,"Davis",11,"49011",1.2,12774,1959,2011,"","","N","Natural Gas, Distillate Fuel Oil","",{"$nulls":13},0.85,{"v":2.0543300185532067,"d":"2.0543"},{"v":2.0543300185532067,"d":"2.0543"},{"v":2.0543300185532067,"d":"2.0543"},{"v":2.0543300185532067,"d":"2.0543"},{"$nulls":6},""]
["Bountiful City","3665_G_6",3665,"G","6",null,"Combustion Turbine","IC Engine","WECC_UT","Utah",49,"Davis",11,"49011",2.5,12774,1962,2011,"","","N","Natural Gas, Distillate Fuel Oil","",{"$nulls":13},0.85,{"v":2.0543300185532067,"d":"2.0543"},{"v":2.0543300185532067,"d":"2.0543"},{"v":2.0543300185532067,"d":"2.0543"},{"v":2.0543300185532067,"d":"2.0543"},{"$nulls":6},""]
["Chesapeake","3803_G_10",3803,"G","10",null,"Combustion Turbine","Combustion Turbine","PJM_Dom","Virginia",51,"Chesapeake",550,"51550",16,20917,1970,2011,"","","N","Distillate Fuel Oil","",{"$nulls":13},2.64,{"v":0.7653828280223779,"d":"0.7654"},{"v":0.7653828280223779,"d":"0.7654"},{"v":0.7653828280223779,"d":"0.7654"},{"v":0.7653828280223779,"d":"0.7654"},{"$nulls":6},""]
["Nine Mile","3869_G_1",3869,"G","1",null,"Hydro","","WECC_PNW","Washington",53,"Spokane",63,"53063",8.9,0,1910,2005,"","","N","Hydro","",{"$nulls":14},0,0,0,0,{"$nulls":6},""]
["Wanapum","3888_G_2",3888,"G","2",null,"Hydro","","WECC_PNW","Washington",53,"Grant",25,"53025",97,0,1963,2012,"","","N","Hydro","",{"$nulls":14},0,0,0,0,{"$nulls":6},""]
["Union Carbide Seadrift Cogen","50150_G_IGT",50150,"G","IGT",null,"Combined Cycle","","ERC_REST","Texas",48,"Calhoun",57,"48057",12,9714,1969,2015,"","","N","Natural Gas","",{"$nulls":14},{"v":0.25592513171924164,"d":"0.2559"},{"v":0.25592513171924164,"d":"0.2559"},{"v":0.25592513171924164,"d":"0.2559"},{"v":0.25592513171924164,"d":"0.2559"},{"$nulls":6},""]
["Porterdale Hydro","50242_G_TB-2",50242,"G","TB-2",null,"Hydro","","S_SOU","Georgia",13,"Newton",217,"13217",0.7,0,1982,2015,"","","N","Hydro","",{"$nulls":14},0,0,0,0,{"$nulls":6},""]
["TXU Sweetwater Generating Plant","50615_G_GT01",50615,"G","GT01",null,"Combined Cycle","","ERC_WEST","Texas",48,"Nolan",353,"48353",41,10320,1989,2012,"","","Y","Natural Gas","",{"$nulls":14},{"v":0.14054600938967135,"d":"0.1405"},{"v":0.14054600938967135,"d":"0.1405"},{"v":0.14054600938967135,"d":"0.1405"},{"v":0.14054600938967135,"d":"0.1405"},{"$nulls":6},""]
["TXU Sweetwater Generating Plant","50615_G_GT02",50615,"G","GT02",null,"Combined Cycle","","ERC_WEST","Texas",48,"Nolan",353,"48353",86,10320,1989,2012,"","","N","Natural Gas","",{"$nulls":14},{"v":0.14054600938967135,"d":"0.1405"},{"v":0.14054600938967135,"d":"0.1405"},{"v":0.14054600938967135,"d":"0.1405"},{"v":0.14054600938967135,"d":"0.1405"},{"$nulls":6},""]
["TXU Sweetwater Generating Plant","50615_G_GT03",50615,"G","GT03",null,"Combined Cycle","","ERC_WEST","Texas",48,"Nolan",353,"48353",86,10320,1989,2012,"","","N","Natural Gas","",{"$nulls":14},{"v":0.14054600938967135,"d":"0.1405"},{"v":0.14054600938967135,"d":"0.1405"},{"v":0.14054600938967135,"d":"0.1405"},{"v":0.14054600938967135,"d":"0.1405"},{"$nulls":6},""]
["Steamboat 1","50763_G_OE11",50763,"G","OE11",null,"Geothermal","","WECC_NNV","Nevada",32,"Washoe",31,"32031",0.9,9760,1986,2015,"","","N","Geothermal","",{"$nulls":14},0,0,0,0,0.4563,0.4563,0.4563,{"$nulls":3},""]
["Steamboat 1","50763_G_OE12",50763,"G","OE12",null,"Geothermal","","WECC_NNV","Nevada",32,"Washoe",31,"32031",0.9,9760,1986,2015,"","","N","Geothermal","",{"$nulls":14},0,0,0,0,0.4563,0.4563,0.4563,{"$nulls":3},""]
["Steamboat 1","50763_G_OE13",50763,"G","OE13",null,"Geothermal","","WECC_NNV","Nevada",32,"Washoe",31,"32031",0.9,9760,1986,2015,"","","N","Geothermal","",{"$nulls":14},0,0,0,0,0.4563,0.4563,0.4563,{"$nulls":3},""]
["Steamboat 1","50763_G_OE14",50763,"G","OE14",null,"Geothermal","","WECC_NNV","Nevada",32,"Washoe",31,"32031",0.9,9760,1986,2015,"","","N","Geothermal","",{"$nulls":14},0,0,0,0,0.4563,0.4563,0.4563,{"$nulls":3},""]
["Steamboat 1","50763_G_OE21",50763,"G","OE21",null,"Geothermal","","WECC_NNV","Nevada",32,"Washoe",31,"32031",0.9,9760,1986,2015,"","","N","Geothermal","",{"$nulls":14},0,0,0,0,0.4563,0.4563,0.4563,{"$nulls":3},""]
["Steamboat 1","50763_G_OE22",50763,"G","OE22",null,"Geothermal","","WECC_NNV","Nevada",32,"Washoe",31,"32031",0.9,9760,1986,2015,"","","N","Geothermal","",{"$nulls":14},0,0,0,0,0.4563,0.4563,0.4563,{"$nulls":3},""]
["Steamboat 1","50763_G_OE23",50763,"G","OE23",null,"Geothermal","","WECC_NNV","Nevada",32,"Washoe",31,"32031",0.9,9760,1986,2015,"","","N","Geothermal","",{"$nulls":14},0,0,0,0,0.4563,0.4563,0.4563,{"$nulls":3},""]
["Ivy River Hydro","50890_G_GEN1",50890,"G","GEN1",null,"Hydro","","S_VACA","North Carolina",37,"Madison",115,"37115",0.2,0,1985,2015,"","","N","Hydro","",{"$nulls":14},0,0,0,0,{"$nulls":6},""]
["Ivy River Hydro","50890_G_GEN2",50890,"G","GEN2",null,"Hydro","","S_VACA","North Carolina",37,"Madison",115,"37115",0.2,0,1985,2015,"","","N","Hydro","",{"$nulls":14},0,0,0,0,{"$nulls":6},""]
["Ivy River Hydro","50890_G_GEN3",50890,"G","GEN3",null,"Hydro","","S_VACA","North Carolina",37,"Madison",115,"37115",0.2,0,1985,2015,"","","N","Hydro","",{"$nulls":14},0,0,0,0,{"$nulls":6},""]
["Ivy River Hydro","50890_G_GEN4",50890,"G","GEN4",null,"Hydro","","S_VACA","North Carolina",37,"Madison",115,"37115",0.2,0,1985,2015,"","","N","Hydro","",{"$nulls":14},0,0,0,0,{"$nulls":6},""]
["Ivy River Hydro","50890_G_GEN5",50890,"G","GEN5",null,"Hydro","","S_VACA","North Carolina",37,"Madison",115,"37115",0.2,0,1985,2015,"","","N","Hydro","",{"$nulls":14},0,0,0,0,{"$nulls":6},""]
["Ivy River Hydro","50890_G_GEN6",50890,"G","GEN6",null,"Hydro","","S_VACA","North Carolina",37,"Madison",115,"37115",0.2,0,1985,2015,"","","N","Hydro","",{"$nulls":14},0,0,0,0,{"$nulls":6},""]
["Herkimer","52057_G_01",52057,"G","01",null,"Hydro","","NY_Z_C&E","New York",36,"Herkimer",43,"36043",0.1,0,1987,2015,"","","N","Hydro","",{"$nulls":14},0,0,0,0,{"$nulls":6},""]
["Herkimer","52057_G_02",52057,"G","02",null,"Hydro","","NY_Z_C&E","New York",36,"Herkimer",43,"36043",0.1,0,1987,2015,"","","N","Hydro","",{"$nulls":14},0,0,0,0,{"$nulls":6},""]
["Herkimer","52057_G_03",52057,"G","03",null,"Hydro","","NY_Z_C&E","New York",36,"Herkimer",43,"36043",0.1,0,1987,2015,"","","N","Hydro","",{"$nulls":14},0,0,0,0,{"$nulls":6},""]
["Herkimer","52057_G_04",52057,"G","04",null,"Hydro","","NY_Z_C&E","New York",36,"Herkimer",43,"36043",0.1,0,1987,2015,"","","N","Hydro","",{"$nulls":14},0,0,0,0,{"$nulls":6},""]
["Steamboat 1A Power Plant","52138_G_DE32",52138,"G","DE32",null,"Geothermal","","WECC_NNV","Nevada",32,"Washoe",31,"32031",0.9,9760,1988,2015,"","","N","Geothermal","",{"$nulls":14},0,0,0,0,0.4563,0.4563,0.4563,{"$nulls":3},""]
["Yuma","524_G_3",524,"G","3",null,"Combustion Turbine","IC Engine","WECC_CO","Colorado",8,"Yuma",125,"08125",0.2,12774,1938,2015,"","","N","Distillate Fuel Oil","",{"$nulls":13},1.2,{"v":2.3354529520972003,"d":"2.3355"},{"v":2.3354529520972003,"d":"2.3355"},{"v":2.3354529520972003,"d":"2.3355"},{"v":2.3354529520972003,"d":"2.3355"},{"$nulls":6},""]
["Wythe Park Power Petersburg Plant","54045_G_1",54045,"G","1",null,"Fossil Waste","","PJM_Dom","Virginia",51,"Petersburg",730,"51730",3,10745,1989,2013,"","","N","Fossil Waste","",{"$nulls":13},2.64,{"v":0.08560208286506267,"d":"0.0856"},{"v":0.08560208286506267,"d":"0.0856"},{"v":0.08560208286506267,"d":"0.0856"},{"v":0.08560208286506267,"d":"0.0856"},{"$nulls":6},""]
["Upper Androscoggin","54202_G_2",54202,"G","2",null,"Hydro","","NENG_ME","Maine",23,"Androscoggin",1,"23001",0.5,0,1920,2015,"","","N","Hydro","",{"$nulls":14},0,0,0,0,{"$nulls":6},""]
["Alvarado Hydro Facility","54242_G_AHF",54242,"G","AHF",null,"Hydro","","WEC_SDGE","California",6,"San Diego",73,"06073",1.4,0,1985,2011,"","","N","Hydro","",{"$nulls":14},0,0,0,0,{"$nulls":6},""]
["CTV Power Purchase Contract Trust","54300_G_SX1S",54300,"G","SX1S",null,"Wind","","WECC_SCE","California",6,"Kern",29,"06029",0.1,0,1985,2015,"","","N","Wind","",{"$nulls":14},0,0,0,0,{"$nulls":6},""]
["Small Hydro of Texas","55000_G_01",55000,"G","01",null,"Hydro","","ERC_REST","Texas",48,"DeWitt",123,"48123",0.4,0,1992,2015,"","","N","Hydro","",{"$nulls":14},0,0,0,0,{"$nulls":6},""]
["Small Hydro of Texas","55000_G_02",55000,"G","02",null,"Hydro","","ERC_REST","Texas",48,"DeWitt",123,"48123",0.4,0,1993,2015,"","","N","Hydro","",{"$nulls":14},0,0,0,0,{"$nulls":6},""]
["Small Hydro of Texas","55000_G_03",55000,"G","03",null,"Hydro","","ERC_REST","Texas",48,"DeWitt",123,"48123",0.4,0,1993,2015,"","","N","Hydro","",{"$nulls":14},0,0,0,0,{"$nulls":6},""]
["Biodyne Pontiac","55054_G_1",55054,"G","1",null,"Landfill Gas","","MIS_IL","Illinois",17,"Livingston",105,"17105",4.2,19311,1999,2015,"","","N","Landfill Gas","",{"$nulls":14},{"v":0.04394744404747715,"d":"0.0439"},{"v":0.04394744404747715,"d":"0.0439"},{"v":0.04394744404747715,"d":"0.0439"},{"v":0.04394744404747715,"d":"0.0439"},{"$nulls":6},""]
["Biodyne Pontiac","55054_G_3",55054,"G","3",null,"Landfill Gas","","MIS_IL","Illinois",17,"Livingston",105,"17105",4.2,19311,1999,2015,"","","N","Landfill Gas","",{"$nulls":14},{"v":0.04394744404747715,"d":"0.0439"},{"v":0.04394744404747715,"d":"0.0439"},{"v":0.04394744404747715,"d":"0.0439"},{"v":0.04394744404747715,"d":"0.0439"},{"$nulls":6},""]
["Biodyne Pontiac","55054_G_GEN2",55054,"G","GEN2",null,"Landfill Gas","","MIS_IL","Illinois",17,"Livingston",105,"17105",4.2,19311,2000,2015,"","","N","Landfill Gas","",{"$nulls":14},{"v":0.04394744404747715,"d":"0.0439"},{"v":0.04394744404747715,"d":"0.0439"},{"v":0.04394744404747715,"d":"0.0439"},{"v":0.04394744404747715,"d":"0.0439"},{"$nulls":6},""]
["Biodyne Peoria","55057_G_001",55057,"G","001",null,"Landfill Gas","","MIS_IL","Illinois",17,"Peoria",143,"17143",0.8,13500,1997,2015,"","","N","Landfill Gas","",{"$nulls":14},{"v":0.04394744404747715,"d":"0.0439"},{"v":0.04394744404747715,"d":"0.0439"},{"v":0.04394744404747715,"d":"0.0439"},{"v":0.04394744404747715,"d":"0.0439"},{"$nulls":6},""]
["Biodyne Peoria","55057_G_002",55057,"G","002",null,"Landfill Gas","","MIS_IL","Illinois",17,"Peoria",143,"17143",0.8,13500,1997,2015,"","","N","Landfill Gas","",{"$nulls":14},{"v":0.04394744404747715,"d":"0.0439"},{"v":0.04394744404747715,"d":"0.0439"},{"v":0.04394744404747715,"d":"0.0439"},{"v":0.04394744404747715,"d":"0.0439"},{"$nulls":6},""]
["Biodyne Peoria","55057_G_004",55057,"G","004",null,"Landfill Gas","","MIS_IL","Illinois",17,"Peoria",143,"17143",0.8,13500,1997,2015,"","","N","Landfill Gas","",{"$nulls":14},{"v":0.04394744404747715,"d":"0.0439"},{"v":0.04394744404747715,"d":"0.0439"},{"v":0.04394744404747715,"d":"0.0439"},{"v":0.04394744404747715,"d":"0.0439"},{"$nulls":6},""]
["Biodyne Peoria","55057_G_005",55057,"G","005",null,"Landfill Gas","","MIS_IL","Illinois",17,"Peoria",143,"17143",0.8,13500,1997,2015,"","","N","Landfill Gas","",{"$nulls":14},{"v":0.04394744404747715,"d":"0.0439"},{"v":0.04394744404747715,"d":"0.0439"},{"v":0.04394744404747715,"d":"0.0439"},{"v":0.04394744404747715,"d":"0.0439"},{"$nulls":6},""]
["Biodyne Lyons","55060_G_001",55060,"G","001",null,"Landfill Gas","","PJM_COMD","Illinois",17,"Cook",31,"17031",0.9,13500,1997,2015,"","","N","Landfill Gas","",{"$nulls":14},{"v":0.04394744404747715,"d":"0.0439"},{"v":0.04394744404747715,"d":"0.0439"},{"v":0.04394744404747715,"d":"0.0439"},{"v":0.04394744404747715,"d":"0.0439"},{"$nulls":6},""]
["Biodyne Lyons","55060_G_002",55060,"G","002",null,"Landfill Gas","","PJM_COMD","Illinois",17,"Cook",31,"17031",0.9,13500,1997,2015,"","","N","Landfill Gas","",{"$nulls":14},{"v":0.04394744404747715,"d":"0.0439"},{"v":0.04394744404747715,"d":"0.0439"},{"v":0.04394744404747715,"d":"0.0439"},{"v":0.04394744404747715,"d":"0.0439"},{"$nulls":6},""]
["Biodyne Lyons","55060_G_004",55060,"G","004",null,"Landfill Gas","","PJM_COMD","Illinois",17,"Cook",31,"17031",0.9,13500,1997,2015,"","","N","Landfill Gas","",{"$nulls":14},{"v":0.04394744404747715,"d":"0.0439"},{"v":0.04394744404747715,"d":"0.0439"},{"v":0.04394744404747715,"d":"0.0439"},{"v":0.04394744404747715,"d":"0.0439"},{"$nulls":6},""]
["New Albany Energy Facility","55080_G_1",55080,"G","1",null,"Combustion Turbine","Combustion Turbine","S_C_TVA","Mississippi",28,"Union",145,"28145",60,14384,1999,2015,"","","N","Natural Gas","",{"$nulls":13},4.8,{"v":0.05946663521647439,"d":"0.0595"},{"v":0.05946663521647439,"d":"0.0595"},{"v":0.05946663521647439,"d":"0.0595"},{"v":0.05946663521647439,"d":"0.0595"},{"$nulls":6},""]
["New Albany Energy Facility","55080_G_2",55080,"G","2",null,"Combustion Turbine","Combustion Turbine","S_C_TVA","Mississippi",28,"Union",145,"28145",60,14384,1999,2015,"","","N","Natural Gas","",{"$nulls":13},4.8,{"v":0.05946663521647439,"d":"0.0595"},{"v":0.05946663521647439,"d":"0.0595"},{"v":0.05946663521647439,"d":"0.0595"},{"v":0.05946663521647439,"d":"0.0595"},{"$nulls":6},""]
["New Albany Energy Facility","55080_G_3",55080,"G","3",null,"Combustion Turbine","Combustion Turbine","S_C_TVA","Mississippi",28,"Union",145,"28145",60,14384,1999,2015,"","","N","Natural Gas","",{"$nulls":13},4.8,{"v":0.05946663521647439,"d":"0.0595"},{"v":0.05946663521647439,"d":"0.0595"},{"v":0.05946663521647439,"d":"0.0595"},{"v":0.05946663521647439,"d":"0.0595"},{"$nulls":6},""]
["New Albany Energy Facility","55080_G_4",55080,"G","4",null,"Combustion Turbine","Combustion Turbine","S_C_TVA","Mississippi",28,"Union",145,"28145",60,14384,1999,2015,"","","N","Natural Gas","",{"$nulls":13},4.8,{"v":0.05946663521647439,"d":"0.0595"},{"v":0.05946663521647439,"d":"0.0595"},{"v":0.05946663521647439,"d":"0.0595"},{"v":0.05946663521647439,"d":"0.0595"},{"$nulls":6},""]
["New Albany Energy Facility","55080_G_5",55080,"G","5",null,"Combustion Turbine","Combustion Turbine","S_C_TVA","Mississippi",28,"Union",145,"28145",60,14384,1999,2015,"","","N","Natural Gas","",{"$nulls":13},4.8,{"v":0.05946663521647439,"d":"0.0595"},{"v":0.05946663521647439,"d":"0.0595"},{"v":0.05946663521647439,"d":"0.0595"},{"v":0.05946663521647439,"d":"0.0595"},{"$nulls":6},""]
["New Albany Energy Facility","55080_G_6",55080,"G","6",null,"Combustion Turbine","Combustion Turbine","S_C_TVA","Mississippi",28,"Union",145,"28145",60,14384,1999,2015,"","","N","Natural Gas","",{"$nulls":13},4.8,{"v":0.05946663521647439,"d":"0.0595"},{"v":0.05946663521647439,"d":"0.0595"},{"v":0.05946663521647439,"d":"0.0595"},{"v":0.05946663521647439,"d":"0.0595"},{"$nulls":6},""]
["Balefill LFG Project","55159_G_UNT1",55159,"G","UNT1",null,"Landfill Gas","","PJM_EMAC","New Jersey",34,"BERGEN",3,"34003",0.1,13500,1998,2010,"","","N","Landfill Gas","",{"$nulls":14},{"v":0.04394744404747715,"d":"0.0439"},{"v":0.04394744404747715,"d":"0.0439"},{"v":0.04394744404747715,"d":"0.0439"},{"v":0.04394744404747715,"d":"0.0439"},{"$nulls":6},""]
["Balefill LFG Project","55159_G_UNT2",55159,"G","UNT2",null,"Landfill Gas","","PJM_EMAC","New Jersey",34,"BERGEN",3,"34003",0.1,13500,1998,2010,"","","N","Landfill Gas","",{"$nulls":14},{"v":0.04394744404747715,"d":"0.0439"},{"v":0.04394744404747715,"d":"0.0439"},{"v":0.04394744404747715,"d":"0.0439"},{"v":0.04394744404747715,"d":"0.0439"},{"$nulls":6},""]
["Washington Parish Energy Center","55486_G_CTG1",55486,"G","CTG1",null,"Combined Cycle","","S_D_AMSO","Louisiana",22,"Washington",117,"22117",172,7050,2015,2016,"","","N","Natural Gas","",{"$nulls":14},{"v":0.05,"d":"0.0500"},{"v":0.05,"d":"0.0500"},{"v":0.05,"d":"0.0500"},{"v":0.05,"d":"0.0500"},{"$nulls":6},""]
["Washington Parish Energy Center","55486_G_CTG2",55486,"G","CTG2",null,"Combined Cycle","","S_D_AMSO","Louisiana",22,"Washington",117,"22117",172,7050,2015,2016,"","","N","Natural Gas","",{"$nulls":14},{"v":0.05,"d":"0.0500"},{"v":0.05,"d":"0.0500"},{"v":0.05,"d":"0.0500"},{"v":0.05,"d":"0.0500"},{"$nulls":6},""]
["Washington Parish Energy Center","55486_G_ST1",55486,"G","ST1",null,"Combined Cycle","","S_D_AMSO","Louisiana",22,"Washington",117,"22117",215,7050,2015,2016,"","","N","Natural Gas","",{"$nulls":14},{"v":0.05,"d":"0.0500"},{"v":0.05,"d":"0.0500"},{"v":0.05,"d":"0.0500"},{"v":0.05,"d":"0.0500"},{"$nulls":6},""]
["Bluebonnet","55552_G_UNT2",55552,"G","UNT2",null,"Landfill Gas","","ERC_REST","Texas",48,"Harris",201,"48201",1,13500,2003,2015,"","","N","Landfill Gas","",{"$nulls":14},{"v":0.04394744404747715,"d":"0.0439"},{"v":0.04394744404747715,"d":"0.0439"},{"v":0.04394744404747715,"d":"0.0439"},{"v":0.04394744404747715,"d":"0.0439"},{"$nulls":6},""]
["HMDC Kingsland Landfill","55604_G_UNT1",55604,"G","UNT1",null,"Landfill Gas","","PJM_EMAC","New Jersey",34,"BERGEN",3,"34003",0.1,13500,1999,2010,"","","N","Landfill Gas","",{"$nulls":14},{"v":0.04394744404747715,"d":"0.0439"},{"v":0.04394744404747715,"d":"0.0439"},{"v":0.04394744404747715,"d":"0.0439"},{"v":0.04394744404747715,"d":"0.0439"},{"$nulls":6},""]
["HMDC Kingsland Landfill","55604_G_UNT2",55604,"G","UNT2",null,"Landfill Gas","","PJM_EMAC","New Jersey",34,"BERGEN",3,"34003",0.1,13500,1999,2010,"","","N","Landfill Gas","",{"$nulls":14},{"v":0.04394744404747715,"d":"0.0439"},{"v":0.04394744404747715,"d":"0.0439"},{"v":0.04394744404747715,"d":"0.0439"},{"v":0.04394744404747715,"d":"0.0439"},{"$nulls":6},""]
["HMDC Kingsland Landfill","55604_G_UNT3",55604,"G","UNT3",null,"Landfill Gas","","PJM_EMAC","New Jersey",34,"BERGEN",3,"34003",0.1,13500,2002,2010,"","","N","Landfill Gas","",{"$nulls":14},{"v":0.04394744404747715,"d":"0.0439"},{"v":0.04394744404747715,"d":"0.0439"},{"v":0.04394744404747715,"d":"0.0439"},{"v":0.04394744404747715,"d":"0.0439"},{"$nulls":6},""]
["Dunbarton Energy Partners LP","55779_G_MA1",55779,"G","MA1",null,"Landfill Gas","","NENGREST","New Hampshire",33,"Hillsborough",11,"33011",0.6,13500,1988,2012,"","","N","Landfill Gas","",{"$nulls":13},0.069,{"v":0.04394744404747715,"d":"0.0439"},{"v":0.04394744404747715,"d":"0.0439"},{"v":0.04394744404747715,"d":"0.0439"},{"v":0.04394744404747715,"d":"0.0439"},{"$nulls":6},""]
["Dunbarton Energy Partners LP","55779_G_MA2",55779,"G","MA2",null,"Landfill Gas","","NENGREST","New Hampshire",33,"Hillsborough",11,"33011",0.6,25829,1988,2012,"","","N","Landfill Gas","",{"$nulls":13},0.069,{"v":0.04394744404747715,"d":"0.0439"},{"v":0.04394744404747715,"d":"0.0439"},{"v":0.04394744404747715,"d":"0.0439"},{"v":0.04394744404747715,"d":"0.0439"},{"$nulls":6},""]
["SBD 9801 Aegon Martha's Way","56072_G_01",56072,"G","01",null,"Combustion Turbine","IC Engine","MIS_IA","Iowa",19,"Linn",113,"19113",1,11067,1998,2012,"","","N","Distillate Fuel Oil","",{"$nulls":13},2.5,{"v":2.3354529520972003,"d":"2.3355"},{"v":2.3354529520972003,"d":"2.3355"},{"v":2.3354529520972003,"d":"2.3355"},{"v":2.3354529520972003,"d":"2.3355"},{"$nulls":6},""]
["Groveton Paper Board","56140_G_TUR1",56140,"G","TUR1",null,"Combustion Turbine","Combustion Turbine","NENGREST","New Hampshire",33,"Coos",7,"33007",4,12724,2001,2012,"","","Y","Natural Gas, Distillate Fuel Oil","",{"$nulls":13},1.052964094,{"v":0.18366846931454198,"d":"0.1837"},{"v":0.18366846931454198,"d":"0.1837"},{"v":0.18366846931454198,"d":"0.1837"},{"v":0.18366846931454198,"d":"0.1837"},{"$nulls":6},""]
["Groveton Paper Board","56140_G_TUR2",56140,"G","TUR2",null,"Combustion Turbine","Combustion Turbine","NENGREST","New Hampshire",33,"Coos",7,"33007",4,12724,2001,2012,"","","Y","Natural Gas, Distillate Fuel Oil","",{"$nulls":13},1.052964094,{"v":0.18366846931454198,"d":"0.1837"},{"v":0.18366846931454198,"d":"0.1837"},{"v":0.18366846931454198,"d":"0.1837"},{"v":0.18366846931454198,"d":"0.1837"},{"$nulls":6},""]
["Western Renewable Energy","56358_G_1",56358,"G","1",null,"Biomass","","WECC_AZ","Arizona",4,"APACHE",1,"04001",2.5,24604,2004,2015,"","","N","Biomass","",{"$nulls":14},{"v":0.22926295483445053,"d":"0.2293"},{"v":0.22926295483445053,"d":"0.2293"},{"v":0.22926295483445053,"d":"0.2293"},{"v":0.22926295483445053,"d":"0.2293"},{"$nulls":6},""]
["Swift 2","6265_G_21",6265,"G","21",null,"Hydro","","WECC_PNW","Washington",53,"Cowlitz",15,"53015",34,0,1959,2015,"","","N","Hydro","",{"$nulls":14},0,0,0,0,{"$nulls":6},""]
["Crystal River","628_G_3",628,"G","3",null,"Nuclear","","FRCC","Florida",12,"Citrus",17,"12017",1028,10460,1977,2013,"","","N","Nuclear Fuel","",{"$nulls":14},0,0,0,0,{"$nulls":6},""]
["Tangier","6390_G_3",6390,"G","3",null,"Combustion Turbine","IC Engine","PJM_EMAC","Virginia",51,"Accomack",1,"51001",0.6,12774,1974,2015,"","","N","Distillate Fuel Oil","",{"$nulls":13},2.64,{"v":2.3354529520972003,"d":"2.3355"},{"v":2.3354529520972003,"d":"2.3355"},{"v":2.3354529520972003,"d":"2.3355"},{"v":2.3354529520972003,"d":"2.3355"},{"$nulls":6},""]
["Tangier","6390_G_4",6390,"G","4",null,"Combustion Turbine","IC Engine","PJM_EMAC","Virginia",51,"Accomack",1,"51001",0.8,12774,1974,2015,"","","N","Distillate Fuel Oil","",{"$nulls":13},2.64,{"v":2.3354529520972003,"d":"2.3355"},{"v":2.3354529520972003,"d":"2.3355"},{"v":2.3354529520972003,"d":"2.3355"},{"v":2.3354529520972003,"d":"2.3355"},{"$nulls":6},""]
["San Francisquito 2","6480_G_1",6480,"G","1",null,"Hydro","","WEC_LADW","California",6,"Los Angeles",37,"06037",14.5,0,1920,2015,"","","N","Hydro","",{"$nulls":14},0,0,0,0,{"$nulls":6},""]
["Berlin","6565_G_3A",6565,"G","3A",null,"Combustion Turbine","IC Engine","PJM_EMAC","Maryland",24,"Worcester",47,"24047",1.8,12774,1999,2015,"","","N","Distillate Fuel Oil","",{"$nulls":13},0.3,{"v":2.3354529520972003,"d":"2.3355"},{"v":2.3354529520972003,"d":"2.3355"},{"v":2.3354529520972003,"d":"2.3355"},{"v":2.3354529520972003,"d":"2.3355"},{"$nulls":6},""]
["G W Ivey","665_G_18",665,"G","18",null,"Combustion Turbine","IC Engine","FRCC","Florida",12,"Miami-Dade",86,"12086",8,12774,1975,2013,"","","N","Natural Gas, Distillate Fuel Oil","",{"$nulls":13},0.8,{"v":2.0543300185532067,"d":"2.0543"},{"v":2.0543300185532067,"d":"2.0543"},{"v":2.0543300185532067,"d":"2.0543"},{"v":2.0543300185532067,"d":"2.0543"},{"$nulls":6},""]
["Kewaunee","8024_G_1",8024,"G","1",null,"Nuclear","","MIS_WUMS","Wisconsin",55,"Kewaunee",61,"55061",566,10460,1974,2013,"","","N","Nuclear Fuel","",{"$nulls":14},0,0,0,0,{"$nulls":6},""]
["Montgomery","8025_G_1",8025,"G","1",null,"Combustion Turbine","Combustion Turbine","MIS_IA","Minnesota",27,"Le Sueur",79,"27079",20.6,25000,1974,2012,"","","N","Distillate Fuel Oil","",{"$nulls":14},{"v":0.7653828280223779,"d":"0.7654"},{"v":0.7653828280223779,"d":"0.7654"},{"v":0.7653828280223779,"d":"0.7654"},{"v":0.7653828280223779,"d":"0.7654"},{"$nulls":6},""]
["Glen Gardner","8227_G_1",8227,"G","1",null,"Combustion Turbine","Combustion Turbine","PJM_EMAC","New Jersey",34,"Hunterdon",19,"34019",20,25000,1971,2015,"","","N","Natural Gas, Distillate Fuel Oil","",{"$nulls":13},0.25,{"v":0.088,"d":"0.0880"},{"v":0.088,"d":"0.0880"},{"v":0.088,"d":"0.0880"},{"v":0.088,"d":"0.0880"},{"$nulls":6},""]
["Glen Gardner","8227_G_2",8227,"G","2",null,"Combustion Turbine","Combustion Turbine","PJM_EMAC","New Jersey",34,"Hunterdon",19,"34019",20,25000,1971,2015,"","","N","Natural Gas, Distillate Fuel Oil","",{"$nulls":13},0.25,{"v":0.088,"d":"0.0880"},{"v":0.088,"d":"0.0880"},{"v":0.088,"d":"0.0880"},{"v":0.088,"d":"0.0880"},{"$nulls":6},""]
["Glen Gardner","8227_G_3",8227,"G","3",null,"Combustion Turbine","Combustion Turbine","PJM_EMAC","New Jersey",34,"Hunterdon",19,"34019",20,25000,1971,2015,"","","N","Natural Gas, Distillate Fuel Oil","",{"$nulls":13},0.25,{"v":0.088,"d":"0.0880"},{"v":0.088,"d":"0.0880"},{"v":0.088,"d":"0.0880"},{"v":0.088,"d":"0.0880"},{"$nulls":6},""]
["Glen Gardner","8227_G_4",8227,"G","4",null,"Combustion Turbine","Combustion Turbine","PJM_EMAC","New Jersey",34,"Hunterdon",19,"34019",20,25000,1971,2015,"","","N","Natural Gas, Distillate Fuel Oil","",{"$nulls":13},0.25,{"v":0.088,"d":"0.0880"},{"v":0.088,"d":"0.0880"},{"v":0.088,"d":"0.0880"},{"v":0.088,"d":"0.0880"},{"$nulls":6},""]
["Glen Gardner","8227_G_5",8227,"G","5",null,"Combustion Turbine","Combustion Turbine","PJM_EMAC","New Jersey",34,"Hunterdon",19,"34019",20,25000,1971,2015,"","","N","Natural Gas, Distillate Fuel Oil","",{"$nulls":13},0.25,{"v":0.088,"d":"0.0880"},{"v":0.088,"d":"0.0880"},{"v":0.088,"d":"0.0880"},{"v":0.088,"d":"0.0880"},{"$nulls":6},""]
["Glen Gardner","8227_G_6",8227,"G","6",null,"Combustion Turbine","Combustion Turbine","PJM_EMAC","New Jersey",34,"Hunterdon",19,"34019",20,25000,1971,2015,"","","N","Natural Gas, Distillate Fuel Oil","",{"$nulls":13},0.25,{"v":0.088,"d":"0.0880"},{"v":0.088,"d":"0.0880"},{"v":0.088,"d":"0.0880"},{"v":0.088,"d":"0.0880"},{"$nulls":6},""]
["Glen Gardner","8227_G_7",8227,"G","7",null,"Combustion Turbine","Combustion Turbine","PJM_EMAC","New Jersey",34,"Hunterdon",19,"34019",20,25000,1971,2015,"","","N","Natural Gas, Distillate Fuel Oil","",{"$nulls":13},0.25,{"v":0.088,"d":"0.0880"},{"v":0.088,"d":"0.0880"},{"v":0.088,"d":"0.0880"},{"v":0.088,"d":"0.0880"},{"$nulls":6},""]
["Glen Gardner","8227_G_8",8227,"G","8",null,"Combustion Turbine","Combustion Turbine","PJM_EMAC","New Jersey",34,"Hunterdon",19,"34019",20,25000,1971,2015,"","","N","Natural Gas, Distillate Fuel Oil","",{"$nulls":13},0.25,{"v":0.088,"d":"0.0880"},{"v":0.088,"d":"0.0880"},{"v":0.088,"d":"0.0880"},{"v":0.088,"d":"0.0880"},{"$nulls":6},""]
["Vermilion","897_G_3",897,"G","3",null,"Combustion Turbine","Combustion Turbine","MIS_IL","Illinois",17,"Vermilion",183,"17183",10,17662,1967,2011,"","","N","Distillate Fuel Oil","",{"$nulls":13},1,{"v":1.1998507655792785,"d":"1.1999"},{"v":1.1998507655792785,"d":"1.1999"},{"v":1.1998507655792785,"d":"1.1999"},{"v":1.1998507655792785,"d":"1.1999"},{"$nulls":6},""]
["Venice","913_G_GT1",913,"G","GT1",null,"Combustion Turbine","Combustion Turbine","MIS_MO","Illinois",17,"Madison",119,"17119",26,17662,1967,2011,"","","N","Distillate Fuel Oil","",{"$nulls":13},0.28,{"v":1.1998507655792785,"d":"1.1999"},{"v":1.1998507655792785,"d":"1.1999"},{"v":1.1998507655792785,"d":"1.1999"},{"v":1.1998507655792785,"d":"1.1999"},{"$nulls":6},""]
["Worcester Energy","10165_B_1",10165,"B","1",null,"Biomass","","NENG_ME","Maine",23,"Washington",29,"23029",5.7,18746,1989,2013,"","","N","Biomass","",{"$nulls":14},{"v":0.22926295483445053,"d":"0.2293"},{"v":0.22926295483445053,"d":"0.2293"},{"v":0.22926295483445053,"d":"0.2293"},{"v":0.22926295483445053,"d":"0.2293"},{"$nulls":6},""]
["Worcester Energy","10165_B_2",10165,"B","2",null,"Biomass","","NENG_ME","Maine",23,"Washington",29,"23029",5.7,18746,1989,2015,"","","N","Biomass","",{"$nulls":14},{"v":0.22926295483445053,"d":"0.2293"},{"v":0.22926295483445053,"d":"0.2293"},{"v":0.22926295483445053,"d":"0.2293"},{"v":0.22926295483445053,"d":"0.2293"},{"$nulls":6},""]
["Worcester Energy","10165_B_3",10165,"B","3",null,"Biomass","","NENG_ME","Maine",23,"Washington",29,"23029",5.7,18746,1989,2015,"","","N","Biomass","",{"$nulls":14},{"v":0.22926295483445053,"d":"0.2293"},{"v":0.22926295483445053,"d":"0.2293"},{"v":0.22926295483445053,"d":"0.2293"},{"v":0.22926295483445053,"d":"0.2293"},{"$nulls":6},""]
["Teche","1400_B_2",1400,"B","2",null,"O/G Steam","","SPP_SE","Louisiana",22,"st. Mary",101,"22101",33,11007,1956,2011,"","","N","Natural Gas","",{"$nulls":14},{"v":0.12194642619925938,"d":"0.1219"},{"v":0.12194642619925938,"d":"0.1219"},{"v":0.12194642619925938,"d":"0.1219"},{"v":0.12194642619925938,"d":"0.1219"},{"$nulls":6},""]
["Crosscut","143_B_1",143,"B","1",null,"O/G Steam","","WECC_AZ","Arizona",4,"Maricopa",13,"04013",7.5,14500,1942,2015,"","","N","Natural Gas","",{"$nulls":14},{"v":0.2713157516014496,"d":"0.2713"},{"v":0.2713157516014496,"d":"0.2713"},{"v":0.2713157516014496,"d":"0.2713"},{"v":0.2713157516014496,"d":"0.2713"},{"$nulls":6},""]
["Crosscut","143_B_2",143,"B","2",null,"O/G Steam","","WECC_AZ","Arizona",4,"Maricopa",13,"04013",7.5,14500,1942,2015,"","","N","Natural Gas","",{"$nulls":14},{"v":0.2713157516014496,"d":"0.2713"},{"v":0.2713157516014496,"d":"0.2713"},{"v":0.2713157516014496,"d":"0.2713"},{"v":0.2713157516014496,"d":"0.2713"},{"$nulls":6},""]
["Crosscut","143_B_3",143,"B","3",null,"O/G Steam","","WECC_AZ","Arizona",4,"Maricopa",13,"04013",7.5,14500,1942,2015,"","","N","Natural Gas","",{"$nulls":14},{"v":0.2713157516014496,"d":"0.2713"},{"v":0.2713157516014496,"d":"0.2713"},{"v":0.2713157516014496,"d":"0.2713"},{"v":0.2713157516014496,"d":"0.2713"},{"$nulls":6},""]
["Crosscut","143_B_4",143,"B","4",null,"O/G Steam","","WECC_AZ","Arizona",4,"Maricopa",13,"04013",2.5,14500,1949,2015,"","","N","Natural Gas","",{"$nulls":14},{"v":0.2713157516014496,"d":"0.2713"},{"v":0.2713157516014496,"d":"0.2713"},{"v":0.2713157516014496,"d":"0.2713"},{"v":0.2713157516014496,"d":"0.2713"},{"$nulls":6},""]
["Crosscut","143_B_5",143,"B","5",null,"O/G Steam","","WECC_AZ","Arizona",4,"Maricopa",13,"04013",2.5,14500,1949,2015,"","","N","Natural Gas","",{"$nulls":14},{"v":0.2713157516014496,"d":"0.2713"},{"v":0.2713157516014496,"d":"0.2713"},{"v":0.2713157516014496,"d":"0.2713"},{"v":0.2713157516014496,"d":"0.2713"},{"$nulls":6},""]
["Crosscut","143_B_6",143,"B","6",null,"O/G Steam","","WECC_AZ","Arizona",4,"Maricopa",13,"04013",2.5,14500,1949,2015,"","","N","Natural Gas","",{"$nulls":14},{"v":0.2713157516014496,"d":"0.2713"},{"v":0.2713157516014496,"d":"0.2713"},{"v":0.2713157516014496,"d":"0.2713"},{"v":0.2713157516014496,"d":"0.2713"},{"$nulls":6},""]
["Morgan City","1449_B_1",1449,"B","1",null,"O/G Steam","","S_D_REST","Louisiana",22,"St. Mary",101,"22101",5.8,14500,1963,2012,"","","N","Natural Gas","",{"$nulls":14},{"v":0.112244825196004,"d":"0.1122"},{"v":0.112244825196004,"d":"0.1122"},{"v":0.112244825196004,"d":"0.1122"},{"v":0.112244825196004,"d":"0.1122"},{"$nulls":6},""]
["Morgan City","1449_B_2",1449,"B","2",null,"O/G Steam","","S_D_REST","Louisiana",22,"St. Mary",101,"22101",5.8,14500,1963,2012,"","","N","Natural Gas","",{"$nulls":14},{"v":0.112244825196004,"d":"0.1122"},{"v":0.112244825196004,"d":"0.1122"},{"v":0.112244825196004,"d":"0.1122"},{"v":0.112244825196004,"d":"0.1122"},{"$nulls":6},""]
["Harvey Couch","169_B_1",169,"B","1",null,"O/G Steam","","S_D_REST","Arkansas",5,"Lafayette",73,"05073",12,14500,1943,2011,"","","N","Natural Gas, Residual Fuel Oil","",{"$nulls":13},3.682405023255813,{"v":0.7543220144141618,"d":"0.7543"},{"v":0.7543220144141618,"d":"0.7543"},{"v":0.7543220144141618,"d":"0.7543"},{"v":0.7543220144141618,"d":"0.7543"},{"$nulls":6},""]
["B C Cobb","1695_B_1",1695,"B","1",null,"O/G Steam","","MIS_LMI","Michigan",26,"Muskegon",121,"26121",62,13240,2000,2016,"","","N","Natural Gas","",{"$nulls":13},0.2,{"v":0.1445974975097038,"d":"0.1446"},{"v":0.1445974975097038,"d":"0.1446"},{"v":0.1445974975097038,"d":"0.1446"},{"v":0.1445974975097038,"d":"0.1446"},{"$nulls":6},""]
["B C Cobb","1695_B_2",1695,"B","2",null,"O/G Steam","","MIS_LMI","Michigan",26,"Muskegon",121,"26121",62,13240,1999,2016,"","","N","Natural Gas","",{"$nulls":13},0.2,{"v":0.1445974975097038,"d":"0.1446"},{"v":0.1445974975097038,"d":"0.1446"},{"v":0.1445974975097038,"d":"0.1446"},{"v":0.1445974975097038,"d":"0.1446"},{"$nulls":6},""]
["B C Cobb","1695_B_3",1695,"B","3",null,"O/G Steam","","MIS_LMI","Michigan",26,"Muskegon",121,"26121",62,13240,2000,2016,"","","N","Natural Gas","",{"$nulls":13},0.2,{"v":0.1445974975097038,"d":"0.1446"},{"v":0.1445974975097038,"d":"0.1446"},{"v":0.1445974975097038,"d":"0.1446"},{"v":0.1445974975097038,"d":"0.1446"},{"$nulls":6},""]
["Conners Creek","1726_B_15",1726,"B","15",null,"O/G Steam","","MIS_LMI","Michigan",26,"Wayne",163,"26163",58,11915,1951,2013,"","","N","Natural Gas","",{"$nulls":13},0.2,{"v":0.13762089663357685,"d":"0.1376"},{"v":0.13762089663357685,"d":"0.1376"},{"v":0.13762089663357685,"d":"0.1376"},{"v":0.13762089663357685,"d":"0.1376"},{"$nulls":6},""]
["Conners Creek","1726_B_16",1726,"B","16",null,"O/G Steam","","MIS_LMI","Michigan",26,"Wayne",163,"26163",58,11915,1951,2013,"","","N","Natural Gas","",{"$nulls":13},0.2,{"v":0.13762089663357685,"d":"0.1376"},{"v":0.13762089663357685,"d":"0.1376"},{"v":0.13762089663357685,"d":"0.1376"},{"v":0.13762089663357685,"d":"0.1376"},{"$nulls":6},""]
["Conners Creek","1726_B_17",1726,"B","17",null,"O/G Steam","","MIS_LMI","Michigan",26,"Wayne",163,"26163",58,11915,1951,2012,"","","N","Natural Gas","",{"$nulls":13},0.2,{"v":0.13762089663357685,"d":"0.1376"},{"v":0.13762089663357685,"d":"0.1376"},{"v":0.13762089663357685,"d":"0.1376"},{"v":0.13762089663357685,"d":"0.1376"},{"$nulls":6},""]
["Conners Creek","1726_B_18",1726,"B","18",null,"O/G Steam","","MIS_LMI","Michigan",26,"Wayne",163,"26163",58,11915,1951,2012,"","","N","Natural Gas","",{"$nulls":13},0.2,{"v":0.13762089663357685,"d":"0.1376"},{"v":0.13762089663357685,"d":"0.1376"},{"v":0.13762089663357685,"d":"0.1376"},{"v":0.13762089663357685,"d":"0.1376"},{"$nulls":6},""]
["Deepwater","2384_B_1",2384,"B","1",null,"O/G Steam","","PJM_EMAC","New Jersey",34,"Salem",33,"34033",78,11416,1958,2014,"","","N","Natural Gas","",{"$nulls":4},"SNCR",{"$nulls":8},2,{"v":1,"d":"1.0000"},0.2891,{"v":1,"d":"1.0000"},0.2891,{"$nulls":6},""]
["PSEG Sewaren Generating Station","2411_B_1",2411,"B","1",null,"O/G Steam","","PJM_EMAC","New Jersey",34,"Middlesex",23,"34023",105,14500,1948,2017,"","","N","Natural Gas, Residual Fuel Oil","",{"$nulls":13},0.6,{"v":0.05748832803513748,"d":"0.0575"},{"v":0.05748832803513748,"d":"0.0575"},{"v":0.05748832803513748,"d":"0.0575"},{"v":0.05748832803513748,"d":"0.0575"},{"$nulls":6},""]
["PSEG Sewaren Generating Station","2411_B_2",2411,"B","2",null,"O/G Steam","","PJM_EMAC","New Jersey",34,"Middlesex",23,"34023",108.3,14500,1948,2017,"","","N","Natural Gas, Residual Fuel Oil","",{"$nulls":13},0.6,{"v":0.06718937398221689,"d":"0.0672"},{"v":0.06718937398221689,"d":"0.0672"},{"v":0.06718937398221689,"d":"0.0672"},{"v":0.06718937398221689,"d":"0.0672"},{"$nulls":6},""]
["PSEG Sewaren Generating Station","2411_B_3",2411,"B","3",null,"O/G Steam","","PJM_EMAC","New Jersey",34,"Middlesex",23,"34023",107.9,14500,1949,2017,"","","N","Natural Gas, Residual Fuel Oil","",{"$nulls":13},0.6,{"v":0.06982420240421319,"d":"0.0698"},{"v":0.06982420240421319,"d":"0.0698"},{"v":0.06982420240421319,"d":"0.0698"},{"v":0.06982420240421319,"d":"0.0698"},{"$nulls":6},""]
["PSEG Sewaren Generating Station","2411_B_4",2411,"B","4",null,"O/G Steam","","PJM_EMAC","New Jersey",34,"Middlesex",23,"34023",121.8,14500,1951,2017,"","","N","Natural Gas, Residual Fuel Oil","",{"$nulls":13},0.6,0.0882,0.0882,0.0882,0.0882,{"$nulls":6},""]
["Animas","2465_B_4",2465,"B","4",null,"O/G Steam","","WECC_NM","New Mexico",35,"San Juan",45,"35045",16,14500,1960,2012,"","","N","Natural Gas","",{"$nulls":14},{"v":0.18860045038594314,"d":"0.1886"},{"v":0.18860045038594314,"d":"0.1886"},{"v":0.18860045038594314,"d":"0.1886"},{"v":0.18860045038594314,"d":"0.1886"},{"$nulls":6},""]
["Tulsa","2965_B_1403",2965,"B","1403",null,"O/G Steam","","SPP_WEST","Oklahoma",40,"Tulsa",143,"40143",65,13240,1958,2012,"","","N","Natural Gas, Distillate Fuel Oil","",{"$nulls":14},{"v":0.24202219948016246,"d":"0.2420"},{"v":0.24202219948016246,"d":"0.2420"},{"v":0.24202219948016246,"d":"0.2420"},{"v":0.24202219948016246,"d":"0.2420"},{"$nulls":6},""]
["Schuylkill Generating Station","3169_B_1",3169,"B","1",null,"O/G Steam","","PJM_EMAC","Pennsylvania",42,"Philadelphia",101,"42101",166,12570,1958,2012,"","","N","Residual Fuel Oil","",{"$nulls":13},0.53,{"v":0.3735350441657507,"d":"0.3735"},{"v":0.3735350441657507,"d":"0.3735"},{"v":0.3735350441657507,"d":"0.3735"},{"v":0.3735350441657507,"d":"0.3735"},{"$nulls":6},""]
["El Segundo Power","330_B_3",330,"B","3",null,"O/G Steam","","WECC_SCE","California",6,"Los Angeles",37,"06037",325,12139,1964,2013,"","","N","Natural Gas","",{"$nulls":4},"SCR",{"$nulls":8},1.3151446511627904,{"v":0.007243796743815248,"d":"0.0072"},{"v":0.007243796743815248,"d":"0.0072"},{"v":0.007243796743815248,"d":"0.0072"},{"v":0.007243796743815248,"d":"0.0072"},{"$nulls":6},""]
["Permian Basin","3494_B_5",3494,"B","5",null,"O/G Steam","","ERC_WEST","Texas",48,"Ward",475,"48475",115,14500,1959,2011,"","","N","Natural Gas","",{"$nulls":13},1.16,{"v":0.153,"d":"0.1530"},{"v":0.153,"d":"0.1530"},{"v":0.153,"d":"0.1530"},{"v":0.153,"d":"0.1530"},{"$nulls":6},""]
["Tradinghouse","3506_B_2",3506,"B","2",null,"O/G Steam","","ERC_REST","Texas",48,"McLennan",309,"48309",818,12669,1972,2008,"","","N","Natural Gas","",{"$nulls":13},1.16,{"v":0.1556371349997849,"d":"0.1556"},{"v":0.1556371349997849,"d":"0.1556"},{"v":0.1556371349997849,"d":"0.1556"},{"v":0.1556371349997849,"d":"0.1556"},{"$nulls":6},""]
["Bryan","3561_B_3",3561,"B","3",null,"O/G Steam","","ERC_REST","Texas",48,"Brazos",41,"48041",12,14500,1955,2014,"","","N","Natural Gas, Distillate Fuel Oil","",{"$nulls":13},0.0006,{"v":0.21659818900266276,"d":"0.2166"},{"v":0.21659818900266276,"d":"0.2166"},{"v":0.21659818900266276,"d":"0.2166"},{"v":0.21659818900266276,"d":"0.2166"},{"$nulls":6},""]
["Bryan","3561_B_4",3561,"B","4",null,"O/G Steam","","ERC_REST","Texas",48,"Brazos",41,"48041",22,14500,1958,2014,"","","N","Natural Gas, Distillate Fuel Oil","",{"$nulls":13},0.0006,{"v":0.21659818900266276,"d":"0.2166"},{"v":0.21659818900266276,"d":"0.2166"},{"v":0.21659818900266276,"d":"0.2166"},{"v":0.21659818900266276,"d":"0.2166"},{"$nulls":6},""]
["Bryan","3561_B_5",3561,"B","5",null,"O/G Steam","","ERC_REST","Texas",48,"Brazos",41,"48041",25,14500,1966,2014,"","","N","Natural Gas, Distillate Fuel Oil","",{"$nulls":13},0.0006,{"v":0.21659818900266276,"d":"0.2166"},{"v":0.21659818900266276,"d":"0.2166"},{"v":0.21659818900266276,"d":"0.2166"},{"v":0.21659818900266276,"d":"0.2166"},{"$nulls":6},""]
["Bryan","3561_B_6",3561,"B","6",null,"O/G Steam","","ERC_REST","Texas",48,"Brazos",41,"48041",50,14500,1969,2014,"","","N","Natural Gas, Distillate Fuel Oil","",{"$nulls":13},0.0006,{"v":0.21659818900266276,"d":"0.2166"},{"v":0.21659818900266276,"d":"0.2166"},{"v":0.21659818900266276,"d":"0.2166"},{"v":0.21659818900266276,"d":"0.2166"},{"$nulls":6},""]
["Viking Energy of Northumberland","50771_B_B1",50771,"B","B1",null,"Biomass","","PJM_WMAC","Pennsylvania",42,"Northumberland",97,"42097",16.2,16171,1988,2012,"","","Y","Biomass","",{"$nulls":14},{"v":0.22926295483445053,"d":"0.2293"},{"v":0.22926295483445053,"d":"0.2293"},{"v":0.22926295483445053,"d":"0.2293"},{"v":0.22926295483445053,"d":"0.2293"},{"$nulls":6},""]
["DeCordova","8063_B_1",8063,"B","1",null,"O/G Steam","","ERC_REST","Texas",48,"Hood",221,"48221",818,10896,1975,2013,"","","N","Natural Gas","",{"$nulls":13},1.16,{"v":0.15317597616610928,"d":"0.1532"},{"v":0.15317597616610928,"d":"0.1532"},{"v":0.15317597616610928,"d":"0.1532"},{"v":0.15317597616610928,"d":"0.1532"},{"$nulls":6},""]
["Meredosia","864_B_06",864,"B","06",null,"O/G Steam","","MIS_IL","Illinois",17,"Morgan",137,"17137",166,14500,1975,2010,"","","N","Distillate Fuel Oil, Residual Fuel Oil","",{"$nulls":13},0.8,0.1991,0.1991,0.1991,0.1991,{"$nulls":6},""]
["Lake Creek","3502_G_D3",3502,"G","D3",null,"Combustion Turbine","IC Engine","ERC_REST","Texas",48,"McLennan",309,"48309",2,12774,1966,2014,null,null,"N","Distillate Fuel Oil",{"$nulls":14},0.2,{"v":2.3354529520972003,"d":"2.3355"},{"v":2.3354529520972003,"d":"2.3355"},{"v":2.3354529520972003,"d":"2.3355"},{"v":2.3354529520972003,"d":"2.3355"}]
["G F Weaton Power Station","50130_B_BLR1",50130,"B","BLR1",3638,"Coal Steam","","PJM_West","Pennsylvania",42,"Beaver",7,"42007",56,10386,1958,2011,"tangential","dry","N","Bituminous, Subbituminous","","",22.2,22.2,"BF + LA + LNB","","","","ESPC + C","ESPC + C","Yes","","","",0.7000000000000001,{"v":0.2555127831745582,"d":"0.2555"},{"v":0.2555127831745582,"d":"0.2555"},{"v":0.16780816652425218,"d":"0.1678"},{"v":0.16780816652425218,"d":"0.1678"},0.64,0.97,1,27.2,27.2,"",""]
["G F Weaton Power Station","50130_B_BLR2",50130,"B","BLR2",3639,"Coal Steam","","PJM_West","Pennsylvania",42,"Beaver",7,"42007",56,10386,1958,2011,"tangential","dry","N","Bituminous, Subbituminous","","",22.2,22.2,"BF + LA + LNB","","","","ESPC + C","ESPC + C","Yes","","","",0.7000000000000001,{"v":0.22818755661869586,"d":"0.2282"},{"v":0.22818755661869586,"d":"0.2282"},{"v":0.14986230835140896,"d":"0.1499"},{"v":0.14986230835140896,"d":"0.1499"},0.64,0.97,1,27.2,27.2,"",""]
["Lake Side 2","58393_G_CT21",58393,"G","CT21",null,"Combined Cycle","","WECC_UT","Utah",49,"Utah",49,"49049",0,7050,2014,2014,null,null,"N","Natural Gas",{"$nulls":5},"SCR",{"$nulls":9},{"v":0.05,"d":"0.0500"},{"v":0.05,"d":"0.0500"},{"v":0.05,"d":"0.0500"},{"v":0.05,"d":"0.0500"}]
["Lake Side 2","58393_G_CT22",58393,"G","CT22",null,"Combined Cycle","","WECC_UT","Utah",49,"Utah",49,"49049",0,7050,2014,2014,null,null,"N","Natural Gas",{"$nulls":5},"SCR",{"$nulls":9},{"v":0.05,"d":"0.0500"},{"v":0.05,"d":"0.0500"},{"v":0.05,"d":"0.0500"},{"v":0.05,"d":"0.0500"}]
["Lake Side 2","58393_G_ST2",58393,"G","ST2",null,"Combined Cycle","","WECC_UT","Utah",49,"Utah",49,"49049",0,7050,2014,2014,null,null,"N","Natural Gas",{"$nulls":5},"SCR",{"$nulls":9},{"v":0.05,"d":"0.0500"},{"v":0.05,"d":"0.0500"},{"v":0.05,"d":"0.0500"},{"v":0.05,"d":"0.0500"}]
["Dubuque","1046_B_1",1046,"B",1,733,"Coal Steam",null,"MIS_WUMS","Iowa",19,"Dubuque",61,19061,22.8,14500,1959,2019,"wall","dry","N","Bituminous, Subbituminous",{"$nulls":8},"ESPC","ESPC","No",{"$nulls":3},6,{"v":0.602,"d":"0.6020"},{"v":0.602,"d":"0.6020"},{"v":0.234,"d":"0.2340"},{"v":0.234,"d":"0.2340"},0.64,0.97,1,{"$nulls":6},"C2G",2012]
["Dubuque","1046_B_5",1046,"B",5,734,"Coal Steam",null,"MIS_WUMS","Iowa",19,"Dubuque",61,19061,22.8,12459,1952,2019,"wall","dry","N","Bituminous, Subbituminous",{"$nulls":8},"ESPC","ESPC","No",{"$nulls":3},6,{"v":0.726,"d":"0.7260"},{"v":0.726,"d":"0.7260"},{"v":0.234,"d":"0.2340"},{"v":0.234,"d":"0.2340"},0.64,0.97,1,{"$nulls":6},"C2G",2012]
["Dubuque","1046_B_6",1046,"B",6,null,"Coal Steam",null,"MIS_WUMS","Iowa",19,"Dubuque",61,19061,22.8,12459,1952,2019,"wall","dry","N","Bituminous, Subbituminous",{"$nulls":8},"ESPC","ESPC","No",{"$nulls":3},6,{"v":0.726,"d":"0.7260"},{"v":0.726,"d":"0.7260"},{"v":0.234,"d":"0.2340"},{"v":0.234,"d":"0.2340"},0.64,0.97,1,{"$nulls":6},"C2G",2012]
["Fox Lake","1888_B_1",1888,"B",1,null,"O/G Steam",null,"MIS_IA","Minnesota",27,"Martin",91,27091,6.5,14500,1950,2018,"wall",null,"N","Natural Gas, Residual Fuel Oil",{"$nulls":14},2,{"v":0.254,"d":"0.2540"},{"v":0.254,"d":"0.2540"},{"v":0.254,"d":"0.2540"},{"v":0.254,"d":"0.2540"}]
["Fox Lake","1888_B_2",1888,"B",2,null,"O/G Steam",null,"MIS_IA","Minnesota",27,"Martin",91,27091,6.5,14500,1950,2018,"wall",null,"N","Natural Gas, Residual Fuel Oil",{"$nulls":14},2,{"v":0.254,"d":"0.2540"},{"v":0.254,"d":"0.2540"},{"v":0.254,"d":"0.2540"},{"v":0.254,"d":"0.2540"}]
["Wanapum","3888_G_5",3888,"G","5",null,"Hydro","","WECC_PNW","Washington",53,"Grant",25,"53025",97,0,1963,2011,"","","N","Hydro",{"$nulls":15},0,0,0,0,{"$nulls":6},""]

{"sheet":"Key to Emission Control","index":2,"n_rows":111,"n_cols":14,"rows_kept":111}
["Key to Emission Controls in NEEDS, v.5.16"]
[]
["NOx Comb Control","Definition",null,"NOx Post-Comb Control","Definition",null,"PM Control","Definition",null,"Mercury_Controls","Definition",null,"HCL_Controls","Definition"]
["AA","Advanced Overfire Air",null,"SCR","Selective Catalytic Reduction",null,"B","Baghouse",null,"ACI","Activated Carbon Injection",null,"DSI","Dry Sobent Injection"]
["AA + CF + NH3","Advanced Overfire Air + Fluidized Bed Combustor + Ammonia Injection",null,"SNCR","Selective Non-catalytic Reduction",null,"ESPC","Electrostatic precipitator, cold side"]
["AA + FU","Advanced Overfire Air + Fuel Reburning",{"$nulls":4},"ESPH + B + WS","Electrostatic precipitator, hot side + Baghouse + Wet Scrubber"]
["AA + FU + LNB","Advanced Overfire Air + Fuel Reburning + Low NOx Burner Technology",{"$nulls":4},"ESPC + ESPH","Electrostatic precipitator, cold side + Electrostatic precipitator, hot side"]
["AA + H2O","Advanced Overfire Air + Water Injection",{"$nulls":4},"ESPH","Electrostatic precipitator, hot side"]
["AA + LA","Advanced Overfire Air + Low excess air",{"$nulls":4},"ESPH + WESP","Electrostatic precipitator, hot side + Electrostatic precipitator, wet side"]
["AA + LNB","Advanced Overfire Air + Low NOx Burner Technology",{"$nulls":4},"WS","Wet Scrubber"]
["AA + LNB + OFA","Advanced Overfire Air + Low NOx Burner Technology + Overfire Air",{"$nulls":4},"C","Cyclone "]
["AA + OFA","Advanced Overfire Air + Overfire Air",{"$nulls":4},"ESPC + C","Electrostatic precipitator, cold side + Cyclone"]
["BF","Biased Firing (alternative burners)",{"$nulls":4},"ESPC + B","Electrostatic precipitator, cold side + Baghouse"]
["BF + BOOS","Biased Firing (alternative burners) + Burners-Out-Of-Service",{"$nulls":4},"ESPC + B + C","Electrostatic precipitator, cold side + Baghouse + Cyclone"]
["BF + FR","Biased Firing (alternative burners) + Flue Gas Recirculation ",{"$nulls":4},"ESPC + B + WS","Electrostatic precipitator, cold side + Baghouse + Wet Scrubber"]
["BF + FR + LNB","Biased Firing (alternative burners) + Flue Gas Recirculation  + Low NOx Burner Technology",{"$nulls":4},"B + C","Baghouse + Cyclone"]
["BF + FR + OFA","Biased Firing (alternative burners) + Flue Gas Recirculation  + Overfire Air",{"$nulls":4},"ESPH + B","Electrostatic precipitator, hot side + Baghouse"]
["BF + LA","Biased Firing (alternative burners) + Low excess air",{"$nulls":4},"ESPC + WESP","Electrostatic precipitator, cold side + Electrostatic precipitator, wet side"]
["BF + LA + LNB","Biased Firing (alternative burners) + Low excess air + Low NOx Burner Technology",{"$nulls":4},"ESPC + WS","Electrostatic precipitator, cold side + Wet Scrubber"]
["BF + LNB","Biased Firing (alternative burners) + Low NOx Burner Technology",{"$nulls":4},"B + WS","Baghouse + Wet Scrubber"]
["BF + LNB + OFA","Biased Firing (alternative burners) + Low NOx Burner Technology + Overfire Air",{"$nulls":4},"ESPH + C","Electrostatic precipitator, hot side + Cyclone"]
["BF + OFA","Biased Firing (alternative burners) + Overfire Air"]
["BOOS","Burners-Out-Of-Service"]
["BOOS + FR","Burners-Out-Of-Service + Flue Gas Recirculation "]
["BOOS + LN","Burners-Out-Of-Service + Low NOx Burner"]
["BOOS + LNB","Burners-Out-Of-Service + Low NOx Burner Technology"]
["CF","Fluidized Bed Combustor"]
["CF + FR","Fluidized Bed Combustor + Flue Gas Recirculation "]
["CF + FR + OFA","Fluidized Bed Combustor + Flue Gas Recirculation  + Overfire Air"]
["CF + LA + OFA","Fluidized Bed Combustor + Low excess air + Overfire Air"]
["CF + LNB","Fluidized Bed Combustor + Low NOx Burner Technology"]
["CF + NH3","Fluidized Bed Combustor + Ammonia Injection"]
["CF + NH3 + OFA","Fluidized Bed Combustor + Ammonia Injection + Overfire Air"]
["CF + OFA","Fluidized Bed Combustor + Overfire Air"]
["CM","Combustion Modification"]
["CM + LNB + OFA","Combustion Modification + Low NOx Burner Technology + Overfire Air"]
["CM + LNB + STM","Combustion Modification + Low NOx Burner Technology + Steam Injection"]
["CM + LNBO","Combustion Modification + Low NOx Burner Technology w/ Overfire Air"]
["CM + OFA","Combustion Modification + Overfire Air"]
["CO","Combustion Optimization"]
["CO + LNB","Combustion Optimization + Low NOx Burner Technology"]
["DLNB","Dry Low NOx Burners"]
["DLNB + H2O","Dry Low NOx Burners + Water Injection"]
["DLNB + H2O + NH3","Dry Low NOx Burners + Water Injection + Ammonia Injection"]
["DLNB + NH3","Dry Low NOx Burners + Ammonia Injection"]
["DLNB + NH3 + STM","Dry Low NOx Burners + Ammonia Injection + Steam Injection"]
["DLNB + STM","Dry Low NOx Burners + Steam Injection"]
["FGR + OFA","Flue Gas Recirculation  + Overfire Air"]
["FR","Flue Gas Recirculation "]
["FR + BOOS","Flue Gas Recirculation  + Burners-Out-Of-Service"]
["FR + H2O + LNB","Flue Gas Recirculation  + Water Injection + Low NOx Burner Technology"]
["FR + H2O + LNB + OFA","Flue Gas Recirculation  + Water Injection + Low NOx Burner Technology + Overfire Air"]
["FR + LA","Flue Gas Recirculation  + Low excess air"]
["FR + LA + LNB","Flue Gas Recirculation  + Low excess air + Low NOx Burner Technology"]
["FR + LNB","Flue Gas Recirculation  + Low NOx Burner Technology"]
["FR + LNB + BOOS","Flue Gas Recirculation  + Low NOx Burner Technology + Burners-Out-Of-Service"]
["FR + LNB + OFA","Flue Gas Recirculation  + Low NOx Burner Technology + Overfire Air"]
["FR + LNBO","Flue Gas Recirculation  + Low NOx Burner Technology w/ Overfire Air"]
["FR + LNCB","Flue Gas Recirculation  + Low NOx Cell Burner"]
["FR + OFA","Flue Gas Recirculation  + Overfire Air"]
["FR + OFA + BOOS","Flue Gas Recirculation  + Overfire Air + Burners-Out-Of-Service"]
["FR + OFA + CM","Flue Gas Recirculation  + Overfire Air + Combustion Modification"]
["FR + OFA + MR","Flue Gas Recirculation  + Overfire Air + Combustion Modification/Fuel Reburning"]
["FR + SC","Flue Gas Recirculation  + Slagging"]
["FU","Fuel Reburning"]
["FU + LNB","Fuel Reburning + Low NOx Burner Technology"]
["FU + LNB + OFA","Fuel Reburning + Low NOx Burner Technology + Overfire Air"]
["FU + OFA","Fuel Reburning + Overfire Air"]
["H2O","Water Injection"]
["H2O + NH3","Water Injection + Ammonia Injection"]
["H2O + OFA","Water Injection + Overfire Air"]
["H2O + STM","Water Injection + Steam Injection"]
["LA","Low excess air"]
["LA + LNB","Low excess air + Low NOx Burner Technology"]
["LA + LNB + OFA","Low excess air + Low NOx Burner Technology + Overfire Air"]
["LA + OFA","Low excess air + Overfire Air"]
["LNB","Low NOx Burner Technology"]
["LNB + BOOS","Low NOx Burner Technology + Burners-Out-Of-Service"]
["LNB + BOOS + OFA","Low NOx Burner Technology + Burners-Out-Of-Service + Overfire Air"]
["LNB + LNBO","Low NOx Burner Technology + Low NOx Burner Technology w/ Overfire Air"]
["LNB + LNBO + NH3","Low NOx Burner Technology + Low NOx Burner Technology w/ Overfire Air + Ammonia Injection"]
["LNB + NH3","Low NOx Burner Technology + Ammonia Injection"]
["LNB + OFA","Low NOx Burner Technology + Overfire Air"]
["LNB + Other","Low NOx Burner Technology + Other"]
["LNB + SOFA","Low NOx Burner Technology + Separated Overfire Air"]
["LNB + SOFA + STC","Low NOx Burner Technology + Separated Overfire Air + Staged Combustion"]
["LNB + STC","Low NOx Burner Technology + Staged Combustion"]
["LNBO","Low NOx Burner Technology w/ Overfire Air"]
["LNBO + OFA","Low NOx Burner Technology w/ Overfire Air + Overfire Air"]
["LNC1","Low NOx Burner Technology w/ Closed-coupled OFA"]
["LNC2","Low NOx Burner Technology w/ Separated OFA"]
["LNC2 + NH3","Low NOx Burner Technology w/ Separated OFA + Ammonia Injection"]
["LNC2 + OFA","Low NOx Burner Technology w/ Separated OFA + Overfire Air"]
["LNC3","Low NOx Burner Technology w/ Closed-coupled/Separated OFA"]
["LNC3 + OFA","Low NOx Burner Technology w/ Closed-coupled/Separated OFA + Overfire Air"]
["LNCB","Low NOx Cell Burner"]
["LNCB + OFA","Low NOx Cell Burner + Overfire Air"]
["N2 + STM","Nitrogen Injection + Steam Injection"]
["NDI","Nitrogen Diluent Injection"]
["NH3","Ammonia Injection"]
["NH3 + STM","Ammonia Injection + Steam Injection"]
["OFA","Overfire Air"]
["OFA + LNB + H2O + SC","Overfire Air + Low NOx Burner Technology + Water Injection + Slagging"]
["OFA + NH3","Overfire Air + Ammonia Injection"]
["OFA + SC","Overfire Air + Slagging"]
["other","Other"]
["ROFA","Rotating Overfire Air"]
["RRI + OFA","Rich Reagent Injection + Overfire Air"]
["SC","Slagging"]
["STC","Staged Combustion"]
["STM","Steam Injection"]