## Summary
EPA IPM Summary Run Results
EPA Platform v6 Projections for
Continental U.S.
EPAv6_May_2019_Reference_Case
All costs and prices are in 2016-year dollars | Values in red are rounded to zero, not equal to zero
NATIONWIDE EMISSIONS | 2021 | 2023 | 2025 | 2030 | 2035 | 2040 | 2045 | 2050
SO2 (million tons) | 0.78868 | 0.79659 | 0.82154 | 0.81418 | 0.73621 | 0.73328 | 0.72845 | 0.68065
NOx (million tons) | 0.78621 | 0.79238 | 0.79603 | 0.77382 | 0.72174 | 0.71179 | 0.68856 | 0.64092
CO2 (million metric tons) | 1524.788 | 1559.0451 | 1568.566 | 1551.0923 | 1536.6139 | 1582.3471 | 1580.1022 | 1570.1569
Hg (tons) | 4.3711 | 4.514 | 4.5396 | 4.3451 | 3.9569 | 3.9965 | 3.9448 | 3.6731
HCL (Mtons) | 4.8414 | 4.9849 | 4.9889 | 4.8437 | 4.3224 | 4.3729 | 4.3635 | 4.0179
TOTAL COSTS | 2021 | 2023 | 2025 | 2030 | 2035 | 2040 | 2045 | 2050
Total Costs (billion $) | 132.7302 | 138.7233 | 143.0008 | 154.0057 | 161.5042 | 175.4881 | 179.0259 | 183.6372
PRICES | 2021 | 2023 | 2025 | 2030 | 2035 | 2040 | 2045 | 2050
National Wholesale Electricity Price (mills/kWh) | 32.9876 | 36.8498 | 37.3476 | 41.1604 | 41.9112 | 43.4757 | 45.0653 | 43.9518
Natural Gas Prices (2016 $/MMBtu)
Henry Hub | 3.3036 | 3.4964 | 3.5568 | 3.6598 | 3.7107 | 4.038 | 4.3603 | 4.4172
Delivered | 3.3583 | 3.5429 | 3.5655 | 3.6137 | 3.5236 | 3.8507 | 4.2342 | 4.2392
Minemouth Coal Prices (2016 $/MMBtu)
Appalachia | 1.9103 | 2.0073 | 2.0797 | 2.2782 | 2.5634 | 2.806 | 3.2679 | 3.7801
Interior | 1.4131 | 1.432 | 1.4675 | 1.541 | 1.6101 | 1.7206 | 1.8453 | 1.878
Waste Coal | 1.8611 | 1.8559 | 1.8681 | 1.9081 | 1.9481 | 1.9846 | 2.002 | 2.002
West | 0.836 | 0.84453 | 0.86673 | 0.89696 | 0.96438 | 1.0303 | 1.0933 | 1.1651
National | 1.2131 | 1.225 | 1.2491 | 1.3046 | 1.3799 | 1.4844 | 1.5815 | 1.6564
TOTAL CAPACITY (Cumulative GW) | 2021 | 2023 | 2025 | 2030 | 2035 | 2040 | 2045 | 2050
Hydro | 108.115 | 109.7803 | 110.4493 | 110.4808 | 110.9116 | 111.1186 | 111.2971 | 111.2971
Non-Hydro Renewables | 182.0695 | 200.6566 | 220.4253 | 272.995 | 277.3902 | 278.7071 | 309.9994 | 330.2083
Biomass | 0.75391 | 0.75391 | 0.53805 | 0.53805 | 0.53805 | 0.53805 | 0.53805 | 0.53805
Geothermal | 2.8451 | 3.0261 | 3.0261 | 3.0261 | 3.0261 | 3.0261 | 3.0261 | 3.0261
Landfill Gas | 1.879 | 1.879 | 1.879 | 1.879 | 1.879 | 1.879 | 1.879 | 1.879
Solar | 52.1837 | 70.5897 | 88.9957 | 114.6764 | 117.9141 | 118.4577 | 130.6228 | 141.0534
Wind | 124.4078 | 124.4078 | 125.9864 | 152.8753 | 154.0329 | 154.8063 | 173.9334 | 183.7117
Coal | 169.6405 | 164.164 | 163.47 | 162.5964 | 159.2901 | 155.0228 | 151.4838 | 138.7314
Coal without CCS | 169.0455 | 163.569 | 162.875 | 162.0014 | 158.6951 | 154.4278 | 150.8888 | 138.7314
IGCC without CCS | 0.595 | 0.595 | 0.595 | 0.595 | 0.595 | 0.595 | 0.595 | 0
Coal with CCS | 0 | 0 | 0 | 0 | 0 | 0 | 0 | 0
Energy Storage | 1.6057 | 2.8003 | 4.4793 | 7.3793 | 7.3793 | 7.3793 | 7.6519 | 8.0243
Nuclear | 88.3992 | 81.8171 | 80.6971 | 76.087 | 75.1862 | 75.1862 | 75.1862 | 73.0621
Natural Gas | 419.8285 | 426.6282 | 427.1072 | 435.6033 | 470.3259 | 516.3977 | 559.5766 | 627.2031
CC without CCS | 272.1054 | 274.2756 | 274.6653 | 282.239 | 303.3094 | 331.6014 | 359.3731 | 401.3627
CC with CCS | 0 | 0 | 0 | 0 | 0 | 0 | 0 | 0
CT | 147.7231 | 152.3526 | 152.4419 | 153.3643 | 167.0165 | 184.7963 | 200.2035 | 225.8404
Oil/Gas Steam | 69.5497 | 69.7525 | 69.6624 | 69.6474 | 69.6109 | 69.5389 | 68.0767 | 65.314
Other | 6.4986 | 6.4986 | 6.4986 | 6.4986 | 6.4986 | 6.4986 | 6.4986 | 6.4986
Grand Total | 1045.7068 | 1062.0976 | 1082.7892 | 1141.2877 | 1176.5928 | 1219.8492 | 1289.7704 | 1360.3389
NEW CAPACITY (Cumulative GW) | 2021 | 2023 | 2025 | 2030 | 2035 | 2040 | 2045 | 2050
Hydro | 6.4974 | 8.1635 | 8.8325 | 8.864 | 9.2948 | 9.5018 | 9.6803 | 9.6803
Non-Hydro Renewables | 60.5067 | 79.0937 | 99.0783 | 151.648 | 156.0432 | 157.3602 | 188.6525 | 208.8613
Biomass | 0.2179 | 0.2179 | 0.2179 | 0.2179 | 0.2179 | 0.2179 | 0.2179 | 0.2179
Geothermal | 0.45658 | 0.63764 | 0.63764 | 0.63764 | 0.63764 | 0.63764 | 0.63764 | 0.63764
Landfill Gas | 0.0362 | 0.0362 | 0.0362 | 0.0362 | 0.0362 | 0.0362 | 0.0362 | 0.0362
Solar | 25.855 | 44.261 | 62.667 | 88.3477 | 91.5854 | 92.129 | 104.2941 | 114.7247
Wind | 33.941 | 33.941 | 35.5196 | 62.4085 | 63.5661 | 64.3395 | 83.4666 | 93.2449
Coal | 0 | 0 | 0 | 0 | 0 | 0 | 0 | 0
Coal without CCS | 0 | 0 | 0 | 0 | 0 | 0 | 0 | 0
IGCC without CCS | 0 | 0 | 0 | 0 | 0 | 0 | 0 | 0
Coal with CCS | 0 | 0 | 0 | 0 | 0 | 0 | 0 | 0
Energy Storage | 0.9243 | 2.1189 | 3.7979 | 6.6979 | 6.6979 | 6.6979 | 6.9705 | 7.3429
Nuclear | 0 | 0 | 0 | 0 | 0 | 0 | 0 | 0
Natural Gas | 16.923 | 23.7405 | 24.2204 | 32.7165 | 67.7272 | 113.7989 | 156.9778 | 224.6043
CC without CCS | 12.6845 | 14.8548 | 15.2445 | 22.8181 | 43.8885 | 72.1805 | 99.9522 | 141.9418
CC with CCS | 0 | 0 | 0 | 0 | 0 | 0 | 0 | 0
CT | 4.2385 | 8.8857 | 8.976 | 9.8984 | 23.8386 | 41.6184 | 57.0256 | 82.6625
Other | 0.035 | 0.035 | 0.035 | 0.035 | 0.035 | 0.035 | 0.035 | 0.035
Grand Total | 84.8864 | 113.1516 | 135.9641 | 199.9614 | 239.7981 | 287.3938 | 362.3162 | 450.5239
RETIREMENTS (GW) | 2021 | 2023 | 2025 | 2030 | 2035 | 2040 | 2045 | 2050
CC Retirements | 3.8816 | 3.8816 | 3.8816 | 3.8816 | 3.8816 | 3.8816 | 3.8816 | 3.8816
Coal Retirements | 50.5779 | 52.5314 | 52.8054 | 53.425 | 56.7312 | 60.9985 | 64.5375 | 76.695
CT Retirements | 1.677 | 1.6817 | 1.6827 | 1.6827 | 1.9707 | 1.9707 | 1.9707 | 1.9707
Nuclear Retirements | 3.861 | 11.7421 | 12.8621 | 17.4722 | 18.373 | 18.373 | 18.373 | 20.4971
O/G Retirements | 8.5076 | 8.8821 | 9.1506 | 9.1656 | 9.2021 | 9.2741 | 10.7363 | 13.499
IGCC Retirements | 0.9132 | 0.9132 | 0.9132 | 0.9132 | 0.9132 | 0.9132 | 0.9132 | 1.5082
Biomass Retirements | 3.3625 | 3.3625 | 3.5784 | 3.5784 | 3.5784 | 3.5784 | 3.5784 | 3.5784
Fuel Cell Retirements | 0 | 0 | 0 | 0 | 0 | 0 | 0 | 0
Fossil_Other Retirements | 0 | 0 | 0 | 0 | 0 | 0 | 0 | 0
Geothermal Retirements | 0.0076 | 0.0076 | 0.0076 | 0.0076 | 0.0076 | 0.0076 | 0.0076 | 0.0076
Hydro Retirements | 0 | 0 | 0 | 0 | 0 | 0 | 0 | 0
Landfill Gas Retirements | 0 | 0 | 0 | 0 | 0 | 0 | 0 | 0
Non Fossil_Other Retirements | 0 | 0 | 0 | 0 | 0 | 0 | 0 | 0
Energy Storage Retirements | 0 | 0 | 0 | 0 | 0 | 0 | 0 | 0
Grand Total | 72.7885 | 83.0022 | 84.8816 | 90.1263 | 94.6578 | 98.9971 | 103.9983 | 121.6375
GENERATION MIX (thousand GWh) | 2021 | 2023 | 2025 | 2030 | 2035 | 2040 | 2045 | 2050
Hydro | 309.8102 | 320.0397 | 325.1337 | 326.1436 | 328.4942 | 330.005 | 330.9038 | 330.3853
Non-Hydro Renewables | 534.3872 | 567.3634 | 604.3401 | 749.8879 | 761.4349 | 765.9041 | 875.1729 | 937.7947
Biomass | 1.6427 | 1.6579 | 1.733 | 1.404 | 1.4841 | 1.7067 | 1.7708 | 1.8225
Biomass Co-firing | 0.057625 | 0.15173 | 0.069508 | 0 | 0 | 0.007542 | 0 | 0
Geothermal | 19.8641 | 21.2916 | 21.2916 | 21.2916 | 21.2916 | 21.2916 | 21.2916 | 21.2916
Landfill Gas | 11.1771 | 11.1769 | 11.1771 | 9.6408 | 10.0032 | 10.1472 | 10.4071 | 10.2081
Solar | 99.643 | 131.0826 | 161.8899 | 208.6639 | 214.925 | 215.6666 | 236.9574 | 255.2359
Wind | 402.0027 | 402.0027 | 408.1789 | 508.8877 | 513.731 | 517.0845 | 604.746 | 649.2366
Coal | 845.6686 | 866.2275 | 867.4794 | 844.9496 | 755.3383 | 761.7734 | 760.5323 | 694.1289
Coal without CCS (Biomass Co-firing is included) | 841.3791 | 861.9381 | 863.1899 | 840.6602 | 751.0489 | 757.484 | 756.4743 | 694.1289
IGCC without CCS | 4.2895 | 4.2895 | 4.2895 | 4.2895 | 4.2895 | 4.2895 | 4.058 | 0
Coal with CCS | 0 | 0 | 0 | 0 | 0 | 0 | 0 | 0
Energy Storage | 1.1997 | 3.3392 | 4.0457 | 5.6511 | 5.8077 | 6.1714 | 6.6243 | 6.8418
Nuclear | 694.5878 | 646.85 | 637.9691 | 600.4995 | 594.6133 | 594.6133 | 594.6133 | 577.4959
Natural Gas | 1602.6236 | 1637.1126 | 1651.4053 | 1683.0423 | 1882.7873 | 2041.872 | 2097.4984 | 2312.2839
CC without CCS | 1581.3766 | 1609.5036 | 1617.7995 | 1648.6085 | 1828.2791 | 1985.4406 | 2049.1482 | 2259.5027
CC with CCS | 0 | 0 | 0 | 0 | 0 | 0 | 0 | 0
CT | 21.247 | 27.609 | 33.6058 | 34.4338 | 54.5083 | 56.4313 | 48.3502 | 52.7812
Oil/Gas Steam | 57.2211 | 56.0142 | 57.4209 | 53.9145 | 57.3305 | 41.9238 | 28.6576 | 16.3341
Other | 31.9941 | 31.9921 | 31.9921 | 31.4007 | 31.4124 | 31.4643 | 31.5742 | 31.4769
Grand Total | 4077.4347 | 4128.787 | 4179.7167 | 4295.4892 | 4417.2187 | 4573.7197 | 4725.5768 | 4906.7415
FUEL SUPPLY AND CONSUMPTION | 2021 | 2023 | 2025 | 2030 | 2035 | 2040 | 2045 | 2050
Coal Use by Region (million tons) | 514.8321 | 531.3475 | 534.0057 | 527.8114 | 485.257 | 497.7483 | 495.454 | 458.7926
Power Sector | 459.1021 | 473.8475 | 475.8557 | 465.0514 | 419.877 | 424.6283 | 425.404 | 393.1426
Appalachia | 73.6003 | 68.2426 | 62.2474 | 52.449 | 34.2601 | 33.3578 | 27.3776 | 19.7193
Interior | 106.548 | 108.5936 | 113.5895 | 111.5782 | 105.6801 | 104.0581 | 108.5215 | 92.9584
Waste Coal | 0.15805 | 0.17002 | 0.17002 | 0.17002 | 0.16868 | 0.16868 | 0.16873 | 0.17002
West | 278.7958 | 296.8412 | 299.8489 | 300.8542 | 279.7681 | 287.0437 | 289.3362 | 280.2949
Non-Power Sector | 55.73 | 57.5 | 58.15 | 62.76 | 65.38 | 73.12 | 70.05 | 65.65
Appalachia | 21.19 | 22.33 | 23.02 | 24.6 | 25.7 | 29.01 | 23.89 | 23.73
Interior | 7.66 | 7.46 | 7.16 | 9.57 | 10.61 | 11.93 | 13.11 | 8.69
West | 26.88 | 27.71 | 27.97 | 28.59 | 29.07 | 32.18 | 33.05 | 33.23
Power Sector Coal Use by Rank (million tons) | 458.9441 | 473.6775 | 475.6857 | 464.8814 | 419.7083 | 424.4596 | 425.2353 | 392.9726
Bituminous | 154.958 | 149.3892 | 147.071 | 142.9826 | 122.4874 | 121.2961 | 118.4637 | 96.4726
Subbituminous | 249.8817 | 268.4335 | 271.4145 | 269.565 | 250.8784 | 256.8998 | 260.7537 | 254.2988
Lignite | 54.1044 | 55.8548 | 57.2002 | 52.3338 | 46.3425 | 46.2638 | 46.0179 | 42.2012
Natural Gas Use (Trillion cubic feet) | 11.633 | 11.8791 | 12.0151 | 12.1532 | 13.4898 | 14.1909 | 14.1723 | 15.2201
Note on A9: ICFI: All tons are SHORT tons, unless otherwise noted as metric Mtons : thousand tons

## Retrofit Summary
EPA IPM Summary Run Results
EPA Platform v6 Projections for
Continental U.S.
EPAv6_May_2019_Reference_Case
All costs and prices are in 2016-year dollars | Values in red are rounded to zero, not equal to zero
TOTAL CONTROLS (Cumulative GW) | 2021 | 2023 | 2025 | 2030 | 2035 | 2040 | 2045 | 2050
FGD | 143.6043 | 138.7931 | 138.1341 | 138.1341 | 135.9716 | 133.0913 | 129.7593 | 118.9694
Existing Scrubber | 142.9571 | 138.1459 | 137.4869 | 137.4868 | 135.3244 | 132.4441 | 129.1121 | 118.3221
Existing Wet Scrubber | 110.4532 | 105.642 | 104.983 | 104.9829 | 102.8205 | 100.3142 | 97.5682 | 88.501
Existing Dry Scrubber | 32.5039 | 32.5039 | 32.5039 | 32.5039 | 32.5039 | 32.1299 | 31.5439 | 29.8211
Retrofit Scrubber | 0.64721 | 0.64721 | 0.64721 | 0.64721 | 0.64721 | 0.64721 | 0.64721 | 0.64721
Retrofit Wet Scrubber | 0 | 0 | 0 | 0 | 0 | 0 | 0 | 0
Retrofit Dry Scrubber | 0.64721 | 0.64721 | 0.64721 | 0.64721 | 0.64721 | 0.64721 | 0.64721 | 0.64721
New Scrubber | 0 | 0 | 0 | 0 | 0 | 0 | 0 | 0
New Wet Scrubber | 0 | 0 | 0 | 0 | 0 | 0 | 0 | 0
New Dry Scrubber | 0 | 0 | 0 | 0 | 0 | 0 | 0 | 0
SCR | 103.6137 | 101.6233 | 101.6237 | 101.6255 | 99.9791 | 98.1264 | 96.6501 | 88.5097
Existing SCR | 102.0458 | 99.5578 | 99.5578 | 99.5578 | 97.9113 | 96.0587 | 94.5824 | 86.442
Retrofit SCR | 1.568 | 2.0655 | 2.0659 | 2.0677 | 2.0677 | 2.0677 | 2.0677 | 2.0677
New SCR | 0 | 0 | 0 | 0 | 0 | 0 | 0 | 0
SNCR | 21.399 | 21.0144 | 21.0144 | 21.0144 | 20.6132 | 19.7215 | 17.6965 | 13.9442
Existing SNCR | 19.5748 | 19.1815 | 19.1815 | 19.1815 | 18.6655 | 17.7738 | 15.7488 | 11.9966
Retrofit SNCR | 1.8242 | 1.8329 | 1.8329 | 1.8329 | 1.9476 | 1.9476 | 1.9476 | 1.9476
New SNCR | 0 | 0 | 0 | 0 | 0 | 0 | 0 | 0
ACI | 106.2295 | 105.0874 | 104.3934 | 103.8105 | 101.5074 | 99.5524 | 99.4146 | 92.8347
Existing ACI | 106.2295 | 105.0874 | 104.3934 | 103.8105 | 101.5074 | 99.5524 | 99.4146 | 92.8347
Retrofit ACI | 0 | 0 | 0 | 0 | 0 | 0 | 0 | 0
New ACI | 0 | 0 | 0 | 0 | 0 | 0 | 0 | 0
CCS | 0 | 0 | 0 | 0 | 0 | 0 | 0 | 0
Hardwired CCS | 0 | 0 | 0 | 0 | 0 | 0 | 0 | 0
Retrofit CCS | 0 | 0 | 0 | 0 | 0 | 0 | 0 | 0
New CCS | 0 | 0 | 0 | 0 | 0 | 0 | 0 | 0
DSI | 16.3207 | 16.0047 | 16.0047 | 15.2907 | 14.5641 | 13.3122 | 12.9944 | 11.1298
Existing DSI | 15.9767 | 15.6607 | 15.6607 | 14.9467 | 14.2202 | 13.0102 | 12.6924 | 11.1298
Retrofit DSI | 0.34393 | 0.34393 | 0.34393 | 0.34393 | 0.34393 | 0.30205 | 0.30205 | 0
C2G | 2.277 | 2.5933 | 3.0133 | 3.0133 | 3.0133 | 3.0133 | 2.9783 | 2.7563
HRI | 0 | 0 | 0 | 0 | 0 | 0 | 0 | 0
RETROFITS (Cumulative GW) | 2021 | 2023 | 2025 | 2030 | 2035 | 2040 | 2045 | 2050
FGD | 0.64721 | 0.64721 | 0.64721 | 0.64721 | 0.64721 | 0.64721 | 0.64721 | 0.64721
SCR | 1.568 | 2.0655 | 2.0659 | 2.0677 | 2.0677 | 2.0677 | 2.0677 | 2.0677
SNCR | 1.8242 | 1.8329 | 1.8329 | 1.8329 | 1.9476 | 1.9476 | 1.9476 | 1.9476
ACI | 0 | 0 | 0 | 0 | 0 | 0 | 0 | 0
CCS | 0 | 0 | 0 | 0 | 0 | 0 | 0 | 0
DSI | 0.34393 | 0.34393 | 0.34393 | 0.34393 | 0.34393 | 0.30205 | 0.30205 | 0
C2G | 2.277 | 2.5933 | 3.0133 | 3.0133 | 3.0133 | 3.0133 | 2.9783 | 2.7563
HRI | 0 | 0 | 0 | 0 | 0 | 0 | 0 | 0
TOTAL CONTROLS IN NEEDS (GW)
FGD | 2021: 186.9824
SCR | 2021: 132.209
SNCR | 2021: 28.6119
ACI | 2021: 139.6583
DSI | 2021: 46.2817
Note on A9: ICFI: All tons are SHORT tons, unless otherwise noted as metric Mtons : thousand tons

## All Constraints
Constraint Name | Constraint # | Constraint ID | Constraint Type | Neutralized | LimitType | Constraint Time Frame | Data Field | Unit of Measure | 2021-2021(RY 2021) | 2022-2023(RY 2023) | 2024-2027(RY 2025) | 2028-2032(RY 2030) | 2033-2037(RY 2035) | 2038-2042(RY 2040) | 2043-2047(RY 2045) | 2048-2054(RY 2050)
#1 - SO2 Title IV Annual Constraint v5.14 | 1 | 6321 | Rate Constraint in MTons | FALSE | L | Annual | Seasons Included | Seasons | Winter, WintShld, Summer | Winter, WintShld, Summer | Winter, WintShld, Summer | Winter, WintShld, Summer | Winter, WintShld, Summer | Winter, WintShld, Summer | Winter, WintShld, Summer | Winter, WintShld, Summer
#1 - SO2 Title IV Annual Constraint v5.14 | 1 | 6321 | Rate Constraint in MTons | FALSE | L | Annual | Standard SO2 | Thousand Tons | 7973.0011 | 7973.0011 | 7973.0011 | 7973.0011 | 7973.0011 | 7973.0011 | 7973.0011 | 7973.0011
#1 - SO2 Title IV Annual Constraint v5.14 | 1 | 6321 | Rate Constraint in MTons | FALSE | L | Annual | Emissions at Affected Plants SO2 | Thousand Tons | 763.7088 | 765.4806 | 790.5101 | 788.3283 | 718.5158 | 715.4052 | 709.9971 | 663.3409
#1 - SO2 Title IV Annual Constraint v5.14 | 1 | 6321 | Rate Constraint in MTons | FALSE | L | Annual | Allowances Purchased SO2 | Thousand Tons | 0 | 0 | 0 | 0 | 0 | 0 | 0 | 0
#1 - SO2 Title IV Annual Constraint v5.14 | 1 | 6321 | Rate Constraint in MTons | FALSE | L | Annual | Allowances Sold SO2 | Thousand Tons | 0 | 0 | 0 | 0 | 0 | 0 | 0 | 0
#1 - SO2 Title IV Annual Constraint v5.14 | 1 | 6321 | Rate Constraint in MTons | FALSE | L | Annual | Allowances Banked | Thousand Tons | 0 | 0 | 0 | 0 | 0 | 0 | 0 | 0
#1 - SO2 Title IV Annual Constraint v5.14 | 1 | 6321 | Rate Constraint in MTons | FALSE | L | Annual | Allowances Withdrawn (1:1) | Thousand Tons | 0 | 0 | 0 | 0 | 0 | 0 | 0 | 0
#1 - SO2 Title IV Annual Constraint v5.14 | 1 | 6321 | Rate Constraint in MTons | FALSE | L | Annual | Allowances Withdrawn (n:1) | Thousand Tons | 0 | 0 | 0 | 0 | 0 | 0 | 0 | 0
#1 - SO2 Title IV Annual Constraint v5.14 | 1 | 6321 | Rate Constraint in MTons | FALSE | L | Annual | Net Emissions Allowance Position | Thousand Tons | 763.7088 | 765.4806 | 790.5101 | 788.3283 | 718.5158 | 715.4052 | 709.9971 | 663.3409
#1 - SO2 Title IV Annual Constraint v5.14 | 1 | 6321 | Rate Constraint in MTons | FALSE | L | Annual | Fuel Consumed | TBtu | 20692.4933 | 21141.8864 | 21294.3419 | 21213.7997 | 21668.0533 | 22473.0299 | 22457.3813 | 22846.2914
#1 - SO2 Title IV Annual Constraint v5.14 | 1 | 6321 | Rate Constraint in MTons | FALSE | L | Annual | Rate | lb/MMBtu | 0.073815 | 0.072414 | 0.074246 | 0.074322 | 0.06632 | 0.063668 | 0.063231 | 0.05807
#1 - SO2 Title IV Annual Constraint v5.14 | 1 | 6321 | Rate Constraint in MTons | FALSE | L | Annual | Generation | TWh | 2494.4032 | 2547.1461 | 2563.5677 | 2571.0692 | 2684.1175 | 2835.0948 | 2877.766 | 3014.5148
#1 - SO2 Title IV Annual Constraint v5.14 | 1 | 6321 | Rate Constraint in MTons | FALSE | L | Annual | Qualifying Generation | TWh | 2494.4032 | 2547.1461 | 2563.5677 | 2571.0692 | 2684.1175 | 2835.0948 | 2877.766 | 3014.5148
#1 - SO2 Title IV Annual Constraint v5.14 | 1 | 6321 | Rate Constraint in MTons | FALSE | L | Annual | Rate | lb/MWh | 0.61234 | 0.60105 | 0.61673 | 0.61323 | 0.53538 | 0.50468 | 0.49344 | 0.4401
#1 - SO2 Title IV Annual Constraint v5.14 | 1 | 6321 | Rate Constraint in MTons | FALSE | L | Annual | Constraint Shadow Price | US2016$/Ton | 0 | 0 | 0 | 0 | 0 | 0 | 0 | 0
#4 - NOx SIPCall Constraint v5.16 | 2 | 6732 | Rate Constraint in MTons | FALSE | L | Annual | Seasons Included | Seasons | Summer | Summer | Summer | Summer | Summer | Summer | Summer | Summer
#4 - NOx SIPCall Constraint v5.16 | 2 | 6732 | Rate Constraint in MTons | FALSE | L | Annual | Standard NOX | Thousand Tons | 72.845 | 72.845 | 72.845 | 72.845 | 72.845 | 72.845 | 72.845 | 72.845
#4 - NOx SIPCall Constraint v5.16 | 2 | 6732 | Rate Constraint in MTons | FALSE | L | Annual | Emissions at Affected Plants NOX | Thousand Tons | 21.3855 | 23.7366 | 21.0895 | 19.7878 | 15.8972 | 14.9954 | 16.2236 | 15.0621
#4 - NOx SIPCall Constraint v5.16 | 2 | 6732 | Rate Constraint in MTons | FALSE | L | Annual | Allowances Purchased NOX | Thousand Tons | 0 | 0 | 0 | 0 | 0 | 0 | 0 | 0
#4 - NOx SIPCall Constraint v5.16 | 2 | 6732 | Rate Constraint in MTons | FALSE | L | Annual | Allowances Sold NOX | Thousand Tons | 0 | 0 | 0 | 0 | 0 | 0 | 0 | 0
#4 - NOx SIPCall Constraint v5.16 | 2 | 6732 | Rate Constraint in MTons | FALSE | L | Annual | Allowances Banked | Thousand Tons | 0 | 0 | 0 | 0 | 0 | 0 | 0 | 0
#4 - NOx SIPCall Constraint v5.16 | 2 | 6732 | Rate Constraint in MTons | FALSE | L | Annual | Allowances Withdrawn (1:1) | Thousand Tons | 0 | 0 | 0 | 0 | 0 | 0 | 0 | 0
#4 - NOx SIPCall Constraint v5.16 | 2 | 6732 | Rate Constraint in MTons | FALSE | L | Annual | Allowances Withdrawn (n:1) | Thousand Tons | 0 | 0 | 0 | 0 | 0 | 0 | 0 | 0
#4 - NOx SIPCall Constraint v5.16 | 2 | 6732 | Rate Constraint in MTons | FALSE | L | Annual | Net Emissions Allowance Position | Thousand Tons | 21.3855 | 23.7366 | 21.0895 | 19.7878 | 15.8972 | 14.9954 | 16.2236 | 15.0621
#4 - NOx SIPCall Constraint v5.16 | 2 | 6732 | Rate Constraint in MTons | FALSE | L | Annual | Fuel Consumed | TBtu | 654.9379 | 677.2705 | 666.708 | 674.0053 | 672.2477 | 696.934 | 714.6509 | 745.8802
#4 - NOx SIPCall Constraint v5.16 | 2 | 6732 | Rate Constraint in MTons | FALSE | L | Annual | Rate | lb/MMBtu | 0.065305 | 0.070095 | 0.063264 | 0.058717 | 0.047296 | 0.043032 | 0.045403 | 0.040387
#4 - NOx SIPCall Constraint v5.16 | 2 | 6732 | Rate Constraint in MTons | FALSE | L | Annual | Generation | TWh | 80.9618 | 82.8506 | 81.7714 | 85.9013 | 91.466 | 100.1275 | 107.0813 | 120.2525
#4 - NOx SIPCall Constraint v5.16 | 2 | 6732 | Rate Constraint in MTons | FALSE | L | Annual | Qualifying Generation | TWh | 80.6904 | 82.7595 | 81.6222 | 85.5956 | 88.4621 | 93.1879 | 95.8872 | 101.9952
#4 - NOx SIPCall Constraint v5.16 | 2 | 6732 | Rate Constraint in MTons | FALSE | L | Annual | Rate | lb/MWh | 0.53006 | 0.57363 | 0.51676 | 0.46236 | 0.35941 | 0.32183 | 0.33839 | 0.29535
#4 - NOx SIPCall Constraint v5.16 | 2 | 6732 | Rate Constraint in MTons | FALSE | L | Annual | Constraint Shadow Price | US2016$/Ton | 0 | 0 | 0 | 0 | 0 | 0 | 0 | 0
#6 - WRAP SO2 Policy Case Constraint | 3 | 1265 | Rate Constraint in MTons | FALSE | L | Annual | Seasons Included | Seasons | Winter, WintShld, Summer | Winter, WintShld, Summer | Winter, WintShld, Summer | Winter, WintShld, Summer | Winter, WintShld, Summer | Winter, WintShld, Summer | Winter, WintShld, Summer | Winter, WintShld, Summer
#6 - WRAP SO2 Policy Case Constraint | 3 | 1265 | Rate Constraint in MTons | FALSE | L | Annual | Standard SO2 | Thousand Tons | 89.572 | 89.572 | 89.572 | 89.572 | 89.572 | 89.572 | 89.572 | 89.572
#6 - WRAP SO2 Policy Case Constraint | 3 | 1265 | Rate Constraint in MTons | FALSE | L | Annual | Emissions at Affected Plants SO2 | Thousand Tons | 33.8844 | 33.8998 | 33.7019 | 32.33 | 32.5305 | 35.9143 | 34.2725 | 32.1139
#6 - WRAP SO2 Policy Case Constraint | 3 | 1265 | Rate Constraint in MTons | FALSE | L | Annual | Allowances Purchased SO2 | Thousand Tons | 0 | 0 | 0 | 0 | 0 | 0 | 0 | 0
#6 - WRAP SO2 Policy Case Constraint | 3 | 1265 | Rate Constraint in MTons | FALSE | L | Annual | Allowances Sold SO2 | Thousand Tons | 0 | 0 | 0 | 0 | 0 | 0 | 0 | 0
#6 - WRAP SO2 Policy Case Constraint | 3 | 1265 | Rate Constraint in MTons | FALSE | L | Annual | Allowances Banked | Thousand Tons | 0 | 0 | 0 | 0 | 0 | 0 | 0 | 0
#6 - WRAP SO2 Policy Case Constraint | 3 | 1265 | Rate Constraint in MTons | FALSE | L | Annual | Allowances Withdrawn (1:1) | Thousand Tons | 0 | 0 | 0 | 0 | 0 | 0 | 0 | 0
#6 - WRAP SO2 Policy Case Constraint | 3 | 1265 | Rate Constraint in MTons | FALSE | L | Annual | Allowances Withdrawn (n:1) | Thousand Tons | 0 | 0 | 0 | 0 | 0 | 0 | 0 | 0
#6 - WRAP SO2 Policy Case Constraint | 3 | 1265 | Rate Constraint in MTons | FALSE | L | Annual | Net Emissions Allowance Position | Thousand Tons | 33.8844 | 33.8998 | 33.7019 | 32.33 | 32.5305 | 35.9143 | 34.2725 | 32.1139
#6 - WRAP SO2 Policy Case Constraint | 3 | 1265 | Rate Constraint in MTons | FALSE | L | Annual | Fuel Consumed | TBtu | 759.337 | 755.9681 | 747.7593 | 740.3593 | 713.2264 | 725.9636 | 716.2544 | 716.0325
#6 - WRAP SO2 Policy Case Constraint | 3 | 1265 | Rate Constraint in MTons | FALSE | L | Annual | Rate | lb/MMBtu | 0.089247 | 0.089686 | 0.090141 | 0.087336 | 0.091221 | 0.098942 | 0.095699 | 0.0897
#6 - WRAP SO2 Policy Case Constraint | 3 | 1265 | Rate Constraint in MTons | FALSE | L | Annual | Generation | TWh | 77.6969 | 77.0942 | 76.3081 | 76.1756 | 74.0559 | 76.0203 | 74.4285 | 75.2773
#6 - WRAP SO2 Policy Case Constraint | 3 | 1265 | Rate Constraint in MTons | FALSE | L | Annual | Qualifying Generation | TWh | 77.6969 | 77.0942 | 76.3081 | 76.1756 | 74.0505 | 75.3341 | 73.7439 | 74.3336
#6 - WRAP SO2 Policy Case Constraint | 3 | 1265 | Rate Constraint in MTons | FALSE | L | Annual | Rate | lb/MWh | 0.87222 | 0.87944 | 0.88331 | 0.84883 | 0.8786 | 0.95347 | 0.9295 | 0.86405
#6 - WRAP SO2 Policy Case Constraint | 3 | 1265 | Rate Constraint in MTons | FALSE | L | Annual | Constraint Shadow Price | US2016$/Ton | 0 | 0 | 0 | 0 | 0 | 0 | 0 | 0
#CAN - #1 National - SO2 Cap Annual v3.1 | 4 | 1731 | Rate Constraint in MTons | FALSE | L | Annual | Seasons Included | Seasons | Winter, WintShld, Summer | Winter, WintShld, Summer | Winter, WintShld, Summer | Winter, WintShld, Summer | Winter, WintShld, Summer | Winter, WintShld, Summer | Winter, WintShld, Summer | Winter, WintShld, Summer
#CAN - #1 National - SO2 Cap Annual v3.1 | 4 | 1731 | Rate Constraint in MTons | FALSE | L | Annual | Standard SO2 | Thousand Tons | 948.21 | 948.21 | 948.21 | 948.21 | 948.21 | 948.21 | 948.21 | 948.21
#CAN - #1 National - SO2 Cap Annual v3.1 | 4 | 1731 | Rate Constraint in MTons | FALSE | L | Annual | Emissions at Affected Plants SO2 | Thousand Tons | 158.071 | 148.7155 | 149.3292 | 47.5735 | 20.4042 | 11.2398 | 11.2326 | 0.055596
#CAN - #1 National - SO2 Cap Annual v3.1 | 4 | 1731 | Rate Constraint in MTons | FALSE | L | Annual | Allowances Purchased SO2 | Thousand Tons | 0 | 0 | 0 | 0 | 0 | 0 | 0 | 0
#CAN - #1 National - SO2 Cap Annual v3.1 | 4 | 1731 | Rate Constraint in MTons | FALSE | L | Annual | Allowances Sold SO2 | Thousand Tons | 0 | 0 | 0 | 0 | 0 | 0 | 0 | 0
#CAN - #1 National - SO2 Cap Annual v3.1 | 4 | 1731 | Rate Constraint in MTons | FALSE | L | Annual | Allowances Banked | Thousand Tons | 0 | 0 | 0 | 0 | 0 | 0 | 0 | 0
#CAN - #1 National - SO2 Cap Annual v3.1 | 4 | 1731 | Rate Constraint in MTons | FALSE | L | Annual | Allowances Withdrawn (1:1) | Thousand Tons | 0 | 0 | 0 | 0 | 0 | 0 | 0 | 0
#CAN - #1 National - SO2 Cap Annual v3.1 | 4 | 1731 | Rate Constraint in MTons | FALSE | L | Annual | Allowances Withdrawn (n:1) | Thousand Tons | 0 | 0 | 0 | 0 | 0 | 0 | 0 | 0
#CAN - #1 National - SO2 Cap Annual v3.1 | 4 | 1731 | Rate Constraint in MTons | FALSE | L | Annual | Net Emissions Allowance Position | Thousand Tons | 158.071 | 148.7155 | 149.3292 | 47.5735 | 20.4042 | 11.2398 | 11.2326 | 0.055596
#CAN - #1 National - SO2 Cap Annual v3.1 | 4 | 1731 | Rate Constraint in MTons | FALSE | L | Annual | Fuel Consumed | TBtu | 767.8219 | 851.2776 | 896.5955 | 740.2496 | 783.7278 | 786.5134 | 793.8187 | 774.6213
#CAN - #1 National - SO2 Cap Annual v3.1 | 4 | 1731 | Rate Constraint in MTons | FALSE | L | Annual | Rate | lb/MMBtu | 0.41174 | 0.34939 | 0.3331 | 0.12853 | 0.05207 | 0.028581 | 0.0283 | 0.00014354
#CAN - #1 National - SO2 Cap Annual v3.1 | 4 | 1731 | Rate Constraint in MTons | FALSE | L | Annual | Generation | TWh | 91.6463 | 104.2422 | 110.4798 | 97.9918 | 104.8796 | 107.92 | 110.139 | 112.1801
#CAN - #1 National - SO2 Cap Annual v3.1 | 4 | 1731 | Rate Constraint in MTons | FALSE | L | Annual | Qualifying Generation | TWh | 91.6463 | 104.2422 | 110.4798 | 97.9918 | 104.8796 | 107.92 | 110.139 | 112.1801
#CAN - #1 National - SO2 Cap Annual v3.1 | 4 | 1731 | Rate Constraint in MTons | FALSE | L | Annual | Rate | lb/MWh | 3.4496 | 2.8533 | 2.7033 | 0.97097 | 0.3891 | 0.2083 | 0.20397 | 0.00099119
#CAN - #1 National - SO2 Cap Annual v3.1 | 4 | 1731 | Rate Constraint in MTons | FALSE | L | Annual | Constraint Shadow Price | US2016$/Ton | 0 | 0 | 0 | 0 | 0 | 0 | 0 | 0
#CAN - AB - MER Cap Annual v4.12 | 5 | 2323 | Rate Constraint in MTons | FALSE | L | Annual | Seasons Included | Seasons | Winter, WintShld, Summer | Winter, WintShld, Summer | Winter, WintShld, Summer | Winter, WintShld, Summer | Winter, WintShld, Summer | Winter, WintShld, Summer | Winter, WintShld, Summer | Winter, WintShld, Summer
#CAN - AB - MER Cap Annual v4.12 | 5 | 2323 | Rate Constraint in MTons | FALSE | L | Annual | Standard MER | lbs | 1300.7273 | 1300.7273 | 1300.7273 | 1300.7273 | 1300.7273 | 1300.7273 | 1300.7273 | 1300.7273
#CAN - AB - MER Cap Annual v4.12 | 5 | 2323 | Rate Constraint in MTons | FALSE | L | Annual | Emissions at Affected Plants MER | lbs | 1300.7272 | 1300.7273 | 1300.7273 | 310.0998 | 310.0998 | 155.0499 | 155.0499 | 0
#CAN - AB - MER Cap Annual v4.12 | 5 | 2323 | Rate Constraint in MTons | FALSE | L | Annual | Allowances Purchased MER | lbs | 0 | 0 | 0 | 0 | 0 | 0 | 0 | 0
#CAN - AB - MER Cap Annual v4.12 | 5 | 2323 | Rate Constraint in MTons | FALSE | L | Annual | Allowances Sold MER | lbs | 0 | 0 | 0 | 0 | 0 | 0 | 0 | 0
#CAN - AB - MER Cap Annual v4.12 | 5 | 2323 | Rate Constraint in MTons | FALSE | L | Annual | Allowances Banked | lbs | 0 | 0 | 0 | 0 | 0 | 0 | 0 | 0
#CAN - AB - MER Cap Annual v4.12 | 5 | 2323 | Rate Constraint in MTons | FALSE | L | Annual | Allowances Withdrawn (1:1) | lbs | 0 | 0 | 0 | 0 | 0 | 0 | 0 | 0
#CAN - AB - MER Cap Annual v4.12 | 5 | 2323 | Rate Constraint in MTons | FALSE | L | Annual | Allowances Withdrawn (n:1) | lbs | 0 | 0 | 0 | 0 | 0 | 0 | 0 | 0
#CAN - AB - MER Cap Annual v4.12 | 5 | 2323 | Rate Constraint in MTons | FALSE | L | Annual | Net Emissions Allowance Position | lbs | 1300.7272 | 1300.7273 | 1300.7273 | 310.0998 | 310.0998 | 155.0499 | 155.0499 | 0
#CAN - AB - MER Cap Annual v4.12 | 5 | 2323 | Rate Constraint in MTons | FALSE | L | Annual | Fuel Consumed | TBtu | 307.0561 | 307.0563 | 307.0563 | 64.6709 | 64.6709 | 32.3355 | 32.3355 | 0
#CAN - AB - MER Cap Annual v4.12 | 5 | 2323 | Rate Constraint in MTons | FALSE | L | Annual | Rate | lb/MMBtu | 4.2361e-06 | 4.2361e-06 | 4.2361e-06 | 4.795e-06 | 4.795e-06 | 4.795e-06 | 4.795e-06 | 0
#CAN - AB - MER Cap Annual v4.12 | 5 | 2323 | Rate Constraint in MTons | FALSE | L | Annual | Generation | TWh | 29.4453 | 29.4454 | 29.4454 | 6.2017 | 6.2017 | 3.1008 | 3.1008 | 0
#CAN - AB - MER Cap Annual v4.12 | 5 | 2323 | Rate Constraint in MTons | FALSE | L | Annual | Qualifying Generation | TWh | 29.4453 | 29.4454 | 29.4454 | 6.2017 | 6.2017 | 3.1008 | 3.1008 | 0
#CAN - AB - MER Cap Annual v4.12 | 5 | 2323 | Rate Constraint in MTons | FALSE | L | Annual | Rate | lb/MWh | 4.4174e-05 | 4.4174e-05 | 4.4174e-05 | 5.0003e-05 | 5.0003e-05 | 5.0003e-05 | 5.0003e-05 | 0
#CAN - AB - MER Cap Annual v4.12 | 5 | 2323 | Rate Constraint in MTons | FALSE | L | Annual | Constraint Shadow Price | US2016$/Lb | 0 | 28799.3273 | 7128.1307 | 0 | 0 | 0 | 0 | 0
#CAN - BC - CO2 Constraint- v.6.17 | 6 | 6961 | Rate Constraint in MTons | FALSE | L | Annual | Seasons Included | Seasons | Winter, WintShld, Summer | Winter, WintShld, Summer | Winter, WintShld, Summer | Winter, WintShld, Summer | Winter, WintShld, Summer | Winter, WintShld, Summer | Winter, WintShld, Summer | Winter, WintShld, Summer
#CAN - BC - CO2 Constraint- v.6.17 | 6 | 6961 | Rate Constraint in MTons | FALSE | L | Annual | Standard CO2 | Thousand Tons | 0 | 0 | 0 | 0 | 0 | 0 | 0 | 0
#CAN - BC - CO2 Constraint- v.6.17 | 6 | 6961 | Rate Constraint in MTons | FALSE | L | Annual | Emissions at Affected Plants CO2 | Thousand Tons | 0 | 15.5901 | 54.6912 | 198.0086 | 198.0086 | 198.0086 | 198.0086 | 198.0086
#CAN - BC - CO2 Constraint- v.6.17 | 6 | 6961 | Rate Constraint in MTons | FALSE | L | Annual | Allowances Purchased CO2 | Thousand Tons | 0 | -15.5901 | -54.6912 | -198.0086 | -198.0086 | -198.0086 | -198.0086 | -198.0086
#CAN - BC - CO2 Constraint- v.6.17 | 6 | 6961 | Rate Constraint in MTons | FALSE | L | Annual | Allowances Sold CO2 | Thousand Tons | 0 | 0 | 0 | 0 | 0 | 0 | 0 | 0
#CAN - BC - CO2 Constraint- v.6.17 | 6 | 6961 | Rate Constraint in MTons | FALSE | L | Annual | Allowances Banked | Thousand Tons | 0 | 0 | 0 | 0 | 0 | 0 | 0 | 0
#CAN - BC - CO2 Constraint- v.6.17 | 6 | 6961 | Rate Constraint in MTons | FALSE | L | Annual | Allowances Withdrawn (1:1) | Thousand Tons | 0 | 0 | 0 | 0 | 0 | 0 | 0 | 0
#CAN - BC - CO2 Constraint- v.6.17 | 6 | 6961 | Rate Constraint in MTons | FALSE | L | Annual | Allowances Withdrawn (n:1) | Thousand Tons | 0 | 0 | 0 | 0 | 0 | 0 | 0 | 0
#CAN - BC - CO2 Constraint- v.6.17 | 6 | 6961 | Rate Constraint in MTons | FALSE | L | Annual | Net Emissions Allowance Position | Thousand Tons | 0 | 5.088e-08 | 0 | 1.0911e-06 | 1.0911e-06 | 1.0911e-06 | 1.0911e-06 | 1.0911e-06
#CAN - BC - CO2 Constraint- v.6.17 | 6 | 6961 | Rate Constraint in MTons | FALSE | L | Annual | Fuel Consumed | TBtu | 0 | 0.26632 | 0.93425 | 3.3824 | 3.3824 | 3.3824 | 3.3824 | 3.3824
#CAN - BC - CO2 Constraint- v.6.17 | 6 | 6961 | Rate Constraint in MTons | FALSE | L | Annual | Rate | lb/MMBtu | 0 | 117.08 | 117.08 | 117.08 | 117.08 | 117.08 | 117.08 | 117.08
#CAN - BC - CO2 Constraint- v.6.17 | 6 | 6961 | Rate Constraint in MTons | FALSE | L | Annual | Generation | TWh | 0 | 0.04261 | 0.14948 | 0.54119 | 0.54119 | 0.54119 | 0.54119 | 0.54119
#CAN - BC - CO2 Constraint- v.6.17 | 6 | 6961 | Rate Constraint in MTons | FALSE | L | Annual | Qualifying Generation | TWh | 0 | 0.04261 | 0.14948 | 0.54119 | 0.54119 | 0.54119 | 0.54119 | 0.54119
#CAN - BC - CO2 Constraint- v.6.17 | 6 | 6961 | Rate Constraint in MTons | FALSE | L | Annual | Rate | lb/MWh | 0 | 731.75 | 731.75 | 731.75 | 731.75 | 731.75 | 731.75 | 731.75
#CAN - BC - CO2 Constraint- v.6.17 | 6 | 6961 | Rate Constraint in MTons | FALSE | L | Annual | Constraint Shadow Price | US2016$/Ton | 20.669 | 20.6687 | 20.6684 | 20.6685 | 20.6685 | 20.6687 | 20.6687 | 20.6688
#CAN - MB - Acid Rain - SO2 Cap Annual v3.1 | 7 | 1732 | Rate Constraint in MTons | FALSE | L | Annual | Seasons Included | Seasons | Winter, WintShld, Summer | Winter, WintShld, Summer | Winter, WintShld, Summer | Winter, WintShld, Summer | Winter, WintShld, Summer | Winter, WintShld, Summer | Winter, WintShld, Summer | Winter, WintShld, Summer
#CAN - MB - Acid Rain - SO2 Cap Annual v3.1 | 7 | 1732 | Rate Constraint in MTons | FALSE | L | Annual | Standard SO2 | Thousand Tons | 4.41 | 4.41 | 4.41 | 4.41 | 4.41 | 4.41 | 4.41 | 4.41
#CAN - MB - Acid Rain - SO2 Cap Annual v3.1 | 7 | 1732 | Rate Constraint in MTons | FALSE | L | Annual | Emissions at Affected Plants SO2 | Thousand Tons | 0 | 0 | 0 | 0 | 0 | 0 | 0 | 0
#CAN - MB - Acid Rain - SO2 Cap Annual v3.1 | 7 | 1732 | Rate Constraint in MTons | FALSE | L | Annual | Allowances Purchased SO2 | Thousand Tons | 0 | 0 | 0 | 0 | 0 | 0 | 0 | 0
#CAN - MB - Acid Rain - SO2 Cap Annual v3.1 | 7 | 1732 | Rate Constraint in MTons | FALSE | L | Annual | Allowances Sold SO2 | Thousand Tons | 0 | 0 | 0 | 0 | 0 | 0 | 0 | 0
#CAN - MB - Acid Rain - SO2 Cap Annual v3.1 | 7 | 1732 | Rate Constraint in MTons | FALSE | L | Annual | Allowances Banked | Thousand Tons | 0 | 0 | 0 | 0 | 0 | 0 | 0 | 0
#CAN - MB - Acid Rain - SO2 Cap Annual v3.1 | 7 | 1732 | Rate Constraint in MTons | FALSE | L | Annual | Allowances Withdrawn (1:1) | Thousand Tons | 0 | 0 | 0 | 0 | 0 | 0 | 0 | 0
#CAN - MB - Acid Rain - SO2 Cap Annual v3.1 | 7 | 1732 | Rate Constraint in MTons | FALSE | L | Annual | Allowances Withdrawn (n:1) | Thousand Tons | 0 | 0 | 0 | 0 | 0 | 0 | 0 | 0
#CAN - MB - Acid Rain - SO2 Cap Annual v3.1 | 7 | 1732 | Rate Constraint in MTons | FALSE | L | Annual | Net Emissions Allowance Position | Thousand Tons | 0 | 0 | 0 | 0 | 0 | 0 | 0 | 0
#CAN - MB - Acid Rain - SO2 Cap Annual v3.1 | 7 | 1732 | Rate Constraint in MTons | FALSE | L | Annual | Fuel Consumed | TBtu | 0 | 0 | 0 | 0.024062 | 0.16929 | 0.085857 | 0.097737 | 0.12804
#CAN - MB - Acid Rain - SO2 Cap Annual v3.1 | 7 | 1732 | Rate Constraint in MTons | FALSE | L | Annual | Rate | lb/MMBtu | 0 | 0 | 0 | 0 | 0 | 0 | 0 | 0
#CAN - MB - Acid Rain - SO2 Cap Annual v3.1 | 7 | 1732 | Rate Constraint in MTons | FALSE | L | Annual | Generation | TWh | 0 | 0 | 0 | 0.0021352 | 0.015023 | 0.0076188 | 0.0086588 | 0.011273
#CAN - MB - Acid Rain - SO2 Cap Annual v3.1 | 7 | 1732 | Rate Constraint in MTons | FALSE | L | Annual | Qualifying Generation | TWh | 0 | 0 | 0 | 0.0021352 | 0.015023 | 0.0076188 | 0.0086588 | 0.011273
#CAN - MB - Acid Rain - SO2 Cap Annual v3.1 | 7 | 1732 | Rate Constraint in MTons | FALSE | L | Annual | Rate | lb/MWh | 0 | 0 | 0 | 0 | 0 | 0 | 0 | 0
#CAN - MB - Acid Rain - SO2 Cap Annual v3.1 | 7 | 1732 | Rate Constraint in MTons | FALSE | L | Annual | Constraint Shadow Price | US2016$/Ton | 0 | 0 | 0 | 0 | 0 | 0 | 0 | 0
#CAN - MB - CO2 Constraint- v.6.17 | 8 | 6962 | Rate Constraint in MTons | FALSE | L | Annual | Seasons Included | Seasons | Winter, WintShld, Summer | Winter, WintShld, Summer | Winter, WintShld, Summer | Winter, WintShld, Summer | Winter, WintShld, Summer | Winter, WintShld, Summer | Winter, WintShld, Summer | Winter, WintShld, Summer
#CAN - MB - CO2 Constraint- v.6.17 | 8 | 6962 | Rate Constraint in MTons | FALSE | L | Annual | Standard CO2 | Thousand Tons | 0 | 0 | 0 | 0 | 0 | 0 | 0 | 0
#CAN - MB - CO2 Constraint- v.6.17 | 8 | 6962 | Rate Constraint in MTons | FALSE | L | Annual | Emissions at Affected Plants CO2 | Thousand Tons | 0 | 0 | 0 | 0 | 0 | 0 | 0 | 0
#CAN - MB - CO2 Constraint- v.6.17 | 8 | 6962 | Rate Constraint in MTons | FALSE | L | Annual | Allowances Purchased CO2 | Thousand Tons | 0 | 0 | 0 | 0 | 0 | 0 | 0 | 0
#CAN - MB - CO2 Constraint- v.6.17 | 8 | 6962 | Rate Constraint in MTons | FALSE | L | Annual | Allowances Sold CO2 | Thousand Tons | 0 | 0 | 0 | 0 | 0 | 0 | 0 | 0
#CAN - MB - CO2 Constraint- v.6.17 | 8 | 6962 | Rate Constraint in MTons | FALSE | L | Annual | Allowances Banked | Thousand Tons | 0 | 0 | 0 | 0 | 0 | 0 | 0 | 0
#CAN - MB - CO2 Constraint- v.6.17 | 8 | 6962 | Rate Constraint in MTons | FALSE | L | Annual | Allowances Withdrawn (1:1) | Thousand Tons | 0 | 0 | 0 | 0 | 0 | 0 | 0 | 0
#CAN - MB - CO2 Constraint- v.6.17 | 8 | 6962 | Rate Constraint in MTons | FALSE | L | Annual | Allowances Withdrawn (n:1) | Thousand Tons | 0 | 0 | 0 | 0 | 0 | 0 | 0 | 0
#CAN - MB - CO2 Constraint- v.6.17 | 8 | 6962 | Rate Constraint in MTons | FALSE | L | Annual | Net Emissions Allowance Position | Thousand Tons | 0 | 0 | 0 | 0 | 0 | 0 | 0 | 0
#CAN - MB - CO2 Constraint- v.6.17 | 8 | 6962 | Rate Constraint in MTons | FALSE | L | Annual | Fuel Consumed | TBtu | 0 | 0 | 0 | 0 | 0 | 0 | 0 | 0
#CAN - MB - CO2 Constraint- v.6.17 | 8 | 6962 | Rate Constraint in MTons | FALSE | L | Annual | Rate | lb/MMBtu | 0 | 0 | 0 | 0 | 0 | 0 | 0 | 0
#CAN - MB - CO2 Constraint- v.6.17 | 8 | 6962 | Rate Constraint in MTons | FALSE | L | Annual | Generation | TWh | 0 | 0 | 0 | 0 | 0 | 0 | 0 | 0
#CAN - MB - CO2 Constraint- v.6.17 | 8 | 6962 | Rate Constraint in MTons | FALSE | L | Annual | Qualifying Generation | TWh | 0 | 0 | 0 | 0 | 0 | 0 | 0 | 0
#CAN - MB - CO2 Constraint- v.6.17 | 8 | 6962 | Rate Constraint in MTons | FALSE | L | Annual | Rate | lb/MWh | 0 | 0 | 0 | 0 | 0 | 0 | 0 | 0
#CAN - MB - CO2 Constraint- v.6.17 | 8 | 6962 | Rate Constraint in MTons | FALSE | L | Annual | Constraint Shadow Price | US2016$/Ton | 9.787 | 9.7863 | 9.7859 | 9.786 | 9.7859 | 9.786 | 9.7865 | 9.7861
#CAN - MB - MER Cap Annual v4.12 | 9 | 2321 | Rate Constraint in MTons | FALSE | L | Annual | Seasons Included | Seasons | Winter, WintShld, Summer | Winter, WintShld, Summer | Winter, WintShld, Summer | Winter, WintShld, Summer | Winter, WintShld, Summer | Winter, WintShld, Summer | Winter, WintShld, Summer | Winter, WintShld, Summer
#CAN - MB - MER Cap Annual v4.12 | 9 | 2321 | Rate Constraint in MTons | FALSE | L | Annual | Standard MER | lbs | 44.0925 | 44.0925 | 44.0925 | 44.0925 | 44.0925 | 44.0925 | 44.0925 | 44.0925
#CAN - MB - MER Cap Annual v4.12 | 9 | 2321 | Rate Constraint in MTons | FALSE | L | Annual | Emissions at Affected Plants MER | lbs | 0 | 0 | 0 | 0 | 0 | 0 | 0 | 0
#CAN - MB - MER Cap Annual v4.12 | 9 | 2321 | Rate Constraint in MTons | FALSE | L | Annual | Allowances Purchased MER | lbs | 0 | 0 | 0 | 0 | 0 | 0 | 0 | 0
#CAN - MB - MER Cap Annual v4.12 | 9 | 2321 | Rate Constraint in MTons | FALSE | L | Annual | Allowances Sold MER | lbs | 0 | 0 | 0 | 0 | 0 | 0 | 0 | 0
#CAN - MB - MER Cap Annual v4.12 | 9 | 2321 | Rate Constraint in MTons | FALSE | L | Annual | Allowances Banked | lbs | 0 | 0 | 0 | 0 | 0 | 0 | 0 | 0
#CAN - MB - MER Cap Annual v4.12 | 9 | 2321 | Rate Constraint in MTons | FALSE | L | Annual | Allowances Withdrawn (1:1) | lbs | 0 | 0 | 0 | 0 | 0 | 0 | 0 | 0
#CAN - MB - MER Cap Annual v4.12 | 9 | 2321 | Rate Constraint in MTons | FALSE | L | Annual | Allowances Withdrawn (n:1) | lbs | 0 | 0 | 0 | 0 | 0 | 0 | 0 | 0
#CAN - MB - MER Cap Annual v4.12 | 9 | 2321 | Rate Constraint in MTons | FALSE | L | Annual | Net Emissions Allowance Position | lbs | 0 | 0 | 0 | 0 | 0 | 0 | 0 | 0
#CAN - MB - MER Cap Annual v4.12 | 9 | 2321 | Rate Constraint in MTons | FALSE | L | Annual | Fuel Consumed | TBtu | 0 | 0 | 0 | 0 | 0 | 0 | 0 | 0
#CAN - MB - MER Cap Annual v4.12 | 9 | 2321 | Rate Constraint in MTons | FALSE | L | Annual | Rate | lb/MMBtu | 0 | 0 | 0 | 0 | 0 | 0 | 0 | 0
#CAN - MB - MER Cap Annual v4.12 | 9 | 2321 | Rate Constraint in MTons | FALSE | L | Annual | Generation | TWh | 0 | 0 | 0 | 0 | 0 | 0 | 0 | 0
#CAN - MB - MER Cap Annual v4.12 | 9 | 2321 | Rate Constraint in MTons | FALSE | L | Annual | Qualifying Generation | TWh | 0 | 0 | 0 | 0 | 0 | 0 | 0 | 0
#CAN - MB - MER Cap Annual v4.12 | 9 | 2321 | Rate Constraint in MTons | FALSE | L | Annual | Rate | lb/MWh | 0 | 0 | 0 | 0 | 0 | 0 | 0 | 0
#CAN - MB - MER Cap Annual v4.12 | 9 | 2321 | Rate Constraint in MTons | FALSE | L | Annual | Constraint Shadow Price | US2016$/Lb | 0 | 0 | 0 | 0 | 0 | 0 | 0 | 0
#CAN - NB - Acid Rain - SO2 Cap Annual v3.1 | 10 | 1733 | Rate Constraint in MTons | FALSE | L | Annual | Seasons Included | Seasons | Winter, WintShld, Summer | Winter, WintShld, Summer | Winter, WintShld, Summer | Winter, WintShld, Summer | Winter, WintShld, Summer | Winter, WintShld, Summer | Winter, WintShld, Summer | Winter, WintShld, Summer
#CAN - NB - Acid Rain - SO2 Cap Annual v3.1 | 10 | 1733 | Rate Constraint in MTons | FALSE | L | Annual | Standard SO2 | Thousand Tons | 135.58 | 135.58 | 135.58 | 135.58 | 135.58 | 135.58 | 135.58 | 135.58
#CAN - NB - Acid Rain - SO2 Cap Annual v3.1 | 10 | 1733 | Rate Constraint in MTons | FALSE | L | Annual | Emissions at Affected Plants SO2 | Thousand Tons | 0 | 0 | 0 | 0 | 0 | 0 | 0 | 0
#CAN - NB - Acid Rain - SO2 Cap Annual v3.1 | 10 | 1733 | Rate Constraint in MTons | FALSE | L | Annual | Allowances Purchased SO2 | Thousand Tons | 0 | 0 | 0 | 0 | 0 | 0 | 0 | 0
#CAN - NB - Acid Rain - SO2 Cap Annual v3.1 | 10 | 1733 | Rate Constraint in MTons | FALSE | L | Annual | Allowances Sold SO2 | Thousand Tons | 0 | 0 | 0 | 0 | 0 | 0 | 0 | 0
#CAN - NB - Acid Rain - SO2 Cap Annual v3.1 | 10 | 1733 | Rate Constraint in MTons | FALSE | L | Annual | Allowances Banked | Thousand Tons | 0 | 0 | 0 | 0 | 0 | 0 | 0 | 0
#CAN - NB - Acid Rain - SO2 Cap Annual v3.1 | 10 | 1733 | Rate Constraint in MTons | FALSE | L | Annual | Allowances Withdrawn (1:1) | Thousand Tons | 0 | 0 | 0 | 0 | 0 | 0 | 0 | 0
#CAN - NB - Acid Rain - SO2 Cap Annual v3.1 | 10 | 1733 | Rate Constraint in MTons | FALSE | L | Annual | Allowances Withdrawn (n:1) | Thousand Tons | 0 | 0 | 0 | 0 | 0 | 0 | 0 | 0
#CAN - NB - Acid Rain - SO2 Cap Annual v3.1 | 10 | 1733 | Rate Constraint in MTons | FALSE | L | Annual | Net Emissions Allowance Position | Thousand Tons | 0 | 0 | 0 | 0 | 0 | 0 | 0 | 0
#CAN - NB - Acid Rain - SO2 Cap Annual v3.1 | 10 | 1733 | Rate Constraint in MTons | FALSE | L | Annual | Fuel Consumed | TBtu | 5.42 | 6.2769 | 7.0523 | 0 | 3.3113 | 4.9951 | 4.9582 | 5.0001
#CAN - NB - Acid Rain - SO2 Cap Annual v3.1 | 10 | 1733 | Rate Constraint in MTons | FALSE | L | Annual | Rate | lb/MMBtu | 0 | 0 | 0 | 0 | 0 | 0 | 0 | 0
#CAN - NB - Acid Rain - SO2 Cap Annual v3.1 | 10 | 1733 | Rate Constraint in MTons | FALSE | L | Annual | Generation | TWh | 0.71382 | 0.82669 | 0.92881 | 0 | 0.43628 | 0.65757 | 0.653 | 0.65877
#CAN - NB - Acid Rain - SO2 Cap Annual v3.1 | 10 | 1733 | Rate Constraint in MTons | FALSE | L | Annual | Qualifying Generation | TWh | 0.71382 | 0.82669 | 0.92881 | 0 | 0.43628 | 0.65757 | 0.653 | 0.65877
#CAN - NB - Acid Rain - SO2 Cap Annual v3.1 | 10 | 1733 | Rate Constraint in MTons | FALSE | L | Annual | Rate | lb/MWh | 0 | 0 | 0 | 0 | 0 | 0 | 0 | 0
#CAN - NB - Acid Rain - SO2 Cap Annual v3.1 | 10 | 1733 | Rate Constraint in MTons | FALSE | L | Annual | Constraint Shadow Price | US2016$/Ton | 0 | 0 | 0 | 0 | 0 | 0 | 0 | 0
#CAN - NB - MER Cap Annual v4.12 | 11 | 2319 | Rate Constraint in MTons | FALSE | L | Annual | Seasons Included | Seasons | Winter, WintShld, Summer | Winter, WintShld, Summer | Winter, WintShld, Summer | Winter, WintShld, Summer | Winter, WintShld, Summer | Winter, WintShld, Summer | Winter, WintShld, Summer | Winter, WintShld, Summer
#CAN - NB - MER Cap Annual v4.12 | 11 | 2319 | Rate Constraint in MTons | FALSE | L | Annual | Standard MER | lbs | 55.1156 | 55.1156 | 55.1156 | 55.1156 | 55.1156 | 55.1156 | 55.1156 | 55.1156
#CAN - NB - MER Cap Annual v4.12 | 11 | 2319 | Rate Constraint in MTons | FALSE | L | Annual | Emissions at Affected Plants MER | lbs | 0 | 0 | 0 | 0 | 0 | 0 | 0 | 0
#CAN - NB - MER Cap Annual v4.12 | 11 | 2319 | Rate Constraint in MTons | FALSE | L | Annual | Allowances Purchased MER | lbs | 0 | 0 | 0 | 0 | 0 | 0 | 0 | 0
#CAN - NB - MER Cap Annual v4.12 | 11 | 2319 | Rate Constraint in MTons | FALSE | L | Annual | Allowances Sold MER | lbs | 0 | 0 | 0 | 0 | 0 | 0 | 0 | 0
#CAN - NB - MER Cap Annual v4.12 | 11 | 2319 | Rate Constraint in MTons | FALSE | L | Annual | Allowances Banked | lbs | 0 | 0 | 0 | 0 | 0 | 0 | 0 | 0
#CAN - NB - MER Cap Annual v4.12 | 11 | 2319 | Rate Constraint in MTons | FALSE | L | Annual | Allowances Withdrawn (1:1) | lbs | 0 | 0 | 0 | 0 | 0 | 0 | 0 | 0
#CAN - NB - MER Cap Annual v4.12 | 11 | 2319 | Rate Constraint in MTons | FALSE | L | Annual | Allowances Withdrawn (n:1) | lbs | 0 | 0 | 0 | 0 | 0 | 0 | 0 | 0
#CAN - NB - MER Cap Annual v4.12 | 11 | 2319 | Rate Constraint in MTons | FALSE | L | Annual | Net Emissions Allowance Position | lbs | 0 | 0 | 0 | 0 | 0 | 0 | 0 | 0
#CAN - NB - MER Cap Annual v4.12 | 11 | 2319 | Rate Constraint in MTons | FALSE | L | Annual | Fuel Consumed | TBtu | 0 | 0 | 0 | 0 | 0 | 0 | 0 | 0
#CAN - NB - MER Cap Annual v4.12 | 11 | 2319 | Rate Constraint in MTons | FALSE | L | Annual | Rate | lb/MMBtu | 0 | 0 | 0 | 0 | 0 | 0 | 0 | 0
#CAN - NB - MER Cap Annual v4.12 | 11 | 2319 | Rate Constraint in MTons | FALSE | L | Annual | Generation | TWh | 0 | 0 | 0 | 0 | 0 | 0 | 0 | 0
#CAN - NB - MER Cap Annual v4.12 | 11 | 2319 | Rate Constraint in MTons | FALSE | L | Annual | Qualifying Generation | TWh | 0 | 0 | 0 | 0 | 0 | 0 | 0 | 0
#CAN - NB - MER Cap Annual v4.12 | 11 | 2319 | Rate Constraint in MTons | FALSE | L | Annual | Rate | lb/MWh | 0 | 0 | 0 | 0 | 0 | 0 | 0 | 0
#CAN - NB - MER Cap Annual v4.12 | 11 | 2319 | Rate Constraint in MTons | FALSE | L | Annual | Constraint Shadow Price | US2016$/Lb | 0 | 0 | 0 | 0 | 0 | 0 | 0 | 0
#CAN - NL&NF - SO2 Cap Annual v3.1 | 12 | 1734 | Rate Constraint in MTons | FALSE | L | Annual | Seasons Included | Seasons | Winter, WintShld, Summer | Winter, WintShld, Summer | Winter, WintShld, Summer | Winter, WintShld, Summer | Winter, WintShld, Summer | Winter, WintShld, Summer | Winter, WintShld, Summer | Winter, WintShld, Summer
#CAN - NL&NF - SO2 Cap Annual v3.1 | 12 | 1734 | Rate Constraint in MTons | FALSE | L | Annual | Standard SO2 | Thousand Tons | 16.53 | 16.53 | 16.53 | 16.53 | 16.53 | 16.53 | 16.53 | 16.53
#CAN - NL&NF - SO2 Cap Annual v3.1 | 12 | 1734 | Rate Constraint in MTons | FALSE | L | Annual | Emissions at Affected Plants SO2 | Thousand Tons | 0 | 0 | 0 | 0 | 0 | 0 | 0 | 0
#CAN - NL&NF - SO2 Cap Annual v3.1 | 12 | 1734 | Rate Constraint in MTons | FALSE | L | Annual | Allowances Purchased SO2 | Thousand Tons | 0 | 0 | 0 | 0 | 0 | 0 | 0 | 0
#CAN - NL&NF - SO2 Cap Annual v3.1 | 12 | 1734 | Rate Constraint in MTons | FALSE | L | Annual | Allowances Sold SO2 | Thousand Tons | 0 | 0 | 0 | 0 | 0 | 0 | 0 | 0
#CAN - NL&NF - SO2 Cap Annual v3.1 | 12 | 1734 | Rate Constraint in MTons | FALSE | L | Annual | Allowances Banked | Thousand Tons | 0 | 0 | 0 | 0 | 0 | 0 | 0 | 0
#CAN - NL&NF - SO2 Cap Annual v3.1 | 12 | 1734 | Rate Constraint in MTons | FALSE | L | Annual | Allowances Withdrawn (1:1) | Thousand Tons | 0 | 0 | 0 | 0 | 0 | 0 | 0 | 0
#CAN - NL&NF - SO2 Cap Annual v3.1 | 12 | 1734 | Rate Constraint in MTons | FALSE | L | Annual | Allowances Withdrawn (n:1) | Thousand Tons | 0 | 0 | 0 | 0 | 0 | 0 | 0 | 0
#CAN - NL&NF - SO2 Cap Annual v3.1 | 12 | 1734 | Rate Constraint in MTons | FALSE | L | Annual | Net Emissions Allowance Position | Thousand Tons | 0 | 0 | 0 | 0 | 0 | 0 | 0 | 0
#CAN - NL&NF - SO2 Cap Annual v3.1 | 12 | 1734 | Rate Constraint in MTons | FALSE | L | Annual | Fuel Consumed | TBtu | 0 | 0 | 0 | 0 | 0 | 5.8672 | 5.8672 | 6.6776
#CAN - NL&NF - SO2 Cap Annual v3.1 | 12 | 1734 | Rate Constraint in MTons | FALSE | L | Annual | Rate | lb/MMBtu | 0 | 0 | 0 | 0 | 0 | 0 | 0 | 0
#CAN - NL&NF - SO2 Cap Annual v3.1 | 12 | 1734 | Rate Constraint in MTons | FALSE | L | Annual | Generation | TWh | 0 | 0 | 0 | 0 | 0 | 0.68623 | 0.68623 | 0.78101
#CAN - NL&NF - SO2 Cap Annual v3.1 | 12 | 1734 | Rate Constraint in MTons | FALSE | L | Annual | Qualifying Generation | TWh | 0 | 0 | 0 | 0 | 0 | 0.68623 | 0.68623 | 0.78101
#CAN - NL&NF - SO2 Cap Annual v3.1 | 12 | 1734 | Rate Constraint in MTons | FALSE | L | Annual | Rate | lb/MWh | 0 | 0 | 0 | 0 | 0 | 0 | 0 | 0
#CAN - NL&NF - SO2 Cap Annual v3.1 | 12 | 1734 | Rate Constraint in MTons | FALSE | L | Annual | Constraint Shadow Price | US2016$/Ton | 0 | 0 | 0 | 0 | 0 | 0 | 0 | 0
#CAN - NS - MER Cap Annual v4.12 | 13 | 2320 | Rate Constraint in MTons | FALSE | L | Annual | Seasons Included | Seasons | Winter, WintShld, Summer | Winter, WintShld, Summer | Winter, WintShld, Summer | Winter, WintShld, Summer | Winter, WintShld, Summer | Winter, WintShld, Summer | Winter, WintShld, Summer | Winter, WintShld, Summer
#CAN - NS - MER Cap Annual v4.12 | 13 | 2320 | Rate Constraint in MTons | FALSE | L | Annual | Standard MER | lbs | 77.1618 | 77.1618 | 77.1618 | 77.1618 | 77.1618 | 77.1618 | 77.1618 | 77.1618
#CAN - NS - MER Cap Annual v4.12 | 13 | 2320 | Rate Constraint in MTons | FALSE | L | Annual | Emissions at Affected Plants MER | lbs | 0 | 0 | 0 | 0 | 0 | 0 | 0 | 0
#CAN - NS - MER Cap Annual v4.12 | 13 | 2320 | Rate Constraint in MTons | FALSE | L | Annual | Allowances Purchased MER | lbs | 0 | 0 | 0 | 0 | 0 | 0 | 0 | 0
#CAN - NS - MER Cap Annual v4.12 | 13 | 2320 | Rate Constraint in MTons | FALSE | L | Annual | Allowances Sold MER | lbs | 0 | 0 | 0 | 0 | 0 | 0 | 0 | 0
#CAN - NS - MER Cap Annual v4.12 | 13 | 2320 | Rate Constraint in MTons | FALSE | L | Annual | Allowances Banked | lbs | 0 | 0 | 0 | 0 | 0 | 0 | 0 | 0
#CAN - NS - MER Cap Annual v4.12 | 13 | 2320 | Rate Constraint in MTons | FALSE | L | Annual | Allowances Withdrawn (1:1) | lbs | 0 | 0 | 0 | 0 | 0 | 0 | 0 | 0
#CAN - NS - MER Cap Annual v4.12 | 13 | 2320 | Rate Constraint in MTons | FALSE | L | Annual | Allowances Withdrawn (n:1) | lbs | 0 | 0 | 0 | 0 | 0 | 0 | 0 | 0
#CAN - NS - MER Cap Annual v4.12 | 13 | 2320 | Rate Constraint in MTons | FALSE | L | Annual | Net Emissions Allowance Position | lbs | 0 | 0 | 0 | 0 | 0 | 0 | 0 | 0
#CAN - NS - MER Cap Annual v4.12 | 13 | 2320 | Rate Constraint in MTons | FALSE | L | Annual | Fuel Consumed | TBtu | 0 | 0 | 0 | 0 | 0 | 0 | 0 | 0
#CAN - NS - MER Cap Annual v4.12 | 13 | 2320 | Rate Constraint in MTons | FALSE | L | Annual | Rate | lb/MMBtu | 0 | 0 | 0 | 0 | 0 | 0 | 0 | 0
#CAN - NS - MER Cap Annual v4.12 | 13 | 2320 | Rate Constraint in MTons | FALSE | L | Annual | Generation | TWh | 0 | 0 | 0 | 0 | 0 | 0 | 0 | 0
#CAN - NS - MER Cap Annual v4.12 | 13 | 2320 | Rate Constraint in MTons | FALSE | L | Annual | Qualifying Generation | TWh | 0 | 0 | 0 | 0 | 0 | 0 | 0 | 0
#CAN - NS - MER Cap Annual v4.12 | 13 | 2320 | Rate Constraint in MTons | FALSE | L | Annual | Rate | lb/MWh | 0 | 0 | 0 | 0 | 0 | 0 | 0 | 0
#CAN - NS - MER Cap Annual v4.12 | 13 | 2320 | Rate Constraint in MTons | FALSE | L | Annual | Constraint Shadow Price | US2016$/Lb | 0 | 0 | 0 | 0 | 0 | 0 | 0 | 0
#CAN - NS - NS Power - NOX Cap Annual v3.1 | 14 | 2311 | Rate Constraint in MTons | FALSE | L | Annual | Seasons Included | Seasons | Winter, WintShld, Summer | Winter, WintShld, Summer | Winter, WintShld, Summer | Winter, WintShld, Summer | Winter, WintShld, Summer | Winter, WintShld, Summer | Winter, WintShld, Summer | Winter, WintShld, Summer
#CAN - NS - NS Power - NOX Cap Annual v3.1 | 14 | 2311 | Rate Constraint in MTons | FALSE | L | Annual | Standard NOX | Thousand Tons | 16.485 | 16.485 | 16.485 | 16.485 | 16.485 | 16.485 | 16.485 | 16.485
#CAN - NS - NS Power - NOX Cap Annual v3.1 | 14 | 2311 | Rate Constraint in MTons | FALSE | L | Annual | Emissions at Affected Plants NOX | Thousand Tons | 1.2698 | 1.2637 | 1.2446 | 0.57821 | 0.6489 | 0.50517 | 0.28544 | 0.28181
#CAN - NS - NS Power - NOX Cap Annual v3.1 | 14 | 2311 | Rate Constraint in MTons | FALSE | L | Annual | Allowances Purchased NOX | Thousand Tons | 0 | 0 | 0 | 0 | 0 | 0 | 0 | 0
#CAN - NS - NS Power - NOX Cap Annual v3.1 | 14 | 2311 | Rate Constraint in MTons | FALSE | L | Annual | Allowances Sold NOX | Thousand Tons | 0 | 0 | 0 | 0 | 0 | 0 | 0 | 0
#CAN - NS - NS Power - NOX Cap Annual v3.1 | 14 | 2311 | Rate Constraint in MTons | FALSE | L | Annual | Allowances Banked | Thousand Tons | 0 | 0 | 0 | 0 | 0 | 0 | 0 | 0
#CAN - NS - NS Power - NOX Cap Annual v3.1 | 14 | 2311 | Rate Constraint in MTons | FALSE | L | Annual | Allowances Withdrawn (1:1) | Thousand Tons | 0 | 0 | 0 | 0 | 0 | 0 | 0 | 0
#CAN - NS - NS Power - NOX Cap Annual v3.1 | 14 | 2311 | Rate Constraint in MTons | FALSE | L | Annual | Allowances Withdrawn (n:1) | Thousand Tons | 0 | 0 | 0 | 0 | 0 | 0 | 0 | 0
#CAN - NS - NS Power - NOX Cap Annual v3.1 | 14 | 2311 | Rate Constraint in MTons | FALSE | L | Annual | Net Emissions Allowance Position | Thousand Tons | 1.2698 | 1.2637 | 1.2446 | 0.57821 | 0.6489 | 0.50517 | 0.28544 | 0.28181
#CAN - NS - NS Power - NOX Cap Annual v3.1 | 14 | 2311 | Rate Constraint in MTons | FALSE | L | Annual | Fuel Consumed | TBtu | 39.416 | 39.4825 | 39.516 | 38.318 | 40.6695 | 40.6825 | 41.1669 | 41.1788
#CAN - NS - NS Power - NOX Cap Annual v3.1 | 14 | 2311 | Rate Constraint in MTons | FALSE | L | Annual | Rate | lb/MMBtu | 0.064431 | 0.064011 | 0.06299 | 0.030179 | 0.031911 | 0.024835 | 0.013867 | 0.013687
#CAN - NS - NS Power - NOX Cap Annual v3.1 | 14 | 2311 | Rate Constraint in MTons | FALSE | L | Annual | Generation | TWh | 5.4411 | 5.4534 | 5.4672 | 5.8213 | 6.1327 | 6.2517 | 6.5304 | 6.5368
#CAN - NS - NS Power - NOX Cap Annual v3.1 | 14 | 2311 | Rate Constraint in MTons | FALSE | L | Annual | Qualifying Generation | TWh | 5.4411 | 5.4534 | 5.4672 | 5.8213 | 6.1327 | 6.2517 | 6.5304 | 6.5368
#CAN - NS - NS Power - NOX Cap Annual v3.1 | 14 | 2311 | Rate Constraint in MTons | FALSE | L | Annual | Rate | lb/MWh | 0.46675 | 0.46344 | 0.45528 | 0.19865 | 0.21162 | 0.16161 | 0.087417 | 0.086222
#CAN - NS - NS Power - NOX Cap Annual v3.1 | 14 | 2311 | Rate Constraint in MTons | FALSE | L | Annual | Constraint Shadow Price | US2016$/Ton | 0 | 0 | 0 | 0 | 0 | 0 | 0 | 0
#CAN - NS - NS Power - SO2 Cap Annual v3.1 | 15 | 1737 | Rate Constraint in MTons | FALSE | L | Annual | Seasons Included | Seasons | Winter, WintShld, Summer | Winter, WintShld, Summer | Winter, WintShld, Summer | Winter, WintShld, Summer | Winter, WintShld, Summer | Winter, WintShld, Summer | Winter, WintShld, Summer | Winter, WintShld, Summer
#CAN - NS - NS Power - SO2 Cap Annual v3.1 | 15 | 1737 | Rate Constraint in MTons | FALSE | L | Annual | Standard SO2 | Thousand Tons | 39.9587 | 39.9587 | 39.9587 | 39.9587 | 39.9587 | 39.9587 | 39.9587 | 39.9587
#CAN - NS - NS Power - SO2 Cap Annual v3.1 | 15 | 1737 | Rate Constraint in MTons | FALSE | L | Annual | Emissions at Affected Plants SO2 | Thousand Tons | 0.045998 | 0.045319 | 0.039974 | 0.0086589 | 0.0094738 | 0.0073495 | 0.00013846 | 0
#CAN - NS - NS Power - SO2 Cap Annual v3.1 | 15 | 1737 | Rate Constraint in MTons | FALSE | L | Annual | Allowances Purchased SO2 | Thousand Tons | 0 | 0 | 0 | 0 | 0 | 0 | 0 | 0
#CAN - NS - NS Power - SO2 Cap Annual v3.1 | 15 | 1737 | Rate Constraint in MTons | FALSE | L | Annual | Allowances Sold SO2 | Thousand Tons | 0 | 0 | 0 | 0 | 0 | 0 | 0 | 0
#CAN - NS - NS Power - SO2 Cap Annual v3.1 | 15 | 1737 | Rate Constraint in MTons | FALSE | L | Annual | Allowances Banked | Thousand Tons | 0 | 0 | 0 | 0 | 0 | 0 | 0 | 0
#CAN - NS - NS Power - SO2 Cap Annual v3.1 | 15 | 1737 | Rate Constraint in MTons | FALSE | L | Annual | Allowances Withdrawn (1:1) | Thousand Tons | 0 | 0 | 0 | 0 | 0 | 0 | 0 | 0
#CAN - NS - NS Power - SO2 Cap Annual v3.1 | 15 | 1737 | Rate Constraint in MTons | FALSE | L | Annual | Allowances Withdrawn (n:1) | Thousand Tons | 0 | 0 | 0 | 0 | 0 | 0 | 0 | 0
#CAN - NS - NS Power - SO2 Cap Annual v3.1 | 15 | 1737 | Rate Constraint in MTons | FALSE | L | Annual | Net Emissions Allowance Position | Thousand Tons | 0.045998 | 0.045319 | 0.039974 | 0.0086589 | 0.0094738 | 0.0073495 | 0.00013846 | 0
#CAN - NS - NS Power - SO2 Cap Annual v3.1 | 15 | 1737 | Rate Constraint in MTons | FALSE | L | Annual | Fuel Consumed | TBtu | 39.416 | 39.4825 | 39.516 | 38.318 | 40.6695 | 40.6825 | 41.1669 | 41.1788
#CAN - NS - NS Power - SO2 Cap Annual v3.1 | 15 | 1737 | Rate Constraint in MTons | FALSE | L | Annual | Rate | lb/MMBtu | 0.002334 | 0.0022956 | 0.0020232 | 0.00045195 | 0.00046589 | 0.00036131 | 6.7269e-06 | 0
#CAN - NS - NS Power - SO2 Cap Annual v3.1 | 15 | 1737 | Rate Constraint in MTons | FALSE | L | Annual | Generation | TWh | 5.4411 | 5.4534 | 5.4672 | 5.8213 | 6.1327 | 6.2517 | 6.5304 | 6.5368
#CAN - NS - NS Power - SO2 Cap Annual v3.1 | 15 | 1737 | Rate Constraint in MTons | FALSE | L | Annual | Qualifying Generation | TWh | 5.4411 | 5.4534 | 5.4672 | 5.8213 | 6.1327 | 6.2517 | 6.5304 | 6.5368
#CAN - NS - NS Power - SO2 Cap Annual v3.1 | 15 | 1737 | Rate Constraint in MTons | FALSE | L | Annual | Rate | lb/MWh | 0.016908 | 0.01662 | 0.014623 | 0.0029749 | 0.0030896 | 0.0023512 | 4.2405e-05 | 0
#CAN - NS - NS Power - SO2 Cap Annual v3.1 | 15 | 1737 | Rate Constraint in MTons | FALSE | L | Annual | Constraint Shadow Price | US2016$/Ton | 0 | 0 | 0 | 0 | 0 | 0 | 0 | 0
#CAN - NS - SO2 Cap Annual v3.1 | 16 | 1735 | Rate Constraint in MTons | FALSE | L | Annual | Seasons Included | Seasons | Winter, WintShld, Summer | Winter, WintShld, Summer | Winter, WintShld, Summer | Winter, WintShld, Summer | Winter, WintShld, Summer | Winter, WintShld, Summer | Winter, WintShld, Summer | Winter, WintShld, Summer
#CAN - NS - SO2 Cap Annual v3.1 | 16 | 1735 | Rate Constraint in MTons | FALSE | L | Annual | Standard SO2 | Thousand Tons | 131.2522 | 131.2522 | 131.2522 | 131.2522 | 131.2522 | 131.2522 | 131.2522 | 131.2522
#CAN - NS - SO2 Cap Annual v3.1 | 16 | 1735 | Rate Constraint in MTons | FALSE | L | Annual | Emissions at Affected Plants SO2 | Thousand Tons | 0.045998 | 0.045319 | 0.039974 | 0.0086589 | 0.0094738 | 0.0073495 | 0.00013846 | 0
#CAN - NS - SO2 Cap Annual v3.1 | 16 | 1735 | Rate Constraint in MTons | FALSE | L | Annual | Allowances Purchased SO2 | Thousand Tons | 0 | 0 | 0 | 0 | 0 | 0 | 0 | 0
#CAN - NS - SO2 Cap Annual v3.1 | 16 | 1735 | Rate Constraint in MTons | FALSE | L | Annual | Allowances Sold SO2 | Thousand Tons | 0 | 0 | 0 | 0 | 0 | 0 | 0 | 0
#CAN - NS - SO2 Cap Annual v3.1 | 16 | 1735 | Rate Constraint in MTons | FALSE | L | Annual | Allowances Banked | Thousand Tons | 0 | 0 | 0 | 0 | 0 | 0 | 0 | 0
#CAN - NS - SO2 Cap Annual v3.1 | 16 | 1735 | Rate Constraint in MTons | FALSE | L | Annual | Allowances Withdrawn (1:1) | Thousand Tons | 0 | 0 | 0 | 0 | 0 | 0 | 0 | 0
#CAN - NS - SO2 Cap Annual v3.1 | 16 | 1735 | Rate Constraint in MTons | FALSE | L | Annual | Allowances Withdrawn (n:1) | Thousand Tons | 0 | 0 | 0 | 0 | 0 | 0 | 0 | 0
#CAN - NS - SO2 Cap Annual v3.1 | 16 | 1735 | Rate Constraint in MTons | FALSE | L | Annual | Net Emissions Allowance Position | Thousand Tons | 0.045998 | 0.045319 | 0.039974 | 0.0086589 | 0.0094738 | 0.0073495 | 0.00013846 | 0
#CAN - NS - SO2 Cap Annual v3.1 | 16 | 1735 | Rate Constraint in MTons | FALSE | L | Annual | Fuel Consumed | TBtu | 39.416 | 39.4825 | 39.516 | 38.318 | 40.6695 | 40.6825 | 41.1669 | 41.1788
#CAN - NS - SO2 Cap Annual v3.1 | 16 | 1735 | Rate Constraint in MTons | FALSE | L | Annual | Rate | lb/MMBtu | 0.002334 | 0.0022956 | 0.0020232 | 0.00045195 | 0.00046589 | 0.00036131 | 6.7269e-06 | 0
#CAN - NS - SO2 Cap Annual v3.1 | 16 | 1735 | Rate Constraint in MTons | FALSE | L | Annual | Generation | TWh | 5.4411 | 5.4534 | 5.4672 | 5.8213 | 6.1327 | 6.2517 | 6.5304 | 6.5368
#CAN - NS - SO2 Cap Annual v3.1 | 16 | 1735 | Rate Constraint in MTons | FALSE | L | Annual | Qualifying Generation | TWh | 5.4411 | 5.4534 | 5.4672 | 5.8213 | 6.1327 | 6.2517 | 6.5304 | 6.5368
#CAN - NS - SO2 Cap Annual v3.1 | 16 | 1735 | Rate Constraint in MTons | FALSE | L | Annual | Rate | lb/MWh | 0.016908 | 0.01662 | 0.014623 | 0.0029749 | 0.0030896 | 0.0023512 | 4.2405e-05 | 0
#CAN - NS - SO2 Cap Annual v3.1 | 16 | 1735 | Rate Constraint in MTons | FALSE | L | Annual | Constraint Shadow Price | US2016$/Ton | 0 | 0 | 0 | 0 | 0 | 0 | 0 | 0
#CAN - ON - CO2 Constraint- v.6.17 | 17 | 6963 | Rate Constraint in MTons | FALSE | L | Annual | Seasons Included | Seasons | Winter, WintShld, Summer | Winter, WintShld, Summer | Winter, WintShld, Summer | Winter, WintShld, Summer | Winter, WintShld, Summer | Winter, WintShld, Summer | Winter, WintShld, Summer | Winter, WintShld, Summer
#CAN - ON - CO2 Constraint- v.6.17 | 17 | 6963 | Rate Constraint in MTons | FALSE | L | Annual | Standard CO2 | Thousand Tons | 0 | 0 | 0 | 0 | 0 | 0 | 0 | 0
#CAN - ON - CO2 Constraint- v.6.17 | 17 | 6963 | Rate Constraint in MTons | FALSE | L | Annual | Emissions at Affected Plants CO2 | Thousand Tons | 1669.1712 | 4046.536 | 4479.6542 | 92.5603 | 1325.7445 | 1362.8715 | 1423.8912 | 1447.1742
#CAN - ON - CO2 Constraint- v.6.17 | 17 | 6963 | Rate Constraint in MTons | FALSE | L | Annual | Allowances Purchased CO2 | Thousand Tons | -1669.1712 | -4046.536 | -4479.6542 | -92.5603 | -1325.7445 | -1362.8715 | -1423.8912 | -1447.1742
#CAN - ON - CO2 Constraint- v.6.17 | 17 | 6963 | Rate Constraint in MTons | FALSE | L | Annual | Allowances Sold CO2 | Thousand Tons | 0 | 0 | 0 | 0 | 0 | 0 | 0 | 0
#CAN - ON - CO2 Constraint- v.6.17 | 17 | 6963 | Rate Constraint in MTons | FALSE | L | Annual | Allowances Banked | Thousand Tons | 0 | 0 | 0 | 0 | 0 | 0 | 0 | 0
#CAN - ON - CO2 Constraint- v.6.17 | 17 | 6963 | Rate Constraint in MTons | FALSE | L | Annual | Allowances Withdrawn (1:1) | Thousand Tons | 0 | 0 | 0 | 0 | 0 | 0 | 0 | 0
#CAN - ON - CO2 Constraint- v.6.17 | 17 | 6963 | Rate Constraint in MTons | FALSE | L | Annual | Allowances Withdrawn (n:1) | Thousand Tons | 0 | 0 | 0 | 0 | 0 | 0 | 0 | 0
#CAN - ON - CO2 Constraint- v.6.17 | 17 | 6963 | Rate Constraint in MTons | FALSE | L | Annual | Net Emissions Allowance Position | Thousand Tons | -1.8854e-06 | -1.8856e-06 | 4.9305e-07 | -4.8312e-08 | -3.0052e-07 | 4.9465e-07 | -4.6504e-07 | -3.9357e-07
#CAN - ON - CO2 Constraint- v.6.17 | 17 | 6963 | Rate Constraint in MTons | FALSE | L | Annual | Fuel Consumed | TBtu | 27.5264 | 67.8967 | 75.2865 | 1.5811 | 22.6468 | 23.281 | 24.3234 | 24.7211
#CAN - ON - CO2 Constraint- v.6.17 | 17 | 6963 | Rate Constraint in MTons | FALSE | L | Annual | Rate | lb/MMBtu | 121.2779 | 119.1969 | 119.0029 | 117.08 | 117.08 | 117.08 | 117.08 | 117.08
#CAN - ON - CO2 Constraint- v.6.17 | 17 | 6963 | Rate Constraint in MTons | FALSE | L | Annual | Generation | TWh | 4.2144 | 9.8702 | 10.9157 | 0.25022 | 3.6161 | 3.7104 | 3.8608 | 3.9148
#CAN - ON - CO2 Constraint- v.6.17 | 17 | 6963 | Rate Constraint in MTons | FALSE | L | Annual | Qualifying Generation | TWh | 4.2144 | 9.8702 | 10.9157 | 0.25022 | 3.6161 | 3.7104 | 3.8608 | 3.9148
#CAN - ON - CO2 Constraint- v.6.17 | 17 | 6963 | Rate Constraint in MTons | FALSE | L | Annual | Rate | lb/MWh | 792.1366 | 819.9487 | 820.7706 | 739.8407 | 733.2459 | 734.6271 | 737.6104 | 739.34
#CAN - ON - CO2 Constraint- v.6.17 | 17 | 6963 | Rate Constraint in MTons | FALSE | L | Annual | Constraint Shadow Price | US2016$/Ton | 13.321 | 13.32 | 13.3202 | 67.6707 | 67.6705 | 67.6706 | 67.6708 | 67.6709
#CAN - ON - NOX Cap Annual v3.1 | 18 | 1738 | Rate Constraint in MTons | FALSE | L | Annual | Seasons Included | Seasons | Winter, WintShld, Summer | Winter, WintShld, Summer | Winter, WintShld, Summer | Winter, WintShld, Summer | Winter, WintShld, Summer | Winter, WintShld, Summer | Winter, WintShld, Summer | Winter, WintShld, Summer
#CAN - ON - NOX Cap Annual v3.1 | 18 | 1738 | Rate Constraint in MTons | FALSE | L | Annual | Standard NOX | Thousand Tons | 47.2891 | 47.2891 | 47.2891 | 47.2891 | 47.2891 | 47.2891 | 47.2891 | 47.2891
#CAN - ON - NOX Cap Annual v3.1 | 18 | 1738 | Rate Constraint in MTons | FALSE | L | Annual | Emissions at Affected Plants NOX | Thousand Tons | 0.31387 | 1.3554 | 1.5368 | 0.011546 | 0.13217 | 0.14307 | 0.16563 | 0.1778
#CAN - ON - NOX Cap Annual v3.1 | 18 | 1738 | Rate Constraint in MTons | FALSE | L | Annual | Allowances Purchased NOX | Thousand Tons | 0 | 0 | 0 | 0 | 0 | 0 | 0 | 0
#CAN - ON - NOX Cap Annual v3.1 | 18 | 1738 | Rate Constraint in MTons | FALSE | L | Annual | Allowances Sold NOX | Thousand Tons | 0 | 0 | 0 | 0 | 0 | 0 | 0 | 0
#CAN - ON - NOX Cap Annual v3.1 | 18 | 1738 | Rate Constraint in MTons | FALSE | L | Annual | Allowances Banked | Thousand Tons | 0 | 0 | 0 | 0 | 0 | 0 | 0 | 0
#CAN - ON - NOX Cap Annual v3.1 | 18 | 1738 | Rate Constraint in MTons | FALSE | L | Annual | Allowances Withdrawn (1:1) | Thousand Tons | 0 | 0 | 0 | 0 | 0 | 0 | 0 | 0
#CAN - ON - NOX Cap Annual v3.1 | 18 | 1738 | Rate Constraint in MTons | FALSE | L | Annual | Allowances Withdrawn (n:1) | Thousand Tons | 0 | 0 | 0 | 0 | 0 | 0 | 0 | 0
#CAN - ON - NOX Cap Annual v3.1 | 18 | 1738 | Rate Constraint in MTons | FALSE | L | Annual | Net Emissions Allowance Position | Thousand Tons | 0.31387 | 1.3554 | 1.5368 | 0.011546 | 0.13217 | 0.14307 | 0.16563 | 0.1778
#CAN - ON - NOX Cap Annual v3.1 | 18 | 1738 | Rate Constraint in MTons | FALSE | L | Annual | Fuel Consumed | TBtu | 27.5264 | 67.8967 | 75.2865 | 1.5811 | 22.6468 | 23.281 | 24.3234 | 24.7211
#CAN - ON - NOX Cap Annual v3.1 | 18 | 1738 | Rate Constraint in MTons | FALSE | L | Annual | Rate | lb/MMBtu | 0.022805 | 0.039927 | 0.040825 | 0.014605 | 0.011673 | 0.012291 | 0.013619 | 0.014384
#CAN - ON - NOX Cap Annual v3.1 | 18 | 1738 | Rate Constraint in MTons | FALSE | L | Annual | Generation | TWh | 4.2144 | 9.8702 | 10.9157 | 0.25022 | 3.6161 | 3.7104 | 3.8608 | 3.9148
#CAN - ON - NOX Cap Annual v3.1 | 18 | 1738 | Rate Constraint in MTons | FALSE | L | Annual | Qualifying Generation | TWh | 4.2144 | 9.8702 | 10.9157 | 0.25022 | 3.6161 | 3.7104 | 3.8608 | 3.9148
#CAN - ON - NOX Cap Annual v3.1 | 18 | 1738 | Rate Constraint in MTons | FALSE | L | Annual | Rate | lb/MWh | 0.14895 | 0.27465 | 0.28157 | 0.092291 | 0.073102 | 0.077121 | 0.085801 | 0.090834
#CAN - ON - NOX Cap Annual v3.1 | 18 | 1738 | Rate Constraint in MTons | FALSE | L | Annual | Constraint Shadow Price | US2016$/Ton | 0 | 0 | 0 | 0 | 0 | 0 | 0 | 0
#CAN - ON - O3 Annex - NOX Cap Annual v3.1 | 19 | 1739 | Rate Constraint in MTons | FALSE | L | Annual | Seasons Included | Seasons | Winter, WintShld, Summer | Winter, WintShld, Summer | Winter, WintShld, Summer | Winter, WintShld, Summer | Winter, WintShld, Summer | Winter, WintShld, Summer | Winter, WintShld, Summer | Winter, WintShld, Summer
#CAN - ON - O3 Annex - NOX Cap Annual v3.1 | 19 | 1739 | Rate Constraint in MTons | FALSE | L | Annual | Standard NOX | Thousand Tons | 42.9901 | 42.9901 | 42.9901 | 42.9901 | 42.9901 | 42.9901 | 42.9901 | 42.9901
#CAN - ON - O3 Annex - NOX Cap Annual v3.1 | 19 | 1739 | Rate Constraint in MTons | FALSE | L | Annual | Emissions at Affected Plants NOX | Thousand Tons | 0.31387 | 1.3554 | 1.5368 | 0.011546 | 0.13217 | 0.14307 | 0.16563 | 0.1778
#CAN - ON - O3 Annex - NOX Cap Annual v3.1 | 19 | 1739 | Rate Constraint in MTons | FALSE | L | Annual | Allowances Purchased NOX | Thousand Tons | 0 | 0 | 0 | 0 | 0 | 0 | 0 | 0
#CAN - ON - O3 Annex - NOX Cap Annual v3.1 | 19 | 1739 | Rate Constraint in MTons | FALSE | L | Annual | Allowances Sold NOX | Thousand Tons | 0 | 0 | 0 | 0 | 0 | 0 | 0 | 0
#CAN - ON - O3 Annex - NOX Cap Annual v3.1 | 19 | 1739 | Rate Constraint in MTons | FALSE | L | Annual | Allowances Banked | Thousand Tons | 0 | 0 | 0 | 0 | 0 | 0 | 0 | 0
#CAN - ON - O3 Annex - NOX Cap Annual v3.1 | 19 | 1739 | Rate Constraint in MTons | FALSE | L | Annual | Allowances Withdrawn (1:1) | Thousand Tons | 0 | 0 | 0 | 0 | 0 | 0 | 0 | 0
#CAN - ON - O3 Annex - NOX Cap Annual v3.1 | 19 | 1739 | Rate Constraint in MTons | FALSE | L | Annual | Allowances Withdrawn (n:1) | Thousand Tons | 0 | 0 | 0 | 0 | 0 | 0 | 0 | 0
#CAN - ON - O3 Annex - NOX Cap Annual v3.1 | 19 | 1739 | Rate Constraint in MTons | FALSE | L | Annual | Net Emissions Allowance Position | Thousand Tons | 0.31387 | 1.3554 | 1.5368 | 0.011546 | 0.13217 | 0.14307 | 0.16563 | 0.1778
#CAN - ON - O3 Annex - NOX Cap Annual v3.1 | 19 | 1739 | Rate Constraint in MTons | FALSE | L | Annual | Fuel Consumed | TBtu | 27.5264 | 67.8967 | 75.2865 | 1.5811 | 22.6468 | 23.281 | 24.3234 | 24.7211
#CAN - ON - O3 Annex - NOX Cap Annual v3.1 | 19 | 1739 | Rate Constraint in MTons | FALSE | L | Annual | Rate | lb/MMBtu | 0.022805 | 0.039927 | 0.040825 | 0.014605 | 0.011673 | 0.012291 | 0.013619 | 0.014384
#CAN - ON - O3 Annex - NOX Cap Annual v3.1 | 19 | 1739 | Rate Constraint in MTons | FALSE | L | Annual | Generation | TWh | 4.2144 | 9.8702 | 10.9157 | 0.25022 | 3.6161 | 3.7104 | 3.8608 | 3.9148
#CAN - ON - O3 Annex - NOX Cap Annual v3.1 | 19 | 1739 | Rate Constraint in MTons | FALSE | L | Annual | Qualifying Generation | TWh | 4.2144 | 9.8702 | 10.9157 | 0.25022 | 3.6161 | 3.7104 | 3.8608 | 3.9148
#CAN - ON - O3 Annex - NOX Cap Annual v3.1 | 19 | 1739 | Rate Constraint in MTons | FALSE | L | Annual | Rate | lb/MWh | 0.14895 | 0.27465 | 0.28157 | 0.092291 | 0.073102 | 0.077121 | 0.085801 | 0.090834
#CAN - ON - O3 Annex - NOX Cap Annual v3.1 | 19 | 1739 | Rate Constraint in MTons | FALSE | L | Annual | Constraint Shadow Price | US2016$/Ton | 0 | 0 | 0 | 0 | 0 | 0 | 0 | 0
#CAN - ON - SO2 Cap Annual v3.1 | 20 | 1740 | Rate Constraint in MTons | FALSE | L | Annual | Seasons Included | Seasons | Winter, WintShld, Summer | Winter, WintShld, Summer | Winter, WintShld, Summer | Winter, WintShld, Summer | Winter, WintShld, Summer | Winter, WintShld, Summer | Winter, WintShld, Summer | Winter, WintShld, Summer
#CAN - ON - SO2 Cap Annual v3.1 | 20 | 1740 | Rate Constraint in MTons | FALSE | L | Annual | Standard SO2 | Thousand Tons | 144.4026 | 144.4026 | 144.4026 | 144.4026 | 144.4026 | 144.4026 | 144.4026 | 144.4026
#CAN - ON - SO2 Cap Annual v3.1 | 20 | 1740 | Rate Constraint in MTons | FALSE | L | Annual | Emissions at Affected Plants SO2 | Thousand Tons | 0.022655 | 0.02818 | 0.028383 | 0 | 0 | 0 | 0 | 0
#CAN - ON - SO2 Cap Annual v3.1 | 20 | 1740 | Rate Constraint in MTons | FALSE | L | Annual | Allowances Purchased SO2 | Thousand Tons | 0 | 0 | 0 | 0 | 0 | 0 | 0 | 0
#CAN - ON - SO2 Cap Annual v3.1 | 20 | 1740 | Rate Constraint in MTons | FALSE | L | Annual | Allowances Sold SO2 | Thousand Tons | 0 | 0 | 0 | 0 | 0 | 0 | 0 | 0
#CAN - ON - SO2 Cap Annual v3.1 | 20 | 1740 | Rate Constraint in MTons | FALSE | L | Annual | Allowances Banked | Thousand Tons | 0 | 0 | 0 | 0 | 0 | 0 | 0 | 0
#CAN - ON - SO2 Cap Annual v3.1 | 20 | 1740 | Rate Constraint in MTons | FALSE | L | Annual | Allowances Withdrawn (1:1) | Thousand Tons | 0 | 0 | 0 | 0 | 0 | 0 | 0 | 0
#CAN - ON - SO2 Cap Annual v3.1 | 20 | 1740 | Rate Constraint in MTons | FALSE | L | Annual | Allowances Withdrawn (n:1) | Thousand Tons | 0 | 0 | 0 | 0 | 0 | 0 | 0 | 0
#CAN - ON - SO2 Cap Annual v3.1 | 20 | 1740 | Rate Constraint in MTons | FALSE | L | Annual | Net Emissions Allowance Position | Thousand Tons | 0.022655 | 0.02818 | 0.028383 | 0 | 0 | 0 | 0 | 0
#CAN - ON - SO2 Cap Annual v3.1 | 20 | 1740 | Rate Constraint in MTons | FALSE | L | Annual | Fuel Consumed | TBtu | 27.5264 | 67.8967 | 75.2865 | 1.5811 | 22.6468 | 23.281 | 24.3234 | 24.7211
#CAN - ON - SO2 Cap Annual v3.1 | 20 | 1740 | Rate Constraint in MTons | FALSE | L | Annual | Rate | lb/MMBtu | 0.0016461 | 0.00083008 | 0.000754 | 0 | 0 | 0 | 0 | 0
#CAN - ON - SO2 Cap Annual v3.1 | 20 | 1740 | Rate Constraint in MTons | FALSE | L | Annual | Generation | TWh | 4.2144 | 9.8702 | 10.9157 | 0.25022 | 3.6161 | 3.7104 | 3.8608 | 3.9148
#CAN - ON - SO2 Cap Annual v3.1 | 20 | 1740 | Rate Constraint in MTons | FALSE | L | Annual | Qualifying Generation | TWh | 4.2144 | 9.8702 | 10.9157 | 0.25022 | 3.6161 | 3.7104 | 3.8608 | 3.9148
#CAN - ON - SO2 Cap Annual v3.1 | 20 | 1740 | Rate Constraint in MTons | FALSE | L | Annual | Rate | lb/MWh | 0.010751 | 0.0057101 | 0.0052004 | 0 | 0 | 0 | 0 | 0
#CAN - ON - SO2 Cap Annual v3.1 | 20 | 1740 | Rate Constraint in MTons | FALSE | L | Annual | Constraint Shadow Price | US2016$/Ton | 0 | 0 | 0 | 0 | 0 | 0 | 0 | 0
#CAN - PE - Acid Rain - SO2 Cap Annual v3.1 | 21 | 1741 | Rate Constraint in MTons | FALSE | L | Annual | Seasons Included | Seasons | Winter, WintShld, Summer | Winter, WintShld, Summer | Winter, WintShld, Summer | Winter, WintShld, Summer | Winter, WintShld, Summer | Winter, WintShld, Summer | Winter, WintShld, Summer | Winter, WintShld, Summer
#CAN - PE - Acid Rain - SO2 Cap Annual v3.1 | 21 | 1741 | Rate Constraint in MTons | FALSE | L | Annual | Standard SO2 | Thousand Tons | 3.31 | 3.31 | 3.31 | 3.31 | 3.31 | 3.31 | 3.31 | 3.31
#CAN - PE - Acid Rain - SO2 Cap Annual v3.1 | 21 | 1741 | Rate Constraint in MTons | FALSE | L | Annual | Emissions at Affected Plants SO2 | Thousand Tons | 0.011946 | 0.0085668 | 0.0031146 | 0 | 0 | 0 | 0 | 0
#CAN - PE - Acid Rain - SO2 Cap Annual v3.1 | 21 | 1741 | Rate Constraint in MTons | FALSE | L | Annual | Allowances Purchased SO2 | Thousand Tons | 0 | 0 | 0 | 0 | 0 | 0 | 0 | 0
#CAN - PE - Acid Rain - SO2 Cap Annual v3.1 | 21 | 1741 | Rate Constraint in MTons | FALSE | L | Annual | Allowances Sold SO2 | Thousand Tons | 0 | 0 | 0 | 0 | 0 | 0 | 0 | 0
#CAN - PE - Acid Rain - SO2 Cap Annual v3.1 | 21 | 1741 | Rate Constraint in MTons | FALSE | L | Annual | Allowances Banked | Thousand Tons | 0 | 0 | 0 | 0 | 0 | 0 | 0 | 0
#CAN - PE - Acid Rain - SO2 Cap Annual v3.1 | 21 | 1741 | Rate Constraint in MTons | FALSE | L | Annual | Allowances Withdrawn (1:1) | Thousand Tons | 0 | 0 | 0 | 0 | 0 | 0 | 0 | 0
#CAN - PE - Acid Rain - SO2 Cap Annual v3.1 | 21 | 1741 | Rate Constraint in MTons | FALSE | L | Annual | Allowances Withdrawn (n:1) | Thousand Tons | 0 | 0 | 0 | 0 | 0 | 0 | 0 | 0
#CAN - PE - Acid Rain - SO2 Cap Annual v3.1 | 21 | 1741 | Rate Constraint in MTons | FALSE | L | Annual | Net Emissions Allowance Position | Thousand Tons | 0.011946 | 0.0085668 | 0.0031146 | 0 | 0 | 0 | 0 | 0
#CAN - PE - Acid Rain - SO2 Cap Annual v3.1 | 21 | 1741 | Rate Constraint in MTons | FALSE | L | Annual | Fuel Consumed | TBtu | 3.6133 | 4.2255 | 4.301 | 5.2022 | 5.8086 | 6.9929 | 7.269 | 9.8291
#CAN - PE - Acid Rain - SO2 Cap Annual v3.1 | 21 | 1741 | Rate Constraint in MTons | FALSE | L | Annual | Rate | lb/MMBtu | 0.0066122 | 0.0040549 | 0.0014483 | 0 | 0 | 0 | 0 | 0
#CAN - PE - Acid Rain - SO2 Cap Annual v3.1 | 21 | 1741 | Rate Constraint in MTons | FALSE | L | Annual | Generation | TWh | 0.50964 | 0.6015 | 0.61096 | 0.71866 | 0.78651 | 0.98815 | 1.0359 | 1.4755
#CAN - PE - Acid Rain - SO2 Cap Annual v3.1 | 21 | 1741 | Rate Constraint in MTons | FALSE | L | Annual | Qualifying Generation | TWh | 0.50964 | 0.6015 | 0.61096 | 0.71866 | 0.78651 | 0.98815 | 1.0359 | 1.4755
#CAN - PE - Acid Rain - SO2 Cap Annual v3.1 | 21 | 1741 | Rate Constraint in MTons | FALSE | L | Annual | Rate | lb/MWh | 0.04688 | 0.028485 | 0.010196 | 0 | 0 | 0 | 0 | 0
#CAN - PE - Acid Rain - SO2 Cap Annual v3.1 | 21 | 1741 | Rate Constraint in MTons | FALSE | L | Annual | Constraint Shadow Price | US2016$/Ton | 0 | 0 | 0 | 0 | 0 | 0 | 0 | 0
#CAN - PQ - Acid Rain - SO2 Cap Annual v3.1 | 22 | 1742 | Rate Constraint in MTons | FALSE | L | Annual | Seasons Included | Seasons | Winter, WintShld, Summer | Winter, WintShld, Summer | Winter, WintShld, Summer | Winter, WintShld, Summer | Winter, WintShld, Summer | Winter, WintShld, Summer | Winter, WintShld, Summer | Winter, WintShld, Summer
#CAN - PQ - Acid Rain - SO2 Cap Annual v3.1 | 22 | 1742 | Rate Constraint in MTons | FALSE | L | Annual | Standard SO2 | Thousand Tons | 6.61 | 6.61 | 6.61 | 6.61 | 6.61 | 6.61 | 6.61 | 6.61
#CAN - PQ - Acid Rain - SO2 Cap Annual v3.1 | 22 | 1742 | Rate Constraint in MTons | FALSE | L | Annual | Emissions at Affected Plants SO2 | Thousand Tons | 0 | 0 | 0 | 0 | 0 | 0 | 0 | 0
#CAN - PQ - Acid Rain - SO2 Cap Annual v3.1 | 22 | 1742 | Rate Constraint in MTons | FALSE | L | Annual | Allowances Purchased SO2 | Thousand Tons | 0 | 0 | 0 | 0 | 0 | 0 | 0 | 0
#CAN - PQ - Acid Rain - SO2 Cap Annual v3.1 | 22 | 1742 | Rate Constraint in MTons | FALSE | L | Annual | Allowances Sold SO2 | Thousand Tons | 0 | 0 | 0 | 0 | 0 | 0 | 0 | 0
#CAN - PQ - Acid Rain - SO2 Cap Annual v3.1 | 22 | 1742 | Rate Constraint in MTons | FALSE | L | Annual | Allowances Banked | Thousand Tons | 0 | 0 | 0 | 0 | 0 | 0 | 0 | 0
#CAN - PQ - Acid Rain - SO2 Cap Annual v3.1 | 22 | 1742 | Rate Constraint in MTons | FALSE | L | Annual | Allowances Withdrawn (1:1) | Thousand Tons | 0 | 0 | 0 | 0 | 0 | 0 | 0 | 0
#CAN - PQ - Acid Rain - SO2 Cap Annual v3.1 | 22 | 1742 | Rate Constraint in MTons | FALSE | L | Annual | Allowances Withdrawn (n:1) | Thousand Tons | 0 | 0 | 0 | 0 | 0 | 0 | 0 | 0
#CAN - PQ - Acid Rain - SO2 Cap Annual v3.1 | 22 | 1742 | Rate Constraint in MTons | FALSE | L | Annual | Net Emissions Allowance Position | Thousand Tons | 0 | 0 | 0 | 0 | 0 | 0 | 0 | 0
#CAN - PQ - Acid Rain - SO2 Cap Annual v3.1 | 22 | 1742 | Rate Constraint in MTons | FALSE | L | Annual | Fuel Consumed | TBtu | 0 | 0 | 0 | 0 | 0 | 0 | 0 | 0
#CAN - PQ - Acid Rain - SO2 Cap Annual v3.1 | 22 | 1742 | Rate Constraint in MTons | FALSE | L | Annual | Rate | lb/MMBtu | 0 | 0 | 0 | 0 | 0 | 0 | 0 | 0
#CAN - PQ - Acid Rain - SO2 Cap Annual v3.1 | 22 | 1742 | Rate Constraint in MTons | FALSE | L | Annual | Generation | TWh | 0 | 0 | 0 | 0 | 0 | 0 | 0 | 0
#CAN - PQ - Acid Rain - SO2 Cap Annual v3.1 | 22 | 1742 | Rate Constraint in MTons | FALSE | L | Annual | Qualifying Generation | TWh | 0 | 0 | 0 | 0 | 0 | 0 | 0 | 0
#CAN - PQ - Acid Rain - SO2 Cap Annual v3.1 | 22 | 1742 | Rate Constraint in MTons | FALSE | L | Annual | Rate | lb/MWh | 0 | 0 | 0 | 0 | 0 | 0 | 0 | 0
#CAN - PQ - Acid Rain - SO2 Cap Annual v3.1 | 22 | 1742 | Rate Constraint in MTons | FALSE | L | Annual | Constraint Shadow Price | US2016$/Ton | 0 | 0 | 0 | 0 | 0 | 0 | 0 | 0
#CAN - PQ - CO2 Constraint- v.6.17 | 23 | 6964 | Rate Constraint in MTons | FALSE | L | Annual | Seasons Included | Seasons | Winter, WintShld, Summer | Winter, WintShld, Summer | Winter, WintShld, Summer | Winter, WintShld, Summer | Winter, WintShld, Summer | Winter, WintShld, Summer | Winter, WintShld, Summer | Winter, WintShld, Summer
#CAN - PQ - CO2 Constraint- v.6.17 | 23 | 6964 | Rate Constraint in MTons | FALSE | L | Annual | Standard CO2 | Thousand Tons | 0 | 0 | 0 | 0 | 0 | 0 | 0 | 0
#CAN - PQ - CO2 Constraint- v.6.17 | 23 | 6964 | Rate Constraint in MTons | FALSE | L | Annual | Emissions at Affected Plants CO2 | Thousand Tons | 0 | 0 | 0 | 0 | 0 | 0 | 0 | 0
#CAN - PQ - CO2 Constraint- v.6.17 | 23 | 6964 | Rate Constraint in MTons | FALSE | L | Annual | Allowances Purchased CO2 | Thousand Tons | 0 | 0 | 0 | 0 | 0 | 0 | 0 | 0
#CAN - PQ - CO2 Constraint- v.6.17 | 23 | 6964 | Rate Constraint in MTons | FALSE | L | Annual | Allowances Sold CO2 | Thousand Tons | 0 | 0 | 0 | 0 | 0 | 0 | 0 | 0
#CAN - PQ - CO2 Constraint- v.6.17 | 23 | 6964 | Rate Constraint in MTons | FALSE | L | Annual | Allowances Banked | Thousand Tons | 0 | 0 | 0 | 0 | 0 | 0 | 0 | 0
#CAN - PQ - CO2 Constraint- v.6.17 | 23 | 6964 | Rate Constraint in MTons | FALSE | L | Annual | Allowances Withdrawn (1:1) | Thousand Tons | 0 | 0 | 0 | 0 | 0 | 0 | 0 | 0
#CAN - PQ - CO2 Constraint- v.6.17 | 23 | 6964 | Rate Constraint in MTons | FALSE | L | Annual | Allowances Withdrawn (n:1) | Thousand Tons | 0 | 0 | 0 | 0 | 0 | 0 | 0 | 0
#CAN - PQ - CO2 Constraint- v.6.17 | 23 | 6964 | Rate Constraint in MTons | FALSE | L | Annual | Net Emissions Allowance Position | Thousand Tons | 0 | 0 | 0 | 0 | 0 | 0 | 0 | 0
#CAN - PQ - CO2 Constraint- v.6.17 | 23 | 6964 | Rate Constraint in MTons | FALSE | L | Annual | Fuel Consumed | TBtu | 0 | 0 | 0 | 0 | 0 | 0 | 0 | 0
#CAN - PQ - CO2 Constraint- v.6.17 | 23 | 6964 | Rate Constraint in MTons | FALSE | L | Annual | Rate | lb/MMBtu | 0 | 0 | 0 | 0 | 0 | 0 | 0 | 0
#CAN - PQ - CO2 Constraint- v.6.17 | 23 | 6964 | Rate Constraint in MTons | FALSE | L | Annual | Generation | TWh | 0 | 0 | 0 | 0 | 0 | 0 | 0 | 0
#CAN - PQ - CO2 Constraint- v.6.17 | 23 | 6964 | Rate Constraint in MTons | FALSE | L | Annual | Qualifying Generation | TWh | 0 | 0 | 0 | 0 | 0 | 0 | 0 | 0
#CAN - PQ - CO2 Constraint- v.6.17 | 23 | 6964 | Rate Constraint in MTons | FALSE | L | Annual | Rate | lb/MWh | 0 | 0 | 0 | 0 | 0 | 0 | 0 | 0
#CAN - PQ - CO2 Constraint- v.6.17 | 23 | 6964 | Rate Constraint in MTons | FALSE | L | Annual | Constraint Shadow Price | US2016$/Ton | 13.321 | 13.32 | 13.3202 | 67.6707 | 67.6705 | 67.6706 | 67.6708 | 67.6709
#CAN - PQ - O3 Annex - NOX Cap Annual v3.1 | 24 | 1743 | Rate Constraint in MTons | FALSE | L | Annual | Seasons Included | Seasons | Winter, WintShld, Summer | Winter, WintShld, Summer | Winter, WintShld, Summer | Winter, WintShld, Summer | Winter, WintShld, Summer | Winter, WintShld, Summer | Winter, WintShld, Summer | Winter, WintShld, Summer
#CAN - PQ - O3 Annex - NOX Cap Annual v3.1 | 24 | 1743 | Rate Constraint in MTons | FALSE | L | Annual | Standard NOX | Thousand Tons | 5.5115 | 5.5115 | 5.5115 | 5.5115 | 5.5115 | 5.5115 | 5.5115 | 5.5115
#CAN - PQ - O3 Annex - NOX Cap Annual v3.1 | 24 | 1743 | Rate Constraint in MTons | FALSE | L | Annual | Emissions at Affected Plants NOX | Thousand Tons | 0 | 0 | 0 | 0 | 0 | 0 | 0 | 0
#CAN - PQ - O3 Annex - NOX Cap Annual v3.1 | 24 | 1743 | Rate Constraint in MTons | FALSE | L | Annual | Allowances Purchased NOX | Thousand Tons | 0 | 0 | 0 | 0 | 0 | 0 | 0 | 0
#CAN - PQ - O3 Annex - NOX Cap Annual v3.1 | 24 | 1743 | Rate Constraint in MTons | FALSE | L | Annual | Allowances Sold NOX | Thousand Tons | 0 | 0 | 0 | 0 | 0 | 0 | 0 | 0
#CAN - PQ - O3 Annex - NOX Cap Annual v3.1 | 24 | 1743 | Rate Constraint in MTons | FALSE | L | Annual | Allowances Banked | Thousand Tons | 0 | 0 | 0 | 0 | 0 | 0 | 0 | 0
#CAN - PQ - O3 Annex - NOX Cap Annual v3.1 | 24 | 1743 | Rate Constraint in MTons | FALSE | L | Annual | Allowances Withdrawn (1:1) | Thousand Tons | 0 | 0 | 0 | 0 | 0 | 0 | 0 | 0
#CAN - PQ - O3 Annex - NOX Cap Annual v3.1 | 24 | 1743 | Rate Constraint in MTons | FALSE | L | Annual | Allowances Withdrawn (n:1) | Thousand Tons | 0 | 0 | 0 | 0 | 0 | 0 | 0 | 0
#CAN - PQ - O3 Annex - NOX Cap Annual v3.1 | 24 | 1743 | Rate Constraint in MTons | FALSE | L | Annual | Net Emissions Allowance Position | Thousand Tons | 0 | 0 | 0 | 0 | 0 | 0 | 0 | 0
#CAN - PQ - O3 Annex - NOX Cap Annual v3.1 | 24 | 1743 | Rate Constraint in MTons | FALSE | L | Annual | Fuel Consumed | TBtu | 0 | 0 | 0 | 0 | 0 | 0 | 0 | 0
#CAN - PQ - O3 Annex - NOX Cap Annual v3.1 | 24 | 1743 | Rate Constraint in MTons | FALSE | L | Annual | Rate | lb/MMBtu | 0 | 0 | 0 | 0 | 0 | 0 | 0 | 0
#CAN - PQ - O3 Annex - NOX Cap Annual v3.1 | 24 | 1743 | Rate Constraint in MTons | FALSE | L | Annual | Generation | TWh | 0 | 0 | 0 | 0 | 0 | 0 | 0 | 0
#CAN - PQ - O3 Annex - NOX Cap Annual v3.1 | 24 | 1743 | Rate Constraint in MTons | FALSE | L | Annual | Qualifying Generation | TWh | 0 | 0 | 0 | 0 | 0 | 0 | 0 | 0
#CAN - PQ - O3 Annex - NOX Cap Annual v3.1 | 24 | 1743 | Rate Constraint in MTons | FALSE | L | Annual | Rate | lb/MWh | 0 | 0 | 0 | 0 | 0 | 0 | 0 | 0
#CAN - PQ - O3 Annex - NOX Cap Annual v3.1 | 24 | 1743 | Rate Constraint in MTons | FALSE | L | Annual | Constraint Shadow Price | US2016$/Ton | 0 | 0 | 0 | 0 | 0 | 0 | 0 | 0
#CAN - SK - MER Cap Annual v4.12 | 25 | 2322 | Rate Constraint in MTons | FALSE | L | Annual | Seasons Included | Seasons | Winter, WintShld, Summer | Winter, WintShld, Summer | Winter, WintShld, Summer | Winter, WintShld, Summer | Winter, WintShld, Summer | Winter, WintShld, Summer | Winter, WintShld, Summer | Winter, WintShld, Summer
#CAN - SK - MER Cap Annual v4.12 | 25 | 2322 | Rate Constraint in MTons | FALSE | L | Annual | Standard MER | lbs | 947.9877 | 947.9877 | 947.9877 | 947.9877 | 947.9877 | 947.9877 | 947.9877 | 947.9877
#CAN - SK - MER Cap Annual v4.12 | 25 | 2322 | Rate Constraint in MTons | FALSE | L | Annual | Emissions at Affected Plants MER | lbs | 312.1215 | 231.9506 | 231.9506 | 51.9919 | 27.3471 | 27.1411 | 27.1411 | 0.2715
#CAN - SK - MER Cap Annual v4.12 | 25 | 2322 | Rate Constraint in MTons | FALSE | L | Annual | Allowances Purchased MER | lbs | 0 | 0 | 0 | 0 | 0 | 0 | 0 | 0
#CAN - SK - MER Cap Annual v4.12 | 25 | 2322 | Rate Constraint in MTons | FALSE | L | Annual | Allowances Sold MER | lbs | 0 | 0 | 0 | 0 | 0 | 0 | 0 | 0
#CAN - SK - MER Cap Annual v4.12 | 25 | 2322 | Rate Constraint in MTons | FALSE | L | Annual | Allowances Banked | lbs | 0 | 0 | 0 | 0 | 0 | 0 | 0 | 0
#CAN - SK - MER Cap Annual v4.12 | 25 | 2322 | Rate Constraint in MTons | FALSE | L | Annual | Allowances Withdrawn (1:1) | lbs | 0 | 0 | 0 | 0 | 0 | 0 | 0 | 0
#CAN - SK - MER Cap Annual v4.12 | 25 | 2322 | Rate Constraint in MTons | FALSE | L | Annual | Allowances Withdrawn (n:1) | lbs | 0 | 0 | 0 | 0 | 0 | 0 | 0 | 0
#CAN - SK - MER Cap Annual v4.12 | 25 | 2322 | Rate Constraint in MTons | FALSE | L | Annual | Net Emissions Allowance Position | lbs | 312.1215 | 231.9506 | 231.9506 | 51.9919 | 27.3471 | 27.1411 | 27.1411 | 0.2715
#CAN - SK - MER Cap Annual v4.12 | 25 | 2322 | Rate Constraint in MTons | FALSE | L | Annual | Fuel Consumed | TBtu | 96.8063 | 86.1606 | 86.1606 | 42.8889 | 21.7758 | 21.6663 | 21.6663 | 0.14429
#CAN - SK - MER Cap Annual v4.12 | 25 | 2322 | Rate Constraint in MTons | FALSE | L | Annual | Rate | lb/MMBtu | 3.2242e-06 | 2.6921e-06 | 2.6921e-06 | 1.2122e-06 | 1.2558e-06 | 1.2527e-06 | 1.2527e-06 | 1.8816e-06
#CAN - SK - MER Cap Annual v4.12 | 25 | 2322 | Rate Constraint in MTons | FALSE | L | Annual | Generation | TWh | 9.2833 | 8.2624 | 8.2624 | 4.1129 | 2.0866 | 2.0765 | 2.0765 | 0.013278
#CAN - SK - MER Cap Annual v4.12 | 25 | 2322 | Rate Constraint in MTons | FALSE | L | Annual | Qualifying Generation | TWh | 9.2833 | 8.2624 | 8.2624 | 4.1129 | 2.0866 | 2.0765 | 2.0765 | 0.013278
#CAN - SK - MER Cap Annual v4.12 | 25 | 2322 | Rate Constraint in MTons | FALSE | L | Annual | Rate | lb/MWh | 3.3622e-05 | 2.8073e-05 | 2.8073e-05 | 1.2641e-05 | 1.3106e-05 | 1.307e-05 | 1.307e-05 | 2.0447e-05
#CAN - SK - MER Cap Annual v4.12 | 25 | 2322 | Rate Constraint in MTons | FALSE | L | Annual | Constraint Shadow Price | US2016$/Lb | 0 | 0 | 0 | 0 | 0 | 0 | 0 | 0
#CAN Aconi 1 - SO2 Rate Annual v3.1, Unit 3699 and retrofits | 26 | 1744 | Rate Constraint in lbs/MMBtu | FALSE | L | Annual | Seasons Included | Seasons | Winter, WintShld, Summer | Winter, WintShld, Summer | Winter, WintShld, Summer | Winter, WintShld, Summer | Winter, WintShld, Summer | Winter, WintShld, Summer | Winter, WintShld, Summer | Winter, WintShld, Summer
#CAN Aconi 1 - SO2 Rate Annual v3.1, Unit 3699 and retrofits | 26 | 1744 | Rate Constraint in lbs/MMBtu | FALSE | L | Annual | Standard SO2 | lb/MMBtu | 0.58146 | 0.58146 | 0.58146 | 0.58146 | 0.58146 | 0.58146 | 0.58146 | 0.58146
#CAN Aconi 1 - SO2 Rate Annual v3.1, Unit 3699 and retrofits | 26 | 1744 | Rate Constraint in lbs/MMBtu | FALSE | L | Annual | Emissions at Affected Plants SO2 | Thousand Tons | 0 | 0 | 0 | 0 | 0 | 0 | 0 | 0
#CAN Aconi 1 - SO2 Rate Annual v3.1, Unit 3699 and retrofits | 26 | 1744 | Rate Constraint in lbs/MMBtu | FALSE | L | Annual | Allowances Purchased SO2 | Thousand Tons | 0 | 0 | 0 | 0 | 0 | 0 | 0 | 0
#CAN Aconi 1 - SO2 Rate Annual v3.1, Unit 3699 and retrofits | 26 | 1744 | Rate Constraint in lbs/MMBtu | FALSE | L | Annual | Allowances Sold SO2 | Thousand Tons | 0 | 0 | 0 | 0 | 0 | 0 | 0 | 0
#CAN Aconi 1 - SO2 Rate Annual v3.1, Unit 3699 and retrofits | 26 | 1744 | Rate Constraint in lbs/MMBtu | FALSE | L | Annual | Allowances Banked | Thousand Tons | 0 | 0 | 0 | 0 | 0 | 0 | 0 | 0
#CAN Aconi 1 - SO2 Rate Annual v3.1, Unit 3699 and retrofits | 26 | 1744 | Rate Constraint in lbs/MMBtu | FALSE | L | Annual | Allowances Withdrawn (1:1) | Thousand Tons | 0 | 0 | 0 | 0 | 0 | 0 | 0 | 0
#CAN Aconi 1 - SO2 Rate Annual v3.1, Unit 3699 and retrofits | 26 | 1744 | Rate Constraint in lbs/MMBtu | FALSE | L | Annual | Allowances Withdrawn (n:1) | Thousand Tons | 0 | 0 | 0 | 0 | 0 | 0 | 0 | 0
#CAN Aconi 1 - SO2 Rate Annual v3.1, Unit 3699 and retrofits | 26 | 1744 | Rate Constraint in lbs/MMBtu | FALSE | L | Annual | Net Emissions Allowance Position | Thousand Tons | 0 | 0 | 0 | 0 | 0 | 0 | 0 | 0
#CAN Aconi 1 - SO2 Rate Annual v3.1, Unit 3699 and retrofits | 26 | 1744 | Rate Constraint in lbs/MMBtu | FALSE | L | Annual | Fuel Consumed | TBtu | 0 | 0 | 0 | 0 | 0 | 0 | 0 | 0
#CAN Aconi 1 - SO2 Rate Annual v3.1, Unit 3699 and retrofits | 26 | 1744 | Rate Constraint in lbs/MMBtu | FALSE | L | Annual | Rate | lb/MMBtu | 0 | 0 | 0 | 0 | 0 | 0 | 0 | 0
#CAN Aconi 1 - SO2 Rate Annual v3.1, Unit 3699 and retrofits | 26 | 1744 | Rate Constraint in lbs/MMBtu | FALSE | L | Annual | Generation | TWh | 0 | 0 | 0 | 0 | 0 | 0 | 0 | 0
#CAN Aconi 1 - SO2 Rate Annual v3.1, Unit 3699 and retrofits | 26 | 1744 | Rate Constraint in lbs/MMBtu | FALSE | L | Annual | Qualifying Generation | TWh | 0 | 0 | 0 | 0 | 0 | 0 | 0 | 0
#CAN Aconi 1 - SO2 Rate Annual v3.1, Unit 3699 and retrofits | 26 | 1744 | Rate Constraint in lbs/MMBtu | FALSE | L | Annual | Rate | lb/MWh | 0 | 0 | 0 | 0 | 0 | 0 | 0 | 0
#CAN Aconi 1 - SO2 Rate Annual v3.1, Unit 3699 and retrofits | 26 | 1744 | Rate Constraint in lbs/MMBtu | FALSE | L | Annual | Constraint Shadow Price | US2016$/Ton | 0 | 0 | 0 | 0 | 0 | 0 | 0 | 0
#CAN Lingan 1-4 - SO2 Rate Annual v3.1, Unit 3599 and retrofits | 27 | 1748 | Rate Constraint in lbs/MMBtu | FALSE | L | Annual | Seasons Included | Seasons | Winter, WintShld, Summer | Winter, WintShld, Summer | Winter, WintShld, Summer | Winter, WintShld, Summer | Winter, WintShld, Summer | Winter, WintShld, Summer | Winter, WintShld, Summer | Winter, WintShld, Summer
#CAN Lingan 1-4 - SO2 Rate Annual v3.1, Unit 3599 and retrofits | 27 | 1748 | Rate Constraint in lbs/MMBtu | FALSE | L | Annual | Standard SO2 | lb/MMBtu | 3.7214 | 3.7214 | 3.7214 | 3.7214 | 3.7214 | 3.7214 | 3.7214 | 3.7214
#CAN Lingan 1-4 - SO2 Rate Annual v3.1, Unit 3599 and retrofits | 27 | 1748 | Rate Constraint in lbs/MMBtu | FALSE | L | Annual | Emissions at Affected Plants SO2 | Thousand Tons | 0 | 0 | 0 | 0 | 0 | 0 | 0 | 0
#CAN Lingan 1-4 - SO2 Rate Annual v3.1, Unit 3599 and retrofits | 27 | 1748 | Rate Constraint in lbs/MMBtu | FALSE | L | Annual | Allowances Purchased SO2 | Thousand Tons | 0 | 0 | 0 | 0 | 0 | 0 | 0 | 0
#CAN Lingan 1-4 - SO2 Rate Annual v3.1, Unit 3599 and retrofits | 27 | 1748 | Rate Constraint in lbs/MMBtu | FALSE | L | Annual | Allowances Sold SO2 | Thousand Tons | 0 | 0 | 0 | 0 | 0 | 0 | 0 | 0
#CAN Lingan 1-4 - SO2 Rate Annual v3.1, Unit 3599 and retrofits | 27 | 1748 | Rate Constraint in lbs/MMBtu | FALSE | L | Annual | Allowances Banked | Thousand Tons | 0 | 0 | 0 | 0 | 0 | 0 | 0 | 0
#CAN Lingan 1-4 - SO2 Rate Annual v3.1, Unit 3599 and retrofits | 27 | 1748 | Rate Constraint in lbs/MMBtu | FALSE | L | Annual | Allowances Withdrawn (1:1) | Thousand Tons | 0 | 0 | 0 | 0 | 0 | 0 | 0 | 0
#CAN Lingan 1-4 - SO2 Rate Annual v3.1, Unit 3599 and retrofits | 27 | 1748 | Rate Constraint in lbs/MMBtu | FALSE | L | Annual | Allowances Withdrawn (n:1) | Thousand Tons | 0 | 0 | 0 | 0 | 0 | 0 | 0 | 0
#CAN Lingan 1-4 - SO2 Rate Annual v3.1, Unit 3599 and retrofits | 27 | 1748 | Rate Constraint in lbs/MMBtu | FALSE | L | Annual | Net Emissions Allowance Position | Thousand Tons | 0 | 0 | 0 | 0 | 0 | 0 | 0 | 0
#CAN Lingan 1-4 - SO2 Rate Annual v3.1, Unit 3599 and retrofits | 27 | 1748 | Rate Constraint in lbs/MMBtu | FALSE | L | Annual | Fuel Consumed | TBtu | 0 | 0 | 0 | 0 | 0 | 0 | 0 | 0
#CAN Lingan 1-4 - SO2 Rate Annual v3.1, Unit 3599 and retrofits | 27 | 1748 | Rate Constraint in lbs/MMBtu | FALSE | L | Annual | Rate | lb/MMBtu | 0 | 0 | 0 | 0 | 0 | 0 | 0 | 0
#CAN Lingan 1-4 - SO2 Rate Annual v3.1, Unit 3599 and retrofits | 27 | 1748 | Rate Constraint in lbs/MMBtu | FALSE | L | Annual | Generation | TWh | 0 | 0 | 0 | 0 | 0 | 0 | 0 | 0
#CAN Lingan 1-4 - SO2 Rate Annual v3.1, Unit 3599 and retrofits | 27 | 1748 | Rate Constraint in lbs/MMBtu | FALSE | L | Annual | Qualifying Generation | TWh | 0 | 0 | 0 | 0 | 0 | 0 | 0 | 0
#CAN Lingan 1-4 - SO2 Rate Annual v3.1, Unit 3599 and retrofits | 27 | 1748 | Rate Constraint in lbs/MMBtu | FALSE | L | Annual | Rate | lb/MWh | 0 | 0 | 0 | 0 | 0 | 0 | 0 | 0
#CAN Lingan 1-4 - SO2 Rate Annual v3.1, Unit 3599 and retrofits | 27 | 1748 | Rate Constraint in lbs/MMBtu | FALSE | L | Annual | Constraint Shadow Price | US2016$/Ton | 0 | 0 | 0 | 0 | 0 | 0 | 0 | 0
#CAN Lingan 1-4 - SO2 Rate Annual v3.1, Unit 3600 and retrofits | 28 | 1748 | Rate Constraint in lbs/MMBtu | FALSE | L | Annual | Seasons Included | Seasons | Winter, WintShld, Summer | Winter, WintShld, Summer | Winter, WintShld, Summer | Winter, WintShld, Summer | Winter, WintShld, Summer | Winter, WintShld, Summer | Winter, WintShld, Summer | Winter, WintShld, Summer
#CAN Lingan 1-4 - SO2 Rate Annual v3.1, Unit 3600 and retrofits | 28 | 1748 | Rate Constraint in lbs/MMBtu | FALSE | L | Annual | Standard SO2 | lb/MMBtu | 3.7214 | 3.7214 | 3.7214 | 3.7214 | 3.7214 | 3.7214 | 3.7214 | 3.7214
#CAN Lingan 1-4 - SO2 Rate Annual v3.1, Unit 3600 and retrofits | 28 | 1748 | Rate Constraint in lbs/MMBtu | FALSE | L | Annual | Emissions at Affected Plants SO2 | Thousand Tons | 0 | 0 | 0 | 0 | 0 | 0 | 0 | 0
#CAN Lingan 1-4 - SO2 Rate Annual v3.1, Unit 3600 and retrofits | 28 | 1748 | Rate Constraint in lbs/MMBtu | FALSE | L | Annual | Allowances Purchased SO2 | Thousand Tons | 0 | 0 | 0 | 0 | 0 | 0 | 0 | 0
#CAN Lingan 1-4 - SO2 Rate Annual v3.1, Unit 3600 and retrofits | 28 | 1748 | Rate Constraint in lbs/MMBtu | FALSE | L | Annual | Allowances Sold SO2 | Thousand Tons | 0 | 0 | 0 | 0 | 0 | 0 | 0 | 0
#CAN Lingan 1-4 - SO2 Rate Annual v3.1, Unit 3600 and retrofits | 28 | 1748 | Rate Constraint in lbs/MMBtu | FALSE | L | Annual | Allowances Banked | Thousand Tons | 0 | 0 | 0 | 0 | 0 | 0 | 0 | 0
#CAN Lingan 1-4 - SO2 Rate Annual v3.1, Unit 3600 and retrofits | 28 | 1748 | Rate Constraint in lbs/MMBtu | FALSE | L | Annual | Allowances Withdrawn (1:1) | Thousand Tons | 0 | 0 | 0 | 0 | 0 | 0 | 0 | 0
#CAN Lingan 1-4 - SO2 Rate Annual v3.1, Unit 3600 and retrofits | 28 | 1748 | Rate Constraint in lbs/MMBtu | FALSE | L | Annual | Allowances Withdrawn (n:1) | Thousand Tons | 0 | 0 | 0 | 0 | 0 | 0 | 0 | 0
#CAN Lingan 1-4 - SO2 Rate Annual v3.1, Unit 3600 and retrofits | 28 | 1748 | Rate Constraint in lbs/MMBtu | FALSE | L | Annual | Net Emissions Allowance Position | Thousand Tons | 0 | 0 | 0 | 0 | 0 | 0 | 0 | 0
#CAN Lingan 1-4 - SO2 Rate Annual v3.1, Unit 3600 and retrofits | 28 | 1748 | Rate Constraint in lbs/MMBtu | FALSE | L | Annual | Fuel Consumed | TBtu | 0 | 0 | 0 | 0 | 0 | 0 | 0 | 0
#CAN Lingan 1-4 - SO2 Rate Annual v3.1, Unit 3600 and retrofits | 28 | 1748 | Rate Constraint in lbs/MMBtu | FALSE | L | Annual | Rate | lb/MMBtu | 0 | 0 | 0 | 0 | 0 | 0 | 0 | 0
#CAN Lingan 1-4 - SO2 Rate Annual v3.1, Unit 3600 and retrofits | 28 | 1748 | Rate Constraint in lbs/MMBtu | FALSE | L | Annual | Generation | TWh | 0 | 0 | 0 | 0 | 0 | 0 | 0 | 0
#CAN Lingan 1-4 - SO2 Rate Annual v3.1, Unit 3600 and retrofits | 28 | 1748 | Rate Constraint in lbs/MMBtu | FALSE | L | Annual | Qualifying Generation | TWh | 0 | 0 | 0 | 0 | 0 | 0 | 0 | 0
#CAN Lingan 1-4 - SO2 Rate Annual v3.1, Unit 3600 and retrofits | 28 | 1748 | Rate Constraint in lbs/MMBtu | FALSE | L | Annual | Rate | lb/MWh | 0 | 0 | 0 | 0 | 0 | 0 | 0 | 0
#CAN Lingan 1-4 - SO2 Rate Annual v3.1, Unit 3600 and retrofits | 28 | 1748 | Rate Constraint in lbs/MMBtu | FALSE | L | Annual | Constraint Shadow Price | US2016$/Ton | 0 | 0 | 0 | 0 | 0 | 0 | 0 | 0
#CAN Lingan 1-4 - SO2 Rate Annual v3.1, Unit 3601 and retrofits | 29 | 1748 | Rate Constraint in lbs/MMBtu | FALSE | L | Annual | Seasons Included | Seasons | Winter, WintShld, Summer | Winter, WintShld, Summer | Winter, WintShld, Summer | Winter, WintShld, Summer | Winter, WintShld, Summer | Winter, WintShld, Summer | Winter, WintShld, Summer | Winter, WintShld, Summer
#CAN Lingan 1-4 - SO2 Rate Annual v3.1, Unit 3601 and retrofits | 29 | 1748 | Rate Constraint in lbs/MMBtu | FALSE | L | Annual | Standard SO2 | lb/MMBtu | 3.7214 | 3.7214 | 3.7214 | 3.7214 | 3.7214 | 3.7214 | 3.7214 | 3.7214
#CAN Lingan 1-4 - SO2 Rate Annual v3.1, Unit 3601 and retrofits | 29 | 1748 | Rate Constraint in lbs/MMBtu | FALSE | L | Annual | Emissions at Affected Plants SO2 | Thousand Tons | 0 | 0 | 0 | 0 | 0 | 0 | 0 | 0
#CAN Lingan 1-4 - SO2 Rate Annual v3.1, Unit 3601 and retrofits | 29 | 1748 | Rate Constraint in lbs/MMBtu | FALSE | L | Annual | Allowances Purchased SO2 | Thousand Tons | 0 | 0 | 0 | 0 | 0 | 0 | 0 | 0
#CAN Lingan 1-4 - SO2 Rate Annual v3.1, Unit 3601 and retrofits | 29 | 1748 | Rate Constraint in lbs/MMBtu | FALSE | L | Annual | Allowances Sold SO2 | Thousand Tons | 0 | 0 | 0 | 0 | 0 | 0 | 0 | 0
#CAN Lingan 1-4 - SO2 Rate Annual v3.1, Unit 3601 and retrofits | 29 | 1748 | Rate Constraint in lbs/MMBtu | FALSE | L | Annual | Allowances Banked | Thousand Tons | 0 | 0 | 0 | 0 | 0 | 0 | 0 | 0
#CAN Lingan 1-4 - SO2 Rate Annual v3.1, Unit 3601 and retrofits | 29 | 1748 | Rate Constraint in lbs/MMBtu | FALSE | L | Annual | Allowances Withdrawn (1:1) | Thousand Tons | 0 | 0 | 0 | 0 | 0 | 0 | 0 | 0
#CAN Lingan 1-4 - SO2 Rate Annual v3.1, Unit 3601 and retrofits | 29 | 1748 | Rate Constraint in lbs/MMBtu | FALSE | L | Annual | Allowances Withdrawn (n:1) | Thousand Tons | 0 | 0 | 0 | 0 | 0 | 0 | 0 | 0
#CAN Lingan 1-4 - SO2 Rate Annual v3.1, Unit 3601 and retrofits | 29 | 1748 | Rate Constraint in lbs/MMBtu | FALSE | L | Annual | Net Emissions Allowance Position | Thousand Tons | 0 | 0 | 0 | 0 | 0 | 0 | 0 | 0
#CAN Lingan 1-4 - SO2 Rate Annual v3.1, Unit 3601 and retrofits | 29 | 1748 | Rate Constraint in lbs/MMBtu | FALSE | L | Annual | Fuel Consumed | TBtu | 0 | 0 | 0 | 0 | 0 | 0 | 0 | 0
#CAN Lingan 1-4 - SO2 Rate Annual v3.1, Unit 3601 and retrofits | 29 | 1748 | Rate Constraint in lbs/MMBtu | FALSE | L | Annual | Rate | lb/MMBtu | 0 | 0 | 0 | 0 | 0 | 0 | 0 | 0
#CAN Lingan 1-4 - SO2 Rate Annual v3.1, Unit 3601 and retrofits | 29 | 1748 | Rate Constraint in lbs/MMBtu | FALSE | L | Annual | Generation | TWh | 0 | 0 | 0 | 0 | 0 | 0 | 0 | 0
#CAN Lingan 1-4 - SO2 Rate Annual v3.1, Unit 3601 and retrofits | 29 | 1748 | Rate Constraint in lbs/MMBtu | FALSE | L | Annual | Qualifying Generation | TWh | 0 | 0 | 0 | 0 | 0 | 0 | 0 | 0
#CAN Lingan 1-4 - SO2 Rate Annual v3.1, Unit 3601 and retrofits | 29 | 1748 | Rate Constraint in lbs/MMBtu | FALSE | L | Annual | Rate | lb/MWh | 0 | 0 | 0 | 0 | 0 | 0 | 0 | 0
#CAN Lingan 1-4 - SO2 Rate Annual v3.1, Unit 3601 and retrofits | 29 | 1748 | Rate Constraint in lbs/MMBtu | FALSE | L | Annual | Constraint Shadow Price | US2016$/Ton | 0 | 0 | 0 | 0 | 0 | 0 | 0 | 0
#CAN Lingan 1-4 - SO2 Rate Annual v3.1, Unit 3602 and retrofits | 30 | 1748 | Rate Constraint in lbs/MMBtu | FALSE | L | Annual | Seasons Included | Seasons | Winter, WintShld, Summer | Winter, WintShld, Summer | Winter, WintShld, Summer | Winter, WintShld, Summer | Winter, WintShld, Summer | Winter, WintShld, Summer | Winter, WintShld, Summer | Winter, WintShld, Summer
#CAN Lingan 1-4 - SO2 Rate Annual v3.1, Unit 3602 and retrofits | 30 | 1748 | Rate Constraint in lbs/MMBtu | FALSE | L | Annual | Standard SO2 | lb/MMBtu | 3.7214 | 3.7214 | 3.7214 | 3.7214 | 3.7214 | 3.7214 | 3.7214 | 3.7214
#CAN Lingan 1-4 - SO2 Rate Annual v3.1, Unit 3602 and retrofits | 30 | 1748 | Rate Constraint in lbs/MMBtu | FALSE | L | Annual | Emissions at Affected Plants SO2 | Thousand Tons | 0 | 0 | 0 | 0 | 0 | 0 | 0 | 0
#CAN Lingan 1-4 - SO2 Rate Annual v3.1, Unit 3602 and retrofits | 30 | 1748 | Rate Constraint in lbs/MMBtu | FALSE | L | Annual | Allowances Purchased SO2 | Thousand Tons | 0 | 0 | 0 | 0 | 0 | 0 | 0 | 0
#CAN Lingan 1-4 - SO2 Rate Annual v3.1, Unit 3602 and retrofits | 30 | 1748 | Rate Constraint in lbs/MMBtu | FALSE | L | Annual | Allowances Sold SO2 | Thousand Tons | 0 | 0 | 0 | 0 | 0 | 0 | 0 | 0
#CAN Lingan 1-4 - SO2 Rate Annual v3.1, Unit 3602 and retrofits | 30 | 1748 | Rate Constraint in lbs/MMBtu | FALSE | L | Annual | Allowances Banked | Thousand Tons | 0 | 0 | 0 | 0 | 0 | 0 | 0 | 0
#CAN Lingan 1-4 - SO2 Rate Annual v3.1, Unit 3602 and retrofits | 30 | 1748 | Rate Constraint in lbs/MMBtu | FALSE | L | Annual | Allowances Withdrawn (1:1) | Thousand Tons | 0 | 0 | 0 | 0 | 0 | 0 | 0 | 0
#CAN Lingan 1-4 - SO2 Rate Annual v3.1, Unit 3602 and retrofits | 30 | 1748 | Rate Constraint in lbs/MMBtu | FALSE | L | Annual | Allowances Withdrawn (n:1) | Thousand Tons | 0 | 0 | 0 | 0 | 0 | 0 | 0 | 0
#CAN Lingan 1-4 - SO2 Rate Annual v3.1, Unit 3602 and retrofits | 30 | 1748 | Rate Constraint in lbs/MMBtu | FALSE | L | Annual | Net Emissions Allowance Position | Thousand Tons | 0 | 0 | 0 | 0 | 0 | 0 | 0 | 0
#CAN Lingan 1-4 - SO2 Rate Annual v3.1, Unit 3602 and retrofits | 30 | 1748 | Rate Constraint in lbs/MMBtu | FALSE | L | Annual | Fuel Consumed | TBtu | 0 | 0 | 0 | 0 | 0 | 0 | 0 | 0
#CAN Lingan 1-4 - SO2 Rate Annual v3.1, Unit 3602 and retrofits | 30 | 1748 | Rate Constraint in lbs/MMBtu | FALSE | L | Annual | Rate | lb/MMBtu | 0 | 0 | 0 | 0 | 0 | 0 | 0 | 0
#CAN Lingan 1-4 - SO2 Rate Annual v3.1, Unit 3602 and retrofits | 30 | 1748 | Rate Constraint in lbs/MMBtu | FALSE | L | Annual | Generation | TWh | 0 | 0 | 0 | 0 | 0 | 0 | 0 | 0
#CAN Lingan 1-4 - SO2 Rate Annual v3.1, Unit 3602 and retrofits | 30 | 1748 | Rate Constraint in lbs/MMBtu | FALSE | L | Annual | Qualifying Generation | TWh | 0 | 0 | 0 | 0 | 0 | 0 | 0 | 0
#CAN Lingan 1-4 - SO2 Rate Annual v3.1, Unit 3602 and retrofits | 30 | 1748 | Rate Constraint in lbs/MMBtu | FALSE | L | Annual | Rate | lb/MWh | 0 | 0 | 0 | 0 | 0 | 0 | 0 | 0
#CAN Lingan 1-4 - SO2 Rate Annual v3.1, Unit 3602 and retrofits | 30 | 1748 | Rate Constraint in lbs/MMBtu | FALSE | L | Annual | Constraint Shadow Price | US2016$/Ton | 0 | 0 | 0 | 0 | 0 | 0 | 0 | 0
#CAN -National CO2 Rate Limit- 2021- v6.17 | 31 | 5804 | Rate Constraint in lbs/MWh | FALSE | L | Annual | Seasons Included | Seasons | Winter, WintShld, Summer | Winter, WintShld, Summer | Winter, WintShld, Summer | Winter, WintShld, Summer | Winter, WintShld, Summer | Winter, WintShld, Summer | Winter, WintShld, Summer | Winter, WintShld, Summer
#CAN -National CO2 Rate Limit- 2021- v6.17 | 31 | 5804 | Rate Constraint in lbs/MWh | FALSE | L | Annual | Standard CO2 | lb/MWh | 925.94 | 925.94 | 925.94 | 925.94 | 925.94 | 925.94 | 925.94 | 925.94
#CAN -National CO2 Rate Limit- 2021- v6.17 | 31 | 5804 | Rate Constraint in lbs/MWh | FALSE | L | Annual | Emissions at Affected Plants CO2 | Thousand Tons | 0 | 0 | 0 | 0 | 17.3798 | 12.7153 | 12.7153 | 6.1473
#CAN -National CO2 Rate Limit- 2021- v6.17 | 31 | 5804 | Rate Constraint in lbs/MWh | FALSE | L | Annual | Allowances Purchased CO2 | Thousand Tons | 0 | 0 | 0 | 0 | 0 | 0 | 0 | 0
#CAN -National CO2 Rate Limit- 2021- v6.17 | 31 | 5804 | Rate Constraint in lbs/MWh | FALSE | L | Annual | Allowances Sold CO2 | Thousand Tons | 0 | 0 | 0 | 0 | 0 | 0 | 0 | 0
#CAN -National CO2 Rate Limit- 2021- v6.17 | 31 | 5804 | Rate Constraint in lbs/MWh | FALSE | L | Annual | Allowances Banked | Thousand Tons | 0 | 0 | 0 | 0 | 0 | 0 | 0 | 0
#CAN -National CO2 Rate Limit- 2021- v6.17 | 31 | 5804 | Rate Constraint in lbs/MWh | FALSE | L | Annual | Allowances Withdrawn (1:1) | Thousand Tons | 0 | 0 | 0 | 0 | 0 | 0 | 0 | 0
#CAN -National CO2 Rate Limit- 2021- v6.17 | 31 | 5804 | Rate Constraint in lbs/MWh | FALSE | L | Annual | Allowances Withdrawn (n:1) | Thousand Tons | 0 | 0 | 0 | 0 | 0 | 0 | 0 | 0
#CAN -National CO2 Rate Limit- 2021- v6.17 | 31 | 5804 | Rate Constraint in lbs/MWh | FALSE | L | Annual | Net Emissions Allowance Position | Thousand Tons | 0 | 0 | 0 | 0 | 17.3798 | 12.7153 | 12.7153 | 6.1473
#CAN -National CO2 Rate Limit- 2021- v6.17 | 31 | 5804 | Rate Constraint in lbs/MWh | FALSE | L | Annual | Fuel Consumed | TBtu | 0 | 0 | 0 | 0 | 0.40795 | 0.29846 | 0.29846 | 0.14429
#CAN -National CO2 Rate Limit- 2021- v6.17 | 31 | 5804 | Rate Constraint in lbs/MWh | FALSE | L | Annual | Rate | lb/MMBtu | 0 | 0 | 0 | 0 | 85.2049 | 85.2049 | 85.2049 | 85.2049
#CAN -National CO2 Rate Limit- 2021- v6.17 | 31 | 5804 | Rate Constraint in lbs/MWh | FALSE | L | Annual | Generation | TWh | 0 | 0 | 0 | 0 | 0.03754 | 0.027465 | 0.027465 | 0.013278
#CAN -National CO2 Rate Limit- 2021- v6.17 | 31 | 5804 | Rate Constraint in lbs/MWh | FALSE | L | Annual | Qualifying Generation | TWh | 0 | 0 | 0 | 0 | 0.03754 | 0.027465 | 0.027465 | 0.013278
#CAN -National CO2 Rate Limit- 2021- v6.17 | 31 | 5804 | Rate Constraint in lbs/MWh | FALSE | L | Annual | Constraint Shadow Price | US2016$/Ton | 135.769 | 145.8348 | 110.3265 | 98.6307 | 108.3545 | 107.8799 | 113.303 | 113.3318
#CAN -National CO2 Rate Limit- 2023- v6.17 | 32 | 6998 | Rate Constraint in lbs/MWh | FALSE | L | Annual | Seasons Included | Seasons |  | Winter, WintShld, Summer | Winter, WintShld, Summer | Winter, WintShld, Summer | Winter, WintShld, Summer | Winter, WintShld, Summer | Winter, WintShld, Summer | Winter, WintShld, Summer
#CAN -National CO2 Rate Limit- 2023- v6.17 | 32 | 6998 | Rate Constraint in lbs/MWh | FALSE | L | Annual | Standard CO2 | lb/MWh | 0 | 925.94 | 925.94 | 925.94 | 925.94 | 925.94 | 925.94 | 925.94
#CAN -National CO2 Rate Limit- 2023- v6.17 | 32 | 6998 | Rate Constraint in lbs/MWh | FALSE | L | Annual | Emissions at Affected Plants CO2 | Thousand Tons | 0 | 0 | 0 | 0 | 0 | 0 | 0 | 0
#CAN -National CO2 Rate Limit- 2023- v6.17 | 32 | 6998 | Rate Constraint in lbs/MWh | FALSE | L | Annual | Allowances Purchased CO2 | Thousand Tons | 0 | 0 | 0 | 0 | 0 | 0 | 0 | 0
#CAN -National CO2 Rate Limit- 2023- v6.17 | 32 | 6998 | Rate Constraint in lbs/MWh | FALSE | L | Annual | Allowances Sold CO2 | Thousand Tons | 0 | 0 | 0 | 0 | 0 | 0 | 0 | 0
#CAN -National CO2 Rate Limit- 2023- v6.17 | 32 | 6998 | Rate Constraint in lbs/MWh | FALSE | L | Annual | Allowances Banked | Thousand Tons | 0 | 0 | 0 | 0 | 0 | 0 | 0 | 0
#CAN -National CO2 Rate Limit- 2023- v6.17 | 32 | 6998 | Rate Constraint in lbs/MWh | FALSE | L | Annual | Allowances Withdrawn (1:1) | Thousand Tons | 0 | 0 | 0 | 0 | 0 | 0 | 0 | 0
#CAN -National CO2 Rate Limit- 2023- v6.17 | 32 | 6998 | Rate Constraint in lbs/MWh | FALSE | L | Annual | Allowances Withdrawn (n:1) | Thousand Tons | 0 | 0 | 0 | 0 | 0 | 0 | 0 | 0
#CAN -National CO2 Rate Limit- 2023- v6.17 | 32 | 6998 | Rate Constraint in lbs/MWh | FALSE | L | Annual | Net Emissions Allowance Position | Thousand Tons | 0 | 0 | 0 | 0 | 0 | 0 | 0 | 0
#CAN -National CO2 Rate Limit- 2023- v6.17 | 32 | 6998 | Rate Constraint in lbs/MWh | FALSE | L | Annual | Fuel Consumed | TBtu | 0 | 0 | 0 | 0 | 0 | 0 | 0 | 0
#CAN -National CO2 Rate Limit- 2023- v6.17 | 32 | 6998 | Rate Constraint in lbs/MWh | FALSE | L | Annual | Rate | lb/MMBtu | 0 | 0 | 0 | 0 | 0 | 0 | 0 | 0
#CAN -National CO2 Rate Limit- 2023- v6.17 | 32 | 6998 | Rate Constraint in lbs/MWh | FALSE | L | Annual | Generation | TWh | 0 | 0 | 0 | 0 | 0 | 0 | 0 | 0
#CAN -National CO2 Rate Limit- 2023- v6.17 | 32 | 6998 | Rate Constraint in lbs/MWh | FALSE | L | Annual | Qualifying Generation | TWh | 0 | 0 | 0 | 0 | 0 | 0 | 0 | 0
#CAN -National CO2 Rate Limit- 2023- v6.17 | 32 | 6998 | Rate Constraint in lbs/MWh | FALSE | L | Annual | Constraint Shadow Price | US2016$/Ton | 0 | 97.729 | 98.2556 | 174.9784 | 2279.8781 | 192.0484 | 241.4262 | 244.8249
#CAN -National CO2 Rate Limit- 2030- v6.17 | 33 | 6999 | Rate Constraint in lbs/MWh | FALSE | L | Annual | Seasons Included | Seasons |  |  |  | Winter, WintShld, Summer | Winter, WintShld, Summer | Winter, WintShld, Summer | Winter, WintShld, Summer | Winter, WintShld, Summer
#CAN -National CO2 Rate Limit- 2030- v6.17 | 33 | 6999 | Rate Constraint in lbs/MWh | FALSE | L | Annual | Standard CO2 | lb/MWh | 0 | 0 | 0 | 925.94 | 925.94 | 925.94 | 925.94 | 925.94
#CAN -National CO2 Rate Limit- 2030- v6.17 | 33 | 6999 | Rate Constraint in lbs/MWh | FALSE | L | Annual | Emissions at Affected Plants CO2 | Thousand Tons | 0 | 0 | 0 | 0 | 0 | 0 | 0 | 0
#CAN -National CO2 Rate Limit- 2030- v6.17 | 33 | 6999 | Rate Constraint in lbs/MWh | FALSE | L | Annual | Allowances Purchased CO2 | Thousand Tons | 0 | 0 | 0 | 0 | 0 | 0 | 0 | 0
#CAN -National CO2 Rate Limit- 2030- v6.17 | 33 | 6999 | Rate Constraint in lbs/MWh | FALSE | L | Annual | Allowances Sold CO2 | Thousand Tons | 0 | 0 | 0 | 0 | 0 | 0 | 0 | 0
#CAN -National CO2 Rate Limit- 2030- v6.17 | 33 | 6999 | Rate Constraint in lbs/MWh | FALSE | L | Annual | Allowances Banked | Thousand Tons | 0 | 0 | 0 | 0 | 0 | 0 | 0 | 0
#CAN -National CO2 Rate Limit- 2030- v6.17 | 33 | 6999 | Rate Constraint in lbs/MWh | FALSE | L | Annual | Allowances Withdrawn (1:1) | Thousand Tons | 0 | 0 | 0 | 0 | 0 | 0 | 0 | 0
#CAN -National CO2 Rate Limit- 2030- v6.17 | 33 | 6999 | Rate Constraint in lbs/MWh | FALSE | L | Annual | Allowances Withdrawn (n:1) | Thousand Tons | 0 | 0 | 0 | 0 | 0 | 0 | 0 | 0
#CAN -National CO2 Rate Limit- 2030- v6.17 | 33 | 6999 | Rate Constraint in lbs/MWh | FALSE | L | Annual | Net Emissions Allowance Position | Thousand Tons | 0 | 0 | 0 | 0 | 0 | 0 | 0 | 0
#CAN -National CO2 Rate Limit- 2030- v6.17 | 33 | 6999 | Rate Constraint in lbs/MWh | FALSE | L | Annual | Fuel Consumed | TBtu | 0 | 0 | 0 | 0 | 0 | 0 | 0 | 0
#CAN -National CO2 Rate Limit- 2030- v6.17 | 33 | 6999 | Rate Constraint in lbs/MWh | FALSE | L | Annual | Rate | lb/MMBtu | 0 | 0 | 0 | 0 | 0 | 0 | 0 | 0
#CAN -National CO2 Rate Limit- 2030- v6.17 | 33 | 6999 | Rate Constraint in lbs/MWh | FALSE | L | Annual | Generation | TWh | 0 | 0 | 0 | 0 | 0 | 0 | 0 | 0
#CAN -National CO2 Rate Limit- 2030- v6.17 | 33 | 6999 | Rate Constraint in lbs/MWh | FALSE | L | Annual | Qualifying Generation | TWh | 0 | 0 | 0 | 0 | 0 | 0 | 0 | 0
#CAN -National CO2 Rate Limit- 2030- v6.17 | 33 | 6999 | Rate Constraint in lbs/MWh | FALSE | L | Annual | Constraint Shadow Price | US2016$/Ton | 0 | 0 | 0 | 532.0549 | 2279.8781 | 716.7896 | 385.2517 | 244.8249
#CAN -National CO2 Rate Limit- 2035- v6.17 | 34 | 7000 | Rate Constraint in lbs/MWh | FALSE | L | Annual | Seasons Included | Seasons |  |  |  |  | Winter, WintShld, Summer | Winter, WintShld, Summer | Winter, WintShld, Summer | Winter, WintShld, Summer
#CAN -National CO2 Rate Limit- 2035- v6.17 | 34 | 7000 | Rate Constraint in lbs/MWh | FALSE | L | Annual | Standard CO2 | lb/MWh | 0 | 0 | 0 | 0 | 925.94 | 925.94 | 925.94 | 925.94
#CAN -National CO2 Rate Limit- 2035- v6.17 | 34 | 7000 | Rate Constraint in lbs/MWh | FALSE | L | Annual | Emissions at Affected Plants CO2 | Thousand Tons | 0 | 0 | 0 | 0 | 0 | 0 | 0 | 0
#CAN -National CO2 Rate Limit- 2035- v6.17 | 34 | 7000 | Rate Constraint in lbs/MWh | FALSE | L | Annual | Allowances Purchased CO2 | Thousand Tons | 0 | 0 | 0 | 0 | 0 | 0 | 0 | 0
#CAN -National CO2 Rate Limit- 2035- v6.17 | 34 | 7000 | Rate Constraint in lbs/MWh | FALSE | L | Annual | Allowances Sold CO2 | Thousand Tons | 0 | 0 | 0 | 0 | 0 | 0 | 0 | 0
#CAN -National CO2 Rate Limit- 2035- v6.17 | 34 | 7000 | Rate Constraint in lbs/MWh | FALSE | L | Annual | Allowances Banked | Thousand Tons | 0 | 0 | 0 | 0 | 0 | 0 | 0 | 0
#CAN -National CO2 Rate Limit- 2035- v6.17 | 34 | 7000 | Rate Constraint in lbs/MWh | FALSE | L | Annual | Allowances Withdrawn (1:1) | Thousand Tons | 0 | 0 | 0 | 0 | 0 | 0 | 0 | 0
#CAN -National CO2 Rate Limit- 2035- v6.17 | 34 | 7000 | Rate Constraint in lbs/MWh | FALSE | L | Annual | Allowances Withdrawn (n:1) | Thousand Tons | 0 | 0 | 0 | 0 | 0 | 0 | 0 | 0
#CAN -National CO2 Rate Limit- 2035- v6.17 | 34 | 7000 | Rate Constraint in lbs/MWh | FALSE | L | Annual | Net Emissions Allowance Position | Thousand Tons | 0 | 0 | 0 | 0 | 0 | 0 | 0 | 0
#CAN -National CO2 Rate Limit- 2035- v6.17 | 34 | 7000 | Rate Constraint in lbs/MWh | FALSE | L | Annual | Fuel Consumed | TBtu | 0 | 0 | 0 | 0 | 0 | 0 | 0 | 0
#CAN -National CO2 Rate Limit- 2035- v6.17 | 34 | 7000 | Rate Constraint in lbs/MWh | FALSE | L | Annual | Rate | lb/MMBtu | 0 | 0 | 0 | 0 | 0 | 0 | 0 | 0
#CAN -National CO2 Rate Limit- 2035- v6.17 | 34 | 7000 | Rate Constraint in lbs/MWh | FALSE | L | Annual | Generation | TWh | 0 | 0 | 0 | 0 | 0 | 0 | 0 | 0
#CAN -National CO2 Rate Limit- 2035- v6.17 | 34 | 7000 | Rate Constraint in lbs/MWh | FALSE | L | Annual | Qualifying Generation | TWh | 0 | 0 | 0 | 0 | 0 | 0 | 0 | 0
#CAN -National CO2 Rate Limit- 2035- v6.17 | 34 | 7000 | Rate Constraint in lbs/MWh | FALSE | L | Annual | Constraint Shadow Price | US2016$/Ton | 0 | 0 | 0 | 0 | 2279.8781 | 716.7896 | 385.2517 | 244.8249
#CAN -National CO2 Rate Limit- 2040- v6.17 | 35 | 7001 | Rate Constraint in lbs/MWh | FALSE | L | Annual | Seasons Included | Seasons | [5 empty] | Winter, WintShld, Summer | Winter, WintShld, Summer | Winter, WintShld, Summer
#CAN -National CO2 Rate Limit- 2040- v6.17 | 35 | 7001 | Rate Constraint in lbs/MWh | FALSE | L | Annual | Standard CO2 | lb/MWh | 0 | 0 | 0 | 0 | 0 | 925.94 | 925.94 | 925.94
#CAN -National CO2 Rate Limit- 2040- v6.17 | 35 | 7001 | Rate Constraint in lbs/MWh | FALSE | L | Annual | Emissions at Affected Plants CO2 | Thousand Tons | 0 | 0 | 0 | 0 | 0 | 0 | 0 | 0
#CAN -National CO2 Rate Limit- 2040- v6.17 | 35 | 7001 | Rate Constraint in lbs/MWh | FALSE | L | Annual | Allowances Purchased CO2 | Thousand Tons | 0 | 0 | 0 | 0 | 0 | 0 | 0 | 0
#CAN -National CO2 Rate Limit- 2040- v6.17 | 35 | 7001 | Rate Constraint in lbs/MWh | FALSE | L | Annual | Allowances Sold CO2 | Thousand Tons | 0 | 0 | 0 | 0 | 0 | 0 | 0 | 0
#CAN -National CO2 Rate Limit- 2040- v6.17 | 35 | 7001 | Rate Constraint in lbs/MWh | FALSE | L | Annual | Allowances Banked | Thousand Tons | 0 | 0 | 0 | 0 | 0 | 0 | 0 | 0
#CAN -National CO2 Rate Limit- 2040- v6.17 | 35 | 7001 | Rate Constraint in lbs/MWh | FALSE | L | Annual | Allowances Withdrawn (1:1) | Thousand Tons | 0 | 0 | 0 | 0 | 0 | 0 | 0 | 0
#CAN -National CO2 Rate Limit- 2040- v6.17 | 35 | 7001 | Rate Constraint in lbs/MWh | FALSE | L | Annual | Allowances Withdrawn (n:1) | Thousand Tons | 0 | 0 | 0 | 0 | 0 | 0 | 0 | 0
#CAN -National CO2 Rate Limit- 2040- v6.17 | 35 | 7001 | Rate Constraint in lbs/MWh | FALSE | L | Annual | Net Emissions Allowance Position | Thousand Tons | 0 | 0 | 0 | 0 | 0 | 0 | 0 | 0
#CAN -National CO2 Rate Limit- 2040- v6.17 | 35 | 7001 | Rate Constraint in lbs/MWh | FALSE | L | Annual | Fuel Consumed | TBtu | 0 | 0 | 0 | 0 | 0 | 0 | 0 | 0
#CAN -National CO2 Rate Limit- 2040- v6.17 | 35 | 7001 | Rate Constraint in lbs/MWh | FALSE | L | Annual | Rate | lb/MMBtu | 0 | 0 | 0 | 0 | 0 | 0 | 0 | 0
#CAN -National CO2 Rate Limit- 2040- v6.17 | 35 | 7001 | Rate Constraint in lbs/MWh | FALSE | L | Annual | Generation | TWh | 0 | 0 | 0 | 0 | 0 | 0 | 0 | 0
#CAN -National CO2 Rate Limit- 2040- v6.17 | 35 | 7001 | Rate Constraint in lbs/MWh | FALSE | L | Annual | Qualifying Generation | TWh | 0 | 0 | 0 | 0 | 0 | 0 | 0 | 0
#CAN -National CO2 Rate Limit- 2040- v6.17 | 35 | 7001 | Rate Constraint in lbs/MWh | FALSE | L | Annual | Constraint Shadow Price | US2016$/Ton | 0 | 0 | 0 | 0 | 0 | 201.826 | 333.565 | 253.4225
#CAN -National CO2 Rate Limit- 2045- v6.17 | 36 | 7002 | Rate Constraint in lbs/MWh | FALSE | L | Annual | Seasons Included | Seasons | [6 empty] | Winter, WintShld, Summer | Winter, WintShld, Summer
#CAN -National CO2 Rate Limit- 2045- v6.17 | 36 | 7002 | Rate Constraint in lbs/MWh | FALSE | L | Annual | Standard CO2 | lb/MWh | 0 | 0 | 0 | 0 | 0 | 0 | 925.94 | 925.94
#CAN -National CO2 Rate Limit- 2045- v6.17 | 36 | 7002 | Rate Constraint in lbs/MWh | FALSE | L | Annual | Emissions at Affected Plants CO2 | Thousand Tons | 0 | 0 | 0 | 0 | 0 | 0 | 0 | 0
#CAN -National CO2 Rate Limit- 2045- v6.17 | 36 | 7002 | Rate Constraint in lbs/MWh | FALSE | L | Annual | Allowances Purchased CO2 | Thousand Tons | 0 | 0 | 0 | 0 | 0 | 0 | 0 | 0
#CAN -National CO2 Rate Limit- 2045- v6.17 | 36 | 7002 | Rate Constraint in lbs/MWh | FALSE | L | Annual | Allowances Sold CO2 | Thousand Tons | 0 | 0 | 0 | 0 | 0 | 0 | 0 | 0
#CAN -National CO2 Rate Limit- 2045- v6.17 | 36 | 7002 | Rate Constraint in lbs/MWh | FALSE | L | Annual | Allowances Banked | Thousand Tons | 0 | 0 | 0 | 0 | 0 | 0 | 0 | 0
#CAN -National CO2 Rate Limit- 2045- v6.17 | 36 | 7002 | Rate Constraint in lbs/MWh | FALSE | L | Annual | Allowances Withdrawn (1:1) | Thousand Tons | 0 | 0 | 0 | 0 | 0 | 0 | 0 | 0
#CAN -National CO2 Rate Limit- 2045- v6.17 | 36 | 7002 | Rate Constraint in lbs/MWh | FALSE | L | Annual | Allowances Withdrawn (n:1) | Thousand Tons | 0 | 0 | 0 | 0 | 0 | 0 | 0 | 0
#CAN -National CO2 Rate Limit- 2045- v6.17 | 36 | 7002 | Rate Constraint in lbs/MWh | FALSE | L | Annual | Net Emissions Allowance Position | Thousand Tons | 0 | 0 | 0 | 0 | 0 | 0 | 0 | 0
#CAN -National CO2 Rate Limit- 2045- v6.17 | 36 | 7002 | Rate Constraint in lbs/MWh | FALSE | L | Annual | Fuel Consumed | TBtu | 0 | 0 | 0 | 0 | 0 | 0 | 0 | 0
#CAN -National CO2 Rate Limit- 2045- v6.17 | 36 | 7002 | Rate Constraint in lbs/MWh | FALSE | L | Annual | Rate | lb/MMBtu | 0 | 0 | 0 | 0 | 0 | 0 | 0 | 0
#CAN -National CO2 Rate Limit- 2045- v6.17 | 36 | 7002 | Rate Constraint in lbs/MWh | FALSE | L | Annual | Generation | TWh | 0 | 0 | 0 | 0 | 0 | 0 | 0 | 0
#CAN -National CO2 Rate Limit- 2045- v6.17 | 36 | 7002 | Rate Constraint in lbs/MWh | FALSE | L | Annual | Qualifying Generation | TWh | 0 | 0 | 0 | 0 | 0 | 0 | 0 | 0
#CAN -National CO2 Rate Limit- 2045- v6.17 | 36 | 7002 | Rate Constraint in lbs/MWh | FALSE | L | Annual | Constraint Shadow Price | US2016$/Ton | 0 | 0 | 0 | 0 | 0 | 0 | 0 | 253.4225
#CAN -National CO2 Rate Limit- New Units- v5.12 | 37 | 5899 | Rate Constraint in lbs/MWh | FALSE | L | Annual | Seasons Included | Seasons | Winter, WintShld, Summer | Winter, WintShld, Summer | Winter, WintShld, Summer | Winter, WintShld, Summer | Winter, WintShld, Summer | Winter, WintShld, Summer | Winter, WintShld, Summer | Winter, WintShld, Summer
#CAN -National CO2 Rate Limit- New Units- v5.12 | 37 | 5899 | Rate Constraint in lbs/MWh | FALSE | L | Annual | Standard CO2 | lb/MWh | 925.94 | 925.94 | 925.94 | 925.94 | 925.94 | 925.94 | 925.94 | 925.94
#CAN -National CO2 Rate Limit- New Units- v5.12 | 37 | 5899 | Rate Constraint in lbs/MWh | FALSE | L | Annual | Emissions at Affected Plants CO2 | Thousand Tons | 0 | 0 | 0 | 0 | 0 | 0 | 0 | 0
#CAN -National CO2 Rate Limit- New Units- v5.12 | 37 | 5899 | Rate Constraint in lbs/MWh | FALSE | L | Annual | Allowances Purchased CO2 | Thousand Tons | 0 | 0 | 0 | 0 | 0 | 0 | 0 | 0
#CAN -National CO2 Rate Limit- New Units- v5.12 | 37 | 5899 | Rate Constraint in lbs/MWh | FALSE | L | Annual | Allowances Sold CO2 | Thousand Tons | 0 | 0 | 0 | 0 | 0 | 0 | 0 | 0
#CAN -National CO2 Rate Limit- New Units- v5.12 | 37 | 5899 | Rate Constraint in lbs/MWh | FALSE | L | Annual | Allowances Banked | Thousand Tons | 0 | 0 | 0 | 0 | 0 | 0 | 0 | 0
#CAN -National CO2 Rate Limit- New Units- v5.12 | 37 | 5899 | Rate Constraint in lbs/MWh | FALSE | L | Annual | Allowances Withdrawn (1:1) | Thousand Tons | 0 | 0 | 0 | 0 | 0 | 0 | 0 | 0
#CAN -National CO2 Rate Limit- New Units- v5.12 | 37 | 5899 | Rate Constraint in lbs/MWh | FALSE | L | Annual | Allowances Withdrawn (n:1) | Thousand Tons | 0 | 0 | 0 | 0 | 0 | 0 | 0 | 0
#CAN -National CO2 Rate Limit- New Units- v5.12 | 37 | 5899 | Rate Constraint in lbs/MWh | FALSE | L | Annual | Net Emissions Allowance Position | Thousand Tons | 0 | 0 | 0 | 0 | 0 | 0 | 0 | 0
#CAN -National CO2 Rate Limit- New Units- v5.12 | 37 | 5899 | Rate Constraint in lbs/MWh | FALSE | L | Annual | Fuel Consumed | TBtu | 0 | 0 | 0 | 0 | 0 | 0 | 0 | 0
#CAN -National CO2 Rate Limit- New Units- v5.12 | 37 | 5899 | Rate Constraint in lbs/MWh | FALSE | L | Annual | Rate | lb/MMBtu | 0 | 0 | 0 | 0 | 0 | 0 | 0 | 0
#CAN -National CO2 Rate Limit- New Units- v5.12 | 37 | 5899 | Rate Constraint in lbs/MWh | FALSE | L | Annual | Generation | TWh | 0 | 0 | 0 | 0 | 0 | 0 | 0 | 0
#CAN -National CO2 Rate Limit- New Units- v5.12 | 37 | 5899 | Rate Constraint in lbs/MWh | FALSE | L | Annual | Qualifying Generation | TWh | 0 | 0 | 0 | 0 | 0 | 0 | 0 | 0
#CAN -National CO2 Rate Limit- New Units- v5.12 | 37 | 5899 | Rate Constraint in lbs/MWh | FALSE | L | Annual | Constraint Shadow Price | US2016$/Ton | 0 | 0 | 405.3617 | 448.2053 | 497.9085 | 553.4945 | 407.1055 | 260.0288
#CAN -National NOx Rate Limit v4.12 | 38 | 2313 | Rate Constraint in lbs/MWh | FALSE | L | Annual | Seasons Included | Seasons | Winter, WintShld, Summer | Winter, WintShld, Summer | Winter, WintShld, Summer | Winter, WintShld, Summer | Winter, WintShld, Summer | Winter, WintShld, Summer | Winter, WintShld, Summer | Winter, WintShld, Summer
#CAN -National NOx Rate Limit v4.12 | 38 | 2313 | Rate Constraint in lbs/MWh | FALSE | L | Annual | Standard NOX | lb/MWh | 1.5212 | 1.5212 | 1.5212 | 1.5212 | 1.5212 | 1.5212 | 1.5212 | 1.5212
#CAN -National NOx Rate Limit v4.12 | 38 | 2313 | Rate Constraint in lbs/MWh | FALSE | L | Annual | Emissions at Affected Plants NOX | Thousand Tons | 7.0678 | 8.3076 | 8.9465 | 5.8946 | 6.5489 | 6.6254 | 6.3746 | 6.1469
#CAN -National NOx Rate Limit v4.12 | 38 | 2313 | Rate Constraint in lbs/MWh | FALSE | L | Annual | Allowances Purchased NOX | Thousand Tons | 0 | 0 | 0 | 0 | 0 | 0 | 0 | 0
#CAN -National NOx Rate Limit v4.12 | 38 | 2313 | Rate Constraint in lbs/MWh | FALSE | L | Annual | Allowances Sold NOX | Thousand Tons | 0 | 0 | 0 | 0 | 0 | 0 | 0 | 0
#CAN -National NOx Rate Limit v4.12 | 38 | 2313 | Rate Constraint in lbs/MWh | FALSE | L | Annual | Allowances Banked | Thousand Tons | 0 | 0 | 0 | 0 | 0 | 0 | 0 | 0
#CAN -National NOx Rate Limit v4.12 | 38 | 2313 | Rate Constraint in lbs/MWh | FALSE | L | Annual | Allowances Withdrawn (1:1) | Thousand Tons | 0 | 0 | 0 | 0 | 0 | 0 | 0 | 0
#CAN -National NOx Rate Limit v4.12 | 38 | 2313 | Rate Constraint in lbs/MWh | FALSE | L | Annual | Allowances Withdrawn (n:1) | Thousand Tons | 0 | 0 | 0 | 0 | 0 | 0 | 0 | 0
#CAN -National NOx Rate Limit v4.12 | 38 | 2313 | Rate Constraint in lbs/MWh | FALSE | L | Annual | Net Emissions Allowance Position | Thousand Tons | 7.0678 | 8.3076 | 8.9465 | 5.8946 | 6.5489 | 6.6254 | 6.3746 | 6.1469
#CAN -National NOx Rate Limit v4.12 | 38 | 2313 | Rate Constraint in lbs/MWh | FALSE | L | Annual | Fuel Consumed | TBtu | 322.5325 | 402.345 | 431.4302 | 475.2197 | 522.2885 | 562.5543 | 578.8832 | 628.8534
#CAN -National NOx Rate Limit v4.12 | 38 | 2313 | Rate Constraint in lbs/MWh | FALSE | L | Annual | Rate | lb/MMBtu | 0.043827 | 0.041296 | 0.041474 | 0.024808 | 0.025078 | 0.023555 | 0.022024 | 0.01955
#CAN -National NOx Rate Limit v4.12 | 38 | 2313 | Rate Constraint in lbs/MWh | FALSE | L | Annual | Generation | TWh | 48.1491 | 60.1152 | 64.2726 | 68.8241 | 75.85 | 82.4527 | 85.4872 | 94.2727
#CAN -National NOx Rate Limit v4.12 | 38 | 2313 | Rate Constraint in lbs/MWh | FALSE | L | Annual | Qualifying Generation | TWh | 48.1491 | 60.1152 | 64.2726 | 68.8241 | 75.85 | 82.4527 | 85.4872 | 94.2727
#CAN -National NOx Rate Limit v4.12 | 38 | 2313 | Rate Constraint in lbs/MWh | FALSE | L | Annual | Constraint Shadow Price | US2016$/Ton | 0 | 0 | 0 | 0 | 0 | 0 | 0 | 0
#CAN -National SO2 Rate Limit v4.12 | 39 | 2314 | Rate Constraint in lbs/MWh | FALSE | L | Annual | Seasons Included | Seasons | Winter, WintShld, Summer | Winter, WintShld, Summer | Winter, WintShld, Summer | Winter, WintShld, Summer | Winter, WintShld, Summer | Winter, WintShld, Summer | Winter, WintShld, Summer | Winter, WintShld, Summer
#CAN -National SO2 Rate Limit v4.12 | 39 | 2314 | Rate Constraint in lbs/MWh | FALSE | L | Annual | Standard SO2 | lb/MWh | 9.3476 | 9.3476 | 9.3476 | 9.3476 | 9.3476 | 9.3476 | 9.3476 | 9.3476
#CAN -National SO2 Rate Limit v4.12 | 39 | 2314 | Rate Constraint in lbs/MWh | FALSE | L | Annual | Emissions at Affected Plants SO2 | Thousand Tons | 1.6456 | 1.6511 | 1.6513 | 0 | 0 | 0 | 0 | 0
#CAN -National SO2 Rate Limit v4.12 | 39 | 2314 | Rate Constraint in lbs/MWh | FALSE | L | Annual | Allowances Purchased SO2 | Thousand Tons | 0 | 0 | 0 | 0 | 0 | 0 | 0 | 0
#CAN -National SO2 Rate Limit v4.12 | 39 | 2314 | Rate Constraint in lbs/MWh | FALSE | L | Annual | Allowances Sold SO2 | Thousand Tons | 0 | 0 | 0 | 0 | 0 | 0 | 0 | 0
#CAN -National SO2 Rate Limit v4.12 | 39 | 2314 | Rate Constraint in lbs/MWh | FALSE | L | Annual | Allowances Banked | Thousand Tons | 0 | 0 | 0 | 0 | 0 | 0 | 0 | 0
#CAN -National SO2 Rate Limit v4.12 | 39 | 2314 | Rate Constraint in lbs/MWh | FALSE | L | Annual | Allowances Withdrawn (1:1) | Thousand Tons | 0 | 0 | 0 | 0 | 0 | 0 | 0 | 0
#CAN -National SO2 Rate Limit v4.12 | 39 | 2314 | Rate Constraint in lbs/MWh | FALSE | L | Annual | Allowances Withdrawn (n:1) | Thousand Tons | 0 | 0 | 0 | 0 | 0 | 0 | 0 | 0
#CAN -National SO2 Rate Limit v4.12 | 39 | 2314 | Rate Constraint in lbs/MWh | FALSE | L | Annual | Net Emissions Allowance Position | Thousand Tons | 1.6456 | 1.6511 | 1.6513 | 0 | 0 | 0 | 0 | 0
#CAN -National SO2 Rate Limit v4.12 | 39 | 2314 | Rate Constraint in lbs/MWh | FALSE | L | Annual | Fuel Consumed | TBtu | 322.5325 | 402.345 | 431.4302 | 475.2197 | 522.2885 | 562.5543 | 578.8832 | 628.8534
#CAN -National SO2 Rate Limit v4.12 | 39 | 2314 | Rate Constraint in lbs/MWh | FALSE | L | Annual | Rate | lb/MMBtu | 0.010204 | 0.0082073 | 0.007655 | 0 | 0 | 0 | 0 | 0
#CAN -National SO2 Rate Limit v4.12 | 39 | 2314 | Rate Constraint in lbs/MWh | FALSE | L | Annual | Generation | TWh | 48.1491 | 60.1152 | 64.2726 | 68.8241 | 75.85 | 82.4527 | 85.4872 | 94.2727
#CAN -National SO2 Rate Limit v4.12 | 39 | 2314 | Rate Constraint in lbs/MWh | FALSE | L | Annual | Qualifying Generation | TWh | 48.1491 | 60.1152 | 64.2726 | 68.8241 | 75.85 | 82.4527 | 85.4872 | 94.2727
#CAN -National SO2 Rate Limit v4.12 | 39 | 2314 | Rate Constraint in lbs/MWh | FALSE | L | Annual | Constraint Shadow Price | US2016$/Ton | 0 | 0 | 0 | 0 | 0 | 0 | 0 | 0
#CAN RPS v6.17- CNAB | 40 | 7051 | Generation Constraint in GWh | FALSE | G | Annual | Seasons Included | Seasons | Winter, WintShld, Summer | Winter, WintShld, Summer | Winter, WintShld, Summer | Winter, WintShld, Summer | Winter, WintShld, Summer | Winter, WintShld, Summer | Winter, WintShld, Summer | Winter, WintShld, Summer
#CAN RPS v6.17- CNAB | 40 | 7051 | Generation Constraint in GWh | FALSE | G | Annual | Standard GWh | GWh | 0 | 0 | 0 | 31985.2496 | 32522.667 | 33043.2023 | 33572.0689 | 34109.4001
#CAN RPS v6.17- CNAB | 40 | 7051 | Generation Constraint in GWh | FALSE | G | Annual | Emissions at Affected Plants | GWh | 31623.9902 | 31623.8644 | 31623.9453 | 31985.2496 | 32522.667 | 33043.2023 | 33572.0689 | 34109.4001
#CAN RPS v6.17- CNAB | 40 | 7051 | Generation Constraint in GWh | FALSE | G | Annual | Allowances Purchased | GWh | 0 | 0 | 0 | 0 | 0 | 0 | 0 | 0
#CAN RPS v6.17- CNAB | 40 | 7051 | Generation Constraint in GWh | FALSE | G | Annual | Allowances Sold | GWh | 0 | 0 | 0 | 0 | 0 | 0 | 0 | 0
#CAN RPS v6.17- CNAB | 40 | 7051 | Generation Constraint in GWh | FALSE | G | Annual | Allowances Banked | GWh | 0 | 0 | 0 | 0 | 0 | 0 | 0 | 0
#CAN RPS v6.17- CNAB | 40 | 7051 | Generation Constraint in GWh | FALSE | G | Annual | Allowances Withdrawn (1:1) | GWh | 0 | 0 | 0 | 0 | 0 | 0 | 0 | 0
#CAN RPS v6.17- CNAB | 40 | 7051 | Generation Constraint in GWh | FALSE | G | Annual | Allowances Withdrawn (n:1) | GWh | 0 | 0 | 0 | 0 | 0 | 0 | 0 | 0
#CAN RPS v6.17- CNAB | 40 | 7051 | Generation Constraint in GWh | FALSE | G | Annual | Net Emissions Allowance Position | GWh | 31623.9902 | 31623.8644 | 31623.9453 | 31985.2496 | 32522.667 | 33043.2023 | 33572.0689 | 34109.4001
#CAN RPS v6.17- CNAB | 40 | 7051 | Generation Constraint in GWh | FALSE | G | Annual | Fuel Consumed | TBtu | 62.2454 | 62.2454 | 62.2454 | 62.2454 | 62.2454 | 62.2454 | 62.2454 | 62.2454
#CAN RPS v6.17- CNAB | 40 | 7051 | Generation Constraint in GWh | FALSE | G | Annual | Heat Rate | MMBtu/MWh | 1.9683 | 1.9683 | 1.9683 | 1.9461 | 1.9139 | 1.8838 | 1.8541 | 1.8249
#CAN RPS v6.17- CNAB | 40 | 7051 | Generation Constraint in GWh | FALSE | G | Annual | Generation | TWh | 31.624 | 31.6239 | 31.6239 | 31.9852 | 32.5227 | 33.0432 | 33.5721 | 34.1094
#CAN RPS v6.17- CNAB | 40 | 7051 | Generation Constraint in GWh | FALSE | G | Annual | Qualifying Generation | TWh | 31.624 | 31.6239 | 31.6239 | 31.9852 | 32.5227 | 33.0432 | 33.5721 | 34.1094
#CAN RPS v6.17- CNAB | 40 | 7051 | Generation Constraint in GWh | FALSE | G | Annual | Rate | lb/MWh | 0 | 0 | 0 | 0 | 0 | 0 | 0 | 0
#CAN RPS v6.17- CNAB | 40 | 7051 | Generation Constraint in GWh | FALSE | G | Annual | Constraint Shadow Price | US2016$/MWh | 0 | 0 | 0 | 2.1964 | 15.3802 | 12.4289 | 8.6773 | 6.6177
#CAN RPS v6.17- CNBC | 41 | 7050 | Generation Constraint in GWh | FALSE | G | Annual | Seasons Included | Seasons | Winter, WintShld, Summer | Winter, WintShld, Summer | Winter, WintShld, Summer | Winter, WintShld, Summer | Winter, WintShld, Summer | Winter, WintShld, Summer | Winter, WintShld, Summer | Winter, WintShld, Summer
#CAN RPS v6.17- CNBC | 41 | 7050 | Generation Constraint in GWh | FALSE | G | Annual | Standard GWh | GWh | 60104.04 | 62112.84 | 64227.66 | 66536.7434 | 67811.3341 | 68545.0009 | 69286.6055 | 70036.2336
#CAN RPS v6.17- CNBC | 41 | 7050 | Generation Constraint in GWh | FALSE | G | Annual | Emissions at Affected Plants | GWh | 65755.8791 | 65694.8254 | 66102.0498 | 67606.554 | 67954.45 | 68545.0009 | 69286.6055 | 70036.2336
#CAN RPS v6.17- CNBC | 41 | 7050 | Generation Constraint in GWh | FALSE | G | Annual | Allowances Purchased | GWh | 0 | 0 | 0 | 0 | 0 | 0 | 0 | 0
#CAN RPS v6.17- CNBC | 41 | 7050 | Generation Constraint in GWh | FALSE | G | Annual | Allowances Sold | GWh | 0 | 0 | 0 | 0 | 0 | 0 | 0 | 0
#CAN RPS v6.17- CNBC | 41 | 7050 | Generation Constraint in GWh | FALSE | G | Annual | Allowances Banked | GWh | 0 | 0 | 0 | 0 | 0 | 0 | 0 | 0
#CAN RPS v6.17- CNBC | 41 | 7050 | Generation Constraint in GWh | FALSE | G | Annual | Allowances Withdrawn (1:1) | GWh | 0 | 0 | 0 | 0 | 0 | 0 | 0 | 0
#CAN RPS v6.17- CNBC | 41 | 7050 | Generation Constraint in GWh | FALSE | G | Annual | Allowances Withdrawn (n:1) | GWh | 0 | 0 | 0 | 0 | 0 | 0 | 0 | 0
#CAN RPS v6.17- CNBC | 41 | 7050 | Generation Constraint in GWh | FALSE | G | Annual | Net Emissions Allowance Position | GWh | 65755.8791 | 65694.8254 | 66102.0498 | 67606.554 | 67954.45 | 68545.0009 | 69286.6055 | 70036.2336
#CAN RPS v6.17- CNBC | 41 | 7050 | Generation Constraint in GWh | FALSE | G | Annual | Fuel Consumed | TBtu | 55.8177 | 55.8177 | 55.8177 | 55.8177 | 55.8177 | 55.8177 | 55.8177 | 55.8177
#CAN RPS v6.17- CNBC | 41 | 7050 | Generation Constraint in GWh | FALSE | G | Annual | Heat Rate | MMBtu/MWh | 0.84886 | 0.84965 | 0.84442 | 0.82563 | 0.8214 | 0.81432 | 0.80561 | 0.79698
#CAN RPS v6.17- CNBC | 41 | 7050 | Generation Constraint in GWh | FALSE | G | Annual | Generation | TWh | 65.7559 | 65.6948 | 66.102 | 67.6066 | 67.9545 | 68.545 | 69.2866 | 70.0362
#CAN RPS v6.17- CNBC | 41 | 7050 | Generation Constraint in GWh | FALSE | G | Annual | Qualifying Generation | TWh | 65.7559 | 65.6948 | 66.102 | 67.6066 | 67.9545 | 68.545 | 69.2866 | 70.0362
#CAN RPS v6.17- CNBC | 41 | 7050 | Generation Constraint in GWh | FALSE | G | Annual | Rate | lb/MWh | 0 | 0 | 0 | 0 | 0 | 0 | 0 | 0
#CAN RPS v6.17- CNBC | 41 | 7050 | Generation Constraint in GWh | FALSE | G | Annual | Constraint Shadow Price | US2016$/MWh | 0 | 0 | 0 | 0 | 0 | 9.2546 | 5.2619 | 1.4793
#CAN RPS v6.17- CNNB | 42 | 7053 | Generation Constraint in GWh | FALSE | G | Annual | Seasons Included | Seasons | Winter, WintShld, Summer | Winter, WintShld, Summer | Winter, WintShld, Summer | Winter, WintShld, Summer | Winter, WintShld, Summer | Winter, WintShld, Summer | Winter, WintShld, Summer | Winter, WintShld, Summer
#CAN RPS v6.17- CNNB | 42 | 7053 | Generation Constraint in GWh | FALSE | G | Annual | Standard GWh | GWh | 5650.2302 | 5637.5049 | 5602.5138 | 4934.3714 | 4811.6258 | 4492.4873 | 4492.4873 | 4492.4873
#CAN RPS v6.17- CNNB | 42 | 7053 | Generation Constraint in GWh | FALSE | G | Annual | Emissions at Affected Plants | GWh | 5650.2302 | 5637.5049 | 5602.5138 | 4934.3713 | 4811.6258 | 4492.4873 | 4492.4873 | 4492.4873
#CAN RPS v6.17- CNNB | 42 | 7053 | Generation Constraint in GWh | FALSE | G | Annual | Allowances Purchased | GWh | 0 | 0 | 0 | 0 | 0 | 0 | 0 | 0
#CAN RPS v6.17- CNNB | 42 | 7053 | Generation Constraint in GWh | FALSE | G | Annual | Allowances Sold | GWh | 0 | 0 | 0 | 0 | 0 | 0 | 0 | 0
#CAN RPS v6.17- CNNB | 42 | 7053 | Generation Constraint in GWh | FALSE | G | Annual | Allowances Banked | GWh | 0 | 0 | 0 | 0 | 0 | 0 | 0 | 0
#CAN RPS v6.17- CNNB | 42 | 7053 | Generation Constraint in GWh | FALSE | G | Annual | Allowances Withdrawn (1:1) | GWh | 0 | 0 | 0 | 0 | 0 | 0 | 0 | 0
#CAN RPS v6.17- CNNB | 42 | 7053 | Generation Constraint in GWh | FALSE | G | Annual | Allowances Withdrawn (n:1) | GWh | 0 | 0 | 0 | 0 | 0 | 0 | 0 | 0
#CAN RPS v6.17- CNNB | 42 | 7053 | Generation Constraint in GWh | FALSE | G | Annual | Net Emissions Allowance Position | GWh | 5650.2302 | 5637.5049 | 5602.5138 | 4934.3713 | 4811.6258 | 4492.4873 | 4492.4873 | 4492.4873
#CAN RPS v6.17- CNNB | 42 | 7053 | Generation Constraint in GWh | FALSE | G | Annual | Fuel Consumed | TBtu | 30.1034 | 29.8817 | 29.2731 | 17.6494 | 15.5137 | 9.962 | 9.962 | 9.962
#CAN RPS v6.17- CNNB | 42 | 7053 | Generation Constraint in GWh | FALSE | G | Annual | Heat Rate | MMBtu/MWh | 5.3278 | 5.2886 | 5.1809 | 3.1237 | 2.7457 | 1.7631 | 1.7631 | 1.7631
#CAN RPS v6.17- CNNB | 42 | 7053 | Generation Constraint in GWh | FALSE | G | Annual | Generation | TWh | 5.6502 | 5.6503 | 5.6502 | 5.6502 | 5.6503 | 5.6502 | 5.6502 | 5.6502
#CAN RPS v6.17- CNNB | 42 | 7053 | Generation Constraint in GWh | FALSE | G | Annual | Qualifying Generation | TWh | 5.6502 | 5.6375 | 5.6025 | 4.9344 | 4.8116 | 4.4925 | 4.4925 | 4.4925
#CAN RPS v6.17- CNNB | 42 | 7053 | Generation Constraint in GWh | FALSE | G | Annual | Rate | lb/MWh | 0 | 0 | 0 | 0 | 0 | 0 | 0 | 0
#CAN RPS v6.17- CNNB | 42 | 7053 | Generation Constraint in GWh | FALSE | G | Annual | Constraint Shadow Price | US2016$/MWh | 971.83 | 10.0007 | 10.0004 | 8.2383 | 10.0005 | 10.0004 | 7.1729 | 3.5063
#CAN RPS v6.17- CNNS | 43 | 7054 | Generation Constraint in GWh | FALSE | G | Annual | Seasons Included | Seasons | Winter, WintShld, Summer | Winter, WintShld, Summer | Winter, WintShld, Summer | Winter, WintShld, Summer | Winter, WintShld, Summer | Winter, WintShld, Summer | Winter, WintShld, Summer | Winter, WintShld, Summer
#CAN RPS v6.17- CNNS | 43 | 7054 | Generation Constraint in GWh | FALSE | G | Annual | Standard GWh | GWh | 4390.9689 | 4402.9464 | 4420.6518 | 4599.8491 | 4633.4415 | 4628.8081 | 4628.8081 | 4628.8081
#CAN RPS v6.17- CNNS | 43 | 7054 | Generation Constraint in GWh | FALSE | G | Annual | Emissions at Affected Plants | GWh | 4390.9689 | 4402.9464 | 4420.6518 | 4599.8491 | 4633.4415 | 4628.8081 | 4628.8081 | 4628.8081
#CAN RPS v6.17- CNNS | 43 | 7054 | Generation Constraint in GWh | FALSE | G | Annual | Allowances Purchased | GWh | 0 | 0 | 0 | 0 | 0 | 0 | 0 | 0
#CAN RPS v6.17- CNNS | 43 | 7054 | Generation Constraint in GWh | FALSE | G | Annual | Allowances Sold | GWh | 0 | 0 | 0 | 0 | 0 | 0 | 0 | 0
#CAN RPS v6.17- CNNS | 43 | 7054 | Generation Constraint in GWh | FALSE | G | Annual | Allowances Banked | GWh | 0 | 0 | 0 | 0 | 0 | 0 | 0 | 0
#CAN RPS v6.17- CNNS | 43 | 7054 | Generation Constraint in GWh | FALSE | G | Annual | Allowances Withdrawn (1:1) | GWh | 0 | 0 | 0 | 0 | 0 | 0 | 0 | 0
#CAN RPS v6.17- CNNS | 43 | 7054 | Generation Constraint in GWh | FALSE | G | Annual | Allowances Withdrawn (n:1) | GWh | 0 | 0 | 0 | 0 | 0 | 0 | 0 | 0
#CAN RPS v6.17- CNNS | 43 | 7054 | Generation Constraint in GWh | FALSE | G | Annual | Net Emissions Allowance Position | GWh | 4390.9689 | 4402.9464 | 4420.6518 | 4599.8491 | 4633.4415 | 4628.8081 | 4628.8081 | 4628.8081
#CAN RPS v6.17- CNNS | 43 | 7054 | Generation Constraint in GWh | FALSE | G | Annual | Fuel Consumed | TBtu | 3.1756 | 2.9357 | 3.2436 | 6.1516 | 6.736 | 6.6554 | 6.6554 | 6.2181
#CAN RPS v6.17- CNNS | 43 | 7054 | Generation Constraint in GWh | FALSE | G | Annual | Heat Rate | MMBtu/MWh | 0.7232 | 0.66676 | 0.73373 | 1.3374 | 1.4538 | 1.4378 | 1.4378 | 1.3433
#CAN RPS v6.17- CNNS | 43 | 7054 | Generation Constraint in GWh | FALSE | G | Annual | Generation | TWh | 4.391 | 4.4029 | 4.4207 | 4.5998 | 4.6334 | 4.6288 | 4.6288 | 4.6288
#CAN RPS v6.17- CNNS | 43 | 7054 | Generation Constraint in GWh | FALSE | G | Annual | Qualifying Generation | TWh | 4.391 | 4.4029 | 4.4207 | 4.5998 | 4.6334 | 4.6288 | 4.6288 | 4.6288
#CAN RPS v6.17- CNNS | 43 | 7054 | Generation Constraint in GWh | FALSE | G | Annual | Rate | lb/MWh | 0 | 0 | 0 | 0 | 0 | 0 | 0 | 0
#CAN RPS v6.17- CNNS | 43 | 7054 | Generation Constraint in GWh | FALSE | G | Annual | Constraint Shadow Price | US2016$/MWh | 32.741 | 24.5397 | 30.3688 | 46.8553 | 50.7928 | 46.8038 | 45.5395 | 44.2828
#CAN RPS v6.17- CNPE | 44 | 7055 | Generation Constraint in GWh | FALSE | G | Annual | Seasons Included | Seasons | Winter, WintShld, Summer | Winter, WintShld, Summer | Winter, WintShld, Summer | Winter, WintShld, Summer | Winter, WintShld, Summer | Winter, WintShld, Summer | Winter, WintShld, Summer | Winter, WintShld, Summer
#CAN RPS v6.17- CNPE | 44 | 7055 | Generation Constraint in GWh | FALSE | G | Annual | Standard GWh | GWh | 652.8307 | 664.1316 | 676.3458 | 708.9166 | 735.8484 | 754.9614 | 774.5708 | 794.6895
#CAN RPS v6.17- CNPE | 44 | 7055 | Generation Constraint in GWh | FALSE | G | Annual | Emissions at Affected Plants | GWh | 652.8307 | 664.1316 | 676.3458 | 708.9166 | 735.8484 | 754.9614 | 774.5708 | 794.6895
#CAN RPS v6.17- CNPE | 44 | 7055 | Generation Constraint in GWh | FALSE | G | Annual | Allowances Purchased | GWh | 0 | 0 | 0 | 0 | 0 | 0 | 0 | 0
#CAN RPS v6.17- CNPE | 44 | 7055 | Generation Constraint in GWh | FALSE | G | Annual | Allowances Sold | GWh | 0 | 0 | 0 | 0 | 0 | 0 | 0 | 0
#CAN RPS v6.17- CNPE | 44 | 7055 | Generation Constraint in GWh | FALSE | G | Annual | Allowances Banked | GWh | 0 | 0 | 0 | 0 | 0 | 0 | 0 | 0
#CAN RPS v6.17- CNPE | 44 | 7055 | Generation Constraint in GWh | FALSE | G | Annual | Allowances Withdrawn (1:1) | GWh | 0 | 0 | 0 | 0 | 0 | 0 | 0 | 0
#CAN RPS v6.17- CNPE | 44 | 7055 | Generation Constraint in GWh | FALSE | G | Annual | Allowances Withdrawn (n:1) | GWh | 0 | 0 | 0 | 0 | 0 | 0 | 0 | 0
#CAN RPS v6.17- CNPE | 44 | 7055 | Generation Constraint in GWh | FALSE | G | Annual | Net Emissions Allowance Position | GWh | 652.8307 | 664.1316 | 676.3458 | 708.9166 | 735.8484 | 754.9614 | 774.5708 | 794.6895
#CAN RPS v6.17- CNPE | 44 | 7055 | Generation Constraint in GWh | FALSE | G | Annual | Fuel Consumed | TBtu | 0 | 0 | 0 | 0 | 0 | 0 | 0.091494 | 0.26563
#CAN RPS v6.17- CNPE | 44 | 7055 | Generation Constraint in GWh | FALSE | G | Annual | Heat Rate | MMBtu/MWh | 0 | 0 | 0 | 0 | 0 | 0 | 0.11758 | 0.33426
#CAN RPS v6.17- CNPE | 44 | 7055 | Generation Constraint in GWh | FALSE | G | Annual | Generation | TWh | 0.77864 | 0.7817 | 0.78171 | 0.77813 | 0.77848 | 0.78331 | 0.77813 | 0.79469
#CAN RPS v6.17- CNPE | 44 | 7055 | Generation Constraint in GWh | FALSE | G | Annual | Qualifying Generation | TWh | 0.65283 | 0.66413 | 0.67635 | 0.70892 | 0.73585 | 0.75496 | 0.77457 | 0.79469
#CAN RPS v6.17- CNPE | 44 | 7055 | Generation Constraint in GWh | FALSE | G | Annual | Rate | lb/MWh | 0 | 0 | 0 | 0 | 0 | 0 | 0 | 0
#CAN RPS v6.17- CNPE | 44 | 7055 | Generation Constraint in GWh | FALSE | G | Annual | Constraint Shadow Price | US2016$/MWh | 10.001 | 10.0007 | 10.0004 | 8.2383 | 10.0005 | 10.0004 | 7.1729 | 117.8484
#CAN RPS v6.17- CNSK | 45 | 7052 | Generation Constraint in GWh | FALSE | G | Annual | Seasons Included | Seasons | Winter, WintShld, Summer | Winter, WintShld, Summer | Winter, WintShld, Summer | Winter, WintShld, Summer | Winter, WintShld, Summer | Winter, WintShld, Summer | Winter, WintShld, Summer | Winter, WintShld, Summer
#CAN RPS v6.17- CNSK | 45 | 7052 | Generation Constraint in GWh | FALSE | G | Annual | Standard GWh | GWh | 0 | 0 | 0 | 14197.8897 | 14620.2526 | 15037.9741 | 15467.6305 | 15909.5628
#CAN RPS v6.17- CNSK | 45 | 7052 | Generation Constraint in GWh | FALSE | G | Annual | Emissions at Affected Plants | GWh | 5169.6774 | 5169.7174 | 5169.7266 | 14197.8897 | 14620.2526 | 15037.9741 | 15467.6305 | 15909.5628
#CAN RPS v6.17- CNSK | 45 | 7052 | Generation Constraint in GWh | FALSE | G | Annual | Allowances Purchased | GWh | 0 | 0 | 0 | 0 | 0 | 0 | 0 | 0
#CAN RPS v6.17- CNSK | 45 | 7052 | Generation Constraint in GWh | FALSE | G | Annual | Allowances Sold | GWh | 0 | 0 | 0 | 0 | 0 | 0 | 0 | 0
#CAN RPS v6.17- CNSK | 45 | 7052 | Generation Constraint in GWh | FALSE | G | Annual | Allowances Banked | GWh | 0 | 0 | 0 | 0 | 0 | 0 | 0 | 0
#CAN RPS v6.17- CNSK | 45 | 7052 | Generation Constraint in GWh | FALSE | G | Annual | Allowances Withdrawn (1:1) | GWh | 0 | 0 | 0 | 0 | 0 | 0 | 0 | 0
#CAN RPS v6.17- CNSK | 45 | 7052 | Generation Constraint in GWh | FALSE | G | Annual | Allowances Withdrawn (n:1) | GWh | 0 | 0 | 0 | 0 | 0 | 0 | 0 | 0
#CAN RPS v6.17- CNSK | 45 | 7052 | Generation Constraint in GWh | FALSE | G | Annual | Net Emissions Allowance Position | GWh | 5169.6774 | 5169.7174 | 5169.7266 | 14197.8897 | 14620.2526 | 15037.9741 | 15467.6305 | 15909.5628
#CAN RPS v6.17- CNSK | 45 | 7052 | Generation Constraint in GWh | FALSE | G | Annual | Fuel Consumed | TBtu | 8.9858 | 8.9858 | 8.9858 | 8.9858 | 8.9858 | 8.9858 | 8.9858 | 8.9858
#CAN RPS v6.17- CNSK | 45 | 7052 | Generation Constraint in GWh | FALSE | G | Annual | Heat Rate | MMBtu/MWh | 1.7382 | 1.7382 | 1.7382 | 0.6329 | 0.61462 | 0.59754 | 0.58094 | 0.56481
#CAN RPS v6.17- CNSK | 45 | 7052 | Generation Constraint in GWh | FALSE | G | Annual | Generation | TWh | 5.1697 | 5.1697 | 5.1697 | 14.1979 | 14.6203 | 15.038 | 15.4676 | 15.9096
#CAN RPS v6.17- CNSK | 45 | 7052 | Generation Constraint in GWh | FALSE | G | Annual | Qualifying Generation | TWh | 5.1697 | 5.1697 | 5.1697 | 14.1979 | 14.6203 | 15.038 | 15.4676 | 15.9096
#CAN RPS v6.17- CNSK | 45 | 7052 | Generation Constraint in GWh | FALSE | G | Annual | Rate | lb/MWh | 0 | 0 | 0 | 0 | 0 | 0 | 0 | 0
#CAN RPS v6.17- CNSK | 45 | 7052 | Generation Constraint in GWh | FALSE | G | Annual | Constraint Shadow Price | US2016$/MWh | 0 | 0 | 0 | 9.2157 | 18.8592 | 20.1681 | 17.1725 | 13.803
#CAN Trenton 1-2 - SO2 Rate Annual v3.1, Unit 3603 and retrofits | 46 | 1751 | Rate Constraint in lbs/MMBtu | FALSE | L | Annual | Seasons Included | Seasons | Winter, WintShld, Summer | Winter, WintShld, Summer | Winter, WintShld, Summer | Winter, WintShld, Summer | Winter, WintShld, Summer | Winter, WintShld, Summer | Winter, WintShld, Summer | Winter, WintShld, Summer
#CAN Trenton 1-2 - SO2 Rate Annual v3.1, Unit 3603 and retrofits | 46 | 1751 | Rate Constraint in lbs/MMBtu | FALSE | L | Annual | Standard SO2 | lb/MMBtu | 3.2097 | 3.2097 | 3.2097 | 3.2097 | 3.2097 | 3.2097 | 3.2097 | 3.2097
#CAN Trenton 1-2 - SO2 Rate Annual v3.1, Unit 3603 and retrofits | 46 | 1751 | Rate Constraint in lbs/MMBtu | FALSE | L | Annual | Emissions at Affected Plants SO2 | Thousand Tons | 0 | 0 | 0 | 0 | 0 | 0 | 0 | 0
#CAN Trenton 1-2 - SO2 Rate Annual v3.1, Unit 3603 and retrofits | 46 | 1751 | Rate Constraint in lbs/MMBtu | FALSE | L | Annual | Allowances Purchased SO2 | Thousand Tons | 0 | 0 | 0 | 0 | 0 | 0 | 0 | 0
#CAN Trenton 1-2 - SO2 Rate Annual v3.1, Unit 3603 and retrofits | 46 | 1751 | Rate Constraint in lbs/MMBtu | FALSE | L | Annual | Allowances Sold SO2 | Thousand Tons | 0 | 0 | 0 | 0 | 0 | 0 | 0 | 0
#CAN Trenton 1-2 - SO2 Rate Annual v3.1, Unit 3603 and retrofits | 46 | 1751 | Rate Constraint in lbs/MMBtu | FALSE | L | Annual | Allowances Banked | Thousand Tons | 0 | 0 | 0 | 0 | 0 | 0 | 0 | 0
#CAN Trenton 1-2 - SO2 Rate Annual v3.1, Unit 3603 and retrofits | 46 | 1751 | Rate Constraint in lbs/MMBtu | FALSE | L | Annual | Allowances Withdrawn (1:1) | Thousand Tons | 0 | 0 | 0 | 0 | 0 | 0 | 0 | 0
#CAN Trenton 1-2 - SO2 Rate Annual v3.1, Unit 3603 and retrofits | 46 | 1751 | Rate Constraint in lbs/MMBtu | FALSE | L | Annual | Allowances Withdrawn (n:1) | Thousand Tons | 0 | 0 | 0 | 0 | 0 | 0 | 0 | 0
#CAN Trenton 1-2 - SO2 Rate Annual v3.1, Unit 3603 and retrofits | 46 | 1751 | Rate Constraint in lbs/MMBtu | FALSE | L | Annual | Net Emissions Allowance Position | Thousand Tons | 0 | 0 | 0 | 0 | 0 | 0 | 0 | 0
#CAN Trenton 1-2 - SO2 Rate Annual v3.1, Unit 3603 and retrofits | 46 | 1751 | Rate Constraint in lbs/MMBtu | FALSE | L | Annual | Fuel Consumed | TBtu | 0 | 0 | 0 | 0 | 0 | 0 | 0 | 0
#CAN Trenton 1-2 - SO2 Rate Annual v3.1, Unit 3603 and retrofits | 46 | 1751 | Rate Constraint in lbs/MMBtu | FALSE | L | Annual | Rate | lb/MMBtu | 0 | 0 | 0 | 0 | 0 | 0 | 0 | 0
#CAN Trenton 1-2 - SO2 Rate Annual v3.1, Unit 3603 and retrofits | 46 | 1751 | Rate Constraint in lbs/MMBtu | FALSE | L | Annual | Generation | TWh | 0 | 0 | 0 | 0 | 0 | 0 | 0 | 0
#CAN Trenton 1-2 - SO2 Rate Annual v3.1, Unit 3603 and retrofits | 46 | 1751 | Rate Constraint in lbs/MMBtu | FALSE | L | Annual | Qualifying Generation | TWh | 0 | 0 | 0 | 0 | 0 | 0 | 0 | 0
#CAN Trenton 1-2 - SO2 Rate Annual v3.1, Unit 3603 and retrofits | 46 | 1751 | Rate Constraint in lbs/MMBtu | FALSE | L | Annual | Rate | lb/MWh | 0 | 0 | 0 | 0 | 0 | 0 | 0 | 0
#CAN Trenton 1-2 - SO2 Rate Annual v3.1, Unit 3603 and retrofits | 46 | 1751 | Rate Constraint in lbs/MMBtu | FALSE | L | Annual | Constraint Shadow Price | US2016$/Ton | 0 | 0 | 0 | 0 | 0 | 0 | 0 | 0
#CAN Trenton 1-2 - SO2 Rate Annual v3.1, Unit 3604 and retrofits | 47 | 1751 | Rate Constraint in lbs/MMBtu | FALSE | L | Annual | Seasons Included | Seasons | Winter, WintShld, Summer | Winter, WintShld, Summer | Winter, WintShld, Summer | Winter, WintShld, Summer | Winter, WintShld, Summer | Winter, WintShld, Summer | Winter, WintShld, Summer | Winter, WintShld, Summer
#CAN Trenton 1-2 - SO2 Rate Annual v3.1, Unit 3604 and retrofits | 47 | 1751 | Rate Constraint in lbs/MMBtu | FALSE | L | Annual | Standard SO2 | lb/MMBtu | 3.2097 | 3.2097 | 3.2097 | 3.2097 | 3.2097 | 3.2097 | 3.2097 | 3.2097
#CAN Trenton 1-2 - SO2 Rate Annual v3.1, Unit 3604 and retrofits | 47 | 1751 | Rate Constraint in lbs/MMBtu | FALSE | L | Annual | Emissions at Affected Plants SO2 | Thousand Tons | 0 | 0 | 0 | 0 | 0 | 0 | 0 | 0
#CAN Trenton 1-2 - SO2 Rate Annual v3.1, Unit 3604 and retrofits | 47 | 1751 | Rate Constraint in lbs/MMBtu | FALSE | L | Annual | Allowances Purchased SO2 | Thousand Tons | 0 | 0 | 0 | 0 | 0 | 0 | 0 | 0
#CAN Trenton 1-2 - SO2 Rate Annual v3.1, Unit 3604 and retrofits | 47 | 1751 | Rate Constraint in lbs/MMBtu | FALSE | L | Annual | Allowances Sold SO2 | Thousand Tons | 0 | 0 | 0 | 0 | 0 | 0 | 0 | 0
#CAN Trenton 1-2 - SO2 Rate Annual v3.1, Unit 3604 and retrofits | 47 | 1751 | Rate Constraint in lbs/MMBtu | FALSE | L | Annual | Allowances Banked | Thousand Tons | 0 | 0 | 0 | 0 | 0 | 0 | 0 | 0
#CAN Trenton 1-2 - SO2 Rate Annual v3.1, Unit 3604 and retrofits | 47 | 1751 | Rate Constraint in lbs/MMBtu | FALSE | L | Annual | Allowances Withdrawn (1:1) | Thousand Tons | 0 | 0 | 0 | 0 | 0 | 0 | 0 | 0
#CAN Trenton 1-2 - SO2 Rate Annual v3.1, Unit 3604 and retrofits | 47 | 1751 | Rate Constraint in lbs/MMBtu | FALSE | L | Annual | Allowances Withdrawn (n:1) | Thousand Tons | 0 | 0 | 0 | 0 | 0 | 0 | 0 | 0
#CAN Trenton 1-2 - SO2 Rate Annual v3.1, Unit 3604 and retrofits | 47 | 1751 | Rate Constraint in lbs/MMBtu | FALSE | L | Annual | Net Emissions Allowance Position | Thousand Tons | 0 | 0 | 0 | 0 | 0 | 0 | 0 | 0
#CAN Trenton 1-2 - SO2 Rate Annual v3.1, Unit 3604 and retrofits | 47 | 1751 | Rate Constraint in lbs/MMBtu | FALSE | L | Annual | Fuel Consumed | TBtu | 0 | 0 | 0 | 0 | 0 | 0 | 0 | 0
#CAN Trenton 1-2 - SO2 Rate Annual v3.1, Unit 3604 and retrofits | 47 | 1751 | Rate Constraint in lbs/MMBtu | FALSE | L | Annual | Rate | lb/MMBtu | 0 | 0 | 0 | 0 | 0 | 0 | 0 | 0
#CAN Trenton 1-2 - SO2 Rate Annual v3.1, Unit 3604 and retrofits | 47 | 1751 | Rate Constraint in lbs/MMBtu | FALSE | L | Annual | Generation | TWh | 0 | 0 | 0 | 0 | 0 | 0 | 0 | 0
#CAN Trenton 1-2 - SO2 Rate Annual v3.1, Unit 3604 and retrofits | 47 | 1751 | Rate Constraint in lbs/MMBtu | FALSE | L | Annual | Qualifying Generation | TWh | 0 | 0 | 0 | 0 | 0 | 0 | 0 | 0
#CAN Trenton 1-2 - SO2 Rate Annual v3.1, Unit 3604 and retrofits | 47 | 1751 | Rate Constraint in lbs/MMBtu | FALSE | L | Annual | Rate | lb/MWh | 0 | 0 | 0 | 0 | 0 | 0 | 0 | 0
#CAN Trenton 1-2 - SO2 Rate Annual v3.1, Unit 3604 and retrofits | 47 | 1751 | Rate Constraint in lbs/MMBtu | FALSE | L | Annual | Constraint Shadow Price | US2016$/Ton | 0 | 0 | 0 | 0 | 0 | 0 | 0 | 0
#MATS - HCL Rate in 2015 | 48 | 2407 | MACT Fuel Choice Floor in lbs/MMBtu | FALSE | L | Annual | Seasons Included | Seasons | Winter, WintShld, Summer | Winter, WintShld, Summer | Winter, WintShld, Summer | Winter, WintShld, Summer | Winter, WintShld, Summer | Winter, WintShld, Summer | Winter, WintShld, Summer | Winter, WintShld, Summer
#MATS - HCL Rate in 2015 | 48 | 2407 | MACT Fuel Choice Floor in lbs/MMBtu | FALSE | L | Annual | Emission Floor | lb/MMBtu | 0.002 | 0.002 | 0.002 | 0.002 | 0.002 | 0.002 | 0.002 | 0.002
#MATS - HCL Rate in 2015 | 48 | 2407 | MACT Fuel Choice Floor in lbs/MMBtu | FALSE | L | Annual | Emissions at Affected Plants HCL | Thousand Tons | 4.0872 | 4.1785 | 4.185 | 4.0805 | 3.6421 | 3.692 | 3.6838 | 3.3618
#MATS - HCL Rate in 2015 | 48 | 2407 | MACT Fuel Choice Floor in lbs/MMBtu | FALSE | L | Annual | Allowances Purchased HCL | Thousand Tons | 0 | 0 | 0 | 0 | 0 | 0 | 0 | 0
#MATS - HCL Rate in 2015 | 48 | 2407 | MACT Fuel Choice Floor in lbs/MMBtu | FALSE | L | Annual | Allowances Sold HCL | Thousand Tons | 0 | 0 | 0 | 0 | 0 | 0 | 0 | 0
#MATS - HCL Rate in 2015 | 48 | 2407 | MACT Fuel Choice Floor in lbs/MMBtu | FALSE | L | Annual | Allowances Banked | Thousand Tons | 0 | 0 | 0 | 0 | 0 | 0 | 0 | 0
#MATS - HCL Rate in 2015 | 48 | 2407 | MACT Fuel Choice Floor in lbs/MMBtu | FALSE | L | Annual | Allowances Withdrawn (1:1) | Thousand Tons | 0 | 0 | 0 | 0 | 0 | 0 | 0 | 0
#MATS - HCL Rate in 2015 | 48 | 2407 | MACT Fuel Choice Floor in lbs/MMBtu | FALSE | L | Annual | Allowances Withdrawn (n:1) | Thousand Tons | 0 | 0 | 0 | 0 | 0 | 0 | 0 | 0
#MATS - HCL Rate in 2015 | 48 | 2407 | MACT Fuel Choice Floor in lbs/MMBtu | FALSE | L | Annual | Net Emissions Allowance Position | Thousand Tons | 4.0872 | 4.1785 | 4.185 | 4.0805 | 3.6421 | 3.692 | 3.6838 | 3.3618
#MATS - HCL Rate in 2015 | 48 | 2407 | MACT Fuel Choice Floor in lbs/MMBtu | FALSE | L | Annual | Fuel Consumed | TBtu | 8792.8531 | 9004.4892 | 9023.2579 | 8795.6049 | 7862.284 | 7906.008 | 7892.8025 | 7206.2271
#MATS - HCL Rate in 2015 | 48 | 2407 | MACT Fuel Choice Floor in lbs/MMBtu | FALSE | L | Annual | Rate | lb/MMBtu | 0.00092966 | 0.00092809 | 0.00092761 | 0.00092785 | 0.00092647 | 0.00093397 | 0.00093347 | 0.00093303
#MATS - HCL Rate in 2015 | 48 | 2407 | MACT Fuel Choice Floor in lbs/MMBtu | FALSE | L | Annual | Generation | TWh | 847.2946 | 868.2363 | 869.6228 | 847.6234 | 756.3445 | 759.804 | 758.3202 | 692.1675
#MATS - HCL Rate in 2015 | 48 | 2407 | MACT Fuel Choice Floor in lbs/MMBtu | FALSE | L | Annual | Qualifying Generation | TWh | 847.2946 | 868.2363 | 869.6228 | 847.6234 | 756.3445 | 759.804 | 758.3202 | 692.1675
#MATS - HCL Rate in 2015 | 48 | 2407 | MACT Fuel Choice Floor in lbs/MMBtu | FALSE | L | Annual | Constraint Shadow Price | US2016$/Ton | 0 | 0 | 0 | 0 | 0 | 0 | 0 | 0
#MATS - HCL Rate in 2015 (IGCC) | 49 | 2409 | MACT Fuel Choice Floor in lbs/MMBtu | FALSE | L | Annual | Seasons Included | Seasons | Winter, WintShld, Summer | Winter, WintShld, Summer | Winter, WintShld, Summer | Winter, WintShld, Summer | Winter, WintShld, Summer | Winter, WintShld, Summer | Winter, WintShld, Summer | Winter, WintShld, Summer
#MATS - HCL Rate in 2015 (IGCC) | 49 | 2409 | MACT Fuel Choice Floor in lbs/MMBtu | FALSE | L | Annual | Emission Floor | lb/MMBtu | 0.005 | 0.005 | 0.005 | 0.005 | 0.005 | 0.005 | 0.005 | 0.005
#MATS - HCL Rate in 2015 (IGCC) | 49 | 2409 | MACT Fuel Choice Floor in lbs/MMBtu | FALSE | L | Annual | Emissions at Affected Plants HCL | Thousand Tons | 0.0096157 | 0.0096157 | 0.0096157 | 0.0096157 | 0.0096157 | 0.0096157 | 0.0090968 | 0
#MATS - HCL Rate in 2015 (IGCC) | 49 | 2409 | MACT Fuel Choice Floor in lbs/MMBtu | FALSE | L | Annual | Allowances Purchased HCL | Thousand Tons | 0 | 0 | 0 | 0 | 0 | 0 | 0 | 0
#MATS - HCL Rate in 2015 (IGCC) | 49 | 2409 | MACT Fuel Choice Floor in lbs/MMBtu | FALSE | L | Annual | Allowances Sold HCL | Thousand Tons | 0 | 0 | 0 | 0 | 0 | 0 | 0 | 0
#MATS - HCL Rate in 2015 (IGCC) | 49 | 2409 | MACT Fuel Choice Floor in lbs/MMBtu | FALSE | L | Annual | Allowances Banked | Thousand Tons | 0 | 0 | 0 | 0 | 0 | 0 | 0 | 0
#MATS - HCL Rate in 2015 (IGCC) | 49 | 2409 | MACT Fuel Choice Floor in lbs/MMBtu | FALSE | L | Annual | Allowances Withdrawn (1:1) | Thousand Tons | 0 | 0 | 0 | 0 | 0 | 0 | 0 | 0
#MATS - HCL Rate in 2015 (IGCC) | 49 | 2409 | MACT Fuel Choice Floor in lbs/MMBtu | FALSE | L | Annual | Allowances Withdrawn (n:1) | Thousand Tons | 0 | 0 | 0 | 0 | 0 | 0 | 0 | 0
#MATS - HCL Rate in 2015 (IGCC) | 49 | 2409 | MACT Fuel Choice Floor in lbs/MMBtu | FALSE | L | Annual | Net Emissions Allowance Position | Thousand Tons | 0.0096157 | 0.0096157 | 0.0096157 | 0.0096157 | 0.0096157 | 0.0096157 | 0.0090968 | 0
#MATS - HCL Rate in 2015 (IGCC) | 49 | 2409 | MACT Fuel Choice Floor in lbs/MMBtu | FALSE | L | Annual | Fuel Consumed | TBtu | 49.0885 | 49.0885 | 49.0885 | 49.0885 | 49.0885 | 49.0885 | 46.4394 | 0
#MATS - HCL Rate in 2015 (IGCC) | 49 | 2409 | MACT Fuel Choice Floor in lbs/MMBtu | FALSE | L | Annual | Rate | lb/MMBtu | 0.00039177 | 0.00039177 | 0.00039177 | 0.00039177 | 0.00039177 | 0.00039177 | 0.00039177 | 0
#MATS - HCL Rate in 2015 (IGCC) | 49 | 2409 | MACT Fuel Choice Floor in lbs/MMBtu | FALSE | L | Annual | Generation | TWh | 4.2895 | 4.2895 | 4.2895 | 4.2895 | 4.2895 | 4.2895 | 4.058 | 0
#MATS - HCL Rate in 2015 (IGCC) | 49 | 2409 | MACT Fuel Choice Floor in lbs/MMBtu | FALSE | L | Annual | Qualifying Generation | TWh | 4.2895 | 4.2895 | 4.2895 | 4.2895 | 4.2895 | 4.2895 | 4.058 | 0
#MATS - HCL Rate in 2015 (IGCC) | 49 | 2409 | MACT Fuel Choice Floor in lbs/MMBtu | FALSE | L | Annual | Constraint Shadow Price | US2016$/Ton | 0 | 0 | 0 | 0 | 0 | 0 | 0 | 0
#MATS - HCL Rate in 2015 (PK) | 50 | 2408 | MACT Fuel Choice Floor in lbs/MMBtu | FALSE | L | Annual | Seasons Included | Seasons | Winter, WintShld, Summer | Winter, WintShld, Summer | Winter, WintShld, Summer | Winter, WintShld, Summer | Winter, WintShld, Summer | Winter, WintShld, Summer | Winter, WintShld, Summer | Winter, WintShld, Summer
#MATS - HCL Rate in 2015 (PK) | 50 | 2408 | MACT Fuel Choice Floor in lbs/MMBtu | FALSE | L | Annual | Emission Floor | lb/MMBtu | 0.0005 | 0.0005 | 0.0005 | 0.0005 | 0.0005 | 0.0005 | 0.0005 | 0.0005
#MATS - HCL Rate in 2015 (PK) | 50 | 2408 | MACT Fuel Choice Floor in lbs/MMBtu | FALSE | L | Annual | Emissions at Affected Plants HCL | Thousand Tons | 0.053858 | 0.06228 | 0.064236 | 0.086537 | 0.084899 | 0.075655 | 0.070034 | 0.060708
#MATS - HCL Rate in 2015 (PK) | 50 | 2408 | MACT Fuel Choice Floor in lbs/MMBtu | FALSE | L | Annual | Allowances Purchased HCL | Thousand Tons | 0 | 0 | 0 | 0 | 0 | 0 | 0 | 0
#MATS - HCL Rate in 2015 (PK) | 50 | 2408 | MACT Fuel Choice Floor in lbs/MMBtu | FALSE | L | Annual | Allowances Sold HCL | Thousand Tons | 0 | 0 | 0 | 0 | 0 | 0 | 0 | 0
#MATS - HCL Rate in 2015 (PK) | 50 | 2408 | MACT Fuel Choice Floor in lbs/MMBtu | FALSE | L | Annual | Allowances Banked | Thousand Tons | 0 | 0 | 0 | 0 | 0 | 0 | 0 | 0
#MATS - HCL Rate in 2015 (PK) | 50 | 2408 | MACT Fuel Choice Floor in lbs/MMBtu | FALSE | L | Annual | Allowances Withdrawn (1:1) | Thousand Tons | 0 | 0 | 0 | 0 | 0 | 0 | 0 | 0
#MATS - HCL Rate in 2015 (PK) | 50 | 2408 | MACT Fuel Choice Floor in lbs/MMBtu | FALSE | L | Annual | Allowances Withdrawn (n:1) | Thousand Tons | 0 | 0 | 0 | 0 | 0 | 0 | 0 | 0
#MATS - HCL Rate in 2015 (PK) | 50 | 2408 | MACT Fuel Choice Floor in lbs/MMBtu | FALSE | L | Annual | Net Emissions Allowance Position | Thousand Tons | 0.053858 | 0.06228 | 0.064236 | 0.086537 | 0.084899 | 0.075655 | 0.070034 | 0.060708
#MATS - HCL Rate in 2015 (PK) | 50 | 2408 | MACT Fuel Choice Floor in lbs/MMBtu | FALSE | L | Annual | Fuel Consumed | TBtu | 115.6515 | 144.732 | 148.931 | 181.6753 | 179.4161 | 167.1864 | 162.9699 | 143.0623
#MATS - HCL Rate in 2015 (PK) | 50 | 2408 | MACT Fuel Choice Floor in lbs/MMBtu | FALSE | L | Annual | Rate | lb/MMBtu | 0.00093139 | 0.00086062 | 0.00086262 | 0.00095266 | 0.00094639 | 0.00090504 | 0.00085948 | 0.00084869
#MATS - HCL Rate in 2015 (PK) | 50 | 2408 | MACT Fuel Choice Floor in lbs/MMBtu | FALSE | L | Annual | Generation | TWh | 10.779 | 13.2297 | 13.6225 | 16.7518 | 16.514 | 15.4107 | 14.9811 | 13.1086
#MATS - HCL Rate in 2015 (PK) | 50 | 2408 | MACT Fuel Choice Floor in lbs/MMBtu | FALSE | L | Annual | Qualifying Generation | TWh | 10.779 | 13.2297 | 13.6225 | 16.7518 | 16.514 | 15.4107 | 14.9811 | 13.1086
#MATS - HCL Rate in 2015 (PK) | 50 | 2408 | MACT Fuel Choice Floor in lbs/MMBtu | FALSE | L | Annual | Constraint Shadow Price | US2016$/Ton | 0 | 0 | 0 | 0 | 0 | 0 | 0 | 0
#MATS - MER Rate in 2015 (Bit and Subbit) | 51 | 2403 | MACT Fuel Choice Floor in lbs/MMBtu | FALSE | L | Annual | Seasons Included | Seasons | Winter, WintShld, Summer | Winter, WintShld, Summer | Winter, WintShld, Summer | Winter, WintShld, Summer | Winter, WintShld, Summer | Winter, WintShld, Summer | Winter, WintShld, Summer | Winter, WintShld, Summer
#MATS - MER Rate in 2015 (Bit and Subbit) | 51 | 2403 | MACT Fuel Choice Floor in lbs/MMBtu | FALSE | L | Annual | Emission Floor | lbs/MMBtu | 1.2e-06 | 1.2e-06 | 1.2e-06 | 1.2e-06 | 1.2e-06 | 1.2e-06 | 1.2e-06 | 1.2e-06
#MATS - MER Rate in 2015 (Bit and Subbit) | 51 | 2403 | MACT Fuel Choice Floor in lbs/MMBtu | FALSE | L | Annual | Emissions at Affected Plants MER | lbs | 5136.1667 | 5195.2211 | 5216.4566 | 4973.1631 | 4376.1723 | 4425.4568 | 4415.0465 | 3983.3563
#MATS - MER Rate in 2015 (Bit and Subbit) | 51 | 2403 | MACT Fuel Choice Floor in lbs/MMBtu | FALSE | L | Annual | Allowances Purchased MER | lbs | 0 | 0 | 0 | 0 | 0 | 0 | 0 | 0
#MATS - MER Rate in 2015 (Bit and Subbit) | 51 | 2403 | MACT Fuel Choice Floor in lbs/MMBtu | FALSE | L | Annual | Allowances Sold MER | lbs | 0 | 0 | 0 | 0 | 0 | 0 | 0 | 0
#MATS - MER Rate in 2015 (Bit and Subbit) | 51 | 2403 | MACT Fuel Choice Floor in lbs/MMBtu | FALSE | L | Annual | Allowances Banked | lbs | 0 | 0 | 0 | 0 | 0 | 0 | 0 | 0
#MATS - MER Rate in 2015 (Bit and Subbit) | 51 | 2403 | MACT Fuel Choice Floor in lbs/MMBtu | FALSE | L | Annual | Allowances Withdrawn (1:1) | lbs | 0 | 0 | 0 | 0 | 0 | 0 | 0 | 0
#MATS - MER Rate in 2015 (Bit and Subbit) | 51 | 2403 | MACT Fuel Choice Floor in lbs/MMBtu | FALSE | L | Annual | Allowances Withdrawn (n:1) | lbs | 0 | 0 | 0 | 0 | 0 | 0 | 0 | 0
#MATS - MER Rate in 2015 (Bit and Subbit) | 51 | 2403 | MACT Fuel Choice Floor in lbs/MMBtu | FALSE | L | Annual | Net Emissions Allowance Position | lbs | 5136.1667 | 5195.2211 | 5216.4566 | 4973.1631 | 4376.1723 | 4425.4568 | 4415.0465 | 3983.3563
#MATS - MER Rate in 2015 (Bit and Subbit) | 51 | 2403 | MACT Fuel Choice Floor in lbs/MMBtu | FALSE | L | Annual | Fuel Consumed | TBtu | 8063.3643 | 8235.609 | 8237.4931 | 8072.2182 | 7207.8969 | 7252.6967 | 7241.003 | 6579.4409
#MATS - MER Rate in 2015 (Bit and Subbit) | 51 | 2403 | MACT Fuel Choice Floor in lbs/MMBtu | FALSE | L | Annual | Rate | lb/MMBtu | 6.3698e-07 | 6.3082e-07 | 6.3326e-07 | 6.1608e-07 | 6.0714e-07 | 6.1018e-07 | 6.0973e-07 | 6.0542e-07
#MATS - MER Rate in 2015 (Bit and Subbit) | 51 | 2403 | MACT Fuel Choice Floor in lbs/MMBtu | FALSE | L | Annual | Generation | TWh | 780.0979 | 797.4328 | 797.313 | 781.1936 | 696.2747 | 699.8732 | 698.5259 | 634.6835
#MATS - MER Rate in 2015 (Bit and Subbit) | 51 | 2403 | MACT Fuel Choice Floor in lbs/MMBtu | FALSE | L | Annual | Qualifying Generation | TWh | 780.0979 | 797.4328 | 797.313 | 781.1936 | 696.2747 | 699.8732 | 698.5259 | 634.6835
#MATS - MER Rate in 2015 (Bit and Subbit) | 51 | 2403 | MACT Fuel Choice Floor in lbs/MMBtu | FALSE | L | Annual | Constraint Shadow Price | US2016$/Lb | 0 | 0 | 0 | 0 | 0 | 0 | 0 | 0
#MATS - MER Rate in 2015 (IGCC) | 52 | 2406 | MACT Fuel Choice Floor in lbs/MMBtu | FALSE | L | Annual | Seasons Included | Seasons | Winter, WintShld, Summer | Winter, WintShld, Summer | Winter, WintShld, Summer | Winter, WintShld, Summer | Winter, WintShld, Summer | Winter, WintShld, Summer | Winter, WintShld, Summer | Winter, WintShld, Summer
#MATS - MER Rate in 2015 (IGCC) | 52 | 2406 | MACT Fuel Choice Floor in lbs/MMBtu | FALSE | L | Annual | Emission Floor | lbs/MMBtu | 3e-06 | 3e-06 | 3e-06 | 3e-06 | 3e-06 | 3e-06 | 3e-06 | 3e-06
#MATS - MER Rate in 2015 (IGCC) | 52 | 2406 | MACT Fuel Choice Floor in lbs/MMBtu | FALSE | L | Annual | Emissions at Affected Plants MER | lbs | 39.4149 | 39.4149 | 39.4149 | 39.4149 | 39.4149 | 39.4149 | 37.2878 | 0
#MATS - MER Rate in 2015 (IGCC) | 52 | 2406 | MACT Fuel Choice Floor in lbs/MMBtu | FALSE | L | Annual | Allowances Purchased MER | lbs | 0 | 0 | 0 | 0 | 0 | 0 | 0 | 0
#MATS - MER Rate in 2015 (IGCC) | 52 | 2406 | MACT Fuel Choice Floor in lbs/MMBtu | FALSE | L | Annual | Allowances Sold MER | lbs | 0 | 0 | 0 | 0 | 0 | 0 | 0 | 0
#MATS - MER Rate in 2015 (IGCC) | 52 | 2406 | MACT Fuel Choice Floor in lbs/MMBtu | FALSE | L | Annual | Allowances Banked | lbs | 0 | 0 | 0 | 0 | 0 | 0 | 0 | 0
#MATS - MER Rate in 2015 (IGCC) | 52 | 2406 | MACT Fuel Choice Floor in lbs/MMBtu | FALSE | L | Annual | Allowances Withdrawn (1:1) | lbs | 0 | 0 | 0 | 0 | 0 | 0 | 0 | 0
#MATS - MER Rate in 2015 (IGCC) | 52 | 2406 | MACT Fuel Choice Floor in lbs/MMBtu | FALSE | L | Annual | Allowances Withdrawn (n:1) | lbs | 0 | 0 | 0 | 0 | 0 | 0 | 0 | 0
#MATS - MER Rate in 2015 (IGCC) | 52 | 2406 | MACT Fuel Choice Floor in lbs/MMBtu | FALSE | L | Annual | Net Emissions Allowance Position | lbs | 39.4149 | 39.4149 | 39.4149 | 39.4149 | 39.4149 | 39.4149 | 37.2878 | 0
#MATS - MER Rate in 2015 (IGCC) | 52 | 2406 | MACT Fuel Choice Floor in lbs/MMBtu | FALSE | L | Annual | Fuel Consumed | TBtu | 49.0885 | 49.0885 | 49.0885 | 49.0885 | 49.0885 | 49.0885 | 46.4394 | 0
#MATS - MER Rate in 2015 (IGCC) | 52 | 2406 | MACT Fuel Choice Floor in lbs/MMBtu | FALSE | L | Annual | Rate | lb/MMBtu | 8.0293e-07 | 8.0293e-07 | 8.0293e-07 | 8.0293e-07 | 8.0293e-07 | 8.0293e-07 | 8.0293e-07 | 0
#MATS - MER Rate in 2015 (IGCC) | 52 | 2406 | MACT Fuel Choice Floor in lbs/MMBtu | FALSE | L | Annual | Generation | TWh | 4.2895 | 4.2895 | 4.2895 | 4.2895 | 4.2895 | 4.2895 | 4.058 | 0
#MATS - MER Rate in 2015 (IGCC) | 52 | 2406 | MACT Fuel Choice Floor in lbs/MMBtu | FALSE | L | Annual | Qualifying Generation | TWh | 4.2895 | 4.2895 | 4.2895 | 4.2895 | 4.2895 | 4.2895 | 4.058 | 0
#MATS - MER Rate in 2015 (IGCC) | 52 | 2406 | MACT Fuel Choice Floor in lbs/MMBtu | FALSE | L | Annual | Constraint Shadow Price | US2016$/Lb | 0 | 0 | 0 | 0 | 0 | 0 | 0 | 0
#MATS - MER Rate in 2015 (Lig) | 53 | 2404 | MACT Fuel Choice Floor in lbs/MMBtu | FALSE | L | Annual | Seasons Included | Seasons | Winter, WintShld, Summer | Winter, WintShld, Summer | Winter, WintShld, Summer | Winter, WintShld, Summer | Winter, WintShld, Summer | Winter, WintShld, Summer | Winter, WintShld, Summer | Winter, WintShld, Summer
#MATS - MER Rate in 2015 (Lig) | 53 | 2404 | MACT Fuel Choice Floor in lbs/MMBtu | FALSE | L | Annual | Emission Floor | lbs/MMBtu | 4e-06 | 4e-06 | 4e-06 | 4e-06 | 4e-06 | 4e-06 | 4e-06 | 4e-06
#MATS - MER Rate in 2015 (Lig) | 53 | 2404 | MACT Fuel Choice Floor in lbs/MMBtu | FALSE | L | Annual | Emissions at Affected Plants MER | lbs | 970.2792 | 1013.9388 | 1038.1317 | 952.7555 | 811.174 | 837.5851 | 746.6535 | 689.9531
#MATS - MER Rate in 2015 (Lig) | 53 | 2404 | MACT Fuel Choice Floor in lbs/MMBtu | FALSE | L | Annual | Allowances Purchased MER | lbs | 0 | 0 | 0 | 0 | 0 | 0 | 0 | 0
#MATS - MER Rate in 2015 (Lig) | 53 | 2404 | MACT Fuel Choice Floor in lbs/MMBtu | FALSE | L | Annual | Allowances Sold MER | lbs | 0 | 0 | 0 | 0 | 0 | 0 | 0 | 0
#MATS - MER Rate in 2015 (Lig) | 53 | 2404 | MACT Fuel Choice Floor in lbs/MMBtu | FALSE | L | Annual | Allowances Banked | lbs | 0 | 0 | 0 | 0 | 0 | 0 | 0 | 0
#MATS - MER Rate in 2015 (Lig) | 53 | 2404 | MACT Fuel Choice Floor in lbs/MMBtu | FALSE | L | Annual | Allowances Withdrawn (1:1) | lbs | 0 | 0 | 0 | 0 | 0 | 0 | 0 | 0
#MATS - MER Rate in 2015 (Lig) | 53 | 2404 | MACT Fuel Choice Floor in lbs/MMBtu | FALSE | L | Annual | Allowances Withdrawn (n:1) | lbs | 0 | 0 | 0 | 0 | 0 | 0 | 0 | 0
#MATS - MER Rate in 2015 (Lig) | 53 | 2404 | MACT Fuel Choice Floor in lbs/MMBtu | FALSE | L | Annual | Net Emissions Allowance Position | lbs | 970.2792 | 1013.9388 | 1038.1317 | 952.7555 | 811.174 | 837.5851 | 746.6535 | 689.9531
#MATS - MER Rate in 2015 (Lig) | 53 | 2404 | MACT Fuel Choice Floor in lbs/MMBtu | FALSE | L | Annual | Fuel Consumed | TBtu | 729.4887 | 768.8802 | 785.7647 | 723.3867 | 654.3871 | 653.3113 | 651.7995 | 626.7862
#MATS - MER Rate in 2015 (Lig) | 53 | 2404 | MACT Fuel Choice Floor in lbs/MMBtu | FALSE | L | Annual | Rate | lb/MMBtu | 1.3301e-06 | 1.3187e-06 | 1.3212e-06 | 1.3171e-06 | 1.2396e-06 | 1.2821e-06 | 1.1455e-06 | 1.1008e-06
#MATS - MER Rate in 2015 (Lig) | 53 | 2404 | MACT Fuel Choice Floor in lbs/MMBtu | FALSE | L | Annual | Generation | TWh | 67.1967 | 70.8035 | 72.3098 | 66.4298 | 60.0698 | 59.9309 | 59.7943 | 57.4839
#MATS - MER Rate in 2015 (Lig) | 53 | 2404 | MACT Fuel Choice Floor in lbs/MMBtu | FALSE | L | Annual | Qualifying Generation | TWh | 67.1967 | 70.8035 | 72.3098 | 66.4298 | 60.0698 | 59.9309 | 59.7943 | 57.4839
#MATS - MER Rate in 2015 (Lig) | 53 | 2404 | MACT Fuel Choice Floor in lbs/MMBtu | FALSE | L | Annual | Constraint Shadow Price | US2016$/Lb | 0 | 0 | 0 | 0 | 0 | 0 | 0 | 0
#MATS - MER Rate in 2015 (PK) | 54 | 2405 | MACT Fuel Choice Floor in lbs/MMBtu | FALSE | L | Annual | Seasons Included | Seasons | Winter, WintShld, Summer | Winter, WintShld, Summer | Winter, WintShld, Summer | Winter, WintShld, Summer | Winter, WintShld, Summer | Winter, WintShld, Summer | Winter, WintShld, Summer | Winter, WintShld, Summer
#MATS - MER Rate in 2015 (PK) | 54 | 2405 | MACT Fuel Choice Floor in lbs/MMBtu | FALSE | L | Annual | Emission Floor | lbs/MMBtu | 2e-07 | 2e-07 | 2e-07 | 2e-07 | 2e-07 | 2e-07 | 2e-07 | 2e-07
#MATS - MER Rate in 2015 (PK) | 54 | 2405 | MACT Fuel Choice Floor in lbs/MMBtu | FALSE | L | Annual | Emissions at Affected Plants MER | lbs | 70.1811 | 83.146 | 88.9128 | 99.9038 | 98.7379 | 94.9407 | 94.6571 | 86.5599
#MATS - MER Rate in 2015 (PK) | 54 | 2405 | MACT Fuel Choice Floor in lbs/MMBtu | FALSE | L | Annual | Allowances Purchased MER | lbs | 0 | 0 | 0 | 0 | 0 | 0 | 0 | 0
#MATS - MER Rate in 2015 (PK) | 54 | 2405 | MACT Fuel Choice Floor in lbs/MMBtu | FALSE | L | Annual | Allowances Sold MER | lbs | 0 | 0 | 0 | 0 | 0 | 0 | 0 | 0
#MATS - MER Rate in 2015 (PK) | 54 | 2405 | MACT Fuel Choice Floor in lbs/MMBtu | FALSE | L | Annual | Allowances Banked | lbs | 0 | 0 | 0 | 0 | 0 | 0 | 0 | 0
#MATS - MER Rate in 2015 (PK) | 54 | 2405 | MACT Fuel Choice Floor in lbs/MMBtu | FALSE | L | Annual | Allowances Withdrawn (1:1) | lbs | 0 | 0 | 0 | 0 | 0 | 0 | 0 | 0
#MATS - MER Rate in 2015 (PK) | 54 | 2405 | MACT Fuel Choice Floor in lbs/MMBtu | FALSE | L | Annual | Allowances Withdrawn (n:1) | lbs | 0 | 0 | 0 | 0 | 0 | 0 | 0 | 0
#MATS - MER Rate in 2015 (PK) | 54 | 2405 | MACT Fuel Choice Floor in lbs/MMBtu | FALSE | L | Annual | Net Emissions Allowance Position | lbs | 70.1811 | 83.146 | 88.9128 | 99.9038 | 98.7379 | 94.9407 | 94.6571 | 86.5599
#MATS - MER Rate in 2015 (PK) | 54 | 2405 | MACT Fuel Choice Floor in lbs/MMBtu | FALSE | L | Annual | Fuel Consumed | TBtu | 115.6515 | 144.732 | 148.931 | 181.6753 | 179.4161 | 167.1864 | 162.9699 | 143.0623
#MATS - MER Rate in 2015 (PK) | 54 | 2405 | MACT Fuel Choice Floor in lbs/MMBtu | FALSE | L | Annual | Rate | lb/MMBtu | 6.0683e-07 | 5.7448e-07 | 5.9701e-07 | 5.499e-07 | 5.5033e-07 | 5.6787e-07 | 5.8083e-07 | 6.0505e-07
#MATS - MER Rate in 2015 (PK) | 54 | 2405 | MACT Fuel Choice Floor in lbs/MMBtu | FALSE | L | Annual | Generation | TWh | 10.779 | 13.2297 | 13.6225 | 16.7518 | 16.514 | 15.4107 | 14.9811 | 13.1086
#MATS - MER Rate in 2015 (PK) | 54 | 2405 | MACT Fuel Choice Floor in lbs/MMBtu | FALSE | L | Annual | Qualifying Generation | TWh | 10.779 | 13.2297 | 13.6225 | 16.7518 | 16.514 | 15.4107 | 14.9811 | 13.1086
#MATS - MER Rate in 2015 (PK) | 54 | 2405 | MACT Fuel Choice Floor in lbs/MMBtu | FALSE | L | Annual | Constraint Shadow Price | US2016$/Lb | 0 | 0 | 0 | 0 | 0 | 0 | 0 | 0
AES Somerset MER Rate Limit v3.1 | 58 | 2038 | Rate Constraint in lbs/MMBtu | FALSE | L | Annual | Seasons Included | Seasons | Winter, WintShld, Summer | Winter, WintShld, Summer | Winter, WintShld, Summer | Winter, WintShld, Summer | Winter, WintShld, Summer | Winter, WintShld, Summer | Winter, WintShld, Summer | Winter, WintShld, Summer
AES Somerset MER Rate Limit v3.1 | 58 | 2038 | Rate Constraint in lbs/MMBtu | FALSE | L | Annual | Standard MER | lb/MMBtu | 6e-07 | 6e-07 | 6e-07 | 6e-07 | 6e-07 | 6e-07 | 6e-07 | 6e-07
AES Somerset MER Rate Limit v3.1 | 58 | 2038 | Rate Constraint in lbs/MMBtu | FALSE | L | Annual | Emissions at Affected Plants MER | lbs | 0 | 0 | 0 | 0 | 0 | 0 | 0 | 0
AES Somerset MER Rate Limit v3.1 | 58 | 2038 | Rate Constraint in lbs/MMBtu | FALSE | L | Annual | Allowances Purchased MER | lbs | 0 | 0 | 0 | 0 | 0 | 0 | 0 | 0
AES Somerset MER Rate Limit v3.1 | 58 | 2038 | Rate Constraint in lbs/MMBtu | FALSE | L | Annual | Allowances Sold MER | lbs | 0 | 0 | 0 | 0 | 0 | 0 | 0 | 0
AES Somerset MER Rate Limit v3.1 | 58 | 2038 | Rate Constraint in lbs/MMBtu | FALSE | L | Annual | Allowances Banked | lbs | 0 | 0 | 0 | 0 | 0 | 0 | 0 | 0
AES Somerset MER Rate Limit v3.1 | 58 | 2038 | Rate Constraint in lbs/MMBtu | FALSE | L | Annual | Allowances Withdrawn (1:1) | lbs | 0 | 0 | 0 | 0 | 0 | 0 | 0 | 0
AES Somerset MER Rate Limit v3.1 | 58 | 2038 | Rate Constraint in lbs/MMBtu | FALSE | L | Annual | Allowances Withdrawn (n:1) | lbs | 0 | 0 | 0 | 0 | 0 | 0 | 0 | 0
AES Somerset MER Rate Limit v3.1 | 58 | 2038 | Rate Constraint in lbs/MMBtu | FALSE | L | Annual | Net Emissions Allowance Position | lbs | 0 | 0 | 0 | 0 | 0 | 0 | 0 | 0
AES Somerset MER Rate Limit v3.1 | 58 | 2038 | Rate Constraint in lbs/MMBtu | FALSE | L | Annual | Fuel Consumed | TBtu | 0 | 0 | 0 | 0 | 0 | 0 | 0 | 0
AES Somerset MER Rate Limit v3.1 | 58 | 2038 | Rate Constraint in lbs/MMBtu | FALSE | L | Annual | Rate | lb/MMBtu | 0 | 0 | 0 | 0 | 0 | 0 | 0 | 0
AES Somerset MER Rate Limit v3.1 | 58 | 2038 | Rate Constraint in lbs/MMBtu | FALSE | L | Annual | Generation | TWh | 0 | 0 | 0 | 0 | 0 | 0 | 0 | 0
AES Somerset MER Rate Limit v3.1 | 58 | 2038 | Rate Constraint in lbs/MMBtu | FALSE | L | Annual | Qualifying Generation | TWh | 0 | 0 | 0 | 0 | 0 | 0 | 0 | 0
AES Somerset MER Rate Limit v3.1 | 58 | 2038 | Rate Constraint in lbs/MMBtu | FALSE | L | Annual | Rate | lb/MWh | 0 | 0 | 0 | 0 | 0 | 0 | 0 | 0
AES Somerset MER Rate Limit v3.1 | 58 | 2038 | Rate Constraint in lbs/MMBtu | FALSE | L | Annual | Constraint Shadow Price | US2016$/Lb | 0 | 0 | 0 | 0 | 0 | 0 | 0 | 0
AZ Hg Rule - MER Removal Annual v3.1 | 59 | 1513 | MACT Fuel Choice Floor in lbs/MMBtu | FALSE | L | Annual | Seasons Included | Seasons | Winter, WintShld, Summer | Winter, WintShld, Summer | Winter, WintShld, Summer | Winter, WintShld, Summer | Winter, WintShld, Summer | Winter, WintShld, Summer | Winter, WintShld, Summer | Winter, WintShld, Summer
AZ Hg Rule - MER Removal Annual v3.1 | 59 | 1513 | MACT Fuel Choice Floor in lbs/MMBtu | FALSE | L | Annual | Emission Floor | lbs/MMBtu | 8.44e-07 | 8.44e-07 | 8.44e-07 | 8.44e-07 | 8.44e-07 | 8.44e-07 | 8.44e-07 | 8.44e-07
AZ Hg Rule - MER Removal Annual v3.1 | 59 | 1513 | MACT Fuel Choice Floor in lbs/MMBtu | FALSE | L | Annual | Emissions at Affected Plants MER | lbs | 137.6253 | 141.5744 | 115.3651 | 103.5561 | 89.4498 | 90.1442 | 91.4906 | 90.1776
AZ Hg Rule - MER Removal Annual v3.1 | 59 | 1513 | MACT Fuel Choice Floor in lbs/MMBtu | FALSE | L | Annual | Allowances Purchased MER | lbs | 0 | 0 | 0 | 0 | 0 | 0 | 0 | 0
AZ Hg Rule - MER Removal Annual v3.1 | 59 | 1513 | MACT Fuel Choice Floor in lbs/MMBtu | FALSE | L | Annual | Allowances Sold MER | lbs | 0 | 0 | 0 | 0 | 0 | 0 | 0 | 0
AZ Hg Rule - MER Removal Annual v3.1 | 59 | 1513 | MACT Fuel Choice Floor in lbs/MMBtu | FALSE | L | Annual | Allowances Banked | lbs | 0 | 0 | 0 | 0 | 0 | 0 | 0 | 0
AZ Hg Rule - MER Removal Annual v3.1 | 59 | 1513 | MACT Fuel Choice Floor in lbs/MMBtu | FALSE | L | Annual | Allowances Withdrawn (1:1) | lbs | 0 | 0 | 0 | 0 | 0 | 0 | 0 | 0
AZ Hg Rule - MER Removal Annual v3.1 | 59 | 1513 | MACT Fuel Choice Floor in lbs/MMBtu | FALSE | L | Annual | Allowances Withdrawn (n:1) | lbs | 0 | 0 | 0 | 0 | 0 | 0 | 0 | 0
AZ Hg Rule - MER Removal Annual v3.1 | 59 | 1513 | MACT Fuel Choice Floor in lbs/MMBtu | FALSE | L | Annual | Net Emissions Allowance Position | lbs | 137.6253 | 141.5744 | 115.3651 | 103.5561 | 89.4498 | 90.1442 | 91.4906 | 90.1776
AZ Hg Rule - MER Removal Annual v3.1 | 59 | 1513 | MACT Fuel Choice Floor in lbs/MMBtu | FALSE | L | Annual | Fuel Consumed | TBtu | 166.5587 | 171.8671 | 141.5514 | 122.8 | 107.2923 | 108.5297 | 110.9292 | 108.5893
AZ Hg Rule - MER Removal Annual v3.1 | 59 | 1513 | MACT Fuel Choice Floor in lbs/MMBtu | FALSE | L | Annual | Rate | lb/MMBtu | 8.2629e-07 | 8.2374e-07 | 8.15e-07 | 8.4329e-07 | 8.337e-07 | 8.3059e-07 | 8.2477e-07 | 8.3045e-07
AZ Hg Rule - MER Removal Annual v3.1 | 59 | 1513 | MACT Fuel Choice Floor in lbs/MMBtu | FALSE | L | Annual | Generation | TWh | 15.8079 | 16.3015 | 13.5861 | 11.8262 | 10.2921 | 10.4008 | 10.6116 | 10.4061
AZ Hg Rule - MER Removal Annual v3.1 | 59 | 1513 | MACT Fuel Choice Floor in lbs/MMBtu | FALSE | L | Annual | Qualifying Generation | TWh | 15.8079 | 16.3015 | 13.5861 | 11.8262 | 10.2921 | 10.4008 | 10.6116 | 10.4061
AZ Hg Rule - MER Removal Annual v3.1 | 59 | 1513 | MACT Fuel Choice Floor in lbs/MMBtu | FALSE | L | Annual | Constraint Shadow Price | US2016$/Lb | 0 | 0 | 0 | 0 | 0 | 0 | 0 | 0
BART NOX Annual- Antelope Valley 1- v5.16 | 60 | 6656 | Rate Constraint in lbs/MMBtu | FALSE | L | Annual | Seasons Included | Seasons | Winter, WintShld, Summer | Winter, WintShld, Summer | Winter, WintShld, Summer | Winter, WintShld, Summer | Winter, WintShld, Summer | Winter, WintShld, Summer | Winter, WintShld, Summer | Winter, WintShld, Summer
BART NOX Annual- Antelope Valley 1- v5.16 | 60 | 6656 | Rate Constraint in lbs/MMBtu | FALSE | L | Annual | Standard NOX | lb/MMBtu | 0.17 | 0.17 | 0.17 | 0.17 | 0.17 | 0.17 | 0.17 | 0.17
BART NOX Annual- Antelope Valley 1- v5.16 | 60 | 6656 | Rate Constraint in lbs/MMBtu | FALSE | L | Annual | Emissions at Affected Plants NOX | Thousand Tons | 2.0453 | 2.0453 | 2.0453 | 2.0453 | 2.0453 | 2.0453 | 2.0453 | 2.0453
BART NOX Annual- Antelope Valley 1- v5.16 | 60 | 6656 | Rate Constraint in lbs/MMBtu | FALSE | L | Annual | Allowances Purchased NOX | Thousand Tons | 0 | 0 | 0 | 0 | 0 | 0 | 0 | 0
BART NOX Annual- Antelope Valley 1- v5.16 | 60 | 6656 | Rate Constraint in lbs/MMBtu | FALSE | L | Annual | Allowances Sold NOX | Thousand Tons | 0 | 0 | 0 | 0 | 0 | 0 | 0 | 0
BART NOX Annual- Antelope Valley 1- v5.16 | 60 | 6656 | Rate Constraint in lbs/MMBtu | FALSE | L | Annual | Allowances Banked | Thousand Tons | 0 | 0 | 0 | 0 | 0 | 0 | 0 | 0
BART NOX Annual- Antelope Valley 1- v5.16 | 60 | 6656 | Rate Constraint in lbs/MMBtu | FALSE | L | Annual | Allowances Withdrawn (1:1) | Thousand Tons | 0 | 0 | 0 | 0 | 0 | 0 | 0 | 0
BART NOX Annual- Antelope Valley 1- v5.16 | 60 | 6656 | Rate Constraint in lbs/MMBtu | FALSE | L | Annual | Allowances Withdrawn (n:1) | Thousand Tons | 0 | 0 | 0 | 0 | 0 | 0 | 0 | 0
BART NOX Annual- Antelope Valley 1- v5.16 | 60 | 6656 | Rate Constraint in lbs/MMBtu | FALSE | L | Annual | Net Emissions Allowance Position | Thousand Tons | 2.0453 | 2.0453 | 2.0453 | 2.0453 | 2.0453 | 2.0453 | 2.0453 | 2.0453
BART NOX Annual- Antelope Valley 1- v5.16 | 60 | 6656 | Rate Constraint in lbs/MMBtu | FALSE | L | Annual | Fuel Consumed | TBtu | 37.3032 | 37.3032 | 37.3032 | 37.3032 | 37.3032 | 37.3032 | 37.3032 | 37.3032
BART NOX Annual- Antelope Valley 1- v5.16 | 60 | 6656 | Rate Constraint in lbs/MMBtu | FALSE | L | Annual | Rate | lb/MMBtu | 0.10966 | 0.10966 | 0.10966 | 0.10966 | 0.10966 | 0.10966 | 0.10966 | 0.10966
BART NOX Annual- Antelope Valley 1- v5.16 | 60 | 6656 | Rate Constraint in lbs/MMBtu | FALSE | L | Annual | Generation | TWh | 3.305 | 3.305 | 3.305 | 3.305 | 3.305 | 3.305 | 3.305 | 3.305
BART NOX Annual- Antelope Valley 1- v5.16 | 60 | 6656 | Rate Constraint in lbs/MMBtu | FALSE | L | Annual | Qualifying Generation | TWh | 3.305 | 3.305 | 3.305 | 3.305 | 3.305 | 3.305 | 3.305 | 3.305
BART NOX Annual- Antelope Valley 1- v5.16 | 60 | 6656 | Rate Constraint in lbs/MMBtu | FALSE | L | Annual | Rate | lb/MWh | 1.2377 | 1.2377 | 1.2377 | 1.2377 | 1.2377 | 1.2377 | 1.2377 | 1.2377
BART NOX Annual- Antelope Valley 1- v5.16 | 60 | 6656 | Rate Constraint in lbs/MMBtu | FALSE | L | Annual | Constraint Shadow Price | US2016$/Ton | 0 | 0 | 0 | 0 | 0 | 0 | 0 | 0
BART NOX Annual- Antelope Valley 2- v5.16 | 61 | 6657 | Rate Constraint in lbs/MMBtu | FALSE | L | Annual | Seasons Included | Seasons | Winter, WintShld, Summer | Winter, WintShld, Summer | Winter, WintShld, Summer | Winter, WintShld, Summer | Winter, WintShld, Summer | Winter, WintShld, Summer | Winter, WintShld, Summer | Winter, WintShld, Summer
BART NOX Annual- Antelope Valley 2- v5.16 | 61 | 6657 | Rate Constraint in lbs/MMBtu | FALSE | L | Annual | Standard NOX | lb/MMBtu | 0.17 | 0.17 | 0.17 | 0.17 | 0.17 | 0.17 | 0.17 | 0.17
BART NOX Annual- Antelope Valley 2- v5.16 | 61 | 6657 | Rate Constraint in lbs/MMBtu | FALSE | L | Annual | Emissions at Affected Plants NOX | Thousand Tons | 2.0168 | 2.0168 | 2.0168 | 2.0168 | 2.0168 | 2.0168 | 2.0168 | 2.0168
BART NOX Annual- Antelope Valley 2- v5.16 | 61 | 6657 | Rate Constraint in lbs/MMBtu | FALSE | L | Annual | Allowances Purchased NOX | Thousand Tons | 0 | 0 | 0 | 0 | 0 | 0 | 0 | 0
BART NOX Annual- Antelope Valley 2- v5.16 | 61 | 6657 | Rate Constraint in lbs/MMBtu | FALSE | L | Annual | Allowances Sold NOX | Thousand Tons | 0 | 0 | 0 | 0 | 0 | 0 | 0 | 0
BART NOX Annual- Antelope Valley 2- v5.16 | 61 | 6657 | Rate Constraint in lbs/MMBtu | FALSE | L | Annual | Allowances Banked | Thousand Tons | 0 | 0 | 0 | 0 | 0 | 0 | 0 | 0
BART NOX Annual- Antelope Valley 2- v5.16 | 61 | 6657 | Rate Constraint in lbs/MMBtu | FALSE | L | Annual | Allowances Withdrawn (1:1) | Thousand Tons | 0 | 0 | 0 | 0 | 0 | 0 | 0 | 0
BART NOX Annual- Antelope Valley 2- v5.16 | 61 | 6657 | Rate Constraint in lbs/MMBtu | FALSE | L | Annual | Allowances Withdrawn (n:1) | Thousand Tons | 0 | 0 | 0 | 0 | 0 | 0 | 0 | 0
BART NOX Annual- Antelope Valley 2- v5.16 | 61 | 6657 | Rate Constraint in lbs/MMBtu | FALSE | L | Annual | Net Emissions Allowance Position | Thousand Tons | 2.0168 | 2.0168 | 2.0168 | 2.0168 | 2.0168 | 2.0168 | 2.0168 | 2.0168
BART NOX Annual- Antelope Valley 2- v5.16 | 61 | 6657 | Rate Constraint in lbs/MMBtu | FALSE | L | Annual | Fuel Consumed | TBtu | 37.0355 | 37.0355 | 37.0355 | 37.0355 | 37.0355 | 37.0355 | 37.0355 | 37.0355
BART NOX Annual- Antelope Valley 2- v5.16 | 61 | 6657 | Rate Constraint in lbs/MMBtu | FALSE | L | Annual | Rate | lb/MMBtu | 0.10891 | 0.10891 | 0.10891 | 0.10891 | 0.10891 | 0.10891 | 0.10891 | 0.10891
BART NOX Annual- Antelope Valley 2- v5.16 | 61 | 6657 | Rate Constraint in lbs/MMBtu | FALSE | L | Annual | Generation | TWh | 3.305 | 3.305 | 3.305 | 3.305 | 3.305 | 3.305 | 3.305 | 3.305
BART NOX Annual- Antelope Valley 2- v5.16 | 61 | 6657 | Rate Constraint in lbs/MMBtu | FALSE | L | Annual | Qualifying Generation | TWh | 3.305 | 3.305 | 3.305 | 3.305 | 3.305 | 3.305 | 3.305 | 3.305
BART NOX Annual- Antelope Valley 2- v5.16 | 61 | 6657 | Rate Constraint in lbs/MMBtu | FALSE | L | Annual | Rate | lb/MWh | 1.2204 | 1.2204 | 1.2204 | 1.2204 | 1.2204 | 1.2204 | 1.2204 | 1.2204
BART NOX Annual- Antelope Valley 2- v5.16 | 61 | 6657 | Rate Constraint in lbs/MMBtu | FALSE | L | Annual | Constraint Shadow Price | US2016$/Ton | 0 | 0 | 0 | 0 | 0 | 0 | 0 | 0
BART NOX Annual- Arthur Kill- v5.16 | 62 | 6661 | Rate Constraint in lbs/MMBtu | FALSE | L | Annual | Seasons Included | Seasons | Winter, WintShld, Summer | Winter, WintShld, Summer | Winter, WintShld, Summer | Winter, WintShld, Summer | Winter, WintShld, Summer | Winter, WintShld, Summer | Winter, WintShld, Summer | Winter, WintShld, Summer
BART NOX Annual- Arthur Kill- v5.16 | 62 | 6661 | Rate Constraint in lbs/MMBtu | FALSE | L | Annual | Standard NOX | lb/MMBtu | 0.15 | 0.15 | 0.15 | 0.15 | 0.15 | 0.15 | 0.15 | 0.15
BART NOX Annual- Arthur Kill- v5.16 | 62 | 6661 | Rate Constraint in lbs/MMBtu | FALSE | L | Annual | Emissions at Affected Plants NOX | Thousand Tons | 0.1445 | 0.1445 | 0.1445 | 0.095688 | 0.070768 | 0.06851 | 0.032477 | 0.03265
BART NOX Annual- Arthur Kill- v5.16 | 62 | 6661 | Rate Constraint in lbs/MMBtu | FALSE | L | Annual | Allowances Purchased NOX | Thousand Tons | 0 | 0 | 0 | 0 | 0 | 0 | 0 | 0
BART NOX Annual- Arthur Kill- v5.16 | 62 | 6661 | Rate Constraint in lbs/MMBtu | FALSE | L | Annual | Allowances Sold NOX | Thousand Tons | 0 | 0 | 0 | 0 | 0 | 0 | 0 | 0
BART NOX Annual- Arthur Kill- v5.16 | 62 | 6661 | Rate Constraint in lbs/MMBtu | FALSE | L | Annual | Allowances Banked | Thousand Tons | 0 | 0 | 0 | 0 | 0 | 0 | 0 | 0
BART NOX Annual- Arthur Kill- v5.16 | 62 | 6661 | Rate Constraint in lbs/MMBtu | FALSE | L | Annual | Allowances Withdrawn (1:1) | Thousand Tons | 0 | 0 | 0 | 0 | 0 | 0 | 0 | 0
BART NOX Annual- Arthur Kill- v5.16 | 62 | 6661 | Rate Constraint in lbs/MMBtu | FALSE | L | Annual | Allowances Withdrawn (n:1) | Thousand Tons | 0 | 0 | 0 | 0 | 0 | 0 | 0 | 0
BART NOX Annual- Arthur Kill- v5.16 | 62 | 6661 | Rate Constraint in lbs/MMBtu | FALSE | L | Annual | Net Emissions Allowance Position | Thousand Tons | 0.1445 | 0.1445 | 0.1445 | 0.095688 | 0.070768 | 0.06851 | 0.032477 | 0.03265
BART NOX Annual- Arthur Kill- v5.16 | 62 | 6661 | Rate Constraint in lbs/MMBtu | FALSE | L | Annual | Fuel Consumed | TBtu | 3.707 | 3.707 | 3.707 | 2.4548 | 1.8155 | 1.7576 | 0.83317 | 0.83761
BART NOX Annual- Arthur Kill- v5.16 | 62 | 6661 | Rate Constraint in lbs/MMBtu | FALSE | L | Annual | Rate | lb/MMBtu | 0.07796 | 0.07796 | 0.07796 | 0.07796 | 0.07796 | 0.07796 | 0.07796 | 0.07796
BART NOX Annual- Arthur Kill- v5.16 | 62 | 6661 | Rate Constraint in lbs/MMBtu | FALSE | L | Annual | Generation | TWh | 0.33697 | 0.33697 | 0.33697 | 0.22314 | 0.16503 | 0.15977 | 0.075736 | 0.07614
BART NOX Annual- Arthur Kill- v5.16 | 62 | 6661 | Rate Constraint in lbs/MMBtu | FALSE | L | Annual | Qualifying Generation | TWh | 0.33697 | 0.33697 | 0.33697 | 0.22314 | 0.16503 | 0.15977 | 0.075736 | 0.07614
BART NOX Annual- Arthur Kill- v5.16 | 62 | 6661 | Rate Constraint in lbs/MMBtu | FALSE | L | Annual | Rate | lb/MWh | 0.85764 | 0.85764 | 0.85764 | 0.85764 | 0.85764 | 0.85764 | 0.85764 | 0.85764
BART NOX Annual- Arthur Kill- v5.16 | 62 | 6661 | Rate Constraint in lbs/MMBtu | FALSE | L | Annual | Constraint Shadow Price | US2016$/Ton | 0 | 0 | 0 | 0 | 0 | 0 | 0 | 0
BART NOX Annual- B L England 2- v5.16 | 63 | 6663 | Rate Constraint in lbs/MMBtu | FALSE | L | Annual | Seasons Included | Seasons | Winter, WintShld, Summer | Winter, WintShld, Summer | Winter, WintShld, Summer | Winter, WintShld, Summer | Winter, WintShld, Summer | Winter, WintShld, Summer | Winter, WintShld, Summer | Winter, WintShld, Summer
BART NOX Annual- B L England 2- v5.16 | 63 | 6663 | Rate Constraint in lbs/MMBtu | FALSE | L | Annual | Standard NOX | lb/MMBtu | 0.1 | 0.1 | 0.1 | 0.1 | 0.1 | 0.1 | 0.1 | 0.1
BART NOX Annual- B L England 2- v5.16 | 63 | 6663 | Rate Constraint in lbs/MMBtu | FALSE | L | Annual | Emissions at Affected Plants NOX | Thousand Tons | 0 | 0 | 0 | 0 | 0 | 0 | 0 | 0
BART NOX Annual- B L England 2- v5.16 | 63 | 6663 | Rate Constraint in lbs/MMBtu | FALSE | L | Annual | Allowances Purchased NOX | Thousand Tons | 0 | 0 | 0 | 0 | 0 | 0 | 0 | 0
BART NOX Annual- B L England 2- v5.16 | 63 | 6663 | Rate Constraint in lbs/MMBtu | FALSE | L | Annual | Allowances Sold NOX | Thousand Tons | 0 | 0 | 0 | 0 | 0 | 0 | 0 | 0
BART NOX Annual- B L England 2- v5.16 | 63 | 6663 | Rate Constraint in lbs/MMBtu | FALSE | L | Annual | Allowances Banked | Thousand Tons | 0 | 0 | 0 | 0 | 0 | 0 | 0 | 0
BART NOX Annual- B L England 2- v5.16 | 63 | 6663 | Rate Constraint in lbs/MMBtu | FALSE | L | Annual | Allowances Withdrawn (1:1) | Thousand Tons | 0 | 0 | 0 | 0 | 0 | 0 | 0 | 0
BART NOX Annual- B L England 2- v5.16 | 63 | 6663 | Rate Constraint in lbs/MMBtu | FALSE | L | Annual | Allowances Withdrawn (n:1) | Thousand Tons | 0 | 0 | 0 | 0 | 0 | 0 | 0 | 0
BART NOX Annual- B L England 2- v5.16 | 63 | 6663 | Rate Constraint in lbs/MMBtu | FALSE | L | Annual | Net Emissions Allowance Position | Thousand Tons | 0 | 0 | 0 | 0 | 0 | 0 | 0 | 0
BART NOX Annual- B L England 2- v5.16 | 63 | 6663 | Rate Constraint in lbs/MMBtu | FALSE | L | Annual | Fuel Consumed | TBtu | 0 | 0 | 0 | 0 | 0 | 0 | 0 | 0
BART NOX Annual- B L England 2- v5.16 | 63 | 6663 | Rate Constraint in lbs/MMBtu | FALSE | L | Annual | Rate | lb/MMBtu | 0 | 0 | 0 | 0 | 0 | 0 | 0 | 0
BART NOX Annual- B L England 2- v5.16 | 63 | 6663 | Rate Constraint in lbs/MMBtu | FALSE | L | Annual | Generation | TWh | 0 | 0 | 0 | 0 | 0 | 0 | 0 | 0
BART NOX Annual- B L England 2- v5.16 | 63 | 6663 | Rate Constraint in lbs/MMBtu | FALSE | L | Annual | Qualifying Generation | TWh | 0 | 0 | 0 | 0 | 0 | 0 | 0 | 0
BART NOX Annual- B L England 2- v5.16 | 63 | 6663 | Rate Constraint in lbs/MMBtu | FALSE | L | Annual | Rate | lb/MWh | 0 | 0 | 0 | 0 | 0 | 0 | 0 | 0
BART NOX Annual- B L England 2- v5.16 | 63 | 6663 | Rate Constraint in lbs/MMBtu | FALSE | L | Annual | Constraint Shadow Price | US2016$/Ton | 0 | 0 | 0 | 0 | 0 | 0 | 0 | 0
BART NOX Annual- Big Stone 1- v5.16 | 64 | 6689 | Rate Constraint in lbs/MMBtu | FALSE | L | Annual | Seasons Included | Seasons | Winter, WintShld, Summer | Winter, WintShld, Summer | Winter, WintShld, Summer | Winter, WintShld, Summer | Winter, WintShld, Summer | Winter, WintShld, Summer | Winter, WintShld, Summer | Winter, WintShld, Summer
BART NOX Annual- Big Stone 1- v5.16 | 64 | 6689 | Rate Constraint in lbs/MMBtu | FALSE | L | Annual | Standard NOX | lb/MMBtu | 0.1 | 0.1 | 0.1 | 0.1 | 0.1 | 0.1 | 0.1 | 0.1
BART NOX Annual- Big Stone 1- v5.16 | 64 | 6689 | Rate Constraint in lbs/MMBtu | FALSE | L | Annual | Emissions at Affected Plants NOX | Thousand Tons | 0.54079 | 0.61551 | 0.65405 | 0.7265 | 0.76531 | 0.952 | 0.952 | 0.82721
BART NOX Annual- Big Stone 1- v5.16 | 64 | 6689 | Rate Constraint in lbs/MMBtu | FALSE | L | Annual | Allowances Purchased NOX | Thousand Tons | 0 | 0 | 0 | 0 | 0 | 0 | 0 | 0
BART NOX Annual- Big Stone 1- v5.16 | 64 | 6689 | Rate Constraint in lbs/MMBtu | FALSE | L | Annual | Allowances Sold NOX | Thousand Tons | 0 | 0 | 0 | 0 | 0 | 0 | 0 | 0
BART NOX Annual- Big Stone 1- v5.16 | 64 | 6689 | Rate Constraint in lbs/MMBtu | FALSE | L | Annual | Allowances Banked | Thousand Tons | 0 | 0 | 0 | 0 | 0 | 0 | 0 | 0
BART NOX Annual- Big Stone 1- v5.16 | 64 | 6689 | Rate Constraint in lbs/MMBtu | FALSE | L | Annual | Allowances Withdrawn (1:1) | Thousand Tons | 0 | 0 | 0 | 0 | 0 | 0 | 0 | 0
BART NOX Annual- Big Stone 1- v5.16 | 64 | 6689 | Rate Constraint in lbs/MMBtu | FALSE | L | Annual | Allowances Withdrawn (n:1) | Thousand Tons | 0 | 0 | 0 | 0 | 0 | 0 | 0 | 0
BART NOX Annual- Big Stone 1- v5.16 | 64 | 6689 | Rate Constraint in lbs/MMBtu | FALSE | L | Annual | Net Emissions Allowance Position | Thousand Tons | 0.54079 | 0.61551 | 0.65405 | 0.7265 | 0.76531 | 0.952 | 0.952 | 0.82721
BART NOX Annual- Big Stone 1- v5.16 | 64 | 6689 | Rate Constraint in lbs/MMBtu | FALSE | L | Annual | Fuel Consumed | TBtu | 13.0264 | 14.8261 | 15.7545 | 17.4997 | 18.4345 | 22.9316 | 22.9316 | 19.9255
BART NOX Annual- Big Stone 1- v5.16 | 64 | 6689 | Rate Constraint in lbs/MMBtu | FALSE | L | Annual | Rate | lb/MMBtu | 0.08303 | 0.08303 | 0.08303 | 0.08303 | 0.08303 | 0.08303 | 0.08303 | 0.08303
BART NOX Annual- Big Stone 1- v5.16 | 64 | 6689 | Rate Constraint in lbs/MMBtu | FALSE | L | Annual | Generation | TWh | 1.1921 | 1.3568 | 1.4418 | 1.6015 | 1.6871 | 2.0986 | 2.0986 | 1.8235
BART NOX Annual- Big Stone 1- v5.16 | 64 | 6689 | Rate Constraint in lbs/MMBtu | FALSE | L | Annual | Qualifying Generation | TWh | 1.1921 | 1.3568 | 1.4418 | 1.6015 | 1.6871 | 2.0986 | 2.0986 | 1.8235
BART NOX Annual- Big Stone 1- v5.16 | 64 | 6689 | Rate Constraint in lbs/MMBtu | FALSE | L | Annual | Rate | lb/MWh | 0.90727 | 0.90727 | 0.90727 | 0.90727 | 0.90727 | 0.90727 | 0.90727 | 0.90727
BART NOX Annual- Big Stone 1- v5.16 | 64 | 6689 | Rate Constraint in lbs/MMBtu | FALSE | L | Annual | Constraint Shadow Price | US2016$/Ton | 0 | 0 | 0 | 0 | 0 | 0 | 0 | 0
BART NOX Annual- Bowline Point 1- v6.17 | 65 | 6994 | Rate Constraint in lbs/MMBtu | FALSE | L | Annual | Seasons Included | Seasons | Winter, WintShld, Summer | Winter, WintShld, Summer | Winter, WintShld, Summer | Winter, WintShld, Summer | Winter, WintShld, Summer | Winter, WintShld, Summer | Winter, WintShld, Summer | Winter, WintShld, Summer
BART NOX Annual- Bowline Point 1- v6.17 | 65 | 6994 | Rate Constraint in lbs/MMBtu | FALSE | L | Annual | Standard NOX | lb/MMBtu | 0.15 | 0.15 | 0.15 | 0.15 | 0.15 | 0.15 | 0.15 | 0.15
BART NOX Annual- Bowline Point 1- v6.17 | 65 | 6994 | Rate Constraint in lbs/MMBtu | FALSE | L | Annual | Emissions at Affected Plants NOX | Thousand Tons | 0.038302 | 0.038404 | 0.038295 | 0.042124 | 0.042062 | 0.041059 | 0.039641 | 0.042081
BART NOX Annual- Bowline Point 1- v6.17 | 65 | 6994 | Rate Constraint in lbs/MMBtu | FALSE | L | Annual | Allowances Purchased NOX | Thousand Tons | 0 | 0 | 0 | 0 | 0 | 0 | 0 | 0
BART NOX Annual- Bowline Point 1- v6.17 | 65 | 6994 | Rate Constraint in lbs/MMBtu | FALSE | L | Annual | Allowances Sold NOX | Thousand Tons | 0 | 0 | 0 | 0 | 0 | 0 | 0 | 0
BART NOX Annual- Bowline Point 1- v6.17 | 65 | 6994 | Rate Constraint in lbs/MMBtu | FALSE | L | Annual | Allowances Banked | Thousand Tons | 0 | 0 | 0 | 0 | 0 | 0 | 0 | 0
BART NOX Annual- Bowline Point 1- v6.17 | 65 | 6994 | Rate Constraint in lbs/MMBtu | FALSE | L | Annual | Allowances Withdrawn (1:1) | Thousand Tons | 0 | 0 | 0 | 0 | 0 | 0 | 0 | 0
BART NOX Annual- Bowline Point 1- v6.17 | 65 | 6994 | Rate Constraint in lbs/MMBtu | FALSE | L | Annual | Allowances Withdrawn (n:1) | Thousand Tons | 0 | 0 | 0 | 0 | 0 | 0 | 0 | 0
BART NOX Annual- Bowline Point 1- v6.17 | 65 | 6994 | Rate Constraint in lbs/MMBtu | FALSE | L | Annual | Net Emissions Allowance Position | Thousand Tons | 0.038302 | 0.038404 | 0.038295 | 0.042124 | 0.042062 | 0.041059 | 0.039641 | 0.042081
BART NOX Annual- Bowline Point 1- v6.17 | 65 | 6994 | Rate Constraint in lbs/MMBtu | FALSE | L | Annual | Fuel Consumed | TBtu | 0.95756 | 0.9601 | 0.95738 | 1.0531 | 1.0515 | 1.0265 | 0.99101 | 1.052
BART NOX Annual- Bowline Point 1- v6.17 | 65 | 6994 | Rate Constraint in lbs/MMBtu | FALSE | L | Annual | Rate | lb/MMBtu | 0.08 | 0.08 | 0.08 | 0.08 | 0.08 | 0.08 | 0.08 | 0.08
BART NOX Annual- Bowline Point 1- v6.17 | 65 | 6994 | Rate Constraint in lbs/MMBtu | FALSE | L | Annual | Generation | TWh | 0.087304 | 0.087536 | 0.087289 | 0.096017 | 0.095874 | 0.093589 | 0.090355 | 0.095918
BART NOX Annual- Bowline Point 1- v6.17 | 65 | 6994 | Rate Constraint in lbs/MMBtu | FALSE | L | Annual | Qualifying Generation | TWh | 0.087304 | 0.087536 | 0.087289 | 0.096017 | 0.095874 | 0.093589 | 0.090355 | 0.095918
BART NOX Annual- Bowline Point 1- v6.17 | 65 | 6994 | Rate Constraint in lbs/MMBtu | FALSE | L | Annual | Rate | lb/MWh | 0.87744 | 0.87744 | 0.87744 | 0.87744 | 0.87744 | 0.87744 | 0.87744 | 0.87744
BART NOX Annual- Bowline Point 1- v6.17 | 65 | 6994 | Rate Constraint in lbs/MMBtu | FALSE | L | Annual | Constraint Shadow Price | US2016$/Ton | 0 | 0 | 0 | 0 | 0 | 0 | 0 | 0
BART NOX Annual- Bowline Point 2- v6.17 | 66 | 6995 | Rate Constraint in lbs/MMBtu | FALSE | L | Annual | Seasons Included | Seasons | Winter, WintShld, Summer | Winter, WintShld, Summer | Winter, WintShld, Summer | Winter, WintShld, Summer | Winter, WintShld, Summer | Winter, WintShld, Summer | Winter, WintShld, Summer | Winter, WintShld, Summer
BART NOX Annual- Bowline Point 2- v6.17 | 66 | 6995 | Rate Constraint in lbs/MMBtu | FALSE | L | Annual | Standard NOX | lb/MMBtu | 0.15 | 0.15 | 0.15 | 0.15 | 0.15 | 0.15 | 0.15 | 0.15
BART NOX Annual- Bowline Point 2- v6.17 | 66 | 6995 | Rate Constraint in lbs/MMBtu | FALSE | L | Annual | Emissions at Affected Plants NOX | Thousand Tons | 0.041195 | 0.041195 | 0.041195 | 0.0081039 | 0.0081039 | 0.0081039 | 0.0081039 | 0.0081039
BART NOX Annual- Bowline Point 2- v6.17 | 66 | 6995 | Rate Constraint in lbs/MMBtu | FALSE | L | Annual | Allowances Purchased NOX | Thousand Tons | 0 | 0 | 0 | 0 | 0 | 0 | 0 | 0
BART NOX Annual- Bowline Point 2- v6.17 | 66 | 6995 | Rate Constraint in lbs/MMBtu | FALSE | L | Annual | Allowances Sold NOX | Thousand Tons | 0 | 0 | 0 | 0 | 0 | 0 | 0 | 0
BART NOX Annual- Bowline Point 2- v6.17 | 66 | 6995 | Rate Constraint in lbs/MMBtu | FALSE | L | Annual | Allowances Banked | Thousand Tons | 0 | 0 | 0 | 0 | 0 | 0 | 0 | 0
BART NOX Annual- Bowline Point 2- v6.17 | 66 | 6995 | Rate Constraint in lbs/MMBtu | FALSE | L | Annual | Allowances Withdrawn (1:1) | Thousand Tons | 0 | 0 | 0 | 0 | 0 | 0 | 0 | 0
BART NOX Annual- Bowline Point 2- v6.17 | 66 | 6995 | Rate Constraint in lbs/MMBtu | FALSE | L | Annual | Allowances Withdrawn (n:1) | Thousand Tons | 0 | 0 | 0 | 0 | 0 | 0 | 0 | 0
BART NOX Annual- Bowline Point 2- v6.17 | 66 | 6995 | Rate Constraint in lbs/MMBtu | FALSE | L | Annual | Net Emissions Allowance Position | Thousand Tons | 0.041195 | 0.041195 | 0.041195 | 0.0081039 | 0.0081039 | 0.0081039 | 0.0081039 | 0.0081039
BART NOX Annual- Bowline Point 2- v6.17 | 66 | 6995 | Rate Constraint in lbs/MMBtu | FALSE | L | Annual | Fuel Consumed | TBtu | 1.0299 | 1.0299 | 1.0299 | 0.2026 | 0.2026 | 0.2026 | 0.2026 | 0.2026
BART NOX Annual- Bowline Point 2- v6.17 | 66 | 6995 | Rate Constraint in lbs/MMBtu | FALSE | L | Annual | Rate | lb/MMBtu | 0.08 | 0.08 | 0.08 | 0.08 | 0.08 | 0.08 | 0.08 | 0.08
BART NOX Annual- Bowline Point 2- v6.17 | 66 | 6995 | Rate Constraint in lbs/MMBtu | FALSE | L | Annual | Generation | TWh | 0.08491 | 0.08491 | 0.08491 | 0.016704 | 0.016704 | 0.016704 | 0.016704 | 0.016704
BART NOX Annual- Bowline Point 2- v6.17 | 66 | 6995 | Rate Constraint in lbs/MMBtu | FALSE | L | Annual | Qualifying Generation | TWh | 0.08491 | 0.08491 | 0.08491 | 0.016704 | 0.016704 | 0.016704 | 0.016704 | 0.016704
BART NOX Annual- Bowline Point 2- v6.17 | 66 | 6995 | Rate Constraint in lbs/MMBtu | FALSE | L | Annual | Rate | lb/MWh | 0.97032 | 0.97032 | 0.97032 | 0.97032 | 0.97032 | 0.97032 | 0.97032 | 0.97032
BART NOX Annual- Bowline Point 2- v6.17 | 66 | 6995 | Rate Constraint in lbs/MMBtu | FALSE | L | Annual | Constraint Shadow Price | US2016$/Ton | 0 | 0 | 0 | 0 | 0 | 0 | 0 | 0
BART NOX Annual- Coronado U2B- v5.16 | 67 | 6658 | Rate Constraint in lbs/MMBtu | FALSE | L | Annual | Seasons Included | Seasons | Winter, WintShld, Summer | Winter, WintShld, Summer | Winter, WintShld, Summer | Winter, WintShld, Summer | Winter, WintShld, Summer | Winter, WintShld, Summer | Winter, WintShld, Summer | Winter, WintShld, Summer
BART NOX Annual- Coronado U2B- v5.16 | 67 | 6658 | Rate Constraint in lbs/MMBtu | FALSE | L | Annual | Standard NOX | lb/MMBtu | 0.08 | 0.08 | 0.08 | 0.08 | 0.08 | 0.08 | 0.08 | 0.08
BART NOX Annual- Coronado U2B- v5.16 | 67 | 6658 | Rate Constraint in lbs/MMBtu | FALSE | L | Annual | Emissions at Affected Plants NOX | Thousand Tons | 0.7499 | 0.82524 | 0.82524 | 0.55933 | 0.55933 | 0.55933 | 0.55933 | 0.55933
BART NOX Annual- Coronado U2B- v5.16 | 67 | 6658 | Rate Constraint in lbs/MMBtu | FALSE | L | Annual | Allowances Purchased NOX | Thousand Tons | 0 | 0 | 0 | 0 | 0 | 0 | 0 | 0
BART NOX Annual- Coronado U2B- v5.16 | 67 | 6658 | Rate Constraint in lbs/MMBtu | FALSE | L | Annual | Allowances Sold NOX | Thousand Tons | 0 | 0 | 0 | 0 | 0 | 0 | 0 | 0
BART NOX Annual- Coronado U2B- v5.16 | 67 | 6658 | Rate Constraint in lbs/MMBtu | FALSE | L | Annual | Allowances Banked | Thousand Tons | 0 | 0 | 0 | 0 | 0 | 0 | 0 | 0
BART NOX Annual- Coronado U2B- v5.16 | 67 | 6658 | Rate Constraint in lbs/MMBtu | FALSE | L | Annual | Allowances Withdrawn (1:1) | Thousand Tons | 0 | 0 | 0 | 0 | 0 | 0 | 0 | 0
BART NOX Annual- Coronado U2B- v5.16 | 67 | 6658 | Rate Constraint in lbs/MMBtu | FALSE | L | Annual | Allowances Withdrawn (n:1) | Thousand Tons | 0 | 0 | 0 | 0 | 0 | 0 | 0 | 0
BART NOX Annual- Coronado U2B- v5.16 | 67 | 6658 | Rate Constraint in lbs/MMBtu | FALSE | L | Annual | Net Emissions Allowance Position | Thousand Tons | 0.7499 | 0.82524 | 0.82524 | 0.55933 | 0.55933 | 0.55933 | 0.55933 | 0.55933
BART NOX Annual- Coronado U2B- v5.16 | 67 | 6658 | Rate Constraint in lbs/MMBtu | FALSE | L | Annual | Fuel Consumed | TBtu | 26.7105 | 29.3942 | 29.3942 | 19.9226 | 19.9226 | 19.9226 | 19.9226 | 19.9226
BART NOX Annual- Coronado U2B- v5.16 | 67 | 6658 | Rate Constraint in lbs/MMBtu | FALSE | L | Annual | Rate | lb/MMBtu | 0.05615 | 0.05615 | 0.05615 | 0.05615 | 0.05615 | 0.05615 | 0.05615 | 0.05615
BART NOX Annual- Coronado U2B- v5.16 | 67 | 6658 | Rate Constraint in lbs/MMBtu | FALSE | L | Annual | Generation | TWh | 2.4907 | 2.741 | 2.741 | 1.8578 | 1.8578 | 1.8578 | 1.8578 | 1.8578
BART NOX Annual- Coronado U2B- v5.16 | 67 | 6658 | Rate Constraint in lbs/MMBtu | FALSE | L | Annual | Qualifying Generation | TWh | 2.4907 | 2.741 | 2.741 | 1.8578 | 1.8578 | 1.8578 | 1.8578 | 1.8578
BART NOX Annual- Coronado U2B- v5.16 | 67 | 6658 | Rate Constraint in lbs/MMBtu | FALSE | L | Annual | Rate | lb/MWh | 0.60215 | 0.60215 | 0.60215 | 0.60215 | 0.60215 | 0.60215 | 0.60215 | 0.60215
BART NOX Annual- Coronado U2B- v5.16 | 67 | 6658 | Rate Constraint in lbs/MMBtu | FALSE | L | Annual | Constraint Shadow Price | US2016$/Ton | 0 | 0 | 0 | 0 | 0 | 0 | 0 | 0
BART NOX Annual- Danskammer 4- v6.17 | 68 | 7005 | Rate Constraint in lbs/MMBtu | FALSE | L | Annual | Seasons Included | Seasons | Winter, WintShld, Summer | Winter, WintShld, Summer | Winter, WintShld, Summer | Winter, WintShld, Summer | Winter, WintShld, Summer | Winter, WintShld, Summer | Winter, WintShld, Summer | Winter, WintShld, Summer
BART NOX Annual- Danskammer 4- v6.17 | 68 | 7005 | Rate Constraint in lbs/MMBtu | FALSE | L | Annual | Standard NOX | lb/MMBtu | 0.12 | 0.12 | 0.12 | 0.12 | 0.12 | 0.12 | 0.12 | 0.12
BART NOX Annual- Danskammer 4- v6.17 | 68 | 7005 | Rate Constraint in lbs/MMBtu | FALSE | L | Annual | Emissions at Affected Plants NOX | Thousand Tons | 0.015401 | 0.015401 | 0.015325 | 0.015973 | 0.015325 | 0.015325 | 0.015325 | 0.016912
BART NOX Annual- Danskammer 4- v6.17 | 68 | 7005 | Rate Constraint in lbs/MMBtu | FALSE | L | Annual | Allowances Purchased NOX | Thousand Tons | 0 | 0 | 0 | 0 | 0 | 0 | 0 | 0
BART NOX Annual- Danskammer 4- v6.17 | 68 | 7005 | Rate Constraint in lbs/MMBtu | FALSE | L | Annual | Allowances Sold NOX | Thousand Tons | 0 | 0 | 0 | 0 | 0 | 0 | 0 | 0
BART NOX Annual- Danskammer 4- v6.17 | 68 | 7005 | Rate Constraint in lbs/MMBtu | FALSE | L | Annual | Allowances Banked | Thousand Tons | 0 | 0 | 0 | 0 | 0 | 0 | 0 | 0
BART NOX Annual- Danskammer 4- v6.17 | 68 | 7005 | Rate Constraint in lbs/MMBtu | FALSE | L | Annual | Allowances Withdrawn (1:1) | Thousand Tons | 0 | 0 | 0 | 0 | 0 | 0 | 0 | 0
BART NOX Annual- Danskammer 4- v6.17 | 68 | 7005 | Rate Constraint in lbs/MMBtu | FALSE | L | Annual | Allowances Withdrawn (n:1) | Thousand Tons | 0 | 0 | 0 | 0 | 0 | 0 | 0 | 0
BART NOX Annual- Danskammer 4- v6.17 | 68 | 7005 | Rate Constraint in lbs/MMBtu | FALSE | L | Annual | Net Emissions Allowance Position | Thousand Tons | 0.015401 | 0.015401 | 0.015325 | 0.015973 | 0.015325 | 0.015325 | 0.015325 | 0.016912
BART NOX Annual- Danskammer 4- v6.17 | 68 | 7005 | Rate Constraint in lbs/MMBtu | FALSE | L | Annual | Fuel Consumed | TBtu | 0.38117 | 0.38117 | 0.3793 | 0.39532 | 0.3793 | 0.3793 | 0.3793 | 0.41855
BART NOX Annual- Danskammer 4- v6.17 | 68 | 7005 | Rate Constraint in lbs/MMBtu | FALSE | L | Annual | Rate | lb/MMBtu | 0.08081 | 0.08081 | 0.08081 | 0.08081 | 0.08081 | 0.08081 | 0.08081 | 0.08081
BART NOX Annual- Danskammer 4- v6.17 | 68 | 7005 | Rate Constraint in lbs/MMBtu | FALSE | L | Annual | Generation | TWh | 0.034642 | 0.034642 | 0.034472 | 0.035928 | 0.034472 | 0.034472 | 0.034472 | 0.03804
BART NOX Annual- Danskammer 4- v6.17 | 68 | 7005 | Rate Constraint in lbs/MMBtu | FALSE | L | Annual | Qualifying Generation | TWh | 0.034642 | 0.034642 | 0.034472 | 0.035928 | 0.034472 | 0.034472 | 0.034472 | 0.03804
BART NOX Annual- Danskammer 4- v6.17 | 68 | 7005 | Rate Constraint in lbs/MMBtu | FALSE | L | Annual | Rate | lb/MWh | 0.88915 | 0.88915 | 0.88915 | 0.88915 | 0.88915 | 0.88915 | 0.88915 | 0.88915
BART NOX Annual- Danskammer 4- v6.17 | 68 | 7005 | Rate Constraint in lbs/MMBtu | FALSE | L | Annual | Constraint Shadow Price | US2016$/Ton | 0 | 0 | 0 | 0 | 0 | 0 | 0 | 0
BART NOX Annual- E F Barrett- v5.16 | 69 | 6665 | Rate Constraint in lbs/MMBtu | FALSE | L | Annual | Seasons Included | Seasons | Winter, WintShld, Summer | Winter, WintShld, Summer | Winter, WintShld, Summer | Winter, WintShld, Summer | Winter, WintShld, Summer | Winter, WintShld, Summer | Winter, WintShld, Summer | Winter, WintShld, Summer
BART NOX Annual- E F Barrett- v5.16 | 69 | 6665 | Rate Constraint in lbs/MMBtu | FALSE | L | Annual | Standard NOX | lb/MMBtu | 0.1 | 0.1 | 0.1 | 0.1 | 0.1 | 0.1 | 0.1 | 0.1
BART NOX Annual- E F Barrett- v5.16 | 69 | 6665 | Rate Constraint in lbs/MMBtu | FALSE | L | Annual | Emissions at Affected Plants NOX | Thousand Tons | 0.11347 | 0.11347 | 0.0086578 | 0.0086578 | 0.0086578 | 0.0086578 | 0.0045871 | 0.0086578
BART NOX Annual- E F Barrett- v5.16 | 69 | 6665 | Rate Constraint in lbs/MMBtu | FALSE | L | Annual | Allowances Purchased NOX | Thousand Tons | 0 | 0 | 0 | 0 | 0 | 0 | 0 | 0
BART NOX Annual- E F Barrett- v5.16 | 69 | 6665 | Rate Constraint in lbs/MMBtu | FALSE | L | Annual | Allowances Sold NOX | Thousand Tons | 0 | 0 | 0 | 0 | 0 | 0 | 0 | 0
BART NOX Annual- E F Barrett- v5.16 | 69 | 6665 | Rate Constraint in lbs/MMBtu | FALSE | L | Annual | Allowances Banked | Thousand Tons | 0 | 0 | 0 | 0 | 0 | 0 | 0 | 0
BART NOX Annual- E F Barrett- v5.16 | 69 | 6665 | Rate Constraint in lbs/MMBtu | FALSE | L | Annual | Allowances Withdrawn (1:1) | Thousand Tons | 0 | 0 | 0 | 0 | 0 | 0 | 0 | 0
BART NOX Annual- E F Barrett- v5.16 | 69 | 6665 | Rate Constraint in lbs/MMBtu | FALSE | L | Annual | Allowances Withdrawn (n:1) | Thousand Tons | 0 | 0 | 0 | 0 | 0 | 0 | 0 | 0
BART NOX Annual- E F Barrett- v5.16 | 69 | 6665 | Rate Constraint in lbs/MMBtu | FALSE | L | Annual | Net Emissions Allowance Position | Thousand Tons | 0.11347 | 0.11347 | 0.0086578 | 0.0086578 | 0.0086578 | 0.0086578 | 0.0045871 | 0.0086578
BART NOX Annual- E F Barrett- v5.16 | 69 | 6665 | Rate Constraint in lbs/MMBtu | FALSE | L | Annual | Fuel Consumed | TBtu | 4.4798 | 4.4798 | 0.3418 | 0.3418 | 0.3418 | 0.3418 | 0.18109 | 0.3418
BART NOX Annual- E F Barrett- v5.16 | 69 | 6665 | Rate Constraint in lbs/MMBtu | FALSE | L | Annual | Rate | lb/MMBtu | 0.05066 | 0.05066 | 0.05066 | 0.05066 | 0.05066 | 0.05066 | 0.05066 | 0.05066
BART NOX Annual- E F Barrett- v5.16 | 69 | 6665 | Rate Constraint in lbs/MMBtu | FALSE | L | Annual | Generation | TWh | 0.40359 | 0.40359 | 0.030793 | 0.030793 | 0.030793 | 0.030793 | 0.016315 | 0.030793
BART NOX Annual- E F Barrett- v5.16 | 69 | 6665 | Rate Constraint in lbs/MMBtu | FALSE | L | Annual | Qualifying Generation | TWh | 0.40359 | 0.40359 | 0.030793 | 0.030793 | 0.030793 | 0.030793 | 0.016315 | 0.030793
BART NOX Annual- E F Barrett- v5.16 | 69 | 6665 | Rate Constraint in lbs/MMBtu | FALSE | L | Annual | Rate | lb/MWh | 0.56233 | 0.56233 | 0.56233 | 0.56233 | 0.56233 | 0.56233 | 0.56233 | 0.56233
BART NOX Annual- E F Barrett- v5.16 | 69 | 6665 | Rate Constraint in lbs/MMBtu | FALSE | L | Annual | Constraint Shadow Price | US2016$/Ton | 0 | 0 | 0 | 0 | 0 | 0 | 0 | 0
BART NOX Annual- Hunter 1- v5.16 | 73 | 6691 | Rate Constraint in lbs/MMBtu | FALSE | L | Annual | Seasons Included | Seasons |  | Winter, WintShld, Summer | Winter, WintShld, Summer | Winter, WintShld, Summer | Winter, WintShld, Summer | Winter, WintShld, Summer | Winter, WintShld, Summer | Winter, WintShld, Summer
BART NOX Annual- Hunter 1- v5.16 | 73 | 6691 | Rate Constraint in lbs/MMBtu | FALSE | L | Annual | Standard NOX | lb/MMBtu | 0 | 0.07 | 0.07 | 0.07 | 0.07 | 0.07 | 0.07 | 0.07
BART NOX Annual- Hunter 1- v5.16 | 73 | 6691 | Rate Constraint in lbs/MMBtu | FALSE | L | Annual | Emissions at Affected Plants NOX | Thousand Tons | 0 | 0 | 0 | 0 | 0 | 0 | 0 | 0
BART NOX Annual- Hunter 1- v5.16 | 73 | 6691 | Rate Constraint in lbs/MMBtu | FALSE | L | Annual | Allowances Purchased NOX | Thousand Tons | 0 | 0 | 0 | 0 | 0 | 0 | 0 | 0
BART NOX Annual- Hunter 1- v5.16 | 73 | 6691 | Rate Constraint in lbs/MMBtu | FALSE | L | Annual | Allowances Sold NOX | Thousand Tons | 0 | 0 | 0 | 0 | 0 | 0 | 0 | 0
BART NOX Annual- Hunter 1- v5.16 | 73 | 6691 | Rate Constraint in lbs/MMBtu | FALSE | L | Annual | Allowances Banked | Thousand Tons | 0 | 0 | 0 | 0 | 0 | 0 | 0 | 0
BART NOX Annual- Hunter 1- v5.16 | 73 | 6691 | Rate Constraint in lbs/MMBtu | FALSE | L | Annual | Allowances Withdrawn (1:1) | Thousand Tons | 0 | 0 | 0 | 0 | 0 | 0 | 0 | 0
BART NOX Annual- Hunter 1- v5.16 | 73 | 6691 | Rate Constraint in lbs/MMBtu | FALSE | L | Annual | Allowances Withdrawn (n:1) | Thousand Tons | 0 | 0 | 0 | 0 | 0 | 0 | 0 | 0
BART NOX Annual- Hunter 1- v5.16 | 73 | 6691 | Rate Constraint in lbs/MMBtu | FALSE | L | Annual | Net Emissions Allowance Position | Thousand Tons | 0 | 0 | 0 | 0 | 0 | 0 | 0 | 0
BART NOX Annual- Hunter 1- v5.16 | 73 | 6691 | Rate Constraint in lbs/MMBtu | FALSE | L | Annual | Fuel Consumed | TBtu | 0 | 0 | 0 | 0 | 0 | 0 | 0 | 0
BART NOX Annual- Hunter 1- v5.16 | 73 | 6691 | Rate Constraint in lbs/MMBtu | FALSE | L | Annual | Rate | lb/MMBtu | 0 | 0 | 0 | 0 | 0 | 0 | 0 | 0
BART NOX Annual- Hunter 1- v5.16 | 73 | 6691 | Rate Constraint in lbs/MMBtu | FALSE | L | Annual | Generation | TWh | 0 | 0 | 0 | 0 | 0 | 0 | 0 | 0
BART NOX Annual- Hunter 1- v5.16 | 73 | 6691 | Rate Constraint in lbs/MMBtu | FALSE | L | Annual | Qualifying Generation | TWh | 0 | 0 | 0 | 0 | 0 | 0 | 0 | 0
BART NOX Annual- Hunter 1- v5.16 | 73 | 6691 | Rate Constraint in lbs/MMBtu | FALSE | L | Annual | Rate | lb/MWh | 0 | 0 | 0 | 0 | 0 | 0 | 0 | 0
BART NOX Annual- Hunter 1- v5.16 | 73 | 6691 | Rate Constraint in lbs/MMBtu | FALSE | L | Annual | Constraint Shadow Price | US2016$/Ton | 0 | 74330.1248 | 118049.4746 | 129641.1075 | 145617.5346 | 174923.069 | 96794.9297 | 190570.0834
BART NOX Annual- Hunter 2- v5.16 | 74 | 6692 | Rate Constraint in lbs/MMBtu | FALSE | L | Annual | Seasons Included | Seasons |  | Winter, WintShld, Summer | Winter, WintShld, Summer | Winter, WintShld, Summer | Winter, WintShld, Summer | Winter, WintShld, Summer | Winter, WintShld, Summer | Winter, WintShld, Summer
BART NOX Annual- Hunter 2- v5.16 | 74 | 6692 | Rate Constraint in lbs/MMBtu | FALSE | L | Annual | Standard NOX | lb/MMBtu | 0 | 0.07 | 0.07 | 0.07 | 0.07 | 0.07 | 0.07 | 0.07
BART NOX Annual- Hunter 2- v5.16 | 74 | 6692 | Rate Constraint in lbs/MMBtu | FALSE | L | Annual | Emissions at Affected Plants NOX | Thousand Tons | 0 | 0 | 0 | 0 | 0 | 0 | 0 | 0
BART NOX Annual- Hunter 2- v5.16 | 74 | 6692 | Rate Constraint in lbs/MMBtu | FALSE | L | Annual | Allowances Purchased NOX | Thousand Tons | 0 | 0 | 0 | 0 | 0 | 0 | 0 | 0
BART NOX Annual- Hunter 2- v5.16 | 74 | 6692 | Rate Constraint in lbs/MMBtu | FALSE | L | Annual | Allowances Sold NOX | Thousand Tons | 0 | 0 | 0 | 0 | 0 | 0 | 0 | 0
BART NOX Annual- Hunter 2- v5.16 | 74 | 6692 | Rate Constraint in lbs/MMBtu | FALSE | L | Annual | Allowances Banked | Thousand Tons | 0 | 0 | 0 | 0 | 0 | 0 | 0 | 0
BART NOX Annual- Hunter 2- v5.16 | 74 | 6692 | Rate Constraint in lbs/MMBtu | FALSE | L | Annual | Allowances Withdrawn (1:1) | Thousand Tons | 0 | 0 | 0 | 0 | 0 | 0 | 0 | 0
BART NOX Annual- Hunter 2- v5.16 | 74 | 6692 | Rate Constraint in lbs/MMBtu | FALSE | L | Annual | Allowances Withdrawn (n:1) | Thousand Tons | 0 | 0 | 0 | 0 | 0 | 0 | 0 | 0
BART NOX Annual- Hunter 2- v5.16 | 74 | 6692 | Rate Constraint in lbs/MMBtu | FALSE | L | Annual | Net Emissions Allowance Position | Thousand Tons | 0 | 0 | 0 | 0 | 0 | 0 | 0 | 0
BART NOX Annual- Hunter 2- v5.16 | 74 | 6692 | Rate Constraint in lbs/MMBtu | FALSE | L | Annual | Fuel Consumed | TBtu | 0 | 0 | 0 | 0 | 0 | 0 | 0 | 0
BART NOX Annual- Hunter 2- v5.16 | 74 | 6692 | Rate Constraint in lbs/MMBtu | FALSE | L | Annual | Rate | lb/MMBtu | 0 | 0 | 0 | 0 | 0 | 0 | 0 | 0
BART NOX Annual- Hunter 2- v5.16 | 74 | 6692 | Rate Constraint in lbs/MMBtu | FALSE | L | Annual | Generation | TWh | 0 | 0 | 0 | 0 | 0 | 0 | 0 | 0
BART NOX Annual- Hunter 2- v5.16 | 74 | 6692 | Rate Constraint in lbs/MMBtu | FALSE | L | Annual | Qualifying Generation | TWh | 0 | 0 | 0 | 0 | 0 | 0 | 0 | 0
BART NOX Annual- Hunter 2- v5.16 | 74 | 6692 | Rate Constraint in lbs/MMBtu | FALSE | L | Annual | Rate | lb/MWh | 0 | 0 | 0 | 0 | 0 | 0 | 0 | 0
BART NOX Annual- Hunter 2- v5.16 | 74 | 6692 | Rate Constraint in lbs/MMBtu | FALSE | L | Annual | Constraint Shadow Price | US2016$/Ton | 0 | 74812.9264 | 92862.597 | 98437.9947 | 95473.5344 | 103301.6421 | 178837.1389 | 189829.2425
BART NOX Annual- Huntington 1- v5.16 | 75 | 6693 | Rate Constraint in lbs/MMBtu | FALSE | L | Annual | Seasons Included | Seasons |  | Winter, WintShld, Summer | Winter, WintShld, Summer | Winter, WintShld, Summer | Winter, WintShld, Summer | Winter, WintShld, Summer | Winter, WintShld, Summer | Winter, WintShld, Summer
BART NOX Annual- Huntington 1- v5.16 | 75 | 6693 | Rate Constraint in lbs/MMBtu | FALSE | L | Annual | Standard NOX | lb/MMBtu | 0 | 0.07 | 0.07 | 0.07 | 0.07 | 0.07 | 0.07 | 0.07
BART NOX Annual- Huntington 1- v5.16 | 75 | 6693 | Rate Constraint in lbs/MMBtu | FALSE | L | Annual | Emissions at Affected Plants NOX | Thousand Tons | 0 | 1.164 | 1.164 | 1.164 | 1.164 | 1.164 | 0.82142 | 0.78859
BART NOX Annual- Huntington 1- v5.16 | 75 | 6693 | Rate Constraint in lbs/MMBtu | FALSE | L | Annual | Allowances Purchased NOX | Thousand Tons | 0 | 0 | 0 | 0 | 0 | 0 | 0 | 0
BART NOX Annual- Huntington 1- v5.16 | 75 | 6693 | Rate Constraint in lbs/MMBtu | FALSE | L | Annual | Allowances Sold NOX | Thousand Tons | 0 | 0 | 0 | 0 | 0 | 0 | 0 | 0
BART NOX Annual- Huntington 1- v5.16 | 75 | 6693 | Rate Constraint in lbs/MMBtu | FALSE | L | Annual | Allowances Banked | Thousand Tons | 0 | 0 | 0 | 0 | 0 | 0 | 0 | 0
BART NOX Annual- Huntington 1- v5.16 | 75 | 6693 | Rate Constraint in lbs/MMBtu | FALSE | L | Annual | Allowances Withdrawn (1:1) | Thousand Tons | 0 | 0 | 0 | 0 | 0 | 0 | 0 | 0
BART NOX Annual- Huntington 1- v5.16 | 75 | 6693 | Rate Constraint in lbs/MMBtu | FALSE | L | Annual | Allowances Withdrawn (n:1) | Thousand Tons | 0 | 0 | 0 | 0 | 0 | 0 | 0 | 0
BART NOX Annual- Huntington 1- v5.16 | 75 | 6693 | Rate Constraint in lbs/MMBtu | FALSE | L | Annual | Net Emissions Allowance Position | Thousand Tons | 0 | 1.164 | 1.164 | 1.164 | 1.164 | 1.164 | 0.82142 | 0.78859
BART NOX Annual- Huntington 1- v5.16 | 75 | 6693 | Rate Constraint in lbs/MMBtu | FALSE | L | Annual | Fuel Consumed | TBtu | 0 | 33.2584 | 33.2584 | 33.2584 | 33.2584 | 33.2584 | 23.4692 | 22.531
BART NOX Annual- Huntington 1- v5.16 | 75 | 6693 | Rate Constraint in lbs/MMBtu | FALSE | L | Annual | Rate | lb/MMBtu | 0 | 0.07 | 0.07 | 0.07 | 0.07 | 0.07 | 0.07 | 0.07
BART NOX Annual- Huntington 1- v5.16 | 75 | 6693 | Rate Constraint in lbs/MMBtu | FALSE | L | Annual | Generation | TWh | 0 | 3.2914 | 3.2914 | 3.2914 | 3.2914 | 3.2914 | 2.3226 | 2.2298
BART NOX Annual- Huntington 1- v5.16 | 75 | 6693 | Rate Constraint in lbs/MMBtu | FALSE | L | Annual | Qualifying Generation | TWh | 0 | 3.2914 | 3.2914 | 3.2914 | 3.2914 | 3.2914 | 2.3226 | 2.2298
BART NOX Annual- Huntington 1- v5.16 | 75 | 6693 | Rate Constraint in lbs/MMBtu | FALSE | L | Annual | Rate | lb/MWh | 0 | 0.70733 | 0.70733 | 0.70733 | 0.70733 | 0.70733 | 0.70733 | 0.70733
BART NOX Annual- Huntington 1- v5.16 | 75 | 6693 | Rate Constraint in lbs/MMBtu | FALSE | L | Annual | Constraint Shadow Price | US2016$/Ton | 0 | 82867.907 | 127257.2503 | 138692.9865 | 177156.7051 | 170750.3066 | 211959.9803 | 186447.018
BART NOX Annual- Huntington 2- v5.16 | 76 | 6694 | Rate Constraint in lbs/MMBtu | FALSE | L | Annual | Seasons Included | Seasons |  | Winter, WintShld, Summer | Winter, WintShld, Summer | Winter, WintShld, Summer | Winter, WintShld, Summer | Winter, WintShld, Summer | Winter, WintShld, Summer | Winter, WintShld, Summer
BART NOX Annual- Huntington 2- v5.16 | 76 | 6694 | Rate Constraint in lbs/MMBtu | FALSE | L | Annual | Standard NOX | lb/MMBtu | 0 | 0.07 | 0.07 | 0.07 | 0.07 | 0.07 | 0.07 | 0.07
BART NOX Annual- Huntington 2- v5.16 | 76 | 6694 | Rate Constraint in lbs/MMBtu | FALSE | L | Annual | Emissions at Affected Plants NOX | Thousand Tons | 0 | 0.079366 | 0.079366 | 0.079366 | 0.061838 | 0.053767 | 0.053767 | 0.047666
BART NOX Annual- Huntington 2- v5.16 | 76 | 6694 | Rate Constraint in lbs/MMBtu | FALSE | L | Annual | Allowances Purchased NOX | Thousand Tons | 0 | 0 | 0 | 0 | 0 | 0 | 0 | 0
BART NOX Annual- Huntington 2- v5.16 | 76 | 6694 | Rate Constraint in lbs/MMBtu | FALSE | L | Annual | Allowances Sold NOX | Thousand Tons | 0 | 0 | 0 | 0 | 0 | 0 | 0 | 0
BART NOX Annual- Huntington 2- v5.16 | 76 | 6694 | Rate Constraint in lbs/MMBtu | FALSE | L | Annual | Allowances Banked | Thousand Tons | 0 | 0 | 0 | 0 | 0 | 0 | 0 | 0
BART NOX Annual- Huntington 2- v5.16 | 76 | 6694 | Rate Constraint in lbs/MMBtu | FALSE | L | Annual | Allowances Withdrawn (1:1) | Thousand Tons | 0 | 0 | 0 | 0 | 0 | 0 | 0 | 0
BART NOX Annual- Huntington 2- v5.16 | 76 | 6694 | Rate Constraint in lbs/MMBtu | FALSE | L | Annual | Allowances Withdrawn (n:1) | Thousand Tons | 0 | 0 | 0 | 0 | 0 | 0 | 0 | 0
BART NOX Annual- Huntington 2- v5.16 | 76 | 6694 | Rate Constraint in lbs/MMBtu | FALSE | L | Annual | Net Emissions Allowance Position | Thousand Tons | 0 | 0.079366 | 0.079366 | 0.079366 | 0.061838 | 0.053767 | 0.053767 | 0.047666
BART NOX Annual- Huntington 2- v5.16 | 76 | 6694 | Rate Constraint in lbs/MMBtu | FALSE | L | Annual | Fuel Consumed | TBtu | 0 | 2.2676 | 2.2676 | 2.2676 | 1.7668 | 1.5362 | 1.5362 | 1.3619
BART NOX Annual- Huntington 2- v5.16 | 76 | 6694 | Rate Constraint in lbs/MMBtu | FALSE | L | Annual | Rate | lb/MMBtu | 0 | 0.07 | 0.07 | 0.07 | 0.07 | 0.07 | 0.07 | 0.07
BART NOX Annual- Huntington 2- v5.16 | 76 | 6694 | Rate Constraint in lbs/MMBtu | FALSE | L | Annual | Generation | TWh | 0 | 0.22117 | 0.22117 | 0.22117 | 0.17232 | 0.14983 | 0.14983 | 0.13283
BART NOX Annual- Huntington 2- v5.16 | 76 | 6694 | Rate Constraint in lbs/MMBtu | FALSE | L | Annual | Qualifying Generation | TWh | 0 | 0.22117 | 0.22117 | 0.22117 | 0.17232 | 0.14983 | 0.14983 | 0.13283
BART NOX Annual- Huntington 2- v5.16 | 76 | 6694 | Rate Constraint in lbs/MMBtu | FALSE | L | Annual | Rate | lb/MWh | 0 | 0.7177 | 0.7177 | 0.7177 | 0.7177 | 0.7177 | 0.7177 | 0.7177
BART NOX Annual- Huntington 2- v5.16 | 76 | 6694 | Rate Constraint in lbs/MMBtu | FALSE | L | Annual | Constraint Shadow Price | US2016$/Ton | 0 | 76953.8496 | 117261.9949 | 123460.0675 | 130806.7552 | 158632.4635 | 178734.6796 | 162873.9699
BART NOX Annual- Northport 1- v5.16 | 77 | 6666 | Rate Constraint in lbs/MMBtu | FALSE | L | Annual | Seasons Included | Seasons | Winter, WintShld, Summer | Winter, WintShld, Summer | Winter, WintShld, Summer | Winter, WintShld, Summer | Winter, WintShld, Summer | Winter, WintShld, Summer | Winter, WintShld, Summer | Winter, WintShld, Summer
BART NOX Annual- Northport 1- v5.16 | 77 | 6666 | Rate Constraint in lbs/MMBtu | FALSE | L | Annual | Standard NOX | lb/MMBtu | 0.1 | 0.1 | 0.1 | 0.1 | 0.1 | 0.1 | 0.1 | 0.1
BART NOX Annual- Northport 1- v5.16 | 77 | 6666 | Rate Constraint in lbs/MMBtu | FALSE | L | Annual | Emissions at Affected Plants NOX | Thousand Tons | 0.16175 | 0.13485 | 0.10434 | 0.060055 | 0.058376 | 0.019982 | 0.019982 | 0.019982
BART NOX Annual- Northport 1- v5.16 | 77 | 6666 | Rate Constraint in lbs/MMBtu | FALSE | L | Annual | Allowances Purchased NOX | Thousand Tons | 0 | 0 | 0 | 0 | 0 | 0 | 0 | 0
BART NOX Annual- Northport 1- v5.16 | 77 | 6666 | Rate Constraint in lbs/MMBtu | FALSE | L | Annual | Allowances Sold NOX | Thousand Tons | 0 | 0 | 0 | 0 | 0 | 0 | 0 | 0
BART NOX Annual- Northport 1- v5.16 | 77 | 6666 | Rate Constraint in lbs/MMBtu | FALSE | L | Annual | Allowances Banked | Thousand Tons | 0 | 0 | 0 | 0 | 0 | 0 | 0 | 0
BART NOX Annual- Northport 1- v5.16 | 77 | 6666 | Rate Constraint in lbs/MMBtu | FALSE | L | Annual | Allowances Withdrawn (1:1) | Thousand Tons | 0 | 0 | 0 | 0 | 0 | 0 | 0 | 0
BART NOX Annual- Northport 1- v5.16 | 77 | 6666 | Rate Constraint in lbs/MMBtu | FALSE | L | Annual | Allowances Withdrawn (n:1) | Thousand Tons | 0 | 0 | 0 | 0 | 0 | 0 | 0 | 0
BART NOX Annual- Northport 1- v5.16 | 77 | 6666 | Rate Constraint in lbs/MMBtu | FALSE | L | Annual | Net Emissions Allowance Position | Thousand Tons | 0.16175 | 0.13485 | 0.10434 | 0.060055 | 0.058376 | 0.019982 | 0.019982 | 0.019982
BART NOX Annual- Northport 1- v5.16 | 77 | 6666 | Rate Constraint in lbs/MMBtu | FALSE | L | Annual | Fuel Consumed | TBtu | 5.2653 | 4.3895 | 3.3966 | 1.9549 | 1.9002 | 0.65045 | 0.65045 | 0.65045
BART NOX Annual- Northport 1- v5.16 | 77 | 6666 | Rate Constraint in lbs/MMBtu | FALSE | L | Annual | Rate | lb/MMBtu | 0.06144 | 0.06144 | 0.06144 | 0.06144 | 0.06144 | 0.06144 | 0.06144 | 0.06144
BART NOX Annual- Northport 1- v5.16 | 77 | 6666 | Rate Constraint in lbs/MMBtu | FALSE | L | Annual | Generation | TWh | 0.4892 | 0.40783 | 0.31558 | 0.18163 | 0.17655 | 0.060434 | 0.060434 | 0.060434
BART NOX Annual- Northport 1- v5.16 | 77 | 6666 | Rate Constraint in lbs/MMBtu | FALSE | L | Annual | Qualifying Generation | TWh | 0.4892 | 0.40783 | 0.31558 | 0.18163 | 0.17655 | 0.060434 | 0.060434 | 0.060434
BART NOX Annual- Northport 1- v5.16 | 77 | 6666 | Rate Constraint in lbs/MMBtu | FALSE | L | Annual | Rate | lb/MWh | 0.66128 | 0.66128 | 0.66128 | 0.66128 | 0.66128 | 0.66128 | 0.66128 | 0.66128
BART NOX Annual- Northport 1- v5.16 | 77 | 6666 | Rate Constraint in lbs/MMBtu | FALSE | L | Annual | Constraint Shadow Price | US2016$/Ton | 0 | 0 | 0 | 0 | 0 | 0 | 0 | 0
BART NOX Annual- Northport 2- v5.16 | 78 | 6667 | Rate Constraint in lbs/MMBtu | FALSE | L | Annual | Seasons Included | Seasons | Winter, WintShld, Summer | Winter, WintShld, Summer | Winter, WintShld, Summer | Winter, WintShld, Summer | Winter, WintShld, Summer | Winter, WintShld, Summer | Winter, WintShld, Summer | Winter, WintShld, Summer
BART NOX Annual- Northport 2- v5.16 | 78 | 6667 | Rate Constraint in lbs/MMBtu | FALSE | L | Annual | Standard NOX | lb/MMBtu | 0.1 | 0.1 | 0.1 | 0.1 | 0.1 | 0.1 | 0.1 | 0.1
BART NOX Annual- Northport 2- v5.16 | 78 | 6667 | Rate Constraint in lbs/MMBtu | FALSE | L | Annual | Emissions at Affected Plants NOX | Thousand Tons | 0.18259 | 0.15222 | 0.11424 | 0.03056 | 0.023668 | 0.023668 | 0.023668 | 0.023668
BART NOX Annual- Northport 2- v5.16 | 78 | 6667 | Rate Constraint in lbs/MMBtu | FALSE | L | Annual | Allowances Purchased NOX | Thousand Tons | 0 | 0 | 0 | 0 | 0 | 0 | 0 | 0
BART NOX Annual- Northport 2- v5.16 | 78 | 6667 | Rate Constraint in lbs/MMBtu | FALSE | L | Annual | Allowances Sold NOX | Thousand Tons | 0 | 0 | 0 | 0 | 0 | 0 | 0 | 0
BART NOX Annual- Northport 2- v5.16 | 78 | 6667 | Rate Constraint in lbs/MMBtu | FALSE | L | Annual | Allowances Banked | Thousand Tons | 0 | 0 | 0 | 0 | 0 | 0 | 0 | 0
BART NOX Annual- Northport 2- v5.16 | 78 | 6667 | Rate Constraint in lbs/MMBtu | FALSE | L | Annual | Allowances Withdrawn (1:1) | Thousand Tons | 0 | 0 | 0 | 0 | 0 | 0 | 0 | 0
BART NOX Annual- Northport 2- v5.16 | 78 | 6667 | Rate Constraint in lbs/MMBtu | FALSE | L | Annual | Allowances Withdrawn (n:1) | Thousand Tons | 0 | 0 | 0 | 0 | 0 | 0 | 0 | 0
BART NOX Annual- Northport 2- v5.16 | 78 | 6667 | Rate Constraint in lbs/MMBtu | FALSE | L | Annual | Net Emissions Allowance Position | Thousand Tons | 0.18259 | 0.15222 | 0.11424 | 0.03056 | 0.023668 | 0.023668 | 0.023668 | 0.023668
BART NOX Annual- Northport 2- v5.16 | 78 | 6667 | Rate Constraint in lbs/MMBtu | FALSE | L | Annual | Fuel Consumed | TBtu | 5.2985 | 4.4172 | 3.3151 | 0.88681 | 0.68682 | 0.68682 | 0.68682 | 0.68682
BART NOX Annual- Northport 2- v5.16 | 78 | 6667 | Rate Constraint in lbs/MMBtu | FALSE | L | Annual | Rate | lb/MMBtu | 0.06892 | 0.06892 | 0.06892 | 0.06892 | 0.06892 | 0.06892 | 0.06892 | 0.06892
BART NOX Annual- Northport 2- v5.16 | 78 | 6667 | Rate Constraint in lbs/MMBtu | FALSE | L | Annual | Generation | TWh | 0.48798 | 0.40681 | 0.30532 | 0.081674 | 0.063255 | 0.063255 | 0.063255 | 0.063255
BART NOX Annual- Northport 2- v5.16 | 78 | 6667 | Rate Constraint in lbs/MMBtu | FALSE | L | Annual | Qualifying Generation | TWh | 0.48798 | 0.40681 | 0.30532 | 0.081674 | 0.063255 | 0.063255 | 0.063255 | 0.063255
BART NOX Annual- Northport 2- v5.16 | 78 | 6667 | Rate Constraint in lbs/MMBtu | FALSE | L | Annual | Rate | lb/MWh | 0.74833 | 0.74833 | 0.74833 | 0.74833 | 0.74833 | 0.74833 | 0.74833 | 0.74833
BART NOX Annual- Northport 2- v5.16 | 78 | 6667 | Rate Constraint in lbs/MMBtu | FALSE | L | Annual | Constraint Shadow Price | US2016$/Ton | 0 | 0 | 0 | 0 | 0 | 0 | 0 | 0
BART NOX Annual- Northport 3- v5.16 | 79 | 6668 | Rate Constraint in lbs/MMBtu | FALSE | L | Annual | Seasons Included | Seasons | Winter, WintShld, Summer | Winter, WintShld, Summer | Winter, WintShld, Summer | Winter, WintShld, Summer | Winter, WintShld, Summer | Winter, WintShld, Summer | Winter, WintShld, Summer | Winter, WintShld, Summer
BART NOX Annual- Northport 3- v5.16 | 79 | 6668 | Rate Constraint in lbs/MMBtu | FALSE | L | Annual | Standard NOX | lb/MMBtu | 0.1 | 0.1 | 0.1 | 0.1 | 0.1 | 0.1 | 0.1 | 0.1
BART NOX Annual- Northport 3- v5.16 | 79 | 6668 | Rate Constraint in lbs/MMBtu | FALSE | L | Annual | Emissions at Affected Plants NOX | Thousand Tons | 0.18077 | 0.1507 | 0.12645 | 0.070426 | 0.073739 | 0.070426 | 0.046608 | 0.052842
BART NOX Annual- Northport 3- v5.16 | 79 | 6668 | Rate Constraint in lbs/MMBtu | FALSE | L | Annual | Allowances Purchased NOX | Thousand Tons | 0 | 0 | 0 | 0 | 0 | 0 | 0 | 0
BART NOX Annual- Northport 3- v5.16 | 79 | 6668 | Rate Constraint in lbs/MMBtu | FALSE | L | Annual | Allowances Sold NOX | Thousand Tons | 0 | 0 | 0 | 0 | 0 | 0 | 0 | 0
BART NOX Annual- Northport 3- v5.16 | 79 | 6668 | Rate Constraint in lbs/MMBtu | FALSE | L | Annual | Allowances Banked | Thousand Tons | 0 | 0 | 0 | 0 | 0 | 0 | 0 | 0
BART NOX Annual- Northport 3- v5.16 | 79 | 6668 | Rate Constraint in lbs/MMBtu | FALSE | L | Annual | Allowances Withdrawn (1:1) | Thousand Tons | 0 | 0 | 0 | 0 | 0 | 0 | 0 | 0
BART NOX Annual- Northport 3- v5.16 | 79 | 6668 | Rate Constraint in lbs/MMBtu | FALSE | L | Annual | Allowances Withdrawn (n:1) | Thousand Tons | 0 | 0 | 0 | 0 | 0 | 0 | 0 | 0
BART NOX Annual- Northport 3- v5.16 | 79 | 6668 | Rate Constraint in lbs/MMBtu | FALSE | L | Annual | Net Emissions Allowance Position | Thousand Tons | 0.18077 | 0.1507 | 0.12645 | 0.070426 | 0.073739 | 0.070426 | 0.046608 | 0.052842
BART NOX Annual- Northport 3- v5.16 | 79 | 6668 | Rate Constraint in lbs/MMBtu | FALSE | L | Annual | Fuel Consumed | TBtu | 5.0964 | 4.2488 | 3.5651 | 1.9855 | 2.0789 | 1.9855 | 1.314 | 1.4898
BART NOX Annual- Northport 3- v5.16 | 79 | 6668 | Rate Constraint in lbs/MMBtu | FALSE | L | Annual | Rate | lb/MMBtu | 0.07094 | 0.07094 | 0.07094 | 0.07094 | 0.07094 | 0.07094 | 0.07094 | 0.07094
BART NOX Annual- Northport 3- v5.16 | 79 | 6668 | Rate Constraint in lbs/MMBtu | FALSE | L | Annual | Generation | TWh | 0.47697 | 0.39764 | 0.33365 | 0.18582 | 0.19456 | 0.18582 | 0.12298 | 0.13943
BART NOX Annual- Northport 3- v5.16 | 79 | 6668 | Rate Constraint in lbs/MMBtu | FALSE | L | Annual | Qualifying Generation | TWh | 0.47697 | 0.39764 | 0.33365 | 0.18582 | 0.19456 | 0.18582 | 0.12298 | 0.13943
BART NOX Annual- Northport 3- v5.16 | 79 | 6668 | Rate Constraint in lbs/MMBtu | FALSE | L | Annual | Rate | lb/MWh | 0.75799 | 0.75799 | 0.75799 | 0.75799 | 0.75799 | 0.75799 | 0.75799 | 0.75799
BART NOX Annual- Northport 3- v5.16 | 79 | 6668 | Rate Constraint in lbs/MMBtu | FALSE | L | Annual | Constraint Shadow Price | US2016$/Ton | 0 | 0 | 0 | 0 | 0 | 0 | 0 | 0
BART NOX Annual- Northport 4- v5.16 | 80 | 6669 | Rate Constraint in lbs/MMBtu | FALSE | L | Annual | Seasons Included | Seasons | Winter, WintShld, Summer | Winter, WintShld, Summer | Winter, WintShld, Summer | Winter, WintShld, Summer | Winter, WintShld, Summer | Winter, WintShld, Summer | Winter, WintShld, Summer | Winter, WintShld, Summer
BART NOX Annual- Northport 4- v5.16 | 80 | 6669 | Rate Constraint in lbs/MMBtu | FALSE | L | Annual | Standard NOX | lb/MMBtu | 0.1 | 0.1 | 0.1 | 0.1 | 0.1 | 0.1 | 0.1 | 0.1
BART NOX Annual- Northport 4- v5.16 | 80 | 6669 | Rate Constraint in lbs/MMBtu | FALSE | L | Annual | Emissions at Affected Plants NOX | Thousand Tons | 0.14488 | 0.13101 | 0.13861 | 0.056446 | 0.074693 | 0.058165 | 0.056446 | 0.056446
BART NOX Annual- Northport 4- v5.16 | 80 | 6669 | Rate Constraint in lbs/MMBtu | FALSE | L | Annual | Allowances Purchased NOX | Thousand Tons | 0 | 0 | 0 | 0 | 0 | 0 | 0 | 0
BART NOX Annual- Northport 4- v5.16 | 80 | 6669 | Rate Constraint in lbs/MMBtu | FALSE | L | Annual | Allowances Sold NOX | Thousand Tons | 0 | 0 | 0 | 0 | 0 | 0 | 0 | 0
BART NOX Annual- Northport 4- v5.16 | 80 | 6669 | Rate Constraint in lbs/MMBtu | FALSE | L | Annual | Allowances Banked | Thousand Tons | 0 | 0 | 0 | 0 | 0 | 0 | 0 | 0
BART NOX Annual- Northport 4- v5.16 | 80 | 6669 | Rate Constraint in lbs/MMBtu | FALSE | L | Annual | Allowances Withdrawn (1:1) | Thousand Tons | 0 | 0 | 0 | 0 | 0 | 0 | 0 | 0
BART NOX Annual- Northport 4- v5.16 | 80 | 6669 | Rate Constraint in lbs/MMBtu | FALSE | L | Annual | Allowances Withdrawn (n:1) | Thousand Tons | 0 | 0 | 0 | 0 | 0 | 0 | 0 | 0
BART NOX Annual- Northport 4- v5.16 | 80 | 6669 | Rate Constraint in lbs/MMBtu | FALSE | L | Annual | Net Emissions Allowance Position | Thousand Tons | 0.14488 | 0.13101 | 0.13861 | 0.056446 | 0.074693 | 0.058165 | 0.056446 | 0.056446
BART NOX Annual- Northport 4- v5.16 | 80 | 6669 | Rate Constraint in lbs/MMBtu | FALSE | L | Annual | Fuel Consumed | TBtu | 5.043 | 4.5602 | 4.8244 | 1.9647 | 2.5998 | 2.0245 | 1.9647 | 1.9647
BART NOX Annual- Northport 4- v5.16 | 80 | 6669 | Rate Constraint in lbs/MMBtu | FALSE | L | Annual | Rate | lb/MMBtu | 0.05746 | 0.05746 | 0.05746 | 0.05746 | 0.05746 | 0.05746 | 0.05746 | 0.05746
BART NOX Annual- Northport 4- v5.16 | 80 | 6669 | Rate Constraint in lbs/MMBtu | FALSE | L | Annual | Generation | TWh | 0.47942 | 0.43352 | 0.45864 | 0.18678 | 0.24716 | 0.19246 | 0.18678 | 0.18678
BART NOX Annual- Northport 4- v5.16 | 80 | 6669 | Rate Constraint in lbs/MMBtu | FALSE | L | Annual | Qualifying Generation | TWh | 0.47942 | 0.43352 | 0.45864 | 0.18678 | 0.24716 | 0.19246 | 0.18678 | 0.18678
BART NOX Annual- Northport 4- v5.16 | 80 | 6669 | Rate Constraint in lbs/MMBtu | FALSE | L | Annual | Rate | lb/MWh | 0.60442 | 0.60442 | 0.60442 | 0.60442 | 0.60442 | 0.60442 | 0.60442 | 0.60442
BART NOX Annual- Northport 4- v5.16 | 80 | 6669 | Rate Constraint in lbs/MMBtu | FALSE | L | Annual | Constraint Shadow Price | US2016$/Ton | 0 | 0 | 0 | 0 | 0 | 0 | 0 | 0
BART NOX Annual- Ravenswood 1- v5.16 | 81 | 6675 | Rate Constraint in lbs/MMBtu | FALSE | L | Annual | Seasons Included | Seasons | Winter, WintShld, Summer | Winter, WintShld, Summer | Winter, WintShld, Summer | Winter, WintShld, Summer | Winter, WintShld, Summer | Winter, WintShld, Summer | Winter, WintShld, Summer | Winter, WintShld, Summer
BART NOX Annual- Ravenswood 1- v5.16 | 81 | 6675 | Rate Constraint in lbs/MMBtu | FALSE | L | Annual | Standard NOX | lb/MMBtu | 0.15 | 0.15 | 0.15 | 0.15 | 0.15 | 0.15 | 0.15 | 0.15
BART NOX Annual- Ravenswood 1- v5.16 | 81 | 6675 | Rate Constraint in lbs/MMBtu | FALSE | L | Annual | Emissions at Affected Plants NOX | Thousand Tons | 0.098852 | 0.097057 | 0.069165 | 0.069165 | 0.069165 | 0.069165 | 0.033271 | 0.042179
BART NOX Annual- Ravenswood 1- v5.16 | 81 | 6675 | Rate Constraint in lbs/MMBtu | FALSE | L | Annual | Allowances Purchased NOX | Thousand Tons | 0 | 0 | 0 | 0 | 0 | 0 | 0 | 0
BART NOX Annual- Ravenswood 1- v5.16 | 81 | 6675 | Rate Constraint in lbs/MMBtu | FALSE | L | Annual | Allowances Sold NOX | Thousand Tons | 0 | 0 | 0 | 0 | 0 | 0 | 0 | 0
BART NOX Annual- Ravenswood 1- v5.16 | 81 | 6675 | Rate Constraint in lbs/MMBtu | FALSE | L | Annual | Allowances Banked | Thousand Tons | 0 | 0 | 0 | 0 | 0 | 0 | 0 | 0
BART NOX Annual- Ravenswood 1- v5.16 | 81 | 6675 | Rate Constraint in lbs/MMBtu | FALSE | L | Annual | Allowances Withdrawn (1:1) | Thousand Tons | 0 | 0 | 0 | 0 | 0 | 0 | 0 | 0
BART NOX Annual- Ravenswood 1- v5.16 | 81 | 6675 | Rate Constraint in lbs/MMBtu | FALSE | L | Annual | Allowances Withdrawn (n:1) | Thousand Tons | 0 | 0 | 0 | 0 | 0 | 0 | 0 | 0
BART NOX Annual- Ravenswood 1- v5.16 | 81 | 6675 | Rate Constraint in lbs/MMBtu | FALSE | L | Annual | Net Emissions Allowance Position | Thousand Tons | 0.098852 | 0.097057 | 0.069165 | 0.069165 | 0.069165 | 0.069165 | 0.033271 | 0.042179
BART NOX Annual- Ravenswood 1- v5.16 | 81 | 6675 | Rate Constraint in lbs/MMBtu | FALSE | L | Annual | Fuel Consumed | TBtu | 2.7194 | 2.6701 | 1.9027 | 1.9027 | 1.9027 | 1.9027 | 0.9153 | 1.1604
BART NOX Annual- Ravenswood 1- v5.16 | 81 | 6675 | Rate Constraint in lbs/MMBtu | FALSE | L | Annual | Rate | lb/MMBtu | 0.0727 | 0.0727 | 0.0727 | 0.0727 | 0.0727 | 0.0727 | 0.0727 | 0.0727
BART NOX Annual- Ravenswood 1- v5.16 | 81 | 6675 | Rate Constraint in lbs/MMBtu | FALSE | L | Annual | Generation | TWh | 0.24924 | 0.24471 | 0.17439 | 0.17439 | 0.17439 | 0.17439 | 0.083888 | 0.10635
BART NOX Annual- Ravenswood 1- v5.16 | 81 | 6675 | Rate Constraint in lbs/MMBtu | FALSE | L | Annual | Qualifying Generation | TWh | 0.24924 | 0.24471 | 0.17439 | 0.17439 | 0.17439 | 0.17439 | 0.083888 | 0.10635
BART NOX Annual- Ravenswood 1- v5.16 | 81 | 6675 | Rate Constraint in lbs/MMBtu | FALSE | L | Annual | Rate | lb/MWh | 0.79323 | 0.79323 | 0.79323 | 0.79323 | 0.79323 | 0.79323 | 0.79323 | 0.79323
BART NOX Annual- Ravenswood 1- v5.16 | 81 | 6675 | Rate Constraint in lbs/MMBtu | FALSE | L | Annual | Constraint Shadow Price | US2016$/Ton | 0 | 0 | 0 | 0 | 0 | 0 | 0 | 0
BART NOX Annual- Ravenswood 2- v5.16 | 82 | 6676 | Rate Constraint in lbs/MMBtu | FALSE | L | Annual | Seasons Included | Seasons | Winter, WintShld, Summer | Winter, WintShld, Summer | Winter, WintShld, Summer | Winter, WintShld, Summer | Winter, WintShld, Summer | Winter, WintShld, Summer | Winter, WintShld, Summer | Winter, WintShld, Summer
BART NOX Annual- Ravenswood 2- v5.16 | 82 | 6676 | Rate Constraint in lbs/MMBtu | FALSE | L | Annual | Standard NOX | lb/MMBtu | 0.15 | 0.15 | 0.15 | 0.15 | 0.15 | 0.15 | 0.15 | 0.15
BART NOX Annual- Ravenswood 2- v5.16 | 82 | 6676 | Rate Constraint in lbs/MMBtu | FALSE | L | Annual | Emissions at Affected Plants NOX | Thousand Tons | 0.092588 | 0.092588 | 0.050411 | 0.021953 | 0.021953 | 0.021953 | 0.021234 | 0.021234
BART NOX Annual- Ravenswood 2- v5.16 | 82 | 6676 | Rate Constraint in lbs/MMBtu | FALSE | L | Annual | Allowances Purchased NOX | Thousand Tons | 0 | 0 | 0 | 0 | 0 | 0 | 0 | 0
BART NOX Annual- Ravenswood 2- v5.16 | 82 | 6676 | Rate Constraint in lbs/MMBtu | FALSE | L | Annual | Allowances Sold NOX | Thousand Tons | 0 | 0 | 0 | 0 | 0 | 0 | 0 | 0
BART NOX Annual- Ravenswood 2- v5.16 | 82 | 6676 | Rate Constraint in lbs/MMBtu | FALSE | L | Annual | Allowances Banked | Thousand Tons | 0 | 0 | 0 | 0 | 0 | 0 | 0 | 0
BART NOX Annual- Ravenswood 2- v5.16 | 82 | 6676 | Rate Constraint in lbs/MMBtu | FALSE | L | Annual | Allowances Withdrawn (1:1) | Thousand Tons | 0 | 0 | 0 | 0 | 0 | 0 | 0 | 0
BART NOX Annual- Ravenswood 2- v5.16 | 82 | 6676 | Rate Constraint in lbs/MMBtu | FALSE | L | Annual | Allowances Withdrawn (n:1) | Thousand Tons | 0 | 0 | 0 | 0 | 0 | 0 | 0 | 0
BART NOX Annual- Ravenswood 2- v5.16 | 82 | 6676 | Rate Constraint in lbs/MMBtu | FALSE | L | Annual | Net Emissions Allowance Position | Thousand Tons | 0.092588 | 0.092588 | 0.050411 | 0.021953 | 0.021953 | 0.021953 | 0.021234 | 0.021234
BART NOX Annual- Ravenswood 2- v5.16 | 82 | 6676 | Rate Constraint in lbs/MMBtu | FALSE | L | Annual | Fuel Consumed | TBtu | 2.7208 | 2.7208 | 1.4814 | 0.64512 | 0.64512 | 0.64512 | 0.62397 | 0.62397
BART NOX Annual- Ravenswood 2- v5.16 | 82 | 6676 | Rate Constraint in lbs/MMBtu | FALSE | L | Annual | Rate | lb/MMBtu | 0.06806 | 0.06806 | 0.06806 | 0.06806 | 0.06806 | 0.06806 | 0.06806 | 0.06806
BART NOX Annual- Ravenswood 2- v5.16 | 82 | 6676 | Rate Constraint in lbs/MMBtu | FALSE | L | Annual | Generation | TWh | 0.24538 | 0.24538 | 0.1336 | 0.058182 | 0.058182 | 0.058182 | 0.056274 | 0.056274
BART NOX Annual- Ravenswood 2- v5.16 | 82 | 6676 | Rate Constraint in lbs/MMBtu | FALSE | L | Annual | Qualifying Generation | TWh | 0.24538 | 0.24538 | 0.1336 | 0.058182 | 0.058182 | 0.058182 | 0.056274 | 0.056274
BART NOX Annual- Ravenswood 2- v5.16 | 82 | 6676 | Rate Constraint in lbs/MMBtu | FALSE | L | Annual | Rate | lb/MWh | 0.75465 | 0.75465 | 0.75465 | 0.75465 | 0.75465 | 0.75465 | 0.75465 | 0.75465
BART NOX Annual- Ravenswood 2- v5.16 | 82 | 6676 | Rate Constraint in lbs/MMBtu | FALSE | L | Annual | Constraint Shadow Price | US2016$/Ton | 0 | 0 | 0 | 0 | 0 | 0 | 0 | 0
BART NOX Annual- Ravenswood 3- v5.16 | 83 | 6677 | Rate Constraint in lbs/MMBtu | FALSE | L | Annual | Seasons Included | Seasons | Winter, WintShld, Summer | Winter, WintShld, Summer | Winter, WintShld, Summer | Winter, WintShld, Summer | Winter, WintShld, Summer | Winter, WintShld, Summer | Winter, WintShld, Summer | Winter, WintShld, Summer
BART NOX Annual- Ravenswood 3- v5.16 | 83 | 6677 | Rate Constraint in lbs/MMBtu | FALSE | L | Annual | Standard NOX | lb/MMBtu | 0.15 | 0.15 | 0.15 | 0.15 | 0.15 | 0.15 | 0.15 | 0.15
BART NOX Annual- Ravenswood 3- v5.16 | 83 | 6677 | Rate Constraint in lbs/MMBtu | FALSE | L | Annual | Emissions at Affected Plants NOX | Thousand Tons | 0.28807 | 0.28998 | 0.28998 | 0.19896 | 0.20732 | 0.20109 | 0.1966 | 0.19916
BART NOX Annual- Ravenswood 3- v5.16 | 83 | 6677 | Rate Constraint in lbs/MMBtu | FALSE | L | Annual | Allowances Purchased NOX | Thousand Tons | 0 | 0 | 0 | 0 | 0 | 0 | 0 | 0
BART NOX Annual- Ravenswood 3- v5.16 | 83 | 6677 | Rate Constraint in lbs/MMBtu | FALSE | L | Annual | Allowances Sold NOX | Thousand Tons | 0 | 0 | 0 | 0 | 0 | 0 | 0 | 0
BART NOX Annual- Ravenswood 3- v5.16 | 83 | 6677 | Rate Constraint in lbs/MMBtu | FALSE | L | Annual | Allowances Banked | Thousand Tons | 0 | 0 | 0 | 0 | 0 | 0 | 0 | 0
BART NOX Annual- Ravenswood 3- v5.16 | 83 | 6677 | Rate Constraint in lbs/MMBtu | FALSE | L | Annual | Allowances Withdrawn (1:1) | Thousand Tons | 0 | 0 | 0 | 0 | 0 | 0 | 0 | 0
BART NOX Annual- Ravenswood 3- v5.16 | 83 | 6677 | Rate Constraint in lbs/MMBtu | FALSE | L | Annual | Allowances Withdrawn (n:1) | Thousand Tons | 0 | 0 | 0 | 0 | 0 | 0 | 0 | 0
BART NOX Annual- Ravenswood 3- v5.16 | 83 | 6677 | Rate Constraint in lbs/MMBtu | FALSE | L | Annual | Net Emissions Allowance Position | Thousand Tons | 0.28807 | 0.28998 | 0.28998 | 0.19896 | 0.20732 | 0.20109 | 0.1966 | 0.19916
BART NOX Annual- Ravenswood 3- v5.16 | 83 | 6677 | Rate Constraint in lbs/MMBtu | FALSE | L | Annual | Fuel Consumed | TBtu | 7.4311 | 7.4805 | 7.4805 | 5.1324 | 5.3481 | 5.1875 | 5.0717 | 5.1375
BART NOX Annual- Ravenswood 3- v5.16 | 83 | 6677 | Rate Constraint in lbs/MMBtu | FALSE | L | Annual | Rate | lb/MMBtu | 0.07753 | 0.07753 | 0.07753 | 0.07753 | 0.07753 | 0.07753 | 0.07753 | 0.07753
BART NOX Annual- Ravenswood 3- v5.16 | 83 | 6677 | Rate Constraint in lbs/MMBtu | FALSE | L | Annual | Generation | TWh | 0.68113 | 0.68566 | 0.68566 | 0.47043 | 0.4902 | 0.47548 | 0.46487 | 0.4709
BART NOX Annual- Ravenswood 3- v5.16 | 83 | 6677 | Rate Constraint in lbs/MMBtu | FALSE | L | Annual | Qualifying Generation | TWh | 0.68113 | 0.68566 | 0.68566 | 0.47043 | 0.4902 | 0.47548 | 0.46487 | 0.4709
BART NOX Annual- Ravenswood 3- v5.16 | 83 | 6677 | Rate Constraint in lbs/MMBtu | FALSE | L | Annual | Rate | lb/MWh | 0.84585 | 0.84585 | 0.84585 | 0.84585 | 0.84585 | 0.84585 | 0.84585 | 0.84585
BART NOX Annual- Ravenswood 3- v5.16 | 83 | 6677 | Rate Constraint in lbs/MMBtu | FALSE | L | Annual | Constraint Shadow Price | US2016$/Ton | 0 | 0 | 0 | 0 | 0 | 0 | 0 | 0
BART NOX Annual- Transalta Centralia 1,2- v5.16 | 84 | 6728 | Rate Constraint in lbs/MMBtu | FALSE | L | Annual | Seasons Included | Seasons | Winter, WintShld, Summer | Winter, WintShld, Summer | Winter, WintShld, Summer | Winter, WintShld, Summer | Winter, WintShld, Summer | Winter, WintShld, Summer | Winter, WintShld, Summer | Winter, WintShld, Summer
BART NOX Annual- Transalta Centralia 1,2- v5.16 | 84 | 6728 | Rate Constraint in lbs/MMBtu | FALSE | L | Annual | Standard NOX | lb/MMBtu | 0.21 | 0.21 | 0.21 | 0.21 | 0.21 | 0.21 | 0.21 | 0.21
BART NOX Annual- Transalta Centralia 1,2- v5.16 | 84 | 6728 | Rate Constraint in lbs/MMBtu | FALSE | L | Annual | Emissions at Affected Plants NOX | Thousand Tons | 0 | 0 | 0 | 0 | 0 | 0 | 0 | 0
BART NOX Annual- Transalta Centralia 1,2- v5.16 | 84 | 6728 | Rate Constraint in lbs/MMBtu | FALSE | L | Annual | Allowances Purchased NOX | Thousand Tons | 0 | 0 | 0 | 0 | 0 | 0 | 0 | 0
BART NOX Annual- Transalta Centralia 1,2- v5.16 | 84 | 6728 | Rate Constraint in lbs/MMBtu | FALSE | L | Annual | Allowances Sold NOX | Thousand Tons | 0 | 0 | 0 | 0 | 0 | 0 | 0 | 0
BART NOX Annual- Transalta Centralia 1,2- v5.16 | 84 | 6728 | Rate Constraint in lbs/MMBtu | FALSE | L | Annual | Allowances Banked | Thousand Tons | 0 | 0 | 0 | 0 | 0 | 0 | 0 | 0
BART NOX Annual- Transalta Centralia 1,2- v5.16 | 84 | 6728 | Rate Constraint in lbs/MMBtu | FALSE | L | Annual | Allowances Withdrawn (1:1) | Thousand Tons | 0 | 0 | 0 | 0 | 0 | 0 | 0 | 0
BART NOX Annual- Transalta Centralia 1,2- v5.16 | 84 | 6728 | Rate Constraint in lbs/MMBtu | FALSE | L | Annual | Allowances Withdrawn (n:1) | Thousand Tons | 0 | 0 | 0 | 0 | 0 | 0 | 0 | 0
BART NOX Annual- Transalta Centralia 1,2- v5.16 | 84 | 6728 | Rate Constraint in lbs/MMBtu | FALSE | L | Annual | Net Emissions Allowance Position | Thousand Tons | 0 | 0 | 0 | 0 | 0 | 0 | 0 | 0
BART NOX Annual- Transalta Centralia 1,2- v5.16 | 84 | 6728 | Rate Constraint in lbs/MMBtu | FALSE | L | Annual | Fuel Consumed | TBtu | 0 | 0 | 0 | 0 | 0 | 0 | 0 | 0
BART NOX Annual- Transalta Centralia 1,2- v5.16 | 84 | 6728 | Rate Constraint in lbs/MMBtu | FALSE | L | Annual | Rate | lb/MMBtu | 0 | 0 | 0 | 0 | 0 | 0 | 0 | 0
BART NOX Annual- Transalta Centralia 1,2- v5.16 | 84 | 6728 | Rate Constraint in lbs/MMBtu | FALSE | L | Annual | Generation | TWh | 0 | 0 | 0 | 0 | 0 | 0 | 0 | 0
BART NOX Annual- Transalta Centralia 1,2- v5.16 | 84 | 6728 | Rate Constraint in lbs/MMBtu | FALSE | L | Annual | Qualifying Generation | TWh | 0 | 0 | 0 | 0 | 0 | 0 | 0 | 0
BART NOX Annual- Transalta Centralia 1,2- v5.16 | 84 | 6728 | Rate Constraint in lbs/MMBtu | FALSE | L | Annual | Rate | lb/MWh | 0 | 0 | 0 | 0 | 0 | 0 | 0 | 0
BART NOX Annual- Transalta Centralia 1,2- v5.16 | 84 | 6728 | Rate Constraint in lbs/MMBtu | FALSE | L | Annual | Constraint Shadow Price | US2016$/Ton | 0 | 0 | 0 | 0 | 0 | 0 | 0 | 0
BART NOX Annual-Apache Station 2 -v5.13 | 87 | 6396 | Rate Constraint in lbs/MMBtu | FALSE | L | Annual | Seasons Included | Seasons | Winter, WintShld, Summer | Winter, WintShld, Summer | Winter, WintShld, Summer | Winter, WintShld, Summer | Winter, WintShld, Summer | Winter, WintShld, Summer | Winter, WintShld, Summer | Winter, WintShld, Summer
BART NOX Annual-Apache Station 2 -v5.13 | 87 | 6396 | Rate Constraint in lbs/MMBtu | FALSE | L | Annual | Standard NOX | lb/MMBtu | 0.085 | 0.085 | 0.085 | 0.085 | 0.085 | 0.085 | 0.085 | 0.085
BART NOX Annual-Apache Station 2 -v5.13 | 87 | 6396 | Rate Constraint in lbs/MMBtu | FALSE | L | Annual | Emissions at Affected Plants NOX | Thousand Tons | 0 | 0 | 0 | 0.006244 | 0.013353 | 0.013353 | 0.00038493 | 0.00038493
BART NOX Annual-Apache Station 2 -v5.13 | 87 | 6396 | Rate Constraint in lbs/MMBtu | FALSE | L | Annual | Allowances Purchased NOX | Thousand Tons | 0 | 0 | 0 | 0 | 0 | 0 | 0 | 0
BART NOX Annual-Apache Station 2 -v5.13 | 87 | 6396 | Rate Constraint in lbs/MMBtu | FALSE | L | Annual | Allowances Sold NOX | Thousand Tons | 0 | 0 | 0 | 0 | 0 | 0 | 0 | 0
BART NOX Annual-Apache Station 2 -v5.13 | 87 | 6396 | Rate Constraint in lbs/MMBtu | FALSE | L | Annual | Allowances Banked | Thousand Tons | 0 | 0 | 0 | 0 | 0 | 0 | 0 | 0
BART NOX Annual-Apache Station 2 -v5.13 | 87 | 6396 | Rate Constraint in lbs/MMBtu | FALSE | L | Annual | Allowances Withdrawn (1:1) | Thousand Tons | 0 | 0 | 0 | 0 | 0 | 0 | 0 | 0
BART NOX Annual-Apache Station 2 -v5.13 | 87 | 6396 | Rate Constraint in lbs/MMBtu | FALSE | L | Annual | Allowances Withdrawn (n:1) | Thousand Tons | 0 | 0 | 0 | 0 | 0 | 0 | 0 | 0
BART NOX Annual-Apache Station 2 -v5.13 | 87 | 6396 | Rate Constraint in lbs/MMBtu | FALSE | L | Annual | Net Emissions Allowance Position | Thousand Tons | 0 | 0 | 0 | 0.006244 | 0.013353 | 0.013353 | 0.00038493 | 0.00038493
BART NOX Annual-Apache Station 2 -v5.13 | 87 | 6396 | Rate Constraint in lbs/MMBtu | FALSE | L | Annual | Fuel Consumed | TBtu | 0 | 0 | 0 | 0.14692 | 0.31419 | 0.31419 | 0.0090573 | 0.0090573
BART NOX Annual-Apache Station 2 -v5.13 | 87 | 6396 | Rate Constraint in lbs/MMBtu | FALSE | L | Annual | Rate | lb/MMBtu | 0 | 0 | 0 | 0.085 | 0.085 | 0.085 | 0.085 | 0.085
BART NOX Annual-Apache Station 2 -v5.13 | 87 | 6396 | Rate Constraint in lbs/MMBtu | FALSE | L | Annual | Generation | TWh | 0 | 0 | 0 | 0.013447 | 0.028757 | 0.028757 | 0.00082896 | 0.00082896
BART NOX Annual-Apache Station 2 -v5.13 | 87 | 6396 | Rate Constraint in lbs/MMBtu | FALSE | L | Annual | Qualifying Generation | TWh | 0 | 0 | 0 | 0.013447 | 0.028757 | 0.028757 | 0.00082896 | 0.00082896
BART NOX Annual-Apache Station 2 -v5.13 | 87 | 6396 | Rate Constraint in lbs/MMBtu | FALSE | L | Annual | Rate | lb/MWh | 0 | 0 | 0 | 0.92871 | 0.92871 | 0.92871 | 0.92871 | 0.92871
BART NOX Annual-Apache Station 2 -v5.13 | 87 | 6396 | Rate Constraint in lbs/MMBtu | FALSE | L | Annual | Constraint Shadow Price | US2016$/Ton | 0 | 0 | 0 | 0 | 0 | 0 | 0 | 0
BART NOX Annual-Apache Station 3 -v5.13 | 88 | 6614 | Rate Constraint in lbs/MMBtu | FALSE | L | Annual | Seasons Included | Seasons | Winter, WintShld, Summer | Winter, WintShld, Summer | Winter, WintShld, Summer | Winter, WintShld, Summer | Winter, WintShld, Summer | Winter, WintShld, Summer | Winter, WintShld, Summer | Winter, WintShld, Summer
BART NOX Annual-Apache Station 3 -v5.13 | 88 | 6614 | Rate Constraint in lbs/MMBtu | FALSE | L | Annual | Standard NOX | lb/MMBtu | 0.23 | 0.23 | 0.23 | 0.23 | 0.23 | 0.23 | 0.23 | 0.23
BART NOX Annual-Apache Station 3 -v5.13 | 88 | 6614 | Rate Constraint in lbs/MMBtu | FALSE | L | Annual | Emissions at Affected Plants NOX | Thousand Tons | 0 | 0 | 0 | 0 | 0.11111 | 0.1708 | 0.28648 | 0.17505
BART NOX Annual-Apache Station 3 -v5.13 | 88 | 6614 | Rate Constraint in lbs/MMBtu | FALSE | L | Annual | Allowances Purchased NOX | Thousand Tons | 0 | 0 | 0 | 0 | 0 | 0 | 0 | 0
BART NOX Annual-Apache Station 3 -v5.13 | 88 | 6614 | Rate Constraint in lbs/MMBtu | FALSE | L | Annual | Allowances Sold NOX | Thousand Tons | 0 | 0 | 0 | 0 | 0 | 0 | 0 | 0
BART NOX Annual-Apache Station 3 -v5.13 | 88 | 6614 | Rate Constraint in lbs/MMBtu | FALSE | L | Annual | Allowances Banked | Thousand Tons | 0 | 0 | 0 | 0 | 0 | 0 | 0 | 0
BART NOX Annual-Apache Station 3 -v5.13 | 88 | 6614 | Rate Constraint in lbs/MMBtu | FALSE | L | Annual | Allowances Withdrawn (1:1) | Thousand Tons | 0 | 0 | 0 | 0 | 0 | 0 | 0 | 0
BART NOX Annual-Apache Station 3 -v5.13 | 88 | 6614 | Rate Constraint in lbs/MMBtu | FALSE | L | Annual | Allowances Withdrawn (n:1) | Thousand Tons | 0 | 0 | 0 | 0 | 0 | 0 | 0 | 0
BART NOX Annual-Apache Station 3 -v5.13 | 88 | 6614 | Rate Constraint in lbs/MMBtu | FALSE | L | Annual | Net Emissions Allowance Position | Thousand Tons | 0 | 0 | 0 | 0 | 0.11111 | 0.1708 | 0.28648 | 0.17505
BART NOX Annual-Apache Station 3 -v5.13 | 88 | 6614 | Rate Constraint in lbs/MMBtu | FALSE | L | Annual | Fuel Consumed | TBtu | 0 | 0 | 0 | 0 | 2.3042 | 3.5416 | 5.9411 | 3.6012
BART NOX Annual-Apache Station 3 -v5.13 | 88 | 6614 | Rate Constraint in lbs/MMBtu | FALSE | L | Annual | Rate | lb/MMBtu | 0 | 0 | 0 | 0 | 0.096439 | 0.096455 | 0.096439 | 0.097219
BART NOX Annual-Apache Station 3 -v5.13 | 88 | 6614 | Rate Constraint in lbs/MMBtu | FALSE | L | Annual | Generation | TWh | 0 | 0 | 0 | 0 | 0.20243 | 0.31114 | 0.52194 | 0.31638
BART NOX Annual-Apache Station 3 -v5.13 | 88 | 6614 | Rate Constraint in lbs/MMBtu | FALSE | L | Annual | Qualifying Generation | TWh | 0 | 0 | 0 | 0 | 0.20243 | 0.31114 | 0.52194 | 0.31638
BART NOX Annual-Apache Station 3 -v5.13 | 88 | 6614 | Rate Constraint in lbs/MMBtu | FALSE | L | Annual | Rate | lb/MWh | 0 | 0 | 0 | 0 | 1.0977 | 1.0979 | 1.0977 | 1.1066
BART NOX Annual-Apache Station 3 -v5.13 | 88 | 6614 | Rate Constraint in lbs/MMBtu | FALSE | L | Annual | Constraint Shadow Price | US2016$/Ton | 0 | 0 | 0 | 0 | 0 | 0 | 0 | 0
BART NOX Annual-Big Cajun 2 -v5.14 | 89 | 6397 | Rate Constraint in lbs/MMBtu | FALSE | L | Annual | Seasons Included | Seasons | Winter, WintShld, Summer | Winter, WintShld, Summer | Winter, WintShld, Summer | Winter, WintShld, Summer | Winter, WintShld, Summer | Winter, WintShld, Summer | Winter, WintShld, Summer | Winter, WintShld, Summer
BART NOX Annual-Big Cajun 2 -v5.14 | 89 | 6397 | Rate Constraint in lbs/MMBtu | FALSE | L | Annual | Standard NOX | lb/MMBtu | 0.15 | 0.15 | 0.15 | 0.15 | 0.15 | 0.15 | 0.15 | 0.15
BART NOX Annual-Big Cajun 2 -v5.14 | 89 | 6397 | Rate Constraint in lbs/MMBtu | FALSE | L | Annual | Emissions at Affected Plants NOX | Thousand Tons | 0 | 0 | 0 | 0 | 0 | 0 | 0 | 0
BART NOX Annual-Big Cajun 2 -v5.14 | 89 | 6397 | Rate Constraint in lbs/MMBtu | FALSE | L | Annual | Allowances Purchased NOX | Thousand Tons | 0 | 0 | 0 | 0 | 0 | 0 | 0 | 0
BART NOX Annual-Big Cajun 2 -v5.14 | 89 | 6397 | Rate Constraint in lbs/MMBtu | FALSE | L | Annual | Allowances Sold NOX | Thousand Tons | 0 | 0 | 0 | 0 | 0 | 0 | 0 | 0
BART NOX Annual-Big Cajun 2 -v5.14 | 89 | 6397 | Rate Constraint in lbs/MMBtu | FALSE | L | Annual | Allowances Banked | Thousand Tons | 0 | 0 | 0 | 0 | 0 | 0 | 0 | 0
BART NOX Annual-Big Cajun 2 -v5.14 | 89 | 6397 | Rate Constraint in lbs/MMBtu | FALSE | L | Annual | Allowances Withdrawn (1:1) | Thousand Tons | 0 | 0 | 0 | 0 | 0 | 0 | 0 | 0
BART NOX Annual-Big Cajun 2 -v5.14 | 89 | 6397 | Rate Constraint in lbs/MMBtu | FALSE | L | Annual | Allowances Withdrawn (n:1) | Thousand Tons | 0 | 0 | 0 | 0 | 0 | 0 | 0 | 0
BART NOX Annual-Big Cajun 2 -v5.14 | 89 | 6397 | Rate Constraint in lbs/MMBtu | FALSE | L | Annual | Net Emissions Allowance Position | Thousand Tons | 0 | 0 | 0 | 0 | 0 | 0 | 0 | 0
BART NOX Annual-Big Cajun 2 -v5.14 | 89 | 6397 | Rate Constraint in lbs/MMBtu | FALSE | L | Annual | Fuel Consumed | TBtu | 0 | 0 | 0 | 0 | 0 | 0 | 0 | 0
BART NOX Annual-Big Cajun 2 -v5.14 | 89 | 6397 | Rate Constraint in lbs/MMBtu | FALSE | L | Annual | Rate | lb/MMBtu | 0 | 0 | 0 | 0 | 0 | 0 | 0 | 0
BART NOX Annual-Big Cajun 2 -v5.14 | 89 | 6397 | Rate Constraint in lbs/MMBtu | FALSE | L | Annual | Generation | TWh | 0 | 0 | 0 | 0 | 0 | 0 | 0 | 0
BART NOX Annual-Big Cajun 2 -v5.14 | 89 | 6397 | Rate Constraint in lbs/MMBtu | FALSE | L | Annual | Qualifying Generation | TWh | 0 | 0 | 0 | 0 | 0 | 0 | 0 | 0
BART NOX Annual-Big Cajun 2 -v5.14 | 89 | 6397 | Rate Constraint in lbs/MMBtu | FALSE | L | Annual | Rate | lb/MWh | 0 | 0 | 0 | 0 | 0 | 0 | 0 | 0
BART NOX Annual-Big Cajun 2 -v5.14 | 89 | 6397 | Rate Constraint in lbs/MMBtu | FALSE | L | Annual | Constraint Shadow Price | US2016$/Ton | 0 | 0 | 0 | 0 | 0 | 0 | 0 | 0
BART NOX Annual-Campbell 2 -v5.14 | 90 | 6115 | Rate Constraint in lbs/MMBtu | FALSE | L | Annual | Seasons Included | Seasons | Winter, WintShld, Summer | Winter, WintShld, Summer | Winter, WintShld, Summer | Winter, WintShld, Summer | Winter, WintShld, Summer | Winter, WintShld, Summer | Winter, WintShld, Summer | Winter, WintShld, Summer
BART NOX Annual-Campbell 2 -v5.14 | 90 | 6115 | Rate Constraint in lbs/MMBtu | FALSE | L | Annual | Standard NOX | lb/MMBtu | 0.08 | 0.08 | 0.08 | 0.08 | 0.08 | 0.08 | 0.08 | 0.08
BART NOX Annual-Campbell 2 -v5.14 | 90 | 6115 | Rate Constraint in lbs/MMBtu | FALSE | L | Annual | Emissions at Affected Plants NOX | Thousand Tons | 0.26531 | 0.26799 | 0.27703 | 0.33478 | 0.33093 | 0.33093 | 0.33093 | 0
BART NOX Annual-Campbell 2 -v5.14 | 90 | 6115 | Rate Constraint in lbs/MMBtu | FALSE | L | Annual | Allowances Purchased NOX | Thousand Tons | 0 | 0 | 0 | 0 | 0 | 0 | 0 | 0
BART NOX Annual-Campbell 2 -v5.14 | 90 | 6115 | Rate Constraint in lbs/MMBtu | FALSE | L | Annual | Allowances Sold NOX | Thousand Tons | 0 | 0 | 0 | 0 | 0 | 0 | 0 | 0
BART NOX Annual-Campbell 2 -v5.14 | 90 | 6115 | Rate Constraint in lbs/MMBtu | FALSE | L | Annual | Allowances Banked | Thousand Tons | 0 | 0 | 0 | 0 | 0 | 0 | 0 | 0
BART NOX Annual-Campbell 2 -v5.14 | 90 | 6115 | Rate Constraint in lbs/MMBtu | FALSE | L | Annual | Allowances Withdrawn (1:1) | Thousand Tons | 0 | 0 | 0 | 0 | 0 | 0 | 0 | 0
BART NOX Annual-Campbell 2 -v5.14 | 90 | 6115 | Rate Constraint in lbs/MMBtu | FALSE | L | Annual | Allowances Withdrawn (n:1) | Thousand Tons | 0 | 0 | 0 | 0 | 0 | 0 | 0 | 0
BART NOX Annual-Campbell 2 -v5.14 | 90 | 6115 | Rate Constraint in lbs/MMBtu | FALSE | L | Annual | Net Emissions Allowance Position | Thousand Tons | 0.26531 | 0.26799 | 0.27703 | 0.33478 | 0.33093 | 0.33093 | 0.33093 | 0
BART NOX Annual-Campbell 2 -v5.14 | 90 | 6115 | Rate Constraint in lbs/MMBtu | FALSE | L | Annual | Fuel Consumed | TBtu | 9.8998 | 9.9996 | 10.3371 | 12.4917 | 12.3482 | 12.3482 | 12.3482 | 0
BART NOX Annual-Campbell 2 -v5.14 | 90 | 6115 | Rate Constraint in lbs/MMBtu | FALSE | L | Annual | Rate | lb/MMBtu | 0.0536 | 0.0536 | 0.0536 | 0.0536 | 0.0536 | 0.0536 | 0.0536 | 0
BART NOX Annual-Campbell 2 -v5.14 | 90 | 6115 | Rate Constraint in lbs/MMBtu | FALSE | L | Annual | Generation | TWh | 0.91582 | 0.92505 | 0.95627 | 1.1556 | 1.1423 | 1.1423 | 1.1423 | 0
BART NOX Annual-Campbell 2 -v5.14 | 90 | 6115 | Rate Constraint in lbs/MMBtu | FALSE | L | Annual | Qualifying Generation | TWh | 0.91582 | 0.92505 | 0.95627 | 1.1556 | 1.1423 | 1.1423 | 1.1423 | 0
BART NOX Annual-Campbell 2 -v5.14 | 90 | 6115 | Rate Constraint in lbs/MMBtu | FALSE | L | Annual | Rate | lb/MWh | 0.5794 | 0.5794 | 0.5794 | 0.5794 | 0.5794 | 0.5794 | 0.5794 | 0
BART NOX Annual-Campbell 2 -v5.14 | 90 | 6115 | Rate Constraint in lbs/MMBtu | FALSE | L | Annual | Constraint Shadow Price | US2016$/Ton | 0 | 0 | 0 | 0 | 0 | 0 | 0 | 0
BART NOX Annual-Campbell 3 -v5.14 | 91 | 6116 | Rate Constraint in lbs/MMBtu | FALSE | L | Annual | Seasons Included | Seasons | Winter, WintShld, Summer | Winter, WintShld, Summer | Winter, WintShld, Summer | Winter, WintShld, Summer | Winter, WintShld, Summer | Winter, WintShld, Summer | Winter, WintShld, Summer | Winter, WintShld, Summer
BART NOX Annual-Campbell 3 -v5.14 | 91 | 6116 | Rate Constraint in lbs/MMBtu | FALSE | L | Annual | Standard NOX | lb/MMBtu | 0.08 | 0.08 | 0.08 | 0.08 | 0.08 | 0.08 | 0.08 | 0.08
BART NOX Annual-Campbell 3 -v5.14 | 91 | 6116 | Rate Constraint in lbs/MMBtu | FALSE | L | Annual | Emissions at Affected Plants NOX | Thousand Tons | 1.5381 | 1.6275 | 1.6488 | 1.8784 | 1.7029 | 1.7029 | 1.7029 | 1.3263
BART NOX Annual-Campbell 3 -v5.14 | 91 | 6116 | Rate Constraint in lbs/MMBtu | FALSE | L | Annual | Allowances Purchased NOX | Thousand Tons | 0 | 0 | 0 | 0 | 0 | 0 | 0 | 0
BART NOX Annual-Campbell 3 -v5.14 | 91 | 6116 | Rate Constraint in lbs/MMBtu | FALSE | L | Annual | Allowances Sold NOX | Thousand Tons | 0 | 0 | 0 | 0 | 0 | 0 | 0 | 0
BART NOX Annual-Campbell 3 -v5.14 | 91 | 6116 | Rate Constraint in lbs/MMBtu | FALSE | L | Annual | Allowances Banked | Thousand Tons | 0 | 0 | 0 | 0 | 0 | 0 | 0 | 0
BART NOX Annual-Campbell 3 -v5.14 | 91 | 6116 | Rate Constraint in lbs/MMBtu | FALSE | L | Annual | Allowances Withdrawn (1:1) | Thousand Tons | 0 | 0 | 0 | 0 | 0 | 0 | 0 | 0
BART NOX Annual-Campbell 3 -v5.14 | 91 | 6116 | Rate Constraint in lbs/MMBtu | FALSE | L | Annual | Allowances Withdrawn (n:1) | Thousand Tons | 0 | 0 | 0 | 0 | 0 | 0 | 0 | 0
BART NOX Annual-Campbell 3 -v5.14 | 91 | 6116 | Rate Constraint in lbs/MMBtu | FALSE | L | Annual | Net Emissions Allowance Position | Thousand Tons | 1.5381 | 1.6275 | 1.6488 | 1.8784 | 1.7029 | 1.7029 | 1.7029 | 1.3263
BART NOX Annual-Campbell 3 -v5.14 | 91 | 6116 | Rate Constraint in lbs/MMBtu | FALSE | L | Annual | Fuel Consumed | TBtu | 52.0503 | 55.0777 | 55.7964 | 63.5674 | 57.6289 | 57.6289 | 57.6289 | 44.8824
BART NOX Annual-Campbell 3 -v5.14 | 91 | 6116 | Rate Constraint in lbs/MMBtu | FALSE | L | Annual | Rate | lb/MMBtu | 0.0591 | 0.0591 | 0.0591 | 0.0591 | 0.0591 | 0.0591 | 0.0591 | 0.0591
BART NOX Annual-Campbell 3 -v5.14 | 91 | 6116 | Rate Constraint in lbs/MMBtu | FALSE | L | Annual | Generation | TWh | 4.9028 | 5.1879 | 5.2556 | 5.9876 | 5.4282 | 5.4282 | 5.4282 | 4.2276
BART NOX Annual-Campbell 3 -v5.14 | 91 | 6116 | Rate Constraint in lbs/MMBtu | FALSE | L | Annual | Qualifying Generation | TWh | 4.9028 | 5.1879 | 5.2556 | 5.9876 | 5.4282 | 5.4282 | 5.4282 | 4.2276
BART NOX Annual-Campbell 3 -v5.14 | 91 | 6116 | Rate Constraint in lbs/MMBtu | FALSE | L | Annual | Rate | lb/MWh | 0.62744 | 0.62744 | 0.62744 | 0.62744 | 0.62744 | 0.62744 | 0.62744 | 0.62744
BART NOX Annual-Campbell 3 -v5.14 | 91 | 6116 | Rate Constraint in lbs/MMBtu | FALSE | L | Annual | Constraint Shadow Price | US2016$/Ton | 0 | 0 | 0 | 0 | 0 | 0 | 0 | 0
BART NOX AnnualCap- Oswego Harbor 5- v5.16 | 92 | 6670 | Rate Constraint in MTons | FALSE | L | Annual | Seasons Included | Seasons | Winter, WintShld, Summer | Winter, WintShld, Summer | Winter, WintShld, Summer | Winter, WintShld, Summer | Winter, WintShld, Summer | Winter, WintShld, Summer | Winter, WintShld, Summer | Winter, WintShld, Summer
BART NOX AnnualCap- Oswego Harbor 5- v5.16 | 92 | 6670 | Rate Constraint in MTons | FALSE | L | Annual | Standard NOX | Thousand Tons | 0.383 | 0.383 | 0.383 | 0.383 | 0.383 | 0.383 | 0.383 | 0.383
BART NOX AnnualCap- Oswego Harbor 5- v5.16 | 92 | 6670 | Rate Constraint in MTons | FALSE | L | Annual | Emissions at Affected Plants NOX | Thousand Tons | 0 | 0 | 0 | 0 | 0 | 0 | 0 | 0
BART NOX AnnualCap- Oswego Harbor 5- v5.16 | 92 | 6670 | Rate Constraint in MTons | FALSE | L | Annual | Allowances Purchased NOX | Thousand Tons | 0 | 0 | 0 | 0 | 0 | 0 | 0 | 0
BART NOX AnnualCap- Oswego Harbor 5- v5.16 | 92 | 6670 | Rate Constraint in MTons | FALSE | L | Annual | Allowances Sold NOX | Thousand Tons | 0 | 0 | 0 | 0 | 0 | 0 | 0 | 0
BART NOX AnnualCap- Oswego Harbor 5- v5.16 | 92 | 6670 | Rate Constraint in MTons | FALSE | L | Annual | Allowances Banked | Thousand Tons | 0 | 0 | 0 | 0 | 0 | 0 | 0 | 0
BART NOX AnnualCap- Oswego Harbor 5- v5.16 | 92 | 6670 | Rate Constraint in MTons | FALSE | L | Annual | Allowances Withdrawn (1:1) | Thousand Tons | 0 | 0 | 0 | 0 | 0 | 0 | 0 | 0
BART NOX AnnualCap- Oswego Harbor 5- v5.16 | 92 | 6670 | Rate Constraint in MTons | FALSE | L | Annual | Allowances Withdrawn (n:1) | Thousand Tons | 0 | 0 | 0 | 0 | 0 | 0 | 0 | 0
BART NOX AnnualCap- Oswego Harbor 5- v5.16 | 92 | 6670 | Rate Constraint in MTons | FALSE | L | Annual | Net Emissions Allowance Position | Thousand Tons | 0 | 0 | 0 | 0 | 0 | 0 | 0 | 0
BART NOX AnnualCap- Oswego Harbor 5- v5.16 | 92 | 6670 | Rate Constraint in MTons | FALSE | L | Annual | Fuel Consumed | TBtu | 0 | 0 | 0 | 0 | 0 | 0 | 0 | 0
BART NOX AnnualCap- Oswego Harbor 5- v5.16 | 92 | 6670 | Rate Constraint in MTons | FALSE | L | Annual | Rate | lb/MMBtu | 0 | 0 | 0 | 0 | 0 | 0 | 0 | 0
BART NOX AnnualCap- Oswego Harbor 5- v5.16 | 92 | 6670 | Rate Constraint in MTons | FALSE | L | Annual | Generation | TWh | 0 | 0 | 0 | 0 | 0 | 0 | 0 | 0
BART NOX AnnualCap- Oswego Harbor 5- v5.16 | 92 | 6670 | Rate Constraint in MTons | FALSE | L | Annual | Qualifying Generation | TWh | 0 | 0 | 0 | 0 | 0 | 0 | 0 | 0
BART NOX AnnualCap- Oswego Harbor 5- v5.16 | 92 | 6670 | Rate Constraint in MTons | FALSE | L | Annual | Rate | lb/MWh | 0 | 0 | 0 | 0 | 0 | 0 | 0 | 0
BART NOX AnnualCap- Oswego Harbor 5- v5.16 | 92 | 6670 | Rate Constraint in MTons | FALSE | L | Annual | Constraint Shadow Price | US2016$/Ton | 0 | 0 | 0 | 0 | 0 | 0 | 0 | 0
BART NOX AnnualCap- Oswego Harbor 6- v5.16 | 93 | 6671 | Rate Constraint in MTons | FALSE | L | Annual | Seasons Included | Seasons | Winter, WintShld, Summer | Winter, WintShld, Summer | Winter, WintShld, Summer | Winter, WintShld, Summer | Winter, WintShld, Summer | Winter, WintShld, Summer | Winter, WintShld, Summer | Winter, WintShld, Summer
BART NOX AnnualCap- Oswego Harbor 6- v5.16 | 93 | 6671 | Rate Constraint in MTons | FALSE | L | Annual | Standard NOX | Thousand Tons | 0.665 | 0.665 | 0.665 | 0.665 | 0.665 | 0.665 | 0.665 | 0.665
BART NOX AnnualCap- Oswego Harbor 6- v5.16 | 93 | 6671 | Rate Constraint in MTons | FALSE | L | Annual | Emissions at Affected Plants NOX | Thousand Tons | 0.060418 | 0.060686 | 0.12348 | 0.12549 | 0.12361 | 0.051766 | 0.011606 | 0.012434
BART NOX AnnualCap- Oswego Harbor 6- v5.16 | 93 | 6671 | Rate Constraint in MTons | FALSE | L | Annual | Allowances Purchased NOX | Thousand Tons | 0 | 0 | 0 | 0 | 0 | 0 | 0 | 0
BART NOX AnnualCap- Oswego Harbor 6- v5.16 | 93 | 6671 | Rate Constraint in MTons | FALSE | L | Annual | Allowances Sold NOX | Thousand Tons | 0 | 0 | 0 | 0 | 0 | 0 | 0 | 0
BART NOX AnnualCap- Oswego Harbor 6- v5.16 | 93 | 6671 | Rate Constraint in MTons | FALSE | L | Annual | Allowances Banked | Thousand Tons | 0 | 0 | 0 | 0 | 0 | 0 | 0 | 0
BART NOX AnnualCap- Oswego Harbor 6- v5.16 | 93 | 6671 | Rate Constraint in MTons | FALSE | L | Annual | Allowances Withdrawn (1:1) | Thousand Tons | 0 | 0 | 0 | 0 | 0 | 0 | 0 | 0
BART NOX AnnualCap- Oswego Harbor 6- v5.16 | 93 | 6671 | Rate Constraint in MTons | FALSE | L | Annual | Allowances Withdrawn (n:1) | Thousand Tons | 0 | 0 | 0 | 0 | 0 | 0 | 0 | 0
BART NOX AnnualCap- Oswego Harbor 6- v5.16 | 93 | 6671 | Rate Constraint in MTons | FALSE | L | Annual | Net Emissions Allowance Position | Thousand Tons | 0.060418 | 0.060686 | 0.12348 | 0.12549 | 0.12361 | 0.051766 | 0.011606 | 0.012434
BART NOX AnnualCap- Oswego Harbor 6- v5.16 | 93 | 6671 | Rate Constraint in MTons | FALSE | L | Annual | Fuel Consumed | TBtu | 1.5105 | 1.5172 | 3.087 | 3.1372 | 3.0902 | 1.2941 | 0.29014 | 0.31084
BART NOX AnnualCap- Oswego Harbor 6- v5.16 | 93 | 6671 | Rate Constraint in MTons | FALSE | L | Annual | Rate | lb/MMBtu | 0.08 | 0.08 | 0.08 | 0.08 | 0.08 | 0.08 | 0.08 | 0.08
BART NOX AnnualCap- Oswego Harbor 6- v5.16 | 93 | 6671 | Rate Constraint in MTons | FALSE | L | Annual | Generation | TWh | 0.12581 | 0.12637 | 0.25712 | 0.2613 | 0.25739 | 0.10779 | 0.024167 | 0.02589
BART NOX AnnualCap- Oswego Harbor 6- v5.16 | 93 | 6671 | Rate Constraint in MTons | FALSE | L | Annual | Qualifying Generation | TWh | 0.12581 | 0.12637 | 0.25712 | 0.2613 | 0.25739 | 0.10779 | 0.024167 | 0.02589
BART NOX AnnualCap- Oswego Harbor 6- v5.16 | 93 | 6671 | Rate Constraint in MTons | FALSE | L | Annual | Rate | lb/MWh | 0.96048 | 0.96048 | 0.96048 | 0.96048 | 0.96048 | 0.96048 | 0.96048 | 0.96048
BART NOX AnnualCap- Oswego Harbor 6- v5.16 | 93 | 6671 | Rate Constraint in MTons | FALSE | L | Annual | Constraint Shadow Price | US2016$/Ton | 0 | 0 | 0 | 0 | 0 | 0 | 0 | 0
BART NOX Annual-Cherokee 4 -v5.13 | 94 | 5819 | Rate Constraint in lbs/MMBtu | FALSE | L | Annual | Seasons Included | Seasons | Winter, WintShld, Summer | Winter, WintShld, Summer | Winter, WintShld, Summer | Winter, WintShld, Summer | Winter, WintShld, Summer | Winter, WintShld, Summer | Winter, WintShld, Summer | Winter, WintShld, Summer
BART NOX Annual-Cherokee 4 -v5.13 | 94 | 5819 | Rate Constraint in lbs/MMBtu | FALSE | L | Annual | Standard NOX | lb/MMBtu | 0.12 | 0.12 | 0.12 | 0.12 | 0.12 | 0.12 | 0.12 | 0.12
BART NOX Annual-Cherokee 4 -v5.13 | 94 | 5819 | Rate Constraint in lbs/MMBtu | FALSE | L | Annual | Emissions at Affected Plants NOX | Thousand Tons | 0.068532 | 0.13093 | 0.1317 | 0.15617 | 0.21247 | 0.24677 | 0.21546 | 0.21027
BART NOX Annual-Cherokee 4 -v5.13 | 94 | 5819 | Rate Constraint in lbs/MMBtu | FALSE | L | Annual | Allowances Purchased NOX | Thousand Tons | 0 | 0 | 0 | 0 | 0 | 0 | 0 | 0
BART NOX Annual-Cherokee 4 -v5.13 | 94 | 5819 | Rate Constraint in lbs/MMBtu | FALSE | L | Annual | Allowances Sold NOX | Thousand Tons | 0 | 0 | 0 | 0 | 0 | 0 | 0 | 0
BART NOX Annual-Cherokee 4 -v5.13 | 94 | 5819 | Rate Constraint in lbs/MMBtu | FALSE | L | Annual | Allowances Banked | Thousand Tons | 0 | 0 | 0 | 0 | 0 | 0 | 0 | 0
BART NOX Annual-Cherokee 4 -v5.13 | 94 | 5819 | Rate Constraint in lbs/MMBtu | FALSE | L | Annual | Allowances Withdrawn (1:1) | Thousand Tons | 0 | 0 | 0 | 0 | 0 | 0 | 0 | 0
BART NOX Annual-Cherokee 4 -v5.13 | 94 | 5819 | Rate Constraint in lbs/MMBtu | FALSE | L | Annual | Allowances Withdrawn (n:1) | Thousand Tons | 0 | 0 | 0 | 0 | 0 | 0 | 0 | 0
BART NOX Annual-Cherokee 4 -v5.13 | 94 | 5819 | Rate Constraint in lbs/MMBtu | FALSE | L | Annual | Net Emissions Allowance Position | Thousand Tons | 0.068532 | 0.13093 | 0.1317 | 0.15617 | 0.21247 | 0.24677 | 0.21546 | 0.21027
BART NOX Annual-Cherokee 4 -v5.13 | 94 | 5819 | Rate Constraint in lbs/MMBtu | FALSE | L | Annual | Fuel Consumed | TBtu | 1.1422 | 2.1821 | 2.195 | 2.6029 | 3.5412 | 4.1128 | 3.5911 | 3.5045
BART NOX Annual-Cherokee 4 -v5.13 | 94 | 5819 | Rate Constraint in lbs/MMBtu | FALSE | L | Annual | Rate | lb/MMBtu | 0.12 | 0.12 | 0.12 | 0.12 | 0.12 | 0.12 | 0.12 | 0.12
BART NOX Annual-Cherokee 4 -v5.13 | 94 | 5819 | Rate Constraint in lbs/MMBtu | FALSE | L | Annual | Generation | TWh | 0.10767 | 0.2057 | 0.20692 | 0.24537 | 0.33382 | 0.38771 | 0.33853 | 0.33036
BART NOX Annual-Cherokee 4 -v5.13 | 94 | 5819 | Rate Constraint in lbs/MMBtu | FALSE | L | Annual | Qualifying Generation | TWh | 0.10767 | 0.2057 | 0.20692 | 0.24537 | 0.33382 | 0.38771 | 0.33853 | 0.33036
BART NOX Annual-Cherokee 4 -v5.13 | 94 | 5819 | Rate Constraint in lbs/MMBtu | FALSE | L | Annual | Rate | lb/MWh | 1.273 | 1.273 | 1.273 | 1.273 | 1.273 | 1.273 | 1.273 | 1.273
BART NOX Annual-Cherokee 4 -v5.13 | 94 | 5819 | Rate Constraint in lbs/MMBtu | FALSE | L | Annual | Constraint Shadow Price | US2016$/Ton | 0 | 0 | 0 | 0 | 0 | 0 | 0 | 0
BART NOX Annual-Cholla 3 -v6.17 | 96 | 7048 | Rate Constraint in lbs/MMBtu | FALSE | L | Annual | Seasons Included | Seasons | Winter, WintShld, Summer | Winter, WintShld, Summer | Winter, WintShld, Summer | Winter, WintShld, Summer | Winter, WintShld, Summer | Winter, WintShld, Summer | Winter, WintShld, Summer | Winter, WintShld, Summer
BART NOX Annual-Cholla 3 -v6.17 | 96 | 7048 | Rate Constraint in lbs/MMBtu | FALSE | L | Annual | Standard NOX | lb/MMBtu | 0.22 | 0.22 | 0.22 | 0.08 | 0.08 | 0.08 | 0.08 | 0.08
BART NOX Annual-Cholla 3 -v6.17 | 96 | 7048 | Rate Constraint in lbs/MMBtu | FALSE | L | Annual | Emissions at Affected Plants NOX | Thousand Tons | 1.9457 | 1.9457 | 0 | 0 | 0 | 0 | 0 | 0
BART NOX Annual-Cholla 3 -v6.17 | 96 | 7048 | Rate Constraint in lbs/MMBtu | FALSE | L | Annual | Allowances Purchased NOX | Thousand Tons | 0 | 0 | 0 | 0 | 0 | 0 | 0 | 0
BART NOX Annual-Cholla 3 -v6.17 | 96 | 7048 | Rate Constraint in lbs/MMBtu | FALSE | L | Annual | Allowances Sold NOX | Thousand Tons | 0 | 0 | 0 | 0 | 0 | 0 | 0 | 0
BART NOX Annual-Cholla 3 -v6.17 | 96 | 7048 | Rate Constraint in lbs/MMBtu | FALSE | L | Annual | Allowances Banked | Thousand Tons | 0 | 0 | 0 | 0 | 0 | 0 | 0 | 0
BART NOX Annual-Cholla 3 -v6.17 | 96 | 7048 | Rate Constraint in lbs/MMBtu | FALSE | L | Annual | Allowances Withdrawn (1:1) | Thousand Tons | 0 | 0 | 0 | 0 | 0 | 0 | 0 | 0
BART NOX Annual-Cholla 3 -v6.17 | 96 | 7048 | Rate Constraint in lbs/MMBtu | FALSE | L | Annual | Allowances Withdrawn (n:1) | Thousand Tons | 0 | 0 | 0 | 0 | 0 | 0 | 0 | 0
BART NOX Annual-Cholla 3 -v6.17 | 96 | 7048 | Rate Constraint in lbs/MMBtu | FALSE | L | Annual | Net Emissions Allowance Position | Thousand Tons | 1.9457 | 1.9457 | 0 | 0 | 0 | 0 | 0 | 0
BART NOX Annual-Cholla 3 -v6.17 | 96 | 7048 | Rate Constraint in lbs/MMBtu | FALSE | L | Annual | Fuel Consumed | TBtu | 20.9724 | 20.9724 | 0 | 0 | 0 | 0 | 0 | 0
BART NOX Annual-Cholla 3 -v6.17 | 96 | 7048 | Rate Constraint in lbs/MMBtu | FALSE | L | Annual | Rate | lb/MMBtu | 0.18555 | 0.18555 | 0 | 0 | 0 | 0 | 0 | 0
BART NOX Annual-Cholla 3 -v6.17 | 96 | 7048 | Rate Constraint in lbs/MMBtu | FALSE | L | Annual | Generation | TWh | 1.8735 | 1.8735 | 0 | 0 | 0 | 0 | 0 | 0
BART NOX Annual-Cholla 3 -v6.17 | 96 | 7048 | Rate Constraint in lbs/MMBtu | FALSE | L | Annual | Qualifying Generation | TWh | 1.8735 | 1.8735 | 0 | 0 | 0 | 0 | 0 | 0
BART NOX Annual-Cholla 3 -v6.17 | 96 | 7048 | Rate Constraint in lbs/MMBtu | FALSE | L | Annual | Rate | lb/MWh | 2.0771 | 2.0771 | 0 | 0 | 0 | 0 | 0 | 0
BART NOX Annual-Cholla 3 -v6.17 | 96 | 7048 | Rate Constraint in lbs/MMBtu | FALSE | L | Annual | Constraint Shadow Price | US2016$/Ton | 0 | 0 | 0 | 13076.4943 | 15778.6482 | 14986.9354 | 22249.9438 | 14119.8074
BART NOX Annual-Cholla 4 -v6.17 | 97 | 7049 | Rate Constraint in lbs/MMBtu | FALSE | L | Annual | Seasons Included | Seasons | Winter, WintShld, Summer | Winter, WintShld, Summer | Winter, WintShld, Summer | Winter, WintShld, Summer | Winter, WintShld, Summer | Winter, WintShld, Summer | Winter, WintShld, Summer | Winter, WintShld, Summer
BART NOX Annual-Cholla 4 -v6.17 | 97 | 7049 | Rate Constraint in lbs/MMBtu | FALSE | L | Annual | Standard NOX | lb/MMBtu | 0.22 | 0.22 | 0.22 | 0.08 | 0.08 | 0.08 | 0.08 | 0.08
BART NOX Annual-Cholla 4 -v6.17 | 97 | 7049 | Rate Constraint in lbs/MMBtu | FALSE | L | Annual | Emissions at Affected Plants NOX | Thousand Tons | 0 | 0 | 0 | 0 | 0 | 0 | 0 | 0
BART NOX Annual-Cholla 4 -v6.17 | 97 | 7049 | Rate Constraint in lbs/MMBtu | FALSE | L | Annual | Allowances Purchased NOX | Thousand Tons | 0 | 0 | 0 | 0 | 0 | 0 | 0 | 0
BART NOX Annual-Cholla 4 -v6.17 | 97 | 7049 | Rate Constraint in lbs/MMBtu | FALSE | L | Annual | Allowances Sold NOX | Thousand Tons | 0 | 0 | 0 | 0 | 0 | 0 | 0 | 0
BART NOX Annual-Cholla 4 -v6.17 | 97 | 7049 | Rate Constraint in lbs/MMBtu | FALSE | L | Annual | Allowances Banked | Thousand Tons | 0 | 0 | 0 | 0 | 0 | 0 | 0 | 0
BART NOX Annual-Cholla 4 -v6.17 | 97 | 7049 | Rate Constraint in lbs/MMBtu | FALSE | L | Annual | Allowances Withdrawn (1:1) | Thousand Tons | 0 | 0 | 0 | 0 | 0 | 0 | 0 | 0
BART NOX Annual-Cholla 4 -v6.17 | 97 | 7049 | Rate Constraint in lbs/MMBtu | FALSE | L | Annual | Allowances Withdrawn (n:1) | Thousand Tons | 0 | 0 | 0 | 0 | 0 | 0 | 0 | 0
BART NOX Annual-Cholla 4 -v6.17 | 97 | 7049 | Rate Constraint in lbs/MMBtu | FALSE | L | Annual | Net Emissions Allowance Position | Thousand Tons | 0 | 0 | 0 | 0 | 0 | 0 | 0 | 0
BART NOX Annual-Cholla 4 -v6.17 | 97 | 7049 | Rate Constraint in lbs/MMBtu | FALSE | L | Annual | Fuel Consumed | TBtu | 0 | 0 | 0 | 0 | 0 | 0 | 0 | 0
BART NOX Annual-Cholla 4 -v6.17 | 97 | 7049 | Rate Constraint in lbs/MMBtu | FALSE | L | Annual | Rate | lb/MMBtu | 0 | 0 | 0 | 0 | 0 | 0 | 0 | 0
BART NOX Annual-Cholla 4 -v6.17 | 97 | 7049 | Rate Constraint in lbs/MMBtu | FALSE | L | Annual | Generation | TWh | 0 | 0 | 0 | 0 | 0 | 0 | 0 | 0
BART NOX Annual-Cholla 4 -v6.17 | 97 | 7049 | Rate Constraint in lbs/MMBtu | FALSE | L | Annual | Qualifying Generation | TWh | 0 | 0 | 0 | 0 | 0 | 0 | 0 | 0
BART NOX Annual-Cholla 4 -v6.17 | 97 | 7049 | Rate Constraint in lbs/MMBtu | FALSE | L | Annual | Rate | lb/MWh | 0 | 0 | 0 | 0 | 0 | 0 | 0 | 0
BART NOX Annual-Cholla 4 -v6.17 | 97 | 7049 | Rate Constraint in lbs/MMBtu | FALSE | L | Annual | Constraint Shadow Price | US2016$/Ton | 0 | 0 | 0 | 6848.3253 | 7237.7999 | 9099.2424 | 0 | 5814.4183
BART NOX Annual-Comanche 1 -v5.13 | 98 | 5820 | Rate Constraint in lbs/MMBtu | FALSE | L | Annual | Seasons Included | Seasons | Winter, WintShld, Summer | Winter, WintShld, Summer | Winter, WintShld, Summer | Winter, WintShld, Summer | Winter, WintShld, Summer | Winter, WintShld, Summer | Winter, WintShld, Summer | Winter, WintShld, Summer
BART NOX Annual-Comanche 1 -v5.13 | 98 | 5820 | Rate Constraint in lbs/MMBtu | FALSE | L | Annual | Standard NOX | lb/MMBtu | 0.2 | 0.2 | 0.2 | 0.2 | 0.2 | 0.2 | 0.2 | 0.2
BART NOX Annual-Comanche 1 -v5.13 | 98 | 5820 | Rate Constraint in lbs/MMBtu | FALSE | L | Annual | Emissions at Affected Plants NOX | Thousand Tons | 1.4948 | 1.4948 | 1.4948 | 1.4948 | 1.3619 | 1.3626 | 1.4948 | 1.4491
BART NOX Annual-Comanche 1 -v5.13 | 98 | 5820 | Rate Constraint in lbs/MMBtu | FALSE | L | Annual | Allowances Purchased NOX | Thousand Tons | 0 | 0 | 0 | 0 | 0 | 0 | 0 | 0
BART NOX Annual-Comanche 1 -v5.13 | 98 | 5820 | Rate Constraint in lbs/MMBtu | FALSE | L | Annual | Allowances Sold NOX | Thousand Tons | 0 | 0 | 0 | 0 | 0 | 0 | 0 | 0
BART NOX Annual-Comanche 1 -v5.13 | 98 | 5820 | Rate Constraint in lbs/MMBtu | FALSE | L | Annual | Allowances Banked | Thousand Tons | 0 | 0 | 0 | 0 | 0 | 0 | 0 | 0
BART NOX Annual-Comanche 1 -v5.13 | 98 | 5820 | Rate Constraint in lbs/MMBtu | FALSE | L | Annual | Allowances Withdrawn (1:1) | Thousand Tons | 0 | 0 | 0 | 0 | 0 | 0 | 0 | 0
BART NOX Annual-Comanche 1 -v5.13 | 98 | 5820 | Rate Constraint in lbs/MMBtu | FALSE | L | Annual | Allowances Withdrawn (n:1) | Thousand Tons | 0 | 0 | 0 | 0 | 0 | 0 | 0 | 0
BART NOX Annual-Comanche 1 -v5.13 | 98 | 5820 | Rate Constraint in lbs/MMBtu | FALSE | L | Annual | Net Emissions Allowance Position | Thousand Tons | 1.4948 | 1.4948 | 1.4948 | 1.4948 | 1.3619 | 1.3626 | 1.4948 | 1.4491
BART NOX Annual-Comanche 1 -v5.13 | 98 | 5820 | Rate Constraint in lbs/MMBtu | FALSE | L | Annual | Fuel Consumed | TBtu | 24.9638 | 24.9638 | 24.9638 | 24.9638 | 22.7443 | 22.7553 | 24.9638 | 24.1996
BART NOX Annual-Comanche 1 -v5.13 | 98 | 5820 | Rate Constraint in lbs/MMBtu | FALSE | L | Annual | Rate | lb/MMBtu | 0.11976 | 0.11976 | 0.11976 | 0.11976 | 0.11976 | 0.11976 | 0.11976 | 0.11976
BART NOX Annual-Comanche 1 -v5.13 | 98 | 5820 | Rate Constraint in lbs/MMBtu | FALSE | L | Annual | Generation | TWh | 2.332 | 2.332 | 2.332 | 2.332 | 2.1246 | 2.1257 | 2.332 | 2.2606
BART NOX Annual-Comanche 1 -v5.13 | 98 | 5820 | Rate Constraint in lbs/MMBtu | FALSE | L | Annual | Qualifying Generation | TWh | 2.332 | 2.332 | 2.332 | 2.332 | 2.1246 | 2.1257 | 2.332 | 2.2606
BART NOX Annual-Comanche 1 -v5.13 | 98 | 5820 | Rate Constraint in lbs/MMBtu | FALSE | L | Annual | Rate | lb/MWh | 1.282 | 1.282 | 1.282 | 1.282 | 1.282 | 1.282 | 1.282 | 1.282
BART NOX Annual-Comanche 1 -v5.13 | 98 | 5820 | Rate Constraint in lbs/MMBtu | FALSE | L | Annual | Constraint Shadow Price | US2016$/Ton | 0 | 0 | 0 | 0 | 0 | 0 | 0 | 0
BART NOX Annual-Comanche 2 -v5.13 | 99 | 5821 | Rate Constraint in lbs/MMBtu | FALSE | L | Annual | Seasons Included | Seasons | Winter, WintShld, Summer | Winter, WintShld, Summer | Winter, WintShld, Summer | Winter, WintShld, Summer | Winter, WintShld, Summer | Winter, WintShld, Summer | Winter, WintShld, Summer | Winter, WintShld, Summer
BART NOX Annual-Comanche 2 -v5.13 | 99 | 5821 | Rate Constraint in lbs/MMBtu | FALSE | L | Annual | Standard NOX | lb/MMBtu | 0.2 | 0.2 | 0.2 | 0.2 | 0.2 | 0.2 | 0.2 | 0.2
BART NOX Annual-Comanche 2 -v5.13 | 99 | 5821 | Rate Constraint in lbs/MMBtu | FALSE | L | Annual | Emissions at Affected Plants NOX | Thousand Tons | 1.9111 | 1.9111 | 1.9111 | 1.9111 | 1.7412 | 1.9111 | 1.9111 | 1.9111
BART NOX Annual-Comanche 2 -v5.13 | 99 | 5821 | Rate Constraint in lbs/MMBtu | FALSE | L | Annual | Allowances Purchased NOX | Thousand Tons | 0 | 0 | 0 | 0 | 0 | 0 | 0 | 0
BART NOX Annual-Comanche 2 -v5.13 | 99 | 5821 | Rate Constraint in lbs/MMBtu | FALSE | L | Annual | Allowances Sold NOX | Thousand Tons | 0 | 0 | 0 | 0 | 0 | 0 | 0 | 0
BART NOX Annual-Comanche 2 -v5.13 | 99 | 5821 | Rate Constraint in lbs/MMBtu | FALSE | L | Annual | Allowances Banked | Thousand Tons | 0 | 0 | 0 | 0 | 0 | 0 | 0 | 0
BART NOX Annual-Comanche 2 -v5.13 | 99 | 5821 | Rate Constraint in lbs/MMBtu | FALSE | L | Annual | Allowances Withdrawn (1:1) | Thousand Tons | 0 | 0 | 0 | 0 | 0 | 0 | 0 | 0
BART NOX Annual-Comanche 2 -v5.13 | 99 | 5821 | Rate Constraint in lbs/MMBtu | FALSE | L | Annual | Allowances Withdrawn (n:1) | Thousand Tons | 0 | 0 | 0 | 0 | 0 | 0 | 0 | 0
BART NOX Annual-Comanche 2 -v5.13 | 99 | 5821 | Rate Constraint in lbs/MMBtu | FALSE | L | Annual | Net Emissions Allowance Position | Thousand Tons | 1.9111 | 1.9111 | 1.9111 | 1.9111 | 1.7412 | 1.9111 | 1.9111 | 1.9111
BART NOX Annual-Comanche 2 -v5.13 | 99 | 5821 | Rate Constraint in lbs/MMBtu | FALSE | L | Annual | Fuel Consumed | TBtu | 25.482 | 25.482 | 25.482 | 25.482 | 23.2164 | 25.482 | 25.482 | 25.482
BART NOX Annual-Comanche 2 -v5.13 | 99 | 5821 | Rate Constraint in lbs/MMBtu | FALSE | L | Annual | Rate | lb/MMBtu | 0.15 | 0.15 | 0.15 | 0.15 | 0.15 | 0.15 | 0.15 | 0.15
BART NOX Annual-Comanche 2 -v5.13 | 99 | 5821 | Rate Constraint in lbs/MMBtu | FALSE | L | Annual | Generation | TWh | 2.4037 | 2.4037 | 2.4037 | 2.4037 | 2.19 | 2.4037 | 2.4037 | 2.4037
BART NOX Annual-Comanche 2 -v5.13 | 99 | 5821 | Rate Constraint in lbs/MMBtu | FALSE | L | Annual | Qualifying Generation | TWh | 2.4037 | 2.4037 | 2.4037 | 2.4037 | 2.19 | 2.4037 | 2.4037 | 2.4037
BART NOX Annual-Comanche 2 -v5.13 | 99 | 5821 | Rate Constraint in lbs/MMBtu | FALSE | L | Annual | Rate | lb/MWh | 1.5901 | 1.5901 | 1.5901 | 1.5901 | 1.5901 | 1.5901 | 1.5901 | 1.5901
BART NOX Annual-Comanche 2 -v5.13 | 99 | 5821 | Rate Constraint in lbs/MMBtu | FALSE | L | Annual | Constraint Shadow Price | US2016$/Ton | 0 | 0 | 0 | 0 | 0 | 0 | 0 | 0
BART NOX Annual-Coronado U1B -v5.13 | 100 | 6398 | Rate Constraint in lbs/MMBtu | FALSE | L | Annual | Seasons Included | Seasons | Winter, WintShld, Summer | Winter, WintShld, Summer | Winter, WintShld, Summer | Winter, WintShld, Summer | Winter, WintShld, Summer | Winter, WintShld, Summer | Winter, WintShld, Summer | Winter, WintShld, Summer
BART NOX Annual-Coronado U1B -v5.13 | 100 | 6398 | Rate Constraint in lbs/MMBtu | FALSE | L | Annual | Standard NOX | lb/MMBtu | 0.065 | 0.065 | 0.065 | 0.065 | 0.065 | 0.065 | 0.065 | 0.065
BART NOX Annual-Coronado U1B -v5.13 | 100 | 6398 | Rate Constraint in lbs/MMBtu | FALSE | L | Annual | Emissions at Affected Plants NOX | Thousand Tons | 0.65312 | 0.71874 | 0.71874 | 0.48714 | 0.48714 | 0.48714 | 0.48714 | 0.48714
BART NOX Annual-Coronado U1B -v5.13 | 100 | 6398 | Rate Constraint in lbs/MMBtu | FALSE | L | Annual | Allowances Purchased NOX | Thousand Tons | 0 | 0 | 0 | 0 | 0 | 0 | 0 | 0
BART NOX Annual-Coronado U1B -v5.13 | 100 | 6398 | Rate Constraint in lbs/MMBtu | FALSE | L | Annual | Allowances Sold NOX | Thousand Tons | 0 | 0 | 0 | 0 | 0 | 0 | 0 | 0
BART NOX Annual-Coronado U1B -v5.13 | 100 | 6398 | Rate Constraint in lbs/MMBtu | FALSE | L | Annual | Allowances Banked | Thousand Tons | 0 | 0 | 0 | 0 | 0 | 0 | 0 | 0
BART NOX Annual-Coronado U1B -v5.13 | 100 | 6398 | Rate Constraint in lbs/MMBtu | FALSE | L | Annual | Allowances Withdrawn (1:1) | Thousand Tons | 0 | 0 | 0 | 0 | 0 | 0 | 0 | 0
BART NOX Annual-Coronado U1B -v5.13 | 100 | 6398 | Rate Constraint in lbs/MMBtu | FALSE | L | Annual | Allowances Withdrawn (n:1) | Thousand Tons | 0 | 0 | 0 | 0 | 0 | 0 | 0 | 0
BART NOX Annual-Coronado U1B -v5.13 | 100 | 6398 | Rate Constraint in lbs/MMBtu | FALSE | L | Annual | Net Emissions Allowance Position | Thousand Tons | 0.65312 | 0.71874 | 0.71874 | 0.48714 | 0.48714 | 0.48714 | 0.48714 | 0.48714
BART NOX Annual-Coronado U1B -v5.13 | 100 | 6398 | Rate Constraint in lbs/MMBtu | FALSE | L | Annual | Fuel Consumed | TBtu | 26.125 | 28.7497 | 28.7497 | 19.4858 | 19.4858 | 19.4858 | 19.4858 | 19.4858
BART NOX Annual-Coronado U1B -v5.13 | 100 | 6398 | Rate Constraint in lbs/MMBtu | FALSE | L | Annual | Rate | lb/MMBtu | 0.05 | 0.05 | 0.05 | 0.05 | 0.05 | 0.05 | 0.05 | 0.05
BART NOX Annual-Coronado U1B -v5.13 | 100 | 6398 | Rate Constraint in lbs/MMBtu | FALSE | L | Annual | Generation | TWh | 2.4581 | 2.7051 | 2.7051 | 1.8334 | 1.8334 | 1.8334 | 1.8334 | 1.8334
BART NOX Annual-Coronado U1B -v5.13 | 100 | 6398 | Rate Constraint in lbs/MMBtu | FALSE | L | Annual | Qualifying Generation | TWh | 2.4581 | 2.7051 | 2.7051 | 1.8334 | 1.8334 | 1.8334 | 1.8334 | 1.8334
BART NOX Annual-Coronado U1B -v5.13 | 100 | 6398 | Rate Constraint in lbs/MMBtu | FALSE | L | Annual | Rate | lb/MWh | 0.5314 | 0.5314 | 0.5314 | 0.5314 | 0.5314 | 0.5314 | 0.5314 | 0.5314
BART NOX Annual-Coronado U1B -v5.13 | 100 | 6398 | Rate Constraint in lbs/MMBtu | FALSE | L | Annual | Constraint Shadow Price | US2016$/Ton | 0 | 0 | 0 | 0 | 0 | 0 | 0 | 0
BART NOX Annual-Craig C2 -v5.13 | 101 | 5823 | Rate Constraint in lbs/MMBtu | FALSE | L | Annual | Seasons Included | Seasons | Winter, WintShld, Summer | Winter, WintShld, Summer | Winter, WintShld, Summer | Winter, WintShld, Summer | Winter, WintShld, Summer | Winter, WintShld, Summer | Winter, WintShld, Summer | Winter, WintShld, Summer
BART NOX Annual-Craig C2 -v5.13 | 101 | 5823 | Rate Constraint in lbs/MMBtu | FALSE | L | Annual | Standard NOX | lb/MMBtu | 0.08 | 0.08 | 0.08 | 0.08 | 0.08 | 0.08 | 0.08 | 0.08
BART NOX Annual-Craig C2 -v5.13 | 101 | 5823 | Rate Constraint in lbs/MMBtu | FALSE | L | Annual | Emissions at Affected Plants NOX | Thousand Tons | 0.98863 | 0.98863 | 0.98863 | 1.0985 | 1.0985 | 1.0985 | 0.98863 | 0.98863
BART NOX Annual-Craig C2 -v5.13 | 101 | 5823 | Rate Constraint in lbs/MMBtu | FALSE | L | Annual | Allowances Purchased NOX | Thousand Tons | 0 | 0 | 0 | 0 | 0 | 0 | 0 | 0
BART NOX Annual-Craig C2 -v5.13 | 101 | 5823 | Rate Constraint in lbs/MMBtu | FALSE | L | Annual | Allowances Sold NOX | Thousand Tons | 0 | 0 | 0 | 0 | 0 | 0 | 0 | 0
BART NOX Annual-Craig C2 -v5.13 | 101 | 5823 | Rate Constraint in lbs/MMBtu | FALSE | L | Annual | Allowances Banked | Thousand Tons | 0 | 0 | 0 | 0 | 0 | 0 | 0 | 0
BART NOX Annual-Craig C2 -v5.13 | 101 | 5823 | Rate Constraint in lbs/MMBtu | FALSE | L | Annual | Allowances Withdrawn (1:1) | Thousand Tons | 0 | 0 | 0 | 0 | 0 | 0 | 0 | 0
BART NOX Annual-Craig C2 -v5.13 | 101 | 5823 | Rate Constraint in lbs/MMBtu | FALSE | L | Annual | Allowances Withdrawn (n:1) | Thousand Tons | 0 | 0 | 0 | 0 | 0 | 0 | 0 | 0
BART NOX Annual-Craig C2 -v5.13 | 101 | 5823 | Rate Constraint in lbs/MMBtu | FALSE | L | Annual | Net Emissions Allowance Position | Thousand Tons | 0.98863 | 0.98863 | 0.98863 | 1.0985 | 1.0985 | 1.0985 | 0.98863 | 0.98863
BART NOX Annual-Craig C2 -v5.13 | 101 | 5823 | Rate Constraint in lbs/MMBtu | FALSE | L | Annual | Fuel Consumed | TBtu | 32.9544 | 32.9544 | 32.9544 | 31.3852 | 31.3852 | 31.3852 | 32.9544 | 32.9544
BART NOX Annual-Craig C2 -v5.13 | 101 | 5823 | Rate Constraint in lbs/MMBtu | FALSE | L | Annual | Rate | lb/MMBtu | 0.06 | 0.06 | 0.06 | 0.07 | 0.07 | 0.07 | 0.06 | 0.06
BART NOX Annual-Craig C2 -v5.13 | 101 | 5823 | Rate Constraint in lbs/MMBtu | FALSE | L | Annual | Generation | TWh | 3.0653 | 3.0653 | 3.0653 | 3.0653 | 3.0653 | 3.0653 | 3.0653 | 3.0653
BART NOX Annual-Craig C2 -v5.13 | 101 | 5823 | Rate Constraint in lbs/MMBtu | FALSE | L | Annual | Qualifying Generation | TWh | 3.0653 | 3.0653 | 3.0653 | 3.0653 | 3.0653 | 3.0653 | 3.0653 | 3.0653
BART NOX Annual-Craig C2 -v5.13 | 101 | 5823 | Rate Constraint in lbs/MMBtu | FALSE | L | Annual | Rate | lb/MWh | 0.64506 | 0.64506 | 0.64506 | 0.71673 | 0.71673 | 0.71673 | 0.64506 | 0.64506
BART NOX Annual-Craig C2 -v5.13 | 101 | 5823 | Rate Constraint in lbs/MMBtu | FALSE | L | Annual | Constraint Shadow Price | US2016$/Ton | 0 | 0 | 0 | 0 | 0 | 0 | 0 | 0
BART NOX Annual-Dave Johnston 4 -v5.14 | 102 | 6104 | Rate Constraint in lbs/MMBtu | FALSE | L | Annual | Seasons Included | Seasons | Winter, WintShld, Summer | Winter, WintShld, Summer | Winter, WintShld, Summer | Winter, WintShld, Summer | Winter, WintShld, Summer | Winter, WintShld, Summer | Winter, WintShld, Summer | Winter, WintShld, Summer
BART NOX Annual-Dave Johnston 4 -v5.14 | 102 | 6104 | Rate Constraint in lbs/MMBtu | FALSE | L | Annual | Standard NOX | lb/MMBtu | 0.15 | 0.15 | 0.15 | 0.15 | 0.15 | 0.15 | 0.15 | 0.15
BART NOX Annual-Dave Johnston 4 -v5.14 | 102 | 6104 | Rate Constraint in lbs/MMBtu | FALSE | L | Annual | Emissions at Affected Plants NOX | Thousand Tons | 0 | 0 | 0 | 0 | 0 | 0 | 0 | 0
BART NOX Annual-Dave Johnston 4 -v5.14 | 102 | 6104 | Rate Constraint in lbs/MMBtu | FALSE | L | Annual | Allowances Purchased NOX | Thousand Tons | 0 | 0 | 0 | 0 | 0 | 0 | 0 | 0
BART NOX Annual-Dave Johnston 4 -v5.14 | 102 | 6104 | Rate Constraint in lbs/MMBtu | FALSE | L | Annual | Allowances Sold NOX | Thousand Tons | 0 | 0 | 0 | 0 | 0 | 0 | 0 | 0
BART NOX Annual-Dave Johnston 4 -v5.14 | 102 | 6104 | Rate Constraint in lbs/MMBtu | FALSE | L | Annual | Allowances Banked | Thousand Tons | 0 | 0 | 0 | 0 | 0 | 0 | 0 | 0
BART NOX Annual-Dave Johnston 4 -v5.14 | 102 | 6104 | Rate Constraint in lbs/MMBtu | FALSE | L | Annual | Allowances Withdrawn (1:1) | Thousand Tons | 0 | 0 | 0 | 0 | 0 | 0 | 0 | 0
BART NOX Annual-Dave Johnston 4 -v5.14 | 102 | 6104 | Rate Constraint in lbs/MMBtu | FALSE | L | Annual | Allowances Withdrawn (n:1) | Thousand Tons | 0 | 0 | 0 | 0 | 0 | 0 | 0 | 0
BART NOX Annual-Dave Johnston 4 -v5.14 | 102 | 6104 | Rate Constraint in lbs/MMBtu | FALSE | L | Annual | Net Emissions Allowance Position | Thousand Tons | 0 | 0 | 0 | 0 | 0 | 0 | 0 | 0
BART NOX Annual-Dave Johnston 4 -v5.14 | 102 | 6104 | Rate Constraint in lbs/MMBtu | FALSE | L | Annual | Fuel Consumed | TBtu | 0 | 0 | 0 | 0 | 0 | 0 | 0 | 0
BART NOX Annual-Dave Johnston 4 -v5.14 | 102 | 6104 | Rate Constraint in lbs/MMBtu | FALSE | L | Annual | Rate | lb/MMBtu | 0 | 0 | 0 | 0 | 0 | 0 | 0 | 0
BART NOX Annual-Dave Johnston 4 -v5.14 | 102 | 6104 | Rate Constraint in lbs/MMBtu | FALSE | L | Annual | Generation | TWh | 0 | 0 | 0 | 0 | 0 | 0 | 0 | 0
BART NOX Annual-Dave Johnston 4 -v5.14 | 102 | 6104 | Rate Constraint in lbs/MMBtu | FALSE | L | Annual | Qualifying Generation | TWh | 0 | 0 | 0 | 0 | 0 | 0 | 0 | 0
BART NOX Annual-Dave Johnston 4 -v5.14 | 102 | 6104 | Rate Constraint in lbs/MMBtu | FALSE | L | Annual | Rate | lb/MWh | 0 | 0 | 0 | 0 | 0 | 0 | 0 | 0
BART NOX Annual-Dave Johnston 4 -v5.14 | 102 | 6104 | Rate Constraint in lbs/MMBtu | FALSE | L | Annual | Constraint Shadow Price | US2016$/Ton | 0 | 0 | 0 | 0 | 0 | 0 | 0 | 0
BART NOX Annual-Four Corners 4 -v5.14 | 103 | 6235 | Rate Constraint in lbs/MMBtu | FALSE | L | Annual | Seasons Included | Seasons | Winter, WintShld, Summer | Winter, WintShld, Summer | Winter, WintShld, Summer | Winter, WintShld, Summer | Winter, WintShld, Summer | Winter, WintShld, Summer | Winter, WintShld, Summer | Winter, WintShld, Summer
BART NOX Annual-Four Corners 4 -v5.14 | 103 | 6235 | Rate Constraint in lbs/MMBtu | FALSE | L | Annual | Standard NOX | lb/MMBtu | 0.098 | 0.098 | 0.098 | 0.098 | 0.098 | 0.098 | 0.098 | 0.098
BART NOX Annual-Four Corners 4 -v5.14 | 103 | 6235 | Rate Constraint in lbs/MMBtu | FALSE | L | Annual | Emissions at Affected Plants NOX | Thousand Tons | 0.99388 | 0.99826 | 0.9944 | 0.98419 | 0.97691 | 0.97691 | 0.9944 | 0.9944
BART NOX Annual-Four Corners 4 -v5.14 | 103 | 6235 | Rate Constraint in lbs/MMBtu | FALSE | L | Annual | Allowances Purchased NOX | Thousand Tons | 0 | 0 | 0 | 0 | 0 | 0 | 0 | 0
BART NOX Annual-Four Corners 4 -v5.14 | 103 | 6235 | Rate Constraint in lbs/MMBtu | FALSE | L | Annual | Allowances Sold NOX | Thousand Tons | 0 | 0 | 0 | 0 | 0 | 0 | 0 | 0
BART NOX Annual-Four Corners 4 -v5.14 | 103 | 6235 | Rate Constraint in lbs/MMBtu | FALSE | L | Annual | Allowances Banked | Thousand Tons | 0 | 0 | 0 | 0 | 0 | 0 | 0 | 0
BART NOX Annual-Four Corners 4 -v5.14 | 103 | 6235 | Rate Constraint in lbs/MMBtu | FALSE | L | Annual | Allowances Withdrawn (1:1) | Thousand Tons | 0 | 0 | 0 | 0 | 0 | 0 | 0 | 0
BART NOX Annual-Four Corners 4 -v5.14 | 103 | 6235 | Rate Constraint in lbs/MMBtu | FALSE | L | Annual | Allowances Withdrawn (n:1) | Thousand Tons | 0 | 0 | 0 | 0 | 0 | 0 | 0 | 0
BART NOX Annual-Four Corners 4 -v5.14 | 103 | 6235 | Rate Constraint in lbs/MMBtu | FALSE | L | Annual | Net Emissions Allowance Position | Thousand Tons | 0.99388 | 0.99826 | 0.9944 | 0.98419 | 0.97691 | 0.97691 | 0.9944 | 0.9944
BART NOX Annual-Four Corners 4 -v5.14 | 103 | 6235 | Rate Constraint in lbs/MMBtu | FALSE | L | Annual | Fuel Consumed | TBtu | 39.7394 | 39.9143 | 39.7601 | 39.3519 | 39.0607 | 39.0607 | 39.7601 | 39.7601
BART NOX Annual-Four Corners 4 -v5.14 | 103 | 6235 | Rate Constraint in lbs/MMBtu | FALSE | L | Annual | Rate | lb/MMBtu | 0.05002 | 0.05002 | 0.05002 | 0.05002 | 0.05002 | 0.05002 | 0.05002 | 0.05002
BART NOX Annual-Four Corners 4 -v5.14 | 103 | 6235 | Rate Constraint in lbs/MMBtu | FALSE | L | Annual | Generation | TWh | 3.9597 | 3.9771 | 3.9617 | 3.9211 | 3.8921 | 3.8921 | 3.9617 | 3.9617
BART NOX Annual-Four Corners 4 -v5.14 | 103 | 6235 | Rate Constraint in lbs/MMBtu | FALSE | L | Annual | Qualifying Generation | TWh | 3.9597 | 3.9771 | 3.9617 | 3.9211 | 3.8921 | 3.8921 | 3.9617 | 3.9617
BART NOX Annual-Four Corners 4 -v5.14 | 103 | 6235 | Rate Constraint in lbs/MMBtu | FALSE | L | Annual | Rate | lb/MWh | 0.502 | 0.502 | 0.502 | 0.502 | 0.502 | 0.502 | 0.502 | 0.502
BART NOX Annual-Four Corners 4 -v5.14 | 103 | 6235 | Rate Constraint in lbs/MMBtu | FALSE | L | Annual | Constraint Shadow Price | US2016$/Ton | 0 | 0 | 0 | 0 | 0 | 0 | 0 | 0
BART NOX Annual-Four Corners 5 -v5.14 | 104 | 6236 | Rate Constraint in lbs/MMBtu | FALSE | L | Annual | Seasons Included | Seasons | Winter, WintShld, Summer | Winter, WintShld, Summer | Winter, WintShld, Summer | Winter, WintShld, Summer | Winter, WintShld, Summer | Winter, WintShld, Summer | Winter, WintShld, Summer | Winter, WintShld, Summer
BART NOX Annual-Four Corners 5 -v5.14 | 104 | 6236 | Rate Constraint in lbs/MMBtu | FALSE | L | Annual | Standard NOX | lb/MMBtu | 0.098 | 0.098 | 0.098 | 0.098 | 0.098 | 0.098 | 0.098 | 0.098
BART NOX Annual-Four Corners 5 -v5.14 | 104 | 6236 | Rate Constraint in lbs/MMBtu | FALSE | L | Annual | Emissions at Affected Plants NOX | Thousand Tons | 1.2648 | 1.2604 | 1.2643 | 1.2747 | 1.2821 | 1.2821 | 1.2643 | 1.2643
BART NOX Annual-Four Corners 5 -v5.14 | 104 | 6236 | Rate Constraint in lbs/MMBtu | FALSE | L | Annual | Allowances Purchased NOX | Thousand Tons | 0 | 0 | 0 | 0 | 0 | 0 | 0 | 0
BART NOX Annual-Four Corners 5 -v5.14 | 104 | 6236 | Rate Constraint in lbs/MMBtu | FALSE | L | Annual | Allowances Sold NOX | Thousand Tons | 0 | 0 | 0 | 0 | 0 | 0 | 0 | 0
BART NOX Annual-Four Corners 5 -v5.14 | 104 | 6236 | Rate Constraint in lbs/MMBtu | FALSE | L | Annual | Allowances Banked | Thousand Tons | 0 | 0 | 0 | 0 | 0 | 0 | 0 | 0
BART NOX Annual-Four Corners 5 -v5.14 | 104 | 6236 | Rate Constraint in lbs/MMBtu | FALSE | L | Annual | Allowances Withdrawn (1:1) | Thousand Tons | 0 | 0 | 0 | 0 | 0 | 0 | 0 | 0
BART NOX Annual-Four Corners 5 -v5.14 | 104 | 6236 | Rate Constraint in lbs/MMBtu | FALSE | L | Annual | Allowances Withdrawn (n:1) | Thousand Tons | 0 | 0 | 0 | 0 | 0 | 0 | 0 | 0
BART NOX Annual-Four Corners 5 -v5.14 | 104 | 6236 | Rate Constraint in lbs/MMBtu | FALSE | L | Annual | Net Emissions Allowance Position | Thousand Tons | 1.2648 | 1.2604 | 1.2643 | 1.2747 | 1.2821 | 1.2821 | 1.2643 | 1.2643
BART NOX Annual-Four Corners 5 -v5.14 | 104 | 6236 | Rate Constraint in lbs/MMBtu | FALSE | L | Annual | Fuel Consumed | TBtu | 49.6893 | 49.5144 | 49.6686 | 50.0767 | 50.3679 | 50.3679 | 49.6686 | 49.6686
BART NOX Annual-Four Corners 5 -v5.14 | 104 | 6236 | Rate Constraint in lbs/MMBtu | FALSE | L | Annual | Rate | lb/MMBtu | 0.05091 | 0.05091 | 0.05091 | 0.05091 | 0.05091 | 0.05091 | 0.05091 | 0.05091
BART NOX Annual-Four Corners 5 -v5.14 | 104 | 6236 | Rate Constraint in lbs/MMBtu | FALSE | L | Annual | Generation | TWh | 4.961 | 4.9435 | 4.9589 | 4.9997 | 5.0287 | 5.0287 | 4.9589 | 4.9589
BART NOX Annual-Four Corners 5 -v5.14 | 104 | 6236 | Rate Constraint in lbs/MMBtu | FALSE | L | Annual | Qualifying Generation | TWh | 4.961 | 4.9435 | 4.9589 | 4.9997 | 5.0287 | 5.0287 | 4.9589 | 4.9589
BART NOX Annual-Four Corners 5 -v5.14 | 104 | 6236 | Rate Constraint in lbs/MMBtu | FALSE | L | Annual | Rate | lb/MWh | 0.50991 | 0.50991 | 0.50991 | 0.50991 | 0.50991 | 0.50991 | 0.50991 | 0.50991
BART NOX Annual-Four Corners 5 -v5.14 | 104 | 6236 | Rate Constraint in lbs/MMBtu | FALSE | L | Annual | Constraint Shadow Price | US2016$/Ton | 0 | 0 | 0 | 0 | 0 | 0 | 0 | 0
BART NOX Annual-Gerald Gentleman 1 -v5.14 | 105 | 6089 | Rate Constraint in lbs/MMBtu | FALSE | L | Annual | Seasons Included | Seasons | Winter, WintShld, Summer | Winter, WintShld, Summer | Winter, WintShld, Summer | Winter, WintShld, Summer | Winter, WintShld, Summer | Winter, WintShld, Summer | Winter, WintShld, Summer | Winter, WintShld, Summer
BART NOX Annual-Gerald Gentleman 1 -v5.14 | 105 | 6089 | Rate Constraint in lbs/MMBtu | FALSE | L | Annual | Standard NOX | lb/MMBtu | 0.23 | 0.23 | 0.23 | 0.23 | 0.23 | 0.23 | 0.23 | 0.23
BART NOX Annual-Gerald Gentleman 1 -v5.14 | 105 | 6089 | Rate Constraint in lbs/MMBtu | FALSE | L | Annual | Emissions at Affected Plants NOX | Thousand Tons | 4.8936 | 4.8849 | 4.8936 | 4.8936 | 4.8936 | 4.8936 | 4.8936 | 4.8936
BART NOX Annual-Gerald Gentleman 1 -v5.14 | 105 | 6089 | Rate Constraint in lbs/MMBtu | FALSE | L | Annual | Allowances Purchased NOX | Thousand Tons | 0 | 0 | 0 | 0 | 0 | 0 | 0 | 0
BART NOX Annual-Gerald Gentleman 1 -v5.14 | 105 | 6089 | Rate Constraint in lbs/MMBtu | FALSE | L | Annual | Allowances Sold NOX | Thousand Tons | 0 | 0 | 0 | 0 | 0 | 0 | 0 | 0
BART NOX Annual-Gerald Gentleman 1 -v5.14 | 105 | 6089 | Rate Constraint in lbs/MMBtu | FALSE | L | Annual | Allowances Banked | Thousand Tons | 0 | 0 | 0 | 0 | 0 | 0 | 0 | 0
BART NOX Annual-Gerald Gentleman 1 -v5.14 | 105 | 6089 | Rate Constraint in lbs/MMBtu | FALSE | L | Annual | Allowances Withdrawn (1:1) | Thousand Tons | 0 | 0 | 0 | 0 | 0 | 0 | 0 | 0
BART NOX Annual-Gerald Gentleman 1 -v5.14 | 105 | 6089 | Rate Constraint in lbs/MMBtu | FALSE | L | Annual | Allowances Withdrawn (n:1) | Thousand Tons | 0 | 0 | 0 | 0 | 0 | 0 | 0 | 0
BART NOX Annual-Gerald Gentleman 1 -v5.14 | 105 | 6089 | Rate Constraint in lbs/MMBtu | FALSE | L | Annual | Net Emissions Allowance Position | Thousand Tons | 4.8936 | 4.8849 | 4.8936 | 4.8936 | 4.8936 | 4.8936 | 4.8936 | 4.8936
BART NOX Annual-Gerald Gentleman 1 -v5.14 | 105 | 6089 | Rate Constraint in lbs/MMBtu | FALSE | L | Annual | Fuel Consumed | TBtu | 48.6997 | 48.613 | 48.6997 | 48.6997 | 48.6997 | 48.6997 | 48.6997 | 48.6997
BART NOX Annual-Gerald Gentleman 1 -v5.14 | 105 | 6089 | Rate Constraint in lbs/MMBtu | FALSE | L | Annual | Rate | lb/MMBtu | 0.20097 | 0.20097 | 0.20097 | 0.20097 | 0.20097 | 0.20097 | 0.20097 | 0.20097
BART NOX Annual-Gerald Gentleman 1 -v5.14 | 105 | 6089 | Rate Constraint in lbs/MMBtu | FALSE | L | Annual | Generation | TWh | 4.7914 | 4.7829 | 4.7914 | 4.7914 | 4.7914 | 4.7914 | 4.7914 | 4.7914
BART NOX Annual-Gerald Gentleman 1 -v5.14 | 105 | 6089 | Rate Constraint in lbs/MMBtu | FALSE | L | Annual | Qualifying Generation | TWh | 4.7914 | 4.7829 | 4.7914 | 4.7914 | 4.7914 | 4.7914 | 4.7914 | 4.7914
BART NOX Annual-Gerald Gentleman 1 -v5.14 | 105 | 6089 | Rate Constraint in lbs/MMBtu | FALSE | L | Annual | Rate | lb/MWh | 2.0427 | 2.0427 | 2.0427 | 2.0427 | 2.0427 | 2.0427 | 2.0427 | 2.0427
BART NOX Annual-Gerald Gentleman 1 -v5.14 | 105 | 6089 | Rate Constraint in lbs/MMBtu | FALSE | L | Annual | Constraint Shadow Price | US2016$/Ton | 0 | 0 | 0 | 0 | 0 | 0 | 0 | 0
BART NOX Annual-Gerald Gentleman 2 -v5.14 | 106 | 6090 | Rate Constraint in lbs/MMBtu | FALSE | L | Annual | Seasons Included | Seasons | Winter, WintShld, Summer | Winter, WintShld, Summer | Winter, WintShld, Summer | Winter, WintShld, Summer | Winter, WintShld, Summer | Winter, WintShld, Summer | Winter, WintShld, Summer | Winter, WintShld, Summer
BART NOX Annual-Gerald Gentleman 2 -v5.14 | 106 | 6090 | Rate Constraint in lbs/MMBtu | FALSE | L | Annual | Standard NOX | lb/MMBtu | 0.23 | 0.23 | 0.23 | 0.23 | 0.23 | 0.23 | 0.23 | 0.23
BART NOX Annual-Gerald Gentleman 2 -v5.14 | 106 | 6090 | Rate Constraint in lbs/MMBtu | FALSE | L | Annual | Emissions at Affected Plants NOX | Thousand Tons | 3.9132 | 3.9063 | 3.9132 | 3.9132 | 3.9132 | 3.9132 | 3.9132 | 3.9132
BART NOX Annual-Gerald Gentleman 2 -v5.14 | 106 | 6090 | Rate Constraint in lbs/MMBtu | FALSE | L | Annual | Allowances Purchased NOX | Thousand Tons | 0 | 0 | 0 | 0 | 0 | 0 | 0 | 0
BART NOX Annual-Gerald Gentleman 2 -v5.14 | 106 | 6090 | Rate Constraint in lbs/MMBtu | FALSE | L | Annual | Allowances Sold NOX | Thousand Tons | 0 | 0 | 0 | 0 | 0 | 0 | 0 | 0
BART NOX Annual-Gerald Gentleman 2 -v5.14 | 106 | 6090 | Rate Constraint in lbs/MMBtu | FALSE | L | Annual | Allowances Banked | Thousand Tons | 0 | 0 | 0 | 0 | 0 | 0 | 0 | 0
BART NOX Annual-Gerald Gentleman 2 -v5.14 | 106 | 6090 | Rate Constraint in lbs/MMBtu | FALSE | L | Annual | Allowances Withdrawn (1:1) | Thousand Tons | 0 | 0 | 0 | 0 | 0 | 0 | 0 | 0
BART NOX Annual-Gerald Gentleman 2 -v5.14 | 106 | 6090 | Rate Constraint in lbs/MMBtu | FALSE | L | Annual | Allowances Withdrawn (n:1) | Thousand Tons | 0 | 0 | 0 | 0 | 0 | 0 | 0 | 0
BART NOX Annual-Gerald Gentleman 2 -v5.14 | 106 | 6090 | Rate Constraint in lbs/MMBtu | FALSE | L | Annual | Net Emissions Allowance Position | Thousand Tons | 3.9132 | 3.9063 | 3.9132 | 3.9132 | 3.9132 | 3.9132 | 3.9132 | 3.9132
BART NOX Annual-Gerald Gentleman 2 -v5.14 | 106 | 6090 | Rate Constraint in lbs/MMBtu | FALSE | L | Annual | Fuel Consumed | TBtu | 51.4495 | 51.3579 | 51.4495 | 51.4495 | 51.4495 | 51.4495 | 51.4495 | 51.4495
BART NOX Annual-Gerald Gentleman 2 -v5.14 | 106 | 6090 | Rate Constraint in lbs/MMBtu | FALSE | L | Annual | Rate | lb/MMBtu | 0.15212 | 0.15212 | 0.15212 | 0.15212 | 0.15212 | 0.15212 | 0.15212 | 0.15212
BART NOX Annual-Gerald Gentleman 2 -v5.14 | 106 | 6090 | Rate Constraint in lbs/MMBtu | FALSE | L | Annual | Generation | TWh | 5.0436 | 5.0346 | 5.0436 | 5.0436 | 5.0436 | 5.0436 | 5.0436 | 5.0436
BART NOX Annual-Gerald Gentleman 2 -v5.14 | 106 | 6090 | Rate Constraint in lbs/MMBtu | FALSE | L | Annual | Qualifying Generation | TWh | 5.0436 | 5.0346 | 5.0436 | 5.0436 | 5.0436 | 5.0436 | 5.0436 | 5.0436
BART NOX Annual-Gerald Gentleman 2 -v5.14 | 106 | 6090 | Rate Constraint in lbs/MMBtu | FALSE | L | Annual | Rate | lb/MWh | 1.5518 | 1.5518 | 1.5518 | 1.5518 | 1.5518 | 1.5518 | 1.5518 | 1.5518
BART NOX Annual-Gerald Gentleman 2 -v5.14 | 106 | 6090 | Rate Constraint in lbs/MMBtu | FALSE | L | Annual | Constraint Shadow Price | US2016$/Ton | 0 | 0 | 0 | 0 | 0 | 0 | 0 | 0
BART NOX Annual-Hayden H1 -v5.13 | 107 | 5824 | Rate Constraint in lbs/MMBtu | FALSE | L | Annual | Seasons Included | Seasons | Winter, WintShld, Summer | Winter, WintShld, Summer | Winter, WintShld, Summer | Winter, WintShld, Summer | Winter, WintShld, Summer | Winter, WintShld, Summer | Winter, WintShld, Summer | Winter, WintShld, Summer
BART NOX Annual-Hayden H1 -v5.13 | 107 | 5824 | Rate Constraint in lbs/MMBtu | FALSE | L | Annual | Standard NOX | lb/MMBtu | 0.08 | 0.08 | 0.08 | 0.08 | 0.08 | 0.08 | 0.08 | 0.08
BART NOX Annual-Hayden H1 -v5.13 | 107 | 5824 | Rate Constraint in lbs/MMBtu | FALSE | L | Annual | Emissions at Affected Plants NOX | Thousand Tons | 0.2863 | 0.30857 | 0.30857 | 0.30857 | 0.28092 | 0.28092 | 0.27411 | 0.20834
BART NOX Annual-Hayden H1 -v5.13 | 107 | 5824 | Rate Constraint in lbs/MMBtu | FALSE | L | Annual | Allowances Purchased NOX | Thousand Tons | 0 | 0 | 0 | 0 | 0 | 0 | 0 | 0
BART NOX Annual-Hayden H1 -v5.13 | 107 | 5824 | Rate Constraint in lbs/MMBtu | FALSE | L | Annual | Allowances Sold NOX | Thousand Tons | 0 | 0 | 0 | 0 | 0 | 0 | 0 | 0
BART NOX Annual-Hayden H1 -v5.13 | 107 | 5824 | Rate Constraint in lbs/MMBtu | FALSE | L | Annual | Allowances Banked | Thousand Tons | 0 | 0 | 0 | 0 | 0 | 0 | 0 | 0
BART NOX Annual-Hayden H1 -v5.13 | 107 | 5824 | Rate Constraint in lbs/MMBtu | FALSE | L | Annual | Allowances Withdrawn (1:1) | Thousand Tons | 0 | 0 | 0 | 0 | 0 | 0 | 0 | 0
BART NOX Annual-Hayden H1 -v5.13 | 107 | 5824 | Rate Constraint in lbs/MMBtu | FALSE | L | Annual | Allowances Withdrawn (n:1) | Thousand Tons | 0 | 0 | 0 | 0 | 0 | 0 | 0 | 0
BART NOX Annual-Hayden H1 -v5.13 | 107 | 5824 | Rate Constraint in lbs/MMBtu | FALSE | L | Annual | Net Emissions Allowance Position | Thousand Tons | 0.2863 | 0.30857 | 0.30857 | 0.30857 | 0.28092 | 0.28092 | 0.27411 | 0.20834
BART NOX Annual-Hayden H1 -v5.13 | 107 | 5824 | Rate Constraint in lbs/MMBtu | FALSE | L | Annual | Fuel Consumed | TBtu | 13.5398 | 14.5932 | 14.5932 | 14.5932 | 13.2853 | 13.2853 | 12.9635 | 9.8528
BART NOX Annual-Hayden H1 -v5.13 | 107 | 5824 | Rate Constraint in lbs/MMBtu | FALSE | L | Annual | Rate | lb/MMBtu | 0.04229 | 0.04229 | 0.04229 | 0.04229 | 0.04229 | 0.04229 | 0.04229 | 0.04229
BART NOX Annual-Hayden H1 -v5.13 | 107 | 5824 | Rate Constraint in lbs/MMBtu | FALSE | L | Annual | Generation | TWh | 1.2317 | 1.3275 | 1.3275 | 1.3275 | 1.2085 | 1.2085 | 1.1793 | 0.89628
BART NOX Annual-Hayden H1 -v5.13 | 107 | 5824 | Rate Constraint in lbs/MMBtu | FALSE | L | Annual | Qualifying Generation | TWh | 1.2317 | 1.3275 | 1.3275 | 1.3275 | 1.2085 | 1.2085 | 1.1793 | 0.89628
BART NOX Annual-Hayden H1 -v5.13 | 107 | 5824 | Rate Constraint in lbs/MMBtu | FALSE | L | Annual | Rate | lb/MWh | 0.46489 | 0.46489 | 0.46489 | 0.46489 | 0.46489 | 0.46489 | 0.46489 | 0.46489
BART NOX Annual-Hayden H1 -v5.13 | 107 | 5824 | Rate Constraint in lbs/MMBtu | FALSE | L | Annual | Constraint Shadow Price | US2016$/Ton | 0 | 0 | 0 | 0 | 0 | 0 | 0 | 0
BART NOX Annual-Hayden H2 -v5.13 | 108 | 5825 | Rate Constraint in lbs/MMBtu | FALSE | L | Annual | Seasons Included | Seasons | Winter, WintShld, Summer | Winter, WintShld, Summer | Winter, WintShld, Summer | Winter, WintShld, Summer | Winter, WintShld, Summer | Winter, WintShld, Summer | Winter, WintShld, Summer | Winter, WintShld, Summer
BART NOX Annual-Hayden H2 -v5.13 | 108 | 5825 | Rate Constraint in lbs/MMBtu | FALSE | L | Annual | Standard NOX | lb/MMBtu | 0.07 | 0.07 | 0.07 | 0.07 | 0.07 | 0.07 | 0.07 | 0.07
BART NOX Annual-Hayden H2 -v5.13 | 108 | 5825 | Rate Constraint in lbs/MMBtu | FALSE | L | Annual | Emissions at Affected Plants NOX | Thousand Tons | 0.40398 | 0.44275 | 0.44275 | 0.44275 | 0.39513 | 0.39513 | 0.39513 | 0.39513
BART NOX Annual-Hayden H2 -v5.13 | 108 | 5825 | Rate Constraint in lbs/MMBtu | FALSE | L | Annual | Allowances Purchased NOX | Thousand Tons | 0 | 0 | 0 | 0 | 0 | 0 | 0 | 0
BART NOX Annual-Hayden H2 -v5.13 | 108 | 5825 | Rate Constraint in lbs/MMBtu | FALSE | L | Annual | Allowances Sold NOX | Thousand Tons | 0 | 0 | 0 | 0 | 0 | 0 | 0 | 0
BART NOX Annual-Hayden H2 -v5.13 | 108 | 5825 | Rate Constraint in lbs/MMBtu | FALSE | L | Annual | Allowances Banked | Thousand Tons | 0 | 0 | 0 | 0 | 0 | 0 | 0 | 0
BART NOX Annual-Hayden H2 -v5.13 | 108 | 5825 | Rate Constraint in lbs/MMBtu | FALSE | L | Annual | Allowances Withdrawn (1:1) | Thousand Tons | 0 | 0 | 0 | 0 | 0 | 0 | 0 | 0
BART NOX Annual-Hayden H2 -v5.13 | 108 | 5825 | Rate Constraint in lbs/MMBtu | FALSE | L | Annual | Allowances Withdrawn (n:1) | Thousand Tons | 0 | 0 | 0 | 0 | 0 | 0 | 0 | 0
BART NOX Annual-Hayden H2 -v5.13 | 108 | 5825 | Rate Constraint in lbs/MMBtu | FALSE | L | Annual | Net Emissions Allowance Position | Thousand Tons | 0.40398 | 0.44275 | 0.44275 | 0.44275 | 0.39513 | 0.39513 | 0.39513 | 0.39513
BART NOX Annual-Hayden H2 -v5.13 | 108 | 5825 | Rate Constraint in lbs/MMBtu | FALSE | L | Annual | Fuel Consumed | TBtu | 18.0309 | 19.7614 | 19.7614 | 19.7614 | 17.6359 | 17.6359 | 17.6359 | 17.6359
BART NOX Annual-Hayden H2 -v5.13 | 108 | 5825 | Rate Constraint in lbs/MMBtu | FALSE | L | Annual | Rate | lb/MMBtu | 0.04481 | 0.04481 | 0.04481 | 0.04481 | 0.04481 | 0.04481 | 0.04481 | 0.04481
BART NOX Annual-Hayden H2 -v5.13 | 108 | 5825 | Rate Constraint in lbs/MMBtu | FALSE | L | Annual | Generation | TWh | 1.6527 | 1.8113 | 1.8113 | 1.8113 | 1.6165 | 1.6165 | 1.6165 | 1.6165
BART NOX Annual-Hayden H2 -v5.13 | 108 | 5825 | Rate Constraint in lbs/MMBtu | FALSE | L | Annual | Qualifying Generation | TWh | 1.6527 | 1.8113 | 1.8113 | 1.8113 | 1.6165 | 1.6165 | 1.6165 | 1.6165
BART NOX Annual-Hayden H2 -v5.13 | 108 | 5825 | Rate Constraint in lbs/MMBtu | FALSE | L | Annual | Rate | lb/MWh | 0.48888 | 0.48888 | 0.48888 | 0.48888 | 0.48888 | 0.48888 | 0.48888 | 0.48888
BART NOX Annual-Hayden H2 -v5.13 | 108 | 5825 | Rate Constraint in lbs/MMBtu | FALSE | L | Annual | Constraint Shadow Price | US2016$/Ton | 0 | 0 | 0 | 0 | 0 | 0 | 0 | 0
BART NOX Annual-Jeffrey Energy Center 1 -v5.13 | 109 | 5831 | Rate Constraint in lbs/MMBtu | FALSE | L | Annual | Seasons Included | Seasons | Winter, WintShld, Summer | Winter, WintShld, Summer | Winter, WintShld, Summer | Winter, WintShld, Summer | Winter, WintShld, Summer | Winter, WintShld, Summer | Winter, WintShld, Summer | Winter, WintShld, Summer
BART NOX Annual-Jeffrey Energy Center 1 -v5.13 | 109 | 5831 | Rate Constraint in lbs/MMBtu | FALSE | L | Annual | Standard NOX | lb/MMBtu | 0.15 | 0.15 | 0.15 | 0.15 | 0.15 | 0.15 | 0.15 | 0.15
BART NOX Annual-Jeffrey Energy Center 1 -v5.13 | 109 | 5831 | Rate Constraint in lbs/MMBtu | FALSE | L | Annual | Emissions at Affected Plants NOX | Thousand Tons | 0.85135 | 0.93049 | 0.97311 | 0.87678 | 0.76924 | 0.75595 | 0.65887 | 0.77884
BART NOX Annual-Jeffrey Energy Center 1 -v5.13 | 109 | 5831 | Rate Constraint in lbs/MMBtu | FALSE | L | Annual | Allowances Purchased NOX | Thousand Tons | 0 | 0 | 0 | 0 | 0 | 0 | 0 | 0
BART NOX Annual-Jeffrey Energy Center 1 -v5.13 | 109 | 5831 | Rate Constraint in lbs/MMBtu | FALSE | L | Annual | Allowances Sold NOX | Thousand Tons | 0 | 0 | 0 | 0 | 0 | 0 | 0 | 0
BART NOX Annual-Jeffrey Energy Center 1 -v5.13 | 109 | 5831 | Rate Constraint in lbs/MMBtu | FALSE | L | Annual | Allowances Banked | Thousand Tons | 0 | 0 | 0 | 0 | 0 | 0 | 0 | 0
BART NOX Annual-Jeffrey Energy Center 1 -v5.13 | 109 | 5831 | Rate Constraint in lbs/MMBtu | FALSE | L | Annual | Allowances Withdrawn (1:1) | Thousand Tons | 0 | 0 | 0 | 0 | 0 | 0 | 0 | 0
BART NOX Annual-Jeffrey Energy Center 1 -v5.13 | 109 | 5831 | Rate Constraint in lbs/MMBtu | FALSE | L | Annual | Allowances Withdrawn (n:1) | Thousand Tons | 0 | 0 | 0 | 0 | 0 | 0 | 0 | 0
BART NOX Annual-Jeffrey Energy Center 1 -v5.13 | 109 | 5831 | Rate Constraint in lbs/MMBtu | FALSE | L | Annual | Net Emissions Allowance Position | Thousand Tons | 0.85135 | 0.93049 | 0.97311 | 0.87678 | 0.76924 | 0.75595 | 0.65887 | 0.77884
BART NOX Annual-Jeffrey Energy Center 1 -v5.13 | 109 | 5831 | Rate Constraint in lbs/MMBtu | FALSE | L | Annual | Fuel Consumed | TBtu | 50.3011 | 54.977 | 57.4956 | 51.8039 | 45.4501 | 44.665 | 38.9291 | 46.0169
BART NOX Annual-Jeffrey Energy Center 1 -v5.13 | 109 | 5831 | Rate Constraint in lbs/MMBtu | FALSE | L | Annual | Rate | lb/MMBtu | 0.03385 | 0.03385 | 0.03385 | 0.03385 | 0.03385 | 0.03385 | 0.03385 | 0.03385
BART NOX Annual-Jeffrey Energy Center 1 -v5.13 | 109 | 5831 | Rate Constraint in lbs/MMBtu | FALSE | L | Annual | Generation | TWh | 4.5259 | 4.9466 | 5.1733 | 4.6611 | 4.0894 | 4.0188 | 3.5027 | 4.1404
BART NOX Annual-Jeffrey Energy Center 1 -v5.13 | 109 | 5831 | Rate Constraint in lbs/MMBtu | FALSE | L | Annual | Qualifying Generation | TWh | 4.5259 | 4.9466 | 5.1733 | 4.6611 | 4.0894 | 4.0188 | 3.5027 | 4.1404
BART NOX Annual-Jeffrey Energy Center 1 -v5.13 | 109 | 5831 | Rate Constraint in lbs/MMBtu | FALSE | L | Annual | Rate | lb/MWh | 0.37621 | 0.37621 | 0.37621 | 0.37621 | 0.37621 | 0.37621 | 0.37621 | 0.37621
BART NOX Annual-Jeffrey Energy Center 1 -v5.13 | 109 | 5831 | Rate Constraint in lbs/MMBtu | FALSE | L | Annual | Constraint Shadow Price | US2016$/Ton | 0 | 0 | 0 | 0 | 0 | 0 | 0 | 0
BART NOX Annual-Jeffrey Energy Center 2 -v5.13 | 110 | 5832 | Rate Constraint in lbs/MMBtu | FALSE | L | Annual | Seasons Included | Seasons | Winter, WintShld, Summer | Winter, WintShld, Summer | Winter, WintShld, Summer | Winter, WintShld, Summer | Winter, WintShld, Summer | Winter, WintShld, Summer | Winter, WintShld, Summer | Winter, WintShld, Summer
BART NOX Annual-Jeffrey Energy Center 2 -v5.13 | 110 | 5832 | Rate Constraint in lbs/MMBtu | FALSE | L | Annual | Standard NOX | lb/MMBtu | 0.15 | 0.15 | 0.15 | 0.15 | 0.15 | 0.15 | 0.15 | 0.15
BART NOX Annual-Jeffrey Energy Center 2 -v5.13 | 110 | 5832 | Rate Constraint in lbs/MMBtu | FALSE | L | Annual | Emissions at Affected Plants NOX | Thousand Tons | 2.4782 | 2.5307 | 2.5307 | 2.5307 | 2.0508 | 2.0354 | 2.0227 | 2.0394
BART NOX Annual-Jeffrey Energy Center 2 -v5.13 | 110 | 5832 | Rate Constraint in lbs/MMBtu | FALSE | L | Annual | Allowances Purchased NOX | Thousand Tons | 0 | 0 | 0 | 0 | 0 | 0 | 0 | 0
BART NOX Annual-Jeffrey Energy Center 2 -v5.13 | 110 | 5832 | Rate Constraint in lbs/MMBtu | FALSE | L | Annual | Allowances Sold NOX | Thousand Tons | 0 | 0 | 0 | 0 | 0 | 0 | 0 | 0
BART NOX Annual-Jeffrey Energy Center 2 -v5.13 | 110 | 5832 | Rate Constraint in lbs/MMBtu | FALSE | L | Annual | Allowances Banked | Thousand Tons | 0 | 0 | 0 | 0 | 0 | 0 | 0 | 0
BART NOX Annual-Jeffrey Energy Center 2 -v5.13 | 110 | 5832 | Rate Constraint in lbs/MMBtu | FALSE | L | Annual | Allowances Withdrawn (1:1) | Thousand Tons | 0 | 0 | 0 | 0 | 0 | 0 | 0 | 0
BART NOX Annual-Jeffrey Energy Center 2 -v5.13 | 110 | 5832 | Rate Constraint in lbs/MMBtu | FALSE | L | Annual | Allowances Withdrawn (n:1) | Thousand Tons | 0 | 0 | 0 | 0 | 0 | 0 | 0 | 0
BART NOX Annual-Jeffrey Energy Center 2 -v5.13 | 110 | 5832 | Rate Constraint in lbs/MMBtu | FALSE | L | Annual | Net Emissions Allowance Position | Thousand Tons | 2.4782 | 2.5307 | 2.5307 | 2.5307 | 2.0508 | 2.0354 | 2.0227 | 2.0394
BART NOX Annual-Jeffrey Energy Center 2 -v5.13 | 110 | 5832 | Rate Constraint in lbs/MMBtu | FALSE | L | Annual | Fuel Consumed | TBtu | 49.5632 | 50.6144 | 50.6144 | 50.6144 | 41.7655 | 41.1504 | 40.6418 | 41.3078
BART NOX Annual-Jeffrey Energy Center 2 -v5.13 | 110 | 5832 | Rate Constraint in lbs/MMBtu | FALSE | L | Annual | Rate | lb/MMBtu | 0.1 | 0.1 | 0.1 | 0.1 | 0.098206 | 0.098926 | 0.099538 | 0.09874
BART NOX Annual-Jeffrey Energy Center 2 -v5.13 | 110 | 5832 | Rate Constraint in lbs/MMBtu | FALSE | L | Annual | Generation | TWh | 4.4525 | 4.5469 | 4.5469 | 4.5469 | 3.7514 | 3.6964 | 3.6509 | 3.7104
BART NOX Annual-Jeffrey Energy Center 2 -v5.13 | 110 | 5832 | Rate Constraint in lbs/MMBtu | FALSE | L | Annual | Qualifying Generation | TWh | 4.4525 | 4.5469 | 4.5469 | 4.5469 | 3.7514 | 3.6964 | 3.6509 | 3.7104
BART NOX Annual-Jeffrey Energy Center 2 -v5.13 | 110 | 5832 | Rate Constraint in lbs/MMBtu | FALSE | L | Annual | Rate | lb/MWh | 1.1132 | 1.1132 | 1.1132 | 1.1132 | 1.0934 | 1.1013 | 1.1081 | 1.0993
BART NOX Annual-Jeffrey Energy Center 2 -v5.13 | 110 | 5832 | Rate Constraint in lbs/MMBtu | FALSE | L | Annual | Constraint Shadow Price | US2016$/Ton | 0 | 0 | 0 | 0 | 0 | 0 | 0 | 0
BART NOX Annual-Jim Bridger 1 -v5.14 | 111 | 6105 | Rate Constraint in lbs/MMBtu | FALSE | L | Annual | Seasons Included | Seasons | Winter, WintShld, Summer | Winter, WintShld, Summer | Winter, WintShld, Summer | Winter, WintShld, Summer | Winter, WintShld, Summer | Winter, WintShld, Summer | Winter, WintShld, Summer | Winter, WintShld, Summer
BART NOX Annual-Jim Bridger 1 -v5.14 | 111 | 6105 | Rate Constraint in lbs/MMBtu | FALSE | L | Annual | Standard NOX | lb/MMBtu | 0.26 | 0.07 | 0.07 | 0.07 | 0.07 | 0.07 | 0.07 | 0.07
BART NOX Annual-Jim Bridger 1 -v5.14 | 111 | 6105 | Rate Constraint in lbs/MMBtu | FALSE | L | Annual | Emissions at Affected Plants NOX | Thousand Tons | 0 | 0 | 0 | 0 | 0 | 0 | 0 | 0
BART NOX Annual-Jim Bridger 1 -v5.14 | 111 | 6105 | Rate Constraint in lbs/MMBtu | FALSE | L | Annual | Allowances Purchased NOX | Thousand Tons | 0 | 0 | 0 | 0 | 0 | 0 | 0 | 0
BART NOX Annual-Jim Bridger 1 -v5.14 | 111 | 6105 | Rate Constraint in lbs/MMBtu | FALSE | L | Annual | Allowances Sold NOX | Thousand Tons | 0 | 0 | 0 | 0 | 0 | 0 | 0 | 0
BART NOX Annual-Jim Bridger 1 -v5.14 | 111 | 6105 | Rate Constraint in lbs/MMBtu | FALSE | L | Annual | Allowances Banked | Thousand Tons | 0 | 0 | 0 | 0 | 0 | 0 | 0 | 0
BART NOX Annual-Jim Bridger 1 -v5.14 | 111 | 6105 | Rate Constraint in lbs/MMBtu | FALSE | L | Annual | Allowances Withdrawn (1:1) | Thousand Tons | 0 | 0 | 0 | 0 | 0 | 0 | 0 | 0
BART NOX Annual-Jim Bridger 1 -v5.14 | 111 | 6105 | Rate Constraint in lbs/MMBtu | FALSE | L | Annual | Allowances Withdrawn (n:1) | Thousand Tons | 0 | 0 | 0 | 0 | 0 | 0 | 0 | 0
BART NOX Annual-Jim Bridger 1 -v5.14 | 111 | 6105 | Rate Constraint in lbs/MMBtu | FALSE | L | Annual | Net Emissions Allowance Position | Thousand Tons | 0 | 0 | 0 | 0 | 0 | 0 | 0 | 0
BART NOX Annual-Jim Bridger 1 -v5.14 | 111 | 6105 | Rate Constraint in lbs/MMBtu | FALSE | L | Annual | Fuel Consumed | TBtu | 0 | 0 | 0 | 0 | 0 | 0 | 0 | 0
BART NOX Annual-Jim Bridger 1 -v5.14 | 111 | 6105 | Rate Constraint in lbs/MMBtu | FALSE | L | Annual | Rate | lb/MMBtu | 0 | 0 | 0 | 0 | 0 | 0 | 0 | 0
BART NOX Annual-Jim Bridger 1 -v5.14 | 111 | 6105 | Rate Constraint in lbs/MMBtu | FALSE | L | Annual | Generation | TWh | 0 | 0 | 0 | 0 | 0 | 0 | 0 | 0
BART NOX Annual-Jim Bridger 1 -v5.14 | 111 | 6105 | Rate Constraint in lbs/MMBtu | FALSE | L | Annual | Qualifying Generation | TWh | 0 | 0 | 0 | 0 | 0 | 0 | 0 | 0
BART NOX Annual-Jim Bridger 1 -v5.14 | 111 | 6105 | Rate Constraint in lbs/MMBtu | FALSE | L | Annual | Rate | lb/MWh | 0 | 0 | 0 | 0 | 0 | 0 | 0 | 0
BART NOX Annual-Jim Bridger 1 -v5.14 | 111 | 6105 | Rate Constraint in lbs/MMBtu | FALSE | L | Annual | Constraint Shadow Price | US2016$/Ton | 0 | 12805.9256 | 16537.225 | 17861.2753 | 10172.7044 | 21758.1599 | 29265.6629 | 18178.6541
BART NOX Annual-Jim Bridger 2 -v5.14 | 112 | 6106 | Rate Constraint in lbs/MMBtu | FALSE | L | Annual | Seasons Included | Seasons | Winter, WintShld, Summer | Winter, WintShld, Summer | Winter, WintShld, Summer | Winter, WintShld, Summer | Winter, WintShld, Summer | Winter, WintShld, Summer | Winter, WintShld, Summer | Winter, WintShld, Summer
BART NOX Annual-Jim Bridger 2 -v5.14 | 112 | 6106 | Rate Constraint in lbs/MMBtu | FALSE | L | Annual | Standard NOX | lb/MMBtu | 0.26 | 0.07 | 0.07 | 0.07 | 0.07 | 0.07 | 0.07 | 0.07
BART NOX Annual-Jim Bridger 2 -v5.14 | 112 | 6106 | Rate Constraint in lbs/MMBtu | FALSE | L | Annual | Emissions at Affected Plants NOX | Thousand Tons | 0.074633 | 0.024404 | 0.023325 | 0.034884 | 0.030919 | 0.033196 | 0.033196 | 0.030919
BART NOX Annual-Jim Bridger 2 -v5.14 | 112 | 6106 | Rate Constraint in lbs/MMBtu | FALSE | L | Annual | Allowances Purchased NOX | Thousand Tons | 0 | 0 | 0 | 0 | 0 | 0 | 0 | 0
BART NOX Annual-Jim Bridger 2 -v5.14 | 112 | 6106 | Rate Constraint in lbs/MMBtu | FALSE | L | Annual | Allowances Sold NOX | Thousand Tons | 0 | 0 | 0 | 0 | 0 | 0 | 0 | 0
BART NOX Annual-Jim Bridger 2 -v5.14 | 112 | 6106 | Rate Constraint in lbs/MMBtu | FALSE | L | Annual | Allowances Banked | Thousand Tons | 0 | 0 | 0 | 0 | 0 | 0 | 0 | 0
BART NOX Annual-Jim Bridger 2 -v5.14 | 112 | 6106 | Rate Constraint in lbs/MMBtu | FALSE | L | Annual | Allowances Withdrawn (1:1) | Thousand Tons | 0 | 0 | 0 | 0 | 0 | 0 | 0 | 0
BART NOX Annual-Jim Bridger 2 -v5.14 | 112 | 6106 | Rate Constraint in lbs/MMBtu | FALSE | L | Annual | Allowances Withdrawn (n:1) | Thousand Tons | 0 | 0 | 0 | 0 | 0 | 0 | 0 | 0
BART NOX Annual-Jim Bridger 2 -v5.14 | 112 | 6106 | Rate Constraint in lbs/MMBtu | FALSE | L | Annual | Net Emissions Allowance Position | Thousand Tons | 0.074633 | 0.024404 | 0.023325 | 0.034884 | 0.030919 | 0.033196 | 0.033196 | 0.030919
BART NOX Annual-Jim Bridger 2 -v5.14 | 112 | 6106 | Rate Constraint in lbs/MMBtu | FALSE | L | Annual | Fuel Consumed | TBtu | 1.0739 | 0.69726 | 0.66643 | 0.99669 | 0.8834 | 0.94846 | 0.94846 | 0.8834
BART NOX Annual-Jim Bridger 2 -v5.14 | 112 | 6106 | Rate Constraint in lbs/MMBtu | FALSE | L | Annual | Rate | lb/MMBtu | 0.139 | 0.07 | 0.07 | 0.07 | 0.07 | 0.07 | 0.07 | 0.07
BART NOX Annual-Jim Bridger 2 -v5.14 | 112 | 6106 | Rate Constraint in lbs/MMBtu | FALSE | L | Annual | Generation | TWh | 0.10419 | 0.067328 | 0.06435 | 0.096233 | 0.085295 | 0.091577 | 0.091577 | 0.085295
BART NOX Annual-Jim Bridger 2 -v5.14 | 112 | 6106 | Rate Constraint in lbs/MMBtu | FALSE | L | Annual | Qualifying Generation | TWh | 0.10419 | 0.067328 | 0.06435 | 0.096233 | 0.085295 | 0.091577 | 0.091577 | 0.085295
BART NOX Annual-Jim Bridger 2 -v5.14 | 112 | 6106 | Rate Constraint in lbs/MMBtu | FALSE | L | Annual | Rate | lb/MWh | 1.4327 | 0.72493 | 0.72494 | 0.72499 | 0.72499 | 0.72499 | 0.72499 | 0.72499
BART NOX Annual-Jim Bridger 2 -v5.14 | 112 | 6106 | Rate Constraint in lbs/MMBtu | FALSE | L | Annual | Constraint Shadow Price | US2016$/Ton | 0 | 12936.7946 | 16655.2506 | 18509.563 | 10048.5016 | 21784.0801 | 29061.2061 | 17992.2083
BART NOX Annual-Jim Bridger 3 -v5.14 | 113 | 6107 | Rate Constraint in lbs/MMBtu | FALSE | L | Annual | Seasons Included | Seasons | Winter, WintShld, Summer | Winter, WintShld, Summer | Winter, WintShld, Summer | Winter, WintShld, Summer | Winter, WintShld, Summer | Winter, WintShld, Summer | Winter, WintShld, Summer | Winter, WintShld, Summer
BART NOX Annual-Jim Bridger 3 -v5.14 | 113 | 6107 | Rate Constraint in lbs/MMBtu | FALSE | L | Annual | Standard NOX | lb/MMBtu | 0.07 | 0.07 | 0.07 | 0.07 | 0.07 | 0.07 | 0.07 | 0.07
BART NOX Annual-Jim Bridger 3 -v5.14 | 113 | 6107 | Rate Constraint in lbs/MMBtu | FALSE | L | Annual | Emissions at Affected Plants NOX | Thousand Tons | 0.65026 | 0.63661 | 0.55787 | 0.5113 | 0.5133 | 0.5871 | 0.64526 | 0.59428
BART NOX Annual-Jim Bridger 3 -v5.14 | 113 | 6107 | Rate Constraint in lbs/MMBtu | FALSE | L | Annual | Allowances Purchased NOX | Thousand Tons | 0 | 0 | 0 | 0 | 0 | 0 | 0 | 0
BART NOX Annual-Jim Bridger 3 -v5.14 | 113 | 6107 | Rate Constraint in lbs/MMBtu | FALSE | L | Annual | Allowances Sold NOX | Thousand Tons | 0 | 0 | 0 | 0 | 0 | 0 | 0 | 0
BART NOX Annual-Jim Bridger 3 -v5.14 | 113 | 6107 | Rate Constraint in lbs/MMBtu | FALSE | L | Annual | Allowances Banked | Thousand Tons | 0 | 0 | 0 | 0 | 0 | 0 | 0 | 0
BART NOX Annual-Jim Bridger 3 -v5.14 | 113 | 6107 | Rate Constraint in lbs/MMBtu | FALSE | L | Annual | Allowances Withdrawn (1:1) | Thousand Tons | 0 | 0 | 0 | 0 | 0 | 0 | 0 | 0
BART NOX Annual-Jim Bridger 3 -v5.14 | 113 | 6107 | Rate Constraint in lbs/MMBtu | FALSE | L | Annual | Allowances Withdrawn (n:1) | Thousand Tons | 0 | 0 | 0 | 0 | 0 | 0 | 0 | 0
BART NOX Annual-Jim Bridger 3 -v5.14 | 113 | 6107 | Rate Constraint in lbs/MMBtu | FALSE | L | Annual | Net Emissions Allowance Position | Thousand Tons | 0.65026 | 0.63661 | 0.55787 | 0.5113 | 0.5133 | 0.5871 | 0.64526 | 0.59428
BART NOX Annual-Jim Bridger 3 -v5.14 | 113 | 6107 | Rate Constraint in lbs/MMBtu | FALSE | L | Annual | Fuel Consumed | TBtu | 26.1516 | 25.6025 | 22.4358 | 20.5631 | 20.6436 | 23.6116 | 25.9505 | 23.9002
BART NOX Annual-Jim Bridger 3 -v5.14 | 113 | 6107 | Rate Constraint in lbs/MMBtu | FALSE | L | Annual | Rate | lb/MMBtu | 0.04973 | 0.04973 | 0.04973 | 0.04973 | 0.04973 | 0.04973 | 0.04973 | 0.04973
BART NOX Annual-Jim Bridger 3 -v5.14 | 113 | 6107 | Rate Constraint in lbs/MMBtu | FALSE | L | Annual | Generation | TWh | 2.5301 | 2.477 | 2.1706 | 1.9895 | 1.9973 | 2.2844 | 2.5107 | 2.3123
BART NOX Annual-Jim Bridger 3 -v5.14 | 113 | 6107 | Rate Constraint in lbs/MMBtu | FALSE | L | Annual | Qualifying Generation | TWh | 2.5301 | 2.477 | 2.1706 | 1.9895 | 1.9973 | 2.2844 | 2.5107 | 2.3123
BART NOX Annual-Jim Bridger 3 -v5.14 | 113 | 6107 | Rate Constraint in lbs/MMBtu | FALSE | L | Annual | Rate | lb/MWh | 0.51401 | 0.51401 | 0.51401 | 0.51401 | 0.51401 | 0.51401 | 0.51401 | 0.51401
BART NOX Annual-Jim Bridger 3 -v5.14 | 113 | 6107 | Rate Constraint in lbs/MMBtu | FALSE | L | Annual | Constraint Shadow Price | US2016$/Ton | 0 | 0 | 0 | 0 | 0 | 0 | 0 | 0
BART NOX Annual-Jim Bridger 4 -v5.14 | 114 | 6108 | Rate Constraint in lbs/MMBtu | FALSE | L | Annual | Seasons Included | Seasons | Winter, WintShld, Summer | Winter, WintShld, Summer | Winter, WintShld, Summer | Winter, WintShld, Summer | Winter, WintShld, Summer | Winter, WintShld, Summer | Winter, WintShld, Summer | Winter, WintShld, Summer
BART NOX Annual-Jim Bridger 4 -v5.14 | 114 | 6108 | Rate Constraint in lbs/MMBtu | FALSE | L | Annual | Standard NOX | lb/MMBtu | 0.07 | 0.07 | 0.07 | 0.07 | 0.07 | 0.07 | 0.07 | 0.07
BART NOX Annual-Jim Bridger 4 -v5.14 | 114 | 6108 | Rate Constraint in lbs/MMBtu | FALSE | L | Annual | Emissions at Affected Plants NOX | Thousand Tons | 0.482 | 0.5752 | 0.4446 | 0.69138 | 0.55434 | 0.69004 | 0.81032 | 0.75025
BART NOX Annual-Jim Bridger 4 -v5.14 | 114 | 6108 | Rate Constraint in lbs/MMBtu | FALSE | L | Annual | Allowances Purchased NOX | Thousand Tons | 0 | 0 | 0 | 0 | 0 | 0 | 0 | 0
BART NOX Annual-Jim Bridger 4 -v5.14 | 114 | 6108 | Rate Constraint in lbs/MMBtu | FALSE | L | Annual | Allowances Sold NOX | Thousand Tons | 0 | 0 | 0 | 0 | 0 | 0 | 0 | 0
BART NOX Annual-Jim Bridger 4 -v5.14 | 114 | 6108 | Rate Constraint in lbs/MMBtu | FALSE | L | Annual | Allowances Banked | Thousand Tons | 0 | 0 | 0 | 0 | 0 | 0 | 0 | 0
BART NOX Annual-Jim Bridger 4 -v5.14 | 114 | 6108 | Rate Constraint in lbs/MMBtu | FALSE | L | Annual | Allowances Withdrawn (1:1) | Thousand Tons | 0 | 0 | 0 | 0 | 0 | 0 | 0 | 0
BART NOX Annual-Jim Bridger 4 -v5.14 | 114 | 6108 | Rate Constraint in lbs/MMBtu | FALSE | L | Annual | Allowances Withdrawn (n:1) | Thousand Tons | 0 | 0 | 0 | 0 | 0 | 0 | 0 | 0
BART NOX Annual-Jim Bridger 4 -v5.14 | 114 | 6108 | Rate Constraint in lbs/MMBtu | FALSE | L | Annual | Net Emissions Allowance Position | Thousand Tons | 0.482 | 0.5752 | 0.4446 | 0.69138 | 0.55434 | 0.69004 | 0.81032 | 0.75025
BART NOX Annual-Jim Bridger 4 -v5.14 | 114 | 6108 | Rate Constraint in lbs/MMBtu | FALSE | L | Annual | Fuel Consumed | TBtu | 19.6294 | 23.4248 | 18.1062 | 28.1563 | 22.5755 | 28.102 | 33.0003 | 30.554
BART NOX Annual-Jim Bridger 4 -v5.14 | 114 | 6108 | Rate Constraint in lbs/MMBtu | FALSE | L | Annual | Rate | lb/MMBtu | 0.04911 | 0.04911 | 0.04911 | 0.04911 | 0.04911 | 0.04911 | 0.04911 | 0.04911
BART NOX Annual-Jim Bridger 4 -v5.14 | 114 | 6108 | Rate Constraint in lbs/MMBtu | FALSE | L | Annual | Generation | TWh | 1.8975 | 2.2644 | 1.7502 | 2.7217 | 2.1823 | 2.7165 | 3.19 | 2.9535
BART NOX Annual-Jim Bridger 4 -v5.14 | 114 | 6108 | Rate Constraint in lbs/MMBtu | FALSE | L | Annual | Qualifying Generation | TWh | 1.8975 | 2.2644 | 1.7502 | 2.7217 | 2.1823 | 2.7165 | 3.19 | 2.9535
BART NOX Annual-Jim Bridger 4 -v5.14 | 114 | 6108 | Rate Constraint in lbs/MMBtu | FALSE | L | Annual | Rate | lb/MWh | 0.50804 | 0.50804 | 0.50804 | 0.50804 | 0.50804 | 0.50804 | 0.50804 | 0.50804
BART NOX Annual-Jim Bridger 4 -v5.14 | 114 | 6108 | Rate Constraint in lbs/MMBtu | FALSE | L | Annual | Constraint Shadow Price | US2016$/Ton | 0 | 0 | 0 | 0 | 0 | 0 | 0 | 0
BART NOX Annual-La Cygne 1 & 2 -v5.13 | 115 | 5833 | Rate Constraint in lbs/MMBtu | FALSE | L | Annual | Seasons Included | Seasons | Winter, WintShld, Summer | Winter, WintShld, Summer | Winter, WintShld, Summer | Winter, WintShld, Summer | Winter, WintShld, Summer | Winter, WintShld, Summer | Winter, WintShld, Summer | Winter, WintShld, Summer
BART NOX Annual-La Cygne 1 & 2 -v5.13 | 115 | 5833 | Rate Constraint in lbs/MMBtu | FALSE | L | Annual | Standard NOX | lb/MMBtu | 0.13 | 0.13 | 0.13 | 0.13 | 0.13 | 0.13 | 0.13 | 0.13
BART NOX Annual-La Cygne 1 & 2 -v5.13 | 115 | 5833 | Rate Constraint in lbs/MMBtu | FALSE | L | Annual | Emissions at Affected Plants NOX | Thousand Tons | 2.5925 | 2.9392 | 3.5331 | 2.9131 | 2.9857 | 3.2121 | 3.2812 | 2.9738
BART NOX Annual-La Cygne 1 & 2 -v5.13 | 115 | 5833 | Rate Constraint in lbs/MMBtu | FALSE | L | Annual | Allowances Purchased NOX | Thousand Tons | 0 | 0 | 0 | 0 | 0 | 0 | 0 | 0
BART NOX Annual-La Cygne 1 & 2 -v5.13 | 115 | 5833 | Rate Constraint in lbs/MMBtu | FALSE | L | Annual | Allowances Sold NOX | Thousand Tons | 0 | 0 | 0 | 0 | 0 | 0 | 0 | 0
BART NOX Annual-La Cygne 1 & 2 -v5.13 | 115 | 5833 | Rate Constraint in lbs/MMBtu | FALSE | L | Annual | Allowances Banked | Thousand Tons | 0 | 0 | 0 | 0 | 0 | 0 | 0 | 0
BART NOX Annual-La Cygne 1 & 2 -v5.13 | 115 | 5833 | Rate Constraint in lbs/MMBtu | FALSE | L | Annual | Allowances Withdrawn (1:1) | Thousand Tons | 0 | 0 | 0 | 0 | 0 | 0 | 0 | 0
BART NOX Annual-La Cygne 1 & 2 -v5.13 | 115 | 5833 | Rate Constraint in lbs/MMBtu | FALSE | L | Annual | Allowances Withdrawn (n:1) | Thousand Tons | 0 | 0 | 0 | 0 | 0 | 0 | 0 | 0
BART NOX Annual-La Cygne 1 & 2 -v5.13 | 115 | 5833 | Rate Constraint in lbs/MMBtu | FALSE | L | Annual | Net Emissions Allowance Position | Thousand Tons | 2.5925 | 2.9392 | 3.5331 | 2.9131 | 2.9857 | 3.2121 | 3.2812 | 2.9738
BART NOX Annual-La Cygne 1 & 2 -v5.13 | 115 | 5833 | Rate Constraint in lbs/MMBtu | FALSE | L | Annual | Fuel Consumed | TBtu | 57.7971 | 65.5319 | 77.855 | 64.8835 | 66.5646 | 71.3672 | 72.9982 | 66.3161
BART NOX Annual-La Cygne 1 & 2 -v5.13 | 115 | 5833 | Rate Constraint in lbs/MMBtu | FALSE | L | Annual | Rate | lb/MMBtu | 0.08971 | 0.089703 | 0.090761 | 0.089794 | 0.089708 | 0.090016 | 0.089899 | 0.089687
BART NOX Annual-La Cygne 1 & 2 -v5.13 | 115 | 5833 | Rate Constraint in lbs/MMBtu | FALSE | L | Annual | Generation | TWh | 5.2314 | 5.9313 | 7.0784 | 5.8749 | 6.0249 | 6.4681 | 6.6126 | 6.0019
BART NOX Annual-La Cygne 1 & 2 -v5.13 | 115 | 5833 | Rate Constraint in lbs/MMBtu | FALSE | L | Annual | Qualifying Generation | TWh | 5.2314 | 5.9313 | 7.0784 | 5.8749 | 6.0249 | 6.4681 | 6.6126 | 6.0019
BART NOX Annual-La Cygne 1 & 2 -v5.13 | 115 | 5833 | Rate Constraint in lbs/MMBtu | FALSE | L | Annual | Rate | lb/MWh | 0.99113 | 0.99108 | 0.99827 | 0.99171 | 0.99112 | 0.99321 | 0.99242 | 0.99097
BART NOX Annual-La Cygne 1 & 2 -v5.13 | 115 | 5833 | Rate Constraint in lbs/MMBtu | FALSE | L | Annual | Constraint Shadow Price | US2016$/Ton | 0 | 0 | 0 | 0 | 0 | 0 | 0 | 0
BART NOX Annual-Laramie 1 -v5.14 | 116 | 6099 | Rate Constraint in lbs/MMBtu | FALSE | L | Annual | Seasons Included | Seasons | Winter, WintShld, Summer | Winter, WintShld, Summer | Winter, WintShld, Summer | Winter, WintShld, Summer | Winter, WintShld, Summer | Winter, WintShld, Summer | Winter, WintShld, Summer | Winter, WintShld, Summer
BART NOX Annual-Laramie 1 -v5.14 | 116 | 6099 | Rate Constraint in lbs/MMBtu | FALSE | L | Annual | Standard NOX | lb/MMBtu | 0.06 | 0.06 | 0.06 | 0.06 | 0.06 | 0.06 | 0.06 | 0.06
BART NOX Annual-Laramie 1 -v5.14 | 116 | 6099 | Rate Constraint in lbs/MMBtu | FALSE | L | Annual | Emissions at Affected Plants NOX | Thousand Tons | 1.265 | 1.265 | 1.265 | 1.265 | 1.2346 | 1.2219 | 1.2247 | 1.2258
BART NOX Annual-Laramie 1 -v5.14 | 116 | 6099 | Rate Constraint in lbs/MMBtu | FALSE | L | Annual | Allowances Purchased NOX | Thousand Tons | 0 | 0 | 0 | 0 | 0 | 0 | 0 | 0
BART NOX Annual-Laramie 1 -v5.14 | 116 | 6099 | Rate Constraint in lbs/MMBtu | FALSE | L | Annual | Allowances Sold NOX | Thousand Tons | 0 | 0 | 0 | 0 | 0 | 0 | 0 | 0
BART NOX Annual-Laramie 1 -v5.14 | 116 | 6099 | Rate Constraint in lbs/MMBtu | FALSE | L | Annual | Allowances Banked | Thousand Tons | 0 | 0 | 0 | 0 | 0 | 0 | 0 | 0
BART NOX Annual-Laramie 1 -v5.14 | 116 | 6099 | Rate Constraint in lbs/MMBtu | FALSE | L | Annual | Allowances Withdrawn (1:1) | Thousand Tons | 0 | 0 | 0 | 0 | 0 | 0 | 0 | 0
BART NOX Annual-Laramie 1 -v5.14 | 116 | 6099 | Rate Constraint in lbs/MMBtu | FALSE | L | Annual | Allowances Withdrawn (n:1) | Thousand Tons | 0 | 0 | 0 | 0 | 0 | 0 | 0 | 0
BART NOX Annual-Laramie 1 -v5.14 | 116 | 6099 | Rate Constraint in lbs/MMBtu | FALSE | L | Annual | Net Emissions Allowance Position | Thousand Tons | 1.265 | 1.265 | 1.265 | 1.265 | 1.2346 | 1.2219 | 1.2247 | 1.2258
BART NOX Annual-Laramie 1 -v5.14 | 116 | 6099 | Rate Constraint in lbs/MMBtu | FALSE | L | Annual | Fuel Consumed | TBtu | 42.1655 | 42.1655 | 42.1655 | 42.1655 | 41.1532 | 40.7304 | 40.8242 | 40.8595
BART NOX Annual-Laramie 1 -v5.14 | 116 | 6099 | Rate Constraint in lbs/MMBtu | FALSE | L | Annual | Rate | lb/MMBtu | 0.06 | 0.06 | 0.06 | 0.06 | 0.06 | 0.06 | 0.06 | 0.06
BART NOX Annual-Laramie 1 -v5.14 | 116 | 6099 | Rate Constraint in lbs/MMBtu | FALSE | L | Annual | Generation | TWh | 4.0848 | 4.0848 | 4.0848 | 4.0848 | 3.9867 | 3.9457 | 3.9548 | 3.9582
BART NOX Annual-Laramie 1 -v5.14 | 116 | 6099 | Rate Constraint in lbs/MMBtu | FALSE | L | Annual | Qualifying Generation | TWh | 4.0848 | 4.0848 | 4.0848 | 4.0848 | 3.9867 | 3.9457 | 3.9548 | 3.9582
BART NOX Annual-Laramie 1 -v5.14 | 116 | 6099 | Rate Constraint in lbs/MMBtu | FALSE | L | Annual | Rate | lb/MWh | 0.61936 | 0.61936 | 0.61936 | 0.61936 | 0.61936 | 0.61936 | 0.61936 | 0.61936
BART NOX Annual-Laramie 1 -v5.14 | 116 | 6099 | Rate Constraint in lbs/MMBtu | FALSE | L | Annual | Constraint Shadow Price | US2016$/Ton | 10679.331 | 10264.8012 | 9355.8928 | 9417.6407 | 10686.3704 | 10982.4519 | 11495.4061 | 11366.8353
BART NOX Annual-Laramie 2 -v5.14 | 117 | 6100 | Rate Constraint in lbs/MMBtu | FALSE | L | Annual | Seasons Included | Seasons | Winter, WintShld, Summer | Winter, WintShld, Summer | Winter, WintShld, Summer | Winter, WintShld, Summer | Winter, WintShld, Summer | Winter, WintShld, Summer | Winter, WintShld, Summer | Winter, WintShld, Summer
BART NOX Annual-Laramie 2 -v5.14 | 117 | 6100 | Rate Constraint in lbs/MMBtu | FALSE | L | Annual | Standard NOX | lb/MMBtu | 0.15 | 0.15 | 0.15 | 0.15 | 0.15 | 0.15 | 0.15 | 0.15
BART NOX Annual-Laramie 2 -v5.14 | 117 | 6100 | Rate Constraint in lbs/MMBtu | FALSE | L | Annual | Emissions at Affected Plants NOX | Thousand Tons | 2.7806 | 2.7806 | 2.7806 | 2.7806 | 2.7806 | 2.7806 | 2.7806 | 2.7806
BART NOX Annual-Laramie 2 -v5.14 | 117 | 6100 | Rate Constraint in lbs/MMBtu | FALSE | L | Annual | Allowances Purchased NOX | Thousand Tons | 0 | 0 | 0 | 0 | 0 | 0 | 0 | 0
BART NOX Annual-Laramie 2 -v5.14 | 117 | 6100 | Rate Constraint in lbs/MMBtu | FALSE | L | Annual | Allowances Sold NOX | Thousand Tons | 0 | 0 | 0 | 0 | 0 | 0 | 0 | 0
BART NOX Annual-Laramie 2 -v5.14 | 117 | 6100 | Rate Constraint in lbs/MMBtu | FALSE | L | Annual | Allowances Banked | Thousand Tons | 0 | 0 | 0 | 0 | 0 | 0 | 0 | 0
BART NOX Annual-Laramie 2 -v5.14 | 117 | 6100 | Rate Constraint in lbs/MMBtu | FALSE | L | Annual | Allowances Withdrawn (1:1) | Thousand Tons | 0 | 0 | 0 | 0 | 0 | 0 | 0 | 0
BART NOX Annual-Laramie 2 -v5.14 | 117 | 6100 | Rate Constraint in lbs/MMBtu | FALSE | L | Annual | Allowances Withdrawn (n:1) | Thousand Tons | 0 | 0 | 0 | 0 | 0 | 0 | 0 | 0
BART NOX Annual-Laramie 2 -v5.14 | 117 | 6100 | Rate Constraint in lbs/MMBtu | FALSE | L | Annual | Net Emissions Allowance Position | Thousand Tons | 2.7806 | 2.7806 | 2.7806 | 2.7806 | 2.7806 | 2.7806 | 2.7806 | 2.7806
BART NOX Annual-Laramie 2 -v5.14 | 117 | 6100 | Rate Constraint in lbs/MMBtu | FALSE | L | Annual | Fuel Consumed | TBtu | 42.1056 | 42.1056 | 42.1056 | 42.1056 | 42.1056 | 42.1056 | 42.1056 | 42.1056
BART NOX Annual-Laramie 2 -v5.14 | 117 | 6100 | Rate Constraint in lbs/MMBtu | FALSE | L | Annual | Rate | lb/MMBtu | 0.13208 | 0.13208 | 0.13208 | 0.13208 | 0.13208 | 0.13208 | 0.13208 | 0.13208
BART NOX Annual-Laramie 2 -v5.14 | 117 | 6100 | Rate Constraint in lbs/MMBtu | FALSE | L | Annual | Generation | TWh | 4.1084 | 4.1084 | 4.1084 | 4.1084 | 4.1084 | 4.1084 | 4.1084 | 4.1084
BART NOX Annual-Laramie 2 -v5.14 | 117 | 6100 | Rate Constraint in lbs/MMBtu | FALSE | L | Annual | Qualifying Generation | TWh | 4.1084 | 4.1084 | 4.1084 | 4.1084 | 4.1084 | 4.1084 | 4.1084 | 4.1084
BART NOX Annual-Laramie 2 -v5.14 | 117 | 6100 | Rate Constraint in lbs/MMBtu | FALSE | L | Annual | Rate | lb/MWh | 1.3536 | 1.3536 | 1.3536 | 1.3536 | 1.3536 | 1.3536 | 1.3536 | 1.3536
BART NOX Annual-Laramie 2 -v5.14 | 117 | 6100 | Rate Constraint in lbs/MMBtu | FALSE | L | Annual | Constraint Shadow Price | US2016$/Ton | 0 | 0 | 0 | 0 | 0 | 0 | 0 | 0
BART NOX Annual-Laramie 3 -v5.14 | 118 | 6101 | Rate Constraint in lbs/MMBtu | FALSE | L | Annual | Seasons Included | Seasons | Winter, WintShld, Summer | Winter, WintShld, Summer | Winter, WintShld, Summer | Winter, WintShld, Summer | Winter, WintShld, Summer | Winter, WintShld, Summer | Winter, WintShld, Summer | Winter, WintShld, Summer
BART NOX Annual-Laramie 3 -v5.14 | 118 | 6101 | Rate Constraint in lbs/MMBtu | FALSE | L | Annual | Standard NOX | lb/MMBtu | 0.15 | 0.15 | 0.15 | 0.15 | 0.15 | 0.15 | 0.15 | 0.15
BART NOX Annual-Laramie 3 -v5.14 | 118 | 6101 | Rate Constraint in lbs/MMBtu | FALSE | L | Annual | Emissions at Affected Plants NOX | Thousand Tons | 2.7909 | 2.7909 | 2.7909 | 2.7909 | 2.7909 | 2.7909 | 2.7909 | 2.7909
BART NOX Annual-Laramie 3 -v5.14 | 118 | 6101 | Rate Constraint in lbs/MMBtu | FALSE | L | Annual | Allowances Purchased NOX | Thousand Tons | 0 | 0 | 0 | 0 | 0 | 0 | 0 | 0
BART NOX Annual-Laramie 3 -v5.14 | 118 | 6101 | Rate Constraint in lbs/MMBtu | FALSE | L | Annual | Allowances Sold NOX | Thousand Tons | 0 | 0 | 0 | 0 | 0 | 0 | 0 | 0
BART NOX Annual-Laramie 3 -v5.14 | 118 | 6101 | Rate Constraint in lbs/MMBtu | FALSE | L | Annual | Allowances Banked | Thousand Tons | 0 | 0 | 0 | 0 | 0 | 0 | 0 | 0
BART NOX Annual-Laramie 3 -v5.14 | 118 | 6101 | Rate Constraint in lbs/MMBtu | FALSE | L | Annual | Allowances Withdrawn (1:1) | Thousand Tons | 0 | 0 | 0 | 0 | 0 | 0 | 0 | 0
BART NOX Annual-Laramie 3 -v5.14 | 118 | 6101 | Rate Constraint in lbs/MMBtu | FALSE | L | Annual | Allowances Withdrawn (n:1) | Thousand Tons | 0 | 0 | 0 | 0 | 0 | 0 | 0 | 0
BART NOX Annual-Laramie 3 -v5.14 | 118 | 6101 | Rate Constraint in lbs/MMBtu | FALSE | L | Annual | Net Emissions Allowance Position | Thousand Tons | 2.7909 | 2.7909 | 2.7909 | 2.7909 | 2.7909 | 2.7909 | 2.7909 | 2.7909
BART NOX Annual-Laramie 3 -v5.14 | 118 | 6101 | Rate Constraint in lbs/MMBtu | FALSE | L | Annual | Fuel Consumed | TBtu | 41.9876 | 41.9876 | 41.9876 | 41.9876 | 41.9876 | 41.9876 | 41.9876 | 41.9876
BART NOX Annual-Laramie 3 -v5.14 | 118 | 6101 | Rate Constraint in lbs/MMBtu | FALSE | L | Annual | Rate | lb/MMBtu | 0.13294 | 0.13294 | 0.13294 | 0.13294 | 0.13294 | 0.13294 | 0.13294 | 0.13294
BART NOX Annual-Laramie 3 -v5.14 | 118 | 6101 | Rate Constraint in lbs/MMBtu | FALSE | L | Annual | Generation | TWh | 4.1083 | 4.1083 | 4.1083 | 4.1083 | 4.1083 | 4.1083 | 4.1083 | 4.1083
BART NOX Annual-Laramie 3 -v5.14 | 118 | 6101 | Rate Constraint in lbs/MMBtu | FALSE | L | Annual | Qualifying Generation | TWh | 4.1083 | 4.1083 | 4.1083 | 4.1083 | 4.1083 | 4.1083 | 4.1083 | 4.1083
BART NOX Annual-Laramie 3 -v5.14 | 118 | 6101 | Rate Constraint in lbs/MMBtu | FALSE | L | Annual | Rate | lb/MWh | 1.3587 | 1.3587 | 1.3587 | 1.3587 | 1.3587 | 1.3587 | 1.3587 | 1.3587
BART NOX Annual-Laramie 3 -v5.14 | 118 | 6101 | Rate Constraint in lbs/MMBtu | FALSE | L | Annual | Constraint Shadow Price | US2016$/Ton | 0 | 0 | 0 | 0 | 0 | 0 | 0 | 0
BART NOX Annual-Lawrence 4 -v5.14 | 119 | 6095 | Rate Constraint in lbs/MMBtu | FALSE | L | Annual | Seasons Included | Seasons | Winter, WintShld, Summer | Winter, WintShld, Summer | Winter, WintShld, Summer | Winter, WintShld, Summer | Winter, WintShld, Summer | Winter, WintShld, Summer | Winter, WintShld, Summer | Winter, WintShld, Summer
BART NOX Annual-Lawrence 4 -v5.14 | 119 | 6095 | Rate Constraint in lbs/MMBtu | FALSE | L | Annual | Standard NOX | lb/MMBtu | 0.18 | 0.18 | 0.18 | 0.18 | 0.18 | 0.18 | 0.18 | 0.18
BART NOX Annual-Lawrence 4 -v5.14 | 119 | 6095 | Rate Constraint in lbs/MMBtu | FALSE | L | Annual | Emissions at Affected Plants NOX | Thousand Tons | 0.2747 | 0.2747 | 0.30027 | 0.33539 | 0.33539 | 0.3618 | 0.3618 | 0.35168
BART NOX Annual-Lawrence 4 -v5.14 | 119 | 6095 | Rate Constraint in lbs/MMBtu | FALSE | L | Annual | Allowances Purchased NOX | Thousand Tons | 0 | 0 | 0 | 0 | 0 | 0 | 0 | 0
BART NOX Annual-Lawrence 4 -v5.14 | 119 | 6095 | Rate Constraint in lbs/MMBtu | FALSE | L | Annual | Allowances Sold NOX | Thousand Tons | 0 | 0 | 0 | 0 | 0 | 0 | 0 | 0
BART NOX Annual-Lawrence 4 -v5.14 | 119 | 6095 | Rate Constraint in lbs/MMBtu | FALSE | L | Annual | Allowances Banked | Thousand Tons | 0 | 0 | 0 | 0 | 0 | 0 | 0 | 0
BART NOX Annual-Lawrence 4 -v5.14 | 119 | 6095 | Rate Constraint in lbs/MMBtu | FALSE | L | Annual | Allowances Withdrawn (1:1) | Thousand Tons | 0 | 0 | 0 | 0 | 0 | 0 | 0 | 0
BART NOX Annual-Lawrence 4 -v5.14 | 119 | 6095 | Rate Constraint in lbs/MMBtu | FALSE | L | Annual | Allowances Withdrawn (n:1) | Thousand Tons | 0 | 0 | 0 | 0 | 0 | 0 | 0 | 0
BART NOX Annual-Lawrence 4 -v5.14 | 119 | 6095 | Rate Constraint in lbs/MMBtu | FALSE | L | Annual | Net Emissions Allowance Position | Thousand Tons | 0.2747 | 0.2747 | 0.30027 | 0.33539 | 0.33539 | 0.3618 | 0.3618 | 0.35168
BART NOX Annual-Lawrence 4 -v5.14 | 119 | 6095 | Rate Constraint in lbs/MMBtu | FALSE | L | Annual | Fuel Consumed | TBtu | 3.6788 | 3.6788 | 4.0213 | 4.4916 | 4.4916 | 4.8453 | 4.8453 | 4.7098
BART NOX Annual-Lawrence 4 -v5.14 | 119 | 6095 | Rate Constraint in lbs/MMBtu | FALSE | L | Annual | Rate | lb/MMBtu | 0.14934 | 0.14934 | 0.14934 | 0.14934 | 0.14934 | 0.14934 | 0.14934 | 0.14934
BART NOX Annual-Lawrence 4 -v5.14 | 119 | 6095 | Rate Constraint in lbs/MMBtu | FALSE | L | Annual | Generation | TWh | 0.32202 | 0.32202 | 0.35201 | 0.39317 | 0.39317 | 0.42413 | 0.42413 | 0.41227
BART NOX Annual-Lawrence 4 -v5.14 | 119 | 6095 | Rate Constraint in lbs/MMBtu | FALSE | L | Annual | Qualifying Generation | TWh | 0.32202 | 0.32202 | 0.35201 | 0.39317 | 0.39317 | 0.42413 | 0.42413 | 0.41227
BART NOX Annual-Lawrence 4 -v5.14 | 119 | 6095 | Rate Constraint in lbs/MMBtu | FALSE | L | Annual | Rate | lb/MWh | 1.7061 | 1.7061 | 1.7061 | 1.7061 | 1.7061 | 1.7061 | 1.7061 | 1.7061
BART NOX Annual-Lawrence 4 -v5.14 | 119 | 6095 | Rate Constraint in lbs/MMBtu | FALSE | L | Annual | Constraint Shadow Price | US2016$/Ton | 0 | 0 | 0 | 0 | 0 | 0 | 0 | 0
BART NOX Annual-Lawrence 5 -v5.14 | 120 | 6096 | Rate Constraint in lbs/MMBtu | FALSE | L | Annual | Seasons Included | Seasons | Winter, WintShld, Summer | Winter, WintShld, Summer | Winter, WintShld, Summer | Winter, WintShld, Summer | Winter, WintShld, Summer | Winter, WintShld, Summer | Winter, WintShld, Summer | Winter, WintShld, Summer
BART NOX Annual-Lawrence 5 -v5.14 | 120 | 6096 | Rate Constraint in lbs/MMBtu | FALSE | L | Annual | Standard NOX | lb/MMBtu | 0.15 | 0.15 | 0.15 | 0.15 | 0.15 | 0.15 | 0.15 | 0.15
BART NOX Annual-Lawrence 5 -v5.14 | 120 | 6096 | Rate Constraint in lbs/MMBtu | FALSE | L | Annual | Emissions at Affected Plants NOX | Thousand Tons | 1.409 | 1.4584 | 1.5251 | 1.5253 | 1.2307 | 1.2307 | 1.2307 | 1.0594
BART NOX Annual-Lawrence 5 -v5.14 | 120 | 6096 | Rate Constraint in lbs/MMBtu | FALSE | L | Annual | Allowances Purchased NOX | Thousand Tons | 0 | 0 | 0 | 0 | 0 | 0 | 0 | 0
BART NOX Annual-Lawrence 5 -v5.14 | 120 | 6096 | Rate Constraint in lbs/MMBtu | FALSE | L | Annual | Allowances Sold NOX | Thousand Tons | 0 | 0 | 0 | 0 | 0 | 0 | 0 | 0
BART NOX Annual-Lawrence 5 -v5.14 | 120 | 6096 | Rate Constraint in lbs/MMBtu | FALSE | L | Annual | Allowances Banked | Thousand Tons | 0 | 0 | 0 | 0 | 0 | 0 | 0 | 0
BART NOX Annual-Lawrence 5 -v5.14 | 120 | 6096 | Rate Constraint in lbs/MMBtu | FALSE | L | Annual | Allowances Withdrawn (1:1) | Thousand Tons | 0 | 0 | 0 | 0 | 0 | 0 | 0 | 0
BART NOX Annual-Lawrence 5 -v5.14 | 120 | 6096 | Rate Constraint in lbs/MMBtu | FALSE | L | Annual | Allowances Withdrawn (n:1) | Thousand Tons | 0 | 0 | 0 | 0 | 0 | 0 | 0 | 0
BART NOX Annual-Lawrence 5 -v5.14 | 120 | 6096 | Rate Constraint in lbs/MMBtu | FALSE | L | Annual | Net Emissions Allowance Position | Thousand Tons | 1.409 | 1.4584 | 1.5251 | 1.5253 | 1.2307 | 1.2307 | 1.2307 | 1.0594
BART NOX Annual-Lawrence 5 -v5.14 | 120 | 6096 | Rate Constraint in lbs/MMBtu | FALSE | L | Annual | Fuel Consumed | TBtu | 21.9539 | 22.7237 | 23.7631 | 23.766 | 19.1762 | 19.1762 | 19.1762 | 16.5063
BART NOX Annual-Lawrence 5 -v5.14 | 120 | 6096 | Rate Constraint in lbs/MMBtu | FALSE | L | Annual | Rate | lb/MMBtu | 0.12836 | 0.12836 | 0.12836 | 0.12836 | 0.12836 | 0.12836 | 0.12836 | 0.12836
BART NOX Annual-Lawrence 5 -v5.14 | 120 | 6096 | Rate Constraint in lbs/MMBtu | FALSE | L | Annual | Generation | TWh | 2.06 | 2.1323 | 2.2298 | 2.2301 | 1.7994 | 1.7994 | 1.7994 | 1.5489
BART NOX Annual-Lawrence 5 -v5.14 | 120 | 6096 | Rate Constraint in lbs/MMBtu | FALSE | L | Annual | Qualifying Generation | TWh | 2.06 | 2.1323 | 2.2298 | 2.2301 | 1.7994 | 1.7994 | 1.7994 | 1.5489
BART NOX Annual-Lawrence 5 -v5.14 | 120 | 6096 | Rate Constraint in lbs/MMBtu | FALSE | L | Annual | Rate | lb/MWh | 1.3679 | 1.3679 | 1.3679 | 1.3679 | 1.3679 | 1.3679 | 1.3679 | 1.3679
BART NOX Annual-Lawrence 5 -v5.14 | 120 | 6096 | Rate Constraint in lbs/MMBtu | FALSE | L | Annual | Constraint Shadow Price | US2016$/Ton | 0 | 0 | 0 | 0 | 0 | 0 | 0 | 0
BART NOX Annual-Leland Olds 1 -v5.13 | 121 | 5855 | Rate Constraint in lbs/MMBtu | FALSE | L | Annual | Seasons Included | Seasons | Winter, WintShld, Summer | Winter, WintShld, Summer | Winter, WintShld, Summer | Winter, WintShld, Summer | Winter, WintShld, Summer | Winter, WintShld, Summer | Winter, WintShld, Summer | Winter, WintShld, Summer
BART NOX Annual-Leland Olds 1 -v5.13 | 121 | 5855 | Rate Constraint in lbs/MMBtu | FALSE | L | Annual | Standard NOX | lb/MMBtu | 0.19 | 0.19 | 0.19 | 0.19 | 0.19 | 0.19 | 0.19 | 0.19
BART NOX Annual-Leland Olds 1 -v5.13 | 121 | 5855 | Rate Constraint in lbs/MMBtu | FALSE | L | Annual | Emissions at Affected Plants NOX | Thousand Tons | 1.601 | 1.601 | 1.601 | 1.601 | 1.536 | 1.536 | 1.536 | 1.601
BART NOX Annual-Leland Olds 1 -v5.13 | 121 | 5855 | Rate Constraint in lbs/MMBtu | FALSE | L | Annual | Allowances Purchased NOX | Thousand Tons | 0 | 0 | 0 | 0 | 0 | 0 | 0 | 0
BART NOX Annual-Leland Olds 1 -v5.13 | 121 | 5855 | Rate Constraint in lbs/MMBtu | FALSE | L | Annual | Allowances Sold NOX | Thousand Tons | 0 | 0 | 0 | 0 | 0 | 0 | 0 | 0
BART NOX Annual-Leland Olds 1 -v5.13 | 121 | 5855 | Rate Constraint in lbs/MMBtu | FALSE | L | Annual | Allowances Banked | Thousand Tons | 0 | 0 | 0 | 0 | 0 | 0 | 0 | 0
BART NOX Annual-Leland Olds 1 -v5.13 | 121 | 5855 | Rate Constraint in lbs/MMBtu | FALSE | L | Annual | Allowances Withdrawn (1:1) | Thousand Tons | 0 | 0 | 0 | 0 | 0 | 0 | 0 | 0
BART NOX Annual-Leland Olds 1 -v5.13 | 121 | 5855 | Rate Constraint in lbs/MMBtu | FALSE | L | Annual | Allowances Withdrawn (n:1) | Thousand Tons | 0 | 0 | 0 | 0 | 0 | 0 | 0 | 0
BART NOX Annual-Leland Olds 1 -v5.13 | 121 | 5855 | Rate Constraint in lbs/MMBtu | FALSE | L | Annual | Net Emissions Allowance Position | Thousand Tons | 1.601 | 1.601 | 1.601 | 1.601 | 1.536 | 1.536 | 1.536 | 1.601
BART NOX Annual-Leland Olds 1 -v5.13 | 121 | 5855 | Rate Constraint in lbs/MMBtu | FALSE | L | Annual | Fuel Consumed | TBtu | 17.8755 | 17.8755 | 17.8755 | 17.8755 | 17.15 | 17.15 | 17.15 | 17.8755
BART NOX Annual-Leland Olds 1 -v5.13 | 121 | 5855 | Rate Constraint in lbs/MMBtu | FALSE | L | Annual | Rate | lb/MMBtu | 0.17913 | 0.17913 | 0.17913 | 0.17913 | 0.17913 | 0.17913 | 0.17913 | 0.17913
BART NOX Annual-Leland Olds 1 -v5.13 | 121 | 5855 | Rate Constraint in lbs/MMBtu | FALSE | L | Annual | Generation | TWh | 1.5348 | 1.5348 | 1.5348 | 1.5348 | 1.4725 | 1.4725 | 1.4725 | 1.5348
BART NOX Annual-Leland Olds 1 -v5.13 | 121 | 5855 | Rate Constraint in lbs/MMBtu | FALSE | L | Annual | Qualifying Generation | TWh | 1.5348 | 1.5348 | 1.5348 | 1.5348 | 1.4725 | 1.4725 | 1.4725 | 1.5348
BART NOX Annual-Leland Olds 1 -v5.13 | 121 | 5855 | Rate Constraint in lbs/MMBtu | FALSE | L | Annual | Rate | lb/MWh | 2.0863 | 2.0863 | 2.0863 | 2.0863 | 2.0863 | 2.0863 | 2.0863 | 2.0863
BART NOX Annual-Leland Olds 1 -v5.13 | 121 | 5855 | Rate Constraint in lbs/MMBtu | FALSE | L | Annual | Constraint Shadow Price | US2016$/Ton | 0 | 0 | 0 | 0 | 0 | 0 | 0 | 0
BART NOX Annual-Leland Olds 2 -v5.13 | 122 | 5856 | Rate Constraint in lbs/MMBtu | FALSE | L | Annual | Seasons Included | Seasons | Winter, WintShld, Summer | Winter, WintShld, Summer | Winter, WintShld, Summer | Winter, WintShld, Summer | Winter, WintShld, Summer | Winter, WintShld, Summer | Winter, WintShld, Summer | Winter, WintShld, Summer
BART NOX Annual-Leland Olds 2 -v5.13 | 122 | 5856 | Rate Constraint in lbs/MMBtu | FALSE | L | Annual | Standard NOX | lb/MMBtu | 0.35 | 0.35 | 0.35 | 0.35 | 0.35 | 0.35 | 0.35 | 0.35
BART NOX Annual-Leland Olds 2 -v5.13 | 122 | 5856 | Rate Constraint in lbs/MMBtu | FALSE | L | Annual | Emissions at Affected Plants NOX | Thousand Tons | 5.5 | 5.5 | 5.5 | 5.5 | 5.5 | 5.4791 | 5.3004 | 5.5
BART NOX Annual-Leland Olds 2 -v5.13 | 122 | 5856 | Rate Constraint in lbs/MMBtu | FALSE | L | Annual | Allowances Purchased NOX | Thousand Tons | 0 | 0 | 0 | 0 | 0 | 0 | 0 | 0
BART NOX Annual-Leland Olds 2 -v5.13 | 122 | 5856 | Rate Constraint in lbs/MMBtu | FALSE | L | Annual | Allowances Sold NOX | Thousand Tons | 0 | 0 | 0 | 0 | 0 | 0 | 0 | 0
BART NOX Annual-Leland Olds 2 -v5.13 | 122 | 5856 | Rate Constraint in lbs/MMBtu | FALSE | L | Annual | Allowances Banked | Thousand Tons | 0 | 0 | 0 | 0 | 0 | 0 | 0 | 0
BART NOX Annual-Leland Olds 2 -v5.13 | 122 | 5856 | Rate Constraint in lbs/MMBtu | FALSE | L | Annual | Allowances Withdrawn (1:1) | Thousand Tons | 0 | 0 | 0 | 0 | 0 | 0 | 0 | 0
BART NOX Annual-Leland Olds 2 -v5.13 | 122 | 5856 | Rate Constraint in lbs/MMBtu | FALSE | L | Annual | Allowances Withdrawn (n:1) | Thousand Tons | 0 | 0 | 0 | 0 | 0 | 0 | 0 | 0
BART NOX Annual-Leland Olds 2 -v5.13 | 122 | 5856 | Rate Constraint in lbs/MMBtu | FALSE | L | Annual | Net Emissions Allowance Position | Thousand Tons | 5.5 | 5.5 | 5.5 | 5.5 | 5.5 | 5.4791 | 5.3004 | 5.5
BART NOX Annual-Leland Olds 2 -v5.13 | 122 | 5856 | Rate Constraint in lbs/MMBtu | FALSE | L | Annual | Fuel Consumed | TBtu | 37.2404 | 37.2404 | 37.2404 | 37.2404 | 37.2404 | 37.099 | 35.8887 | 37.2404
BART NOX Annual-Leland Olds 2 -v5.13 | 122 | 5856 | Rate Constraint in lbs/MMBtu | FALSE | L | Annual | Rate | lb/MMBtu | 0.29538 | 0.29538 | 0.29538 | 0.29538 | 0.29538 | 0.29538 | 0.29538 | 0.29538
BART NOX Annual-Leland Olds 2 -v5.13 | 122 | 5856 | Rate Constraint in lbs/MMBtu | FALSE | L | Annual | Generation | TWh | 3.209 | 3.209 | 3.209 | 3.209 | 3.209 | 3.1968 | 3.0925 | 3.209
BART NOX Annual-Leland Olds 2 -v5.13 | 122 | 5856 | Rate Constraint in lbs/MMBtu | FALSE | L | Annual | Qualifying Generation | TWh | 3.209 | 3.209 | 3.209 | 3.209 | 3.209 | 3.1968 | 3.0925 | 3.209
BART NOX Annual-Leland Olds 2 -v5.13 | 122 | 5856 | Rate Constraint in lbs/MMBtu | FALSE | L | Annual | Rate | lb/MWh | 3.4279 | 3.4279 | 3.4279 | 3.4279 | 3.4279 | 3.4279 | 3.4279 | 3.4279
BART NOX Annual-Leland Olds 2 -v5.13 | 122 | 5856 | Rate Constraint in lbs/MMBtu | FALSE | L | Annual | Constraint Shadow Price | US2016$/Ton | 0 | 0 | 0 | 0 | 0 | 0 | 0 | 0
BART NOX Annual-Martin Drake 6 -v5.13 | 123 | 5827 | Rate Constraint in lbs/MMBtu | FALSE | L | Annual | Seasons Included | Seasons | Winter, WintShld, Summer | Winter, WintShld, Summer | Winter, WintShld, Summer | Winter, WintShld, Summer | Winter, WintShld, Summer | Winter, WintShld, Summer | Winter, WintShld, Summer | Winter, WintShld, Summer
BART NOX Annual-Martin Drake 6 -v5.13 | 123 | 5827 | Rate Constraint in lbs/MMBtu | FALSE | L | Annual | Standard NOX | lb/MMBtu | 0.32 | 0.32 | 0.32 | 0.32 | 0.32 | 0.32 | 0.32 | 0.32
BART NOX Annual-Martin Drake 6 -v5.13 | 123 | 5827 | Rate Constraint in lbs/MMBtu | FALSE | L | Annual | Emissions at Affected Plants NOX | Thousand Tons | 0.67556 | 0.74621 | 0.74621 | 0.74621 | 0.5018 | 0.65748 | 0.65748 | 0.65748
BART NOX Annual-Martin Drake 6 -v5.13 | 123 | 5827 | Rate Constraint in lbs/MMBtu | FALSE | L | Annual | Allowances Purchased NOX | Thousand Tons | 0 | 0 | 0 | 0 | 0 | 0 | 0 | 0
BART NOX Annual-Martin Drake 6 -v5.13 | 123 | 5827 | Rate Constraint in lbs/MMBtu | FALSE | L | Annual | Allowances Sold NOX | Thousand Tons | 0 | 0 | 0 | 0 | 0 | 0 | 0 | 0
BART NOX Annual-Martin Drake 6 -v5.13 | 123 | 5827 | Rate Constraint in lbs/MMBtu | FALSE | L | Annual | Allowances Banked | Thousand Tons | 0 | 0 | 0 | 0 | 0 | 0 | 0 | 0
BART NOX Annual-Martin Drake 6 -v5.13 | 123 | 5827 | Rate Constraint in lbs/MMBtu | FALSE | L | Annual | Allowances Withdrawn (1:1) | Thousand Tons | 0 | 0 | 0 | 0 | 0 | 0 | 0 | 0
BART NOX Annual-Martin Drake 6 -v5.13 | 123 | 5827 | Rate Constraint in lbs/MMBtu | FALSE | L | Annual | Allowances Withdrawn (n:1) | Thousand Tons | 0 | 0 | 0 | 0 | 0 | 0 | 0 | 0
BART NOX Annual-Martin Drake 6 -v5.13 | 123 | 5827 | Rate Constraint in lbs/MMBtu | FALSE | L | Annual | Net Emissions Allowance Position | Thousand Tons | 0.67556 | 0.74621 | 0.74621 | 0.74621 | 0.5018 | 0.65748 | 0.65748 | 0.65748
BART NOX Annual-Martin Drake 6 -v5.13 | 123 | 5827 | Rate Constraint in lbs/MMBtu | FALSE | L | Annual | Fuel Consumed | TBtu | 6.2004 | 6.8488 | 6.8488 | 6.8488 | 4.6055 | 6.0344 | 6.0344 | 6.0344
BART NOX Annual-Martin Drake 6 -v5.13 | 123 | 5827 | Rate Constraint in lbs/MMBtu | FALSE | L | Annual | Rate | lb/MMBtu | 0.21791 | 0.21791 | 0.21791 | 0.21791 | 0.21791 | 0.21791 | 0.21791 | 0.21791
BART NOX Annual-Martin Drake 6 -v5.13 | 123 | 5827 | Rate Constraint in lbs/MMBtu | FALSE | L | Annual | Generation | TWh | 0.52193 | 0.57651 | 0.57651 | 0.57651 | 0.38768 | 0.50796 | 0.50796 | 0.50796
BART NOX Annual-Martin Drake 6 -v5.13 | 123 | 5827 | Rate Constraint in lbs/MMBtu | FALSE | L | Annual | Qualifying Generation | TWh | 0.52193 | 0.57651 | 0.57651 | 0.57651 | 0.38768 | 0.50796 | 0.50796 | 0.50796
BART NOX Annual-Martin Drake 6 -v5.13 | 123 | 5827 | Rate Constraint in lbs/MMBtu | FALSE | L | Annual | Rate | lb/MWh | 2.5887 | 2.5887 | 2.5887 | 2.5887 | 2.5887 | 2.5887 | 2.5887 | 2.5887
BART NOX Annual-Martin Drake 6 -v5.13 | 123 | 5827 | Rate Constraint in lbs/MMBtu | FALSE | L | Annual | Constraint Shadow Price | US2016$/Ton | 0 | 0 | 0 | 0 | 0 | 0 | 0 | 0
BART NOX Annual-Martin Drake 7 -v5.13 | 124 | 5828 | Rate Constraint in lbs/MMBtu | FALSE | L | Annual | Seasons Included | Seasons | Winter, WintShld, Summer | Winter, WintShld, Summer | Winter, WintShld, Summer | Winter, WintShld, Summer | Winter, WintShld, Summer | Winter, WintShld, Summer | Winter, WintShld, Summer | Winter, WintShld, Summer
BART NOX Annual-Martin Drake 7 -v5.13 | 124 | 5828 | Rate Constraint in lbs/MMBtu | FALSE | L | Annual | Standard NOX | lb/MMBtu | 0.32 | 0.32 | 0.32 | 0.32 | 0.32 | 0.32 | 0.32 | 0.32
BART NOX Annual-Martin Drake 7 -v5.13 | 124 | 5828 | Rate Constraint in lbs/MMBtu | FALSE | L | Annual | Emissions at Affected Plants NOX | Thousand Tons | 1.2467 | 1.3391 | 1.3391 | 1.3391 | 1.1622 | 1.1622 | 1.1622 | 1.1622
BART NOX Annual-Martin Drake 7 -v5.13 | 124 | 5828 | Rate Constraint in lbs/MMBtu | FALSE | L | Annual | Allowances Purchased NOX | Thousand Tons | 0 | 0 | 0 | 0 | 0 | 0 | 0 | 0
BART NOX Annual-Martin Drake 7 -v5.13 | 124 | 5828 | Rate Constraint in lbs/MMBtu | FALSE | L | Annual | Allowances Sold NOX | Thousand Tons | 0 | 0 | 0 | 0 | 0 | 0 | 0 | 0
BART NOX Annual-Martin Drake 7 -v5.13 | 124 | 5828 | Rate Constraint in lbs/MMBtu | FALSE | L | Annual | Allowances Banked | Thousand Tons | 0 | 0 | 0 | 0 | 0 | 0 | 0 | 0
BART NOX Annual-Martin Drake 7 -v5.13 | 124 | 5828 | Rate Constraint in lbs/MMBtu | FALSE | L | Annual | Allowances Withdrawn (1:1) | Thousand Tons | 0 | 0 | 0 | 0 | 0 | 0 | 0 | 0
BART NOX Annual-Martin Drake 7 -v5.13 | 124 | 5828 | Rate Constraint in lbs/MMBtu | FALSE | L | Annual | Allowances Withdrawn (n:1) | Thousand Tons | 0 | 0 | 0 | 0 | 0 | 0 | 0 | 0
BART NOX Annual-Martin Drake 7 -v5.13 | 124 | 5828 | Rate Constraint in lbs/MMBtu | FALSE | L | Annual | Net Emissions Allowance Position | Thousand Tons | 1.2467 | 1.3391 | 1.3391 | 1.3391 | 1.1622 | 1.1622 | 1.1622 | 1.1622
BART NOX Annual-Martin Drake 7 -v5.13 | 124 | 5828 | Rate Constraint in lbs/MMBtu | FALSE | L | Annual | Fuel Consumed | TBtu | 10.711 | 11.5047 | 11.5047 | 11.5047 | 9.9851 | 9.9851 | 9.9851 | 9.9851
BART NOX Annual-Martin Drake 7 -v5.13 | 124 | 5828 | Rate Constraint in lbs/MMBtu | FALSE | L | Annual | Rate | lb/MMBtu | 0.23279 | 0.23279 | 0.23279 | 0.23279 | 0.23279 | 0.23279 | 0.23279 | 0.23279
BART NOX Annual-Martin Drake 7 -v5.13 | 124 | 5828 | Rate Constraint in lbs/MMBtu | FALSE | L | Annual | Generation | TWh | 0.9045 | 0.97152 | 0.97152 | 0.97152 | 0.8432 | 0.8432 | 0.8432 | 0.8432
BART NOX Annual-Martin Drake 7 -v5.13 | 124 | 5828 | Rate Constraint in lbs/MMBtu | FALSE | L | Annual | Qualifying Generation | TWh | 0.9045 | 0.97152 | 0.97152 | 0.97152 | 0.8432 | 0.8432 | 0.8432 | 0.8432
BART NOX Annual-Martin Drake 7 -v5.13 | 124 | 5828 | Rate Constraint in lbs/MMBtu | FALSE | L | Annual | Rate | lb/MWh | 2.7567 | 2.7567 | 2.7567 | 2.7567 | 2.7567 | 2.7567 | 2.7567 | 2.7567
BART NOX Annual-Martin Drake 7 -v5.13 | 124 | 5828 | Rate Constraint in lbs/MMBtu | FALSE | L | Annual | Constraint Shadow Price | US2016$/Ton | 0 | 0 | 0 | 0 | 0 | 0 | 0 | 0
BART NOX Annual-Merrimack 2 -v5.13 | 125 | 5844 | Rate Constraint in lbs/MMBtu | FALSE | L | Annual | Seasons Included | Seasons | Winter, WintShld, Summer | Winter, WintShld, Summer | Winter, WintShld, Summer | Winter, WintShld, Summer | Winter, WintShld, Summer | Winter, WintShld, Summer | Winter, WintShld, Summer | Winter, WintShld, Summer
BART NOX Annual-Merrimack 2 -v5.13 | 125 | 5844 | Rate Constraint in lbs/MMBtu | FALSE | L | Annual | Standard NOX | lb/MMBtu | 0.3 | 0.3 | 0.3 | 0.3 | 0.3 | 0.3 | 0.3 | 0.3
BART NOX Annual-Merrimack 2 -v5.13 | 125 | 5844 | Rate Constraint in lbs/MMBtu | FALSE | L | Annual | Emissions at Affected Plants NOX | Thousand Tons | 0 | 0 | 0 | 0 | 0 | 0 | 0 | 0
BART NOX Annual-Merrimack 2 -v5.13 | 125 | 5844 | Rate Constraint in lbs/MMBtu | FALSE | L | Annual | Allowances Purchased NOX | Thousand Tons | 0 | 0 | 0 | 0 | 0 | 0 | 0 | 0
BART NOX Annual-Merrimack 2 -v5.13 | 125 | 5844 | Rate Constraint in lbs/MMBtu | FALSE | L | Annual | Allowances Sold NOX | Thousand Tons | 0 | 0 | 0 | 0 | 0 | 0 | 0 | 0
BART NOX Annual-Merrimack 2 -v5.13 | 125 | 5844 | Rate Constraint in lbs/MMBtu | FALSE | L | Annual | Allowances Banked | Thousand Tons | 0 | 0 | 0 | 0 | 0 | 0 | 0 | 0
BART NOX Annual-Merrimack 2 -v5.13 | 125 | 5844 | Rate Constraint in lbs/MMBtu | FALSE | L | Annual | Allowances Withdrawn (1:1) | Thousand Tons | 0 | 0 | 0 | 0 | 0 | 0 | 0 | 0
BART NOX Annual-Merrimack 2 -v5.13 | 125 | 5844 | Rate Constraint in lbs/MMBtu | FALSE | L | Annual | Allowances Withdrawn (n:1) | Thousand Tons | 0 | 0 | 0 | 0 | 0 | 0 | 0 | 0
BART NOX Annual-Merrimack 2 -v5.13 | 125 | 5844 | Rate Constraint in lbs/MMBtu | FALSE | L | Annual | Net Emissions Allowance Position | Thousand Tons | 0 | 0 | 0 | 0 | 0 | 0 | 0 | 0
BART NOX Annual-Merrimack 2 -v5.13 | 125 | 5844 | Rate Constraint in lbs/MMBtu | FALSE | L | Annual | Fuel Consumed | TBtu | 0 | 0 | 0 | 0 | 0 | 0 | 0 | 0
BART NOX Annual-Merrimack 2 -v5.13 | 125 | 5844 | Rate Constraint in lbs/MMBtu | FALSE | L | Annual | Rate | lb/MMBtu | 0 | 0 | 0 | 0 | 0 | 0 | 0 | 0
BART NOX Annual-Merrimack 2 -v5.13 | 125 | 5844 | Rate Constraint in lbs/MMBtu | FALSE | L | Annual | Generation | TWh | 0 | 0 | 0 | 0 | 0 | 0 | 0 | 0
BART NOX Annual-Merrimack 2 -v5.13 | 125 | 5844 | Rate Constraint in lbs/MMBtu | FALSE | L | Annual | Qualifying Generation | TWh | 0 | 0 | 0 | 0 | 0 | 0 | 0 | 0
BART NOX Annual-Merrimack 2 -v5.13 | 125 | 5844 | Rate Constraint in lbs/MMBtu | FALSE | L | Annual | Rate | lb/MWh | 0 | 0 | 0 | 0 | 0 | 0 | 0 | 0
BART NOX Annual-Merrimack 2 -v5.13 | 125 | 5844 | Rate Constraint in lbs/MMBtu | FALSE | L | Annual | Constraint Shadow Price | US2016$/Ton | 0 | 0 | 0 | 0 | 0 | 0 | 0 | 0
BART NOX Annual-Milton R Young B1 -v5.13 | 126 | 5857 | Rate Constraint in lbs/MMBtu | FALSE | L | Annual | Seasons Included | Seasons | Winter, WintShld, Summer | Winter, WintShld, Summer | Winter, WintShld, Summer | Winter, WintShld, Summer | Winter, WintShld, Summer | Winter, WintShld, Summer | Winter, WintShld, Summer | Winter, WintShld, Summer
BART NOX Annual-Milton R Young B1 -v5.13 | 126 | 5857 | Rate Constraint in lbs/MMBtu | FALSE | L | Annual | Standard NOX | lb/MMBtu | 0.36 | 0.36 | 0.36 | 0.36 | 0.36 | 0.36 | 0.36 | 0.36
BART NOX Annual-Milton R Young B1 -v5.13 | 126 | 5857 | Rate Constraint in lbs/MMBtu | FALSE | L | Annual | Emissions at Affected Plants NOX | Thousand Tons | 1.9399 | 2.4524 | 2.5058 | 2.4606 | 1.7163 | 1.7763 | 1.79 | 1.6244
BART NOX Annual-Milton R Young B1 -v5.13 | 126 | 5857 | Rate Constraint in lbs/MMBtu | FALSE | L | Annual | Allowances Purchased NOX | Thousand Tons | 0 | 0 | 0 | 0 | 0 | 0 | 0 | 0
BART NOX Annual-Milton R Young B1 -v5.13 | 126 | 5857 | Rate Constraint in lbs/MMBtu | FALSE | L | Annual | Allowances Sold NOX | Thousand Tons | 0 | 0 | 0 | 0 | 0 | 0 | 0 | 0
BART NOX Annual-Milton R Young B1 -v5.13 | 126 | 5857 | Rate Constraint in lbs/MMBtu | FALSE | L | Annual | Allowances Banked | Thousand Tons | 0 | 0 | 0 | 0 | 0 | 0 | 0 | 0
BART NOX Annual-Milton R Young B1 -v5.13 | 126 | 5857 | Rate Constraint in lbs/MMBtu | FALSE | L | Annual | Allowances Withdrawn (1:1) | Thousand Tons | 0 | 0 | 0 | 0 | 0 | 0 | 0 | 0
BART NOX Annual-Milton R Young B1 -v5.13 | 126 | 5857 | Rate Constraint in lbs/MMBtu | FALSE | L | Annual | Allowances Withdrawn (n:1) | Thousand Tons | 0 | 0 | 0 | 0 | 0 | 0 | 0 | 0
BART NOX Annual-Milton R Young B1 -v5.13 | 126 | 5857 | Rate Constraint in lbs/MMBtu | FALSE | L | Annual | Net Emissions Allowance Position | Thousand Tons | 1.9399 | 2.4524 | 2.5058 | 2.4606 | 1.7163 | 1.7763 | 1.79 | 1.6244
BART NOX Annual-Milton R Young B1 -v5.13 | 126 | 5857 | Rate Constraint in lbs/MMBtu | FALSE | L | Annual | Fuel Consumed | TBtu | 14.6544 | 18.5255 | 18.9285 | 18.5871 | 12.9647 | 13.4182 | 13.5215 | 12.2705
BART NOX Annual-Milton R Young B1 -v5.13 | 126 | 5857 | Rate Constraint in lbs/MMBtu | FALSE | L | Annual | Rate | lb/MMBtu | 0.26476 | 0.26476 | 0.26476 | 0.26476 | 0.26476 | 0.26476 | 0.26476 | 0.26476
BART NOX Annual-Milton R Young B1 -v5.13 | 126 | 5857 | Rate Constraint in lbs/MMBtu | FALSE | L | Annual | Generation | TWh | 1.2757 | 1.6127 | 1.6478 | 1.6181 | 1.1286 | 1.1681 | 1.1771 | 1.0682
BART NOX Annual-Milton R Young B1 -v5.13 | 126 | 5857 | Rate Constraint in lbs/MMBtu | FALSE | L | Annual | Qualifying Generation | TWh | 1.2757 | 1.6127 | 1.6478 | 1.6181 | 1.1286 | 1.1681 | 1.1771 | 1.0682
BART NOX Annual-Milton R Young B1 -v5.13 | 126 | 5857 | Rate Constraint in lbs/MMBtu | FALSE | L | Annual | Rate | lb/MWh | 3.0413 | 3.0413 | 3.0413 | 3.0413 | 3.0413 | 3.0413 | 3.0413 | 3.0413
BART NOX Annual-Milton R Young B1 -v5.13 | 126 | 5857 | Rate Constraint in lbs/MMBtu | FALSE | L | Annual | Constraint Shadow Price | US2016$/Ton | 0 | 0 | 0 | 0 | 0 | 0 | 0 | 0
BART NOX Annual-Milton R Young B2 -v5.13 | 127 | 5858 | Rate Constraint in lbs/MMBtu | FALSE | L | Annual | Seasons Included | Seasons | Winter, WintShld, Summer | Winter, WintShld, Summer | Winter, WintShld, Summer | Winter, WintShld, Summer | Winter, WintShld, Summer | Winter, WintShld, Summer | Winter, WintShld, Summer | Winter, WintShld, Summer
BART NOX Annual-Milton R Young B2 -v5.13 | 127 | 5858 | Rate Constraint in lbs/MMBtu | FALSE | L | Annual | Standard NOX | lb/MMBtu | 0.35 | 0.35 | 0.35 | 0.35 | 0.35 | 0.35 | 0.35 | 0.35
BART NOX Annual-Milton R Young B2 -v5.13 | 127 | 5858 | Rate Constraint in lbs/MMBtu | FALSE | L | Annual | Emissions at Affected Plants NOX | Thousand Tons | 3.7248 | 4.8946 | 4.8946 | 4.5193 | 4.1856 | 4.7937 | 4.2316 | 3.9995
BART NOX Annual-Milton R Young B2 -v5.13 | 127 | 5858 | Rate Constraint in lbs/MMBtu | FALSE | L | Annual | Allowances Purchased NOX | Thousand Tons | 0 | 0 | 0 | 0 | 0 | 0 | 0 | 0
BART NOX Annual-Milton R Young B2 -v5.13 | 127 | 5858 | Rate Constraint in lbs/MMBtu | FALSE | L | Annual | Allowances Sold NOX | Thousand Tons | 0 | 0 | 0 | 0 | 0 | 0 | 0 | 0
BART NOX Annual-Milton R Young B2 -v5.13 | 127 | 5858 | Rate Constraint in lbs/MMBtu | FALSE | L | Annual | Allowances Banked | Thousand Tons | 0 | 0 | 0 | 0 | 0 | 0 | 0 | 0
BART NOX Annual-Milton R Young B2 -v5.13 | 127 | 5858 | Rate Constraint in lbs/MMBtu | FALSE | L | Annual | Allowances Withdrawn (1:1) | Thousand Tons | 0 | 0 | 0 | 0 | 0 | 0 | 0 | 0
BART NOX Annual-Milton R Young B2 -v5.13 | 127 | 5858 | Rate Constraint in lbs/MMBtu | FALSE | L | Annual | Allowances Withdrawn (n:1) | Thousand Tons | 0 | 0 | 0 | 0 | 0 | 0 | 0 | 0
BART NOX Annual-Milton R Young B2 -v5.13 | 127 | 5858 | Rate Constraint in lbs/MMBtu | FALSE | L | Annual | Net Emissions Allowance Position | Thousand Tons | 3.7248 | 4.8946 | 4.8946 | 4.5193 | 4.1856 | 4.7937 | 4.2316 | 3.9995
BART NOX Annual-Milton R Young B2 -v5.13 | 127 | 5858 | Rate Constraint in lbs/MMBtu | FALSE | L | Annual | Fuel Consumed | TBtu | 26.373 | 34.6554 | 34.6554 | 31.9981 | 29.6358 | 33.9414 | 29.9613 | 28.318
BART NOX Annual-Milton R Young B2 -v5.13 | 127 | 5858 | Rate Constraint in lbs/MMBtu | FALSE | L | Annual | Rate | lb/MMBtu | 0.28247 | 0.28247 | 0.28247 | 0.28247 | 0.28247 | 0.28247 | 0.28247 | 0.28247
BART NOX Annual-Milton R Young B2 -v5.13 | 127 | 5858 | Rate Constraint in lbs/MMBtu | FALSE | L | Annual | Generation | TWh | 2.3422 | 3.0777 | 3.0777 | 2.8418 | 2.632 | 3.0143 | 2.6609 | 2.5149
BART NOX Annual-Milton R Young B2 -v5.13 | 127 | 5858 | Rate Constraint in lbs/MMBtu | FALSE | L | Annual | Qualifying Generation | TWh | 2.3422 | 3.0777 | 3.0777 | 2.8418 | 2.632 | 3.0143 | 2.6609 | 2.5149
BART NOX Annual-Milton R Young B2 -v5.13 | 127 | 5858 | Rate Constraint in lbs/MMBtu | FALSE | L | Annual | Rate | lb/MWh | 3.1806 | 3.1806 | 3.1806 | 3.1806 | 3.1806 | 3.1806 | 3.1806 | 3.1806
BART NOX Annual-Milton R Young B2 -v5.13 | 127 | 5858 | Rate Constraint in lbs/MMBtu | FALSE | L | Annual | Constraint Shadow Price | US2016$/Ton | 0 | 0 | 0 | 0 | 0 | 0 | 0 | 0
BART NOX Annual-Muskogee 4 -v6.17 | 128 | 6989 | Rate Constraint in lbs/MMBtu | FALSE | L | Annual | Seasons Included | Seasons | Winter, WintShld, Summer | Winter, WintShld, Summer | Winter, WintShld, Summer | Winter, WintShld, Summer | Winter, WintShld, Summer | Winter, WintShld, Summer | Winter, WintShld, Summer | Winter, WintShld, Summer
BART NOX Annual-Muskogee 4 -v6.17 | 128 | 6989 | Rate Constraint in lbs/MMBtu | FALSE | L | Annual | Standard NOX | lb/MMBtu | 0.15 | 0.15 | 0.15 | 0.15 | 0.15 | 0.15 | 0.15 | 0.15
BART NOX Annual-Muskogee 4 -v6.17 | 128 | 6989 | Rate Constraint in lbs/MMBtu | FALSE | L | Annual | Emissions at Affected Plants NOX | Thousand Tons | 0.086584 | 0.086584 | 0.11996 | 0.11996 | 0.1483 | 0.114 | 0.11205 | 0.027852
BART NOX Annual-Muskogee 4 -v6.17 | 128 | 6989 | Rate Constraint in lbs/MMBtu | FALSE | L | Annual | Allowances Purchased NOX | Thousand Tons | 0 | 0 | 0 | 0 | 0 | 0 | 0 | 0
BART NOX Annual-Muskogee 4 -v6.17 | 128 | 6989 | Rate Constraint in lbs/MMBtu | FALSE | L | Annual | Allowances Sold NOX | Thousand Tons | 0 | 0 | 0 | 0 | 0 | 0 | 0 | 0
BART NOX Annual-Muskogee 4 -v6.17 | 128 | 6989 | Rate Constraint in lbs/MMBtu | FALSE | L | Annual | Allowances Banked | Thousand Tons | 0 | 0 | 0 | 0 | 0 | 0 | 0 | 0
BART NOX Annual-Muskogee 4 -v6.17 | 128 | 6989 | Rate Constraint in lbs/MMBtu | FALSE | L | Annual | Allowances Withdrawn (1:1) | Thousand Tons | 0 | 0 | 0 | 0 | 0 | 0 | 0 | 0
BART NOX Annual-Muskogee 4 -v6.17 | 128 | 6989 | Rate Constraint in lbs/MMBtu | FALSE | L | Annual | Allowances Withdrawn (n:1) | Thousand Tons | 0 | 0 | 0 | 0 | 0 | 0 | 0 | 0
BART NOX Annual-Muskogee 4 -v6.17 | 128 | 6989 | Rate Constraint in lbs/MMBtu | FALSE | L | Annual | Net Emissions Allowance Position | Thousand Tons | 0.086584 | 0.086584 | 0.11996 | 0.11996 | 0.1483 | 0.114 | 0.11205 | 0.027852
BART NOX Annual-Muskogee 4 -v6.17 | 128 | 6989 | Rate Constraint in lbs/MMBtu | FALSE | L | Annual | Fuel Consumed | TBtu | 2.6037 | 2.6037 | 3.6072 | 3.6072 | 4.4595 | 3.4281 | 3.3695 | 0.83754
BART NOX Annual-Muskogee 4 -v6.17 | 128 | 6989 | Rate Constraint in lbs/MMBtu | FALSE | L | Annual | Rate | lb/MMBtu | 0.06651 | 0.06651 | 0.06651 | 0.06651 | 0.06651 | 0.06651 | 0.06651 | 0.06651
BART NOX Annual-Muskogee 4 -v6.17 | 128 | 6989 | Rate Constraint in lbs/MMBtu | FALSE | L | Annual | Generation | TWh | 0.2367 | 0.2367 | 0.32793 | 0.32793 | 0.40541 | 0.31164 | 0.30632 | 0.07614
BART NOX Annual-Muskogee 4 -v6.17 | 128 | 6989 | Rate Constraint in lbs/MMBtu | FALSE | L | Annual | Qualifying Generation | TWh | 0.2367 | 0.2367 | 0.32793 | 0.32793 | 0.40541 | 0.31164 | 0.30632 | 0.07614
BART NOX Annual-Muskogee 4 -v6.17 | 128 | 6989 | Rate Constraint in lbs/MMBtu | FALSE | L | Annual | Rate | lb/MWh | 0.73161 | 0.73161 | 0.73161 | 0.73161 | 0.73161 | 0.73161 | 0.73161 | 0.73161
BART NOX Annual-Muskogee 4 -v6.17 | 128 | 6989 | Rate Constraint in lbs/MMBtu | FALSE | L | Annual | Constraint Shadow Price | US2016$/Ton | 0 | 0 | 0 | 0 | 0 | 0 | 0 | 0
BART NOX Annual-Muskogee 5 -v6.17 | 129 | 6990 | Rate Constraint in lbs/MMBtu | FALSE | L | Annual | Seasons Included | Seasons | Winter, WintShld, Summer | Winter, WintShld, Summer | Winter, WintShld, Summer | Winter, WintShld, Summer | Winter, WintShld, Summer | Winter, WintShld, Summer | Winter, WintShld, Summer | Winter, WintShld, Summer
BART NOX Annual-Muskogee 5 -v6.17 | 129 | 6990 | Rate Constraint in lbs/MMBtu | FALSE | L | Annual | Standard NOX | lb/MMBtu | 0.15 | 0.15 | 0.15 | 0.15 | 0.15 | 0.15 | 0.15 | 0.15
BART NOX Annual-Muskogee 5 -v6.17 | 129 | 6990 | Rate Constraint in lbs/MMBtu | FALSE | L | Annual | Emissions at Affected Plants NOX | Thousand Tons | 0.088166 | 0.090379 | 0.12222 | 0.12281 | 0.15079 | 0.12243 | 0.11475 | 0.02832
BART NOX Annual-Muskogee 5 -v6.17 | 129 | 6990 | Rate Constraint in lbs/MMBtu | FALSE | L | Annual | Allowances Purchased NOX | Thousand Tons | 0 | 0 | 0 | 0 | 0 | 0 | 0 | 0
BART NOX Annual-Muskogee 5 -v6.17 | 129 | 6990 | Rate Constraint in lbs/MMBtu | FALSE | L | Annual | Allowances Sold NOX | Thousand Tons | 0 | 0 | 0 | 0 | 0 | 0 | 0 | 0
BART NOX Annual-Muskogee 5 -v6.17 | 129 | 6990 | Rate Constraint in lbs/MMBtu | FALSE | L | Annual | Allowances Banked | Thousand Tons | 0 | 0 | 0 | 0 | 0 | 0 | 0 | 0
BART NOX Annual-Muskogee 5 -v6.17 | 129 | 6990 | Rate Constraint in lbs/MMBtu | FALSE | L | Annual | Allowances Withdrawn (1:1) | Thousand Tons | 0 | 0 | 0 | 0 | 0 | 0 | 0 | 0
BART NOX Annual-Muskogee 5 -v6.17 | 129 | 6990 | Rate Constraint in lbs/MMBtu | FALSE | L | Annual | Allowances Withdrawn (n:1) | Thousand Tons | 0 | 0 | 0 | 0 | 0 | 0 | 0 | 0
BART NOX Annual-Muskogee 5 -v6.17 | 129 | 6990 | Rate Constraint in lbs/MMBtu | FALSE | L | Annual | Net Emissions Allowance Position | Thousand Tons | 0.088166 | 0.090379 | 0.12222 | 0.12281 | 0.15079 | 0.12243 | 0.11475 | 0.02832
BART NOX Annual-Muskogee 5 -v6.17 | 129 | 6990 | Rate Constraint in lbs/MMBtu | FALSE | L | Annual | Fuel Consumed | TBtu | 2.5456 | 2.6095 | 3.5288 | 3.546 | 4.3538 | 3.5348 | 3.3131 | 0.81768
BART NOX Annual-Muskogee 5 -v6.17 | 129 | 6990 | Rate Constraint in lbs/MMBtu | FALSE | L | Annual | Rate | lb/MMBtu | 0.06927 | 0.06927 | 0.06927 | 0.06927 | 0.06927 | 0.06927 | 0.06927 | 0.06927
BART NOX Annual-Muskogee 5 -v6.17 | 129 | 6990 | Rate Constraint in lbs/MMBtu | FALSE | L | Annual | Generation | TWh | 0.23144 | 0.23725 | 0.32083 | 0.32239 | 0.39584 | 0.32138 | 0.30122 | 0.074341
BART NOX Annual-Muskogee 5 -v6.17 | 129 | 6990 | Rate Constraint in lbs/MMBtu | FALSE | L | Annual | Qualifying Generation | TWh | 0.23144 | 0.23725 | 0.32083 | 0.32239 | 0.39584 | 0.32138 | 0.30122 | 0.074341
BART NOX Annual-Muskogee 5 -v6.17 | 129 | 6990 | Rate Constraint in lbs/MMBtu | FALSE | L | Annual | Rate | lb/MWh | 0.7619 | 0.7619 | 0.7619 | 0.7619 | 0.7619 | 0.7619 | 0.7619 | 0.7619
BART NOX Annual-Muskogee 5 -v6.17 | 129 | 6990 | Rate Constraint in lbs/MMBtu | FALSE | L | Annual | Constraint Shadow Price | US2016$/Ton | 0 | 0 | 0 | 0 | 0 | 0 | 0 | 0
BART NOX Annual-Naughton 1 -v5.14 | 130 | 6109 | Rate Constraint in lbs/MMBtu | FALSE | L | Annual | Seasons Included | Seasons | Winter, WintShld, Summer | Winter, WintShld, Summer | Winter, WintShld, Summer | Winter, WintShld, Summer | Winter, WintShld, Summer | Winter, WintShld, Summer | Winter, WintShld, Summer | Winter, WintShld, Summer
BART NOX Annual-Naughton 1 -v5.14 | 130 | 6109 | Rate Constraint in lbs/MMBtu | FALSE | L | Annual | Standard NOX | lb/MMBtu | 0.26 | 0.26 | 0.26 | 0.26 | 0.26 | 0.26 | 0.26 | 0.26
BART NOX Annual-Naughton 1 -v5.14 | 130 | 6109 | Rate Constraint in lbs/MMBtu | FALSE | L | Annual | Emissions at Affected Plants NOX | Thousand Tons | 0 | 0 | 0 | 0 | 0 | 0 | 0 | 0
BART NOX Annual-Naughton 1 -v5.14 | 130 | 6109 | Rate Constraint in lbs/MMBtu | FALSE | L | Annual | Allowances Purchased NOX | Thousand Tons | 0 | 0 | 0 | 0 | 0 | 0 | 0 | 0
BART NOX Annual-Naughton 1 -v5.14 | 130 | 6109 | Rate Constraint in lbs/MMBtu | FALSE | L | Annual | Allowances Sold NOX | Thousand Tons | 0 | 0 | 0 | 0 | 0 | 0 | 0 | 0
BART NOX Annual-Naughton 1 -v5.14 | 130 | 6109 | Rate Constraint in lbs/MMBtu | FALSE | L | Annual | Allowances Banked | Thousand Tons | 0 | 0 | 0 | 0 | 0 | 0 | 0 | 0
BART NOX Annual-Naughton 1 -v5.14 | 130 | 6109 | Rate Constraint in lbs/MMBtu | FALSE | L | Annual | Allowances Withdrawn (1:1) | Thousand Tons | 0 | 0 | 0 | 0 | 0 | 0 | 0 | 0
BART NOX Annual-Naughton 1 -v5.14 | 130 | 6109 | Rate Constraint in lbs/MMBtu | FALSE | L | Annual | Allowances Withdrawn (n:1) | Thousand Tons | 0 | 0 | 0 | 0 | 0 | 0 | 0 | 0
BART NOX Annual-Naughton 1 -v5.14 | 130 | 6109 | Rate Constraint in lbs/MMBtu | FALSE | L | Annual | Net Emissions Allowance Position | Thousand Tons | 0 | 0 | 0 | 0 | 0 | 0 | 0 | 0
BART NOX Annual-Naughton 1 -v5.14 | 130 | 6109 | Rate Constraint in lbs/MMBtu | FALSE | L | Annual | Fuel Consumed | TBtu | 0 | 0 | 0 | 0 | 0 | 0 | 0 | 0
BART NOX Annual-Naughton 1 -v5.14 | 130 | 6109 | Rate Constraint in lbs/MMBtu | FALSE | L | Annual | Rate | lb/MMBtu | 0 | 0 | 0 | 0 | 0 | 0 | 0 | 0
BART NOX Annual-Naughton 1 -v5.14 | 130 | 6109 | Rate Constraint in lbs/MMBtu | FALSE | L | Annual | Generation | TWh | 0 | 0 | 0 | 0 | 0 | 0 | 0 | 0
BART NOX Annual-Naughton 1 -v5.14 | 130 | 6109 | Rate Constraint in lbs/MMBtu | FALSE | L | Annual | Qualifying Generation | TWh | 0 | 0 | 0 | 0 | 0 | 0 | 0 | 0
BART NOX Annual-Naughton 1 -v5.14 | 130 | 6109 | Rate Constraint in lbs/MMBtu | FALSE | L | Annual | Rate | lb/MWh | 0 | 0 | 0 | 0 | 0 | 0 | 0 | 0
BART NOX Annual-Naughton 1 -v5.14 | 130 | 6109 | Rate Constraint in lbs/MMBtu | FALSE | L | Annual | Constraint Shadow Price | US2016$/Ton | 0 | 0 | 0 | 0 | 0 | 0 | 0 | 0
BART NOX Annual-Naughton 2 -v5.14 | 131 | 6110 | Rate Constraint in lbs/MMBtu | FALSE | L | Annual | Seasons Included | Seasons | Winter, WintShld, Summer | Winter, WintShld, Summer | Winter, WintShld, Summer | Winter, WintShld, Summer | Winter, WintShld, Summer | Winter, WintShld, Summer | Winter, WintShld, Summer | Winter, WintShld, Summer
BART NOX Annual-Naughton 2 -v5.14 | 131 | 6110 | Rate Constraint in lbs/MMBtu | FALSE | L | Annual | Standard NOX | lb/MMBtu | 0.26 | 0.26 | 0.26 | 0.26 | 0.26 | 0.26 | 0.26 | 0.26
BART NOX Annual-Naughton 2 -v5.14 | 131 | 6110 | Rate Constraint in lbs/MMBtu | FALSE | L | Annual | Emissions at Affected Plants NOX | Thousand Tons | 0 | 0 | 0 | 0 | 0 | 0 | 0 | 0
BART NOX Annual-Naughton 2 -v5.14 | 131 | 6110 | Rate Constraint in lbs/MMBtu | FALSE | L | Annual | Allowances Purchased NOX | Thousand Tons | 0 | 0 | 0 | 0 | 0 | 0 | 0 | 0
BART NOX Annual-Naughton 2 -v5.14 | 131 | 6110 | Rate Constraint in lbs/MMBtu | FALSE | L | Annual | Allowances Sold NOX | Thousand Tons | 0 | 0 | 0 | 0 | 0 | 0 | 0 | 0
BART NOX Annual-Naughton 2 -v5.14 | 131 | 6110 | Rate Constraint in lbs/MMBtu | FALSE | L | Annual | Allowances Banked | Thousand Tons | 0 | 0 | 0 | 0 | 0 | 0 | 0 | 0
BART NOX Annual-Naughton 2 -v5.14 | 131 | 6110 | Rate Constraint in lbs/MMBtu | FALSE | L | Annual | Allowances Withdrawn (1:1) | Thousand Tons | 0 | 0 | 0 | 0 | 0 | 0 | 0 | 0
BART NOX Annual-Naughton 2 -v5.14 | 131 | 6110 | Rate Constraint in lbs/MMBtu | FALSE | L | Annual | Allowances Withdrawn (n:1) | Thousand Tons | 0 | 0 | 0 | 0 | 0 | 0 | 0 | 0
BART NOX Annual-Naughton 2 -v5.14 | 131 | 6110 | Rate Constraint in lbs/MMBtu | FALSE | L | Annual | Net Emissions Allowance Position | Thousand Tons | 0 | 0 | 0 | 0 | 0 | 0 | 0 | 0
BART NOX Annual-Naughton 2 -v5.14 | 131 | 6110 | Rate Constraint in lbs/MMBtu | FALSE | L | Annual | Fuel Consumed | TBtu | 0 | 0 | 0 | 0 | 0 | 0 | 0 | 0
BART NOX Annual-Naughton 2 -v5.14 | 131 | 6110 | Rate Constraint in lbs/MMBtu | FALSE | L | Annual | Rate | lb/MMBtu | 0 | 0 | 0 | 0 | 0 | 0 | 0 | 0
BART NOX Annual-Naughton 2 -v5.14 | 131 | 6110 | Rate Constraint in lbs/MMBtu | FALSE | L | Annual | Generation | TWh | 0 | 0 | 0 | 0 | 0 | 0 | 0 | 0
BART NOX Annual-Naughton 2 -v5.14 | 131 | 6110 | Rate Constraint in lbs/MMBtu | FALSE | L | Annual | Qualifying Generation | TWh | 0 | 0 | 0 | 0 | 0 | 0 | 0 | 0
BART NOX Annual-Naughton 2 -v5.14 | 131 | 6110 | Rate Constraint in lbs/MMBtu | FALSE | L | Annual | Rate | lb/MWh | 0 | 0 | 0 | 0 | 0 | 0 | 0 | 0
BART NOX Annual-Naughton 2 -v5.14 | 131 | 6110 | Rate Constraint in lbs/MMBtu | FALSE | L | Annual | Constraint Shadow Price | US2016$/Ton | 0 | 0 | 0 | 0 | 0 | 0 | 0 | 0
BART NOX Annual-Naughton 3 -v5.14 | 132 | 6111 | Rate Constraint in lbs/MMBtu | FALSE | L | Annual | Seasons Included | Seasons | Winter, WintShld, Summer | Winter, WintShld, Summer | Winter, WintShld, Summer | Winter, WintShld, Summer | Winter, WintShld, Summer | Winter, WintShld, Summer | Winter, WintShld, Summer | Winter, WintShld, Summer
BART NOX Annual-Naughton 3 -v5.14 | 132 | 6111 | Rate Constraint in lbs/MMBtu | FALSE | L | Annual | Standard NOX | lb/MMBtu | 0.07 | 0.07 | 0.07 | 0.07 | 0.07 | 0.07 | 0.07 | 0.07
BART NOX Annual-Naughton 3 -v5.14 | 132 | 6111 | Rate Constraint in lbs/MMBtu | FALSE | L | Annual | Emissions at Affected Plants NOX | Thousand Tons | 0 | 0 | 0 | 0 | 0 | 0 | 0 | 0
BART NOX Annual-Naughton 3 -v5.14 | 132 | 6111 | Rate Constraint in lbs/MMBtu | FALSE | L | Annual | Allowances Purchased NOX | Thousand Tons | 0 | 0 | 0 | 0 | 0 | 0 | 0 | 0
BART NOX Annual-Naughton 3 -v5.14 | 132 | 6111 | Rate Constraint in lbs/MMBtu | FALSE | L | Annual | Allowances Sold NOX | Thousand Tons | 0 | 0 | 0 | 0 | 0 | 0 | 0 | 0
BART NOX Annual-Naughton 3 -v5.14 | 132 | 6111 | Rate Constraint in lbs/MMBtu | FALSE | L | Annual | Allowances Banked | Thousand Tons | 0 | 0 | 0 | 0 | 0 | 0 | 0 | 0
BART NOX Annual-Naughton 3 -v5.14 | 132 | 6111 | Rate Constraint in lbs/MMBtu | FALSE | L | Annual | Allowances Withdrawn (1:1) | Thousand Tons | 0 | 0 | 0 | 0 | 0 | 0 | 0 | 0
BART NOX Annual-Naughton 3 -v5.14 | 132 | 6111 | Rate Constraint in lbs/MMBtu | FALSE | L | Annual | Allowances Withdrawn (n:1) | Thousand Tons | 0 | 0 | 0 | 0 | 0 | 0 | 0 | 0
BART NOX Annual-Naughton 3 -v5.14 | 132 | 6111 | Rate Constraint in lbs/MMBtu | FALSE | L | Annual | Net Emissions Allowance Position | Thousand Tons | 0 | 0 | 0 | 0 | 0 | 0 | 0 | 0
BART NOX Annual-Naughton 3 -v5.14 | 132 | 6111 | Rate Constraint in lbs/MMBtu | FALSE | L | Annual | Fuel Consumed | TBtu | 0 | 0 | 0 | 0 | 0 | 0 | 0 | 0
BART NOX Annual-Naughton 3 -v5.14 | 132 | 6111 | Rate Constraint in lbs/MMBtu | FALSE | L | Annual | Rate | lb/MMBtu | 0 | 0 | 0 | 0 | 0 | 0 | 0 | 0
BART NOX Annual-Naughton 3 -v5.14 | 132 | 6111 | Rate Constraint in lbs/MMBtu | FALSE | L | Annual | Generation | TWh | 0 | 0 | 0 | 0 | 0 | 0 | 0 | 0
BART NOX Annual-Naughton 3 -v5.14 | 132 | 6111 | Rate Constraint in lbs/MMBtu | FALSE | L | Annual | Qualifying Generation | TWh | 0 | 0 | 0 | 0 | 0 | 0 | 0 | 0
BART NOX Annual-Naughton 3 -v5.14 | 132 | 6111 | Rate Constraint in lbs/MMBtu | FALSE | L | Annual | Rate | lb/MWh | 0 | 0 | 0 | 0 | 0 | 0 | 0 | 0
BART NOX Annual-Naughton 3 -v5.14 | 132 | 6111 | Rate Constraint in lbs/MMBtu | FALSE | L | Annual | Constraint Shadow Price | US2016$/Ton | 7072.967 | 0 | 0 | 0 | 0 | 0 | 0 | 0
BART NOX Annual-Nebraska City 1 -v5.14 | 133 | 6091 | Rate Constraint in lbs/MMBtu | FALSE | L | Annual | Seasons Included | Seasons | Winter, WintShld, Summer | Winter, WintShld, Summer | Winter, WintShld, Summer | Winter, WintShld, Summer | Winter, WintShld, Summer | Winter, WintShld, Summer | Winter, WintShld, Summer | Winter, WintShld, Summer
BART NOX Annual-Nebraska City 1 -v5.14 | 133 | 6091 | Rate Constraint in lbs/MMBtu | FALSE | L | Annual | Standard NOX | lb/MMBtu | 0.23 | 0.23 | 0.23 | 0.23 | 0.23 | 0.23 | 0.23 | 0.23
BART NOX Annual-Nebraska City 1 -v5.14 | 133 | 6091 | Rate Constraint in lbs/MMBtu | FALSE | L | Annual | Emissions at Affected Plants NOX | Thousand Tons | 4.6164 | 4.6164 | 4.6164 | 4.6164 | 4.6164 | 4.6164 | 4.6164 | 4.6164
BART NOX Annual-Nebraska City 1 -v5.14 | 133 | 6091 | Rate Constraint in lbs/MMBtu | FALSE | L | Annual | Allowances Purchased NOX | Thousand Tons | 0 | 0 | 0 | 0 | 0 | 0 | 0 | 0
BART NOX Annual-Nebraska City 1 -v5.14 | 133 | 6091 | Rate Constraint in lbs/MMBtu | FALSE | L | Annual | Allowances Sold NOX | Thousand Tons | 0 | 0 | 0 | 0 | 0 | 0 | 0 | 0
BART NOX Annual-Nebraska City 1 -v5.14 | 133 | 6091 | Rate Constraint in lbs/MMBtu | FALSE | L | Annual | Allowances Banked | Thousand Tons | 0 | 0 | 0 | 0 | 0 | 0 | 0 | 0
BART NOX Annual-Nebraska City 1 -v5.14 | 133 | 6091 | Rate Constraint in lbs/MMBtu | FALSE | L | Annual | Allowances Withdrawn (1:1) | Thousand Tons | 0 | 0 | 0 | 0 | 0 | 0 | 0 | 0
BART NOX Annual-Nebraska City 1 -v5.14 | 133 | 6091 | Rate Constraint in lbs/MMBtu | FALSE | L | Annual | Allowances Withdrawn (n:1) | Thousand Tons | 0 | 0 | 0 | 0 | 0 | 0 | 0 | 0
BART NOX Annual-Nebraska City 1 -v5.14 | 133 | 6091 | Rate Constraint in lbs/MMBtu | FALSE | L | Annual | Net Emissions Allowance Position | Thousand Tons | 4.6164 | 4.6164 | 4.6164 | 4.6164 | 4.6164 | 4.6164 | 4.6164 | 4.6164
BART NOX Annual-Nebraska City 1 -v5.14 | 133 | 6091 | Rate Constraint in lbs/MMBtu | FALSE | L | Annual | Fuel Consumed | TBtu | 46.1453 | 46.1453 | 46.1453 | 46.1453 | 46.1453 | 46.1453 | 46.1453 | 46.1453
BART NOX Annual-Nebraska City 1 -v5.14 | 133 | 6091 | Rate Constraint in lbs/MMBtu | FALSE | L | Annual | Rate | lb/MMBtu | 0.20008 | 0.20008 | 0.20008 | 0.20008 | 0.20008 | 0.20008 | 0.20008 | 0.20008
BART NOX Annual-Nebraska City 1 -v5.14 | 133 | 6091 | Rate Constraint in lbs/MMBtu | FALSE | L | Annual | Generation | TWh | 4.6632 | 4.6632 | 4.6632 | 4.6632 | 4.6632 | 4.6632 | 4.6632 | 4.6632
BART NOX Annual-Nebraska City 1 -v5.14 | 133 | 6091 | Rate Constraint in lbs/MMBtu | FALSE | L | Annual | Qualifying Generation | TWh | 4.6632 | 4.6632 | 4.6632 | 4.6632 | 4.6632 | 4.6632 | 4.6632 | 4.6632
BART NOX Annual-Nebraska City 1 -v5.14 | 133 | 6091 | Rate Constraint in lbs/MMBtu | FALSE | L | Annual | Rate | lb/MWh | 1.9799 | 1.9799 | 1.9799 | 1.9799 | 1.9799 | 1.9799 | 1.9799 | 1.9799
BART NOX Annual-Nebraska City 1 -v5.14 | 133 | 6091 | Rate Constraint in lbs/MMBtu | FALSE | L | Annual | Constraint Shadow Price | US2016$/Ton | 0 | 0 | 0 | 0 | 0 | 0 | 0 | 0
BART NOX Annual-Northeastern 3313 -v5.13 | 134 | 5862 | Rate Constraint in lbs/MMBtu | FALSE | L | Annual | Seasons Included | Seasons | Winter, WintShld, Summer | Winter, WintShld, Summer | Winter, WintShld, Summer | Winter, WintShld, Summer | Winter, WintShld, Summer | Winter, WintShld, Summer | Winter, WintShld, Summer | Winter, WintShld, Summer
BART NOX Annual-Northeastern 3313 -v5.13 | 134 | 5862 | Rate Constraint in lbs/MMBtu | FALSE | L | Annual | Standard NOX | lb/MMBtu | 0.23 | 0.23 | 0.23 | 0.23 | 0.23 | 0.23 | 0.23 | 0.23
BART NOX Annual-Northeastern 3313 -v5.13 | 134 | 5862 | Rate Constraint in lbs/MMBtu | FALSE | L | Annual | Emissions at Affected Plants NOX | Thousand Tons | 0.72384 | 1.0976 | 1.1245 | 0 | 0 | 0 | 0 | 0
BART NOX Annual-Northeastern 3313 -v5.13 | 134 | 5862 | Rate Constraint in lbs/MMBtu | FALSE | L | Annual | Allowances Purchased NOX | Thousand Tons | 0 | 0 | 0 | 0 | 0 | 0 | 0 | 0
BART NOX Annual-Northeastern 3313 -v5.13 | 134 | 5862 | Rate Constraint in lbs/MMBtu | FALSE | L | Annual | Allowances Sold NOX | Thousand Tons | 0 | 0 | 0 | 0 | 0 | 0 | 0 | 0
BART NOX Annual-Northeastern 3313 -v5.13 | 134 | 5862 | Rate Constraint in lbs/MMBtu | FALSE | L | Annual | Allowances Banked | Thousand Tons | 0 | 0 | 0 | 0 | 0 | 0 | 0 | 0
BART NOX Annual-Northeastern 3313 -v5.13 | 134 | 5862 | Rate Constraint in lbs/MMBtu | FALSE | L | Annual | Allowances Withdrawn (1:1) | Thousand Tons | 0 | 0 | 0 | 0 | 0 | 0 | 0 | 0
BART NOX Annual-Northeastern 3313 -v5.13 | 134 | 5862 | Rate Constraint in lbs/MMBtu | FALSE | L | Annual | Allowances Withdrawn (n:1) | Thousand Tons | 0 | 0 | 0 | 0 | 0 | 0 | 0 | 0
BART NOX Annual-Northeastern 3313 -v5.13 | 134 | 5862 | Rate Constraint in lbs/MMBtu | FALSE | L | Annual | Net Emissions Allowance Position | Thousand Tons | 0.72384 | 1.0976 | 1.1245 | 0 | 0 | 0 | 0 | 0
BART NOX Annual-Northeastern 3313 -v5.13 | 134 | 5862 | Rate Constraint in lbs/MMBtu | FALSE | L | Annual | Fuel Consumed | TBtu | 11.7946 | 17.8851 | 18.3225 | 0 | 0 | 0 | 0 | 0
BART NOX Annual-Northeastern 3313 -v5.13 | 134 | 5862 | Rate Constraint in lbs/MMBtu | FALSE | L | Annual | Rate | lb/MMBtu | 0.12274 | 0.12274 | 0.12274 | 0 | 0 | 0 | 0 | 0
BART NOX Annual-Northeastern 3313 -v5.13 | 134 | 5862 | Rate Constraint in lbs/MMBtu | FALSE | L | Annual | Generation | TWh | 1.089 | 1.6513 | 1.6917 | 0 | 0 | 0 | 0 | 0
BART NOX Annual-Northeastern 3313 -v5.13 | 134 | 5862 | Rate Constraint in lbs/MMBtu | FALSE | L | Annual | Qualifying Generation | TWh | 1.089 | 1.6513 | 1.6917 | 0 | 0 | 0 | 0 | 0
BART NOX Annual-Northeastern 3313 -v5.13 | 134 | 5862 | Rate Constraint in lbs/MMBtu | FALSE | L | Annual | Rate | lb/MWh | 1.3294 | 1.3294 | 1.3294 | 0 | 0 | 0 | 0 | 0
BART NOX Annual-Northeastern 3313 -v5.13 | 134 | 5862 | Rate Constraint in lbs/MMBtu | FALSE | L | Annual | Constraint Shadow Price | US2016$/Ton | 0 | 0 | 0 | 0 | 0 | 0 | 0 | 0
BART NOX Annual-Pawnee 1 -v5.13 | 135 | 5829 | Rate Constraint in lbs/MMBtu | FALSE | L | Annual | Seasons Included | Seasons | Winter, WintShld, Summer | Winter, WintShld, Summer | Winter, WintShld, Summer | Winter, WintShld, Summer | Winter, WintShld, Summer | Winter, WintShld, Summer | Winter, WintShld, Summer | Winter, WintShld, Summer
BART NOX Annual-Pawnee 1 -v5.13 | 135 | 5829 | Rate Constraint in lbs/MMBtu | FALSE | L | Annual | Standard NOX | lb/MMBtu | 0.07 | 0.07 | 0.07 | 0.07 | 0.07 | 0.07 | 0.07 | 0.07
BART NOX Annual-Pawnee 1 -v5.13 | 135 | 5829 | Rate Constraint in lbs/MMBtu | FALSE | L | Annual | Emissions at Affected Plants NOX | Thousand Tons | 1.0691 | 1.0691 | 1.0691 | 1.0691 | 1.0691 | 1.0691 | 1.0691 | 1.0691
BART NOX Annual-Pawnee 1 -v5.13 | 135 | 5829 | Rate Constraint in lbs/MMBtu | FALSE | L | Annual | Allowances Purchased NOX | Thousand Tons | 0 | 0 | 0 | 0 | 0 | 0 | 0 | 0
BART NOX Annual-Pawnee 1 -v5.13 | 135 | 5829 | Rate Constraint in lbs/MMBtu | FALSE | L | Annual | Allowances Sold NOX | Thousand Tons | 0 | 0 | 0 | 0 | 0 | 0 | 0 | 0
BART NOX Annual-Pawnee 1 -v5.13 | 135 | 5829 | Rate Constraint in lbs/MMBtu | FALSE | L | Annual | Allowances Banked | Thousand Tons | 0 | 0 | 0 | 0 | 0 | 0 | 0 | 0
BART NOX Annual-Pawnee 1 -v5.13 | 135 | 5829 | Rate Constraint in lbs/MMBtu | FALSE | L | Annual | Allowances Withdrawn (1:1) | Thousand Tons | 0 | 0 | 0 | 0 | 0 | 0 | 0 | 0
BART NOX Annual-Pawnee 1 -v5.13 | 135 | 5829 | Rate Constraint in lbs/MMBtu | FALSE | L | Annual | Allowances Withdrawn (n:1) | Thousand Tons | 0 | 0 | 0 | 0 | 0 | 0 | 0 | 0
BART NOX Annual-Pawnee 1 -v5.13 | 135 | 5829 | Rate Constraint in lbs/MMBtu | FALSE | L | Annual | Net Emissions Allowance Position | Thousand Tons | 1.0691 | 1.0691 | 1.0691 | 1.0691 | 1.0691 | 1.0691 | 1.0691 | 1.0691
BART NOX Annual-Pawnee 1 -v5.13 | 135 | 5829 | Rate Constraint in lbs/MMBtu | FALSE | L | Annual | Fuel Consumed | TBtu | 38.5762 | 38.5762 | 38.5762 | 38.5762 | 38.5762 | 38.5762 | 38.5762 | 38.5762
BART NOX Annual-Pawnee 1 -v5.13 | 135 | 5829 | Rate Constraint in lbs/MMBtu | FALSE | L | Annual | Rate | lb/MMBtu | 0.05543 | 0.05543 | 0.05543 | 0.05543 | 0.05543 | 0.05543 | 0.05543 | 0.05543
BART NOX Annual-Pawnee 1 -v5.13 | 135 | 5829 | Rate Constraint in lbs/MMBtu | FALSE | L | Annual | Generation | TWh | 3.6417 | 3.6417 | 3.6417 | 3.6417 | 3.6417 | 3.6417 | 3.6417 | 3.6417
BART NOX Annual-Pawnee 1 -v5.13 | 135 | 5829 | Rate Constraint in lbs/MMBtu | FALSE | L | Annual | Qualifying Generation | TWh | 3.6417 | 3.6417 | 3.6417 | 3.6417 | 3.6417 | 3.6417 | 3.6417 | 3.6417
BART NOX Annual-Pawnee 1 -v5.13 | 135 | 5829 | Rate Constraint in lbs/MMBtu | FALSE | L | Annual | Rate | lb/MWh | 0.58717 | 0.58717 | 0.58717 | 0.58717 | 0.58717 | 0.58717 | 0.58717 | 0.58717
BART NOX Annual-Pawnee 1 -v5.13 | 135 | 5829 | Rate Constraint in lbs/MMBtu | FALSE | L | Annual | Constraint Shadow Price | US2016$/Ton | 0 | 0 | 0 | 0 | 0 | 0 | 0 | 0
BART NOX Annual-Ray D Nixon 1 -v5.13 | 136 | 5830 | Rate Constraint in lbs/MMBtu | FALSE | L | Annual | Seasons Included | Seasons | Winter, WintShld, Summer | Winter, WintShld, Summer | Winter, WintShld, Summer | Winter, WintShld, Summer | Winter, WintShld, Summer | Winter, WintShld, Summer | Winter, WintShld, Summer | Winter, WintShld, Summer
BART NOX Annual-Ray D Nixon 1 -v5.13 | 136 | 5830 | Rate Constraint in lbs/MMBtu | FALSE | L | Annual | Standard NOX | lb/MMBtu | 0.21 | 0.21 | 0.21 | 0.21 | 0.21 | 0.21 | 0.21 | 0.21
BART NOX Annual-Ray D Nixon 1 -v5.13 | 136 | 5830 | Rate Constraint in lbs/MMBtu | FALSE | L | Annual | Emissions at Affected Plants NOX | Thousand Tons | 1.234 | 1.234 | 1.234 | 1.234 | 1.234 | 1.234 | 1.234 | 1.234
BART NOX Annual-Ray D Nixon 1 -v5.13 | 136 | 5830 | Rate Constraint in lbs/MMBtu | FALSE | L | Annual | Allowances Purchased NOX | Thousand Tons | 0 | 0 | 0 | 0 | 0 | 0 | 0 | 0
BART NOX Annual-Ray D Nixon 1 -v5.13 | 136 | 5830 | Rate Constraint in lbs/MMBtu | FALSE | L | Annual | Allowances Sold NOX | Thousand Tons | 0 | 0 | 0 | 0 | 0 | 0 | 0 | 0
BART NOX Annual-Ray D Nixon 1 -v5.13 | 136 | 5830 | Rate Constraint in lbs/MMBtu | FALSE | L | Annual | Allowances Banked | Thousand Tons | 0 | 0 | 0 | 0 | 0 | 0 | 0 | 0
BART NOX Annual-Ray D Nixon 1 -v5.13 | 136 | 5830 | Rate Constraint in lbs/MMBtu | FALSE | L | Annual | Allowances Withdrawn (1:1) | Thousand Tons | 0 | 0 | 0 | 0 | 0 | 0 | 0 | 0
BART NOX Annual-Ray D Nixon 1 -v5.13 | 136 | 5830 | Rate Constraint in lbs/MMBtu | FALSE | L | Annual | Allowances Withdrawn (n:1) | Thousand Tons | 0 | 0 | 0 | 0 | 0 | 0 | 0 | 0
BART NOX Annual-Ray D Nixon 1 -v5.13 | 136 | 5830 | Rate Constraint in lbs/MMBtu | FALSE | L | Annual | Net Emissions Allowance Position | Thousand Tons | 1.234 | 1.234 | 1.234 | 1.234 | 1.234 | 1.234 | 1.234 | 1.234
BART NOX Annual-Ray D Nixon 1 -v5.13 | 136 | 5830 | Rate Constraint in lbs/MMBtu | FALSE | L | Annual | Fuel Consumed | TBtu | 15.9323 | 15.9323 | 15.9323 | 15.9323 | 15.9323 | 15.9323 | 15.9323 | 15.9323
BART NOX Annual-Ray D Nixon 1 -v5.13 | 136 | 5830 | Rate Constraint in lbs/MMBtu | FALSE | L | Annual | Rate | lb/MMBtu | 0.1549 | 0.1549 | 0.1549 | 0.1549 | 0.1549 | 0.1549 | 0.1549 | 0.1549
BART NOX Annual-Ray D Nixon 1 -v5.13 | 136 | 5830 | Rate Constraint in lbs/MMBtu | FALSE | L | Annual | Generation | TWh | 1.438 | 1.438 | 1.438 | 1.438 | 1.438 | 1.438 | 1.438 | 1.438
BART NOX Annual-Ray D Nixon 1 -v5.13 | 136 | 5830 | Rate Constraint in lbs/MMBtu | FALSE | L | Annual | Qualifying Generation | TWh | 1.438 | 1.438 | 1.438 | 1.438 | 1.438 | 1.438 | 1.438 | 1.438
BART NOX Annual-Ray D Nixon 1 -v5.13 | 136 | 5830 | Rate Constraint in lbs/MMBtu | FALSE | L | Annual | Rate | lb/MWh | 1.7162 | 1.7162 | 1.7162 | 1.7162 | 1.7162 | 1.7162 | 1.7162 | 1.7162
BART NOX Annual-Ray D Nixon 1 -v5.13 | 136 | 5830 | Rate Constraint in lbs/MMBtu | FALSE | L | Annual | Constraint Shadow Price | US2016$/Ton | 0 | 0 | 0 | 0 | 0 | 0 | 0 | 0
BART NOX Annual-San Juan 1 -v5.14 | 137 | 6237 | Rate Constraint in lbs/MMBtu | FALSE | L | Annual | Seasons Included | Seasons | Winter, WintShld, Summer | Winter, WintShld, Summer | Winter, WintShld, Summer | Winter, WintShld, Summer | Winter, WintShld, Summer | Winter, WintShld, Summer | Winter, WintShld, Summer | Winter, WintShld, Summer
BART NOX Annual-San Juan 1 -v5.14 | 137 | 6237 | Rate Constraint in lbs/MMBtu | FALSE | L | Annual | Standard NOX | lb/MMBtu | 0.23 | 0.23 | 0.23 | 0.23 | 0.23 | 0.23 | 0.23 | 0.23
BART NOX Annual-San Juan 1 -v5.14 | 137 | 6237 | Rate Constraint in lbs/MMBtu | FALSE | L | Annual | Emissions at Affected Plants NOX | Thousand Tons | 0 | 0 | 0 | 0 | 0 | 0 | 0 | 0
BART NOX Annual-San Juan 1 -v5.14 | 137 | 6237 | Rate Constraint in lbs/MMBtu | FALSE | L | Annual | Allowances Purchased NOX | Thousand Tons | 0 | 0 | 0 | 0 | 0 | 0 | 0 | 0
BART NOX Annual-San Juan 1 -v5.14 | 137 | 6237 | Rate Constraint in lbs/MMBtu | FALSE | L | Annual | Allowances Sold NOX | Thousand Tons | 0 | 0 | 0 | 0 | 0 | 0 | 0 | 0
BART NOX Annual-San Juan 1 -v5.14 | 137 | 6237 | Rate Constraint in lbs/MMBtu | FALSE | L | Annual | Allowances Banked | Thousand Tons | 0 | 0 | 0 | 0 | 0 | 0 | 0 | 0
BART NOX Annual-San Juan 1 -v5.14 | 137 | 6237 | Rate Constraint in lbs/MMBtu | FALSE | L | Annual | Allowances Withdrawn (1:1) | Thousand Tons | 0 | 0 | 0 | 0 | 0 | 0 | 0 | 0
BART NOX Annual-San Juan 1 -v5.14 | 137 | 6237 | Rate Constraint in lbs/MMBtu | FALSE | L | Annual | Allowances Withdrawn (n:1) | Thousand Tons | 0 | 0 | 0 | 0 | 0 | 0 | 0 | 0
BART NOX Annual-San Juan 1 -v5.14 | 137 | 6237 | Rate Constraint in lbs/MMBtu | FALSE | L | Annual | Net Emissions Allowance Position | Thousand Tons | 0 | 0 | 0 | 0 | 0 | 0 | 0 | 0
BART NOX Annual-San Juan 1 -v5.14 | 137 | 6237 | Rate Constraint in lbs/MMBtu | FALSE | L | Annual | Fuel Consumed | TBtu | 0 | 0 | 0 | 0 | 0 | 0 | 0 | 0
BART NOX Annual-San Juan 1 -v5.14 | 137 | 6237 | Rate Constraint in lbs/MMBtu | FALSE | L | Annual | Rate | lb/MMBtu | 0 | 0 | 0 | 0 | 0 | 0 | 0 | 0
BART NOX Annual-San Juan 1 -v5.14 | 137 | 6237 | Rate Constraint in lbs/MMBtu | FALSE | L | Annual | Generation | TWh | 0 | 0 | 0 | 0 | 0 | 0 | 0 | 0
BART NOX Annual-San Juan 1 -v5.14 | 137 | 6237 | Rate Constraint in lbs/MMBtu | FALSE | L | Annual | Qualifying Generation | TWh | 0 | 0 | 0 | 0 | 0 | 0 | 0 | 0
BART NOX Annual-San Juan 1 -v5.14 | 137 | 6237 | Rate Constraint in lbs/MMBtu | FALSE | L | Annual | Rate | lb/MWh | 0 | 0 | 0 | 0 | 0 | 0 | 0 | 0
BART NOX Annual-San Juan 1 -v5.14 | 137 | 6237 | Rate Constraint in lbs/MMBtu | FALSE | L | Annual | Constraint Shadow Price | US2016$/Ton | 0 | 0 | 0 | 0 | 0 | 0 | 0 | 0
BART NOX Annual-San Juan 4 -v5.14 | 138 | 6238 | Rate Constraint in lbs/MMBtu | FALSE | L | Annual | Seasons Included | Seasons | Winter, WintShld, Summer | Winter, WintShld, Summer | Winter, WintShld, Summer | Winter, WintShld, Summer | Winter, WintShld, Summer | Winter, WintShld, Summer | Winter, WintShld, Summer | Winter, WintShld, Summer
BART NOX Annual-San Juan 4 -v5.14 | 138 | 6238 | Rate Constraint in lbs/MMBtu | FALSE | L | Annual | Standard NOX | lb/MMBtu | 0.23 | 0.23 | 0.23 | 0.23 | 0.23 | 0.23 | 0.23 | 0.23
BART NOX Annual-San Juan 4 -v5.14 | 138 | 6238 | Rate Constraint in lbs/MMBtu | FALSE | L | Annual | Emissions at Affected Plants NOX | Thousand Tons | 3.509 | 3.509 | 3.509 | 2.3772 | 1.8783 | 2.046 | 1.8783 | 1.4306
BART NOX Annual-San Juan 4 -v5.14 | 138 | 6238 | Rate Constraint in lbs/MMBtu | FALSE | L | Annual | Allowances Purchased NOX | Thousand Tons | 0 | 0 | 0 | 0 | 0 | 0 | 0 | 0
BART NOX Annual-San Juan 4 -v5.14 | 138 | 6238 | Rate Constraint in lbs/MMBtu | FALSE | L | Annual | Allowances Sold NOX | Thousand Tons | 0 | 0 | 0 | 0 | 0 | 0 | 0 | 0
BART NOX Annual-San Juan 4 -v5.14 | 138 | 6238 | Rate Constraint in lbs/MMBtu | FALSE | L | Annual | Allowances Banked | Thousand Tons | 0 | 0 | 0 | 0 | 0 | 0 | 0 | 0
BART NOX Annual-San Juan 4 -v5.14 | 138 | 6238 | Rate Constraint in lbs/MMBtu | FALSE | L | Annual | Allowances Withdrawn (1:1) | Thousand Tons | 0 | 0 | 0 | 0 | 0 | 0 | 0 | 0
BART NOX Annual-San Juan 4 -v5.14 | 138 | 6238 | Rate Constraint in lbs/MMBtu | FALSE | L | Annual | Allowances Withdrawn (n:1) | Thousand Tons | 0 | 0 | 0 | 0 | 0 | 0 | 0 | 0
BART NOX Annual-San Juan 4 -v5.14 | 138 | 6238 | Rate Constraint in lbs/MMBtu | FALSE | L | Annual | Net Emissions Allowance Position | Thousand Tons | 3.509 | 3.509 | 3.509 | 2.3772 | 1.8783 | 2.046 | 1.8783 | 1.4306
BART NOX Annual-San Juan 4 -v5.14 | 138 | 6238 | Rate Constraint in lbs/MMBtu | FALSE | L | Annual | Fuel Consumed | TBtu | 31.33 | 31.33 | 31.33 | 21.2246 | 16.7702 | 18.2681 | 16.7702 | 12.7732
BART NOX Annual-San Juan 4 -v5.14 | 138 | 6238 | Rate Constraint in lbs/MMBtu | FALSE | L | Annual | Rate | lb/MMBtu | 0.224 | 0.224 | 0.224 | 0.224 | 0.224 | 0.224 | 0.224 | 0.224
BART NOX Annual-San Juan 4 -v5.14 | 138 | 6238 | Rate Constraint in lbs/MMBtu | FALSE | L | Annual | Generation | TWh | 2.954 | 2.954 | 2.954 | 2.0012 | 1.5812 | 1.7224 | 1.5812 | 1.2043
BART NOX Annual-San Juan 4 -v5.14 | 138 | 6238 | Rate Constraint in lbs/MMBtu | FALSE | L | Annual | Qualifying Generation | TWh | 2.954 | 2.954 | 2.954 | 2.0012 | 1.5812 | 1.7224 | 1.5812 | 1.2043
BART NOX Annual-San Juan 4 -v5.14 | 138 | 6238 | Rate Constraint in lbs/MMBtu | FALSE | L | Annual | Rate | lb/MWh | 2.3757 | 2.3757 | 2.3757 | 2.3757 | 2.3757 | 2.3757 | 2.3757 | 2.3757
BART NOX Annual-San Juan 4 -v5.14 | 138 | 6238 | Rate Constraint in lbs/MMBtu | FALSE | L | Annual | Constraint Shadow Price | US2016$/Ton | 0 | 0 | 0 | 0 | 0 | 0 | 0 | 0
BART NOX Annual-Sooner 1 -v5.13 | 139 | 5864 | Rate Constraint in lbs/MMBtu | FALSE | L | Annual | Seasons Included | Seasons | Winter, WintShld, Summer | Winter, WintShld, Summer | Winter, WintShld, Summer | Winter, WintShld, Summer | Winter, WintShld, Summer | Winter, WintShld, Summer | Winter, WintShld, Summer | Winter, WintShld, Summer
BART NOX Annual-Sooner 1 -v5.13 | 139 | 5864 | Rate Constraint in lbs/MMBtu | FALSE | L | Annual | Standard NOX | lb/MMBtu | 0.15 | 0.15 | 0.15 | 0.15 | 0.15 | 0.15 | 0.15 | 0.15
BART NOX Annual-Sooner 1 -v5.13 | 139 | 5864 | Rate Constraint in lbs/MMBtu | FALSE | L | Annual | Emissions at Affected Plants NOX | Thousand Tons | 1.1422 | 1.8827 | 2.0543 | 1.6034 | 1.4401 | 1.6883 | 1.6883 | 1.4639
BART NOX Annual-Sooner 1 -v5.13 | 139 | 5864 | Rate Constraint in lbs/MMBtu | FALSE | L | Annual | Allowances Purchased NOX | Thousand Tons | 0 | 0 | 0 | 0 | 0 | 0 | 0 | 0
BART NOX Annual-Sooner 1 -v5.13 | 139 | 5864 | Rate Constraint in lbs/MMBtu | FALSE | L | Annual | Allowances Sold NOX | Thousand Tons | 0 | 0 | 0 | 0 | 0 | 0 | 0 | 0
BART NOX Annual-Sooner 1 -v5.13 | 139 | 5864 | Rate Constraint in lbs/MMBtu | FALSE | L | Annual | Allowances Banked | Thousand Tons | 0 | 0 | 0 | 0 | 0 | 0 | 0 | 0
BART NOX Annual-Sooner 1 -v5.13 | 139 | 5864 | Rate Constraint in lbs/MMBtu | FALSE | L | Annual | Allowances Withdrawn (1:1) | Thousand Tons | 0 | 0 | 0 | 0 | 0 | 0 | 0 | 0
BART NOX Annual-Sooner 1 -v5.13 | 139 | 5864 | Rate Constraint in lbs/MMBtu | FALSE | L | Annual | Allowances Withdrawn (n:1) | Thousand Tons | 0 | 0 | 0 | 0 | 0 | 0 | 0 | 0
BART NOX Annual-Sooner 1 -v5.13 | 139 | 5864 | Rate Constraint in lbs/MMBtu | FALSE | L | Annual | Net Emissions Allowance Position | Thousand Tons | 1.1422 | 1.8827 | 2.0543 | 1.6034 | 1.4401 | 1.6883 | 1.6883 | 1.4639
BART NOX Annual-Sooner 1 -v5.13 | 139 | 5864 | Rate Constraint in lbs/MMBtu | FALSE | L | Annual | Fuel Consumed | TBtu | 18.0393 | 29.7334 | 32.4426 | 25.3215 | 22.7425 | 26.6628 | 26.6628 | 23.1189
BART NOX Annual-Sooner 1 -v5.13 | 139 | 5864 | Rate Constraint in lbs/MMBtu | FALSE | L | Annual | Rate | lb/MMBtu | 0.12664 | 0.12664 | 0.12664 | 0.12664 | 0.12664 | 0.12664 | 0.12664 | 0.12664
BART NOX Annual-Sooner 1 -v5.13 | 139 | 5864 | Rate Constraint in lbs/MMBtu | FALSE | L | Annual | Generation | TWh | 1.6956 | 2.7948 | 3.0494 | 2.3801 | 2.1377 | 2.5061 | 2.5061 | 2.173
BART NOX Annual-Sooner 1 -v5.13 | 139 | 5864 | Rate Constraint in lbs/MMBtu | FALSE | L | Annual | Qualifying Generation | TWh | 1.6956 | 2.7948 | 3.0494 | 2.3801 | 2.1377 | 2.5061 | 2.5061 | 2.173
BART NOX Annual-Sooner 1 -v5.13 | 139 | 5864 | Rate Constraint in lbs/MMBtu | FALSE | L | Annual | Rate | lb/MWh | 1.3473 | 1.3473 | 1.3473 | 1.3473 | 1.3473 | 1.3473 | 1.3473 | 1.3473
BART NOX Annual-Sooner 1 -v5.13 | 139 | 5864 | Rate Constraint in lbs/MMBtu | FALSE | L | Annual | Constraint Shadow Price | US2016$/Ton | 0 | 0 | 0 | 0 | 0 | 0 | 0 | 0
BART NOX Annual-Sooner 2 -v5.13 | 140 | 5865 | Rate Constraint in lbs/MMBtu | FALSE | L | Annual | Seasons Included | Seasons | Winter, WintShld, Summer | Winter, WintShld, Summer | Winter, WintShld, Summer | Winter, WintShld, Summer | Winter, WintShld, Summer | Winter, WintShld, Summer | Winter, WintShld, Summer | Winter, WintShld, Summer
BART NOX Annual-Sooner 2 -v5.13 | 140 | 5865 | Rate Constraint in lbs/MMBtu | FALSE | L | Annual | Standard NOX | lb/MMBtu | 0.15 | 0.15 | 0.15 | 0.15 | 0.15 | 0.15 | 0.15 | 0.15
BART NOX Annual-Sooner 2 -v5.13 | 140 | 5865 | Rate Constraint in lbs/MMBtu | FALSE | L | Annual | Emissions at Affected Plants NOX | Thousand Tons | 1.1721 | 1.9962 | 2.031 | 1.7667 | 1.5129 | 1.6807 | 1.6807 | 1.4501
BART NOX Annual-Sooner 2 -v5.13 | 140 | 5865 | Rate Constraint in lbs/MMBtu | FALSE | L | Annual | Allowances Purchased NOX | Thousand Tons | 0 | 0 | 0 | 0 | 0 | 0 | 0 | 0
BART NOX Annual-Sooner 2 -v5.13 | 140 | 5865 | Rate Constraint in lbs/MMBtu | FALSE | L | Annual | Allowances Sold NOX | Thousand Tons | 0 | 0 | 0 | 0 | 0 | 0 | 0 | 0
BART NOX Annual-Sooner 2 -v5.13 | 140 | 5865 | Rate Constraint in lbs/MMBtu | FALSE | L | Annual | Allowances Banked | Thousand Tons | 0 | 0 | 0 | 0 | 0 | 0 | 0 | 0
BART NOX Annual-Sooner 2 -v5.13 | 140 | 5865 | Rate Constraint in lbs/MMBtu | FALSE | L | Annual | Allowances Withdrawn (1:1) | Thousand Tons | 0 | 0 | 0 | 0 | 0 | 0 | 0 | 0
BART NOX Annual-Sooner 2 -v5.13 | 140 | 5865 | Rate Constraint in lbs/MMBtu | FALSE | L | Annual | Allowances Withdrawn (n:1) | Thousand Tons | 0 | 0 | 0 | 0 | 0 | 0 | 0 | 0
BART NOX Annual-Sooner 2 -v5.13 | 140 | 5865 | Rate Constraint in lbs/MMBtu | FALSE | L | Annual | Net Emissions Allowance Position | Thousand Tons | 1.1721 | 1.9962 | 2.031 | 1.7667 | 1.5129 | 1.6807 | 1.6807 | 1.4501
BART NOX Annual-Sooner 2 -v5.13 | 140 | 5865 | Rate Constraint in lbs/MMBtu | FALSE | L | Annual | Fuel Consumed | TBtu | 18.4398 | 31.4036 | 31.9512 | 27.7934 | 23.8008 | 26.4408 | 26.4408 | 22.813
BART NOX Annual-Sooner 2 -v5.13 | 140 | 5865 | Rate Constraint in lbs/MMBtu | FALSE | L | Annual | Rate | lb/MMBtu | 0.12713 | 0.12713 | 0.12713 | 0.12713 | 0.12713 | 0.12713 | 0.12713 | 0.12713
BART NOX Annual-Sooner 2 -v5.13 | 140 | 5865 | Rate Constraint in lbs/MMBtu | FALSE | L | Annual | Generation | TWh | 1.7444 | 2.9707 | 3.0225 | 2.6292 | 2.2515 | 2.5013 | 2.5013 | 2.1581
BART NOX Annual-Sooner 2 -v5.13 | 140 | 5865 | Rate Constraint in lbs/MMBtu | FALSE | L | Annual | Qualifying Generation | TWh | 1.7444 | 2.9707 | 3.0225 | 2.6292 | 2.2515 | 2.5013 | 2.5013 | 2.1581
BART NOX Annual-Sooner 2 -v5.13 | 140 | 5865 | Rate Constraint in lbs/MMBtu | FALSE | L | Annual | Rate | lb/MWh | 1.3439 | 1.3439 | 1.3439 | 1.3439 | 1.3439 | 1.3439 | 1.3439 | 1.3439
BART NOX Annual-Sooner 2 -v5.13 | 140 | 5865 | Rate Constraint in lbs/MMBtu | FALSE | L | Annual | Constraint Shadow Price | US2016$/Ton | 0 | 0 | 0 | 0 | 0 | 0 | 0 | 0
BART NOX Annual-Tecumseh Energy Center 9 -v5.14 | 141 | 6031 | Rate Constraint in lbs/MMBtu | FALSE | L | Annual | Seasons Included | Seasons | Winter, WintShld, Summer | Winter, WintShld, Summer | Winter, WintShld, Summer | Winter, WintShld, Summer | Winter, WintShld, Summer | Winter, WintShld, Summer | Winter, WintShld, Summer | Winter, WintShld, Summer
BART NOX Annual-Tecumseh Energy Center 9 -v5.14 | 141 | 6031 | Rate Constraint in lbs/MMBtu | FALSE | L | Annual | Standard NOX | lb/MMBtu | 0.18 | 0.18 | 0.18 | 0.18 | 0.18 | 0.18 | 0.18 | 0.18
BART NOX Annual-Tecumseh Energy Center 9 -v5.14 | 141 | 6031 | Rate Constraint in lbs/MMBtu | FALSE | L | Annual | Emissions at Affected Plants NOX | Thousand Tons | 0 | 0 | 0 | 0 | 0 | 0 | 0 | 0
BART NOX Annual-Tecumseh Energy Center 9 -v5.14 | 141 | 6031 | Rate Constraint in lbs/MMBtu | FALSE | L | Annual | Allowances Purchased NOX | Thousand Tons | 0 | 0 | 0 | 0 | 0 | 0 | 0 | 0
BART NOX Annual-Tecumseh Energy Center 9 -v5.14 | 141 | 6031 | Rate Constraint in lbs/MMBtu | FALSE | L | Annual | Allowances Sold NOX | Thousand Tons | 0 | 0 | 0 | 0 | 0 | 0 | 0 | 0
BART NOX Annual-Tecumseh Energy Center 9 -v5.14 | 141 | 6031 | Rate Constraint in lbs/MMBtu | FALSE | L | Annual | Allowances Banked | Thousand Tons | 0 | 0 | 0 | 0 | 0 | 0 | 0 | 0
BART NOX Annual-Tecumseh Energy Center 9 -v5.14 | 141 | 6031 | Rate Constraint in lbs/MMBtu | FALSE | L | Annual | Allowances Withdrawn (1:1) | Thousand Tons | 0 | 0 | 0 | 0 | 0 | 0 | 0 | 0
BART NOX Annual-Tecumseh Energy Center 9 -v5.14 | 141 | 6031 | Rate Constraint in lbs/MMBtu | FALSE | L | Annual | Allowances Withdrawn (n:1) | Thousand Tons | 0 | 0 | 0 | 0 | 0 | 0 | 0 | 0
BART NOX Annual-Tecumseh Energy Center 9 -v5.14 | 141 | 6031 | Rate Constraint in lbs/MMBtu | FALSE | L | Annual | Net Emissions Allowance Position | Thousand Tons | 0 | 0 | 0 | 0 | 0 | 0 | 0 | 0
BART NOX Annual-Tecumseh Energy Center 9 -v5.14 | 141 | 6031 | Rate Constraint in lbs/MMBtu | FALSE | L | Annual | Fuel Consumed | TBtu | 0 | 0 | 0 | 0 | 0 | 0 | 0 | 0
BART NOX Annual-Tecumseh Energy Center 9 -v5.14 | 141 | 6031 | Rate Constraint in lbs/MMBtu | FALSE | L | Annual | Rate | lb/MMBtu | 0 | 0 | 0 | 0 | 0 | 0 | 0 | 0
BART NOX Annual-Tecumseh Energy Center 9 -v5.14 | 141 | 6031 | Rate Constraint in lbs/MMBtu | FALSE | L | Annual | Generation | TWh | 0 | 0 | 0 | 0 | 0 | 0 | 0 | 0
BART NOX Annual-Tecumseh Energy Center 9 -v5.14 | 141 | 6031 | Rate Constraint in lbs/MMBtu | FALSE | L | Annual | Qualifying Generation | TWh | 0 | 0 | 0 | 0 | 0 | 0 | 0 | 0
BART NOX Annual-Tecumseh Energy Center 9 -v5.14 | 141 | 6031 | Rate Constraint in lbs/MMBtu | FALSE | L | Annual | Rate | lb/MWh | 0 | 0 | 0 | 0 | 0 | 0 | 0 | 0
BART NOX Annual-Tecumseh Energy Center 9 -v5.14 | 141 | 6031 | Rate Constraint in lbs/MMBtu | FALSE | L | Annual | Constraint Shadow Price | US2016$/Ton | 0 | 0 | 0 | 0 | 0 | 0 | 0 | 0
BART SO2 Annual- Arthur Kill- v5.16 | 142 | 6662 | Rate Constraint in lbs/MMBtu | FALSE | L | Annual | Seasons Included | Seasons | Winter, WintShld, Summer | Winter, WintShld, Summer | Winter, WintShld, Summer | Winter, WintShld, Summer | Winter, WintShld, Summer | Winter, WintShld, Summer | Winter, WintShld, Summer | Winter, WintShld, Summer
BART SO2 Annual- Arthur Kill- v5.16 | 142 | 6662 | Rate Constraint in lbs/MMBtu | FALSE | L | Annual | Standard SO2 | lb/MMBtu | 0.15 | 0.15 | 0.15 | 0.15 | 0.15 | 0.15 | 0.15 | 0.15
BART SO2 Annual- Arthur Kill- v5.16 | 142 | 6662 | Rate Constraint in lbs/MMBtu | FALSE | L | Annual | Emissions at Affected Plants SO2 | Thousand Tons | 0 | 0 | 0 | 0 | 0 | 0 | 0 | 0
BART SO2 Annual- Arthur Kill- v5.16 | 142 | 6662 | Rate Constraint in lbs/MMBtu | FALSE | L | Annual | Allowances Purchased SO2 | Thousand Tons | 0 | 0 | 0 | 0 | 0 | 0 | 0 | 0
BART SO2 Annual- Arthur Kill- v5.16 | 142 | 6662 | Rate Constraint in lbs/MMBtu | FALSE | L | Annual | Allowances Sold SO2 | Thousand Tons | 0 | 0 | 0 | 0 | 0 | 0 | 0 | 0
BART SO2 Annual- Arthur Kill- v5.16 | 142 | 6662 | Rate Constraint in lbs/MMBtu | FALSE | L | Annual | Allowances Banked | Thousand Tons | 0 | 0 | 0 | 0 | 0 | 0 | 0 | 0
BART SO2 Annual- Arthur Kill- v5.16 | 142 | 6662 | Rate Constraint in lbs/MMBtu | FALSE | L | Annual | Allowances Withdrawn (1:1) | Thousand Tons | 0 | 0 | 0 | 0 | 0 | 0 | 0 | 0
BART SO2 Annual- Arthur Kill- v5.16 | 142 | 6662 | Rate Constraint in lbs/MMBtu | FALSE | L | Annual | Allowances Withdrawn (n:1) | Thousand Tons | 0 | 0 | 0 | 0 | 0 | 0 | 0 | 0
BART SO2 Annual- Arthur Kill- v5.16 | 142 | 6662 | Rate Constraint in lbs/MMBtu | FALSE | L | Annual | Net Emissions Allowance Position | Thousand Tons | 0 | 0 | 0 | 0 | 0 | 0 | 0 | 0
BART SO2 Annual- Arthur Kill- v5.16 | 142 | 6662 | Rate Constraint in lbs/MMBtu | FALSE | L | Annual | Fuel Consumed | TBtu | 3.707 | 3.707 | 3.707 | 2.4548 | 1.8155 | 1.7576 | 0.83317 | 0.83761
BART SO2 Annual- Arthur Kill- v5.16 | 142 | 6662 | Rate Constraint in lbs/MMBtu | FALSE | L | Annual | Rate | lb/MMBtu | 0 | 0 | 0 | 0 | 0 | 0 | 0 | 0
BART SO2 Annual- Arthur Kill- v5.16 | 142 | 6662 | Rate Constraint in lbs/MMBtu | FALSE | L | Annual | Generation | TWh | 0.33697 | 0.33697 | 0.33697 | 0.22314 | 0.16503 | 0.15977 | 0.075736 | 0.07614
BART SO2 Annual- Arthur Kill- v5.16 | 142 | 6662 | Rate Constraint in lbs/MMBtu | FALSE | L | Annual | Qualifying Generation | TWh | 0.33697 | 0.33697 | 0.33697 | 0.22314 | 0.16503 | 0.15977 | 0.075736 | 0.07614
BART SO2 Annual- Arthur Kill- v5.16 | 142 | 6662 | Rate Constraint in lbs/MMBtu | FALSE | L | Annual | Rate | lb/MWh | 0 | 0 | 0 | 0 | 0 | 0 | 0 | 0
BART SO2 Annual- Arthur Kill- v5.16 | 142 | 6662 | Rate Constraint in lbs/MMBtu | FALSE | L | Annual | Constraint Shadow Price | US2016$/Ton | 0 | 0 | 0 | 0 | 0 | 0 | 0 | 0
BART SO2 Annual- B L England 2- v5.16 | 143 | 6664 | Rate Constraint in lbs/MMBtu | FALSE | L | Annual | Seasons Included | Seasons | Winter, WintShld, Summer | Winter, WintShld, Summer | Winter, WintShld, Summer | Winter, WintShld, Summer | Winter, WintShld, Summer | Winter, WintShld, Summer | Winter, WintShld, Summer | Winter, WintShld, Summer
BART SO2 Annual- B L England 2- v5.16 | 143 | 6664 | Rate Constraint in lbs/MMBtu | FALSE | L | Annual | Standard SO2 | lb/MMBtu | 0.15 | 0.15 | 0.15 | 0.15 | 0.15 | 0.15 | 0.15 | 0.15
BART SO2 Annual- B L England 2- v5.16 | 143 | 6664 | Rate Constraint in lbs/MMBtu | FALSE | L | Annual | Emissions at Affected Plants SO2 | Thousand Tons | 0 | 0 | 0 | 0 | 0 | 0 | 0 | 0
BART SO2 Annual- B L England 2- v5.16 | 143 | 6664 | Rate Constraint in lbs/MMBtu | FALSE | L | Annual | Allowances Purchased SO2 | Thousand Tons | 0 | 0 | 0 | 0 | 0 | 0 | 0 | 0
BART SO2 Annual- B L England 2- v5.16 | 143 | 6664 | Rate Constraint in lbs/MMBtu | FALSE | L | Annual | Allowances Sold SO2 | Thousand Tons | 0 | 0 | 0 | 0 | 0 | 0 | 0 | 0
BART SO2 Annual- B L England 2- v5.16 | 143 | 6664 | Rate Constraint in lbs/MMBtu | FALSE | L | Annual | Allowances Banked | Thousand Tons | 0 | 0 | 0 | 0 | 0 | 0 | 0 | 0
BART SO2 Annual- B L England 2- v5.16 | 143 | 6664 | Rate Constraint in lbs/MMBtu | FALSE | L | Annual | Allowances Withdrawn (1:1) | Thousand Tons | 0 | 0 | 0 | 0 | 0 | 0 | 0 | 0
BART SO2 Annual- B L England 2- v5.16 | 143 | 6664 | Rate Constraint in lbs/MMBtu | FALSE | L | Annual | Allowances Withdrawn (n:1) | Thousand Tons | 0 | 0 | 0 | 0 | 0 | 0 | 0 | 0
BART SO2 Annual- B L England 2- v5.16 | 143 | 6664 | Rate Constraint in lbs/MMBtu | FALSE | L | Annual | Net Emissions Allowance Position | Thousand Tons | 0 | 0 | 0 | 0 | 0 | 0 | 0 | 0
BART SO2 Annual- B L England 2- v5.16 | 143 | 6664 | Rate Constraint in lbs/MMBtu | FALSE | L | Annual | Fuel Consumed | TBtu | 0 | 0 | 0 | 0 | 0 | 0 | 0 | 0
BART SO2 Annual- B L England 2- v5.16 | 143 | 6664 | Rate Constraint in lbs/MMBtu | FALSE | L | Annual | Rate | lb/MMBtu | 0 | 0 | 0 | 0 | 0 | 0 | 0 | 0
BART SO2 Annual- B L England 2- v5.16 | 143 | 6664 | Rate Constraint in lbs/MMBtu | FALSE | L | Annual | Generation | TWh | 0 | 0 | 0 | 0 | 0 | 0 | 0 | 0
BART SO2 Annual- B L England 2- v5.16 | 143 | 6664 | Rate Constraint in lbs/MMBtu | FALSE | L | Annual | Qualifying Generation | TWh | 0 | 0 | 0 | 0 | 0 | 0 | 0 | 0
BART SO2 Annual- B L England 2- v5.16 | 143 | 6664 | Rate Constraint in lbs/MMBtu | FALSE | L | Annual | Rate | lb/MWh | 0 | 0 | 0 | 0 | 0 | 0 | 0 | 0
BART SO2 Annual- B L England 2- v5.16 | 143 | 6664 | Rate Constraint in lbs/MMBtu | FALSE | L | Annual | Constraint Shadow Price | US2016$/Ton | 0 | 0 | 0 | 0 | 0 | 0 | 0 | 0
BART SO2 Annual- Big Stone 1- v5.16 | 144 | 6690 | Rate Constraint in lbs/MMBtu | FALSE | L | Annual | Seasons Included | Seasons | Winter, WintShld, Summer | Winter, WintShld, Summer | Winter, WintShld, Summer | Winter, WintShld, Summer | Winter, WintShld, Summer | Winter, WintShld, Summer | Winter, WintShld, Summer | Winter, WintShld, Summer
BART SO2 Annual- Big Stone 1- v5.16 | 144 | 6690 | Rate Constraint in lbs/MMBtu | FALSE | L | Annual | Standard SO2 | lb/MMBtu | 0.09 | 0.09 | 0.09 | 0.09 | 0.09 | 0.09 | 0.09 | 0.09
BART SO2 Annual- Big Stone 1- v5.16 | 144 | 6690 | Rate Constraint in lbs/MMBtu | FALSE | L | Annual | Emissions at Affected Plants SO2 | Thousand Tons | 0.4579 | 0.52116 | 0.55379 | 0.61514 | 0.648 | 0.80608 | 0.97627 | 0.84829
BART SO2 Annual- Big Stone 1- v5.16 | 144 | 6690 | Rate Constraint in lbs/MMBtu | FALSE | L | Annual | Allowances Purchased SO2 | Thousand Tons | 0 | 0 | 0 | 0 | 0 | 0 | 0 | 0
BART SO2 Annual- Big Stone 1- v5.16 | 144 | 6690 | Rate Constraint in lbs/MMBtu | FALSE | L | Annual | Allowances Sold SO2 | Thousand Tons | 0 | 0 | 0 | 0 | 0 | 0 | 0 | 0
BART SO2 Annual- Big Stone 1- v5.16 | 144 | 6690 | Rate Constraint in lbs/MMBtu | FALSE | L | Annual | Allowances Banked | Thousand Tons | 0 | 0 | 0 | 0 | 0 | 0 | 0 | 0
BART SO2 Annual- Big Stone 1- v5.16 | 144 | 6690 | Rate Constraint in lbs/MMBtu | FALSE | L | Annual | Allowances Withdrawn (1:1) | Thousand Tons | 0 | 0 | 0 | 0 | 0 | 0 | 0 | 0
BART SO2 Annual- Big Stone 1- v5.16 | 144 | 6690 | Rate Constraint in lbs/MMBtu | FALSE | L | Annual | Allowances Withdrawn (n:1) | Thousand Tons | 0 | 0 | 0 | 0 | 0 | 0 | 0 | 0
BART SO2 Annual- Big Stone 1- v5.16 | 144 | 6690 | Rate Constraint in lbs/MMBtu | FALSE | L | Annual | Net Emissions Allowance Position | Thousand Tons | 0.4579 | 0.52116 | 0.55379 | 0.61514 | 0.648 | 0.80608 | 0.97627 | 0.84829
BART SO2 Annual- Big Stone 1- v5.16 | 144 | 6690 | Rate Constraint in lbs/MMBtu | FALSE | L | Annual | Fuel Consumed | TBtu | 13.0264 | 14.8261 | 15.7545 | 17.4997 | 18.4345 | 22.9316 | 22.9316 | 19.9255
BART SO2 Annual- Big Stone 1- v5.16 | 144 | 6690 | Rate Constraint in lbs/MMBtu | FALSE | L | Annual | Rate | lb/MMBtu | 0.070303 | 0.070303 | 0.070303 | 0.070303 | 0.070303 | 0.070303 | 0.085146 | 0.085146
BART SO2 Annual- Big Stone 1- v5.16 | 144 | 6690 | Rate Constraint in lbs/MMBtu | FALSE | L | Annual | Generation | TWh | 1.1921 | 1.3568 | 1.4418 | 1.6015 | 1.6871 | 2.0986 | 2.0986 | 1.8235
BART SO2 Annual- Big Stone 1- v5.16 | 144 | 6690 | Rate Constraint in lbs/MMBtu | FALSE | L | Annual | Qualifying Generation | TWh | 1.1921 | 1.3568 | 1.4418 | 1.6015 | 1.6871 | 2.0986 | 2.0986 | 1.8235
BART SO2 Annual- Big Stone 1- v5.16 | 144 | 6690 | Rate Constraint in lbs/MMBtu | FALSE | L | Annual | Rate | lb/MWh | 0.7682 | 0.7682 | 0.7682 | 0.7682 | 0.7682 | 0.7682 | 0.93039 | 0.93039
BART SO2 Annual- Big Stone 1- v5.16 | 144 | 6690 | Rate Constraint in lbs/MMBtu | FALSE | L | Annual | Constraint Shadow Price | US2016$/Ton | 0 | 0 | 0 | 0 | 0 | 0 | 0 | 0
BART SO2 Annual Cap-Deerhaven B2 -v5.13 | 145 | 6314 | Rate Constraint in MTons | FALSE | L | Annual | Seasons Included | Seasons | Winter, WintShld, Summer | Winter, WintShld, Summer | Winter, WintShld, Summer | Winter, WintShld, Summer | Winter, WintShld, Summer | Winter, WintShld, Summer | Winter, WintShld, Summer | Winter, WintShld, Summer
BART SO2 Annual Cap-Deerhaven B2 -v5.13 | 145 | 6314 | Rate Constraint in MTons | FALSE | L | Annual | Standard SO2 | Thousand Tons | 5.5 | 5.5 | 5.5 | 5.5 | 5.5 | 5.5 | 5.5 | 5.5
BART SO2 Annual Cap-Deerhaven B2 -v5.13 | 145 | 6314 | Rate Constraint in MTons | FALSE | L | Annual | Emissions at Affected Plants SO2 | Thousand Tons | 0 | 0 | 0 | 0 | 0 | 0 | 0 | 0
BART SO2 Annual Cap-Deerhaven B2 -v5.13 | 145 | 6314 | Rate Constraint in MTons | FALSE | L | Annual | Allowances Purchased SO2 | Thousand Tons | 0 | 0 | 0 | 0 | 0 | 0 | 0 | 0
BART SO2 Annual Cap-Deerhaven B2 -v5.13 | 145 | 6314 | Rate Constraint in MTons | FALSE | L | Annual | Allowances Sold SO2 | Thousand Tons | 0 | 0 | 0 | 0 | 0 | 0 | 0 | 0
BART SO2 Annual Cap-Deerhaven B2 -v5.13 | 145 | 6314 | Rate Constraint in MTons | FALSE | L | Annual | Allowances Banked | Thousand Tons | 0 | 0 | 0 | 0 | 0 | 0 | 0 | 0
BART SO2 Annual Cap-Deerhaven B2 -v5.13 | 145 | 6314 | Rate Constraint in MTons | FALSE | L | Annual | Allowances Withdrawn (1:1) | Thousand Tons | 0 | 0 | 0 | 0 | 0 | 0 | 0 | 0
BART SO2 Annual Cap-Deerhaven B2 -v5.13 | 145 | 6314 | Rate Constraint in MTons | FALSE | L | Annual | Allowances Withdrawn (n:1) | Thousand Tons | 0 | 0 | 0 | 0 | 0 | 0 | 0 | 0
BART SO2 Annual Cap-Deerhaven B2 -v5.13 | 145 | 6314 | Rate Constraint in MTons | FALSE | L | Annual | Net Emissions Allowance Position | Thousand Tons | 0 | 0 | 0 | 0 | 0 | 0 | 0 | 0
BART SO2 Annual Cap-Deerhaven B2 -v5.13 | 145 | 6314 | Rate Constraint in MTons | FALSE | L | Annual | Fuel Consumed | TBtu | 0 | 0 | 0 | 0 | 0 | 0 | 0 | 0
BART SO2 Annual Cap-Deerhaven B2 -v5.13 | 145 | 6314 | Rate Constraint in MTons | FALSE | L | Annual | Rate | lb/MMBtu | 0 | 0 | 0 | 0 | 0 | 0 | 0 | 0
BART SO2 Annual Cap-Deerhaven B2 -v5.13 | 145 | 6314 | Rate Constraint in MTons | FALSE | L | Annual | Generation | TWh | 0 | 0 | 0 | 0 | 0 | 0 | 0 | 0
BART SO2 Annual Cap-Deerhaven B2 -v5.13 | 145 | 6314 | Rate Constraint in MTons | FALSE | L | Annual | Qualifying Generation | TWh | 0 | 0 | 0 | 0 | 0 | 0 | 0 | 0
BART SO2 Annual Cap-Deerhaven B2 -v5.13 | 145 | 6314 | Rate Constraint in MTons | FALSE | L | Annual | Rate | lb/MWh | 0 | 0 | 0 | 0 | 0 | 0 | 0 | 0
BART SO2 Annual Cap-Deerhaven B2 -v5.13 | 145 | 6314 | Rate Constraint in MTons | FALSE | L | Annual | Constraint Shadow Price | US2016$/Ton | 0 | 0 | 0 | 0 | 0 | 0 | 0 | 0
BART SO2 Annual Cap-Northside 1-3 -v5.13 | 146 | 6315 | Rate Constraint in MTons | FALSE | L | Annual | Seasons Included | Seasons | Winter, WintShld, Summer | Winter, WintShld, Summer | Winter, WintShld, Summer | Winter, WintShld, Summer | Winter, WintShld, Summer | Winter, WintShld, Summer | Winter, WintShld, Summer | Winter, WintShld, Summer
BART SO2 Annual Cap-Northside 1-3 -v5.13 | 146 | 6315 | Rate Constraint in MTons | FALSE | L | Annual | Standard SO2 | Thousand Tons | 3.6 | 3.6 | 3.6 | 3.6 | 3.6 | 3.6 | 3.6 | 3.6
BART SO2 Annual Cap-Northside 1-3 -v5.13 | 146 | 6315 | Rate Constraint in MTons | FALSE | L | Annual | Emissions at Affected Plants SO2 | Thousand Tons | 0 | 0 | 0 | 2.4792 | 2.4792 | 1.189 | 0 | 0
BART SO2 Annual Cap-Northside 1-3 -v5.13 | 146 | 6315 | Rate Constraint in MTons | FALSE | L | Annual | Allowances Purchased SO2 | Thousand Tons | 0 | 0 | 0 | 0 | 0 | 0 | 0 | 0
BART SO2 Annual Cap-Northside 1-3 -v5.13 | 146 | 6315 | Rate Constraint in MTons | FALSE | L | Annual | Allowances Sold SO2 | Thousand Tons | 0 | 0 | 0 | 0 | 0 | 0 | 0 | 0
BART SO2 Annual Cap-Northside 1-3 -v5.13 | 146 | 6315 | Rate Constraint in MTons | FALSE | L | Annual | Allowances Banked | Thousand Tons | 0 | 0 | 0 | 0 | 0 | 0 | 0 | 0
BART SO2 Annual Cap-Northside 1-3 -v5.13 | 146 | 6315 | Rate Constraint in MTons | FALSE | L | Annual | Allowances Withdrawn (1:1) | Thousand Tons | 0 | 0 | 0 | 0 | 0 | 0 | 0 | 0
BART SO2 Annual Cap-Northside 1-3 -v5.13 | 146 | 6315 | Rate Constraint in MTons | FALSE | L | Annual | Allowances Withdrawn (n:1) | Thousand Tons | 0 | 0 | 0 | 0 | 0 | 0 | 0 | 0
BART SO2 Annual Cap-Northside 1-3 -v5.13 | 146 | 6315 | Rate Constraint in MTons | FALSE | L | Annual | Net Emissions Allowance Position | Thousand Tons | 0 | 0 | 0 | 2.4792 | 2.4792 | 1.189 | 0 | 0
BART SO2 Annual Cap-Northside 1-3 -v5.13 | 146 | 6315 | Rate Constraint in MTons | FALSE | L | Annual | Fuel Consumed | TBtu | 0 | 0 | 0 | 14.3234 | 14.3234 | 6.8692 | 0 | 0
BART SO2 Annual Cap-Northside 1-3 -v5.13 | 146 | 6315 | Rate Constraint in MTons | FALSE | L | Annual | Rate | lb/MMBtu | 0 | 0 | 0 | 0.34618 | 0.34618 | 0.34618 | 0 | 0
BART SO2 Annual Cap-Northside 1-3 -v5.13 | 146 | 6315 | Rate Constraint in MTons | FALSE | L | Annual | Generation | TWh | 0 | 0 | 0 | 1.3671 | 1.3671 | 0.65561 | 0 | 0
BART SO2 Annual Cap-Northside 1-3 -v5.13 | 146 | 6315 | Rate Constraint in MTons | FALSE | L | Annual | Qualifying Generation | TWh | 0 | 0 | 0 | 1.3671 | 1.3671 | 0.65561 | 0 | 0
BART SO2 Annual Cap-Northside 1-3 -v5.13 | 146 | 6315 | Rate Constraint in MTons | FALSE | L | Annual | Rate | lb/MWh | 0 | 0 | 0 | 3.6271 | 3.6271 | 3.6271 | 0 | 0
BART SO2 Annual Cap-Northside 1-3 -v5.13 | 146 | 6315 | Rate Constraint in MTons | FALSE | L | Annual | Constraint Shadow Price | US2016$/Ton | 0 | 0 | 0 | 0 | 0 | 0 | 0 | 0
BART SO2 Annual- Coal Creek 1- v6.17 | 147 | 6979 | Rate Constraint in lbs/MMBtu | FALSE | L | Annual | Seasons Included | Seasons | Winter, WintShld, Summer | Winter, WintShld, Summer | Winter, WintShld, Summer | Winter, WintShld, Summer | Winter, WintShld, Summer | Winter, WintShld, Summer | Winter, WintShld, Summer | Winter, WintShld, Summer
BART SO2 Annual- Coal Creek 1- v6.17 | 147 | 6979 | Rate Constraint in lbs/MMBtu | FALSE | L | Annual | Standard SO2 | lb/MMBtu | 0.15 | 0.15 | 0.15 | 0.15 | 0.15 | 0.15 | 0.15 | 0.15
BART SO2 Annual- Coal Creek 1- v6.17 | 147 | 6979 | Rate Constraint in lbs/MMBtu | FALSE | L | Annual | Emissions at Affected Plants SO2 | Thousand Tons | 3.1517 | 3.1517 | 3.1517 | 3.1517 | 3.1517 | 3.1517 | 3.1517 | 3.1517
BART SO2 Annual- Coal Creek 1- v6.17 | 147 | 6979 | Rate Constraint in lbs/MMBtu | FALSE | L | Annual | Allowances Purchased SO2 | Thousand Tons | 0 | 0 | 0 | 0 | 0 | 0 | 0 | 0
BART SO2 Annual- Coal Creek 1- v6.17 | 147 | 6979 | Rate Constraint in lbs/MMBtu | FALSE | L | Annual | Allowances Sold SO2 | Thousand Tons | 0 | 0 | 0 | 0 | 0 | 0 | 0 | 0
BART SO2 Annual- Coal Creek 1- v6.17 | 147 | 6979 | Rate Constraint in lbs/MMBtu | FALSE | L | Annual | Allowances Banked | Thousand Tons | 0 | 0 | 0 | 0 | 0 | 0 | 0 | 0
BART SO2 Annual- Coal Creek 1- v6.17 | 147 | 6979 | Rate Constraint in lbs/MMBtu | FALSE | L | Annual | Allowances Withdrawn (1:1) | Thousand Tons | 0 | 0 | 0 | 0 | 0 | 0 | 0 | 0
BART SO2 Annual- Coal Creek 1- v6.17 | 147 | 6979 | Rate Constraint in lbs/MMBtu | FALSE | L | Annual | Allowances Withdrawn (n:1) | Thousand Tons | 0 | 0 | 0 | 0 | 0 | 0 | 0 | 0
BART SO2 Annual- Coal Creek 1- v6.17 | 147 | 6979 | Rate Constraint in lbs/MMBtu | FALSE | L | Annual | Net Emissions Allowance Position | Thousand Tons | 3.1517 | 3.1517 | 3.1517 | 3.1517 | 3.1517 | 3.1517 | 3.1517 | 3.1517
BART SO2 Annual- Coal Creek 1- v6.17 | 147 | 6979 | Rate Constraint in lbs/MMBtu | FALSE | L | Annual | Fuel Consumed | TBtu | 43.9521 | 43.9521 | 43.9521 | 43.9521 | 43.9521 | 43.9521 | 43.9521 | 43.9521
BART SO2 Annual- Coal Creek 1- v6.17 | 147 | 6979 | Rate Constraint in lbs/MMBtu | FALSE | L | Annual | Rate | lb/MMBtu | 0.14342 | 0.14342 | 0.14342 | 0.14342 | 0.14342 | 0.14342 | 0.14342 | 0.14342
BART SO2 Annual- Coal Creek 1- v6.17 | 147 | 6979 | Rate Constraint in lbs/MMBtu | FALSE | L | Annual | Generation | TWh | 4.1716 | 4.1716 | 4.1716 | 4.1716 | 4.1716 | 4.1716 | 4.1716 | 4.1716
BART SO2 Annual- Coal Creek 1- v6.17 | 147 | 6979 | Rate Constraint in lbs/MMBtu | FALSE | L | Annual | Qualifying Generation | TWh | 4.1716 | 4.1716 | 4.1716 | 4.1716 | 4.1716 | 4.1716 | 4.1716 | 4.1716
BART SO2 Annual- Coal Creek 1- v6.17 | 147 | 6979 | Rate Constraint in lbs/MMBtu | FALSE | L | Annual | Rate | lb/MWh | 1.511 | 1.511 | 1.511 | 1.511 | 1.511 | 1.511 | 1.511 | 1.511
BART SO2 Annual- Coal Creek 1- v6.17 | 147 | 6979 | Rate Constraint in lbs/MMBtu | FALSE | L | Annual | Constraint Shadow Price | US2016$/Ton | 0 | 0 | 0 | 0 | 0 | 0 | 0 | 0
BART SO2 Annual- Coal Creek 2- v6.17 | 148 | 6980 | Rate Constraint in lbs/MMBtu | FALSE | L | Annual | Seasons Included | Seasons | Winter, WintShld, Summer | Winter, WintShld, Summer | Winter, WintShld, Summer | Winter, WintShld, Summer | Winter, WintShld, Summer | Winter, WintShld, Summer | Winter, WintShld, Summer | Winter, WintShld, Summer
BART SO2 Annual- Coal Creek 2- v6.17 | 148 | 6980 | Rate Constraint in lbs/MMBtu | FALSE | L | Annual | Standard SO2 | lb/MMBtu | 0.15 | 0.15 | 0.15 | 0.15 | 0.15 | 0.15 | 0.15 | 0.15
BART SO2 Annual- Coal Creek 2- v6.17 | 148 | 6980 | Rate Constraint in lbs/MMBtu | FALSE | L | Annual | Emissions at Affected Plants SO2 | Thousand Tons | 3.1704 | 3.1704 | 3.1704 | 3.1704 | 3.1704 | 3.1704 | 3.1704 | 3.1704
BART SO2 Annual- Coal Creek 2- v6.17 | 148 | 6980 | Rate Constraint in lbs/MMBtu | FALSE | L | Annual | Allowances Purchased SO2 | Thousand Tons | 0 | 0 | 0 | 0 | 0 | 0 | 0 | 0
BART SO2 Annual- Coal Creek 2- v6.17 | 148 | 6980 | Rate Constraint in lbs/MMBtu | FALSE | L | Annual | Allowances Sold SO2 | Thousand Tons | 0 | 0 | 0 | 0 | 0 | 0 | 0 | 0
BART SO2 Annual- Coal Creek 2- v6.17 | 148 | 6980 | Rate Constraint in lbs/MMBtu | FALSE | L | Annual | Allowances Banked | Thousand Tons | 0 | 0 | 0 | 0 | 0 | 0 | 0 | 0
BART SO2 Annual- Coal Creek 2- v6.17 | 148 | 6980 | Rate Constraint in lbs/MMBtu | FALSE | L | Annual | Allowances Withdrawn (1:1) | Thousand Tons | 0 | 0 | 0 | 0 | 0 | 0 | 0 | 0
BART SO2 Annual- Coal Creek 2- v6.17 | 148 | 6980 | Rate Constraint in lbs/MMBtu | FALSE | L | Annual | Allowances Withdrawn (n:1) | Thousand Tons | 0 | 0 | 0 | 0 | 0 | 0 | 0 | 0
BART SO2 Annual- Coal Creek 2- v6.17 | 148 | 6980 | Rate Constraint in lbs/MMBtu | FALSE | L | Annual | Net Emissions Allowance Position | Thousand Tons | 3.1704 | 3.1704 | 3.1704 | 3.1704 | 3.1704 | 3.1704 | 3.1704 | 3.1704
BART SO2 Annual- Coal Creek 2- v6.17 | 148 | 6980 | Rate Constraint in lbs/MMBtu | FALSE | L | Annual | Fuel Consumed | TBtu | 44.339 | 44.339 | 44.339 | 44.339 | 44.339 | 44.339 | 44.339 | 44.339
BART SO2 Annual- Coal Creek 2- v6.17 | 148 | 6980 | Rate Constraint in lbs/MMBtu | FALSE | L | Annual | Rate | lb/MMBtu | 0.14301 | 0.14301 | 0.14301 | 0.14301 | 0.14301 | 0.14301 | 0.14301 | 0.14301
BART SO2 Annual- Coal Creek 2- v6.17 | 148 | 6980 | Rate Constraint in lbs/MMBtu | FALSE | L | Annual | Generation | TWh | 4.2083 | 4.2083 | 4.2083 | 4.2083 | 4.2083 | 4.2083 | 4.2083 | 4.2083
BART SO2 Annual- Coal Creek 2- v6.17 | 148 | 6980 | Rate Constraint in lbs/MMBtu | FALSE | L | Annual | Qualifying Generation | TWh | 4.2083 | 4.2083 | 4.2083 | 4.2083 | 4.2083 | 4.2083 | 4.2083 | 4.2083
BART SO2 Annual- Coal Creek 2- v6.17 | 148 | 6980 | Rate Constraint in lbs/MMBtu | FALSE | L | Annual | Rate | lb/MWh | 1.5067 | 1.5067 | 1.5067 | 1.5067 | 1.5067 | 1.5067 | 1.5067 | 1.5067
BART SO2 Annual- Coal Creek 2- v6.17 | 148 | 6980 | Rate Constraint in lbs/MMBtu | FALSE | L | Annual | Constraint Shadow Price | US2016$/Ton | 0 | 0 | 0 | 0 | 0 | 0 | 0 | 0
BART SO2 Annual- Comanche 1- v5.16 | 149 | 6681 | Rate Constraint in lbs/MMBtu | FALSE | L | Annual | Seasons Included | Seasons | Winter, WintShld, Summer | Winter, WintShld, Summer | Winter, WintShld, Summer | Winter, WintShld, Summer | Winter, WintShld, Summer | Winter, WintShld, Summer | Winter, WintShld, Summer | Winter, WintShld, Summer
BART SO2 Annual- Comanche 1- v5.16 | 149 | 6681 | Rate Constraint in lbs/MMBtu | FALSE | L | Annual | Standard SO2 | lb/MMBtu | 0.12 | 0.12 | 0.12 | 0.12 | 0.12 | 0.12 | 0.12 | 0.12
BART SO2 Annual- Comanche 1- v5.16 | 149 | 6681 | Rate Constraint in lbs/MMBtu | FALSE | L | Annual | Emissions at Affected Plants SO2 | Thousand Tons | 0.96062 | 0.96062 | 0.96062 | 0.96062 | 0.87522 | 0.87564 | 0.96062 | 0.93122
BART SO2 Annual- Comanche 1- v5.16 | 149 | 6681 | Rate Constraint in lbs/MMBtu | FALSE | L | Annual | Allowances Purchased SO2 | Thousand Tons | 0 | 0 | 0 | 0 | 0 | 0 | 0 | 0
BART SO2 Annual- Comanche 1- v5.16 | 149 | 6681 | Rate Constraint in lbs/MMBtu | FALSE | L | Annual | Allowances Sold SO2 | Thousand Tons | 0 | 0 | 0 | 0 | 0 | 0 | 0 | 0
BART SO2 Annual- Comanche 1- v5.16 | 149 | 6681 | Rate Constraint in lbs/MMBtu | FALSE | L | Annual | Allowances Banked | Thousand Tons | 0 | 0 | 0 | 0 | 0 | 0 | 0 | 0
BART SO2 Annual- Comanche 1- v5.16 | 149 | 6681 | Rate Constraint in lbs/MMBtu | FALSE | L | Annual | Allowances Withdrawn (1:1) | Thousand Tons | 0 | 0 | 0 | 0 | 0 | 0 | 0 | 0
BART SO2 Annual- Comanche 1- v5.16 | 149 | 6681 | Rate Constraint in lbs/MMBtu | FALSE | L | Annual | Allowances Withdrawn (n:1) | Thousand Tons | 0 | 0 | 0 | 0 | 0 | 0 | 0 | 0
BART SO2 Annual- Comanche 1- v5.16 | 149 | 6681 | Rate Constraint in lbs/MMBtu | FALSE | L | Annual | Net Emissions Allowance Position | Thousand Tons | 0.96062 | 0.96062 | 0.96062 | 0.96062 | 0.87522 | 0.87564 | 0.96062 | 0.93122
BART SO2 Annual- Comanche 1- v5.16 | 149 | 6681 | Rate Constraint in lbs/MMBtu | FALSE | L | Annual | Fuel Consumed | TBtu | 24.9638 | 24.9638 | 24.9638 | 24.9638 | 22.7443 | 22.7553 | 24.9638 | 24.1996
BART SO2 Annual- Comanche 1- v5.16 | 149 | 6681 | Rate Constraint in lbs/MMBtu | FALSE | L | Annual | Rate | lb/MMBtu | 0.076961 | 0.076961 | 0.076961 | 0.076961 | 0.076961 | 0.076961 | 0.076961 | 0.076961
BART SO2 Annual- Comanche 1- v5.16 | 149 | 6681 | Rate Constraint in lbs/MMBtu | FALSE | L | Annual | Generation | TWh | 2.332 | 2.332 | 2.332 | 2.332 | 2.1246 | 2.1257 | 2.332 | 2.2606
BART SO2 Annual- Comanche 1- v5.16 | 149 | 6681 | Rate Constraint in lbs/MMBtu | FALSE | L | Annual | Qualifying Generation | TWh | 2.332 | 2.332 | 2.332 | 2.332 | 2.1246 | 2.1257 | 2.332 | 2.2606
BART SO2 Annual- Comanche 1- v5.16 | 149 | 6681 | Rate Constraint in lbs/MMBtu | FALSE | L | Annual | Rate | lb/MWh | 0.82387 | 0.82387 | 0.82387 | 0.82387 | 0.82387 | 0.82387 | 0.82387 | 0.82387
BART SO2 Annual- Comanche 1- v5.16 | 149 | 6681 | Rate Constraint in lbs/MMBtu | FALSE | L | Annual | Constraint Shadow Price | US2016$/Ton | 0 | 0 | 0 | 0 | 0 | 0 | 0 | 0
BART SO2 Annual- Comanche 1,2- v5.16 | 150 | 6683 | Rate Constraint in lbs/MMBtu | FALSE | L | Annual | Seasons Included | Seasons | Winter, WintShld, Summer | Winter, WintShld, Summer | Winter, WintShld, Summer | Winter, WintShld, Summer | Winter, WintShld, Summer | Winter, WintShld, Summer | Winter, WintShld, Summer | Winter, WintShld, Summer
BART SO2 Annual- Comanche 1,2- v5.16 | 150 | 6683 | Rate Constraint in lbs/MMBtu | FALSE | L | Annual | Standard SO2 | lb/MMBtu | 0.1 | 0.1 | 0.1 | 0.1 | 0.1 | 0.1 | 0.1 | 0.1
BART SO2 Annual- Comanche 1,2- v5.16 | 150 | 6683 | Rate Constraint in lbs/MMBtu | FALSE | L | Annual | Emissions at Affected Plants SO2 | Thousand Tons | 1.9265 | 1.9265 | 1.9265 | 1.9265 | 1.7552 | 1.8415 | 1.9265 | 1.8971
BART SO2 Annual- Comanche 1,2- v5.16 | 150 | 6683 | Rate Constraint in lbs/MMBtu | FALSE | L | Annual | Allowances Purchased SO2 | Thousand Tons | 0 | 0 | 0 | 0 | 0 | 0 | 0 | 0
BART SO2 Annual- Comanche 1,2- v5.16 | 150 | 6683 | Rate Constraint in lbs/MMBtu | FALSE | L | Annual | Allowances Sold SO2 | Thousand Tons | 0 | 0 | 0 | 0 | 0 | 0 | 0 | 0
BART SO2 Annual- Comanche 1,2- v5.16 | 150 | 6683 | Rate Constraint in lbs/MMBtu | FALSE | L | Annual | Allowances Banked | Thousand Tons | 0 | 0 | 0 | 0 | 0 | 0 | 0 | 0
BART SO2 Annual- Comanche 1,2- v5.16 | 150 | 6683 | Rate Constraint in lbs/MMBtu | FALSE | L | Annual | Allowances Withdrawn (1:1) | Thousand Tons | 0 | 0 | 0 | 0 | 0 | 0 | 0 | 0
BART SO2 Annual- Comanche 1,2- v5.16 | 150 | 6683 | Rate Constraint in lbs/MMBtu | FALSE | L | Annual | Allowances Withdrawn (n:1) | Thousand Tons | 0 | 0 | 0 | 0 | 0 | 0 | 0 | 0
BART SO2 Annual- Comanche 1,2- v5.16 | 150 | 6683 | Rate Constraint in lbs/MMBtu | FALSE | L | Annual | Net Emissions Allowance Position | Thousand Tons | 1.9265 | 1.9265 | 1.9265 | 1.9265 | 1.7552 | 1.8415 | 1.9265 | 1.8971
BART SO2 Annual- Comanche 1,2- v5.16 | 150 | 6683 | Rate Constraint in lbs/MMBtu | FALSE | L | Annual | Fuel Consumed | TBtu | 50.4458 | 50.4458 | 50.4458 | 50.4458 | 45.9608 | 48.2372 | 50.4458 | 49.6816
BART SO2 Annual- Comanche 1,2- v5.16 | 150 | 6683 | Rate Constraint in lbs/MMBtu | FALSE | L | Annual | Rate | lb/MMBtu | 0.076379 | 0.076379 | 0.076379 | 0.076379 | 0.076379 | 0.076352 | 0.076379 | 0.07637
BART SO2 Annual- Comanche 1,2- v5.16 | 150 | 6683 | Rate Constraint in lbs/MMBtu | FALSE | L | Annual | Generation | TWh | 4.7357 | 4.7357 | 4.7357 | 4.7357 | 4.3147 | 4.5294 | 4.7357 | 4.6643
BART SO2 Annual- Comanche 1,2- v5.16 | 150 | 6683 | Rate Constraint in lbs/MMBtu | FALSE | L | Annual | Qualifying Generation | TWh | 4.7357 | 4.7357 | 4.7357 | 4.7357 | 4.3147 | 4.5294 | 4.7357 | 4.6643
BART SO2 Annual- Comanche 1,2- v5.16 | 150 | 6683 | Rate Constraint in lbs/MMBtu | FALSE | L | Annual | Rate | lb/MWh | 0.8136 | 0.8136 | 0.8136 | 0.8136 | 0.8136 | 0.81313 | 0.8136 | 0.81344
BART SO2 Annual- Comanche 1,2- v5.16 | 150 | 6683 | Rate Constraint in lbs/MMBtu | FALSE | L | Annual | Constraint Shadow Price | US2016$/Ton | 0 | 0 | 0 | 0 | 0 | 0 | 0 | 0
BART SO2 Annual- Comanche 2- v5.16 | 151 | 6682 | Rate Constraint in lbs/MMBtu | FALSE | L | Annual | Seasons Included | Seasons | Winter, WintShld, Summer | Winter, WintShld, Summer | Winter, WintShld, Summer | Winter, WintShld, Summer | Winter, WintShld, Summer | Winter, WintShld, Summer | Winter, WintShld, Summer | Winter, WintShld, Summer
BART SO2 Annual- Comanche 2- v5.16 | 151 | 6682 | Rate Constraint in lbs/MMBtu | FALSE | L | Annual | Standard SO2 | lb/MMBtu | 0.12 | 0.12 | 0.12 | 0.12 | 0.12 | 0.12 | 0.12 | 0.12
BART SO2 Annual- Comanche 2- v5.16 | 151 | 6682 | Rate Constraint in lbs/MMBtu | FALSE | L | Annual | Emissions at Affected Plants SO2 | Thousand Tons | 0.96586 | 0.96586 | 0.96586 | 0.96586 | 0.87999 | 0.96586 | 0.96586 | 0.96586
BART SO2 Annual- Comanche 2- v5.16 | 151 | 6682 | Rate Constraint in lbs/MMBtu | FALSE | L | Annual | Allowances Purchased SO2 | Thousand Tons | 0 | 0 | 0 | 0 | 0 | 0 | 0 | 0
BART SO2 Annual- Comanche 2- v5.16 | 151 | 6682 | Rate Constraint in lbs/MMBtu | FALSE | L | Annual | Allowances Sold SO2 | Thousand Tons | 0 | 0 | 0 | 0 | 0 | 0 | 0 | 0
BART SO2 Annual- Comanche 2- v5.16 | 151 | 6682 | Rate Constraint in lbs/MMBtu | FALSE | L | Annual | Allowances Banked | Thousand Tons | 0 | 0 | 0 | 0 | 0 | 0 | 0 | 0
BART SO2 Annual- Comanche 2- v5.16 | 151 | 6682 | Rate Constraint in lbs/MMBtu | FALSE | L | Annual | Allowances Withdrawn (1:1) | Thousand Tons | 0 | 0 | 0 | 0 | 0 | 0 | 0 | 0
BART SO2 Annual- Comanche 2- v5.16 | 151 | 6682 | Rate Constraint in lbs/MMBtu | FALSE | L | Annual | Allowances Withdrawn (n:1) | Thousand Tons | 0 | 0 | 0 | 0 | 0 | 0 | 0 | 0
BART SO2 Annual- Comanche 2- v5.16 | 151 | 6682 | Rate Constraint in lbs/MMBtu | FALSE | L | Annual | Net Emissions Allowance Position | Thousand Tons | 0.96586 | 0.96586 | 0.96586 | 0.96586 | 0.87999 | 0.96586 | 0.96586 | 0.96586
BART SO2 Annual- Comanche 2- v5.16 | 151 | 6682 | Rate Constraint in lbs/MMBtu | FALSE | L | Annual | Fuel Consumed | TBtu | 25.482 | 25.482 | 25.482 | 25.482 | 23.2164 | 25.482 | 25.482 | 25.482
BART SO2 Annual- Comanche 2- v5.16 | 151 | 6682 | Rate Constraint in lbs/MMBtu | FALSE | L | Annual | Rate | lb/MMBtu | 0.075808 | 0.075808 | 0.075808 | 0.075808 | 0.075808 | 0.075808 | 0.075808 | 0.075808
BART SO2 Annual- Comanche 2- v5.16 | 151 | 6682 | Rate Constraint in lbs/MMBtu | FALSE | L | Annual | Generation | TWh | 2.4037 | 2.4037 | 2.4037 | 2.4037 | 2.19 | 2.4037 | 2.4037 | 2.4037
BART SO2 Annual- Comanche 2- v5.16 | 151 | 6682 | Rate Constraint in lbs/MMBtu | FALSE | L | Annual | Qualifying Generation | TWh | 2.4037 | 2.4037 | 2.4037 | 2.4037 | 2.19 | 2.4037 | 2.4037 | 2.4037
BART SO2 Annual- Comanche 2- v5.16 | 151 | 6682 | Rate Constraint in lbs/MMBtu | FALSE | L | Annual | Rate | lb/MWh | 0.80364 | 0.80364 | 0.80364 | 0.80364 | 0.80364 | 0.80364 | 0.80364 | 0.80364
BART SO2 Annual- Comanche 2- v5.16 | 151 | 6682 | Rate Constraint in lbs/MMBtu | FALSE | L | Annual | Constraint Shadow Price | US2016$/Ton | 0 | 0 | 0 | 0 | 0 | 0 | 0 | 0
BART SO2 Annual- Danskammer 4- v6.17 | 152 | 7004 | Rate Constraint in lbs/MMBtu | FALSE | L | Annual | Seasons Included | Seasons | Winter, WintShld, Summer | Winter, WintShld, Summer | Winter, WintShld, Summer | Winter, WintShld, Summer | Winter, WintShld, Summer | Winter, WintShld, Summer | Winter, WintShld, Summer | Winter, WintShld, Summer
BART SO2 Annual- Danskammer 4- v6.17 | 152 | 7004 | Rate Constraint in lbs/MMBtu | FALSE | L | Annual | Standard SO2 | lb/MMBtu | 0.09 | 0.09 | 0.09 | 0.09 | 0.09 | 0.09 | 0.09 | 0.09
BART SO2 Annual- Danskammer 4- v6.17 | 152 | 7004 | Rate Constraint in lbs/MMBtu | FALSE | L | Annual | Emissions at Affected Plants SO2 | Thousand Tons | 0 | 0 | 0 | 0 | 0 | 0 | 0 | 0
BART SO2 Annual- Danskammer 4- v6.17 | 152 | 7004 | Rate Constraint in lbs/MMBtu | FALSE | L | Annual | Allowances Purchased SO2 | Thousand Tons | 0 | 0 | 0 | 0 | 0 | 0 | 0 | 0
BART SO2 Annual- Danskammer 4- v6.17 | 152 | 7004 | Rate Constraint in lbs/MMBtu | FALSE | L | Annual | Allowances Sold SO2 | Thousand Tons | 0 | 0 | 0 | 0 | 0 | 0 | 0 | 0
BART SO2 Annual- Danskammer 4- v6.17 | 152 | 7004 | Rate Constraint in lbs/MMBtu | FALSE | L | Annual | Allowances Banked | Thousand Tons | 0 | 0 | 0 | 0 | 0 | 0 | 0 | 0
BART SO2 Annual- Danskammer 4- v6.17 | 152 | 7004 | Rate Constraint in lbs/MMBtu | FALSE | L | Annual | Allowances Withdrawn (1:1) | Thousand Tons | 0 | 0 | 0 | 0 | 0 | 0 | 0 | 0
BART SO2 Annual- Danskammer 4- v6.17 | 152 | 7004 | Rate Constraint in lbs/MMBtu | FALSE | L | Annual | Allowances Withdrawn (n:1) | Thousand Tons | 0 | 0 | 0 | 0 | 0 | 0 | 0 | 0
BART SO2 Annual- Danskammer 4- v6.17 | 152 | 7004 | Rate Constraint in lbs/MMBtu | FALSE | L | Annual | Net Emissions Allowance Position | Thousand Tons | 0 | 0 | 0 | 0 | 0 | 0 | 0 | 0
BART SO2 Annual- Danskammer 4- v6.17 | 152 | 7004 | Rate Constraint in lbs/MMBtu | FALSE | L | Annual | Fuel Consumed | TBtu | 0.38117 | 0.38117 | 0.3793 | 0.39532 | 0.3793 | 0.3793 | 0.3793 | 0.41855
BART SO2 Annual- Danskammer 4- v6.17 | 152 | 7004 | Rate Constraint in lbs/MMBtu | FALSE | L | Annual | Rate | lb/MMBtu | 0 | 0 | 0 | 0 | 0 | 0 | 0 | 0
BART SO2 Annual- Danskammer 4- v6.17 | 152 | 7004 | Rate Constraint in lbs/MMBtu | FALSE | L | Annual | Generation | TWh | 0.034642 | 0.034642 | 0.034472 | 0.035928 | 0.034472 | 0.034472 | 0.034472 | 0.03804
BART SO2 Annual- Danskammer 4- v6.17 | 152 | 7004 | Rate Constraint in lbs/MMBtu | FALSE | L | Annual | Qualifying Generation | TWh | 0.034642 | 0.034642 | 0.034472 | 0.035928 | 0.034472 | 0.034472 | 0.034472 | 0.03804
BART SO2 Annual- Danskammer 4- v6.17 | 152 | 7004 | Rate Constraint in lbs/MMBtu | FALSE | L | Annual | Rate | lb/MWh | 0 | 0 | 0 | 0 | 0 | 0 | 0 | 0
BART SO2 Annual- Danskammer 4- v6.17 | 152 | 7004 | Rate Constraint in lbs/MMBtu | FALSE | L | Annual | Constraint Shadow Price | US2016$/Ton | 0 | 0 | 0 | 0 | 0 | 0 | 0 | 0
BART SO2 Annual- Hayden 1- v5.16 | 156 | 6684 | Rate Constraint in lbs/MMBtu | FALSE | L | Annual | Seasons Included | Seasons | Winter, WintShld, Summer | Winter, WintShld, Summer | Winter, WintShld, Summer | Winter, WintShld, Summer | Winter, WintShld, Summer | Winter, WintShld, Summer | Winter, WintShld, Summer | Winter, WintShld, Summer
BART SO2 Annual- Hayden 1- v5.16 | 156 | 6684 | Rate Constraint in lbs/MMBtu | FALSE | L | Annual | Standard SO2 | lb/MMBtu | 0.13 | 0.13 | 0.13 | 0.13 | 0.13 | 0.13 | 0.13 | 0.13
BART SO2 Annual- Hayden 1- v5.16 | 156 | 6684 | Rate Constraint in lbs/MMBtu | FALSE | L | Annual | Emissions at Affected Plants SO2 | Thousand Tons | 0.83425 | 0.89916 | 0.89916 | 0.89916 | 0.81857 | 0.81857 | 0.79875 | 0.60708
BART SO2 Annual- Hayden 1- v5.16 | 156 | 6684 | Rate Constraint in lbs/MMBtu | FALSE | L | Annual | Allowances Purchased SO2 | Thousand Tons | 0 | 0 | 0 | 0 | 0 | 0 | 0 | 0
BART SO2 Annual- Hayden 1- v5.16 | 156 | 6684 | Rate Constraint in lbs/MMBtu | FALSE | L | Annual | Allowances Sold SO2 | Thousand Tons | 0 | 0 | 0 | 0 | 0 | 0 | 0 | 0
BART SO2 Annual- Hayden 1- v5.16 | 156 | 6684 | Rate Constraint in lbs/MMBtu | FALSE | L | Annual | Allowances Banked | Thousand Tons | 0 | 0 | 0 | 0 | 0 | 0 | 0 | 0
BART SO2 Annual- Hayden 1- v5.16 | 156 | 6684 | Rate Constraint in lbs/MMBtu | FALSE | L | Annual | Allowances Withdrawn (1:1) | Thousand Tons | 0 | 0 | 0 | 0 | 0 | 0 | 0 | 0
BART SO2 Annual- Hayden 1- v5.16 | 156 | 6684 | Rate Constraint in lbs/MMBtu | FALSE | L | Annual | Allowances Withdrawn (n:1) | Thousand Tons | 0 | 0 | 0 | 0 | 0 | 0 | 0 | 0
BART SO2 Annual- Hayden 1- v5.16 | 156 | 6684 | Rate Constraint in lbs/MMBtu | FALSE | L | Annual | Net Emissions Allowance Position | Thousand Tons | 0.83425 | 0.89916 | 0.89916 | 0.89916 | 0.81857 | 0.81857 | 0.79875 | 0.60708
BART SO2 Annual- Hayden 1- v5.16 | 156 | 6684 | Rate Constraint in lbs/MMBtu | FALSE | L | Annual | Fuel Consumed | TBtu | 13.5398 | 14.5932 | 14.5932 | 14.5932 | 13.2853 | 13.2853 | 12.9635 | 9.8528
BART SO2 Annual- Hayden 1- v5.16 | 156 | 6684 | Rate Constraint in lbs/MMBtu | FALSE | L | Annual | Rate | lb/MMBtu | 0.12323 | 0.12323 | 0.12323 | 0.12323 | 0.12323 | 0.12323 | 0.12323 | 0.12323
BART SO2 Annual- Hayden 1- v5.16 | 156 | 6684 | Rate Constraint in lbs/MMBtu | FALSE | L | Annual | Generation | TWh | 1.2317 | 1.3275 | 1.3275 | 1.3275 | 1.2085 | 1.2085 | 1.1793 | 0.89628
BART SO2 Annual- Hayden 1- v5.16 | 156 | 6684 | Rate Constraint in lbs/MMBtu | FALSE | L | Annual | Qualifying Generation | TWh | 1.2317 | 1.3275 | 1.3275 | 1.3275 | 1.2085 | 1.2085 | 1.1793 | 0.89628
BART SO2 Annual- Hayden 1- v5.16 | 156 | 6684 | Rate Constraint in lbs/MMBtu | FALSE | L | Annual | Rate | lb/MWh | 1.3547 | 1.3547 | 1.3547 | 1.3547 | 1.3547 | 1.3547 | 1.3547 | 1.3547
BART SO2 Annual- Hayden 1- v5.16 | 156 | 6684 | Rate Constraint in lbs/MMBtu | FALSE | L | Annual | Constraint Shadow Price | US2016$/Ton | 0 | 0 | 0 | 0 | 0 | 0 | 0 | 0
BART SO2 Annual- Hayden 2- v5.16 | 157 | 6685 | Rate Constraint in lbs/MMBtu | FALSE | L | Annual | Seasons Included | Seasons | Winter, WintShld, Summer | Winter, WintShld, Summer | Winter, WintShld, Summer | Winter, WintShld, Summer | Winter, WintShld, Summer | Winter, WintShld, Summer | Winter, WintShld, Summer | Winter, WintShld, Summer
BART SO2 Annual- Hayden 2- v5.16 | 157 | 6685 | Rate Constraint in lbs/MMBtu | FALSE | L | Annual | Standard SO2 | lb/MMBtu | 0.13 | 0.13 | 0.13 | 0.13 | 0.13 | 0.13 | 0.13 | 0.13
BART SO2 Annual- Hayden 2- v5.16 | 157 | 6685 | Rate Constraint in lbs/MMBtu | FALSE | L | Annual | Emissions at Affected Plants SO2 | Thousand Tons | 1.111 | 1.2176 | 1.2176 | 1.2176 | 1.0866 | 1.0866 | 1.0866 | 1.0866
BART SO2 Annual- Hayden 2- v5.16 | 157 | 6685 | Rate Constraint in lbs/MMBtu | FALSE | L | Annual | Allowances Purchased SO2 | Thousand Tons | 0 | 0 | 0 | 0 | 0 | 0 | 0 | 0
BART SO2 Annual- Hayden 2- v5.16 | 157 | 6685 | Rate Constraint in lbs/MMBtu | FALSE | L | Annual | Allowances Sold SO2 | Thousand Tons | 0 | 0 | 0 | 0 | 0 | 0 | 0 | 0
BART SO2 Annual- Hayden 2- v5.16 | 157 | 6685 | Rate Constraint in lbs/MMBtu | FALSE | L | Annual | Allowances Banked | Thousand Tons | 0 | 0 | 0 | 0 | 0 | 0 | 0 | 0
BART SO2 Annual- Hayden 2- v5.16 | 157 | 6685 | Rate Constraint in lbs/MMBtu | FALSE | L | Annual | Allowances Withdrawn (1:1) | Thousand Tons | 0 | 0 | 0 | 0 | 0 | 0 | 0 | 0
BART SO2 Annual- Hayden 2- v5.16 | 157 | 6685 | Rate Constraint in lbs/MMBtu | FALSE | L | Annual | Allowances Withdrawn (n:1) | Thousand Tons | 0 | 0 | 0 | 0 | 0 | 0 | 0 | 0
BART SO2 Annual- Hayden 2- v5.16 | 157 | 6685 | Rate Constraint in lbs/MMBtu | FALSE | L | Annual | Net Emissions Allowance Position | Thousand Tons | 1.111 | 1.2176 | 1.2176 | 1.2176 | 1.0866 | 1.0866 | 1.0866 | 1.0866
BART SO2 Annual- Hayden 2- v5.16 | 157 | 6685 | Rate Constraint in lbs/MMBtu | FALSE | L | Annual | Fuel Consumed | TBtu | 18.0309 | 19.7614 | 19.7614 | 19.7614 | 17.6359 | 17.6359 | 17.6359 | 17.6359
BART SO2 Annual- Hayden 2- v5.16 | 157 | 6685 | Rate Constraint in lbs/MMBtu | FALSE | L | Annual | Rate | lb/MMBtu | 0.12323 | 0.12323 | 0.12323 | 0.12323 | 0.12323 | 0.12323 | 0.12323 | 0.12323
BART SO2 Annual- Hayden 2- v5.16 | 157 | 6685 | Rate Constraint in lbs/MMBtu | FALSE | L | Annual | Generation | TWh | 1.6527 | 1.8113 | 1.8113 | 1.8113 | 1.6165 | 1.6165 | 1.6165 | 1.6165
BART SO2 Annual- Hayden 2- v5.16 | 157 | 6685 | Rate Constraint in lbs/MMBtu | FALSE | L | Annual | Qualifying Generation | TWh | 1.6527 | 1.8113 | 1.8113 | 1.8113 | 1.6165 | 1.6165 | 1.6165 | 1.6165
BART SO2 Annual- Hayden 2- v5.16 | 157 | 6685 | Rate Constraint in lbs/MMBtu | FALSE | L | Annual | Rate | lb/MWh | 1.3444 | 1.3444 | 1.3444 | 1.3444 | 1.3444 | 1.3444 | 1.3444 | 1.3444
BART SO2 Annual- Hayden 2- v5.16 | 157 | 6685 | Rate Constraint in lbs/MMBtu | FALSE | L | Annual | Constraint Shadow Price | US2016$/Ton | 0 | 0 | 0 | 0 | 0 | 0 | 0 | 0
BART SO2 Annual- Laramie 1- v6.17 | 158 | 6981 | Rate Constraint in lbs/MMBtu | FALSE | L | Annual | Seasons Included | Seasons | Winter, WintShld, Summer | Winter, WintShld, Summer | Winter, WintShld, Summer | Winter, WintShld, Summer | Winter, WintShld, Summer | Winter, WintShld, Summer | Winter, WintShld, Summer | Winter, WintShld, Summer
BART SO2 Annual- Laramie 1- v6.17 | 158 | 6981 | Rate Constraint in lbs/MMBtu | FALSE | L | Annual | Standard SO2 | lb/MMBtu | 0.12 | 0.12 | 0.12 | 0.12 | 0.12 | 0.12 | 0.12 | 0.12
BART SO2 Annual- Laramie 1- v6.17 | 158 | 6981 | Rate Constraint in lbs/MMBtu | FALSE | L | Annual | Emissions at Affected Plants SO2 | Thousand Tons | 1.265 | 1.265 | 1.265 | 1.265 | 1.2346 | 2.4438 | 2.4495 | 2.4516
BART SO2 Annual- Laramie 1- v6.17 | 158 | 6981 | Rate Constraint in lbs/MMBtu | FALSE | L | Annual | Allowances Purchased SO2 | Thousand Tons | 0 | 0 | 0 | 0 | 0 | 0 | 0 | 0
BART SO2 Annual- Laramie 1- v6.17 | 158 | 6981 | Rate Constraint in lbs/MMBtu | FALSE | L | Annual | Allowances Sold SO2 | Thousand Tons | 0 | 0 | 0 | 0 | 0 | 0 | 0 | 0
BART SO2 Annual- Laramie 1- v6.17 | 158 | 6981 | Rate Constraint in lbs/MMBtu | FALSE | L | Annual | Allowances Banked | Thousand Tons | 0 | 0 | 0 | 0 | 0 | 0 | 0 | 0
BART SO2 Annual- Laramie 1- v6.17 | 158 | 6981 | Rate Constraint in lbs/MMBtu | FALSE | L | Annual | Allowances Withdrawn (1:1) | Thousand Tons | 0 | 0 | 0 | 0 | 0 | 0 | 0 | 0
BART SO2 Annual- Laramie 1- v6.17 | 158 | 6981 | Rate Constraint in lbs/MMBtu | FALSE | L | Annual | Allowances Withdrawn (n:1) | Thousand Tons | 0 | 0 | 0 | 0 | 0 | 0 | 0 | 0
BART SO2 Annual- Laramie 1- v6.17 | 158 | 6981 | Rate Constraint in lbs/MMBtu | FALSE | L | Annual | Net Emissions Allowance Position | Thousand Tons | 1.265 | 1.265 | 1.265 | 1.265 | 1.2346 | 2.4438 | 2.4495 | 2.4516
BART SO2 Annual- Laramie 1- v6.17 | 158 | 6981 | Rate Constraint in lbs/MMBtu | FALSE | L | Annual | Fuel Consumed | TBtu | 42.1655 | 42.1655 | 42.1655 | 42.1655 | 41.1532 | 40.7304 | 40.8242 | 40.8595
BART SO2 Annual- Laramie 1- v6.17 | 158 | 6981 | Rate Constraint in lbs/MMBtu | FALSE | L | Annual | Rate | lb/MMBtu | 0.06 | 0.06 | 0.06 | 0.06 | 0.06 | 0.12 | 0.12 | 0.12
BART SO2 Annual- Laramie 1- v6.17 | 158 | 6981 | Rate Constraint in lbs/MMBtu | FALSE | L | Annual | Generation | TWh | 4.0848 | 4.0848 | 4.0848 | 4.0848 | 3.9867 | 3.9457 | 3.9548 | 3.9582
BART SO2 Annual- Laramie 1- v6.17 | 158 | 6981 | Rate Constraint in lbs/MMBtu | FALSE | L | Annual | Qualifying Generation | TWh | 4.0848 | 4.0848 | 4.0848 | 4.0848 | 3.9867 | 3.9457 | 3.9548 | 3.9582
BART SO2 Annual- Laramie 1- v6.17 | 158 | 6981 | Rate Constraint in lbs/MMBtu | FALSE | L | Annual | Rate | lb/MWh | 0.61936 | 0.61936 | 0.61936 | 0.61936 | 0.61936 | 1.2387 | 1.2387 | 1.2387
BART SO2 Annual- Laramie 1- v6.17 | 158 | 6981 | Rate Constraint in lbs/MMBtu | FALSE | L | Annual | Constraint Shadow Price | US2016$/Ton | 0 | 0 | 0 | 0 | 0 | 462.2596 | 1012.1063 | 990.4643
BART SO2 Annual- Laramie 2- v6.17 | 159 | 6982 | Rate Constraint in lbs/MMBtu | FALSE | L | Annual | Seasons Included | Seasons | Winter, WintShld, Summer | Winter, WintShld, Summer | Winter, WintShld, Summer | Winter, WintShld, Summer | Winter, WintShld, Summer | Winter, WintShld, Summer | Winter, WintShld, Summer | Winter, WintShld, Summer
BART SO2 Annual- Laramie 2- v6.17 | 159 | 6982 | Rate Constraint in lbs/MMBtu | FALSE | L | Annual | Standard SO2 | lb/MMBtu | 0.12 | 0.12 | 0.12 | 0.12 | 0.12 | 0.12 | 0.12 | 0.12
BART SO2 Annual- Laramie 2- v6.17 | 159 | 6982 | Rate Constraint in lbs/MMBtu | FALSE | L | Annual | Emissions at Affected Plants SO2 | Thousand Tons | 1.2632 | 1.2632 | 1.2632 | 1.2632 | 1.2632 | 2.5263 | 2.5263 | 2.5263
BART SO2 Annual- Laramie 2- v6.17 | 159 | 6982 | Rate Constraint in lbs/MMBtu | FALSE | L | Annual | Allowances Purchased SO2 | Thousand Tons | 0 | 0 | 0 | 0 | 0 | 0 | 0 | 0
BART SO2 Annual- Laramie 2- v6.17 | 159 | 6982 | Rate Constraint in lbs/MMBtu | FALSE | L | Annual | Allowances Sold SO2 | Thousand Tons | 0 | 0 | 0 | 0 | 0 | 0 | 0 | 0
BART SO2 Annual- Laramie 2- v6.17 | 159 | 6982 | Rate Constraint in lbs/MMBtu | FALSE | L | Annual | Allowances Banked | Thousand Tons | 0 | 0 | 0 | 0 | 0 | 0 | 0 | 0
BART SO2 Annual- Laramie 2- v6.17 | 159 | 6982 | Rate Constraint in lbs/MMBtu | FALSE | L | Annual | Allowances Withdrawn (1:1) | Thousand Tons | 0 | 0 | 0 | 0 | 0 | 0 | 0 | 0
BART SO2 Annual- Laramie 2- v6.17 | 159 | 6982 | Rate Constraint in lbs/MMBtu | FALSE | L | Annual | Allowances Withdrawn (n:1) | Thousand Tons | 0 | 0 | 0 | 0 | 0 | 0 | 0 | 0
BART SO2 Annual- Laramie 2- v6.17 | 159 | 6982 | Rate Constraint in lbs/MMBtu | FALSE | L | Annual | Net Emissions Allowance Position | Thousand Tons | 1.2632 | 1.2632 | 1.2632 | 1.2632 | 1.2632 | 2.5263 | 2.5263 | 2.5263
BART SO2 Annual- Laramie 2- v6.17 | 159 | 6982 | Rate Constraint in lbs/MMBtu | FALSE | L | Annual | Fuel Consumed | TBtu | 42.1056 | 42.1056 | 42.1056 | 42.1056 | 42.1056 | 42.1056 | 42.1056 | 42.1056
BART SO2 Annual- Laramie 2- v6.17 | 159 | 6982 | Rate Constraint in lbs/MMBtu | FALSE | L | Annual | Rate | lb/MMBtu | 0.06 | 0.06 | 0.06 | 0.06 | 0.06 | 0.12 | 0.12 | 0.12
BART SO2 Annual- Laramie 2- v6.17 | 159 | 6982 | Rate Constraint in lbs/MMBtu | FALSE | L | Annual | Generation | TWh | 4.1084 | 4.1084 | 4.1084 | 4.1084 | 4.1084 | 4.1084 | 4.1084 | 4.1084
BART SO2 Annual- Laramie 2- v6.17 | 159 | 6982 | Rate Constraint in lbs/MMBtu | FALSE | L | Annual | Qualifying Generation | TWh | 4.1084 | 4.1084 | 4.1084 | 4.1084 | 4.1084 | 4.1084 | 4.1084 | 4.1084
BART SO2 Annual- Laramie 2- v6.17 | 159 | 6982 | Rate Constraint in lbs/MMBtu | FALSE | L | Annual | Rate | lb/MWh | 0.61493 | 0.61493 | 0.61493 | 0.61493 | 0.61493 | 1.2299 | 1.2299 | 1.2299
BART SO2 Annual- Laramie 2- v6.17 | 159 | 6982 | Rate Constraint in lbs/MMBtu | FALSE | L | Annual | Constraint Shadow Price | US2016$/Ton | 0 | 0 | 0 | 0 | 0 | 462.2596 | 1012.1063 | 990.4643
BART SO2 Annual- Martin Drake 6- v5.16 | 160 | 6687 | Rate Constraint in lbs/MMBtu | FALSE | L | Annual | Seasons Included | Seasons | Winter, WintShld, Summer | Winter, WintShld, Summer | Winter, WintShld, Summer | Winter, WintShld, Summer | Winter, WintShld, Summer | Winter, WintShld, Summer | Winter, WintShld, Summer | Winter, WintShld, Summer
BART SO2 Annual- Martin Drake 6- v5.16 | 160 | 6687 | Rate Constraint in lbs/MMBtu | FALSE | L | Annual | Standard SO2 | lb/MMBtu | 0.13 | 0.13 | 0.13 | 0.13 | 0.13 | 0.13 | 0.13 | 0.13
BART SO2 Annual- Martin Drake 6- v5.16 | 160 | 6687 | Rate Constraint in lbs/MMBtu | FALSE | L | Annual | Emissions at Affected Plants SO2 | Thousand Tons | 0.12954 | 0.14309 | 0.14309 | 0.14309 | 0.096223 | 0.12607 | 0.12607 | 0.12607
BART SO2 Annual- Martin Drake 6- v5.16 | 160 | 6687 | Rate Constraint in lbs/MMBtu | FALSE | L | Annual | Allowances Purchased SO2 | Thousand Tons | 0 | 0 | 0 | 0 | 0 | 0 | 0 | 0
BART SO2 Annual- Martin Drake 6- v5.16 | 160 | 6687 | Rate Constraint in lbs/MMBtu | FALSE | L | Annual | Allowances Sold SO2 | Thousand Tons | 0 | 0 | 0 | 0 | 0 | 0 | 0 | 0
BART SO2 Annual- Martin Drake 6- v5.16 | 160 | 6687 | Rate Constraint in lbs/MMBtu | FALSE | L | Annual | Allowances Banked | Thousand Tons | 0 | 0 | 0 | 0 | 0 | 0 | 0 | 0
BART SO2 Annual- Martin Drake 6- v5.16 | 160 | 6687 | Rate Constraint in lbs/MMBtu | FALSE | L | Annual | Allowances Withdrawn (1:1) | Thousand Tons | 0 | 0 | 0 | 0 | 0 | 0 | 0 | 0
BART SO2 Annual- Martin Drake 6- v5.16 | 160 | 6687 | Rate Constraint in lbs/MMBtu | FALSE | L | Annual | Allowances Withdrawn (n:1) | Thousand Tons | 0 | 0 | 0 | 0 | 0 | 0 | 0 | 0
BART SO2 Annual- Martin Drake 6- v5.16 | 160 | 6687 | Rate Constraint in lbs/MMBtu | FALSE | L | Annual | Net Emissions Allowance Position | Thousand Tons | 0.12954 | 0.14309 | 0.14309 | 0.14309 | 0.096223 | 0.12607 | 0.12607 | 0.12607
BART SO2 Annual- Martin Drake 6- v5.16 | 160 | 6687 | Rate Constraint in lbs/MMBtu | FALSE | L | Annual | Fuel Consumed | TBtu | 6.2004 | 6.8488 | 6.8488 | 6.8488 | 4.6055 | 6.0344 | 6.0344 | 6.0344
BART SO2 Annual- Martin Drake 6- v5.16 | 160 | 6687 | Rate Constraint in lbs/MMBtu | FALSE | L | Annual | Rate | lb/MMBtu | 0.041785 | 0.041785 | 0.041785 | 0.041785 | 0.041785 | 0.041785 | 0.041785 | 0.041785
BART SO2 Annual- Martin Drake 6- v5.16 | 160 | 6687 | Rate Constraint in lbs/MMBtu | FALSE | L | Annual | Generation | TWh | 0.52193 | 0.57651 | 0.57651 | 0.57651 | 0.38768 | 0.50796 | 0.50796 | 0.50796
BART SO2 Annual- Martin Drake 6- v5.16 | 160 | 6687 | Rate Constraint in lbs/MMBtu | FALSE | L | Annual | Qualifying Generation | TWh | 0.52193 | 0.57651 | 0.57651 | 0.57651 | 0.38768 | 0.50796 | 0.50796 | 0.50796
BART SO2 Annual- Martin Drake 6- v5.16 | 160 | 6687 | Rate Constraint in lbs/MMBtu | FALSE | L | Annual | Rate | lb/MWh | 0.4964 | 0.4964 | 0.4964 | 0.4964 | 0.4964 | 0.4964 | 0.4964 | 0.4964
BART SO2 Annual- Martin Drake 6- v5.16 | 160 | 6687 | Rate Constraint in lbs/MMBtu | FALSE | L | Annual | Constraint Shadow Price | US2016$/Ton | 0 | 0 | 0 | 0 | 0 | 0 | 0 | 0
BART SO2 Annual- Martin Drake 7- v5.16 | 161 | 6688 | Rate Constraint in lbs/MMBtu | FALSE | L | Annual | Seasons Included | Seasons | Winter, WintShld, Summer | Winter, WintShld, Summer | Winter, WintShld, Summer | Winter, WintShld, Summer | Winter, WintShld, Summer | Winter, WintShld, Summer | Winter, WintShld, Summer | Winter, WintShld, Summer
BART SO2 Annual- Martin Drake 7- v5.16 | 161 | 6688 | Rate Constraint in lbs/MMBtu | FALSE | L | Annual | Standard SO2 | lb/MMBtu | 0.13 | 0.13 | 0.13 | 0.13 | 0.13 | 0.13 | 0.13 | 0.13
BART SO2 Annual- Martin Drake 7- v5.16 | 161 | 6688 | Rate Constraint in lbs/MMBtu | FALSE | L | Annual | Emissions at Affected Plants SO2 | Thousand Tons | 0.22378 | 0.24036 | 0.24036 | 0.24036 | 0.20862 | 0.20862 | 0.20862 | 0.20862
BART SO2 Annual- Martin Drake 7- v5.16 | 161 | 6688 | Rate Constraint in lbs/MMBtu | FALSE | L | Annual | Allowances Purchased SO2 | Thousand Tons | 0 | 0 | 0 | 0 | 0 | 0 | 0 | 0
BART SO2 Annual- Martin Drake 7- v5.16 | 161 | 6688 | Rate Constraint in lbs/MMBtu | FALSE | L | Annual | Allowances Sold SO2 | Thousand Tons | 0 | 0 | 0 | 0 | 0 | 0 | 0 | 0
BART SO2 Annual- Martin Drake 7- v5.16 | 161 | 6688 | Rate Constraint in lbs/MMBtu | FALSE | L | Annual | Allowances Banked | Thousand Tons | 0 | 0 | 0 | 0 | 0 | 0 | 0 | 0
BART SO2 Annual- Martin Drake 7- v5.16 | 161 | 6688 | Rate Constraint in lbs/MMBtu | FALSE | L | Annual | Allowances Withdrawn (1:1) | Thousand Tons | 0 | 0 | 0 | 0 | 0 | 0 | 0 | 0
BART SO2 Annual- Martin Drake 7- v5.16 | 161 | 6688 | Rate Constraint in lbs/MMBtu | FALSE | L | Annual | Allowances Withdrawn (n:1) | Thousand Tons | 0 | 0 | 0 | 0 | 0 | 0 | 0 | 0
BART SO2 Annual- Martin Drake 7- v5.16 | 161 | 6688 | Rate Constraint in lbs/MMBtu | FALSE | L | Annual | Net Emissions Allowance Position | Thousand Tons | 0.22378 | 0.24036 | 0.24036 | 0.24036 | 0.20862 | 0.20862 | 0.20862 | 0.20862
BART SO2 Annual- Martin Drake 7- v5.16 | 161 | 6688 | Rate Constraint in lbs/MMBtu | FALSE | L | Annual | Fuel Consumed | TBtu | 10.711 | 11.5047 | 11.5047 | 11.5047 | 9.9851 | 9.9851 | 9.9851 | 9.9851
BART SO2 Annual- Martin Drake 7- v5.16 | 161 | 6688 | Rate Constraint in lbs/MMBtu | FALSE | L | Annual | Rate | lb/MMBtu | 0.041785 | 0.041785 | 0.041785 | 0.041785 | 0.041785 | 0.041785 | 0.041785 | 0.041785
BART SO2 Annual- Martin Drake 7- v5.16 | 161 | 6688 | Rate Constraint in lbs/MMBtu | FALSE | L | Annual | Generation | TWh | 0.9045 | 0.97152 | 0.97152 | 0.97152 | 0.8432 | 0.8432 | 0.8432 | 0.8432
BART SO2 Annual- Martin Drake 7- v5.16 | 161 | 6688 | Rate Constraint in lbs/MMBtu | FALSE | L | Annual | Qualifying Generation | TWh | 0.9045 | 0.97152 | 0.97152 | 0.97152 | 0.8432 | 0.8432 | 0.8432 | 0.8432
BART SO2 Annual- Martin Drake 7- v5.16 | 161 | 6688 | Rate Constraint in lbs/MMBtu | FALSE | L | Annual | Rate | lb/MWh | 0.49482 | 0.49482 | 0.49482 | 0.49482 | 0.49482 | 0.49482 | 0.49482 | 0.49482
BART SO2 Annual- Martin Drake 7- v5.16 | 161 | 6688 | Rate Constraint in lbs/MMBtu | FALSE | L | Annual | Constraint Shadow Price | US2016$/Ton | 0 | 0 | 0 | 0 | 0 | 0 | 0 | 0
BART SO2 Annual- Nebraska City- v6.17 | 162 | 6978 | Rate Constraint in lbs/MMBtu | FALSE | L | Annual | Seasons Included | Seasons | Winter, WintShld, Summer | Winter, WintShld, Summer | Winter, WintShld, Summer | Winter, WintShld, Summer | Winter, WintShld, Summer | Winter, WintShld, Summer | Winter, WintShld, Summer | Winter, WintShld, Summer
BART SO2 Annual- Nebraska City- v6.17 | 162 | 6978 | Rate Constraint in lbs/MMBtu | FALSE | L | Annual | Standard SO2 | lb/MMBtu | 1.2 | 1.2 | 1.2 | 1.2 | 1.2 | 1.2 | 1.2 | 1.2
BART SO2 Annual- Nebraska City- v6.17 | 162 | 6978 | Rate Constraint in lbs/MMBtu | FALSE | L | Annual | Emissions at Affected Plants SO2 | Thousand Tons | 1.8458 | 1.8458 | 1.8458 | 1.8458 | 1.8458 | 1.8458 | 1.8458 | 1.8458
BART SO2 Annual- Nebraska City- v6.17 | 162 | 6978 | Rate Constraint in lbs/MMBtu | FALSE | L | Annual | Allowances Purchased SO2 | Thousand Tons | 0 | 0 | 0 | 0 | 0 | 0 | 0 | 0
BART SO2 Annual- Nebraska City- v6.17 | 162 | 6978 | Rate Constraint in lbs/MMBtu | FALSE | L | Annual | Allowances Sold SO2 | Thousand Tons | 0 | 0 | 0 | 0 | 0 | 0 | 0 | 0
BART SO2 Annual- Nebraska City- v6.17 | 162 | 6978 | Rate Constraint in lbs/MMBtu | FALSE | L | Annual | Allowances Banked | Thousand Tons | 0 | 0 | 0 | 0 | 0 | 0 | 0 | 0
BART SO2 Annual- Nebraska City- v6.17 | 162 | 6978 | Rate Constraint in lbs/MMBtu | FALSE | L | Annual | Allowances Withdrawn (1:1) | Thousand Tons | 0 | 0 | 0 | 0 | 0 | 0 | 0 | 0
BART SO2 Annual- Nebraska City- v6.17 | 162 | 6978 | Rate Constraint in lbs/MMBtu | FALSE | L | Annual | Allowances Withdrawn (n:1) | Thousand Tons | 0 | 0 | 0 | 0 | 0 | 0 | 0 | 0
BART SO2 Annual- Nebraska City- v6.17 | 162 | 6978 | Rate Constraint in lbs/MMBtu | FALSE | L | Annual | Net Emissions Allowance Position | Thousand Tons | 1.8458 | 1.8458 | 1.8458 | 1.8458 | 1.8458 | 1.8458 | 1.8458 | 1.8458
BART SO2 Annual- Nebraska City- v6.17 | 162 | 6978 | Rate Constraint in lbs/MMBtu | FALSE | L | Annual | Fuel Consumed | TBtu | 46.1453 | 46.1453 | 46.1453 | 46.1453 | 46.1453 | 46.1453 | 46.1453 | 46.1453
BART SO2 Annual- Nebraska City- v6.17 | 162 | 6978 | Rate Constraint in lbs/MMBtu | FALSE | L | Annual | Rate | lb/MMBtu | 0.08 | 0.08 | 0.08 | 0.08 | 0.08 | 0.08 | 0.08 | 0.08
BART SO2 Annual- Nebraska City- v6.17 | 162 | 6978 | Rate Constraint in lbs/MMBtu | FALSE | L | Annual | Generation | TWh | 4.6632 | 4.6632 | 4.6632 | 4.6632 | 4.6632 | 4.6632 | 4.6632 | 4.6632
BART SO2 Annual- Nebraska City- v6.17 | 162 | 6978 | Rate Constraint in lbs/MMBtu | FALSE | L | Annual | Qualifying Generation | TWh | 4.6632 | 4.6632 | 4.6632 | 4.6632 | 4.6632 | 4.6632 | 4.6632 | 4.6632
BART SO2 Annual- Nebraska City- v6.17 | 162 | 6978 | Rate Constraint in lbs/MMBtu | FALSE | L | Annual | Rate | lb/MWh | 0.79164 | 0.79164 | 0.79164 | 0.79164 | 0.79164 | 0.79164 | 0.79164 | 0.79164
BART SO2 Annual- Nebraska City- v6.17 | 162 | 6978 | Rate Constraint in lbs/MMBtu | FALSE | L | Annual | Constraint Shadow Price | US2016$/Ton | 0 | 0 | 0 | 0 | 0 | 0 | 0 | 0
BART SO2 Annual- Oswego Harbor 5- v5.16 | 163 | 6672 | Rate Constraint in lbs/MMBtu | FALSE | L | Annual | Seasons Included | Seasons | Winter, WintShld, Summer | Winter, WintShld, Summer | Winter, WintShld, Summer | Winter, WintShld, Summer | Winter, WintShld, Summer | Winter, WintShld, Summer | Winter, WintShld, Summer | Winter, WintShld, Summer
BART SO2 Annual- Oswego Harbor 5- v5.16 | 163 | 6672 | Rate Constraint in lbs/MMBtu | FALSE | L | Annual | Standard SO2 | lb/MMBtu | 0.8 | 0.8 | 0.8 | 0.8 | 0.8 | 0.8 | 0.8 | 0.8
BART SO2 Annual- Oswego Harbor 5- v5.16 | 163 | 6672 | Rate Constraint in lbs/MMBtu | FALSE | L | Annual | Emissions at Affected Plants SO2 | Thousand Tons | 0 | 0 | 0 | 0 | 0 | 0 | 0 | 0
BART SO2 Annual- Oswego Harbor 5- v5.16 | 163 | 6672 | Rate Constraint in lbs/MMBtu | FALSE | L | Annual | Allowances Purchased SO2 | Thousand Tons | 0 | 0 | 0 | 0 | 0 | 0 | 0 | 0
BART SO2 Annual- Oswego Harbor 5- v5.16 | 163 | 6672 | Rate Constraint in lbs/MMBtu | FALSE | L | Annual | Allowances Sold SO2 | Thousand Tons | 0 | 0 | 0 | 0 | 0 | 0 | 0 | 0
BART SO2 Annual- Oswego Harbor 5- v5.16 | 163 | 6672 | Rate Constraint in lbs/MMBtu | FALSE | L | Annual | Allowances Banked | Thousand Tons | 0 | 0 | 0 | 0 | 0 | 0 | 0 | 0
BART SO2 Annual- Oswego Harbor 5- v5.16 | 163 | 6672 | Rate Constraint in lbs/MMBtu | FALSE | L | Annual | Allowances Withdrawn (1:1) | Thousand Tons | 0 | 0 | 0 | 0 | 0 | 0 | 0 | 0
BART SO2 Annual- Oswego Harbor 5- v5.16 | 163 | 6672 | Rate Constraint in lbs/MMBtu | FALSE | L | Annual | Allowances Withdrawn (n:1) | Thousand Tons | 0 | 0 | 0 | 0 | 0 | 0 | 0 | 0
BART SO2 Annual- Oswego Harbor 5- v5.16 | 163 | 6672 | Rate Constraint in lbs/MMBtu | FALSE | L | Annual | Net Emissions Allowance Position | Thousand Tons | 0 | 0 | 0 | 0 | 0 | 0 | 0 | 0
BART SO2 Annual- Oswego Harbor 5- v5.16 | 163 | 6672 | Rate Constraint in lbs/MMBtu | FALSE | L | Annual | Fuel Consumed | TBtu | 0 | 0 | 0 | 0 | 0 | 0 | 0 | 0
BART SO2 Annual- Oswego Harbor 5- v5.16 | 163 | 6672 | Rate Constraint in lbs/MMBtu | FALSE | L | Annual | Rate | lb/MMBtu | 0 | 0 | 0 | 0 | 0 | 0 | 0 | 0
BART SO2 Annual- Oswego Harbor 5- v5.16 | 163 | 6672 | Rate Constraint in lbs/MMBtu | FALSE | L | Annual | Generation | TWh | 0 | 0 | 0 | 0 | 0 | 0 | 0 | 0
BART SO2 Annual- Oswego Harbor 5- v5.16 | 163 | 6672 | Rate Constraint in lbs/MMBtu | FALSE | L | Annual | Qualifying Generation | TWh | 0 | 0 | 0 | 0 | 0 | 0 | 0 | 0
BART SO2 Annual- Oswego Harbor 5- v5.16 | 163 | 6672 | Rate Constraint in lbs/MMBtu | FALSE | L | Annual | Rate | lb/MWh | 0 | 0 | 0 | 0 | 0 | 0 | 0 | 0
BART SO2 Annual- Oswego Harbor 5- v5.16 | 163 | 6672 | Rate Constraint in lbs/MMBtu | FALSE | L | Annual | Constraint Shadow Price | US2016$/Ton | 0 | 0 | 0 | 0 | 0 | 0 | 0 | 0
BART SO2 Annual- Oswego Harbor 6- v6.17 | 164 | 6986 | Rate Constraint in lbs/MMBtu | FALSE | L | Annual | Seasons Included | Seasons | Winter, WintShld, Summer | Winter, WintShld, Summer | Winter, WintShld, Summer | Winter, WintShld, Summer | Winter, WintShld, Summer | Winter, WintShld, Summer | Winter, WintShld, Summer | Winter, WintShld, Summer
BART SO2 Annual- Oswego Harbor 6- v6.17 | 164 | 6986 | Rate Constraint in lbs/MMBtu | FALSE | L | Annual | Standard SO2 | lb/MMBtu | 0.8 | 0.8 | 0.8 | 0.8 | 0.8 | 0.8 | 0.8 | 0.8
BART SO2 Annual- Oswego Harbor 6- v6.17 | 164 | 6986 | Rate Constraint in lbs/MMBtu | FALSE | L | Annual | Emissions at Affected Plants SO2 | Thousand Tons | 0 | 0 | 0 | 0 | 0 | 0 | 0 | 0
BART SO2 Annual- Oswego Harbor 6- v6.17 | 164 | 6986 | Rate Constraint in lbs/MMBtu | FALSE | L | Annual | Allowances Purchased SO2 | Thousand Tons | 0 | 0 | 0 | 0 | 0 | 0 | 0 | 0
BART SO2 Annual- Oswego Harbor 6- v6.17 | 164 | 6986 | Rate Constraint in lbs/MMBtu | FALSE | L | Annual | Allowances Sold SO2 | Thousand Tons | 0 | 0 | 0 | 0 | 0 | 0 | 0 | 0
BART SO2 Annual- Oswego Harbor 6- v6.17 | 164 | 6986 | Rate Constraint in lbs/MMBtu | FALSE | L | Annual | Allowances Banked | Thousand Tons | 0 | 0 | 0 | 0 | 0 | 0 | 0 | 0
BART SO2 Annual- Oswego Harbor 6- v6.17 | 164 | 6986 | Rate Constraint in lbs/MMBtu | FALSE | L | Annual | Allowances Withdrawn (1:1) | Thousand Tons | 0 | 0 | 0 | 0 | 0 | 0 | 0 | 0
BART SO2 Annual- Oswego Harbor 6- v6.17 | 164 | 6986 | Rate Constraint in lbs/MMBtu | FALSE | L | Annual | Allowances Withdrawn (n:1) | Thousand Tons | 0 | 0 | 0 | 0 | 0 | 0 | 0 | 0
BART SO2 Annual- Oswego Harbor 6- v6.17 | 164 | 6986 | Rate Constraint in lbs/MMBtu | FALSE | L | Annual | Net Emissions Allowance Position | Thousand Tons | 0 | 0 | 0 | 0 | 0 | 0 | 0 | 0
BART SO2 Annual- Oswego Harbor 6- v6.17 | 164 | 6986 | Rate Constraint in lbs/MMBtu | FALSE | L | Annual | Fuel Consumed | TBtu | 1.5105 | 1.5172 | 3.087 | 3.1372 | 3.0902 | 1.2941 | 0.29014 | 0.31084
BART SO2 Annual- Oswego Harbor 6- v6.17 | 164 | 6986 | Rate Constraint in lbs/MMBtu | FALSE | L | Annual | Rate | lb/MMBtu | 0 | 0 | 0 | 0 | 0 | 0 | 0 | 0
BART SO2 Annual- Oswego Harbor 6- v6.17 | 164 | 6986 | Rate Constraint in lbs/MMBtu | FALSE | L | Annual | Generation | TWh | 0.12581 | 0.12637 | 0.25712 | 0.2613 | 0.25739 | 0.10779 | 0.024167 | 0.02589
BART SO2 Annual- Oswego Harbor 6- v6.17 | 164 | 6986 | Rate Constraint in lbs/MMBtu | FALSE | L | Annual | Qualifying Generation | TWh | 0.12581 | 0.12637 | 0.25712 | 0.2613 | 0.25739 | 0.10779 | 0.024167 | 0.02589
BART SO2 Annual- Oswego Harbor 6- v6.17 | 164 | 6986 | Rate Constraint in lbs/MMBtu | FALSE | L | Annual | Rate | lb/MWh | 0 | 0 | 0 | 0 | 0 | 0 | 0 | 0
BART SO2 Annual- Oswego Harbor 6- v6.17 | 164 | 6986 | Rate Constraint in lbs/MMBtu | FALSE | L | Annual | Constraint Shadow Price | US2016$/Ton | 0 | 0 | 0 | 0 | 0 | 0 | 0 | 0
BART SO2 Annual Rate-Seminole 1&2 -v5.13 | 165 | 6313 | Rate Constraint in lbs/MMBtu | FALSE | L | Annual | Seasons Included | Seasons | Winter, WintShld, Summer | Winter, WintShld, Summer | Winter, WintShld, Summer | Winter, WintShld, Summer | Winter, WintShld, Summer | Winter, WintShld, Summer | Winter, WintShld, Summer | Winter, WintShld, Summer
BART SO2 Annual Rate-Seminole 1&2 -v5.13 | 165 | 6313 | Rate Constraint in lbs/MMBtu | FALSE | L | Annual | Standard SO2 | lb/MMBtu | 0.25 | 0.25 | 0.25 | 0.25 | 0.25 | 0.25 | 0.25 | 0.25
BART SO2 Annual Rate-Seminole 1&2 -v5.13 | 165 | 6313 | Rate Constraint in lbs/MMBtu | FALSE | L | Annual | Emissions at Affected Plants SO2 | Thousand Tons | 0 | 0 | 0 | 0 | 0 | 0 | 0 | 0
BART SO2 Annual Rate-Seminole 1&2 -v5.13 | 165 | 6313 | Rate Constraint in lbs/MMBtu | FALSE | L | Annual | Allowances Purchased SO2 | Thousand Tons | 0 | 0 | 0 | 0 | 0 | 0 | 0 | 0
BART SO2 Annual Rate-Seminole 1&2 -v5.13 | 165 | 6313 | Rate Constraint in lbs/MMBtu | FALSE | L | Annual | Allowances Sold SO2 | Thousand Tons | 0 | 0 | 0 | 0 | 0 | 0 | 0 | 0
BART SO2 Annual Rate-Seminole 1&2 -v5.13 | 165 | 6313 | Rate Constraint in lbs/MMBtu | FALSE | L | Annual | Allowances Banked | Thousand Tons | 0 | 0 | 0 | 0 | 0 | 0 | 0 | 0
BART SO2 Annual Rate-Seminole 1&2 -v5.13 | 165 | 6313 | Rate Constraint in lbs/MMBtu | FALSE | L | Annual | Allowances Withdrawn (1:1) | Thousand Tons | 0 | 0 | 0 | 0 | 0 | 0 | 0 | 0
BART SO2 Annual Rate-Seminole 1&2 -v5.13 | 165 | 6313 | Rate Constraint in lbs/MMBtu | FALSE | L | Annual | Allowances Withdrawn (n:1) | Thousand Tons | 0 | 0 | 0 | 0 | 0 | 0 | 0 | 0
BART SO2 Annual Rate-Seminole 1&2 -v5.13 | 165 | 6313 | Rate Constraint in lbs/MMBtu | FALSE | L | Annual | Net Emissions Allowance Position | Thousand Tons | 0 | 0 | 0 | 0 | 0 | 0 | 0 | 0
BART SO2 Annual Rate-Seminole 1&2 -v5.13 | 165 | 6313 | Rate Constraint in lbs/MMBtu | FALSE | L | Annual | Fuel Consumed | TBtu | 0 | 0 | 0 | 0 | 0 | 0 | 0 | 0
BART SO2 Annual Rate-Seminole 1&2 -v5.13 | 165 | 6313 | Rate Constraint in lbs/MMBtu | FALSE | L | Annual | Rate | lb/MMBtu | 0 | 0 | 0 | 0 | 0 | 0 | 0 | 0
BART SO2 Annual Rate-Seminole 1&2 -v5.13 | 165 | 6313 | Rate Constraint in lbs/MMBtu | FALSE | L | Annual | Generation | TWh | 0 | 0 | 0 | 0 | 0 | 0 | 0 | 0
BART SO2 Annual Rate-Seminole 1&2 -v5.13 | 165 | 6313 | Rate Constraint in lbs/MMBtu | FALSE | L | Annual | Qualifying Generation | TWh | 0 | 0 | 0 | 0 | 0 | 0 | 0 | 0
BART SO2 Annual Rate-Seminole 1&2 -v5.13 | 165 | 6313 | Rate Constraint in lbs/MMBtu | FALSE | L | Annual | Rate | lb/MWh | 0 | 0 | 0 | 0 | 0 | 0 | 0 | 0
BART SO2 Annual Rate-Seminole 1&2 -v5.13 | 165 | 6313 | Rate Constraint in lbs/MMBtu | FALSE | L | Annual | Constraint Shadow Price | US2016$/Ton | 0 | 0 | 0 | 0 | 0 | 0 | 0 | 0
BART SO2 Annual- Roseton 1- v5.16 | 166 | 6678 | Rate Constraint in lbs/MMBtu | FALSE | L | Annual | Seasons Included | Seasons | Winter, WintShld, Summer | Winter, WintShld, Summer | Winter, WintShld, Summer | Winter, WintShld, Summer | Winter, WintShld, Summer | Winter, WintShld, Summer | Winter, WintShld, Summer | Winter, WintShld, Summer
BART SO2 Annual- Roseton 1- v5.16 | 166 | 6678 | Rate Constraint in lbs/MMBtu | FALSE | L | Annual | Standard SO2 | lb/MMBtu | 0.55 | 0.55 | 0.55 | 0.55 | 0.55 | 0.55 | 0.55 | 0.55
BART SO2 Annual- Roseton 1- v5.16 | 166 | 6678 | Rate Constraint in lbs/MMBtu | FALSE | L | Annual | Emissions at Affected Plants SO2 | Thousand Tons | 0 | 0 | 0 | 0 | 0 | 0 | 0 | 0
BART SO2 Annual- Roseton 1- v5.16 | 166 | 6678 | Rate Constraint in lbs/MMBtu | FALSE | L | Annual | Allowances Purchased SO2 | Thousand Tons | 0 | 0 | 0 | 0 | 0 | 0 | 0 | 0
BART SO2 Annual- Roseton 1- v5.16 | 166 | 6678 | Rate Constraint in lbs/MMBtu | FALSE | L | Annual | Allowances Sold SO2 | Thousand Tons | 0 | 0 | 0 | 0 | 0 | 0 | 0 | 0
BART SO2 Annual- Roseton 1- v5.16 | 166 | 6678 | Rate Constraint in lbs/MMBtu | FALSE | L | Annual | Allowances Banked | Thousand Tons | 0 | 0 | 0 | 0 | 0 | 0 | 0 | 0
BART SO2 Annual- Roseton 1- v5.16 | 166 | 6678 | Rate Constraint in lbs/MMBtu | FALSE | L | Annual | Allowances Withdrawn (1:1) | Thousand Tons | 0 | 0 | 0 | 0 | 0 | 0 | 0 | 0
BART SO2 Annual- Roseton 1- v5.16 | 166 | 6678 | Rate Constraint in lbs/MMBtu | FALSE | L | Annual | Allowances Withdrawn (n:1) | Thousand Tons | 0 | 0 | 0 | 0 | 0 | 0 | 0 | 0
BART SO2 Annual- Roseton 1- v5.16 | 166 | 6678 | Rate Constraint in lbs/MMBtu | FALSE | L | Annual | Net Emissions Allowance Position | Thousand Tons | 0 | 0 | 0 | 0 | 0 | 0 | 0 | 0
BART SO2 Annual- Roseton 1- v5.16 | 166 | 6678 | Rate Constraint in lbs/MMBtu | FALSE | L | Annual | Fuel Consumed | TBtu | 1.0161 | 1.0199 | 1.0161 | 1.0161 | 1.0161 | 0.65181 | 0.19989 | 0.19989
BART SO2 Annual- Roseton 1- v5.16 | 166 | 6678 | Rate Constraint in lbs/MMBtu | FALSE | L | Annual | Rate | lb/MMBtu | 0 | 0 | 0 | 0 | 0 | 0 | 0 | 0
BART SO2 Annual- Roseton 1- v5.16 | 166 | 6678 | Rate Constraint in lbs/MMBtu | FALSE | L | Annual | Generation | TWh | 0.08914 | 0.089472 | 0.08914 | 0.08914 | 0.08914 | 0.057182 | 0.017536 | 0.017536
BART SO2 Annual- Roseton 1- v5.16 | 166 | 6678 | Rate Constraint in lbs/MMBtu | FALSE | L | Annual | Qualifying Generation | TWh | 0.08914 | 0.089472 | 0.08914 | 0.08914 | 0.08914 | 0.057182 | 0.017536 | 0.017536
BART SO2 Annual- Roseton 1- v5.16 | 166 | 6678 | Rate Constraint in lbs/MMBtu | FALSE | L | Annual | Rate | lb/MWh | 0 | 0 | 0 | 0 | 0 | 0 | 0 | 0
BART SO2 Annual- Roseton 1- v5.16 | 166 | 6678 | Rate Constraint in lbs/MMBtu | FALSE | L | Annual | Constraint Shadow Price | US2016$/Ton | 0 | 0 | 0 | 0 | 0 | 0 | 0 | 0
BART SO2 Annual- Roseton 2- v5.16 | 167 | 6679 | Rate Constraint in lbs/MMBtu | FALSE | L | Annual | Seasons Included | Seasons | Winter, WintShld, Summer | Winter, WintShld, Summer | Winter, WintShld, Summer | Winter, WintShld, Summer | Winter, WintShld, Summer | Winter, WintShld, Summer | Winter, WintShld, Summer | Winter, WintShld, Summer
BART SO2 Annual- Roseton 2- v5.16 | 167 | 6679 | Rate Constraint in lbs/MMBtu | FALSE | L | Annual | Standard SO2 | lb/MMBtu | 0.55 | 0.55 | 0.55 | 0.55 | 0.55 | 0.55 | 0.55 | 0.55
BART SO2 Annual- Roseton 2- v5.16 | 167 | 6679 | Rate Constraint in lbs/MMBtu | FALSE | L | Annual | Emissions at Affected Plants SO2 | Thousand Tons | 0 | 0 | 0 | 0 | 0 | 0 | 0 | 0
BART SO2 Annual- Roseton 2- v5.16 | 167 | 6679 | Rate Constraint in lbs/MMBtu | FALSE | L | Annual | Allowances Purchased SO2 | Thousand Tons | 0 | 0 | 0 | 0 | 0 | 0 | 0 | 0
BART SO2 Annual- Roseton 2- v5.16 | 167 | 6679 | Rate Constraint in lbs/MMBtu | FALSE | L | Annual | Allowances Sold SO2 | Thousand Tons | 0 | 0 | 0 | 0 | 0 | 0 | 0 | 0
BART SO2 Annual- Roseton 2- v5.16 | 167 | 6679 | Rate Constraint in lbs/MMBtu | FALSE | L | Annual | Allowances Banked | Thousand Tons | 0 | 0 | 0 | 0 | 0 | 0 | 0 | 0
BART SO2 Annual- Roseton 2- v5.16 | 167 | 6679 | Rate Constraint in lbs/MMBtu | FALSE | L | Annual | Allowances Withdrawn (1:1) | Thousand Tons | 0 | 0 | 0 | 0 | 0 | 0 | 0 | 0
BART SO2 Annual- Roseton 2- v5.16 | 167 | 6679 | Rate Constraint in lbs/MMBtu | FALSE | L | Annual | Allowances Withdrawn (n:1) | Thousand Tons | 0 | 0 | 0 | 0 | 0 | 0 | 0 | 0
BART SO2 Annual- Roseton 2- v5.16 | 167 | 6679 | Rate Constraint in lbs/MMBtu | FALSE | L | Annual | Net Emissions Allowance Position | Thousand Tons | 0 | 0 | 0 | 0 | 0 | 0 | 0 | 0
BART SO2 Annual- Roseton 2- v5.16 | 167 | 6679 | Rate Constraint in lbs/MMBtu | FALSE | L | Annual | Fuel Consumed | TBtu | 1.0247 | 1.0287 | 1.0238 | 1.0238 | 1.0238 | 1.0238 | 0.2014 | 0.28096
BART SO2 Annual- Roseton 2- v5.16 | 167 | 6679 | Rate Constraint in lbs/MMBtu | FALSE | L | Annual | Rate | lb/MMBtu | 0 | 0 | 0 | 0 | 0 | 0 | 0 | 0
BART SO2 Annual- Roseton 2- v5.16 | 167 | 6679 | Rate Constraint in lbs/MMBtu | FALSE | L | Annual | Generation | TWh | 0.090073 | 0.09043 | 0.089996 | 0.089996 | 0.089996 | 0.089996 | 0.017704 | 0.024697
BART SO2 Annual- Roseton 2- v5.16 | 167 | 6679 | Rate Constraint in lbs/MMBtu | FALSE | L | Annual | Qualifying Generation | TWh | 0.090073 | 0.09043 | 0.089996 | 0.089996 | 0.089996 | 0.089996 | 0.017704 | 0.024697
BART SO2 Annual- Roseton 2- v5.16 | 167 | 6679 | Rate Constraint in lbs/MMBtu | FALSE | L | Annual | Rate | lb/MWh | 0 | 0 | 0 | 0 | 0 | 0 | 0 | 0
BART SO2 Annual- Roseton 2- v5.16 | 167 | 6679 | Rate Constraint in lbs/MMBtu | FALSE | L | Annual | Constraint Shadow Price | US2016$/Ton | 0 | 0 | 0 | 0 | 0 | 0 | 0 | 0
BART SO2 Annual- Sherburne County 1- v5.16 | 168 | 6653 | Rate Constraint in lbs/MMBtu | FALSE | L | Annual | Seasons Included | Seasons | Winter, WintShld, Summer | Winter, WintShld, Summer | Winter, WintShld, Summer | Winter, WintShld, Summer | Winter, WintShld, Summer | Winter, WintShld, Summer | Winter, WintShld, Summer | Winter, WintShld, Summer
BART SO2 Annual- Sherburne County 1- v5.16 | 168 | 6653 | Rate Constraint in lbs/MMBtu | FALSE | L | Annual | Standard SO2 | lb/MMBtu | 0.05 | 0.05 | 0.05 | 0.05 | 0.05 | 0.05 | 0.05 | 0.05
BART SO2 Annual- Sherburne County 1- v5.16 | 168 | 6653 | Rate Constraint in lbs/MMBtu | FALSE | L | Annual | Emissions at Affected Plants SO2 | Thousand Tons | 0.19191 | 0.20648 | 0 | 0 | 0 | 0 | 0 | 0
BART SO2 Annual- Sherburne County 1- v5.16 | 168 | 6653 | Rate Constraint in lbs/MMBtu | FALSE | L | Annual | Allowances Purchased SO2 | Thousand Tons | 0 | 0 | 0 | 0 | 0 | 0 | 0 | 0
BART SO2 Annual- Sherburne County 1- v5.16 | 168 | 6653 | Rate Constraint in lbs/MMBtu | FALSE | L | Annual | Allowances Sold SO2 | Thousand Tons | 0 | 0 | 0 | 0 | 0 | 0 | 0 | 0
BART SO2 Annual- Sherburne County 1- v5.16 | 168 | 6653 | Rate Constraint in lbs/MMBtu | FALSE | L | Annual | Allowances Banked | Thousand Tons | 0 | 0 | 0 | 0 | 0 | 0 | 0 | 0
BART SO2 Annual- Sherburne County 1- v5.16 | 168 | 6653 | Rate Constraint in lbs/MMBtu | FALSE | L | Annual | Allowances Withdrawn (1:1) | Thousand Tons | 0 | 0 | 0 | 0 | 0 | 0 | 0 | 0
BART SO2 Annual- Sherburne County 1- v5.16 | 168 | 6653 | Rate Constraint in lbs/MMBtu | FALSE | L | Annual | Allowances Withdrawn (n:1) | Thousand Tons | 0 | 0 | 0 | 0 | 0 | 0 | 0 | 0
BART SO2 Annual- Sherburne County 1- v5.16 | 168 | 6653 | Rate Constraint in lbs/MMBtu | FALSE | L | Annual | Net Emissions Allowance Position | Thousand Tons | 0.19191 | 0.20648 | 0 | 0 | 0 | 0 | 0 | 0
BART SO2 Annual- Sherburne County 1- v5.16 | 168 | 6653 | Rate Constraint in lbs/MMBtu | FALSE | L | Annual | Fuel Consumed | TBtu | 19.1822 | 20.6388 | 0 | 0 | 0 | 0 | 0 | 0
BART SO2 Annual- Sherburne County 1- v5.16 | 168 | 6653 | Rate Constraint in lbs/MMBtu | FALSE | L | Annual | Rate | lb/MMBtu | 0.020009 | 0.020009 | 0 | 0 | 0 | 0 | 0 | 0
BART SO2 Annual- Sherburne County 1- v5.16 | 168 | 6653 | Rate Constraint in lbs/MMBtu | FALSE | L | Annual | Generation | TWh | 1.8349 | 1.9742 | 0 | 0 | 0 | 0 | 0 | 0
BART SO2 Annual- Sherburne County 1- v5.16 | 168 | 6653 | Rate Constraint in lbs/MMBtu | FALSE | L | Annual | Qualifying Generation | TWh | 1.8349 | 1.9742 | 0 | 0 | 0 | 0 | 0 | 0
BART SO2 Annual- Sherburne County 1- v5.16 | 168 | 6653 | Rate Constraint in lbs/MMBtu | FALSE | L | Annual | Rate | lb/MWh | 0.20918 | 0.20918 | 0 | 0 | 0 | 0 | 0 | 0
BART SO2 Annual- Sherburne County 1- v5.16 | 168 | 6653 | Rate Constraint in lbs/MMBtu | FALSE | L | Annual | Constraint Shadow Price | US2016$/Ton | 0 | 0 | 0 | 0 | 0 | 0 | 0 | 0
BART SO2 Annual- Sherburne County 2- v5.16 | 169 | 6654 | Rate Constraint in lbs/MMBtu | FALSE | L | Annual | Seasons Included | Seasons | Winter, WintShld, Summer | Winter, WintShld, Summer | Winter, WintShld, Summer | Winter, WintShld, Summer | Winter, WintShld, Summer | Winter, WintShld, Summer | Winter, WintShld, Summer | Winter, WintShld, Summer
BART SO2 Annual- Sherburne County 2- v5.16 | 169 | 6654 | Rate Constraint in lbs/MMBtu | FALSE | L | Annual | Standard SO2 | lb/MMBtu | 0.05 | 0.05 | 0.05 | 0.05 | 0.05 | 0.05 | 0.05 | 0.05
BART SO2 Annual- Sherburne County 2- v5.16 | 169 | 6654 | Rate Constraint in lbs/MMBtu | FALSE | L | Annual | Emissions at Affected Plants SO2 | Thousand Tons | 0 | 0 | 0 | 0 | 0 | 0 | 0 | 0
BART SO2 Annual- Sherburne County 2- v5.16 | 169 | 6654 | Rate Constraint in lbs/MMBtu | FALSE | L | Annual | Allowances Purchased SO2 | Thousand Tons | 0 | 0 | 0 | 0 | 0 | 0 | 0 | 0
BART SO2 Annual- Sherburne County 2- v5.16 | 169 | 6654 | Rate Constraint in lbs/MMBtu | FALSE | L | Annual | Allowances Sold SO2 | Thousand Tons | 0 | 0 | 0 | 0 | 0 | 0 | 0 | 0
BART SO2 Annual- Sherburne County 2- v5.16 | 169 | 6654 | Rate Constraint in lbs/MMBtu | FALSE | L | Annual | Allowances Banked | Thousand Tons | 0 | 0 | 0 | 0 | 0 | 0 | 0 | 0
BART SO2 Annual- Sherburne County 2- v5.16 | 169 | 6654 | Rate Constraint in lbs/MMBtu | FALSE | L | Annual | Allowances Withdrawn (1:1) | Thousand Tons | 0 | 0 | 0 | 0 | 0 | 0 | 0 | 0
BART SO2 Annual- Sherburne County 2- v5.16 | 169 | 6654 | Rate Constraint in lbs/MMBtu | FALSE | L | Annual | Allowances Withdrawn (n:1) | Thousand Tons | 0 | 0 | 0 | 0 | 0 | 0 | 0 | 0
BART SO2 Annual- Sherburne County 2- v5.16 | 169 | 6654 | Rate Constraint in lbs/MMBtu | FALSE | L | Annual | Net Emissions Allowance Position | Thousand Tons | 0 | 0 | 0 | 0 | 0 | 0 | 0 | 0
BART SO2 Annual- Sherburne County 2- v5.16 | 169 | 6654 | Rate Constraint in lbs/MMBtu | FALSE | L | Annual | Fuel Consumed | TBtu | 0 | 0 | 0 | 0 | 0 | 0 | 0 | 0
BART SO2 Annual- Sherburne County 2- v5.16 | 169 | 6654 | Rate Constraint in lbs/MMBtu | FALSE | L | Annual | Rate | lb/MMBtu | 0 | 0 | 0 | 0 | 0 | 0 | 0 | 0
BART SO2 Annual- Sherburne County 2- v5.16 | 169 | 6654 | Rate Constraint in lbs/MMBtu | FALSE | L | Annual | Generation | TWh | 0 | 0 | 0 | 0 | 0 | 0 | 0 | 0
BART SO2 Annual- Sherburne County 2- v5.16 | 169 | 6654 | Rate Constraint in lbs/MMBtu | FALSE | L | Annual | Qualifying Generation | TWh | 0 | 0 | 0 | 0 | 0 | 0 | 0 | 0
BART SO2 Annual- Sherburne County 2- v5.16 | 169 | 6654 | Rate Constraint in lbs/MMBtu | FALSE | L | Annual | Rate | lb/MWh | 0 | 0 | 0 | 0 | 0 | 0 | 0 | 0
BART SO2 Annual- Sherburne County 2- v5.16 | 169 | 6654 | Rate Constraint in lbs/MMBtu | FALSE | L | Annual | Constraint Shadow Price | US2016$/Ton | 0 | 0 | 0 | 0 | 0 | 0 | 0 | 0
BART SO2 Annual- Sherburne County 3- v5.16 | 170 | 6655 | Rate Constraint in lbs/MMBtu | FALSE | L | Annual | Seasons Included | Seasons | Winter, WintShld, Summer | Winter, WintShld, Summer | Winter, WintShld, Summer | Winter, WintShld, Summer | Winter, WintShld, Summer | Winter, WintShld, Summer | Winter, WintShld, Summer | Winter, WintShld, Summer
BART SO2 Annual- Sherburne County 3- v5.16 | 170 | 6655 | Rate Constraint in lbs/MMBtu | FALSE | L | Annual | Standard SO2 | lb/MMBtu | 0.29 | 0.29 | 0.29 | 0.29 | 0.29 | 0.29 | 0.29 | 0.29
BART SO2 Annual- Sherburne County 3- v5.16 | 170 | 6655 | Rate Constraint in lbs/MMBtu | FALSE | L | Annual | Emissions at Affected Plants SO2 | Thousand Tons | 6.1632 | 5.3423 | 8.7328 | 8.7328 | 8.7328 | 8.7328 | 8.7328 | 8.7328
BART SO2 Annual- Sherburne County 3- v5.16 | 170 | 6655 | Rate Constraint in lbs/MMBtu | FALSE | L | Annual | Allowances Purchased SO2 | Thousand Tons | 0 | 0 | 0 | 0 | 0 | 0 | 0 | 0
BART SO2 Annual- Sherburne County 3- v5.16 | 170 | 6655 | Rate Constraint in lbs/MMBtu | FALSE | L | Annual | Allowances Sold SO2 | Thousand Tons | 0 | 0 | 0 | 0 | 0 | 0 | 0 | 0
BART SO2 Annual- Sherburne County 3- v5.16 | 170 | 6655 | Rate Constraint in lbs/MMBtu | FALSE | L | Annual | Allowances Banked | Thousand Tons | 0 | 0 | 0 | 0 | 0 | 0 | 0 | 0
BART SO2 Annual- Sherburne County 3- v5.16 | 170 | 6655 | Rate Constraint in lbs/MMBtu | FALSE | L | Annual | Allowances Withdrawn (1:1) | Thousand Tons | 0 | 0 | 0 | 0 | 0 | 0 | 0 | 0
BART SO2 Annual- Sherburne County 3- v5.16 | 170 | 6655 | Rate Constraint in lbs/MMBtu | FALSE | L | Annual | Allowances Withdrawn (n:1) | Thousand Tons | 0 | 0 | 0 | 0 | 0 | 0 | 0 | 0
BART SO2 Annual- Sherburne County 3- v5.16 | 170 | 6655 | Rate Constraint in lbs/MMBtu | FALSE | L | Annual | Net Emissions Allowance Position | Thousand Tons | 6.1632 | 5.3423 | 8.7328 | 8.7328 | 8.7328 | 8.7328 | 8.7328 | 8.7328
BART SO2 Annual- Sherburne County 3- v5.16 | 170 | 6655 | Rate Constraint in lbs/MMBtu | FALSE | L | Annual | Fuel Consumed | TBtu | 64.4974 | 64.4974 | 64.4974 | 64.4974 | 64.4974 | 64.4974 | 64.4974 | 64.4974
BART SO2 Annual- Sherburne County 3- v5.16 | 170 | 6655 | Rate Constraint in lbs/MMBtu | FALSE | L | Annual | Rate | lb/MMBtu | 0.19111 | 0.16566 | 0.2708 | 0.2708 | 0.2708 | 0.2708 | 0.2708 | 0.2708
BART SO2 Annual- Sherburne County 3- v5.16 | 170 | 6655 | Rate Constraint in lbs/MMBtu | FALSE | L | Annual | Generation | TWh | 6.2741 | 6.2741 | 6.2741 | 6.2741 | 6.2741 | 6.2741 | 6.2741 | 6.2741
BART SO2 Annual- Sherburne County 3- v5.16 | 170 | 6655 | Rate Constraint in lbs/MMBtu | FALSE | L | Annual | Qualifying Generation | TWh | 6.2741 | 6.2741 | 6.2741 | 6.2741 | 6.2741 | 6.2741 | 6.2741 | 6.2741
BART SO2 Annual- Sherburne County 3- v5.16 | 170 | 6655 | Rate Constraint in lbs/MMBtu | FALSE | L | Annual | Rate | lb/MWh | 1.9647 | 1.703 | 2.7838 | 2.7838 | 2.7838 | 2.7838 | 2.7838 | 2.7838
BART SO2 Annual- Sherburne County 3- v5.16 | 170 | 6655 | Rate Constraint in lbs/MMBtu | FALSE | L | Annual | Constraint Shadow Price | US2016$/Ton | 0 | 0 | 0 | 0 | 0 | 0 | 0 | 0
BART SO2 Annual- Transalta Centralia 1,2- v5.16 | 171 | 6729 | Rate Constraint in MTons | FALSE | L | Annual | Seasons Included | Seasons | Winter, WintShld, Summer | Winter, WintShld, Summer | Winter, WintShld, Summer | Winter, WintShld, Summer | Winter, WintShld, Summer | Winter, WintShld, Summer | Winter, WintShld, Summer | Winter, WintShld, Summer
BART SO2 Annual- Transalta Centralia 1,2- v5.16 | 171 | 6729 | Rate Constraint in MTons | FALSE | L | Annual | Standard SO2 | Thousand Tons | 10 | 10 | 10 | 10 | 10 | 10 | 10 | 10
BART SO2 Annual- Transalta Centralia 1,2- v5.16 | 171 | 6729 | Rate Constraint in MTons | FALSE | L | Annual | Emissions at Affected Plants SO2 | Thousand Tons | 0 | 0 | 0 | 0 | 0 | 0 | 0 | 0
BART SO2 Annual- Transalta Centralia 1,2- v5.16 | 171 | 6729 | Rate Constraint in MTons | FALSE | L | Annual | Allowances Purchased SO2 | Thousand Tons | 0 | 0 | 0 | 0 | 0 | 0 | 0 | 0
BART SO2 Annual- Transalta Centralia 1,2- v5.16 | 171 | 6729 | Rate Constraint in MTons | FALSE | L | Annual | Allowances Sold SO2 | Thousand Tons | 0 | 0 | 0 | 0 | 0 | 0 | 0 | 0
BART SO2 Annual- Transalta Centralia 1,2- v5.16 | 171 | 6729 | Rate Constraint in MTons | FALSE | L | Annual | Allowances Banked | Thousand Tons | 0 | 0 | 0 | 0 | 0 | 0 | 0 | 0
BART SO2 Annual- Transalta Centralia 1,2- v5.16 | 171 | 6729 | Rate Constraint in MTons | FALSE | L | Annual | Allowances Withdrawn (1:1) | Thousand Tons | 0 | 0 | 0 | 0 | 0 | 0 | 0 | 0
BART SO2 Annual- Transalta Centralia 1,2- v5.16 | 171 | 6729 | Rate Constraint in MTons | FALSE | L | Annual | Allowances Withdrawn (n:1) | Thousand Tons | 0 | 0 | 0 | 0 | 0 | 0 | 0 | 0
BART SO2 Annual- Transalta Centralia 1,2- v5.16 | 171 | 6729 | Rate Constraint in MTons | FALSE | L | Annual | Net Emissions Allowance Position | Thousand Tons | 0 | 0 | 0 | 0 | 0 | 0 | 0 | 0
BART SO2 Annual- Transalta Centralia 1,2- v5.16 | 171 | 6729 | Rate Constraint in MTons | FALSE | L | Annual | Fuel Consumed | TBtu | 0 | 0 | 0 | 0 | 0 | 0 | 0 | 0
BART SO2 Annual- Transalta Centralia 1,2- v5.16 | 171 | 6729 | Rate Constraint in MTons | FALSE | L | Annual | Rate | lb/MMBtu | 0 | 0 | 0 | 0 | 0 | 0 | 0 | 0
BART SO2 Annual- Transalta Centralia 1,2- v5.16 | 171 | 6729 | Rate Constraint in MTons | FALSE | L | Annual | Generation | TWh | 0 | 0 | 0 | 0 | 0 | 0 | 0 | 0
BART SO2 Annual- Transalta Centralia 1,2- v5.16 | 171 | 6729 | Rate Constraint in MTons | FALSE | L | Annual | Qualifying Generation | TWh | 0 | 0 | 0 | 0 | 0 | 0 | 0 | 0
BART SO2 Annual- Transalta Centralia 1,2- v5.16 | 171 | 6729 | Rate Constraint in MTons | FALSE | L | Annual | Rate | lb/MWh | 0 | 0 | 0 | 0 | 0 | 0 | 0 | 0
BART SO2 Annual- Transalta Centralia 1,2- v5.16 | 171 | 6729 | Rate Constraint in MTons | FALSE | L | Annual | Constraint Shadow Price | US2016$/Ton | 0 | 0 | 0 | 0 | 0 | 0 | 0 | 0
BART SO2 Annual-Apache Station 2 -v5.13 | 174 | 5867 | Rate Constraint in lbs/MMBtu | FALSE | L | Annual | Seasons Included | Seasons | Winter, WintShld, Summer | Winter, WintShld, Summer | Winter, WintShld, Summer | Winter, WintShld, Summer | Winter, WintShld, Summer | Winter, WintShld, Summer | Winter, WintShld, Summer | Winter, WintShld, Summer
BART SO2 Annual-Apache Station 2 -v5.13 | 174 | 5867 | Rate Constraint in lbs/MMBtu | FALSE | L | Annual | Standard SO2 | lb/MMBtu | 0.00064 | 0.00064 | 0.00064 | 0.00064 | 0.00064 | 0.00064 | 0.00064 | 0.00064
BART SO2 Annual-Apache Station 2 -v5.13 | 174 | 5867 | Rate Constraint in lbs/MMBtu | FALSE | L | Annual | Emissions at Affected Plants SO2 | Thousand Tons | 0 | 0 | 0 | 0 | 0 | 0 | 0 | 0
BART SO2 Annual-Apache Station 2 -v5.13 | 174 | 5867 | Rate Constraint in lbs/MMBtu | FALSE | L | Annual | Allowances Purchased SO2 | Thousand Tons | 0 | 0 | 0 | 0 | 0 | 0 | 0 | 0
BART SO2 Annual-Apache Station 2 -v5.13 | 174 | 5867 | Rate Constraint in lbs/MMBtu | FALSE | L | Annual | Allowances Sold SO2 | Thousand Tons | 0 | 0 | 0 | 0 | 0 | 0 | 0 | 0
BART SO2 Annual-Apache Station 2 -v5.13 | 174 | 5867 | Rate Constraint in lbs/MMBtu | FALSE | L | Annual | Allowances Banked | Thousand Tons | 0 | 0 | 0 | 0 | 0 | 0 | 0 | 0
BART SO2 Annual-Apache Station 2 -v5.13 | 174 | 5867 | Rate Constraint in lbs/MMBtu | FALSE | L | Annual | Allowances Withdrawn (1:1) | Thousand Tons | 0 | 0 | 0 | 0 | 0 | 0 | 0 | 0
BART SO2 Annual-Apache Station 2 -v5.13 | 174 | 5867 | Rate Constraint in lbs/MMBtu | FALSE | L | Annual | Allowances Withdrawn (n:1) | Thousand Tons | 0 | 0 | 0 | 0 | 0 | 0 | 0 | 0
BART SO2 Annual-Apache Station 2 -v5.13 | 174 | 5867 | Rate Constraint in lbs/MMBtu | FALSE | L | Annual | Net Emissions Allowance Position | Thousand Tons | 0 | 0 | 0 | 0 | 0 | 0 | 0 | 0
BART SO2 Annual-Apache Station 2 -v5.13 | 174 | 5867 | Rate Constraint in lbs/MMBtu | FALSE | L | Annual | Fuel Consumed | TBtu | 0 | 0 | 0 | 0.14692 | 0.31419 | 0.31419 | 0.0090573 | 0.0090573
BART SO2 Annual-Apache Station 2 -v5.13 | 174 | 5867 | Rate Constraint in lbs/MMBtu | FALSE | L | Annual | Rate | lb/MMBtu | 0 | 0 | 0 | 0 | 0 | 0 | 0 | 0
BART SO2 Annual-Apache Station 2 -v5.13 | 174 | 5867 | Rate Constraint in lbs/MMBtu | FALSE | L | Annual | Generation | TWh | 0 | 0 | 0 | 0.013447 | 0.028757 | 0.028757 | 0.00082896 | 0.00082896
BART SO2 Annual-Apache Station 2 -v5.13 | 174 | 5867 | Rate Constraint in lbs/MMBtu | FALSE | L | Annual | Qualifying Generation | TWh | 0 | 0 | 0 | 0.013447 | 0.028757 | 0.028757 | 0.00082896 | 0.00082896
BART SO2 Annual-Apache Station 2 -v5.13 | 174 | 5867 | Rate Constraint in lbs/MMBtu | FALSE | L | Annual | Rate | lb/MWh | 0 | 0 | 0 | 0 | 0 | 0 | 0 | 0
BART SO2 Annual-Apache Station 2 -v5.13 | 174 | 5867 | Rate Constraint in lbs/MMBtu | FALSE | L | Annual | Constraint Shadow Price | US2016$/Ton | 0 | 0 | 0 | 0 | 0 | 0 | 0 | 0
BART SO2 Annual-Apache Station 3 -v5.13 | 175 | 5868 | Rate Constraint in lbs/MMBtu | FALSE | L | Annual | Seasons Included | Seasons | Winter, WintShld, Summer | Winter, WintShld, Summer | Winter, WintShld, Summer | Winter, WintShld, Summer | Winter, WintShld, Summer | Winter, WintShld, Summer | Winter, WintShld, Summer | Winter, WintShld, Summer
BART SO2 Annual-Apache Station 3 -v5.13 | 175 | 5868 | Rate Constraint in lbs/MMBtu | FALSE | L | Annual | Standard SO2 | lb/MMBtu | 0.15 | 0.15 | 0.15 | 0.15 | 0.15 | 0.15 | 0.15 | 0.15
BART SO2 Annual-Apache Station 3 -v5.13 | 175 | 5868 | Rate Constraint in lbs/MMBtu | FALSE | L | Annual | Emissions at Affected Plants SO2 | Thousand Tons | 0 | 0 | 0 | 0 | 0.090265 | 0.13874 | 0.23274 | 0.14107
BART SO2 Annual-Apache Station 3 -v5.13 | 175 | 5868 | Rate Constraint in lbs/MMBtu | FALSE | L | Annual | Allowances Purchased SO2 | Thousand Tons | 0 | 0 | 0 | 0 | 0 | 0 | 0 | 0
BART SO2 Annual-Apache Station 3 -v5.13 | 175 | 5868 | Rate Constraint in lbs/MMBtu | FALSE | L | Annual | Allowances Sold SO2 | Thousand Tons | 0 | 0 | 0 | 0 | 0 | 0 | 0 | 0
BART SO2 Annual-Apache Station 3 -v5.13 | 175 | 5868 | Rate Constraint in lbs/MMBtu | FALSE | L | Annual | Allowances Banked | Thousand Tons | 0 | 0 | 0 | 0 | 0 | 0 | 0 | 0
BART SO2 Annual-Apache Station 3 -v5.13 | 175 | 5868 | Rate Constraint in lbs/MMBtu | FALSE | L | Annual | Allowances Withdrawn (1:1) | Thousand Tons | 0 | 0 | 0 | 0 | 0 | 0 | 0 | 0
BART SO2 Annual-Apache Station 3 -v5.13 | 175 | 5868 | Rate Constraint in lbs/MMBtu | FALSE | L | Annual | Allowances Withdrawn (n:1) | Thousand Tons | 0 | 0 | 0 | 0 | 0 | 0 | 0 | 0
BART SO2 Annual-Apache Station 3 -v5.13 | 175 | 5868 | Rate Constraint in lbs/MMBtu | FALSE | L | Annual | Net Emissions Allowance Position | Thousand Tons | 0 | 0 | 0 | 0 | 0.090265 | 0.13874 | 0.23274 | 0.14107
BART SO2 Annual-Apache Station 3 -v5.13 | 175 | 5868 | Rate Constraint in lbs/MMBtu | FALSE | L | Annual | Fuel Consumed | TBtu | 0 | 0 | 0 | 0 | 2.3042 | 3.5416 | 5.9411 | 3.6012
BART SO2 Annual-Apache Station 3 -v5.13 | 175 | 5868 | Rate Constraint in lbs/MMBtu | FALSE | L | Annual | Rate | lb/MMBtu | 0 | 0 | 0 | 0 | 0.078348 | 0.078348 | 0.078348 | 0.078348
BART SO2 Annual-Apache Station 3 -v5.13 | 175 | 5868 | Rate Constraint in lbs/MMBtu | FALSE | L | Annual | Generation | TWh | 0 | 0 | 0 | 0 | 0.20243 | 0.31114 | 0.52194 | 0.31638
BART SO2 Annual-Apache Station 3 -v5.13 | 175 | 5868 | Rate Constraint in lbs/MMBtu | FALSE | L | Annual | Qualifying Generation | TWh | 0 | 0 | 0 | 0 | 0.20243 | 0.31114 | 0.52194 | 0.31638
BART SO2 Annual-Apache Station 3 -v5.13 | 175 | 5868 | Rate Constraint in lbs/MMBtu | FALSE | L | Annual | Rate | lb/MWh | 0 | 0 | 0 | 0 | 0.89182 | 0.89182 | 0.89182 | 0.89179
BART SO2 Annual-Apache Station 3 -v5.13 | 175 | 5868 | Rate Constraint in lbs/MMBtu | FALSE | L | Annual | Constraint Shadow Price | US2016$/Ton | 0 | 0 | 0 | 0 | 0 | 0 | 0 | 0
BART SO2 Annual-Campbell 1 -v5.14 | 176 | 6117 | Rate Constraint in lbs/MMBtu | FALSE | L | Annual | Seasons Included | Seasons | Winter, WintShld, Summer | Winter, WintShld, Summer | Winter, WintShld, Summer | Winter, WintShld, Summer | Winter, WintShld, Summer | Winter, WintShld, Summer | Winter, WintShld, Summer | Winter, WintShld, Summer
BART SO2 Annual-Campbell 1 -v5.14 | 176 | 6117 | Rate Constraint in lbs/MMBtu | FALSE | L | Annual | Standard SO2 | lb/MMBtu | 0.29 | 0.29 | 0.29 | 0.29 | 0.29 | 0.29 | 0.29 | 0.29
BART SO2 Annual-Campbell 1 -v5.14 | 176 | 6117 | Rate Constraint in lbs/MMBtu | FALSE | L | Annual | Emissions at Affected Plants SO2 | Thousand Tons | 0.88751 | 1.0669 | 1.2564 | 1.4972 | 1.3536 | 1.3536 | 1.4972 | 1.3536
BART SO2 Annual-Campbell 1 -v5.14 | 176 | 6117 | Rate Constraint in lbs/MMBtu | FALSE | L | Annual | Allowances Purchased SO2 | Thousand Tons | 0 | 0 | 0 | 0 | 0 | 0 | 0 | 0
BART SO2 Annual-Campbell 1 -v5.14 | 176 | 6117 | Rate Constraint in lbs/MMBtu | FALSE | L | Annual | Allowances Sold SO2 | Thousand Tons | 0 | 0 | 0 | 0 | 0 | 0 | 0 | 0
BART SO2 Annual-Campbell 1 -v5.14 | 176 | 6117 | Rate Constraint in lbs/MMBtu | FALSE | L | Annual | Allowances Banked | Thousand Tons | 0 | 0 | 0 | 0 | 0 | 0 | 0 | 0
BART SO2 Annual-Campbell 1 -v5.14 | 176 | 6117 | Rate Constraint in lbs/MMBtu | FALSE | L | Annual | Allowances Withdrawn (1:1) | Thousand Tons | 0 | 0 | 0 | 0 | 0 | 0 | 0 | 0
BART SO2 Annual-Campbell 1 -v5.14 | 176 | 6117 | Rate Constraint in lbs/MMBtu | FALSE | L | Annual | Allowances Withdrawn (n:1) | Thousand Tons | 0 | 0 | 0 | 0 | 0 | 0 | 0 | 0
BART SO2 Annual-Campbell 1 -v5.14 | 176 | 6117 | Rate Constraint in lbs/MMBtu | FALSE | L | Annual | Net Emissions Allowance Position | Thousand Tons | 0.88751 | 1.0669 | 1.2564 | 1.4972 | 1.3536 | 1.3536 | 1.4972 | 1.3536
BART SO2 Annual-Campbell 1 -v5.14 | 176 | 6117 | Rate Constraint in lbs/MMBtu | FALSE | L | Annual | Fuel Consumed | TBtu | 8.4958 | 8.9196 | 8.665 | 10.3257 | 9.3352 | 9.3352 | 10.3257 | 9.3352
BART SO2 Annual-Campbell 1 -v5.14 | 176 | 6117 | Rate Constraint in lbs/MMBtu | FALSE | L | Annual | Rate | lb/MMBtu | 0.20893 | 0.23922 | 0.29 | 0.29 | 0.29 | 0.29 | 0.29 | 0.29
BART SO2 Annual-Campbell 1 -v5.14 | 176 | 6117 | Rate Constraint in lbs/MMBtu | FALSE | L | Annual | Generation | TWh | 0.79686 | 0.8366 | 0.81272 | 0.96849 | 0.87558 | 0.87558 | 0.96849 | 0.87558
BART SO2 Annual-Campbell 1 -v5.14 | 176 | 6117 | Rate Constraint in lbs/MMBtu | FALSE | L | Annual | Qualifying Generation | TWh | 0.79686 | 0.8366 | 0.81272 | 0.96849 | 0.87558 | 0.87558 | 0.96849 | 0.87558
BART SO2 Annual-Campbell 1 -v5.14 | 176 | 6117 | Rate Constraint in lbs/MMBtu | FALSE | L | Annual | Rate | lb/MWh | 2.2275 | 2.5505 | 3.0919 | 3.0919 | 3.0919 | 3.0919 | 3.0919 | 3.0919
BART SO2 Annual-Campbell 1 -v5.14 | 176 | 6117 | Rate Constraint in lbs/MMBtu | FALSE | L | Annual | Constraint Shadow Price | US2016$/Ton | 0 | 0 | 561.236 | 1657.8313 | 1718.7474 | 1521.8118 | 0 | 0
BART SO2 Annual-Campbell 2 -v5.14 | 177 | 6118 | Rate Constraint in lbs/MMBtu | FALSE | L | Annual | Seasons Included | Seasons | Winter, WintShld, Summer | Winter, WintShld, Summer | Winter, WintShld, Summer | Winter, WintShld, Summer | Winter, WintShld, Summer | Winter, WintShld, Summer | Winter, WintShld, Summer | Winter, WintShld, Summer
BART SO2 Annual-Campbell 2 -v5.14 | 177 | 6118 | Rate Constraint in lbs/MMBtu | FALSE | L | Annual | Standard SO2 | lb/MMBtu | 0.32 | 0.32 | 0.32 | 0.32 | 0.32 | 0.32 | 0.32 | 0.32
BART SO2 Annual-Campbell 2 -v5.14 | 177 | 6118 | Rate Constraint in lbs/MMBtu | FALSE | L | Annual | Emissions at Affected Plants SO2 | Thousand Tons | 1.0342 | 1.196 | 1.6539 | 1.9987 | 1.9757 | 1.9757 | 1.9757 | 0
BART SO2 Annual-Campbell 2 -v5.14 | 177 | 6118 | Rate Constraint in lbs/MMBtu | FALSE | L | Annual | Allowances Purchased SO2 | Thousand Tons | 0 | 0 | 0 | 0 | 0 | 0 | 0 | 0
BART SO2 Annual-Campbell 2 -v5.14 | 177 | 6118 | Rate Constraint in lbs/MMBtu | FALSE | L | Annual | Allowances Sold SO2 | Thousand Tons | 0 | 0 | 0 | 0 | 0 | 0 | 0 | 0
BART SO2 Annual-Campbell 2 -v5.14 | 177 | 6118 | Rate Constraint in lbs/MMBtu | FALSE | L | Annual | Allowances Banked | Thousand Tons | 0 | 0 | 0 | 0 | 0 | 0 | 0 | 0
BART SO2 Annual-Campbell 2 -v5.14 | 177 | 6118 | Rate Constraint in lbs/MMBtu | FALSE | L | Annual | Allowances Withdrawn (1:1) | Thousand Tons | 0 | 0 | 0 | 0 | 0 | 0 | 0 | 0
BART SO2 Annual-Campbell 2 -v5.14 | 177 | 6118 | Rate Constraint in lbs/MMBtu | FALSE | L | Annual | Allowances Withdrawn (n:1) | Thousand Tons | 0 | 0 | 0 | 0 | 0 | 0 | 0 | 0
BART SO2 Annual-Campbell 2 -v5.14 | 177 | 6118 | Rate Constraint in lbs/MMBtu | FALSE | L | Annual | Net Emissions Allowance Position | Thousand Tons | 1.0342 | 1.196 | 1.6539 | 1.9987 | 1.9757 | 1.9757 | 1.9757 | 0
BART SO2 Annual-Campbell 2 -v5.14 | 177 | 6118 | Rate Constraint in lbs/MMBtu | FALSE | L | Annual | Fuel Consumed | TBtu | 9.8998 | 9.9996 | 10.3371 | 12.4917 | 12.3482 | 12.3482 | 12.3482 | 0
BART SO2 Annual-Campbell 2 -v5.14 | 177 | 6118 | Rate Constraint in lbs/MMBtu | FALSE | L | Annual | Rate | lb/MMBtu | 0.20893 | 0.23922 | 0.32 | 0.32 | 0.32 | 0.32 | 0.32 | 0
BART SO2 Annual-Campbell 2 -v5.14 | 177 | 6118 | Rate Constraint in lbs/MMBtu | FALSE | L | Annual | Generation | TWh | 0.91582 | 0.92505 | 0.95627 | 1.1556 | 1.1423 | 1.1423 | 1.1423 | 0
BART SO2 Annual-Campbell 2 -v5.14 | 177 | 6118 | Rate Constraint in lbs/MMBtu | FALSE | L | Annual | Qualifying Generation | TWh | 0.91582 | 0.92505 | 0.95627 | 1.1556 | 1.1423 | 1.1423 | 1.1423 | 0
BART SO2 Annual-Campbell 2 -v5.14 | 177 | 6118 | Rate Constraint in lbs/MMBtu | FALSE | L | Annual | Rate | lb/MWh | 2.2585 | 2.5859 | 3.4591 | 3.4591 | 3.4591 | 3.4591 | 3.4591 | 0
BART SO2 Annual-Campbell 2 -v5.14 | 177 | 6118 | Rate Constraint in lbs/MMBtu | FALSE | L | Annual | Constraint Shadow Price | US2016$/Ton | 0 | 0 | 561.236 | 0 | 0 | 1521.8118 | 1198.3101 | 188.0293
BART SO2 Annual-Campbell 3 -v5.14 | 178 | 6119 | Rate Constraint in lbs/MMBtu | FALSE | L | Annual | Seasons Included | Seasons | Winter, WintShld, Summer | Winter, WintShld, Summer | Winter, WintShld, Summer | Winter, WintShld, Summer | Winter, WintShld, Summer | Winter, WintShld, Summer | Winter, WintShld, Summer | Winter, WintShld, Summer
BART SO2 Annual-Campbell 3 -v5.14 | 178 | 6119 | Rate Constraint in lbs/MMBtu | FALSE | L | Annual | Standard SO2 | lb/MMBtu | 0.07 | 0.07 | 0.07 | 0.07 | 0.07 | 0.07 | 0.07 | 0.07
BART SO2 Annual-Campbell 3 -v5.14 | 178 | 6119 | Rate Constraint in lbs/MMBtu | FALSE | L | Annual | Emissions at Affected Plants SO2 | Thousand Tons | 1.395 | 1.4762 | 1.4954 | 1.7037 | 1.5445 | 1.5445 | 1.5445 | 1.2029
BART SO2 Annual-Campbell 3 -v5.14 | 178 | 6119 | Rate Constraint in lbs/MMBtu | FALSE | L | Annual | Allowances Purchased SO2 | Thousand Tons | 0 | 0 | 0 | 0 | 0 | 0 | 0 | 0
BART SO2 Annual-Campbell 3 -v5.14 | 178 | 6119 | Rate Constraint in lbs/MMBtu | FALSE | L | Annual | Allowances Sold SO2 | Thousand Tons | 0 | 0 | 0 | 0 | 0 | 0 | 0 | 0
BART SO2 Annual-Campbell 3 -v5.14 | 178 | 6119 | Rate Constraint in lbs/MMBtu | FALSE | L | Annual | Allowances Banked | Thousand Tons | 0 | 0 | 0 | 0 | 0 | 0 | 0 | 0
BART SO2 Annual-Campbell 3 -v5.14 | 178 | 6119 | Rate Constraint in lbs/MMBtu | FALSE | L | Annual | Allowances Withdrawn (1:1) | Thousand Tons | 0 | 0 | 0 | 0 | 0 | 0 | 0 | 0
BART SO2 Annual-Campbell 3 -v5.14 | 178 | 6119 | Rate Constraint in lbs/MMBtu | FALSE | L | Annual | Allowances Withdrawn (n:1) | Thousand Tons | 0 | 0 | 0 | 0 | 0 | 0 | 0 | 0
BART SO2 Annual-Campbell 3 -v5.14 | 178 | 6119 | Rate Constraint in lbs/MMBtu | FALSE | L | Annual | Net Emissions Allowance Position | Thousand Tons | 1.395 | 1.4762 | 1.4954 | 1.7037 | 1.5445 | 1.5445 | 1.5445 | 1.2029
BART SO2 Annual-Campbell 3 -v5.14 | 178 | 6119 | Rate Constraint in lbs/MMBtu | FALSE | L | Annual | Fuel Consumed | TBtu | 52.0503 | 55.0777 | 55.7964 | 63.5674 | 57.6289 | 57.6289 | 57.6289 | 44.8824
BART SO2 Annual-Campbell 3 -v5.14 | 178 | 6119 | Rate Constraint in lbs/MMBtu | FALSE | L | Annual | Rate | lb/MMBtu | 0.053603 | 0.053603 | 0.053603 | 0.053603 | 0.053603 | 0.053603 | 0.053603 | 0.053603
BART SO2 Annual-Campbell 3 -v5.14 | 178 | 6119 | Rate Constraint in lbs/MMBtu | FALSE | L | Annual | Generation | TWh | 4.9028 | 5.1879 | 5.2556 | 5.9876 | 5.4282 | 5.4282 | 5.4282 | 4.2276
BART SO2 Annual-Campbell 3 -v5.14 | 178 | 6119 | Rate Constraint in lbs/MMBtu | FALSE | L | Annual | Qualifying Generation | TWh | 4.9028 | 5.1879 | 5.2556 | 5.9876 | 5.4282 | 5.4282 | 5.4282 | 4.2276
BART SO2 Annual-Campbell 3 -v5.14 | 178 | 6119 | Rate Constraint in lbs/MMBtu | FALSE | L | Annual | Rate | lb/MWh | 0.56908 | 0.56908 | 0.56908 | 0.56908 | 0.56908 | 0.56908 | 0.56908 | 0.56908
BART SO2 Annual-Campbell 3 -v5.14 | 178 | 6119 | Rate Constraint in lbs/MMBtu | FALSE | L | Annual | Constraint Shadow Price | US2016$/Ton | 0 | 0 | 0 | 0 | 0 | 0 | 0 | 0
BART SO2 Annual-Cherokee 4 -v5.13 | 179 | 5874 | Rate Constraint in MTons | FALSE | L | Annual | Seasons Included | Seasons | Winter, WintShld, Summer | Winter, WintShld, Summer | Winter, WintShld, Summer | Winter, WintShld, Summer | Winter, WintShld, Summer | Winter, WintShld, Summer | Winter, WintShld, Summer | Winter, WintShld, Summer
BART SO2 Annual-Cherokee 4 -v5.13 | 179 | 5874 | Rate Constraint in MTons | FALSE | L | Annual | Standard SO2 | Thousand Tons | 0.00781 | 0.00781 | 0.00781 | 0.00781 | 0.00781 | 0.00781 | 0.00781 | 0.00781
BART SO2 Annual-Cherokee 4 -v5.13 | 179 | 5874 | Rate Constraint in MTons | FALSE | L | Annual | Emissions at Affected Plants SO2 | Thousand Tons | 0 | 0 | 0 | 0 | 0 | 0 | 0 | 0
BART SO2 Annual-Cherokee 4 -v5.13 | 179 | 5874 | Rate Constraint in MTons | FALSE | L | Annual | Allowances Purchased SO2 | Thousand Tons | 0 | 0 | 0 | 0 | 0 | 0 | 0 | 0
BART SO2 Annual-Cherokee 4 -v5.13 | 179 | 5874 | Rate Constraint in MTons | FALSE | L | Annual | Allowances Sold SO2 | Thousand Tons | 0 | 0 | 0 | 0 | 0 | 0 | 0 | 0
BART SO2 Annual-Cherokee 4 -v5.13 | 179 | 5874 | Rate Constraint in MTons | FALSE | L | Annual | Allowances Banked | Thousand Tons | 0 | 0 | 0 | 0 | 0 | 0 | 0 | 0
BART SO2 Annual-Cherokee 4 -v5.13 | 179 | 5874 | Rate Constraint in MTons | FALSE | L | Annual | Allowances Withdrawn (1:1) | Thousand Tons | 0 | 0 | 0 | 0 | 0 | 0 | 0 | 0
BART SO2 Annual-Cherokee 4 -v5.13 | 179 | 5874 | Rate Constraint in MTons | FALSE | L | Annual | Allowances Withdrawn (n:1) | Thousand Tons | 0 | 0 | 0 | 0 | 0 | 0 | 0 | 0
BART SO2 Annual-Cherokee 4 -v5.13 | 179 | 5874 | Rate Constraint in MTons | FALSE | L | Annual | Net Emissions Allowance Position | Thousand Tons | 0 | 0 | 0 | 0 | 0 | 0 | 0 | 0
BART SO2 Annual-Cherokee 4 -v5.13 | 179 | 5874 | Rate Constraint in MTons | FALSE | L | Annual | Fuel Consumed | TBtu | 1.1422 | 2.1821 | 2.195 | 2.6029 | 3.5412 | 4.1128 | 3.5911 | 3.5045
BART SO2 Annual-Cherokee 4 -v5.13 | 179 | 5874 | Rate Constraint in MTons | FALSE | L | Annual | Rate | lb/MMBtu | 0 | 0 | 0 | 0 | 0 | 0 | 0 | 0
BART SO2 Annual-Cherokee 4 -v5.13 | 179 | 5874 | Rate Constraint in MTons | FALSE | L | Annual | Generation | TWh | 0.10767 | 0.2057 | 0.20692 | 0.24537 | 0.33382 | 0.38771 | 0.33853 | 0.33036
BART SO2 Annual-Cherokee 4 -v5.13 | 179 | 5874 | Rate Constraint in MTons | FALSE | L | Annual | Qualifying Generation | TWh | 0.10767 | 0.2057 | 0.20692 | 0.24537 | 0.33382 | 0.38771 | 0.33853 | 0.33036
BART SO2 Annual-Cherokee 4 -v5.13 | 179 | 5874 | Rate Constraint in MTons | FALSE | L | Annual | Rate | lb/MWh | 0 | 0 | 0 | 0 | 0 | 0 | 0 | 0
BART SO2 Annual-Cherokee 4 -v5.13 | 179 | 5874 | Rate Constraint in MTons | FALSE | L | Annual | Constraint Shadow Price | US2016$/Ton | 0 | 0 | 0 | 0 | 0 | 0 | 0 | 0
BART SO2 Annual-Cholla 3 -v5.13 | 180 | 5870 | Rate Constraint in lbs/MMBtu | FALSE | L | Annual | Seasons Included | Seasons | Winter, WintShld, Summer | Winter, WintShld, Summer | Winter, WintShld, Summer | Winter, WintShld, Summer | Winter, WintShld, Summer | Winter, WintShld, Summer | Winter, WintShld, Summer | Winter, WintShld, Summer
BART SO2 Annual-Cholla 3 -v5.13 | 180 | 5870 | Rate Constraint in lbs/MMBtu | FALSE | L | Annual | Standard SO2 | lb/MMBtu | 0.15 | 0.15 | 0.0006 | 0.0006 | 0.0006 | 0.0006 | 0.0006 | 0.0006
BART SO2 Annual-Cholla 3 -v5.13 | 180 | 5870 | Rate Constraint in lbs/MMBtu | FALSE | L | Annual | Emissions at Affected Plants SO2 | Thousand Tons | 1.196 | 1.196 | 0 | 0 | 0 | 0 | 0 | 0
BART SO2 Annual-Cholla 3 -v5.13 | 180 | 5870 | Rate Constraint in lbs/MMBtu | FALSE | L | Annual | Allowances Purchased SO2 | Thousand Tons | 0 | 0 | 0 | 0 | 0 | 0 | 0 | 0
BART SO2 Annual-Cholla 3 -v5.13 | 180 | 5870 | Rate Constraint in lbs/MMBtu | FALSE | L | Annual | Allowances Sold SO2 | Thousand Tons | 0 | 0 | 0 | 0 | 0 | 0 | 0 | 0
BART SO2 Annual-Cholla 3 -v5.13 | 180 | 5870 | Rate Constraint in lbs/MMBtu | FALSE | L | Annual | Allowances Banked | Thousand Tons | 0 | 0 | 0 | 0 | 0 | 0 | 0 | 0
BART SO2 Annual-Cholla 3 -v5.13 | 180 | 5870 | Rate Constraint in lbs/MMBtu | FALSE | L | Annual | Allowances Withdrawn (1:1) | Thousand Tons | 0 | 0 | 0 | 0 | 0 | 0 | 0 | 0
BART SO2 Annual-Cholla 3 -v5.13 | 180 | 5870 | Rate Constraint in lbs/MMBtu | FALSE | L | Annual | Allowances Withdrawn (n:1) | Thousand Tons | 0 | 0 | 0 | 0 | 0 | 0 | 0 | 0
BART SO2 Annual-Cholla 3 -v5.13 | 180 | 5870 | Rate Constraint in lbs/MMBtu | FALSE | L | Annual | Net Emissions Allowance Position | Thousand Tons | 1.196 | 1.196 | 0 | 0 | 0 | 0 | 0 | 0
BART SO2 Annual-Cholla 3 -v5.13 | 180 | 5870 | Rate Constraint in lbs/MMBtu | FALSE | L | Annual | Fuel Consumed | TBtu | 20.9724 | 20.9724 | 0 | 0 | 0 | 0 | 0 | 0
BART SO2 Annual-Cholla 3 -v5.13 | 180 | 5870 | Rate Constraint in lbs/MMBtu | FALSE | L | Annual | Rate | lb/MMBtu | 0.11406 | 0.11406 | 0 | 0 | 0 | 0 | 0 | 0
BART SO2 Annual-Cholla 3 -v5.13 | 180 | 5870 | Rate Constraint in lbs/MMBtu | FALSE | L | Annual | Generation | TWh | 1.8735 | 1.8735 | 0 | 0 | 0 | 0 | 0 | 0
BART SO2 Annual-Cholla 3 -v5.13 | 180 | 5870 | Rate Constraint in lbs/MMBtu | FALSE | L | Annual | Qualifying Generation | TWh | 1.8735 | 1.8735 | 0 | 0 | 0 | 0 | 0 | 0
BART SO2 Annual-Cholla 3 -v5.13 | 180 | 5870 | Rate Constraint in lbs/MMBtu | FALSE | L | Annual | Rate | lb/MWh | 1.2768 | 1.2768 | 0 | 0 | 0 | 0 | 0 | 0
BART SO2 Annual-Cholla 3 -v5.13 | 180 | 5870 | Rate Constraint in lbs/MMBtu | FALSE | L | Annual | Constraint Shadow Price | US2016$/Ton | 0 | 0 | 22837.6361 | 42344.7685 | 72459.4733 | 89220.4579 | 4220447.1363 | 85628.5599
BART SO2 Annual-Cholla 4 -v5.13 | 181 | 5871 | Rate Constraint in lbs/MMBtu | FALSE | L | Annual | Seasons Included | Seasons | Winter, WintShld, Summer | Winter, WintShld, Summer | Winter, WintShld, Summer | Winter, WintShld, Summer | Winter, WintShld, Summer | Winter, WintShld, Summer | Winter, WintShld, Summer | Winter, WintShld, Summer
BART SO2 Annual-Cholla 4 -v5.13 | 181 | 5871 | Rate Constraint in lbs/MMBtu | FALSE | L | Annual | Standard SO2 | lb/MMBtu | 0.15 | 0.15 | 0.0006 | 0.0006 | 0.0006 | 0.0006 | 0.0006 | 0.0006
BART SO2 Annual-Cholla 4 -v5.13 | 181 | 5871 | Rate Constraint in lbs/MMBtu | FALSE | L | Annual | Emissions at Affected Plants SO2 | Thousand Tons | 0 | 0 | 0 | 0 | 0 | 0 | 0 | 0
BART SO2 Annual-Cholla 4 -v5.13 | 181 | 5871 | Rate Constraint in lbs/MMBtu | FALSE | L | Annual | Allowances Purchased SO2 | Thousand Tons | 0 | 0 | 0 | 0 | 0 | 0 | 0 | 0
BART SO2 Annual-Cholla 4 -v5.13 | 181 | 5871 | Rate Constraint in lbs/MMBtu | FALSE | L | Annual | Allowances Sold SO2 | Thousand Tons | 0 | 0 | 0 | 0 | 0 | 0 | 0 | 0
BART SO2 Annual-Cholla 4 -v5.13 | 181 | 5871 | Rate Constraint in lbs/MMBtu | FALSE | L | Annual | Allowances Banked | Thousand Tons | 0 | 0 | 0 | 0 | 0 | 0 | 0 | 0
BART SO2 Annual-Cholla 4 -v5.13 | 181 | 5871 | Rate Constraint in lbs/MMBtu | FALSE | L | Annual | Allowances Withdrawn (1:1) | Thousand Tons | 0 | 0 | 0 | 0 | 0 | 0 | 0 | 0
BART SO2 Annual-Cholla 4 -v5.13 | 181 | 5871 | Rate Constraint in lbs/MMBtu | FALSE | L | Annual | Allowances Withdrawn (n:1) | Thousand Tons | 0 | 0 | 0 | 0 | 0 | 0 | 0 | 0
BART SO2 Annual-Cholla 4 -v5.13 | 181 | 5871 | Rate Constraint in lbs/MMBtu | FALSE | L | Annual | Net Emissions Allowance Position | Thousand Tons | 0 | 0 | 0 | 0 | 0 | 0 | 0 | 0
BART SO2 Annual-Cholla 4 -v5.13 | 181 | 5871 | Rate Constraint in lbs/MMBtu | FALSE | L | Annual | Fuel Consumed | TBtu | 0 | 0 | 0 | 0 | 0 | 0 | 0 | 0
BART SO2 Annual-Cholla 4 -v5.13 | 181 | 5871 | Rate Constraint in lbs/MMBtu | FALSE | L | Annual | Rate | lb/MMBtu | 0 | 0 | 0 | 0 | 0 | 0 | 0 | 0
BART SO2 Annual-Cholla 4 -v5.13 | 181 | 5871 | Rate Constraint in lbs/MMBtu | FALSE | L | Annual | Generation | TWh | 0 | 0 | 0 | 0 | 0 | 0 | 0 | 0
BART SO2 Annual-Cholla 4 -v5.13 | 181 | 5871 | Rate Constraint in lbs/MMBtu | FALSE | L | Annual | Qualifying Generation | TWh | 0 | 0 | 0 | 0 | 0 | 0 | 0 | 0
BART SO2 Annual-Cholla 4 -v5.13 | 181 | 5871 | Rate Constraint in lbs/MMBtu | FALSE | L | Annual | Rate | lb/MWh | 0 | 0 | 0 | 0 | 0 | 0 | 0 | 0
BART SO2 Annual-Cholla 4 -v5.13 | 181 | 5871 | Rate Constraint in lbs/MMBtu | FALSE | L | Annual | Constraint Shadow Price | US2016$/Ton | 0 | 0 | 23891.8196 | 28414.3922 | 41902.2908 | 51669.2872 | 6293068.6945 | 50485.6954
BART SO2 Annual-Coronado U1B -v5.13 | 182 | 5872 | Rate Constraint in lbs/MMBtu | FALSE | L | Annual | Seasons Included | Seasons | Winter, WintShld, Summer | Winter, WintShld, Summer | Winter, WintShld, Summer | Winter, WintShld, Summer | Winter, WintShld, Summer | Winter, WintShld, Summer | Winter, WintShld, Summer | Winter, WintShld, Summer
BART SO2 Annual-Coronado U1B -v5.13 | 182 | 5872 | Rate Constraint in lbs/MMBtu | FALSE | L | Annual | Standard SO2 | lb/MMBtu | 0.08 | 0.08 | 0.08 | 0.08 | 0.08 | 0.08 | 0.08 | 0.08
BART SO2 Annual-Coronado U1B -v5.13 | 182 | 5872 | Rate Constraint in lbs/MMBtu | FALSE | L | Annual | Emissions at Affected Plants SO2 | Thousand Tons | 1.045 | 1.15 | 1.15 | 0.77943 | 0.77943 | 0.77943 | 0.77943 | 0.77943
BART SO2 Annual-Coronado U1B -v5.13 | 182 | 5872 | Rate Constraint in lbs/MMBtu | FALSE | L | Annual | Allowances Purchased SO2 | Thousand Tons | 0 | 0 | 0 | 0 | 0 | 0 | 0 | 0
BART SO2 Annual-Coronado U1B -v5.13 | 182 | 5872 | Rate Constraint in lbs/MMBtu | FALSE | L | Annual | Allowances Sold SO2 | Thousand Tons | 0 | 0 | 0 | 0 | 0 | 0 | 0 | 0
BART SO2 Annual-Coronado U1B -v5.13 | 182 | 5872 | Rate Constraint in lbs/MMBtu | FALSE | L | Annual | Allowances Banked | Thousand Tons | 0 | 0 | 0 | 0 | 0 | 0 | 0 | 0
BART SO2 Annual-Coronado U1B -v5.13 | 182 | 5872 | Rate Constraint in lbs/MMBtu | FALSE | L | Annual | Allowances Withdrawn (1:1) | Thousand Tons | 0 | 0 | 0 | 0 | 0 | 0 | 0 | 0
BART SO2 Annual-Coronado U1B -v5.13 | 182 | 5872 | Rate Constraint in lbs/MMBtu | FALSE | L | Annual | Allowances Withdrawn (n:1) | Thousand Tons | 0 | 0 | 0 | 0 | 0 | 0 | 0 | 0
BART SO2 Annual-Coronado U1B -v5.13 | 182 | 5872 | Rate Constraint in lbs/MMBtu | FALSE | L | Annual | Net Emissions Allowance Position | Thousand Tons | 1.045 | 1.15 | 1.15 | 0.77943 | 0.77943 | 0.77943 | 0.77943 | 0.77943
BART SO2 Annual-Coronado U1B -v5.13 | 182 | 5872 | Rate Constraint in lbs/MMBtu | FALSE | L | Annual | Fuel Consumed | TBtu | 26.125 | 28.7497 | 28.7497 | 19.4858 | 19.4858 | 19.4858 | 19.4858 | 19.4858
BART SO2 Annual-Coronado U1B -v5.13 | 182 | 5872 | Rate Constraint in lbs/MMBtu | FALSE | L | Annual | Rate | lb/MMBtu | 0.08 | 0.08 | 0.08 | 0.08 | 0.08 | 0.08 | 0.08 | 0.08
BART SO2 Annual-Coronado U1B -v5.13 | 182 | 5872 | Rate Constraint in lbs/MMBtu | FALSE | L | Annual | Generation | TWh | 2.4581 | 2.7051 | 2.7051 | 1.8334 | 1.8334 | 1.8334 | 1.8334 | 1.8334
BART SO2 Annual-Coronado U1B -v5.13 | 182 | 5872 | Rate Constraint in lbs/MMBtu | FALSE | L | Annual | Qualifying Generation | TWh | 2.4581 | 2.7051 | 2.7051 | 1.8334 | 1.8334 | 1.8334 | 1.8334 | 1.8334
BART SO2 Annual-Coronado U1B -v5.13 | 182 | 5872 | Rate Constraint in lbs/MMBtu | FALSE | L | Annual | Rate | lb/MWh | 0.85024 | 0.85024 | 0.85024 | 0.85024 | 0.85024 | 0.85024 | 0.85024 | 0.85024
BART SO2 Annual-Coronado U1B -v5.13 | 182 | 5872 | Rate Constraint in lbs/MMBtu | FALSE | L | Annual | Constraint Shadow Price | US2016$/Ton | 27761.496 | 28681.6151 | 29751.7043 | 30225.0429 | 28382.0334 | 26549.6439 | 24563.9867 | 22031.4396
BART SO2 Annual-Coronado U2B -v5.13 | 183 | 5873 | Rate Constraint in lbs/MMBtu | FALSE | L | Annual | Seasons Included | Seasons | Winter, WintShld, Summer | Winter, WintShld, Summer | Winter, WintShld, Summer | Winter, WintShld, Summer | Winter, WintShld, Summer | Winter, WintShld, Summer | Winter, WintShld, Summer | Winter, WintShld, Summer
BART SO2 Annual-Coronado U2B -v5.13 | 183 | 5873 | Rate Constraint in lbs/MMBtu | FALSE | L | Annual | Standard SO2 | lb/MMBtu | 0.08 | 0.08 | 0.08 | 0.08 | 0.08 | 0.08 | 0.08 | 0.08
BART SO2 Annual-Coronado U2B -v5.13 | 183 | 5873 | Rate Constraint in lbs/MMBtu | FALSE | L | Annual | Emissions at Affected Plants SO2 | Thousand Tons | 1.0684 | 1.1758 | 1.1758 | 0.7969 | 0.7969 | 0.7969 | 0.7969 | 0.7969
BART SO2 Annual-Coronado U2B -v5.13 | 183 | 5873 | Rate Constraint in lbs/MMBtu | FALSE | L | Annual | Allowances Purchased SO2 | Thousand Tons | 0 | 0 | 0 | 0 | 0 | 0 | 0 | 0
BART SO2 Annual-Coronado U2B -v5.13 | 183 | 5873 | Rate Constraint in lbs/MMBtu | FALSE | L | Annual | Allowances Sold SO2 | Thousand Tons | 0 | 0 | 0 | 0 | 0 | 0 | 0 | 0
BART SO2 Annual-Coronado U2B -v5.13 | 183 | 5873 | Rate Constraint in lbs/MMBtu | FALSE | L | Annual | Allowances Banked | Thousand Tons | 0 | 0 | 0 | 0 | 0 | 0 | 0 | 0
BART SO2 Annual-Coronado U2B -v5.13 | 183 | 5873 | Rate Constraint in lbs/MMBtu | FALSE | L | Annual | Allowances Withdrawn (1:1) | Thousand Tons | 0 | 0 | 0 | 0 | 0 | 0 | 0 | 0
BART SO2 Annual-Coronado U2B -v5.13 | 183 | 5873 | Rate Constraint in lbs/MMBtu | FALSE | L | Annual | Allowances Withdrawn (n:1) | Thousand Tons | 0 | 0 | 0 | 0 | 0 | 0 | 0 | 0
BART SO2 Annual-Coronado U2B -v5.13 | 183 | 5873 | Rate Constraint in lbs/MMBtu | FALSE | L | Annual | Net Emissions Allowance Position | Thousand Tons | 1.0684 | 1.1758 | 1.1758 | 0.7969 | 0.7969 | 0.7969 | 0.7969 | 0.7969
BART SO2 Annual-Coronado U2B -v5.13 | 183 | 5873 | Rate Constraint in lbs/MMBtu | FALSE | L | Annual | Fuel Consumed | TBtu | 26.7105 | 29.3942 | 29.3942 | 19.9226 | 19.9226 | 19.9226 | 19.9226 | 19.9226
BART SO2 Annual-Coronado U2B -v5.13 | 183 | 5873 | Rate Constraint in lbs/MMBtu | FALSE | L | Annual | Rate | lb/MMBtu | 0.08 | 0.08 | 0.08 | 0.08 | 0.08 | 0.08 | 0.08 | 0.08
BART SO2 Annual-Coronado U2B -v5.13 | 183 | 5873 | Rate Constraint in lbs/MMBtu | FALSE | L | Annual | Generation | TWh | 2.4907 | 2.741 | 2.741 | 1.8578 | 1.8578 | 1.8578 | 1.8578 | 1.8578
BART SO2 Annual-Coronado U2B -v5.13 | 183 | 5873 | Rate Constraint in lbs/MMBtu | FALSE | L | Annual | Qualifying Generation | TWh | 2.4907 | 2.741 | 2.741 | 1.8578 | 1.8578 | 1.8578 | 1.8578 | 1.8578
BART SO2 Annual-Coronado U2B -v5.13 | 183 | 5873 | Rate Constraint in lbs/MMBtu | FALSE | L | Annual | Rate | lb/MWh | 0.85792 | 0.85792 | 0.85792 | 0.85792 | 0.85792 | 0.85792 | 0.85792 | 0.85792
BART SO2 Annual-Coronado U2B -v5.13 | 183 | 5873 | Rate Constraint in lbs/MMBtu | FALSE | L | Annual | Constraint Shadow Price | US2016$/Ton | 27761.496 | 28681.6151 | 29751.7043 | 30225.0429 | 28382.0334 | 26549.6439 | 24563.9867 | 22031.4396
BART SO2 Annual-Craig C1 -v5.14 | 184 | 6097 | Rate Constraint in lbs/MMBtu | FALSE | L | Annual | Seasons Included | Seasons | Winter, WintShld, Summer | Winter, WintShld, Summer | Winter, WintShld, Summer | Winter, WintShld, Summer | Winter, WintShld, Summer | Winter, WintShld, Summer | Winter, WintShld, Summer | Winter, WintShld, Summer
BART SO2 Annual-Craig C1 -v5.14 | 184 | 6097 | Rate Constraint in lbs/MMBtu | FALSE | L | Annual | Standard SO2 | lb/MMBtu | 0.11 | 0.11 | 0.11 | 0.11 | 0.11 | 0.11 | 0.11 | 0.11
BART SO2 Annual-Craig C1 -v5.14 | 184 | 6097 | Rate Constraint in lbs/MMBtu | FALSE | L | Annual | Emissions at Affected Plants SO2 | Thousand Tons | 0.66335 | 0.0025013 | 0.0025013 | 0.0034718 | 0.0034718 | 0.0034718 | 0.0025013 | 0.0025013
BART SO2 Annual-Craig C1 -v5.14 | 184 | 6097 | Rate Constraint in lbs/MMBtu | FALSE | L | Annual | Allowances Purchased SO2 | Thousand Tons | 0 | 0 | 0 | 0 | 0 | 0 | 0 | 0
BART SO2 Annual-Craig C1 -v5.14 | 184 | 6097 | Rate Constraint in lbs/MMBtu | FALSE | L | Annual | Allowances Sold SO2 | Thousand Tons | 0 | 0 | 0 | 0 | 0 | 0 | 0 | 0
BART SO2 Annual-Craig C1 -v5.14 | 184 | 6097 | Rate Constraint in lbs/MMBtu | FALSE | L | Annual | Allowances Banked | Thousand Tons | 0 | 0 | 0 | 0 | 0 | 0 | 0 | 0
BART SO2 Annual-Craig C1 -v5.14 | 184 | 6097 | Rate Constraint in lbs/MMBtu | FALSE | L | Annual | Allowances Withdrawn (1:1) | Thousand Tons | 0 | 0 | 0 | 0 | 0 | 0 | 0 | 0
BART SO2 Annual-Craig C1 -v5.14 | 184 | 6097 | Rate Constraint in lbs/MMBtu | FALSE | L | Annual | Allowances Withdrawn (n:1) | Thousand Tons | 0 | 0 | 0 | 0 | 0 | 0 | 0 | 0
BART SO2 Annual-Craig C1 -v5.14 | 184 | 6097 | Rate Constraint in lbs/MMBtu | FALSE | L | Annual | Net Emissions Allowance Position | Thousand Tons | 0.66335 | 0.0025013 | 0.0025013 | 0.0034718 | 0.0034718 | 0.0034718 | 0.0025013 | 0.0025013
BART SO2 Annual-Craig C1 -v5.14 | 184 | 6097 | Rate Constraint in lbs/MMBtu | FALSE | L | Annual | Fuel Consumed | TBtu | 32.9193 | 0.15383 | 0.15383 | 0.1465 | 0.1465 | 0.1465 | 0.15383 | 0.15383
BART SO2 Annual-Craig C1 -v5.14 | 184 | 6097 | Rate Constraint in lbs/MMBtu | FALSE | L | Annual | Rate | lb/MMBtu | 0.040302 | 0.032521 | 0.032521 | 0.047396 | 0.047396 | 0.047396 | 0.032521 | 0.032521
BART SO2 Annual-Craig C1 -v5.14 | 184 | 6097 | Rate Constraint in lbs/MMBtu | FALSE | L | Annual | Generation | TWh | 3.0864 | 0.014422 | 0.014422 | 0.014422 | 0.014422 | 0.014422 | 0.014422 | 0.014422
BART SO2 Annual-Craig C1 -v5.14 | 184 | 6097 | Rate Constraint in lbs/MMBtu | FALSE | L | Annual | Qualifying Generation | TWh | 3.0864 | 0.014422 | 0.014422 | 0.014422 | 0.014422 | 0.014422 | 0.014422 | 0.014422
BART SO2 Annual-Craig C1 -v5.14 | 184 | 6097 | Rate Constraint in lbs/MMBtu | FALSE | L | Annual | Rate | lb/MWh | 0.42985 | 0.34686 | 0.34686 | 0.48145 | 0.48145 | 0.48145 | 0.34686 | 0.34686
BART SO2 Annual-Craig C1 -v5.14 | 184 | 6097 | Rate Constraint in lbs/MMBtu | FALSE | L | Annual | Constraint Shadow Price | US2016$/Ton | 0 | 0 | 0 | 0 | 0 | 0 | 0 | 0
BART SO2 Annual-Craig C2 -v5.14 | 185 | 6098 | Rate Constraint in lbs/MMBtu | FALSE | L | Annual | Seasons Included | Seasons | Winter, WintShld, Summer | Winter, WintShld, Summer | Winter, WintShld, Summer | Winter, WintShld, Summer | Winter, WintShld, Summer | Winter, WintShld, Summer | Winter, WintShld, Summer | Winter, WintShld, Summer
BART SO2 Annual-Craig C2 -v5.14 | 185 | 6098 | Rate Constraint in lbs/MMBtu | FALSE | L | Annual | Standard SO2 | lb/MMBtu | 0.11 | 0.11 | 0.11 | 0.11 | 0.11 | 0.11 | 0.11 | 0.11
BART SO2 Annual-Craig C2 -v5.14 | 185 | 6098 | Rate Constraint in lbs/MMBtu | FALSE | L | Annual | Emissions at Affected Plants SO2 | Thousand Tons | 0.49877 | 0.4834 | 0.4834 | 0.74377 | 0.74377 | 0.74377 | 0.4834 | 0.4834
BART SO2 Annual-Craig C2 -v5.14 | 185 | 6098 | Rate Constraint in lbs/MMBtu | FALSE | L | Annual | Allowances Purchased SO2 | Thousand Tons | 0 | 0 | 0 | 0 | 0 | 0 | 0 | 0
BART SO2 Annual-Craig C2 -v5.14 | 185 | 6098 | Rate Constraint in lbs/MMBtu | FALSE | L | Annual | Allowances Sold SO2 | Thousand Tons | 0 | 0 | 0 | 0 | 0 | 0 | 0 | 0
BART SO2 Annual-Craig C2 -v5.14 | 185 | 6098 | Rate Constraint in lbs/MMBtu | FALSE | L | Annual | Allowances Banked | Thousand Tons | 0 | 0 | 0 | 0 | 0 | 0 | 0 | 0
BART SO2 Annual-Craig C2 -v5.14 | 185 | 6098 | Rate Constraint in lbs/MMBtu | FALSE | L | Annual | Allowances Withdrawn (1:1) | Thousand Tons | 0 | 0 | 0 | 0 | 0 | 0 | 0 | 0
BART SO2 Annual-Craig C2 -v5.14 | 185 | 6098 | Rate Constraint in lbs/MMBtu | FALSE | L | Annual | Allowances Withdrawn (n:1) | Thousand Tons | 0 | 0 | 0 | 0 | 0 | 0 | 0 | 0
BART SO2 Annual-Craig C2 -v5.14 | 185 | 6098 | Rate Constraint in lbs/MMBtu | FALSE | L | Annual | Net Emissions Allowance Position | Thousand Tons | 0.49877 | 0.4834 | 0.4834 | 0.74377 | 0.74377 | 0.74377 | 0.4834 | 0.4834
BART SO2 Annual-Craig C2 -v5.14 | 185 | 6098 | Rate Constraint in lbs/MMBtu | FALSE | L | Annual | Fuel Consumed | TBtu | 32.9544 | 32.9544 | 32.9544 | 31.3852 | 31.3852 | 31.3852 | 32.9544 | 32.9544
BART SO2 Annual-Craig C2 -v5.14 | 185 | 6098 | Rate Constraint in lbs/MMBtu | FALSE | L | Annual | Rate | lb/MMBtu | 0.03027 | 0.029337 | 0.029337 | 0.047396 | 0.047396 | 0.047396 | 0.029337 | 0.029337
BART SO2 Annual-Craig C2 -v5.14 | 185 | 6098 | Rate Constraint in lbs/MMBtu | FALSE | L | Annual | Generation | TWh | 3.0653 | 3.0653 | 3.0653 | 3.0653 | 3.0653 | 3.0653 | 3.0653 | 3.0653
BART SO2 Annual-Craig C2 -v5.14 | 185 | 6098 | Rate Constraint in lbs/MMBtu | FALSE | L | Annual | Qualifying Generation | TWh | 3.0653 | 3.0653 | 3.0653 | 3.0653 | 3.0653 | 3.0653 | 3.0653 | 3.0653
BART SO2 Annual-Craig C2 -v5.14 | 185 | 6098 | Rate Constraint in lbs/MMBtu | FALSE | L | Annual | Rate | lb/MWh | 0.32543 | 0.31541 | 0.31541 | 0.48529 | 0.48529 | 0.48529 | 0.31541 | 0.31541
BART SO2 Annual-Craig C2 -v5.14 | 185 | 6098 | Rate Constraint in lbs/MMBtu | FALSE | L | Annual | Constraint Shadow Price | US2016$/Ton | 0 | 0 | 0 | 0 | 0 | 0 | 0 | 0
BART SO2 Annual-Jeffrey Energy Center 1 -v5.13 | 186 | 5877 | Rate Constraint in lbs/MMBtu | FALSE | L | Annual | Seasons Included | Seasons | Winter, WintShld, Summer | Winter, WintShld, Summer | Winter, WintShld, Summer | Winter, WintShld, Summer | Winter, WintShld, Summer | Winter, WintShld, Summer | Winter, WintShld, Summer | Winter, WintShld, Summer
BART SO2 Annual-Jeffrey Energy Center 1 -v5.13 | 186 | 5877 | Rate Constraint in lbs/MMBtu | FALSE | L | Annual | Standard SO2 | lb/MMBtu | 0.15 | 0.15 | 0.15 | 0.15 | 0.15 | 0.15 | 0.15 | 0.15
BART SO2 Annual-Jeffrey Energy Center 1 -v5.13 | 186 | 5877 | Rate Constraint in lbs/MMBtu | FALSE | L | Annual | Emissions at Affected Plants SO2 | Thousand Tons | 0.59871 | 0.65436 | 0.68434 | 0.61659 | 0.54097 | 0.53162 | 0.46335 | 0.54771
BART SO2 Annual-Jeffrey Energy Center 1 -v5.13 | 186 | 5877 | Rate Constraint in lbs/MMBtu | FALSE | L | Annual | Allowances Purchased SO2 | Thousand Tons | 0 | 0 | 0 | 0 | 0 | 0 | 0 | 0
BART SO2 Annual-Jeffrey Energy Center 1 -v5.13 | 186 | 5877 | Rate Constraint in lbs/MMBtu | FALSE | L | Annual | Allowances Sold SO2 | Thousand Tons | 0 | 0 | 0 | 0 | 0 | 0 | 0 | 0
BART SO2 Annual-Jeffrey Energy Center 1 -v5.13 | 186 | 5877 | Rate Constraint in lbs/MMBtu | FALSE | L | Annual | Allowances Banked | Thousand Tons | 0 | 0 | 0 | 0 | 0 | 0 | 0 | 0
BART SO2 Annual-Jeffrey Energy Center 1 -v5.13 | 186 | 5877 | Rate Constraint in lbs/MMBtu | FALSE | L | Annual | Allowances Withdrawn (1:1) | Thousand Tons | 0 | 0 | 0 | 0 | 0 | 0 | 0 | 0
BART SO2 Annual-Jeffrey Energy Center 1 -v5.13 | 186 | 5877 | Rate Constraint in lbs/MMBtu | FALSE | L | Annual | Allowances Withdrawn (n:1) | Thousand Tons | 0 | 0 | 0 | 0 | 0 | 0 | 0 | 0
BART SO2 Annual-Jeffrey Energy Center 1 -v5.13 | 186 | 5877 | Rate Constraint in lbs/MMBtu | FALSE | L | Annual | Net Emissions Allowance Position | Thousand Tons | 0.59871 | 0.65436 | 0.68434 | 0.61659 | 0.54097 | 0.53162 | 0.46335 | 0.54771
BART SO2 Annual-Jeffrey Energy Center 1 -v5.13 | 186 | 5877 | Rate Constraint in lbs/MMBtu | FALSE | L | Annual | Fuel Consumed | TBtu | 50.3011 | 54.977 | 57.4956 | 51.8039 | 45.4501 | 44.665 | 38.9291 | 46.0169
BART SO2 Annual-Jeffrey Energy Center 1 -v5.13 | 186 | 5877 | Rate Constraint in lbs/MMBtu | FALSE | L | Annual | Rate | lb/MMBtu | 0.023805 | 0.023805 | 0.023805 | 0.023805 | 0.023805 | 0.023805 | 0.023805 | 0.023805
BART SO2 Annual-Jeffrey Energy Center 1 -v5.13 | 186 | 5877 | Rate Constraint in lbs/MMBtu | FALSE | L | Annual | Generation | TWh | 4.5259 | 4.9466 | 5.1733 | 4.6611 | 4.0894 | 4.0188 | 3.5027 | 4.1404
BART SO2 Annual-Jeffrey Energy Center 1 -v5.13 | 186 | 5877 | Rate Constraint in lbs/MMBtu | FALSE | L | Annual | Qualifying Generation | TWh | 4.5259 | 4.9466 | 5.1733 | 4.6611 | 4.0894 | 4.0188 | 3.5027 | 4.1404
BART SO2 Annual-Jeffrey Energy Center 1 -v5.13 | 186 | 5877 | Rate Constraint in lbs/MMBtu | FALSE | L | Annual | Rate | lb/MWh | 0.26457 | 0.26457 | 0.26457 | 0.26457 | 0.26457 | 0.26457 | 0.26457 | 0.26457
BART SO2 Annual-Jeffrey Energy Center 1 -v5.13 | 186 | 5877 | Rate Constraint in lbs/MMBtu | FALSE | L | Annual | Constraint Shadow Price | US2016$/Ton | 0 | 0 | 0 | 0 | 0 | 0 | 0 | 0
BART SO2 Annual-Jeffrey Energy Center 2 -v5.13 | 187 | 5878 | Rate Constraint in lbs/MMBtu | FALSE | L | Annual | Seasons Included | Seasons | Winter, WintShld, Summer | Winter, WintShld, Summer | Winter, WintShld, Summer | Winter, WintShld, Summer | Winter, WintShld, Summer | Winter, WintShld, Summer | Winter, WintShld, Summer | Winter, WintShld, Summer
BART SO2 Annual-Jeffrey Energy Center 2 -v5.13 | 187 | 5878 | Rate Constraint in lbs/MMBtu | FALSE | L | Annual | Standard SO2 | lb/MMBtu | 0.15 | 0.15 | 0.15 | 0.15 | 0.15 | 0.15 | 0.15 | 0.15
BART SO2 Annual-Jeffrey Energy Center 2 -v5.13 | 187 | 5878 | Rate Constraint in lbs/MMBtu | FALSE | L | Annual | Emissions at Affected Plants SO2 | Thousand Tons | 0.50119 | 0.51182 | 0.51182 | 0.51182 | 0.42234 | 0.41612 | 0.41098 | 0.41771
BART SO2 Annual-Jeffrey Energy Center 2 -v5.13 | 187 | 5878 | Rate Constraint in lbs/MMBtu | FALSE | L | Annual | Allowances Purchased SO2 | Thousand Tons | 0 | 0 | 0 | 0 | 0 | 0 | 0 | 0
BART SO2 Annual-Jeffrey Energy Center 2 -v5.13 | 187 | 5878 | Rate Constraint in lbs/MMBtu | FALSE | L | Annual | Allowances Sold SO2 | Thousand Tons | 0 | 0 | 0 | 0 | 0 | 0 | 0 | 0
BART SO2 Annual-Jeffrey Energy Center 2 -v5.13 | 187 | 5878 | Rate Constraint in lbs/MMBtu | FALSE | L | Annual | Allowances Banked | Thousand Tons | 0 | 0 | 0 | 0 | 0 | 0 | 0 | 0
BART SO2 Annual-Jeffrey Energy Center 2 -v5.13 | 187 | 5878 | Rate Constraint in lbs/MMBtu | FALSE | L | Annual | Allowances Withdrawn (1:1) | Thousand Tons | 0 | 0 | 0 | 0 | 0 | 0 | 0 | 0
BART SO2 Annual-Jeffrey Energy Center 2 -v5.13 | 187 | 5878 | Rate Constraint in lbs/MMBtu | FALSE | L | Annual | Allowances Withdrawn (n:1) | Thousand Tons | 0 | 0 | 0 | 0 | 0 | 0 | 0 | 0
BART SO2 Annual-Jeffrey Energy Center 2 -v5.13 | 187 | 5878 | Rate Constraint in lbs/MMBtu | FALSE | L | Annual | Net Emissions Allowance Position | Thousand Tons | 0.50119 | 0.51182 | 0.51182 | 0.51182 | 0.42234 | 0.41612 | 0.41098 | 0.41771
BART SO2 Annual-Jeffrey Energy Center 2 -v5.13 | 187 | 5878 | Rate Constraint in lbs/MMBtu | FALSE | L | Annual | Fuel Consumed | TBtu | 49.5632 | 50.6144 | 50.6144 | 50.6144 | 41.7655 | 41.1504 | 40.6418 | 41.3078
BART SO2 Annual-Jeffrey Energy Center 2 -v5.13 | 187 | 5878 | Rate Constraint in lbs/MMBtu | FALSE | L | Annual | Rate | lb/MMBtu | 0.020224 | 0.020224 | 0.020224 | 0.020224 | 0.020224 | 0.020224 | 0.020224 | 0.020224
BART SO2 Annual-Jeffrey Energy Center 2 -v5.13 | 187 | 5878 | Rate Constraint in lbs/MMBtu | FALSE | L | Annual | Generation | TWh | 4.4525 | 4.5469 | 4.5469 | 4.5469 | 3.7514 | 3.6964 | 3.6509 | 3.7104
BART SO2 Annual-Jeffrey Energy Center 2 -v5.13 | 187 | 5878 | Rate Constraint in lbs/MMBtu | FALSE | L | Annual | Qualifying Generation | TWh | 4.4525 | 4.5469 | 4.5469 | 4.5469 | 3.7514 | 3.6964 | 3.6509 | 3.7104
BART SO2 Annual-Jeffrey Energy Center 2 -v5.13 | 187 | 5878 | Rate Constraint in lbs/MMBtu | FALSE | L | Annual | Rate | lb/MWh | 0.22513 | 0.22513 | 0.22513 | 0.22513 | 0.22517 | 0.22515 | 0.22514 | 0.22516
BART SO2 Annual-Jeffrey Energy Center 2 -v5.13 | 187 | 5878 | Rate Constraint in lbs/MMBtu | FALSE | L | Annual | Constraint Shadow Price | US2016$/Ton | 0 | 0 | 0 | 0 | 0 | 0 | 0 | 0
BART SO2 Annual-La Cygne 1 -v5.13 | 188 | 5879 | Rate Constraint in lbs/MMBtu | FALSE | L | Annual | Seasons Included | Seasons | Winter, WintShld, Summer | Winter, WintShld, Summer | Winter, WintShld, Summer | Winter, WintShld, Summer | Winter, WintShld, Summer | Winter, WintShld, Summer | Winter, WintShld, Summer | Winter, WintShld, Summer
BART SO2 Annual-La Cygne 1 -v5.13 | 188 | 5879 | Rate Constraint in lbs/MMBtu | FALSE | L | Annual | Standard SO2 | lb/MMBtu | 0.15 | 0.15 | 0.15 | 0.15 | 0.15 | 0.15 | 0.15 | 0.15
BART SO2 Annual-La Cygne 1 -v5.13 | 188 | 5879 | Rate Constraint in lbs/MMBtu | FALSE | L | Annual | Emissions at Affected Plants SO2 | Thousand Tons | 0.36482 | 0.41414 | 0.40209 | 0.40356 | 0.42028 | 0.42662 | 0.44566 | 0.42028
BART SO2 Annual-La Cygne 1 -v5.13 | 188 | 5879 | Rate Constraint in lbs/MMBtu | FALSE | L | Annual | Allowances Purchased SO2 | Thousand Tons | 0 | 0 | 0 | 0 | 0 | 0 | 0 | 0
BART SO2 Annual-La Cygne 1 -v5.13 | 188 | 5879 | Rate Constraint in lbs/MMBtu | FALSE | L | Annual | Allowances Sold SO2 | Thousand Tons | 0 | 0 | 0 | 0 | 0 | 0 | 0 | 0
BART SO2 Annual-La Cygne 1 -v5.13 | 188 | 5879 | Rate Constraint in lbs/MMBtu | FALSE | L | Annual | Allowances Banked | Thousand Tons | 0 | 0 | 0 | 0 | 0 | 0 | 0 | 0
BART SO2 Annual-La Cygne 1 -v5.13 | 188 | 5879 | Rate Constraint in lbs/MMBtu | FALSE | L | Annual | Allowances Withdrawn (1:1) | Thousand Tons | 0 | 0 | 0 | 0 | 0 | 0 | 0 | 0
BART SO2 Annual-La Cygne 1 -v5.13 | 188 | 5879 | Rate Constraint in lbs/MMBtu | FALSE | L | Annual | Allowances Withdrawn (n:1) | Thousand Tons | 0 | 0 | 0 | 0 | 0 | 0 | 0 | 0
BART SO2 Annual-La Cygne 1 -v5.13 | 188 | 5879 | Rate Constraint in lbs/MMBtu | FALSE | L | Annual | Net Emissions Allowance Position | Thousand Tons | 0.36482 | 0.41414 | 0.40209 | 0.40356 | 0.42028 | 0.42662 | 0.44566 | 0.42028
BART SO2 Annual-La Cygne 1 -v5.13 | 188 | 5879 | Rate Constraint in lbs/MMBtu | FALSE | L | Annual | Fuel Consumed | TBtu | 31.2508 | 35.4755 | 34.4436 | 34.5693 | 36.0019 | 36.5451 | 38.1762 | 36.0019
BART SO2 Annual-La Cygne 1 -v5.13 | 188 | 5879 | Rate Constraint in lbs/MMBtu | FALSE | L | Annual | Rate | lb/MMBtu | 0.023348 | 0.023348 | 0.023348 | 0.023348 | 0.023348 | 0.023348 | 0.023348 | 0.023348
BART SO2 Annual-La Cygne 1 -v5.13 | 188 | 5879 | Rate Constraint in lbs/MMBtu | FALSE | L | Annual | Generation | TWh | 2.7694 | 3.1438 | 3.0523 | 3.0635 | 3.1904 | 3.2386 | 3.3831 | 3.1904
BART SO2 Annual-La Cygne 1 -v5.13 | 188 | 5879 | Rate Constraint in lbs/MMBtu | FALSE | L | Annual | Qualifying Generation | TWh | 2.7694 | 3.1438 | 3.0523 | 3.0635 | 3.1904 | 3.2386 | 3.3831 | 3.1904
BART SO2 Annual-La Cygne 1 -v5.13 | 188 | 5879 | Rate Constraint in lbs/MMBtu | FALSE | L | Annual | Rate | lb/MWh | 0.26346 | 0.26346 | 0.26346 | 0.26346 | 0.26346 | 0.26346 | 0.26346 | 0.26346
BART SO2 Annual-La Cygne 1 -v5.13 | 188 | 5879 | Rate Constraint in lbs/MMBtu | FALSE | L | Annual | Constraint Shadow Price | US2016$/Ton | 0 | 0 | 0 | 0 | 0 | 0 | 0 | 0
BART SO2 Annual-La Cygne 2 -v5.13 | 189 | 5880 | Rate Constraint in lbs/MMBtu | FALSE | L | Annual | Seasons Included | Seasons | Winter, WintShld, Summer | Winter, WintShld, Summer | Winter, WintShld, Summer | Winter, WintShld, Summer | Winter, WintShld, Summer | Winter, WintShld, Summer | Winter, WintShld, Summer | Winter, WintShld, Summer
BART SO2 Annual-La Cygne 2 -v5.13 | 189 | 5880 | Rate Constraint in lbs/MMBtu | FALSE | L | Annual | Standard SO2 | lb/MMBtu | 0.15 | 0.15 | 0.15 | 0.15 | 0.15 | 0.15 | 0.15 | 0.15
BART SO2 Annual-La Cygne 2 -v5.13 | 189 | 5880 | Rate Constraint in lbs/MMBtu | FALSE | L | Annual | Emissions at Affected Plants SO2 | Thousand Tons | 0.18752 | 0.21231 | 0.30665 | 0.21413 | 0.21589 | 0.24598 | 0.24598 | 0.21413
BART SO2 Annual-La Cygne 2 -v5.13 | 189 | 5880 | Rate Constraint in lbs/MMBtu | FALSE | L | Annual | Allowances Purchased SO2 | Thousand Tons | 0 | 0 | 0 | 0 | 0 | 0 | 0 | 0
BART SO2 Annual-La Cygne 2 -v5.13 | 189 | 5880 | Rate Constraint in lbs/MMBtu | FALSE | L | Annual | Allowances Sold SO2 | Thousand Tons | 0 | 0 | 0 | 0 | 0 | 0 | 0 | 0
BART SO2 Annual-La Cygne 2 -v5.13 | 189 | 5880 | Rate Constraint in lbs/MMBtu | FALSE | L | Annual | Allowances Banked | Thousand Tons | 0 | 0 | 0 | 0 | 0 | 0 | 0 | 0
BART SO2 Annual-La Cygne 2 -v5.13 | 189 | 5880 | Rate Constraint in lbs/MMBtu | FALSE | L | Annual | Allowances Withdrawn (1:1) | Thousand Tons | 0 | 0 | 0 | 0 | 0 | 0 | 0 | 0
BART SO2 Annual-La Cygne 2 -v5.13 | 189 | 5880 | Rate Constraint in lbs/MMBtu | FALSE | L | Annual | Allowances Withdrawn (n:1) | Thousand Tons | 0 | 0 | 0 | 0 | 0 | 0 | 0 | 0
BART SO2 Annual-La Cygne 2 -v5.13 | 189 | 5880 | Rate Constraint in lbs/MMBtu | FALSE | L | Annual | Net Emissions Allowance Position | Thousand Tons | 0.18752 | 0.21231 | 0.30665 | 0.21413 | 0.21589 | 0.24598 | 0.24598 | 0.21413
BART SO2 Annual-La Cygne 2 -v5.13 | 189 | 5880 | Rate Constraint in lbs/MMBtu | FALSE | L | Annual | Fuel Consumed | TBtu | 26.5463 | 30.0564 | 43.4114 | 30.3142 | 30.5627 | 34.8221 | 34.8221 | 30.3142
BART SO2 Annual-La Cygne 2 -v5.13 | 189 | 5880 | Rate Constraint in lbs/MMBtu | FALSE | L | Annual | Rate | lb/MMBtu | 0.014128 | 0.014128 | 0.014128 | 0.014128 | 0.014128 | 0.014128 | 0.014128 | 0.014128
BART SO2 Annual-La Cygne 2 -v5.13 | 189 | 5880 | Rate Constraint in lbs/MMBtu | FALSE | L | Annual | Generation | TWh | 2.462 | 2.7875 | 4.0261 | 2.8114 | 2.8345 | 3.2295 | 3.2295 | 2.8114
BART SO2 Annual-La Cygne 2 -v5.13 | 189 | 5880 | Rate Constraint in lbs/MMBtu | FALSE | L | Annual | Qualifying Generation | TWh | 2.462 | 2.7875 | 4.0261 | 2.8114 | 2.8345 | 3.2295 | 3.2295 | 2.8114
BART SO2 Annual-La Cygne 2 -v5.13 | 189 | 5880 | Rate Constraint in lbs/MMBtu | FALSE | L | Annual | Rate | lb/MWh | 0.15233 | 0.15233 | 0.15233 | 0.15233 | 0.15233 | 0.15233 | 0.15233 | 0.15233
BART SO2 Annual-La Cygne 2 -v5.13 | 189 | 5880 | Rate Constraint in lbs/MMBtu | FALSE | L | Annual | Constraint Shadow Price | US2016$/Ton | 0 | 0 | 0 | 0 | 0 | 0 | 0 | 0
BART SO2 Annual-Lawrence 4 -v5.14 | 190 | 6092 | Rate Constraint in lbs/MMBtu | FALSE | L | Annual | Seasons Included | Seasons | Winter, WintShld, Summer | Winter, WintShld, Summer | Winter, WintShld, Summer | Winter, WintShld, Summer | Winter, WintShld, Summer | Winter, WintShld, Summer | Winter, WintShld, Summer | Winter, WintShld, Summer
BART SO2 Annual-Lawrence 4 -v5.14 | 190 | 6092 | Rate Constraint in lbs/MMBtu | FALSE | L | Annual | Standard SO2 | lb/MMBtu | 0.15 | 0.15 | 0.15 | 0.15 | 0.15 | 0.15 | 0.15 | 0.15
BART SO2 Annual-Lawrence 4 -v5.14 | 190 | 6092 | Rate Constraint in lbs/MMBtu | FALSE | L | Annual | Emissions at Affected Plants SO2 | Thousand Tons | 0.021066 | 0.021066 | 0.023027 | 0.02572 | 0.02572 | 0.027746 | 0.027746 | 0.02697
BART SO2 Annual-Lawrence 4 -v5.14 | 190 | 6092 | Rate Constraint in lbs/MMBtu | FALSE | L | Annual | Allowances Purchased SO2 | Thousand Tons | 0 | 0 | 0 | 0 | 0 | 0 | 0 | 0
BART SO2 Annual-Lawrence 4 -v5.14 | 190 | 6092 | Rate Constraint in lbs/MMBtu | FALSE | L | Annual | Allowances Sold SO2 | Thousand Tons | 0 | 0 | 0 | 0 | 0 | 0 | 0 | 0
BART SO2 Annual-Lawrence 4 -v5.14 | 190 | 6092 | Rate Constraint in lbs/MMBtu | FALSE | L | Annual | Allowances Banked | Thousand Tons | 0 | 0 | 0 | 0 | 0 | 0 | 0 | 0
BART SO2 Annual-Lawrence 4 -v5.14 | 190 | 6092 | Rate Constraint in lbs/MMBtu | FALSE | L | Annual | Allowances Withdrawn (1:1) | Thousand Tons | 0 | 0 | 0 | 0 | 0 | 0 | 0 | 0
BART SO2 Annual-Lawrence 4 -v5.14 | 190 | 6092 | Rate Constraint in lbs/MMBtu | FALSE | L | Annual | Allowances Withdrawn (n:1) | Thousand Tons | 0 | 0 | 0 | 0 | 0 | 0 | 0 | 0
BART SO2 Annual-Lawrence 4 -v5.14 | 190 | 6092 | Rate Constraint in lbs/MMBtu | FALSE | L | Annual | Net Emissions Allowance Position | Thousand Tons | 0.021066 | 0.021066 | 0.023027 | 0.02572 | 0.02572 | 0.027746 | 0.027746 | 0.02697
BART SO2 Annual-Lawrence 4 -v5.14 | 190 | 6092 | Rate Constraint in lbs/MMBtu | FALSE | L | Annual | Fuel Consumed | TBtu | 3.6788 | 3.6788 | 4.0213 | 4.4916 | 4.4916 | 4.8453 | 4.8453 | 4.7098
BART SO2 Annual-Lawrence 4 -v5.14 | 190 | 6092 | Rate Constraint in lbs/MMBtu | FALSE | L | Annual | Rate | lb/MMBtu | 0.011453 | 0.011453 | 0.011453 | 0.011453 | 0.011453 | 0.011453 | 0.011453 | 0.011453
BART SO2 Annual-Lawrence 4 -v5.14 | 190 | 6092 | Rate Constraint in lbs/MMBtu | FALSE | L | Annual | Generation | TWh | 0.32202 | 0.32202 | 0.35201 | 0.39317 | 0.39317 | 0.42413 | 0.42413 | 0.41227
BART SO2 Annual-Lawrence 4 -v5.14 | 190 | 6092 | Rate Constraint in lbs/MMBtu | FALSE | L | Annual | Qualifying Generation | TWh | 0.32202 | 0.32202 | 0.35201 | 0.39317 | 0.39317 | 0.42413 | 0.42413 | 0.41227
BART SO2 Annual-Lawrence 4 -v5.14 | 190 | 6092 | Rate Constraint in lbs/MMBtu | FALSE | L | Annual | Rate | lb/MWh | 0.13084 | 0.13084 | 0.13084 | 0.13084 | 0.13084 | 0.13084 | 0.13084 | 0.13084
BART SO2 Annual-Lawrence 4 -v5.14 | 190 | 6092 | Rate Constraint in lbs/MMBtu | FALSE | L | Annual | Constraint Shadow Price | US2016$/Ton | 0 | 0 | 0 | 0 | 0 | 0 | 0 | 0
BART SO2 Annual-Lawrence 5 -v5.14 | 191 | 6093 | Rate Constraint in lbs/MMBtu | FALSE | L | Annual | Seasons Included | Seasons | Winter, WintShld, Summer | Winter, WintShld, Summer | Winter, WintShld, Summer | Winter, WintShld, Summer | Winter, WintShld, Summer | Winter, WintShld, Summer | Winter, WintShld, Summer | Winter, WintShld, Summer
BART SO2 Annual-Lawrence 5 -v5.14 | 191 | 6093 | Rate Constraint in lbs/MMBtu | FALSE | L | Annual | Standard SO2 | lb/MMBtu | 0.15 | 0.15 | 0.15 | 0.15 | 0.15 | 0.15 | 0.15 | 0.15
BART SO2 Annual-Lawrence 5 -v5.14 | 191 | 6093 | Rate Constraint in lbs/MMBtu | FALSE | L | Annual | Emissions at Affected Plants SO2 | Thousand Tons | 0.2238 | 0.23165 | 0.24224 | 0.24227 | 0.19548 | 0.19548 | 0.19548 | 0.16827
BART SO2 Annual-Lawrence 5 -v5.14 | 191 | 6093 | Rate Constraint in lbs/MMBtu | FALSE | L | Annual | Allowances Purchased SO2 | Thousand Tons | 0 | 0 | 0 | 0 | 0 | 0 | 0 | 0
BART SO2 Annual-Lawrence 5 -v5.14 | 191 | 6093 | Rate Constraint in lbs/MMBtu | FALSE | L | Annual | Allowances Sold SO2 | Thousand Tons | 0 | 0 | 0 | 0 | 0 | 0 | 0 | 0
BART SO2 Annual-Lawrence 5 -v5.14 | 191 | 6093 | Rate Constraint in lbs/MMBtu | FALSE | L | Annual | Allowances Banked | Thousand Tons | 0 | 0 | 0 | 0 | 0 | 0 | 0 | 0
BART SO2 Annual-Lawrence 5 -v5.14 | 191 | 6093 | Rate Constraint in lbs/MMBtu | FALSE | L | Annual | Allowances Withdrawn (1:1) | Thousand Tons | 0 | 0 | 0 | 0 | 0 | 0 | 0 | 0
BART SO2 Annual-Lawrence 5 -v5.14 | 191 | 6093 | Rate Constraint in lbs/MMBtu | FALSE | L | Annual | Allowances Withdrawn (n:1) | Thousand Tons | 0 | 0 | 0 | 0 | 0 | 0 | 0 | 0
BART SO2 Annual-Lawrence 5 -v5.14 | 191 | 6093 | Rate Constraint in lbs/MMBtu | FALSE | L | Annual | Net Emissions Allowance Position | Thousand Tons | 0.2238 | 0.23165 | 0.24224 | 0.24227 | 0.19548 | 0.19548 | 0.19548 | 0.16827
BART SO2 Annual-Lawrence 5 -v5.14 | 191 | 6093 | Rate Constraint in lbs/MMBtu | FALSE | L | Annual | Fuel Consumed | TBtu | 21.9539 | 22.7237 | 23.7631 | 23.766 | 19.1762 | 19.1762 | 19.1762 | 16.5063
BART SO2 Annual-Lawrence 5 -v5.14 | 191 | 6093 | Rate Constraint in lbs/MMBtu | FALSE | L | Annual | Rate | lb/MMBtu | 0.020388 | 0.020388 | 0.020388 | 0.020388 | 0.020388 | 0.020388 | 0.020388 | 0.020388
BART SO2 Annual-Lawrence 5 -v5.14 | 191 | 6093 | Rate Constraint in lbs/MMBtu | FALSE | L | Annual | Generation | TWh | 2.06 | 2.1323 | 2.2298 | 2.2301 | 1.7994 | 1.7994 | 1.7994 | 1.5489
BART SO2 Annual-Lawrence 5 -v5.14 | 191 | 6093 | Rate Constraint in lbs/MMBtu | FALSE | L | Annual | Qualifying Generation | TWh | 2.06 | 2.1323 | 2.2298 | 2.2301 | 1.7994 | 1.7994 | 1.7994 | 1.5489
BART SO2 Annual-Lawrence 5 -v5.14 | 191 | 6093 | Rate Constraint in lbs/MMBtu | FALSE | L | Annual | Rate | lb/MWh | 0.21728 | 0.21728 | 0.21728 | 0.21728 | 0.21728 | 0.21728 | 0.21728 | 0.21728
BART SO2 Annual-Lawrence 5 -v5.14 | 191 | 6093 | Rate Constraint in lbs/MMBtu | FALSE | L | Annual | Constraint Shadow Price | US2016$/Ton | 0 | 0 | 0 | 0 | 0 | 0 | 0 | 0
BART SO2 Annual-Leland Olds 1 -v5.13 | 192 | 5883 | Rate Constraint in lbs/MMBtu | FALSE | L | Annual | Seasons Included | Seasons | Winter, WintShld, Summer | Winter, WintShld, Summer | Winter, WintShld, Summer | Winter, WintShld, Summer | Winter, WintShld, Summer | Winter, WintShld, Summer | Winter, WintShld, Summer | Winter, WintShld, Summer
BART SO2 Annual-Leland Olds 1 -v5.13 | 192 | 5883 | Rate Constraint in lbs/MMBtu | FALSE | L | Annual | Standard SO2 | lb/MMBtu | 0.15 | 0.15 | 0.15 | 0.15 | 0.15 | 0.15 | 0.15 | 0.15
BART SO2 Annual-Leland Olds 1 -v5.13 | 192 | 5883 | Rate Constraint in lbs/MMBtu | FALSE | L | Annual | Emissions at Affected Plants SO2 | Thousand Tons | 0.5812 | 0.53627 | 0.53627 | 0.53627 | 0.5145 | 0.5145 | 0.5145 | 0.53627
BART SO2 Annual-Leland Olds 1 -v5.13 | 192 | 5883 | Rate Constraint in lbs/MMBtu | FALSE | L | Annual | Allowances Purchased SO2 | Thousand Tons | 0 | 0 | 0 | 0 | 0 | 0 | 0 | 0
BART SO2 Annual-Leland Olds 1 -v5.13 | 192 | 5883 | Rate Constraint in lbs/MMBtu | FALSE | L | Annual | Allowances Sold SO2 | Thousand Tons | 0 | 0 | 0 | 0 | 0 | 0 | 0 | 0
BART SO2 Annual-Leland Olds 1 -v5.13 | 192 | 5883 | Rate Constraint in lbs/MMBtu | FALSE | L | Annual | Allowances Banked | Thousand Tons | 0 | 0 | 0 | 0 | 0 | 0 | 0 | 0
BART SO2 Annual-Leland Olds 1 -v5.13 | 192 | 5883 | Rate Constraint in lbs/MMBtu | FALSE | L | Annual | Allowances Withdrawn (1:1) | Thousand Tons | 0 | 0 | 0 | 0 | 0 | 0 | 0 | 0
BART SO2 Annual-Leland Olds 1 -v5.13 | 192 | 5883 | Rate Constraint in lbs/MMBtu | FALSE | L | Annual | Allowances Withdrawn (n:1) | Thousand Tons | 0 | 0 | 0 | 0 | 0 | 0 | 0 | 0
BART SO2 Annual-Leland Olds 1 -v5.13 | 192 | 5883 | Rate Constraint in lbs/MMBtu | FALSE | L | Annual | Net Emissions Allowance Position | Thousand Tons | 0.5812 | 0.53627 | 0.53627 | 0.53627 | 0.5145 | 0.5145 | 0.5145 | 0.53627
BART SO2 Annual-Leland Olds 1 -v5.13 | 192 | 5883 | Rate Constraint in lbs/MMBtu | FALSE | L | Annual | Fuel Consumed | TBtu | 17.8755 | 17.8755 | 17.8755 | 17.8755 | 17.15 | 17.15 | 17.15 | 17.8755
BART SO2 Annual-Leland Olds 1 -v5.13 | 192 | 5883 | Rate Constraint in lbs/MMBtu | FALSE | L | Annual | Rate | lb/MMBtu | 0.065028 | 0.06 | 0.06 | 0.06 | 0.06 | 0.06 | 0.06 | 0.06
BART SO2 Annual-Leland Olds 1 -v5.13 | 192 | 5883 | Rate Constraint in lbs/MMBtu | FALSE | L | Annual | Generation | TWh | 1.5348 | 1.5348 | 1.5348 | 1.5348 | 1.4725 | 1.4725 | 1.4725 | 1.5348
BART SO2 Annual-Leland Olds 1 -v5.13 | 192 | 5883 | Rate Constraint in lbs/MMBtu | FALSE | L | Annual | Qualifying Generation | TWh | 1.5348 | 1.5348 | 1.5348 | 1.5348 | 1.4725 | 1.4725 | 1.4725 | 1.5348
BART SO2 Annual-Leland Olds 1 -v5.13 | 192 | 5883 | Rate Constraint in lbs/MMBtu | FALSE | L | Annual | Rate | lb/MWh | 0.75738 | 0.69882 | 0.69882 | 0.69882 | 0.69882 | 0.69882 | 0.69882 | 0.69882
BART SO2 Annual-Leland Olds 1 -v5.13 | 192 | 5883 | Rate Constraint in lbs/MMBtu | FALSE | L | Annual | Constraint Shadow Price | US2016$/Ton | 0 | 0 | 0 | 0 | 0 | 0 | 0 | 0
BART SO2 Annual-Leland Olds 2 -v5.13 | 193 | 5884 | Rate Constraint in lbs/MMBtu | FALSE | L | Annual | Seasons Included | Seasons | Winter, WintShld, Summer | Winter, WintShld, Summer | Winter, WintShld, Summer | Winter, WintShld, Summer | Winter, WintShld, Summer | Winter, WintShld, Summer | Winter, WintShld, Summer | Winter, WintShld, Summer
BART SO2 Annual-Leland Olds 2 -v5.13 | 193 | 5884 | Rate Constraint in lbs/MMBtu | FALSE | L | Annual | Standard SO2 | lb/MMBtu | 0.15 | 0.15 | 0.15 | 0.15 | 0.15 | 0.15 | 0.15 | 0.15
BART SO2 Annual-Leland Olds 2 -v5.13 | 193 | 5884 | Rate Constraint in lbs/MMBtu | FALSE | L | Annual | Emissions at Affected Plants SO2 | Thousand Tons | 1.1742 | 1.1172 | 1.1172 | 1.1172 | 1.1172 | 1.113 | 1.0767 | 1.1172
BART SO2 Annual-Leland Olds 2 -v5.13 | 193 | 5884 | Rate Constraint in lbs/MMBtu | FALSE | L | Annual | Allowances Purchased SO2 | Thousand Tons | 0 | 0 | 0 | 0 | 0 | 0 | 0 | 0
BART SO2 Annual-Leland Olds 2 -v5.13 | 193 | 5884 | Rate Constraint in lbs/MMBtu | FALSE | L | Annual | Allowances Sold SO2 | Thousand Tons | 0 | 0 | 0 | 0 | 0 | 0 | 0 | 0
BART SO2 Annual-Leland Olds 2 -v5.13 | 193 | 5884 | Rate Constraint in lbs/MMBtu | FALSE | L | Annual | Allowances Banked | Thousand Tons | 0 | 0 | 0 | 0 | 0 | 0 | 0 | 0
BART SO2 Annual-Leland Olds 2 -v5.13 | 193 | 5884 | Rate Constraint in lbs/MMBtu | FALSE | L | Annual | Allowances Withdrawn (1:1) | Thousand Tons | 0 | 0 | 0 | 0 | 0 | 0 | 0 | 0
BART SO2 Annual-Leland Olds 2 -v5.13 | 193 | 5884 | Rate Constraint in lbs/MMBtu | FALSE | L | Annual | Allowances Withdrawn (n:1) | Thousand Tons | 0 | 0 | 0 | 0 | 0 | 0 | 0 | 0
BART SO2 Annual-Leland Olds 2 -v5.13 | 193 | 5884 | Rate Constraint in lbs/MMBtu | FALSE | L | Annual | Net Emissions Allowance Position | Thousand Tons | 1.1742 | 1.1172 | 1.1172 | 1.1172 | 1.1172 | 1.113 | 1.0767 | 1.1172
BART SO2 Annual-Leland Olds 2 -v5.13 | 193 | 5884 | Rate Constraint in lbs/MMBtu | FALSE | L | Annual | Fuel Consumed | TBtu | 37.2404 | 37.2404 | 37.2404 | 37.2404 | 37.2404 | 37.099 | 35.8887 | 37.2404
BART SO2 Annual-Leland Olds 2 -v5.13 | 193 | 5884 | Rate Constraint in lbs/MMBtu | FALSE | L | Annual | Rate | lb/MMBtu | 0.063063 | 0.06 | 0.06 | 0.06 | 0.06 | 0.06 | 0.06 | 0.06
BART SO2 Annual-Leland Olds 2 -v5.13 | 193 | 5884 | Rate Constraint in lbs/MMBtu | FALSE | L | Annual | Generation | TWh | 3.209 | 3.209 | 3.209 | 3.209 | 3.209 | 3.1968 | 3.0925 | 3.209
BART SO2 Annual-Leland Olds 2 -v5.13 | 193 | 5884 | Rate Constraint in lbs/MMBtu | FALSE | L | Annual | Qualifying Generation | TWh | 3.209 | 3.209 | 3.209 | 3.209 | 3.209 | 3.1968 | 3.0925 | 3.209
BART SO2 Annual-Leland Olds 2 -v5.13 | 193 | 5884 | Rate Constraint in lbs/MMBtu | FALSE | L | Annual | Rate | lb/MWh | 0.73184 | 0.6963 | 0.6963 | 0.6963 | 0.6963 | 0.6963 | 0.6963 | 0.6963
BART SO2 Annual-Leland Olds 2 -v5.13 | 193 | 5884 | Rate Constraint in lbs/MMBtu | FALSE | L | Annual | Constraint Shadow Price | US2016$/Ton | 0 | 0 | 0 | 0 | 0 | 0 | 0 | 0
BART SO2 Annual-Milton R Young B1 -v5.13 | 194 | 5885 | Rate Constraint in lbs/MMBtu | FALSE | L | Annual | Seasons Included | Seasons | Winter, WintShld, Summer | Winter, WintShld, Summer | Winter, WintShld, Summer | Winter, WintShld, Summer | Winter, WintShld, Summer | Winter, WintShld, Summer | Winter, WintShld, Summer | Winter, WintShld, Summer
BART SO2 Annual-Milton R Young B1 -v5.13 | 194 | 5885 | Rate Constraint in lbs/MMBtu | FALSE | L | Annual | Standard SO2 | lb/MMBtu | 0.15 | 0.15 | 0.15 | 0.15 | 0.15 | 0.15 | 0.15 | 0.15
BART SO2 Annual-Milton R Young B1 -v5.13 | 194 | 5885 | Rate Constraint in lbs/MMBtu | FALSE | L | Annual | Emissions at Affected Plants SO2 | Thousand Tons | 0.50584 | 0.63947 | 0.65337 | 0.64159 | 0.44752 | 0.46317 | 0.46673 | 0.42355
BART SO2 Annual-Milton R Young B1 -v5.13 | 194 | 5885 | Rate Constraint in lbs/MMBtu | FALSE | L | Annual | Allowances Purchased SO2 | Thousand Tons | 0 | 0 | 0 | 0 | 0 | 0 | 0 | 0
BART SO2 Annual-Milton R Young B1 -v5.13 | 194 | 5885 | Rate Constraint in lbs/MMBtu | FALSE | L | Annual | Allowances Sold SO2 | Thousand Tons | 0 | 0 | 0 | 0 | 0 | 0 | 0 | 0
BART SO2 Annual-Milton R Young B1 -v5.13 | 194 | 5885 | Rate Constraint in lbs/MMBtu | FALSE | L | Annual | Allowances Banked | Thousand Tons | 0 | 0 | 0 | 0 | 0 | 0 | 0 | 0
BART SO2 Annual-Milton R Young B1 -v5.13 | 194 | 5885 | Rate Constraint in lbs/MMBtu | FALSE | L | Annual | Allowances Withdrawn (1:1) | Thousand Tons | 0 | 0 | 0 | 0 | 0 | 0 | 0 | 0
BART SO2 Annual-Milton R Young B1 -v5.13 | 194 | 5885 | Rate Constraint in lbs/MMBtu | FALSE | L | Annual | Allowances Withdrawn (n:1) | Thousand Tons | 0 | 0 | 0 | 0 | 0 | 0 | 0 | 0
BART SO2 Annual-Milton R Young B1 -v5.13 | 194 | 5885 | Rate Constraint in lbs/MMBtu | FALSE | L | Annual | Net Emissions Allowance Position | Thousand Tons | 0.50584 | 0.63947 | 0.65337 | 0.64159 | 0.44752 | 0.46317 | 0.46673 | 0.42355
BART SO2 Annual-Milton R Young B1 -v5.13 | 194 | 5885 | Rate Constraint in lbs/MMBtu | FALSE | L | Annual | Fuel Consumed | TBtu | 14.6544 | 18.5255 | 18.9285 | 18.5871 | 12.9647 | 13.4182 | 13.5215 | 12.2705
BART SO2 Annual-Milton R Young B1 -v5.13 | 194 | 5885 | Rate Constraint in lbs/MMBtu | FALSE | L | Annual | Rate | lb/MMBtu | 0.069036 | 0.069036 | 0.069036 | 0.069036 | 0.069036 | 0.069036 | 0.069036 | 0.069036
BART SO2 Annual-Milton R Young B1 -v5.13 | 194 | 5885 | Rate Constraint in lbs/MMBtu | FALSE | L | Annual | Generation | TWh | 1.2757 | 1.6127 | 1.6478 | 1.6181 | 1.1286 | 1.1681 | 1.1771 | 1.0682
BART SO2 Annual-Milton R Young B1 -v5.13 | 194 | 5885 | Rate Constraint in lbs/MMBtu | FALSE | L | Annual | Qualifying Generation | TWh | 1.2757 | 1.6127 | 1.6478 | 1.6181 | 1.1286 | 1.1681 | 1.1771 | 1.0682
BART SO2 Annual-Milton R Young B1 -v5.13 | 194 | 5885 | Rate Constraint in lbs/MMBtu | FALSE | L | Annual | Rate | lb/MWh | 0.79302 | 0.79302 | 0.79302 | 0.79302 | 0.79302 | 0.79302 | 0.79302 | 0.79302
BART SO2 Annual-Milton R Young B1 -v5.13 | 194 | 5885 | Rate Constraint in lbs/MMBtu | FALSE | L | Annual | Constraint Shadow Price | US2016$/Ton | 0 | 0 | 0 | 0 | 0 | 0 | 0 | 0
BART SO2 Annual-Milton R Young B2 -v5.13 | 195 | 5886 | Rate Constraint in lbs/MMBtu | FALSE | L | Annual | Seasons Included | Seasons | Winter, WintShld, Summer | Winter, WintShld, Summer | Winter, WintShld, Summer | Winter, WintShld, Summer | Winter, WintShld, Summer | Winter, WintShld, Summer | Winter, WintShld, Summer | Winter, WintShld, Summer
BART SO2 Annual-Milton R Young B2 -v5.13 | 195 | 5886 | Rate Constraint in lbs/MMBtu | FALSE | L | Annual | Standard SO2 | lb/MMBtu | 0.15 | 0.15 | 0.15 | 0.15 | 0.15 | 0.15 | 0.15 | 0.15
BART SO2 Annual-Milton R Young B2 -v5.13 | 195 | 5886 | Rate Constraint in lbs/MMBtu | FALSE | L | Annual | Emissions at Affected Plants SO2 | Thousand Tons | 0.97313 | 1.2787 | 1.2787 | 1.1807 | 1.0935 | 1.2524 | 1.1055 | 1.0449
BART SO2 Annual-Milton R Young B2 -v5.13 | 195 | 5886 | Rate Constraint in lbs/MMBtu | FALSE | L | Annual | Allowances Purchased SO2 | Thousand Tons | 0 | 0 | 0 | 0 | 0 | 0 | 0 | 0
BART SO2 Annual-Milton R Young B2 -v5.13 | 195 | 5886 | Rate Constraint in lbs/MMBtu | FALSE | L | Annual | Allowances Sold SO2 | Thousand Tons | 0 | 0 | 0 | 0 | 0 | 0 | 0 | 0
BART SO2 Annual-Milton R Young B2 -v5.13 | 195 | 5886 | Rate Constraint in lbs/MMBtu | FALSE | L | Annual | Allowances Banked | Thousand Tons | 0 | 0 | 0 | 0 | 0 | 0 | 0 | 0
BART SO2 Annual-Milton R Young B2 -v5.13 | 195 | 5886 | Rate Constraint in lbs/MMBtu | FALSE | L | Annual | Allowances Withdrawn (1:1) | Thousand Tons | 0 | 0 | 0 | 0 | 0 | 0 | 0 | 0
BART SO2 Annual-Milton R Young B2 -v5.13 | 195 | 5886 | Rate Constraint in lbs/MMBtu | FALSE | L | Annual | Allowances Withdrawn (n:1) | Thousand Tons | 0 | 0 | 0 | 0 | 0 | 0 | 0 | 0
BART SO2 Annual-Milton R Young B2 -v5.13 | 195 | 5886 | Rate Constraint in lbs/MMBtu | FALSE | L | Annual | Net Emissions Allowance Position | Thousand Tons | 0.97313 | 1.2787 | 1.2787 | 1.1807 | 1.0935 | 1.2524 | 1.1055 | 1.0449
BART SO2 Annual-Milton R Young B2 -v5.13 | 195 | 5886 | Rate Constraint in lbs/MMBtu | FALSE | L | Annual | Fuel Consumed | TBtu | 26.373 | 34.6554 | 34.6554 | 31.9981 | 29.6358 | 33.9414 | 29.9613 | 28.318
BART SO2 Annual-Milton R Young B2 -v5.13 | 195 | 5886 | Rate Constraint in lbs/MMBtu | FALSE | L | Annual | Rate | lb/MMBtu | 0.073797 | 0.073797 | 0.073797 | 0.073797 | 0.073797 | 0.073797 | 0.073797 | 0.073797
BART SO2 Annual-Milton R Young B2 -v5.13 | 195 | 5886 | Rate Constraint in lbs/MMBtu | FALSE | L | Annual | Generation | TWh | 2.3422 | 3.0777 | 3.0777 | 2.8418 | 2.632 | 3.0143 | 2.6609 | 2.5149
BART SO2 Annual-Milton R Young B2 -v5.13 | 195 | 5886 | Rate Constraint in lbs/MMBtu | FALSE | L | Annual | Qualifying Generation | TWh | 2.3422 | 3.0777 | 3.0777 | 2.8418 | 2.632 | 3.0143 | 2.6609 | 2.5149
BART SO2 Annual-Milton R Young B2 -v5.13 | 195 | 5886 | Rate Constraint in lbs/MMBtu | FALSE | L | Annual | Rate | lb/MWh | 0.83096 | 0.83096 | 0.83096 | 0.83096 | 0.83096 | 0.83096 | 0.83096 | 0.83096
BART SO2 Annual-Milton R Young B2 -v5.13 | 195 | 5886 | Rate Constraint in lbs/MMBtu | FALSE | L | Annual | Constraint Shadow Price | US2016$/Ton | 0 | 0 | 0 | 0 | 0 | 0 | 0 | 0
BART SO2 Annual-Muskogee 4 -v5.13 | 196 | 5888 | Rate Constraint in lbs/MMBtu | FALSE | L | Annual | Seasons Included | Seasons | Winter, WintShld, Summer | Winter, WintShld, Summer | Winter, WintShld, Summer | Winter, WintShld, Summer | Winter, WintShld, Summer | Winter, WintShld, Summer | Winter, WintShld, Summer | Winter, WintShld, Summer
BART SO2 Annual-Muskogee 4 -v5.13 | 196 | 5888 | Rate Constraint in lbs/MMBtu | FALSE | L | Annual | Standard SO2 | lb/MMBtu | 0.06 | 0.06 | 0.06 | 0.06 | 0.06 | 0.06 | 0.06 | 0.06
BART SO2 Annual-Muskogee 4 -v5.13 | 196 | 5888 | Rate Constraint in lbs/MMBtu | FALSE | L | Annual | Emissions at Affected Plants SO2 | Thousand Tons | 0 | 0 | 0 | 0 | 0 | 0 | 0 | 0
BART SO2 Annual-Muskogee 4 -v5.13 | 196 | 5888 | Rate Constraint in lbs/MMBtu | FALSE | L | Annual | Allowances Purchased SO2 | Thousand Tons | 0 | 0 | 0 | 0 | 0 | 0 | 0 | 0
BART SO2 Annual-Muskogee 4 -v5.13 | 196 | 5888 | Rate Constraint in lbs/MMBtu | FALSE | L | Annual | Allowances Sold SO2 | Thousand Tons | 0 | 0 | 0 | 0 | 0 | 0 | 0 | 0
BART SO2 Annual-Muskogee 4 -v5.13 | 196 | 5888 | Rate Constraint in lbs/MMBtu | FALSE | L | Annual | Allowances Banked | Thousand Tons | 0 | 0 | 0 | 0 | 0 | 0 | 0 | 0
BART SO2 Annual-Muskogee 4 -v5.13 | 196 | 5888 | Rate Constraint in lbs/MMBtu | FALSE | L | Annual | Allowances Withdrawn (1:1) | Thousand Tons | 0 | 0 | 0 | 0 | 0 | 0 | 0 | 0
BART SO2 Annual-Muskogee 4 -v5.13 | 196 | 5888 | Rate Constraint in lbs/MMBtu | FALSE | L | Annual | Allowances Withdrawn (n:1) | Thousand Tons | 0 | 0 | 0 | 0 | 0 | 0 | 0 | 0
BART SO2 Annual-Muskogee 4 -v5.13 | 196 | 5888 | Rate Constraint in lbs/MMBtu | FALSE | L | Annual | Net Emissions Allowance Position | Thousand Tons | 0 | 0 | 0 | 0 | 0 | 0 | 0 | 0
BART SO2 Annual-Muskogee 4 -v5.13 | 196 | 5888 | Rate Constraint in lbs/MMBtu | FALSE | L | Annual | Fuel Consumed | TBtu | 2.6037 | 2.6037 | 3.6072 | 3.6072 | 4.4595 | 3.4281 | 3.3695 | 0.83754
BART SO2 Annual-Muskogee 4 -v5.13 | 196 | 5888 | Rate Constraint in lbs/MMBtu | FALSE | L | Annual | Rate | lb/MMBtu | 0 | 0 | 0 | 0 | 0 | 0 | 0 | 0
BART SO2 Annual-Muskogee 4 -v5.13 | 196 | 5888 | Rate Constraint in lbs/MMBtu | FALSE | L | Annual | Generation | TWh | 0.2367 | 0.2367 | 0.32793 | 0.32793 | 0.40541 | 0.31164 | 0.30632 | 0.07614
BART SO2 Annual-Muskogee 4 -v5.13 | 196 | 5888 | Rate Constraint in lbs/MMBtu | FALSE | L | Annual | Qualifying Generation | TWh | 0.2367 | 0.2367 | 0.32793 | 0.32793 | 0.40541 | 0.31164 | 0.30632 | 0.07614
BART SO2 Annual-Muskogee 4 -v5.13 | 196 | 5888 | Rate Constraint in lbs/MMBtu | FALSE | L | Annual | Rate | lb/MWh | 0 | 0 | 0 | 0 | 0 | 0 | 0 | 0
BART SO2 Annual-Muskogee 4 -v5.13 | 196 | 5888 | Rate Constraint in lbs/MMBtu | FALSE | L | Annual | Constraint Shadow Price | US2016$/Ton | 0 | 0 | 0 | 0 | 0 | 0 | 0 | 0
BART SO2 Annual-Muskogee 5 -v5.13 | 197 | 5889 | Rate Constraint in lbs/MMBtu | FALSE | L | Annual | Seasons Included | Seasons | Winter, WintShld, Summer | Winter, WintShld, Summer | Winter, WintShld, Summer | Winter, WintShld, Summer | Winter, WintShld, Summer | Winter, WintShld, Summer | Winter, WintShld, Summer | Winter, WintShld, Summer
BART SO2 Annual-Muskogee 5 -v5.13 | 197 | 5889 | Rate Constraint in lbs/MMBtu | FALSE | L | Annual | Standard SO2 | lb/MMBtu | 0.06 | 0.06 | 0.06 | 0.06 | 0.06 | 0.06 | 0.06 | 0.06
BART SO2 Annual-Muskogee 5 -v5.13 | 197 | 5889 | Rate Constraint in lbs/MMBtu | FALSE | L | Annual | Emissions at Affected Plants SO2 | Thousand Tons | 0 | 0 | 0 | 0 | 0 | 0 | 0 | 0
BART SO2 Annual-Muskogee 5 -v5.13 | 197 | 5889 | Rate Constraint in lbs/MMBtu | FALSE | L | Annual | Allowances Purchased SO2 | Thousand Tons | 0 | 0 | 0 | 0 | 0 | 0 | 0 | 0
BART SO2 Annual-Muskogee 5 -v5.13 | 197 | 5889 | Rate Constraint in lbs/MMBtu | FALSE | L | Annual | Allowances Sold SO2 | Thousand Tons | 0 | 0 | 0 | 0 | 0 | 0 | 0 | 0
BART SO2 Annual-Muskogee 5 -v5.13 | 197 | 5889 | Rate Constraint in lbs/MMBtu | FALSE | L | Annual | Allowances Banked | Thousand Tons | 0 | 0 | 0 | 0 | 0 | 0 | 0 | 0
BART SO2 Annual-Muskogee 5 -v5.13 | 197 | 5889 | Rate Constraint in lbs/MMBtu | FALSE | L | Annual | Allowances Withdrawn (1:1) | Thousand Tons | 0 | 0 | 0 | 0 | 0 | 0 | 0 | 0
BART SO2 Annual-Muskogee 5 -v5.13 | 197 | 5889 | Rate Constraint in lbs/MMBtu | FALSE | L | Annual | Allowances Withdrawn (n:1) | Thousand Tons | 0 | 0 | 0 | 0 | 0 | 0 | 0 | 0
BART SO2 Annual-Muskogee 5 -v5.13 | 197 | 5889 | Rate Constraint in lbs/MMBtu | FALSE | L | Annual | Net Emissions Allowance Position | Thousand Tons | 0 | 0 | 0 | 0 | 0 | 0 | 0 | 0
BART SO2 Annual-Muskogee 5 -v5.13 | 197 | 5889 | Rate Constraint in lbs/MMBtu | FALSE | L | Annual | Fuel Consumed | TBtu | 2.5456 | 2.6095 | 3.5288 | 3.546 | 4.3538 | 3.5348 | 3.3131 | 0.81768
BART SO2 Annual-Muskogee 5 -v5.13 | 197 | 5889 | Rate Constraint in lbs/MMBtu | FALSE | L | Annual | Rate | lb/MMBtu | 0 | 0 | 0 | 0 | 0 | 0 | 0 | 0
BART SO2 Annual-Muskogee 5 -v5.13 | 197 | 5889 | Rate Constraint in lbs/MMBtu | FALSE | L | Annual | Generation | TWh | 0.23144 | 0.23725 | 0.32083 | 0.32239 | 0.39584 | 0.32138 | 0.30122 | 0.074341
BART SO2 Annual-Muskogee 5 -v5.13 | 197 | 5889 | Rate Constraint in lbs/MMBtu | FALSE | L | Annual | Qualifying Generation | TWh | 0.23144 | 0.23725 | 0.32083 | 0.32239 | 0.39584 | 0.32138 | 0.30122 | 0.074341
BART SO2 Annual-Muskogee 5 -v5.13 | 197 | 5889 | Rate Constraint in lbs/MMBtu | FALSE | L | Annual | Rate | lb/MWh | 0 | 0 | 0 | 0 | 0 | 0 | 0 | 0
BART SO2 Annual-Muskogee 5 -v5.13 | 197 | 5889 | Rate Constraint in lbs/MMBtu | FALSE | L | Annual | Constraint Shadow Price | US2016$/Ton | 0 | 0 | 0 | 0 | 0 | 0 | 0 | 0
BART SO2 Annual-Northeastern 3313 -v5.13 | 198 | 5890 | Rate Constraint in lbs/MMBtu | FALSE | L | Annual | Seasons Included | Seasons | Winter, WintShld, Summer | Winter, WintShld, Summer | Winter, WintShld, Summer | Winter, WintShld, Summer | Winter, WintShld, Summer | Winter, WintShld, Summer | Winter, WintShld, Summer | Winter, WintShld, Summer
BART SO2 Annual-Northeastern 3313 -v5.13 | 198 | 5890 | Rate Constraint in lbs/MMBtu | FALSE | L | Annual | Standard SO2 | lb/MMBtu | 0.4 | 0.4 | 0.4 | 0 | 0 | 0 | 0 | 0
BART SO2 Annual-Northeastern 3313 -v5.13 | 198 | 5890 | Rate Constraint in lbs/MMBtu | FALSE | L | Annual | Emissions at Affected Plants SO2 | Thousand Tons | 2.0829 | 3.1584 | 3.2357 | 0 | 0 | 0 | 0 | 0
BART SO2 Annual-Northeastern 3313 -v5.13 | 198 | 5890 | Rate Constraint in lbs/MMBtu | FALSE | L | Annual | Allowances Purchased SO2 | Thousand Tons | 0 | 0 | 0 | 0 | 0 | 0 | 0 | 0
BART SO2 Annual-Northeastern 3313 -v5.13 | 198 | 5890 | Rate Constraint in lbs/MMBtu | FALSE | L | Annual | Allowances Sold SO2 | Thousand Tons | 0 | 0 | 0 | 0 | 0 | 0 | 0 | 0
BART SO2 Annual-Northeastern 3313 -v5.13 | 198 | 5890 | Rate Constraint in lbs/MMBtu | FALSE | L | Annual | Allowances Banked | Thousand Tons | 0 | 0 | 0 | 0 | 0 | 0 | 0 | 0
BART SO2 Annual-Northeastern 3313 -v5.13 | 198 | 5890 | Rate Constraint in lbs/MMBtu | FALSE | L | Annual | Allowances Withdrawn (1:1) | Thousand Tons | 0 | 0 | 0 | 0 | 0 | 0 | 0 | 0
BART SO2 Annual-Northeastern 3313 -v5.13 | 198 | 5890 | Rate Constraint in lbs/MMBtu | FALSE | L | Annual | Allowances Withdrawn (n:1) | Thousand Tons | 0 | 0 | 0 | 0 | 0 | 0 | 0 | 0
BART SO2 Annual-Northeastern 3313 -v5.13 | 198 | 5890 | Rate Constraint in lbs/MMBtu | FALSE | L | Annual | Net Emissions Allowance Position | Thousand Tons | 2.0829 | 3.1584 | 3.2357 | 0 | 0 | 0 | 0 | 0
BART SO2 Annual-Northeastern 3313 -v5.13 | 198 | 5890 | Rate Constraint in lbs/MMBtu | FALSE | L | Annual | Fuel Consumed | TBtu | 11.7946 | 17.8851 | 18.3225 | 0 | 0 | 0 | 0 | 0
BART SO2 Annual-Northeastern 3313 -v5.13 | 198 | 5890 | Rate Constraint in lbs/MMBtu | FALSE | L | Annual | Rate | lb/MMBtu | 0.35319 | 0.35319 | 0.35319 | 0 | 0 | 0 | 0 | 0
BART SO2 Annual-Northeastern 3313 -v5.13 | 198 | 5890 | Rate Constraint in lbs/MMBtu | FALSE | L | Annual | Generation | TWh | 1.089 | 1.6513 | 1.6917 | 0 | 0 | 0 | 0 | 0
BART SO2 Annual-Northeastern 3313 -v5.13 | 198 | 5890 | Rate Constraint in lbs/MMBtu | FALSE | L | Annual | Qualifying Generation | TWh | 1.089 | 1.6513 | 1.6917 | 0 | 0 | 0 | 0 | 0
BART SO2 Annual-Northeastern 3313 -v5.13 | 198 | 5890 | Rate Constraint in lbs/MMBtu | FALSE | L | Annual | Rate | lb/MWh | 3.8253 | 3.8253 | 3.8253 | 0 | 0 | 0 | 0 | 0
BART SO2 Annual-Northeastern 3313 -v5.13 | 198 | 5890 | Rate Constraint in lbs/MMBtu | FALSE | L | Annual | Constraint Shadow Price | US2016$/Ton | 0 | 0 | 0 | 214154.2511 | 198226.5235 | 203333.051 | 214359.8538 | 192319.5931
BART SO2 Annual-Pawnee 1 -v5.13 | 199 | 5875 | Rate Constraint in lbs/MMBtu | FALSE | L | Annual | Seasons Included | Seasons | Winter, WintShld, Summer | Winter, WintShld, Summer | Winter, WintShld, Summer | Winter, WintShld, Summer | Winter, WintShld, Summer | Winter, WintShld, Summer | Winter, WintShld, Summer | Winter, WintShld, Summer
BART SO2 Annual-Pawnee 1 -v5.13 | 199 | 5875 | Rate Constraint in lbs/MMBtu | FALSE | L | Annual | Standard SO2 | lb/MMBtu | 0.12 | 0.12 | 0.12 | 0.12 | 0.12 | 0.12 | 0.12 | 0.12
BART SO2 Annual-Pawnee 1 -v5.13 | 199 | 5875 | Rate Constraint in lbs/MMBtu | FALSE | L | Annual | Emissions at Affected Plants SO2 | Thousand Tons | 1.543 | 1.543 | 1.543 | 1.543 | 1.543 | 1.543 | 1.543 | 1.543
BART SO2 Annual-Pawnee 1 -v5.13 | 199 | 5875 | Rate Constraint in lbs/MMBtu | FALSE | L | Annual | Allowances Purchased SO2 | Thousand Tons | 0 | 0 | 0 | 0 | 0 | 0 | 0 | 0
BART SO2 Annual-Pawnee 1 -v5.13 | 199 | 5875 | Rate Constraint in lbs/MMBtu | FALSE | L | Annual | Allowances Sold SO2 | Thousand Tons | 0 | 0 | 0 | 0 | 0 | 0 | 0 | 0
BART SO2 Annual-Pawnee 1 -v5.13 | 199 | 5875 | Rate Constraint in lbs/MMBtu | FALSE | L | Annual | Allowances Banked | Thousand Tons | 0 | 0 | 0 | 0 | 0 | 0 | 0 | 0
BART SO2 Annual-Pawnee 1 -v5.13 | 199 | 5875 | Rate Constraint in lbs/MMBtu | FALSE | L | Annual | Allowances Withdrawn (1:1) | Thousand Tons | 0 | 0 | 0 | 0 | 0 | 0 | 0 | 0
BART SO2 Annual-Pawnee 1 -v5.13 | 199 | 5875 | Rate Constraint in lbs/MMBtu | FALSE | L | Annual | Allowances Withdrawn (n:1) | Thousand Tons | 0 | 0 | 0 | 0 | 0 | 0 | 0 | 0
BART SO2 Annual-Pawnee 1 -v5.13 | 199 | 5875 | Rate Constraint in lbs/MMBtu | FALSE | L | Annual | Net Emissions Allowance Position | Thousand Tons | 1.543 | 1.543 | 1.543 | 1.543 | 1.543 | 1.543 | 1.543 | 1.543
BART SO2 Annual-Pawnee 1 -v5.13 | 199 | 5875 | Rate Constraint in lbs/MMBtu | FALSE | L | Annual | Fuel Consumed | TBtu | 38.5762 | 38.5762 | 38.5762 | 38.5762 | 38.5762 | 38.5762 | 38.5762 | 38.5762
BART SO2 Annual-Pawnee 1 -v5.13 | 199 | 5875 | Rate Constraint in lbs/MMBtu | FALSE | L | Annual | Rate | lb/MMBtu | 0.08 | 0.08 | 0.08 | 0.08 | 0.08 | 0.08 | 0.08 | 0.08
BART SO2 Annual-Pawnee 1 -v5.13 | 199 | 5875 | Rate Constraint in lbs/MMBtu | FALSE | L | Annual | Generation | TWh | 3.6417 | 3.6417 | 3.6417 | 3.6417 | 3.6417 | 3.6417 | 3.6417 | 3.6417
BART SO2 Annual-Pawnee 1 -v5.13 | 199 | 5875 | Rate Constraint in lbs/MMBtu | FALSE | L | Annual | Qualifying Generation | TWh | 3.6417 | 3.6417 | 3.6417 | 3.6417 | 3.6417 | 3.6417 | 3.6417 | 3.6417
BART SO2 Annual-Pawnee 1 -v5.13 | 199 | 5875 | Rate Constraint in lbs/MMBtu | FALSE | L | Annual | Rate | lb/MWh | 0.84744 | 0.84744 | 0.84744 | 0.84744 | 0.84744 | 0.84744 | 0.84744 | 0.84744
BART SO2 Annual-Pawnee 1 -v5.13 | 199 | 5875 | Rate Constraint in lbs/MMBtu | FALSE | L | Annual | Constraint Shadow Price | US2016$/Ton | 0 | 0 | 0 | 0 | 0 | 0 | 0 | 0
BART SO2 Annual-Ray D Nixon 1 -v5.13 | 200 | 5876 | Rate Constraint in lbs/MMBtu | FALSE | L | Annual | Seasons Included | Seasons | Winter, WintShld, Summer | Winter, WintShld, Summer | Winter, WintShld, Summer | Winter, WintShld, Summer | Winter, WintShld, Summer | Winter, WintShld, Summer | Winter, WintShld, Summer | Winter, WintShld, Summer
BART SO2 Annual-Ray D Nixon 1 -v5.13 | 200 | 5876 | Rate Constraint in lbs/MMBtu | FALSE | L | Annual | Standard SO2 | lb/MMBtu | 0.11 | 0.11 | 0.11 | 0.11 | 0.11 | 0.11 | 0.11 | 0.11
BART SO2 Annual-Ray D Nixon 1 -v5.13 | 200 | 5876 | Rate Constraint in lbs/MMBtu | FALSE | L | Annual | Emissions at Affected Plants SO2 | Thousand Tons | 0.5689 | 0.5689 | 0.5689 | 0.5689 | 0.5689 | 0.62665 | 0.746 | 0.746
BART SO2 Annual-Ray D Nixon 1 -v5.13 | 200 | 5876 | Rate Constraint in lbs/MMBtu | FALSE | L | Annual | Allowances Purchased SO2 | Thousand Tons | 0 | 0 | 0 | 0 | 0 | 0 | 0 | 0
BART SO2 Annual-Ray D Nixon 1 -v5.13 | 200 | 5876 | Rate Constraint in lbs/MMBtu | FALSE | L | Annual | Allowances Sold SO2 | Thousand Tons | 0 | 0 | 0 | 0 | 0 | 0 | 0 | 0
BART SO2 Annual-Ray D Nixon 1 -v5.13 | 200 | 5876 | Rate Constraint in lbs/MMBtu | FALSE | L | Annual | Allowances Banked | Thousand Tons | 0 | 0 | 0 | 0 | 0 | 0 | 0 | 0
BART SO2 Annual-Ray D Nixon 1 -v5.13 | 200 | 5876 | Rate Constraint in lbs/MMBtu | FALSE | L | Annual | Allowances Withdrawn (1:1) | Thousand Tons | 0 | 0 | 0 | 0 | 0 | 0 | 0 | 0
BART SO2 Annual-Ray D Nixon 1 -v5.13 | 200 | 5876 | Rate Constraint in lbs/MMBtu | FALSE | L | Annual | Allowances Withdrawn (n:1) | Thousand Tons | 0 | 0 | 0 | 0 | 0 | 0 | 0 | 0
BART SO2 Annual-Ray D Nixon 1 -v5.13 | 200 | 5876 | Rate Constraint in lbs/MMBtu | FALSE | L | Annual | Net Emissions Allowance Position | Thousand Tons | 0.5689 | 0.5689 | 0.5689 | 0.5689 | 0.5689 | 0.62665 | 0.746 | 0.746
BART SO2 Annual-Ray D Nixon 1 -v5.13 | 200 | 5876 | Rate Constraint in lbs/MMBtu | FALSE | L | Annual | Fuel Consumed | TBtu | 15.9323 | 15.9323 | 15.9323 | 15.9323 | 15.9323 | 15.9323 | 15.9323 | 15.9323
BART SO2 Annual-Ray D Nixon 1 -v5.13 | 200 | 5876 | Rate Constraint in lbs/MMBtu | FALSE | L | Annual | Rate | lb/MMBtu | 0.071415 | 0.071415 | 0.071415 | 0.071415 | 0.071415 | 0.078664 | 0.093647 | 0.093647
BART SO2 Annual-Ray D Nixon 1 -v5.13 | 200 | 5876 | Rate Constraint in lbs/MMBtu | FALSE | L | Annual | Generation | TWh | 1.438 | 1.438 | 1.438 | 1.438 | 1.438 | 1.438 | 1.438 | 1.438
BART SO2 Annual-Ray D Nixon 1 -v5.13 | 200 | 5876 | Rate Constraint in lbs/MMBtu | FALSE | L | Annual | Qualifying Generation | TWh | 1.438 | 1.438 | 1.438 | 1.438 | 1.438 | 1.438 | 1.438 | 1.438
BART SO2 Annual-Ray D Nixon 1 -v5.13 | 200 | 5876 | Rate Constraint in lbs/MMBtu | FALSE | L | Annual | Rate | lb/MWh | 0.79125 | 0.79125 | 0.79125 | 0.79125 | 0.79125 | 0.87157 | 1.0376 | 1.0376
BART SO2 Annual-Ray D Nixon 1 -v5.13 | 200 | 5876 | Rate Constraint in lbs/MMBtu | FALSE | L | Annual | Constraint Shadow Price | US2016$/Ton | 0 | 0 | 0 | 0 | 0 | 0 | 0 | 0
BART SO2 Annual-Sooner 1 -v5.13 | 201 | 5892 | Rate Constraint in lbs/MMBtu | FALSE | L | Annual | Seasons Included | Seasons | Winter, WintShld, Summer | Winter, WintShld, Summer | Winter, WintShld, Summer | Winter, WintShld, Summer | Winter, WintShld, Summer | Winter, WintShld, Summer | Winter, WintShld, Summer | Winter, WintShld, Summer
BART SO2 Annual-Sooner 1 -v5.13 | 201 | 5892 | Rate Constraint in lbs/MMBtu | FALSE | L | Annual | Standard SO2 | lb/MMBtu | 0.06 | 0.06 | 0.06 | 0.06 | 0.06 | 0.06 | 0.06 | 0.06
BART SO2 Annual-Sooner 1 -v5.13 | 201 | 5892 | Rate Constraint in lbs/MMBtu | FALSE | L | Annual | Emissions at Affected Plants SO2 | Thousand Tons | 0.53216 | 0.87713 | 0.95706 | 0.74698 | 0.6709 | 0.78655 | 0.78655 | 0.68201
BART SO2 Annual-Sooner 1 -v5.13 | 201 | 5892 | Rate Constraint in lbs/MMBtu | FALSE | L | Annual | Allowances Purchased SO2 | Thousand Tons | 0 | 0 | 0 | 0 | 0 | 0 | 0 | 0
BART SO2 Annual-Sooner 1 -v5.13 | 201 | 5892 | Rate Constraint in lbs/MMBtu | FALSE | L | Annual | Allowances Sold SO2 | Thousand Tons | 0 | 0 | 0 | 0 | 0 | 0 | 0 | 0
BART SO2 Annual-Sooner 1 -v5.13 | 201 | 5892 | Rate Constraint in lbs/MMBtu | FALSE | L | Annual | Allowances Banked | Thousand Tons | 0 | 0 | 0 | 0 | 0 | 0 | 0 | 0
BART SO2 Annual-Sooner 1 -v5.13 | 201 | 5892 | Rate Constraint in lbs/MMBtu | FALSE | L | Annual | Allowances Withdrawn (1:1) | Thousand Tons | 0 | 0 | 0 | 0 | 0 | 0 | 0 | 0
BART SO2 Annual-Sooner 1 -v5.13 | 201 | 5892 | Rate Constraint in lbs/MMBtu | FALSE | L | Annual | Allowances Withdrawn (n:1) | Thousand Tons | 0 | 0 | 0 | 0 | 0 | 0 | 0 | 0
BART SO2 Annual-Sooner 1 -v5.13 | 201 | 5892 | Rate Constraint in lbs/MMBtu | FALSE | L | Annual | Net Emissions Allowance Position | Thousand Tons | 0.53216 | 0.87713 | 0.95706 | 0.74698 | 0.6709 | 0.78655 | 0.78655 | 0.68201
BART SO2 Annual-Sooner 1 -v5.13 | 201 | 5892 | Rate Constraint in lbs/MMBtu | FALSE | L | Annual | Fuel Consumed | TBtu | 18.0393 | 29.7334 | 32.4426 | 25.3215 | 22.7425 | 26.6628 | 26.6628 | 23.1189
BART SO2 Annual-Sooner 1 -v5.13 | 201 | 5892 | Rate Constraint in lbs/MMBtu | FALSE | L | Annual | Rate | lb/MMBtu | 0.059 | 0.059 | 0.059 | 0.059 | 0.059 | 0.059 | 0.059 | 0.059
BART SO2 Annual-Sooner 1 -v5.13 | 201 | 5892 | Rate Constraint in lbs/MMBtu | FALSE | L | Annual | Generation | TWh | 1.6956 | 2.7948 | 3.0494 | 2.3801 | 2.1377 | 2.5061 | 2.5061 | 2.173
BART SO2 Annual-Sooner 1 -v5.13 | 201 | 5892 | Rate Constraint in lbs/MMBtu | FALSE | L | Annual | Qualifying Generation | TWh | 1.6956 | 2.7948 | 3.0494 | 2.3801 | 2.1377 | 2.5061 | 2.5061 | 2.173
BART SO2 Annual-Sooner 1 -v5.13 | 201 | 5892 | Rate Constraint in lbs/MMBtu | FALSE | L | Annual | Rate | lb/MWh | 0.6277 | 0.6277 | 0.6277 | 0.6277 | 0.6277 | 0.6277 | 0.6277 | 0.6277
BART SO2 Annual-Sooner 1 -v5.13 | 201 | 5892 | Rate Constraint in lbs/MMBtu | FALSE | L | Annual | Constraint Shadow Price | US2016$/Ton | 0 | 0 | 0 | 0 | 0 | 0 | 0 | 0
BART SO2 Annual-Sooner 2 -v5.13 | 202 | 5893 | Rate Constraint in lbs/MMBtu | FALSE | L | Annual | Seasons Included | Seasons | Winter, WintShld, Summer | Winter, WintShld, Summer | Winter, WintShld, Summer | Winter, WintShld, Summer | Winter, WintShld, Summer | Winter, WintShld, Summer | Winter, WintShld, Summer | Winter, WintShld, Summer
BART SO2 Annual-Sooner 2 -v5.13 | 202 | 5893 | Rate Constraint in lbs/MMBtu | FALSE | L | Annual | Standard SO2 | lb/MMBtu | 0.06 | 0.06 | 0.06 | 0.06 | 0.06 | 0.06 | 0.06 | 0.06
BART SO2 Annual-Sooner 2 -v5.13 | 202 | 5893 | Rate Constraint in lbs/MMBtu | FALSE | L | Annual | Emissions at Affected Plants SO2 | Thousand Tons | 0.54398 | 0.92641 | 0.94256 | 0.81991 | 0.70212 | 0.78 | 0.78 | 0.67298
BART SO2 Annual-Sooner 2 -v5.13 | 202 | 5893 | Rate Constraint in lbs/MMBtu | FALSE | L | Annual | Allowances Purchased SO2 | Thousand Tons | 0 | 0 | 0 | 0 | 0 | 0 | 0 | 0
BART SO2 Annual-Sooner 2 -v5.13 | 202 | 5893 | Rate Constraint in lbs/MMBtu | FALSE | L | Annual | Allowances Sold SO2 | Thousand Tons | 0 | 0 | 0 | 0 | 0 | 0 | 0 | 0
BART SO2 Annual-Sooner 2 -v5.13 | 202 | 5893 | Rate Constraint in lbs/MMBtu | FALSE | L | Annual | Allowances Banked | Thousand Tons | 0 | 0 | 0 | 0 | 0 | 0 | 0 | 0
BART SO2 Annual-Sooner 2 -v5.13 | 202 | 5893 | Rate Constraint in lbs/MMBtu | FALSE | L | Annual | Allowances Withdrawn (1:1) | Thousand Tons | 0 | 0 | 0 | 0 | 0 | 0 | 0 | 0
BART SO2 Annual-Sooner 2 -v5.13 | 202 | 5893 | Rate Constraint in lbs/MMBtu | FALSE | L | Annual | Allowances Withdrawn (n:1) | Thousand Tons | 0 | 0 | 0 | 0 | 0 | 0 | 0 | 0
BART SO2 Annual-Sooner 2 -v5.13 | 202 | 5893 | Rate Constraint in lbs/MMBtu | FALSE | L | Annual | Net Emissions Allowance Position | Thousand Tons | 0.54398 | 0.92641 | 0.94256 | 0.81991 | 0.70212 | 0.78 | 0.78 | 0.67298
BART SO2 Annual-Sooner 2 -v5.13 | 202 | 5893 | Rate Constraint in lbs/MMBtu | FALSE | L | Annual | Fuel Consumed | TBtu | 18.4398 | 31.4036 | 31.9512 | 27.7934 | 23.8008 | 26.4408 | 26.4408 | 22.813
BART SO2 Annual-Sooner 2 -v5.13 | 202 | 5893 | Rate Constraint in lbs/MMBtu | FALSE | L | Annual | Rate | lb/MMBtu | 0.059 | 0.059 | 0.059 | 0.059 | 0.059 | 0.059 | 0.059 | 0.059
BART SO2 Annual-Sooner 2 -v5.13 | 202 | 5893 | Rate Constraint in lbs/MMBtu | FALSE | L | Annual | Generation | TWh | 1.7444 | 2.9707 | 3.0225 | 2.6292 | 2.2515 | 2.5013 | 2.5013 | 2.1581
BART SO2 Annual-Sooner 2 -v5.13 | 202 | 5893 | Rate Constraint in lbs/MMBtu | FALSE | L | Annual | Qualifying Generation | TWh | 1.7444 | 2.9707 | 3.0225 | 2.6292 | 2.2515 | 2.5013 | 2.5013 | 2.1581
BART SO2 Annual-Sooner 2 -v5.13 | 202 | 5893 | Rate Constraint in lbs/MMBtu | FALSE | L | Annual | Rate | lb/MWh | 0.62369 | 0.62369 | 0.62369 | 0.62369 | 0.62369 | 0.62369 | 0.62369 | 0.62369
BART SO2 Annual-Sooner 2 -v5.13 | 202 | 5893 | Rate Constraint in lbs/MMBtu | FALSE | L | Annual | Constraint Shadow Price | US2016$/Ton | 0 | 0 | 0 | 0 | 0 | 0 | 0 | 0
Black RiverGen MER Rate Limit v3.1 | 203 | 2045 | Rate Constraint in lbs/MMBtu | FALSE | L | Annual | Seasons Included | Seasons | Winter, WintShld, Summer | Winter, WintShld, Summer | Winter, WintShld, Summer | Winter, WintShld, Summer | Winter, WintShld, Summer | Winter, WintShld, Summer | Winter, WintShld, Summer | Winter, WintShld, Summer
Black RiverGen MER Rate Limit v3.1 | 203 | 2045 | Rate Constraint in lbs/MMBtu | FALSE | L | Annual | Standard MER | lb/MMBtu | 6e-07 | 6e-07 | 6e-07 | 6e-07 | 6e-07 | 6e-07 | 6e-07 | 6e-07
Black RiverGen MER Rate Limit v3.1 | 203 | 2045 | Rate Constraint in lbs/MMBtu | FALSE | L | Annual | Emissions at Affected Plants MER | lbs | 0 | 0 | 0 | 0 | 0 | 0 | 0 | 0
Black RiverGen MER Rate Limit v3.1 | 203 | 2045 | Rate Constraint in lbs/MMBtu | FALSE | L | Annual | Allowances Purchased MER | lbs | 0 | 0 | 0 | 0 | 0 | 0 | 0 | 0
Black RiverGen MER Rate Limit v3.1 | 203 | 2045 | Rate Constraint in lbs/MMBtu | FALSE | L | Annual | Allowances Sold MER | lbs | 0 | 0 | 0 | 0 | 0 | 0 | 0 | 0
Black RiverGen MER Rate Limit v3.1 | 203 | 2045 | Rate Constraint in lbs/MMBtu | FALSE | L | Annual | Allowances Banked | lbs | 0 | 0 | 0 | 0 | 0 | 0 | 0 | 0
Black RiverGen MER Rate Limit v3.1 | 203 | 2045 | Rate Constraint in lbs/MMBtu | FALSE | L | Annual | Allowances Withdrawn (1:1) | lbs | 0 | 0 | 0 | 0 | 0 | 0 | 0 | 0
Black RiverGen MER Rate Limit v3.1 | 203 | 2045 | Rate Constraint in lbs/MMBtu | FALSE | L | Annual | Allowances Withdrawn (n:1) | lbs | 0 | 0 | 0 | 0 | 0 | 0 | 0 | 0
Black RiverGen MER Rate Limit v3.1 | 203 | 2045 | Rate Constraint in lbs/MMBtu | FALSE | L | Annual | Net Emissions Allowance Position | lbs | 0 | 0 | 0 | 0 | 0 | 0 | 0 | 0
Black RiverGen MER Rate Limit v3.1 | 203 | 2045 | Rate Constraint in lbs/MMBtu | FALSE | L | Annual | Fuel Consumed | TBtu | 0 | 0 | 0 | 0 | 0 | 0 | 0 | 0
Black RiverGen MER Rate Limit v3.1 | 203 | 2045 | Rate Constraint in lbs/MMBtu | FALSE | L | Annual | Rate | lb/MMBtu | 0 | 0 | 0 | 0 | 0 | 0 | 0 | 0
Black RiverGen MER Rate Limit v3.1 | 203 | 2045 | Rate Constraint in lbs/MMBtu | FALSE | L | Annual | Generation | TWh | 0 | 0 | 0 | 0 | 0 | 0 | 0 | 0
Black RiverGen MER Rate Limit v3.1 | 203 | 2045 | Rate Constraint in lbs/MMBtu | FALSE | L | Annual | Qualifying Generation | TWh | 0 | 0 | 0 | 0 | 0 | 0 | 0 | 0
Black RiverGen MER Rate Limit v3.1 | 203 | 2045 | Rate Constraint in lbs/MMBtu | FALSE | L | Annual | Rate | lb/MWh | 0 | 0 | 0 | 0 | 0 | 0 | 0 | 0
Black RiverGen MER Rate Limit v3.1 | 203 | 2045 | Rate Constraint in lbs/MMBtu | FALSE | L | Annual | Constraint Shadow Price | US2016$/Lb | 0 | 0 | 0 | 0 | 0 | 0 | 0 | 0
CA AB 32- CO2 Constraint- v.5.13 | 204 | 5895 | Rate Constraint in MTons | FALSE | L | Annual | Seasons Included | Seasons | Winter, WintShld, Summer | Winter, WintShld, Summer | Winter, WintShld, Summer | Winter, WintShld, Summer | Winter, WintShld, Summer | Winter, WintShld, Summer | Winter, WintShld, Summer | Winter, WintShld, Summer
CA AB 32- CO2 Constraint- v.5.13 | 204 | 5895 | Rate Constraint in MTons | FALSE | L | Annual | Standard CO2 | Thousand Tons | 0 | 0 | 0 | 0 | 0 | 0 | 0 | 0
CA AB 32- CO2 Constraint- v.5.13 | 204 | 5895 | Rate Constraint in MTons | FALSE | L | Annual | Emissions at Affected Plants CO2 | Thousand Tons | 56783.4136 | 62497.3906 | 63197.0705 | 33491.6172 | 32840.1962 | 34588.0338 | 36406.9922 | 36479.9868
CA AB 32- CO2 Constraint- v.5.13 | 204 | 5895 | Rate Constraint in MTons | FALSE | L | Annual | Allowances Purchased CO2 | Thousand Tons | -56783.4136 | -62497.3906 | -63197.0705 | -33491.6172 | -32840.1962 | -34588.0338 | -36406.9922 | -36479.9868
CA AB 32- CO2 Constraint- v.5.13 | 204 | 5895 | Rate Constraint in MTons | FALSE | L | Annual | Allowances Sold CO2 | Thousand Tons | 0 | 0 | 0 | 0 | 0 | 0 | 0 | 0
CA AB 32- CO2 Constraint- v.5.13 | 204 | 5895 | Rate Constraint in MTons | FALSE | L | Annual | Allowances Banked | Thousand Tons | 0 | 0 | 0 | 0 | 0 | 0 | 0 | 0
CA AB 32- CO2 Constraint- v.5.13 | 204 | 5895 | Rate Constraint in MTons | FALSE | L | Annual | Allowances Withdrawn (1:1) | Thousand Tons | 0 | 0 | 0 | 0 | 0 | 0 | 0 | 0
CA AB 32- CO2 Constraint- v.5.13 | 204 | 5895 | Rate Constraint in MTons | FALSE | L | Annual | Allowances Withdrawn (n:1) | Thousand Tons | 0 | 0 | 0 | 0 | 0 | 0 | 0 | 0
CA AB 32- CO2 Constraint- v.5.13 | 204 | 5895 | Rate Constraint in MTons | FALSE | L | Annual | Net Emissions Allowance Position | Thousand Tons | -5.7738e-06 | -4.302e-06 | -5.8721e-06 | -5.2366e-06 | 2.5993e-06 | 4.308e-07 | 4.4594e-06 | 3.8312e-06
CA AB 32- CO2 Constraint- v.5.13 | 204 | 5895 | Rate Constraint in MTons | FALSE | L | Annual | Fuel Consumed | TBtu | 965.5457 | 1057.0029 | 1067.111 | 575.579 | 564.3048 | 593.6039 | 622.1163 | 626.349
CA AB 32- CO2 Constraint- v.5.13 | 204 | 5895 | Rate Constraint in MTons | FALSE | L | Annual | Rate | lb/MMBtu | 117.6193 | 118.254 | 118.4452 | 116.3754 | 116.3917 | 116.5357 | 117.0424 | 116.4845
CA AB 32- CO2 Constraint- v.5.13 | 204 | 5895 | Rate Constraint in MTons | FALSE | L | Annual | Generation | TWh | 131.2307 | 142.2224 | 143.5352 | 82.0592 | 80.2006 | 85.4743 | 89.1435 | 93.4802
CA AB 32- CO2 Constraint- v.5.13 | 204 | 5895 | Rate Constraint in MTons | FALSE | L | Annual | Qualifying Generation | TWh | 131.2307 | 142.2224 | 143.5352 | 82.0592 | 80.1922 | 84.3845 | 88.2254 | 90.8329
CA AB 32- CO2 Constraint- v.5.13 | 204 | 5895 | Rate Constraint in MTons | FALSE | L | Annual | Rate | lb/MWh | 865.3984 | 878.8686 | 880.5794 | 816.2792 | 819.0373 | 819.7722 | 825.3174 | 803.2327
CA AB 32- CO2 Constraint- v.5.13 | 204 | 5895 | Rate Constraint in MTons | FALSE | L | Annual | Constraint Shadow Price | US2016$/Ton | 13.321 | 13.32 | 13.3202 | 67.6707 | 67.6705 | 67.6706 | 67.6708 | 67.6709
CA NOx Annual v5.14 | 205 | 6121 | Rate Constraint in MTons | FALSE | L | Annual | Seasons Included | Seasons | Winter, WintShld, Summer | Winter, WintShld, Summer | Winter, WintShld, Summer | Winter, WintShld, Summer | Winter, WintShld, Summer | Winter, WintShld, Summer | Winter, WintShld, Summer | Winter, WintShld, Summer
CA NOx Annual v5.14 | 205 | 6121 | Rate Constraint in MTons | FALSE | L | Annual | Standard NOX | Thousand Tons | 9.676 | 9.676 | 9.676 | 9.676 | 9.676 | 9.676 | 9.676 | 9.676
CA NOx Annual v5.14 | 205 | 6121 | Rate Constraint in MTons | FALSE | L | Annual | Emissions at Affected Plants NOX | Thousand Tons | 0.44245 | 0.50633 | 0.50803 | 0.15454 | 0.18855 | 0.16667 | 0.17401 | 0.15741
CA NOx Annual v5.14 | 205 | 6121 | Rate Constraint in MTons | FALSE | L | Annual | Allowances Purchased NOX | Thousand Tons | 0 | 0 | 0 | 0 | 0 | 0 | 0 | 0
CA NOx Annual v5.14 | 205 | 6121 | Rate Constraint in MTons | FALSE | L | Annual | Allowances Sold NOX | Thousand Tons | 0 | 0 | 0 | 0 | 0 | 0 | 0 | 0
CA NOx Annual v5.14 | 205 | 6121 | Rate Constraint in MTons | FALSE | L | Annual | Allowances Banked | Thousand Tons | 0 | 0 | 0 | 0 | 0 | 0 | 0 | 0
CA NOx Annual v5.14 | 205 | 6121 | Rate Constraint in MTons | FALSE | L | Annual | Allowances Withdrawn (1:1) | Thousand Tons | 0 | 0 | 0 | 0 | 0 | 0 | 0 | 0
CA NOx Annual v5.14 | 205 | 6121 | Rate Constraint in MTons | FALSE | L | Annual | Allowances Withdrawn (n:1) | Thousand Tons | 0 | 0 | 0 | 0 | 0 | 0 | 0 | 0
CA NOx Annual v5.14 | 205 | 6121 | Rate Constraint in MTons | FALSE | L | Annual | Net Emissions Allowance Position | Thousand Tons | 0.44245 | 0.50633 | 0.50803 | 0.15454 | 0.18855 | 0.16667 | 0.17401 | 0.15741
CA NOx Annual v5.14 | 205 | 6121 | Rate Constraint in MTons | FALSE | L | Annual | Fuel Consumed | TBtu | 105.1571 | 104.7709 | 103.1185 | 46.7759 | 55.9227 | 49.6876 | 51.1113 | 46.8712
CA NOx Annual v5.14 | 205 | 6121 | Rate Constraint in MTons | FALSE | L | Annual | Rate | lb/MMBtu | 0.0084151 | 0.0096654 | 0.0098532 | 0.0066076 | 0.0067431 | 0.0067088 | 0.0068089 | 0.0067166
CA NOx Annual v5.14 | 205 | 6121 | Rate Constraint in MTons | FALSE | L | Annual | Generation | TWh | 14.2966 | 14.3051 | 14.1771 | 6.5747 | 7.8329 | 6.9739 | 7.1666 | 6.5848
CA NOx Annual v5.14 | 205 | 6121 | Rate Constraint in MTons | FALSE | L | Annual | Qualifying Generation | TWh | 14.2966 | 14.3051 | 14.1771 | 6.5747 | 7.8329 | 6.9739 | 7.1666 | 6.5848
CA NOx Annual v5.14 | 205 | 6121 | Rate Constraint in MTons | FALSE | L | Annual | Rate | lb/MWh | 0.061896 | 0.07079 | 0.071669 | 0.04701 | 0.048142 | 0.047798 | 0.04856 | 0.047809
CA NOx Annual v5.14 | 205 | 6121 | Rate Constraint in MTons | FALSE | L | Annual | Constraint Shadow Price | US2016$/Ton | 0 | 0 | 0 | 0 | 0 | 0 | 0 | 0
CA SO2 Annual v5.14 | 206 | 6122 | Rate Constraint in MTons | FALSE | L | Annual | Seasons Included | Seasons | Winter, WintShld, Summer | Winter, WintShld, Summer | Winter, WintShld, Summer | Winter, WintShld, Summer | Winter, WintShld, Summer | Winter, WintShld, Summer | Winter, WintShld, Summer | Winter, WintShld, Summer
CA SO2 Annual v5.14 | 206 | 6122 | Rate Constraint in MTons | FALSE | L | Annual | Standard SO2 | Thousand Tons | 2.219 | 2.219 | 2.219 | 2.219 | 2.219 | 2.219 | 2.219 | 2.219
CA SO2 Annual v5.14 | 206 | 6122 | Rate Constraint in MTons | FALSE | L | Annual | Emissions at Affected Plants SO2 | Thousand Tons | 0 | 0 | 0 | 0 | 0 | 0 | 0 | 0
CA SO2 Annual v5.14 | 206 | 6122 | Rate Constraint in MTons | FALSE | L | Annual | Allowances Purchased SO2 | Thousand Tons | 0 | 0 | 0 | 0 | 0 | 0 | 0 | 0
CA SO2 Annual v5.14 | 206 | 6122 | Rate Constraint in MTons | FALSE | L | Annual | Allowances Sold SO2 | Thousand Tons | 0 | 0 | 0 | 0 | 0 | 0 | 0 | 0
CA SO2 Annual v5.14 | 206 | 6122 | Rate Constraint in MTons | FALSE | L | Annual | Allowances Banked | Thousand Tons | 0 | 0 | 0 | 0 | 0 | 0 | 0 | 0
CA SO2 Annual v5.14 | 206 | 6122 | Rate Constraint in MTons | FALSE | L | Annual | Allowances Withdrawn (1:1) | Thousand Tons | 0 | 0 | 0 | 0 | 0 | 0 | 0 | 0
CA SO2 Annual v5.14 | 206 | 6122 | Rate Constraint in MTons | FALSE | L | Annual | Allowances Withdrawn (n:1) | Thousand Tons | 0 | 0 | 0 | 0 | 0 | 0 | 0 | 0
CA SO2 Annual v5.14 | 206 | 6122 | Rate Constraint in MTons | FALSE | L | Annual | Net Emissions Allowance Position | Thousand Tons | 0 | 0 | 0 | 0 | 0 | 0 | 0 | 0
CA SO2 Annual v5.14 | 206 | 6122 | Rate Constraint in MTons | FALSE | L | Annual | Fuel Consumed | TBtu | 0.024694 | 0 | 0 | 0.00093309 | 0 | 0 | 0.00014514 | 0.00052619
CA SO2 Annual v5.14 | 206 | 6122 | Rate Constraint in MTons | FALSE | L | Annual | Rate | lb/MMBtu | 0 | 0 | 0 | 0 | 0 | 0 | 0 | 0
CA SO2 Annual v5.14 | 206 | 6122 | Rate Constraint in MTons | FALSE | L | Annual | Generation | TWh | 0.0022982 | 0 | 0 | 7.9089e-05 | 0 | 0 | 1.2302e-05 | 4.46e-05
CA SO2 Annual v5.14 | 206 | 6122 | Rate Constraint in MTons | FALSE | L | Annual | Qualifying Generation | TWh | 0.0022982 | 0 | 0 | 7.9089e-05 | 0 | 0 | 1.2302e-05 | 4.46e-05
CA SO2 Annual v5.14 | 206 | 6122 | Rate Constraint in MTons | FALSE | L | Annual | Rate | lb/MWh | 0 | 0 | 0 | 0 | 0 | 0 | 0 | 0
CA SO2 Annual v5.14 | 206 | 6122 | Rate Constraint in MTons | FALSE | L | Annual | Constraint Shadow Price | US2016$/Ton | 0 | 0 | 0 | 0 | 0 | 0 | 0 | 0
CO Hg Rate Annual - Comanche 1,2 & 3 v5.14 | 207 | 6123 | Rate Constraint in lbs/MWh | FALSE | L | Annual | Seasons Included | Seasons | Winter, WintShld, Summer | Winter, WintShld, Summer | Winter, WintShld, Summer | Winter, WintShld, Summer | Winter, WintShld, Summer | Winter, WintShld, Summer | Winter, WintShld, Summer | Winter, WintShld, Summer
CO Hg Rate Annual - Comanche 1,2 & 3 v5.14 | 207 | 6123 | Rate Constraint in lbs/MWh | FALSE | L | Annual | Standard MER | lb/MWh | 1.3e-05 | 1.3e-05 | 1.3e-05 | 1.3e-05 | 1.3e-05 | 1.3e-05 | 1.3e-05 | 1.3e-05
CO Hg Rate Annual - Comanche 1,2 & 3 v5.14 | 207 | 6123 | Rate Constraint in lbs/MWh | FALSE | L | Annual | Emissions at Affected Plants MER | lbs | 58.6157 | 59.1501 | 59.1501 | 59.1501 | 53.7407 | 55.0181 | 59.1501 | 57.7253
CO Hg Rate Annual - Comanche 1,2 & 3 v5.14 | 207 | 6123 | Rate Constraint in lbs/MWh | FALSE | L | Annual | Allowances Purchased MER | lbs | 0 | 0 | 0 | 0 | 0 | 0 | 0 | 0
CO Hg Rate Annual - Comanche 1,2 & 3 v5.14 | 207 | 6123 | Rate Constraint in lbs/MWh | FALSE | L | Annual | Allowances Sold MER | lbs | 0 | 0 | 0 | 0 | 0 | 0 | 0 | 0
CO Hg Rate Annual - Comanche 1,2 & 3 v5.14 | 207 | 6123 | Rate Constraint in lbs/MWh | FALSE | L | Annual | Allowances Banked | lbs | 0 | 0 | 0 | 0 | 0 | 0 | 0 | 0
CO Hg Rate Annual - Comanche 1,2 & 3 v5.14 | 207 | 6123 | Rate Constraint in lbs/MWh | FALSE | L | Annual | Allowances Withdrawn (1:1) | lbs | 0 | 0 | 0 | 0 | 0 | 0 | 0 | 0
CO Hg Rate Annual - Comanche 1,2 & 3 v5.14 | 207 | 6123 | Rate Constraint in lbs/MWh | FALSE | L | Annual | Allowances Withdrawn (n:1) | lbs | 0 | 0 | 0 | 0 | 0 | 0 | 0 | 0
CO Hg Rate Annual - Comanche 1,2 & 3 v5.14 | 207 | 6123 | Rate Constraint in lbs/MWh | FALSE | L | Annual | Net Emissions Allowance Position | lbs | 58.6157 | 59.1501 | 59.1501 | 59.1501 | 53.7407 | 55.0181 | 59.1501 | 57.7253
CO Hg Rate Annual - Comanche 1,2 & 3 v5.14 | 207 | 6123 | Rate Constraint in lbs/MWh | FALSE | L | Annual | Fuel Consumed | TBtu | 104.461 | 105.4135 | 105.4135 | 105.4135 | 95.7731 | 98.0496 | 105.4135 | 102.8743
CO Hg Rate Annual - Comanche 1,2 & 3 v5.14 | 207 | 6123 | Rate Constraint in lbs/MWh | FALSE | L | Annual | Rate | lb/MMBtu | 5.6112e-07 | 5.6112e-07 | 5.6112e-07 | 5.6112e-07 | 5.6112e-07 | 5.6112e-07 | 5.6112e-07 | 5.6112e-07
CO Hg Rate Annual - Comanche 1,2 & 3 v5.14 | 207 | 6123 | Rate Constraint in lbs/MWh | FALSE | L | Annual | Generation | TWh | 10.0459 | 10.1395 | 10.1395 | 10.1395 | 9.2117 | 9.4264 | 10.1395 | 9.8936
CO Hg Rate Annual - Comanche 1,2 & 3 v5.14 | 207 | 6123 | Rate Constraint in lbs/MWh | FALSE | L | Annual | Qualifying Generation | TWh | 10.0459 | 10.1395 | 10.1395 | 10.1395 | 9.2117 | 9.4264 | 10.1395 | 9.8936
CO Hg Rate Annual - Comanche 1,2 & 3 v5.14 | 207 | 6123 | Rate Constraint in lbs/MWh | FALSE | L | Annual | Constraint Shadow Price | US2016$/Lb | 0 | 0 | 0 | 0 | 0 | 0 | 0 | 0
CO Hg Rule - MER Removal Annual v3.1 | 208 | 1515 | MACT Fuel Choice Floor in lbs/MMBtu | FALSE | L | Annual | Seasons Included | Seasons | Winter, WintShld, Summer | Winter, WintShld, Summer | Winter, WintShld, Summer | Winter, WintShld, Summer | Winter, WintShld, Summer | Winter, WintShld, Summer | Winter, WintShld, Summer | Winter, WintShld, Summer
CO Hg Rule - MER Removal Annual v3.1 | 208 | 1515 | MACT Fuel Choice Floor in lbs/MMBtu | FALSE | L | Annual | Emission Floor | lbs/MMBtu | 8.248e-07 | 8.248e-07 | 8.248e-07 | 8.248e-07 | 8.248e-07 | 8.248e-07 | 8.248e-07 | 8.248e-07
CO Hg Rule - MER Removal Annual v3.1 | 208 | 1515 | MACT Fuel Choice Floor in lbs/MMBtu | FALSE | L | Annual | Emissions at Affected Plants MER | lbs | 99.7552 | 96.4531 | 96.4531 | 90.6477 | 87.8409 | 88.9764 | 95.4065 | 93.5677
CO Hg Rule - MER Removal Annual v3.1 | 208 | 1515 | MACT Fuel Choice Floor in lbs/MMBtu | FALSE | L | Annual | Allowances Purchased MER | lbs | 0 | 0 | 0 | 0 | 0 | 0 | 0 | 0
CO Hg Rule - MER Removal Annual v3.1 | 208 | 1515 | MACT Fuel Choice Floor in lbs/MMBtu | FALSE | L | Annual | Allowances Sold MER | lbs | 0 | 0 | 0 | 0 | 0 | 0 | 0 | 0
CO Hg Rule - MER Removal Annual v3.1 | 208 | 1515 | MACT Fuel Choice Floor in lbs/MMBtu | FALSE | L | Annual | Allowances Banked | lbs | 0 | 0 | 0 | 0 | 0 | 0 | 0 | 0
CO Hg Rule - MER Removal Annual v3.1 | 208 | 1515 | MACT Fuel Choice Floor in lbs/MMBtu | FALSE | L | Annual | Allowances Withdrawn (1:1) | lbs | 0 | 0 | 0 | 0 | 0 | 0 | 0 | 0
CO Hg Rule - MER Removal Annual v3.1 | 208 | 1515 | MACT Fuel Choice Floor in lbs/MMBtu | FALSE | L | Annual | Allowances Withdrawn (n:1) | lbs | 0 | 0 | 0 | 0 | 0 | 0 | 0 | 0
CO Hg Rule - MER Removal Annual v3.1 | 208 | 1515 | MACT Fuel Choice Floor in lbs/MMBtu | FALSE | L | Annual | Net Emissions Allowance Position | lbs | 99.7552 | 96.4531 | 96.4531 | 90.6477 | 87.8409 | 88.9764 | 95.4065 | 93.5677
CO Hg Rule - MER Removal Annual v3.1 | 208 | 1515 | MACT Fuel Choice Floor in lbs/MMBtu | FALSE | L | Annual | Fuel Consumed | TBtu | 231.3077 | 193.8469 | 193.8469 | 192.2703 | 185.074 | 186.5028 | 187.7576 | 184.6469
CO Hg Rule - MER Removal Annual v3.1 | 208 | 1515 | MACT Fuel Choice Floor in lbs/MMBtu | FALSE | L | Annual | Rate | lb/MMBtu | 4.3127e-07 | 4.9757e-07 | 4.9757e-07 | 4.7146e-07 | 4.7463e-07 | 4.7708e-07 | 5.0814e-07 | 5.0674e-07
CO Hg Rule - MER Removal Annual v3.1 | 208 | 1515 | MACT Fuel Choice Floor in lbs/MMBtu | FALSE | L | Annual | Generation | TWh | 21.4227 | 18.011 | 18.011 | 18.011 | 17.38 | 17.5003 | 17.471 | 17.188
CO Hg Rule - MER Removal Annual v3.1 | 208 | 1515 | MACT Fuel Choice Floor in lbs/MMBtu | FALSE | L | Annual | Qualifying Generation | TWh | 21.4227 | 18.011 | 18.011 | 18.011 | 17.38 | 17.5003 | 17.471 | 17.188
CO Hg Rule - MER Removal Annual v3.1 | 208 | 1515 | MACT Fuel Choice Floor in lbs/MMBtu | FALSE | L | Annual | Constraint Shadow Price | US2016$/Lb | 0 | 0 | 0 | 0 | 0 | 0 | 0 | 0
CO NOX Rate Annual - Craig 1,3 v5.14 | 209 | 6124 | Rate Constraint in lbs/MMBtu | FALSE | L | Annual | Seasons Included | Seasons | Winter, WintShld, Summer | Winter, WintShld, Summer | Winter, WintShld, Summer | Winter, WintShld, Summer | Winter, WintShld, Summer | Winter, WintShld, Summer | Winter, WintShld, Summer | Winter, WintShld, Summer
CO NOX Rate Annual - Craig 1,3 v5.14 | 209 | 6124 | Rate Constraint in lbs/MMBtu | FALSE | L | Annual | Standard NOX | lb/MMBtu | 0.28 | 0.28 | 0.28 | 0.28 | 0.28 | 0.28 | 0.28 | 0.28
CO NOX Rate Annual - Craig 1,3 v5.14 | 209 | 6124 | Rate Constraint in lbs/MMBtu | FALSE | L | Annual | Emissions at Affected Plants NOX | Thousand Tons | 7.7996 | 3.7678 | 3.7678 | 3.7669 | 3.7669 | 3.7669 | 3.7678 | 3.7678
CO NOX Rate Annual - Craig 1,3 v5.14 | 209 | 6124 | Rate Constraint in lbs/MMBtu | FALSE | L | Annual | Allowances Purchased NOX | Thousand Tons | 0 | 0 | 0 | 0 | 0 | 0 | 0 | 0
CO NOX Rate Annual - Craig 1,3 v5.14 | 209 | 6124 | Rate Constraint in lbs/MMBtu | FALSE | L | Annual | Allowances Sold NOX | Thousand Tons | 0 | 0 | 0 | 0 | 0 | 0 | 0 | 0
CO NOX Rate Annual - Craig 1,3 v5.14 | 209 | 6124 | Rate Constraint in lbs/MMBtu | FALSE | L | Annual | Allowances Banked | Thousand Tons | 0 | 0 | 0 | 0 | 0 | 0 | 0 | 0
CO NOX Rate Annual - Craig 1,3 v5.14 | 209 | 6124 | Rate Constraint in lbs/MMBtu | FALSE | L | Annual | Allowances Withdrawn (1:1) | Thousand Tons | 0 | 0 | 0 | 0 | 0 | 0 | 0 | 0
CO NOX Rate Annual - Craig 1,3 v5.14 | 209 | 6124 | Rate Constraint in lbs/MMBtu | FALSE | L | Annual | Allowances Withdrawn (n:1) | Thousand Tons | 0 | 0 | 0 | 0 | 0 | 0 | 0 | 0
CO NOX Rate Annual - Craig 1,3 v5.14 | 209 | 6124 | Rate Constraint in lbs/MMBtu | FALSE | L | Annual | Net Emissions Allowance Position | Thousand Tons | 7.7996 | 3.7678 | 3.7678 | 3.7669 | 3.7669 | 3.7669 | 3.7678 | 3.7678
CO NOX Rate Annual - Craig 1,3 v5.14 | 209 | 6124 | Rate Constraint in lbs/MMBtu | FALSE | L | Annual | Fuel Consumed | TBtu | 67.0857 | 34.3202 | 34.3202 | 34.3129 | 34.3129 | 34.3129 | 34.3202 | 34.3202
CO NOX Rate Annual - Craig 1,3 v5.14 | 209 | 6124 | Rate Constraint in lbs/MMBtu | FALSE | L | Annual | Rate | lb/MMBtu | 0.23253 | 0.21957 | 0.21957 | 0.21956 | 0.21956 | 0.21956 | 0.21957 | 0.21957
CO NOX Rate Annual - Craig 1,3 v5.14 | 209 | 6124 | Rate Constraint in lbs/MMBtu | FALSE | L | Annual | Generation | TWh | 6.3154 | 3.2434 | 3.2434 | 3.2434 | 3.2434 | 3.2434 | 3.2434 | 3.2434
CO NOX Rate Annual - Craig 1,3 v5.14 | 209 | 6124 | Rate Constraint in lbs/MMBtu | FALSE | L | Annual | Qualifying Generation | TWh | 6.3154 | 3.2434 | 3.2434 | 3.2434 | 3.2434 | 3.2434 | 3.2434 | 3.2434
CO NOX Rate Annual - Craig 1,3 v5.14 | 209 | 6124 | Rate Constraint in lbs/MMBtu | FALSE | L | Annual | Rate | lb/MWh | 2.47 | 2.3234 | 2.3234 | 2.3228 | 2.3228 | 2.3228 | 2.3234 | 2.3234
CO NOX Rate Annual - Craig 1,3 v5.14 | 209 | 6124 | Rate Constraint in lbs/MMBtu | FALSE | L | Annual | Constraint Shadow Price | US2016$/Ton | 0 | 0 | 0 | 0 | 0 | 0 | 0 | 0
CO NOX Rate Annual - Craig 2 v5.14 | 210 | 6125 | Rate Constraint in lbs/MMBtu | FALSE | L | Annual | Seasons Included | Seasons | Winter, WintShld, Summer | Winter, WintShld, Summer | Winter, WintShld, Summer | Winter, WintShld, Summer | Winter, WintShld, Summer | Winter, WintShld, Summer | Winter, WintShld, Summer | Winter, WintShld, Summer
CO NOX Rate Annual - Craig 2 v5.14 | 210 | 6125 | Rate Constraint in lbs/MMBtu | FALSE | L | Annual | Standard NOX | lb/MMBtu | 0.08 | 0.08 | 0.08 | 0.08 | 0.08 | 0.08 | 0.08 | 0.08
CO NOX Rate Annual - Craig 2 v5.14 | 210 | 6125 | Rate Constraint in lbs/MMBtu | FALSE | L | Annual | Emissions at Affected Plants NOX | Thousand Tons | 0.98863 | 0.98863 | 0.98863 | 1.0985 | 1.0985 | 1.0985 | 0.98863 | 0.98863
CO NOX Rate Annual - Craig 2 v5.14 | 210 | 6125 | Rate Constraint in lbs/MMBtu | FALSE | L | Annual | Allowances Purchased NOX | Thousand Tons | 0 | 0 | 0 | 0 | 0 | 0 | 0 | 0
CO NOX Rate Annual - Craig 2 v5.14 | 210 | 6125 | Rate Constraint in lbs/MMBtu | FALSE | L | Annual | Allowances Sold NOX | Thousand Tons | 0 | 0 | 0 | 0 | 0 | 0 | 0 | 0
CO NOX Rate Annual - Craig 2 v5.14 | 210 | 6125 | Rate Constraint in lbs/MMBtu | FALSE | L | Annual | Allowances Banked | Thousand Tons | 0 | 0 | 0 | 0 | 0 | 0 | 0 | 0
CO NOX Rate Annual - Craig 2 v5.14 | 210 | 6125 | Rate Constraint in lbs/MMBtu | FALSE | L | Annual | Allowances Withdrawn (1:1) | Thousand Tons | 0 | 0 | 0 | 0 | 0 | 0 | 0 | 0
CO NOX Rate Annual - Craig 2 v5.14 | 210 | 6125 | Rate Constraint in lbs/MMBtu | FALSE | L | Annual | Allowances Withdrawn (n:1) | Thousand Tons | 0 | 0 | 0 | 0 | 0 | 0 | 0 | 0
CO NOX Rate Annual - Craig 2 v5.14 | 210 | 6125 | Rate Constraint in lbs/MMBtu | FALSE | L | Annual | Net Emissions Allowance Position | Thousand Tons | 0.98863 | 0.98863 | 0.98863 | 1.0985 | 1.0985 | 1.0985 | 0.98863 | 0.98863
CO NOX Rate Annual - Craig 2 v5.14 | 210 | 6125 | Rate Constraint in lbs/MMBtu | FALSE | L | Annual | Fuel Consumed | TBtu | 32.9544 | 32.9544 | 32.9544 | 31.3852 | 31.3852 | 31.3852 | 32.9544 | 32.9544
CO NOX Rate Annual - Craig 2 v5.14 | 210 | 6125 | Rate Constraint in lbs/MMBtu | FALSE | L | Annual | Rate | lb/MMBtu | 0.06 | 0.06 | 0.06 | 0.07 | 0.07 | 0.07 | 0.06 | 0.06
CO NOX Rate Annual - Craig 2 v5.14 | 210 | 6125 | Rate Constraint in lbs/MMBtu | FALSE | L | Annual | Generation | TWh | 3.0653 | 3.0653 | 3.0653 | 3.0653 | 3.0653 | 3.0653 | 3.0653 | 3.0653
CO NOX Rate Annual - Craig 2 v5.14 | 210 | 6125 | Rate Constraint in lbs/MMBtu | FALSE | L | Annual | Qualifying Generation | TWh | 3.0653 | 3.0653 | 3.0653 | 3.0653 | 3.0653 | 3.0653 | 3.0653 | 3.0653
CO NOX Rate Annual - Craig 2 v5.14 | 210 | 6125 | Rate Constraint in lbs/MMBtu | FALSE | L | Annual | Rate | lb/MWh | 0.64506 | 0.64506 | 0.64506 | 0.71673 | 0.71673 | 0.71673 | 0.64506 | 0.64506
CO NOX Rate Annual - Craig 2 v5.14 | 210 | 6125 | Rate Constraint in lbs/MMBtu | FALSE | L | Annual | Constraint Shadow Price | US2016$/Ton | 0 | 0 | 0 | 0 | 0 | 0 | 0 | 0
CSAPR- NOX Annual- AL | 211 | 6393 | Rate Constraint in MTons | FALSE | L | Annual | Seasons Included | Seasons | Winter, WintShld, Summer | Winter, WintShld, Summer | Winter, WintShld, Summer | Winter, WintShld, Summer | Winter, WintShld, Summer | Winter, WintShld, Summer | Winter, WintShld, Summer | Winter, WintShld, Summer
CSAPR- NOX Annual- AL | 211 | 6393 | Rate Constraint in MTons | FALSE | L | Annual | Standard NOX | Thousand Tons | 84.9152 | 84.9152 | 84.9152 | 84.9152 | 84.9152 | 84.9152 | 84.9152 | 84.9152
CSAPR- NOX Annual- AL | 211 | 6393 | Rate Constraint in MTons | FALSE | L | Annual | Emissions at Affected Plants NOX | Thousand Tons | 10.0584 | 9.2748 | 10.0673 | 11.6739 | 11.6189 | 11.0791 | 11.2101 | 10.8407
CSAPR- NOX Annual- AL | 211 | 6393 | Rate Constraint in MTons | FALSE | L | Annual | Allowances Purchased NOX | Thousand Tons | 0 | 0 | 0 | 0 | 0 | 0 | 0 | 0
CSAPR- NOX Annual- AL | 211 | 6393 | Rate Constraint in MTons | FALSE | L | Annual | Allowances Sold NOX | Thousand Tons | 0 | 0 | 0 | 0 | 0 | 0 | 0 | 0
CSAPR- NOX Annual- AL | 211 | 6393 | Rate Constraint in MTons | FALSE | L | Annual | Allowances Banked | Thousand Tons | 0 | 0 | 0 | 0 | 0 | 0 | 0 | 0
CSAPR- NOX Annual- AL | 211 | 6393 | Rate Constraint in MTons | FALSE | L | Annual | Allowances Withdrawn (1:1) | Thousand Tons | 0 | 0 | 0 | 0 | 0 | 0 | 0 | 0
CSAPR- NOX Annual- AL | 211 | 6393 | Rate Constraint in MTons | FALSE | L | Annual | Allowances Withdrawn (n:1) | Thousand Tons | 0 | 0 | 0 | 0 | 0 | 0 | 0 | 0
CSAPR- NOX Annual- AL | 211 | 6393 | Rate Constraint in MTons | FALSE | L | Annual | Net Emissions Allowance Position | Thousand Tons | 10.0584 | 9.2748 | 10.0673 | 11.6739 | 11.6189 | 11.0791 | 11.2101 | 10.8407
CSAPR- NOX Annual- AL | 211 | 6393 | Rate Constraint in MTons | FALSE | L | Annual | Fuel Consumed | TBtu | 662.1911 | 633.9006 | 657.3077 | 690.0264 | 672.4057 | 678.3362 | 701.145 | 721.0413
CSAPR- NOX Annual- AL | 211 | 6393 | Rate Constraint in MTons | FALSE | L | Annual | Rate | lb/MMBtu | 0.030379 | 0.029263 | 0.030632 | 0.033836 | 0.034559 | 0.032665 | 0.031976 | 0.030069
CSAPR- NOX Annual- AL | 211 | 6393 | Rate Constraint in MTons | FALSE | L | Annual | Generation | TWh | 83.2413 | 79.8094 | 82.2013 | 84.9479 | 91.8514 | 114.3225 | 136.5098 | 170.8476
CSAPR- NOX Annual- AL | 211 | 6393 | Rate Constraint in MTons | FALSE | L | Annual | Qualifying Generation | TWh | 83.2413 | 79.8094 | 82.2013 | 84.9479 | 83.6844 | 85.8472 | 89.9801 | 94.8246
CSAPR- NOX Annual- AL | 211 | 6393 | Rate Constraint in MTons | FALSE | L | Annual | Rate | lb/MWh | 0.24167 | 0.23242 | 0.24494 | 0.27485 | 0.27768 | 0.25811 | 0.24917 | 0.22865
CSAPR- NOX Annual- AL | 211 | 6393 | Rate Constraint in MTons | FALSE | L | Annual | Constraint Shadow Price | US2016$/Ton | 0 | 0 | 0 | 0 | 0 | 0 | 0 | 0
CSAPR- NOX Annual- GA | 212 | 6399 | Rate Constraint in MTons | FALSE | L | Annual | Seasons Included | Seasons | Winter, WintShld, Summer | Winter, WintShld, Summer | Winter, WintShld, Summer | Winter, WintShld, Summer | Winter, WintShld, Summer | Winter, WintShld, Summer | Winter, WintShld, Summer | Winter, WintShld, Summer
CSAPR- NOX Annual- GA | 212 | 6399 | Rate Constraint in MTons | FALSE | L | Annual | Standard NOX | Thousand Tons | 63.4108 | 63.4108 | 63.4108 | 63.4108 | 63.4108 | 63.4108 | 63.4108 | 63.4108
CSAPR- NOX Annual- GA | 212 | 6399 | Rate Constraint in MTons | FALSE | L | Annual | Emissions at Affected Plants NOX | Thousand Tons | 15.176 | 13.1564 | 13.3506 | 14.8122 | 14.2947 | 14.8718 | 15.2389 | 15.2454
CSAPR- NOX Annual- GA | 212 | 6399 | Rate Constraint in MTons | FALSE | L | Annual | Allowances Purchased NOX | Thousand Tons | 0 | 0 | 0 | 0 | 0 | 0 | 0 | 0
CSAPR- NOX Annual- GA | 212 | 6399 | Rate Constraint in MTons | FALSE | L | Annual | Allowances Sold NOX | Thousand Tons | 0 | 0 | 0 | 0 | 0 | 0 | 0 | 0
CSAPR- NOX Annual- GA | 212 | 6399 | Rate Constraint in MTons | FALSE | L | Annual | Allowances Banked | Thousand Tons | 0 | 0 | 0 | 0 | 0 | 0 | 0 | 0
CSAPR- NOX Annual- GA | 212 | 6399 | Rate Constraint in MTons | FALSE | L | Annual | Allowances Withdrawn (1:1) | Thousand Tons | 0 | 0 | 0 | 0 | 0 | 0 | 0 | 0
CSAPR- NOX Annual- GA | 212 | 6399 | Rate Constraint in MTons | FALSE | L | Annual | Allowances Withdrawn (n:1) | Thousand Tons | 0 | 0 | 0 | 0 | 0 | 0 | 0 | 0
CSAPR- NOX Annual- GA | 212 | 6399 | Rate Constraint in MTons | FALSE | L | Annual | Net Emissions Allowance Position | Thousand Tons | 15.176 | 13.1564 | 13.3506 | 14.8122 | 14.2947 | 14.8718 | 15.2389 | 15.2454
CSAPR- NOX Annual- GA | 212 | 6399 | Rate Constraint in MTons | FALSE | L | Annual | Fuel Consumed | TBtu | 682.9162 | 630.7762 | 637.9868 | 671.6038 | 673.8619 | 723.3591 | 769.6199 | 817.3035
CSAPR- NOX Annual- GA | 212 | 6399 | Rate Constraint in MTons | FALSE | L | Annual | Rate | lb/MMBtu | 0.044445 | 0.041715 | 0.041852 | 0.04411 | 0.042426 | 0.041119 | 0.039601 | 0.037307
CSAPR- NOX Annual- GA | 212 | 6399 | Rate Constraint in MTons | FALSE | L | Annual | Generation | TWh | 84.9013 | 79.2329 | 80.0254 | 111.3946 | 143.8812 | 185.6795 | 225.4573 | 277.609
CSAPR- NOX Annual- GA | 212 | 6399 | Rate Constraint in MTons | FALSE | L | Annual | Qualifying Generation | TWh | 84.9013 | 79.2329 | 80.0254 | 83.3816 | 84.3262 | 92.694 | 100.3376 | 109.4415
CSAPR- NOX Annual- GA | 212 | 6399 | Rate Constraint in MTons | FALSE | L | Annual | Rate | lb/MWh | 0.3575 | 0.33209 | 0.33366 | 0.35529 | 0.33903 | 0.32088 | 0.30375 | 0.2786
CSAPR- NOX Annual- GA | 212 | 6399 | Rate Constraint in MTons | FALSE | L | Annual | Constraint Shadow Price | US2016$/Ton | 0 | 0 | 0 | 0 | 0 | 0 | 0 | 0
CSAPR- NOX Annual- IA | 213 | 6401 | Rate Constraint in MTons | FALSE | L | Annual | Seasons Included | Seasons | Winter, WintShld, Summer | Winter, WintShld, Summer | Winter, WintShld, Summer | Winter, WintShld, Summer | Winter, WintShld, Summer | Winter, WintShld, Summer | Winter, WintShld, Summer | Winter, WintShld, Summer
CSAPR- NOX Annual- IA | 213 | 6401 | Rate Constraint in MTons | FALSE | L | Annual | Standard NOX | Thousand Tons | 44.2476 | 44.2476 | 44.2476 | 44.2476 | 44.2476 | 44.2476 | 44.2476 | 44.2476
CSAPR- NOX Annual- IA | 213 | 6401 | Rate Constraint in MTons | FALSE | L | Annual | Emissions at Affected Plants NOX | Thousand Tons | 22.9981 | 23.9526 | 23.8231 | 23.6119 | 22.5159 | 22.9012 | 22.7911 | 22.7743
CSAPR- NOX Annual- IA | 213 | 6401 | Rate Constraint in MTons | FALSE | L | Annual | Allowances Purchased NOX | Thousand Tons | 0 | 0 | 0 | 0 | 0 | 0 | 0 | 0
CSAPR- NOX Annual- IA | 213 | 6401 | Rate Constraint in MTons | FALSE | L | Annual | Allowances Sold NOX | Thousand Tons | 0 | 0 | 0 | 0 | 0 | 0 | 0 | 0
CSAPR- NOX Annual- IA | 213 | 6401 | Rate Constraint in MTons | FALSE | L | Annual | Allowances Banked | Thousand Tons | 0 | 0 | 0 | 0 | 0 | 0 | 0 | 0
CSAPR- NOX Annual- IA | 213 | 6401 | Rate Constraint in MTons | FALSE | L | Annual | Allowances Withdrawn (1:1) | Thousand Tons | 0 | 0 | 0 | 0 | 0 | 0 | 0 | 0
CSAPR- NOX Annual- IA | 213 | 6401 | Rate Constraint in MTons | FALSE | L | Annual | Allowances Withdrawn (n:1) | Thousand Tons | 0 | 0 | 0 | 0 | 0 | 0 | 0 | 0
CSAPR- NOX Annual- IA | 213 | 6401 | Rate Constraint in MTons | FALSE | L | Annual | Net Emissions Allowance Position | Thousand Tons | 22.9981 | 23.9526 | 23.8231 | 23.6119 | 22.5159 | 22.9012 | 22.7911 | 22.7743
CSAPR- NOX Annual- IA | 213 | 6401 | Rate Constraint in MTons | FALSE | L | Annual | Fuel Consumed | TBtu | 350.4028 | 360.5271 | 355.0277 | 374.8013 | 370.5984 | 369.6476 | 353.0157 | 355.9344
CSAPR- NOX Annual- IA | 213 | 6401 | Rate Constraint in MTons | FALSE | L | Annual | Rate | lb/MMBtu | 0.13127 | 0.13288 | 0.1342 | 0.126 | 0.12151 | 0.12391 | 0.12912 | 0.12797
CSAPR- NOX Annual- IA | 213 | 6401 | Rate Constraint in MTons | FALSE | L | Annual | Generation | TWh | 36.6546 | 37.6858 | 36.9369 | 39.4465 | 39.3162 | 40.23 | 37.9322 | 39.3758
CSAPR- NOX Annual- IA | 213 | 6401 | Rate Constraint in MTons | FALSE | L | Annual | Qualifying Generation | TWh | 36.6546 | 37.6858 | 36.9369 | 39.4465 | 39.3162 | 39.0417 | 36.6465 | 37.2075
CSAPR- NOX Annual- IA | 213 | 6401 | Rate Constraint in MTons | FALSE | L | Annual | Rate | lb/MWh | 1.2549 | 1.2712 | 1.2899 | 1.1972 | 1.1454 | 1.1732 | 1.2438 | 1.2242
CSAPR- NOX Annual- IA | 213 | 6401 | Rate Constraint in MTons | FALSE | L | Annual | Constraint Shadow Price | US2016$/Ton | 0 | 0 | 0 | 0 | 0 | 0 | 0 | 0
CSAPR- NOX Annual- IL | 214 | 6403 | Rate Constraint in MTons | FALSE | L | Annual | Seasons Included | Seasons | Winter, WintShld, Summer | Winter, WintShld, Summer | Winter, WintShld, Summer | Winter, WintShld, Summer | Winter, WintShld, Summer | Winter, WintShld, Summer | Winter, WintShld, Summer | Winter, WintShld, Summer
CSAPR- NOX Annual- IL | 214 | 6403 | Rate Constraint in MTons | FALSE | L | Annual | Standard NOX | Thousand Tons | 56.489 | 56.489 | 56.489 | 56.489 | 56.489 | 56.489 | 56.489 | 56.489
CSAPR- NOX Annual- IL | 214 | 6403 | Rate Constraint in MTons | FALSE | L | Annual | Emissions at Affected Plants NOX | Thousand Tons | 28.9548 | 30.1632 | 30.1836 | 31.4014 | 28.4814 | 29.0727 | 28.4141 | 27.2839
CSAPR- NOX Annual- IL | 214 | 6403 | Rate Constraint in MTons | FALSE | L | Annual | Allowances Purchased NOX | Thousand Tons | 0 | 0 | 0 | 0 | 0 | 0 | 0 | 0
CSAPR- NOX Annual- IL | 214 | 6403 | Rate Constraint in MTons | FALSE | L | Annual | Allowances Sold NOX | Thousand Tons | 0 | 0 | 0 | 0 | 0 | 0 | 0 | 0
CSAPR- NOX Annual- IL | 214 | 6403 | Rate Constraint in MTons | FALSE | L | Annual | Allowances Banked | Thousand Tons | 0 | 0 | 0 | 0 | 0 | 0 | 0 | 0
CSAPR- NOX Annual- IL | 214 | 6403 | Rate Constraint in MTons | FALSE | L | Annual | Allowances Withdrawn (1:1) | Thousand Tons | 0 | 0 | 0 | 0 | 0 | 0 | 0 | 0
CSAPR- NOX Annual- IL | 214 | 6403 | Rate Constraint in MTons | FALSE | L | Annual | Allowances Withdrawn (n:1) | Thousand Tons | 0 | 0 | 0 | 0 | 0 | 0 | 0 | 0
CSAPR- NOX Annual- IL | 214 | 6403 | Rate Constraint in MTons | FALSE | L | Annual | Net Emissions Allowance Position | Thousand Tons | 28.9548 | 30.1632 | 30.1836 | 31.4014 | 28.4814 | 29.0727 | 28.4141 | 27.2839
CSAPR- NOX Annual- IL | 214 | 6403 | Rate Constraint in MTons | FALSE | L | Annual | Fuel Consumed | TBtu | 708.4427 | 733.8373 | 730.0363 | 781.14 | 746.7115 | 739.2897 | 701.4155 | 665.0227
CSAPR- NOX Annual- IL | 214 | 6403 | Rate Constraint in MTons | FALSE | L | Annual | Rate | lb/MMBtu | 0.081742 | 0.082207 | 0.082691 | 0.080399 | 0.076285 | 0.07865 | 0.081019 | 0.082054
CSAPR- NOX Annual- IL | 214 | 6403 | Rate Constraint in MTons | FALSE | L | Annual | Generation | TWh | 71.9639 | 74.2851 | 73.5618 | 79.5046 | 82.5399 | 89.9762 | 93.9421 | 104.4449
CSAPR- NOX Annual- IL | 214 | 6403 | Rate Constraint in MTons | FALSE | L | Annual | Qualifying Generation | TWh | 71.9639 | 74.2851 | 73.5618 | 79.5046 | 77.1883 | 75.8038 | 71.2192 | 67.0988
CSAPR- NOX Annual- IL | 214 | 6403 | Rate Constraint in MTons | FALSE | L | Annual | Rate | lb/MWh | 0.8047 | 0.81209 | 0.82063 | 0.78993 | 0.73797 | 0.76705 | 0.79793 | 0.81325
CSAPR- NOX Annual- IL | 214 | 6403 | Rate Constraint in MTons | FALSE | L | Annual | Constraint Shadow Price | US2016$/Ton | 0 | 0 | 0 | 0 | 0 | 0 | 0 | 0
CSAPR- NOX Annual- IN | 215 | 6405 | Rate Constraint in MTons | FALSE | L | Annual | Seasons Included | Seasons | Winter, WintShld, Summer | Winter, WintShld, Summer | Winter, WintShld, Summer | Winter, WintShld, Summer | Winter, WintShld, Summer | Winter, WintShld, Summer | Winter, WintShld, Summer | Winter, WintShld, Summer
CSAPR- NOX Annual- IN | 215 | 6405 | Rate Constraint in MTons | FALSE | L | Annual | Standard NOX | Thousand Tons | 127.9403 | 127.9403 | 127.9403 | 127.9403 | 127.9403 | 127.9403 | 127.9403 | 127.9403
CSAPR- NOX Annual- IN | 215 | 6405 | Rate Constraint in MTons | FALSE | L | Annual | Emissions at Affected Plants NOX | Thousand Tons | 44.7461 | 43.2511 | 43.23 | 44.0991 | 41.4838 | 41.531 | 38.8455 | 30.9822
CSAPR- NOX Annual- IN | 215 | 6405 | Rate Constraint in MTons | FALSE | L | Annual | Allowances Purchased NOX | Thousand Tons | 0 | 0 | 0 | 0 | 0 | 0 | 0 | 0
CSAPR- NOX Annual- IN | 215 | 6405 | Rate Constraint in MTons | FALSE | L | Annual | Allowances Sold NOX | Thousand Tons | 0 | 0 | 0 | 0 | 0 | 0 | 0 | 0
CSAPR- NOX Annual- IN | 215 | 6405 | Rate Constraint in MTons | FALSE | L | Annual | Allowances Banked | Thousand Tons | 0 | 0 | 0 | 0 | 0 | 0 | 0 | 0
CSAPR- NOX Annual- IN | 215 | 6405 | Rate Constraint in MTons | FALSE | L | Annual | Allowances Withdrawn (1:1) | Thousand Tons | 0 | 0 | 0 | 0 | 0 | 0 | 0 | 0
CSAPR- NOX Annual- IN | 215 | 6405 | Rate Constraint in MTons | FALSE | L | Annual | Allowances Withdrawn (n:1) | Thousand Tons | 0 | 0 | 0 | 0 | 0 | 0 | 0 | 0
CSAPR- NOX Annual- IN | 215 | 6405 | Rate Constraint in MTons | FALSE | L | Annual | Net Emissions Allowance Position | Thousand Tons | 44.7461 | 43.2511 | 43.23 | 44.0991 | 41.4838 | 41.531 | 38.8455 | 30.9822
CSAPR- NOX Annual- IN | 215 | 6405 | Rate Constraint in MTons | FALSE | L | Annual | Fuel Consumed | TBtu | 768.9805 | 763.7078 | 756.2617 | 775.532 | 801.3589 | 835.8223 | 884.838 | 870.7741
CSAPR- NOX Annual- IN | 215 | 6405 | Rate Constraint in MTons | FALSE | L | Annual | Rate | lb/MMBtu | 0.11638 | 0.11327 | 0.11433 | 0.11373 | 0.10353 | 0.099378 | 0.087802 | 0.07116
CSAPR- NOX Annual- IN | 215 | 6405 | Rate Constraint in MTons | FALSE | L | Annual | Generation | TWh | 80.0877 | 79.9199 | 79.0709 | 80.9515 | 100.8385 | 115.4046 | 138.0073 | 167.4717
CSAPR- NOX Annual- IN | 215 | 6405 | Rate Constraint in MTons | FALSE | L | Annual | Qualifying Generation | TWh | 80.0877 | 79.9199 | 79.0709 | 80.9515 | 87.434 | 93.3642 | 103.6844 | 112.3625
CSAPR- NOX Annual- IN | 215 | 6405 | Rate Constraint in MTons | FALSE | L | Annual | Rate | lb/MWh | 1.1174 | 1.0824 | 1.0935 | 1.0895 | 0.94892 | 0.88966 | 0.7493 | 0.55147
CSAPR- NOX Annual- IN | 215 | 6405 | Rate Constraint in MTons | FALSE | L | Annual | Constraint Shadow Price | US2016$/Ton | 0 | 0 | 0 | 0 | 0 | 0 | 0 | 0
CSAPR- NOX Annual- KS | 216 | 6407 | Rate Constraint in MTons | FALSE | L | Annual | Seasons Included | Seasons | Winter, WintShld, Summer | Winter, WintShld, Summer | Winter, WintShld, Summer | Winter, WintShld, Summer | Winter, WintShld, Summer | Winter, WintShld, Summer | Winter, WintShld, Summer | Winter, WintShld, Summer
CSAPR- NOX Annual- KS | 216 | 6407 | Rate Constraint in MTons | FALSE | L | Annual | Standard NOX | Thousand Tons | 36.9977 | 36.9977 | 36.9977 | 36.9977 | 36.9977 | 36.9977 | 36.9977 | 36.9977
CSAPR- NOX Annual- KS | 216 | 6407 | Rate Constraint in MTons | FALSE | L | Annual | Emissions at Affected Plants NOX | Thousand Tons | 13.9441 | 14.8139 | 15.6456 | 14.7856 | 13.0764 | 13.277 | 13.1326 | 12.5408
CSAPR- NOX Annual- KS | 216 | 6407 | Rate Constraint in MTons | FALSE | L | Annual | Allowances Purchased NOX | Thousand Tons | 0 | 0 | 0 | 0 | 0 | 0 | 0 | 0
CSAPR- NOX Annual- KS | 216 | 6407 | Rate Constraint in MTons | FALSE | L | Annual | Allowances Sold NOX | Thousand Tons | 0 | 0 | 0 | 0 | 0 | 0 | 0 | 0
CSAPR- NOX Annual- KS | 216 | 6407 | Rate Constraint in MTons | FALSE | L | Annual | Allowances Banked | Thousand Tons | 0 | 0 | 0 | 0 | 0 | 0 | 0 | 0
CSAPR- NOX Annual- KS | 216 | 6407 | Rate Constraint in MTons | FALSE | L | Annual | Allowances Withdrawn (1:1) | Thousand Tons | 0 | 0 | 0 | 0 | 0 | 0 | 0 | 0
CSAPR- NOX Annual- KS | 216 | 6407 | Rate Constraint in MTons | FALSE | L | Annual | Allowances Withdrawn (n:1) | Thousand Tons | 0 | 0 | 0 | 0 | 0 | 0 | 0 | 0
CSAPR- NOX Annual- KS | 216 | 6407 | Rate Constraint in MTons | FALSE | L | Annual | Net Emissions Allowance Position | Thousand Tons | 13.9441 | 14.8139 | 15.6456 | 14.7856 | 13.0764 | 13.277 | 13.1326 | 12.5408
CSAPR- NOX Annual- KS | 216 | 6407 | Rate Constraint in MTons | FALSE | L | Annual | Fuel Consumed | TBtu | 284.0065 | 302.5794 | 320.2512 | 299.6184 | 280.7007 | 288.3482 | 287.832 | 284.585
CSAPR- NOX Annual- KS | 216 | 6407 | Rate Constraint in MTons | FALSE | L | Annual | Rate | lb/MMBtu | 0.098196 | 0.097917 | 0.097708 | 0.098696 | 0.093169 | 0.09209 | 0.091252 | 0.088134
CSAPR- NOX Annual- KS | 216 | 6407 | Rate Constraint in MTons | FALSE | L | Annual | Generation | TWh | 26.0528 | 27.7558 | 29.3806 | 27.4734 | 38.4223 | 65.294 | 76.7818 | 77.6919
CSAPR- NOX Annual- KS | 216 | 6407 | Rate Constraint in MTons | FALSE | L | Annual | Qualifying Generation | TWh | 26.0528 | 27.7558 | 29.3806 | 27.4734 | 26.1685 | 27.0977 | 27.2215 | 26.9285
CSAPR- NOX Annual- KS | 216 | 6407 | Rate Constraint in MTons | FALSE | L | Annual | Rate | lb/MWh | 1.0704 | 1.0674 | 1.065 | 1.0764 | 0.9994 | 0.97993 | 0.96487 | 0.93142
CSAPR- NOX Annual- KS | 216 | 6407 | Rate Constraint in MTons | FALSE | L | Annual | Constraint Shadow Price | US2016$/Ton | 0 | 0 | 0 | 0 | 0 | 0 | 0 | 0
CSAPR- NOX Annual- KY | 217 | 6409 | Rate Constraint in MTons | FALSE | L | Annual | Seasons Included | Seasons | Winter, WintShld, Summer | Winter, WintShld, Summer | Winter, WintShld, Summer | Winter, WintShld, Summer | Winter, WintShld, Summer | Winter, WintShld, Summer | Winter, WintShld, Summer | Winter, WintShld, Summer
CSAPR- NOX Annual- KY | 217 | 6409 | Rate Constraint in MTons | FALSE | L | Annual | Standard NOX | Thousand Tons | 91.1408 | 91.1408 | 91.1408 | 91.1408 | 91.1408 | 91.1408 | 91.1408 | 91.1408
CSAPR- NOX Annual- KY | 217 | 6409 | Rate Constraint in MTons | FALSE | L | Annual | Emissions at Affected Plants NOX | Thousand Tons | 12.4384 | 14.2045 | 12.1793 | 11.5537 | 10.9277 | 12.2537 | 12.4554 | 11.8821
CSAPR- NOX Annual- KY | 217 | 6409 | Rate Constraint in MTons | FALSE | L | Annual | Allowances Purchased NOX | Thousand Tons | 0 | 0 | 0 | 0 | 0 | 0 | 0 | 0
CSAPR- NOX Annual- KY | 217 | 6409 | Rate Constraint in MTons | FALSE | L | Annual | Allowances Sold NOX | Thousand Tons | 0 | 0 | 0 | 0 | 0 | 0 | 0 | 0
CSAPR- NOX Annual- KY | 217 | 6409 | Rate Constraint in MTons | FALSE | L | Annual | Allowances Banked | Thousand Tons | 0 | 0 | 0 | 0 | 0 | 0 | 0 | 0
CSAPR- NOX Annual- KY | 217 | 6409 | Rate Constraint in MTons | FALSE | L | Annual | Allowances Withdrawn (1:1) | Thousand Tons | 0 | 0 | 0 | 0 | 0 | 0 | 0 | 0
CSAPR- NOX Annual- KY | 217 | 6409 | Rate Constraint in MTons | FALSE | L | Annual | Allowances Withdrawn (n:1) | Thousand Tons | 0 | 0 | 0 | 0 | 0 | 0 | 0 | 0
CSAPR- NOX Annual- KY | 217 | 6409 | Rate Constraint in MTons | FALSE | L | Annual | Net Emissions Allowance Position | Thousand Tons | 12.4384 | 14.2045 | 12.1793 | 11.5537 | 10.9277 | 12.2537 | 12.4554 | 11.8821
CSAPR- NOX Annual- KY | 217 | 6409 | Rate Constraint in MTons | FALSE | L | Annual | Fuel Consumed | TBtu | 237.3848 | 298.211 | 300.5009 | 358.0807 | 401.1009 | 435.3367 | 474.3315 | 511.6662
CSAPR- NOX Annual- KY | 217 | 6409 | Rate Constraint in MTons | FALSE | L | Annual | Rate | lb/MMBtu | 0.1048 | 0.095264 | 0.08106 | 0.064531 | 0.054488 | 0.056295 | 0.052518 | 0.046445
CSAPR- NOX Annual- KY | 217 | 6409 | Rate Constraint in MTons | FALSE | L | Annual | Generation | TWh | 26.8722 | 35.5265 | 36.9852 | 47.0123 | 80.482 | 107.9245 | 146.2854 | 206.1928
CSAPR- NOX Annual- KY | 217 | 6409 | Rate Constraint in MTons | FALSE | L | Annual | Qualifying Generation | TWh | 26.8722 | 35.5265 | 36.9852 | 47.0123 | 55.502 | 60.6251 | 67.1685 | 73.8147
CSAPR- NOX Annual- KY | 217 | 6409 | Rate Constraint in MTons | FALSE | L | Annual | Rate | lb/MWh | 0.92575 | 0.79965 | 0.6586 | 0.49152 | 0.39378 | 0.40425 | 0.37087 | 0.32194
CSAPR- NOX Annual- KY | 217 | 6409 | Rate Constraint in MTons | FALSE | L | Annual | Constraint Shadow Price | US2016$/Ton | 0 | 0 | 0 | 0 | 0 | 0 | 0 | 0
CSAPR- NOX Annual- MD | 218 | 6411 | Rate Constraint in MTons | FALSE | L | Annual | Seasons Included | Seasons | Winter, WintShld, Summer | Winter, WintShld, Summer | Winter, WintShld, Summer | Winter, WintShld, Summer | Winter, WintShld, Summer | Winter, WintShld, Summer | Winter, WintShld, Summer | Winter, WintShld, Summer
CSAPR- NOX Annual- MD | 218 | 6411 | Rate Constraint in MTons | FALSE | L | Annual | Standard NOX | Thousand Tons | 19.5573 | 19.5573 | 19.5573 | 19.5573 | 19.5573 | 19.5573 | 19.5573 | 19.5573
CSAPR- NOX Annual- MD | 218 | 6411 | Rate Constraint in MTons | FALSE | L | Annual | Emissions at Affected Plants NOX | Thousand Tons | 1.3799 | 1.879 | 1.8559 | 1.5609 | 1.1026 | 0.90805 | 0.75048 | 0.6101
CSAPR- NOX Annual- MD | 218 | 6411 | Rate Constraint in MTons | FALSE | L | Annual | Allowances Purchased NOX | Thousand Tons | 0 | 0 | 0 | 0 | 0 | 0 | 0 | 0
CSAPR- NOX Annual- MD | 218 | 6411 | Rate Constraint in MTons | FALSE | L | Annual | Allowances Sold NOX | Thousand Tons | 0 | 0 | 0 | 0 | 0 | 0 | 0 | 0
CSAPR- NOX Annual- MD | 218 | 6411 | Rate Constraint in MTons | FALSE | L | Annual | Allowances Banked | Thousand Tons | 0 | 0 | 0 | 0 | 0 | 0 | 0 | 0
CSAPR- NOX Annual- MD | 218 | 6411 | Rate Constraint in MTons | FALSE | L | Annual | Allowances Withdrawn (1:1) | Thousand Tons | 0 | 0 | 0 | 0 | 0 | 0 | 0 | 0
CSAPR- NOX Annual- MD | 218 | 6411 | Rate Constraint in MTons | FALSE | L | Annual | Allowances Withdrawn (n:1) | Thousand Tons | 0 | 0 | 0 | 0 | 0 | 0 | 0 | 0
CSAPR- NOX Annual- MD | 218 | 6411 | Rate Constraint in MTons | FALSE | L | Annual | Net Emissions Allowance Position | Thousand Tons | 1.3799 | 1.879 | 1.8559 | 1.5609 | 1.1026 | 0.90805 | 0.75048 | 0.6101
CSAPR- NOX Annual- MD | 218 | 6411 | Rate Constraint in MTons | FALSE | L | Annual | Fuel Consumed | TBtu | 147.582 | 171.2402 | 168.7225 | 155.0641 | 142.3889 | 137.7942 | 124.5302 | 104.2677
CSAPR- NOX Annual- MD | 218 | 6411 | Rate Constraint in MTons | FALSE | L | Annual | Rate | lb/MMBtu | 0.0187 | 0.021945 | 0.021999 | 0.020132 | 0.015488 | 0.01318 | 0.012053 | 0.011703
CSAPR- NOX Annual- MD | 218 | 6411 | Rate Constraint in MTons | FALSE | L | Annual | Generation | TWh | 22.2382 | 24.5946 | 24.3412 | 23.025 | 63.9379 | 93.6398 | 110.467 | 129.8555
CSAPR- NOX Annual- MD | 218 | 6411 | Rate Constraint in MTons | FALSE | L | Annual | Qualifying Generation | TWh | 22.2377 | 24.5944 | 24.3408 | 23.0242 | 21.9568 | 21.5117 | 19.5118 | 16.0599
CSAPR- NOX Annual- MD | 218 | 6411 | Rate Constraint in MTons | FALSE | L | Annual | Rate | lb/MWh | 0.1241 | 0.1528 | 0.15249 | 0.13559 | 0.10044 | 0.084424 | 0.076926 | 0.075978
CSAPR- NOX Annual- MD | 218 | 6411 | Rate Constraint in MTons | FALSE | L | Annual | Constraint Shadow Price | US2016$/Ton | 0 | 0 | 0 | 0 | 0 | 0 | 0 | 0
CSAPR- NOX Annual- MI | 219 | 6413 | Rate Constraint in MTons | FALSE | L | Annual | Seasons Included | Seasons | Winter, WintShld, Summer | Winter, WintShld, Summer | Winter, WintShld, Summer | Winter, WintShld, Summer | Winter, WintShld, Summer | Winter, WintShld, Summer | Winter, WintShld, Summer | Winter, WintShld, Summer
CSAPR- NOX Annual- MI | 219 | 6413 | Rate Constraint in MTons | FALSE | L | Annual | Standard NOX | Thousand Tons | 74.3872 | 74.3872 | 74.3872 | 74.3872 | 74.3872 | 74.3872 | 74.3872 | 74.3872
CSAPR- NOX Annual- MI | 219 | 6413 | Rate Constraint in MTons | FALSE | L | Annual | Emissions at Affected Plants NOX | Thousand Tons | 25.1655 | 27.4679 | 29.2915 | 29.2913 | 26.7826 | 27.2469 | 26.7194 | 24.4247
CSAPR- NOX Annual- MI | 219 | 6413 | Rate Constraint in MTons | FALSE | L | Annual | Allowances Purchased NOX | Thousand Tons | 0 | 0 | 0 | 0 | 0 | 0 | 0 | 0
CSAPR- NOX Annual- MI | 219 | 6413 | Rate Constraint in MTons | FALSE | L | Annual | Allowances Sold NOX | Thousand Tons | 0 | 0 | 0 | 0 | 0 | 0 | 0 | 0
CSAPR- NOX Annual- MI | 219 | 6413 | Rate Constraint in MTons | FALSE | L | Annual | Allowances Banked | Thousand Tons | 0 | 0 | 0 | 0 | 0 | 0 | 0 | 0
CSAPR- NOX Annual- MI | 219 | 6413 | Rate Constraint in MTons | FALSE | L | Annual | Allowances Withdrawn (1:1) | Thousand Tons | 0 | 0 | 0 | 0 | 0 | 0 | 0 | 0
CSAPR- NOX Annual- MI | 219 | 6413 | Rate Constraint in MTons | FALSE | L | Annual | Allowances Withdrawn (n:1) | Thousand Tons | 0 | 0 | 0 | 0 | 0 | 0 | 0 | 0
CSAPR- NOX Annual- MI | 219 | 6413 | Rate Constraint in MTons | FALSE | L | Annual | Net Emissions Allowance Position | Thousand Tons | 25.1655 | 27.4679 | 29.2915 | 29.2913 | 26.7826 | 27.2469 | 26.7194 | 24.4247
CSAPR- NOX Annual- MI | 219 | 6413 | Rate Constraint in MTons | FALSE | L | Annual | Fuel Consumed | TBtu | 609.4444 | 688.4311 | 717.3285 | 728.628 | 727.0593 | 767.5088 | 748.9781 | 803.0908
CSAPR- NOX Annual- MI | 219 | 6413 | Rate Constraint in MTons | FALSE | L | Annual | Rate | lb/MMBtu | 0.082585 | 0.079799 | 0.081668 | 0.080401 | 0.073674 | 0.071001 | 0.071349 | 0.060827
CSAPR- NOX Annual- MI | 219 | 6413 | Rate Constraint in MTons | FALSE | L | Annual | Generation | TWh | 66.4301 | 77.3718 | 80.1333 | 81.221 | 97.4683 | 118.4472 | 132.4661 | 175.8284
CSAPR- NOX Annual- MI | 219 | 6413 | Rate Constraint in MTons | FALSE | L | Annual | Qualifying Generation | TWh | 66.4301 | 77.3718 | 80.1333 | 81.221 | 83.3213 | 90.2233 | 88.3947 | 102.1796
CSAPR- NOX Annual- MI | 219 | 6413 | Rate Constraint in MTons | FALSE | L | Annual | Rate | lb/MWh | 0.75765 | 0.71003 | 0.73107 | 0.72127 | 0.64288 | 0.60399 | 0.60455 | 0.47807
CSAPR- NOX Annual- MI | 219 | 6413 | Rate Constraint in MTons | FALSE | L | Annual | Constraint Shadow Price | US2016$/Ton | 0 | 0 | 0 | 0 | 0 | 0 | 0 | 0
CSAPR- NOX Annual- MN | 220 | 6415 | Rate Constraint in MTons | FALSE | L | Annual | Seasons Included | Seasons | Winter, WintShld, Summer | Winter, WintShld, Summer | Winter, WintShld, Summer | Winter, WintShld, Summer | Winter, WintShld, Summer | Winter, WintShld, Summer | Winter, WintShld, Summer | Winter, WintShld, Summer
CSAPR- NOX Annual- MN | 220 | 6415 | Rate Constraint in MTons | FALSE | L | Annual | Standard NOX | Thousand Tons | 34.895 | 34.895 | 34.895 | 34.895 | 34.895 | 34.895 | 34.895 | 34.895
CSAPR- NOX Annual- MN | 220 | 6415 | Rate Constraint in MTons | FALSE | L | Annual | Emissions at Affected Plants NOX | Thousand Tons | 11.86 | 12.1577 | 11.6124 | 11.9353 | 12.1457 | 12.165 | 11.7946 | 11.0065
CSAPR- NOX Annual- MN | 220 | 6415 | Rate Constraint in MTons | FALSE | L | Annual | Allowances Purchased NOX | Thousand Tons | 0 | 0 | 0 | 0 | 0 | 0 | 0 | 0
CSAPR- NOX Annual- MN | 220 | 6415 | Rate Constraint in MTons | FALSE | L | Annual | Allowances Sold NOX | Thousand Tons | 0 | 0 | 0 | 0 | 0 | 0 | 0 | 0
CSAPR- NOX Annual- MN | 220 | 6415 | Rate Constraint in MTons | FALSE | L | Annual | Allowances Banked | Thousand Tons | 0 | 0 | 0 | 0 | 0 | 0 | 0 | 0
CSAPR- NOX Annual- MN | 220 | 6415 | Rate Constraint in MTons | FALSE | L | Annual | Allowances Withdrawn (1:1) | Thousand Tons | 0 | 0 | 0 | 0 | 0 | 0 | 0 | 0
CSAPR- NOX Annual- MN | 220 | 6415 | Rate Constraint in MTons | FALSE | L | Annual | Allowances Withdrawn (n:1) | Thousand Tons | 0 | 0 | 0 | 0 | 0 | 0 | 0 | 0
CSAPR- NOX Annual- MN | 220 | 6415 | Rate Constraint in MTons | FALSE | L | Annual | Net Emissions Allowance Position | Thousand Tons | 11.86 | 12.1577 | 11.6124 | 11.9353 | 12.1457 | 12.165 | 11.7946 | 11.0065
CSAPR- NOX Annual- MN | 220 | 6415 | Rate Constraint in MTons | FALSE | L | Annual | Fuel Consumed | TBtu | 263.7469 | 261.7088 | 257.0593 | 283.4718 | 306.224 | 304.247 | 266.928 | 254.764
CSAPR- NOX Annual- MN | 220 | 6415 | Rate Constraint in MTons | FALSE | L | Annual | Rate | lb/MMBtu | 0.089935 | 0.09291 | 0.090348 | 0.084208 | 0.079326 | 0.079968 | 0.088373 | 0.086406
CSAPR- NOX Annual- MN | 220 | 6415 | Rate Constraint in MTons | FALSE | L | Annual | Generation | TWh | 29.3245 | 28.6716 | 28.1656 | 31.6164 | 38.6534 | 45.9866 | 41.1143 | 61.224
CSAPR- NOX Annual- MN | 220 | 6415 | Rate Constraint in MTons | FALSE | L | Annual | Qualifying Generation | TWh | 29.3245 | 28.6716 | 28.1656 | 31.6164 | 34.6094 | 34.2031 | 29.2496 | 28.2282
CSAPR- NOX Annual- MN | 220 | 6415 | Rate Constraint in MTons | FALSE | L | Annual | Rate | lb/MWh | 0.80888 | 0.84807 | 0.82458 | 0.75501 | 0.70187 | 0.71134 | 0.80648 | 0.77982
CSAPR- NOX Annual- MN | 220 | 6415 | Rate Constraint in MTons | FALSE | L | Annual | Constraint Shadow Price | US2016$/Ton | 0 | 0 | 0 | 0 | 0 | 0 | 0 | 0
CSAPR- NOX Annual- MO | 221 | 6417 | Rate Constraint in MTons | FALSE | L | Annual | Seasons Included | Seasons | Winter, WintShld, Summer | Winter, WintShld, Summer | Winter, WintShld, Summer | Winter, WintShld, Summer | Winter, WintShld, Summer | Winter, WintShld, Summer | Winter, WintShld, Summer | Winter, WintShld, Summer
CSAPR- NOX Annual- MO | 221 | 6417 | Rate Constraint in MTons | FALSE | L | Annual | Standard NOX | Thousand Tons | 57.5167 | 57.5167 | 57.5167 | 57.5167 | 57.5167 | 57.5167 | 57.5167 | 57.5167
CSAPR- NOX Annual- MO | 221 | 6417 | Rate Constraint in MTons | FALSE | L | Annual | Emissions at Affected Plants NOX | Thousand Tons | 41.3002 | 46.3431 | 47.5548 | 46.0218 | 44.2691 | 44.5819 | 41.2488 | 43.9942
CSAPR- NOX Annual- MO | 221 | 6417 | Rate Constraint in MTons | FALSE | L | Annual | Allowances Purchased NOX | Thousand Tons | 0 | 0 | 0 | 0 | 0 | 0 | 0 | 0
CSAPR- NOX Annual- MO | 221 | 6417 | Rate Constraint in MTons | FALSE | L | Annual | Allowances Sold NOX | Thousand Tons | 0 | 0 | 0 | 0 | 0 | 0 | 0 | 0
CSAPR- NOX Annual- MO | 221 | 6417 | Rate Constraint in MTons | FALSE | L | Annual | Allowances Banked | Thousand Tons | 0 | 0 | 0 | 0 | 0 | 0 | 0 | 0
CSAPR- NOX Annual- MO | 221 | 6417 | Rate Constraint in MTons | FALSE | L | Annual | Allowances Withdrawn (1:1) | Thousand Tons | 0 | 0 | 0 | 0 | 0 | 0 | 0 | 0
CSAPR- NOX Annual- MO | 221 | 6417 | Rate Constraint in MTons | FALSE | L | Annual | Allowances Withdrawn (n:1) | Thousand Tons | 0 | 0 | 0 | 0 | 0 | 0 | 0 | 0
CSAPR- NOX Annual- MO | 221 | 6417 | Rate Constraint in MTons | FALSE | L | Annual | Net Emissions Allowance Position | Thousand Tons | 41.3002 | 46.3431 | 47.5548 | 46.0218 | 44.2691 | 44.5819 | 41.2488 | 43.9942
CSAPR- NOX Annual- MO | 221 | 6417 | Rate Constraint in MTons | FALSE | L | Annual | Fuel Consumed | TBtu | 658.5419 | 712.0758 | 725.5701 | 719.7937 | 710.9788 | 717.1155 | 701.5514 | 701.9978
CSAPR- NOX Annual- MO | 221 | 6417 | Rate Constraint in MTons | FALSE | L | Annual | Rate | lb/MMBtu | 0.12543 | 0.13016 | 0.13108 | 0.12787 | 0.12453 | 0.12434 | 0.11759 | 0.12534
CSAPR- NOX Annual- MO | 221 | 6417 | Rate Constraint in MTons | FALSE | L | Annual | Generation | TWh | 66.9442 | 72.4104 | 73.5281 | 73.3441 | 85.5908 | 115.7434 | 131.5635 | 137.209
CSAPR- NOX Annual- MO | 221 | 6417 | Rate Constraint in MTons | FALSE | L | Annual | Qualifying Generation | TWh | 66.9442 | 72.4104 | 73.5281 | 73.3441 | 72.7928 | 73.3498 | 71.6462 | 71.6125
CSAPR- NOX Annual- MO | 221 | 6417 | Rate Constraint in MTons | FALSE | L | Annual | Rate | lb/MWh | 1.2339 | 1.28 | 1.2935 | 1.255 | 1.2163 | 1.2156 | 1.1515 | 1.2287
CSAPR- NOX Annual- MO | 221 | 6417 | Rate Constraint in MTons | FALSE | L | Annual | Constraint Shadow Price | US2016$/Ton | 0 | 0 | 0 | 0 | 0 | 0 | 0 | 0
CSAPR- NOX Annual- NC | 222 | 6419 | Rate Constraint in MTons | FALSE | L | Annual | Seasons Included | Seasons | Winter, WintShld, Summer | Winter, WintShld, Summer | Winter, WintShld, Summer | Winter, WintShld, Summer | Winter, WintShld, Summer | Winter, WintShld, Summer | Winter, WintShld, Summer | Winter, WintShld, Summer
CSAPR- NOX Annual- NC | 222 | 6419 | Rate Constraint in MTons | FALSE | L | Annual | Standard NOX | Thousand Tons | 49.0325 | 49.0325 | 49.0325 | 49.0325 | 49.0325 | 49.0325 | 49.0325 | 49.0325
CSAPR- NOX Annual- NC | 222 | 6419 | Rate Constraint in MTons | FALSE | L | Annual | Emissions at Affected Plants NOX | Thousand Tons | 26.8222 | 28.6 | 25.5486 | 20.1963 | 14.9899 | 13.3021 | 14.5014 | 13.1192
CSAPR- NOX Annual- NC | 222 | 6419 | Rate Constraint in MTons | FALSE | L | Annual | Allowances Purchased NOX | Thousand Tons | 0 | 0 | 0 | 0 | 0 | 0 | 0 | 0
CSAPR- NOX Annual- NC | 222 | 6419 | Rate Constraint in MTons | FALSE | L | Annual | Allowances Sold NOX | Thousand Tons | 0 | 0 | 0 | 0 | 0 | 0 | 0 | 0
CSAPR- NOX Annual- NC | 222 | 6419 | Rate Constraint in MTons | FALSE | L | Annual | Allowances Banked | Thousand Tons | 0 | 0 | 0 | 0 | 0 | 0 | 0 | 0
CSAPR- NOX Annual- NC | 222 | 6419 | Rate Constraint in MTons | FALSE | L | Annual | Allowances Withdrawn (1:1) | Thousand Tons | 0 | 0 | 0 | 0 | 0 | 0 | 0 | 0
CSAPR- NOX Annual- NC | 222 | 6419 | Rate Constraint in MTons | FALSE | L | Annual | Allowances Withdrawn (n:1) | Thousand Tons | 0 | 0 | 0 | 0 | 0 | 0 | 0 | 0
CSAPR- NOX Annual- NC | 222 | 6419 | Rate Constraint in MTons | FALSE | L | Annual | Net Emissions Allowance Position | Thousand Tons | 26.8222 | 28.6 | 25.5486 | 20.1963 | 14.9899 | 13.3021 | 14.5014 | 13.1192
CSAPR- NOX Annual- NC | 222 | 6419 | Rate Constraint in MTons | FALSE | L | Annual | Fuel Consumed | TBtu | 580.1821 | 595.3132 | 575.0418 | 586.4836 | 590.5639 | 602.9286 | 640.5239 | 674.4201
CSAPR- NOX Annual- NC | 222 | 6419 | Rate Constraint in MTons | FALSE | L | Annual | Rate | lb/MMBtu | 0.092461 | 0.096084 | 0.088858 | 0.068873 | 0.050765 | 0.044125 | 0.04528 | 0.038905
CSAPR- NOX Annual- NC | 222 | 6419 | Rate Constraint in MTons | FALSE | L | Annual | Generation | TWh | 69.4708 | 70.7028 | 68.5557 | 86.9276 | 106.8707 | 126.8499 | 148.2422 | 177.3544
CSAPR- NOX Annual- NC | 222 | 6419 | Rate Constraint in MTons | FALSE | L | Annual | Qualifying Generation | TWh | 69.4708 | 70.7028 | 68.5557 | 74.8969 | 79.2079 | 83.5086 | 89.2693 | 96.3554
CSAPR- NOX Annual- NC | 222 | 6419 | Rate Constraint in MTons | FALSE | L | Annual | Rate | lb/MWh | 0.77219 | 0.80902 | 0.74534 | 0.53931 | 0.37849 | 0.31858 | 0.32489 | 0.27231
CSAPR- NOX Annual- NC | 222 | 6419 | Rate Constraint in MTons | FALSE | L | Annual | Constraint Shadow Price | US2016$/Ton | 0 | 0 | 0 | 0 | 0 | 0 | 0 | 0
CSAPR- NOX Annual- NE | 223 | 6421 | Rate Constraint in MTons | FALSE | L | Annual | Seasons Included | Seasons | Winter, WintShld, Summer | Winter, WintShld, Summer | Winter, WintShld, Summer | Winter, WintShld, Summer | Winter, WintShld, Summer | Winter, WintShld, Summer | Winter, WintShld, Summer | Winter, WintShld, Summer
CSAPR- NOX Annual- NE | 223 | 6421 | Rate Constraint in MTons | FALSE | L | Annual | Standard NOX | Thousand Tons | 35.446 | 35.446 | 35.446 | 35.446 | 35.446 | 35.446 | 35.446 | 35.446
CSAPR- NOX Annual- NE | 223 | 6421 | Rate Constraint in MTons | FALSE | L | Annual | Emissions at Affected Plants NOX | Thousand Tons | 25.0408 | 21.4375 | 21.4247 | 21.4199 | 20.9799 | 20.9825 | 20.8265 | 20.8293
CSAPR- NOX Annual- NE | 223 | 6421 | Rate Constraint in MTons | FALSE | L | Annual | Allowances Purchased NOX | Thousand Tons | 0 | 0 | 0 | 0 | 0 | 0 | 0 | 0
CSAPR- NOX Annual- NE | 223 | 6421 | Rate Constraint in MTons | FALSE | L | Annual | Allowances Sold NOX | Thousand Tons | 0 | 0 | 0 | 0 | 0 | 0 | 0 | 0
CSAPR- NOX Annual- NE | 223 | 6421 | Rate Constraint in MTons | FALSE | L | Annual | Allowances Banked | Thousand Tons | 0 | 0 | 0 | 0 | 0 | 0 | 0 | 0
CSAPR- NOX Annual- NE | 223 | 6421 | Rate Constraint in MTons | FALSE | L | Annual | Allowances Withdrawn (1:1) | Thousand Tons | 0 | 0 | 0 | 0 | 0 | 0 | 0 | 0
CSAPR- NOX Annual- NE | 223 | 6421 | Rate Constraint in MTons | FALSE | L | Annual | Allowances Withdrawn (n:1) | Thousand Tons | 0 | 0 | 0 | 0 | 0 | 0 | 0 | 0
CSAPR- NOX Annual- NE | 223 | 6421 | Rate Constraint in MTons | FALSE | L | Annual | Net Emissions Allowance Position | Thousand Tons | 25.0408 | 21.4375 | 21.4247 | 21.4199 | 20.9799 | 20.9825 | 20.8265 | 20.8293
CSAPR- NOX Annual- NE | 223 | 6421 | Rate Constraint in MTons | FALSE | L | Annual | Fuel Consumed | TBtu | 281.5737 | 261.2721 | 260.683 | 260.3635 | 257.3581 | 259.8737 | 260.9622 | 259.0258
CSAPR- NOX Annual- NE | 223 | 6421 | Rate Constraint in MTons | FALSE | L | Annual | Rate | lb/MMBtu | 0.17786 | 0.1641 | 0.16437 | 0.16454 | 0.16304 | 0.16148 | 0.15961 | 0.16083
CSAPR- NOX Annual- NE | 223 | 6421 | Rate Constraint in MTons | FALSE | L | Annual | Generation | TWh | 27.1775 | 25.34 | 25.2887 | 25.2568 | 26.8864 | 27.7786 | 28.9783 | 29.3801
CSAPR- NOX Annual- NE | 223 | 6421 | Rate Constraint in MTons | FALSE | L | Annual | Qualifying Generation | TWh | 27.1775 | 25.34 | 25.2887 | 25.2568 | 25.0522 | 25.3563 | 25.5507 | 25.3118
CSAPR- NOX Annual- NE | 223 | 6421 | Rate Constraint in MTons | FALSE | L | Annual | Rate | lb/MWh | 1.8428 | 1.692 | 1.6944 | 1.6962 | 1.6749 | 1.655 | 1.6302 | 1.6458
CSAPR- NOX Annual- NE | 223 | 6421 | Rate Constraint in MTons | FALSE | L | Annual | Constraint Shadow Price | US2016$/Ton | 0 | 0 | 0 | 0 | 0 | 0 | 0 | 0
CSAPR- NOX Annual- NJ | 224 | 6423 | Rate Constraint in MTons | FALSE | L | Annual | Seasons Included | Seasons | Winter, WintShld, Summer | Winter, WintShld, Summer | Winter, WintShld, Summer | Winter, WintShld, Summer | Winter, WintShld, Summer | Winter, WintShld, Summer | Winter, WintShld, Summer | Winter, WintShld, Summer
CSAPR- NOX Annual- NJ | 224 | 6423 | Rate Constraint in MTons | FALSE | L | Annual | Standard NOX | Thousand Tons | 9.3751 | 9.3751 | 9.3751 | 9.3751 | 9.3751 | 9.3751 | 9.3751 | 9.3751
CSAPR- NOX Annual- NJ | 224 | 6423 | Rate Constraint in MTons | FALSE | L | Annual | Emissions at Affected Plants NOX | Thousand Tons | 2.0693 | 2.6058 | 2.6904 | 2.9691 | 3.2654 | 2.8451 | 2.4107 | 1.8066
CSAPR- NOX Annual- NJ | 224 | 6423 | Rate Constraint in MTons | FALSE | L | Annual | Allowances Purchased NOX | Thousand Tons | 0 | 0 | 0 | 0 | 0 | 0 | 0 | 0
CSAPR- NOX Annual- NJ | 224 | 6423 | Rate Constraint in MTons | FALSE | L | Annual | Allowances Sold NOX | Thousand Tons | 0 | 0 | 0 | 0 | 0 | 0 | 0 | 0
CSAPR- NOX Annual- NJ | 224 | 6423 | Rate Constraint in MTons | FALSE | L | Annual | Allowances Banked | Thousand Tons | 0 | 0 | 0 | 0 | 0 | 0 | 0 | 0
CSAPR- NOX Annual- NJ | 224 | 6423 | Rate Constraint in MTons | FALSE | L | Annual | Allowances Withdrawn (1:1) | Thousand Tons | 0 | 0 | 0 | 0 | 0 | 0 | 0 | 0
CSAPR- NOX Annual- NJ | 224 | 6423 | Rate Constraint in MTons | FALSE | L | Annual | Allowances Withdrawn (n:1) | Thousand Tons | 0 | 0 | 0 | 0 | 0 | 0 | 0 | 0
CSAPR- NOX Annual- NJ | 224 | 6423 | Rate Constraint in MTons | FALSE | L | Annual | Net Emissions Allowance Position | Thousand Tons | 2.0693 | 2.6058 | 2.6904 | 2.9691 | 3.2654 | 2.8451 | 2.4107 | 1.8066
CSAPR- NOX Annual- NJ | 224 | 6423 | Rate Constraint in MTons | FALSE | L | Annual | Fuel Consumed | TBtu | 310.3342 | 351.5073 | 353.9349 | 385.7288 | 405.533 | 371.4209 | 331.3922 | 273.1471
CSAPR- NOX Annual- NJ | 224 | 6423 | Rate Constraint in MTons | FALSE | L | Annual | Rate | lb/MMBtu | 0.013336 | 0.014826 | 0.015203 | 0.015395 | 0.016104 | 0.01532 | 0.014549 | 0.013228
CSAPR- NOX Annual- NJ | 224 | 6423 | Rate Constraint in MTons | FALSE | L | Annual | Generation | TWh | 43.5281 | 48.6115 | 48.8688 | 52.7928 | 55.0548 | 50.8783 | 45.9172 | 38.4615
CSAPR- NOX Annual- NJ | 224 | 6423 | Rate Constraint in MTons | FALSE | L | Annual | Qualifying Generation | TWh | 43.5281 | 48.6115 | 48.8688 | 52.7928 | 55.0548 | 50.8783 | 45.9172 | 38.3922
CSAPR- NOX Annual- NJ | 224 | 6423 | Rate Constraint in MTons | FALSE | L | Annual | Rate | lb/MWh | 0.095078 | 0.10721 | 0.11011 | 0.11248 | 0.11862 | 0.11184 | 0.105 | 0.094113
CSAPR- NOX Annual- NJ | 224 | 6423 | Rate Constraint in MTons | FALSE | L | Annual | Constraint Shadow Price | US2016$/Ton | 0 | 0 | 0 | 0 | 0 | 0 | 0 | 0
CSAPR- NOX Annual- NY | 225 | 6427 | Rate Constraint in MTons | FALSE | L | Annual | Seasons Included | Seasons | Winter, WintShld, Summer | Winter, WintShld, Summer | Winter, WintShld, Summer | Winter, WintShld, Summer | Winter, WintShld, Summer | Winter, WintShld, Summer | Winter, WintShld, Summer | Winter, WintShld, Summer
CSAPR- NOX Annual- NY | 225 | 6427 | Rate Constraint in MTons | FALSE | L | Annual | Standard NOX | Thousand Tons | 25.632 | 25.632 | 25.632 | 25.632 | 25.632 | 25.632 | 25.632 | 25.632
CSAPR- NOX Annual- NY | 225 | 6427 | Rate Constraint in MTons | FALSE | L | Annual | Emissions at Affected Plants NOX | Thousand Tons | 4.8578 | 4.9504 | 4.7797 | 4.003 | 4.1171 | 3.7519 | 3.3022 | 3.6396
CSAPR- NOX Annual- NY | 225 | 6427 | Rate Constraint in MTons | FALSE | L | Annual | Allowances Purchased NOX | Thousand Tons | 0 | 0 | 0 | 0 | 0 | 0 | 0 | 0
CSAPR- NOX Annual- NY | 225 | 6427 | Rate Constraint in MTons | FALSE | L | Annual | Allowances Sold NOX | Thousand Tons | 0 | 0 | 0 | 0 | 0 | 0 | 0 | 0
CSAPR- NOX Annual- NY | 225 | 6427 | Rate Constraint in MTons | FALSE | L | Annual | Allowances Banked | Thousand Tons | 0 | 0 | 0 | 0 | 0 | 0 | 0 | 0
CSAPR- NOX Annual- NY | 225 | 6427 | Rate Constraint in MTons | FALSE | L | Annual | Allowances Withdrawn (1:1) | Thousand Tons | 0 | 0 | 0 | 0 | 0 | 0 | 0 | 0
CSAPR- NOX Annual- NY | 225 | 6427 | Rate Constraint in MTons | FALSE | L | Annual | Allowances Withdrawn (n:1) | Thousand Tons | 0 | 0 | 0 | 0 | 0 | 0 | 0 | 0
CSAPR- NOX Annual- NY | 225 | 6427 | Rate Constraint in MTons | FALSE | L | Annual | Net Emissions Allowance Position | Thousand Tons | 4.8578 | 4.9504 | 4.7797 | 4.003 | 4.1171 | 3.7519 | 3.3022 | 3.6396
CSAPR- NOX Annual- NY | 225 | 6427 | Rate Constraint in MTons | FALSE | L | Annual | Fuel Consumed | TBtu | 437.8348 | 440.7285 | 440.4441 | 397.1778 | 413.6465 | 403.7116 | 378.2592 | 443.2336
CSAPR- NOX Annual- NY | 225 | 6427 | Rate Constraint in MTons | FALSE | L | Annual | Rate | lb/MMBtu | 0.02219 | 0.022465 | 0.021704 | 0.020157 | 0.019906 | 0.018587 | 0.01746 | 0.016423
CSAPR- NOX Annual- NY | 225 | 6427 | Rate Constraint in MTons | FALSE | L | Annual | Generation | TWh | 59.8753 | 60.4251 | 60.6867 | 55.5212 | 57.721 | 56.6773 | 54.0877 | 64.8276
CSAPR- NOX Annual- NY | 225 | 6427 | Rate Constraint in MTons | FALSE | L | Annual | Qualifying Generation | TWh | 59.8753 | 60.4251 | 60.6867 | 55.5212 | 57.721 | 56.6773 | 54.0877 | 64.8276
CSAPR- NOX Annual- NY | 225 | 6427 | Rate Constraint in MTons | FALSE | L | Annual | Rate | lb/MWh | 0.16226 | 0.16385 | 0.15752 | 0.1442 | 0.14265 | 0.13239 | 0.1221 | 0.11229
CSAPR- NOX Annual- NY | 225 | 6427 | Rate Constraint in MTons | FALSE | L | Annual | Constraint Shadow Price | US2016$/Ton | 0 | 0 | 0 | 0 | 0 | 0 | 0 | 0
CSAPR- NOX Annual- OH | 226 | 6429 | Rate Constraint in MTons | FALSE | L | Annual | Seasons Included | Seasons | Winter, WintShld, Summer | Winter, WintShld, Summer | Winter, WintShld, Summer | Winter, WintShld, Summer | Winter, WintShld, Summer | Winter, WintShld, Summer | Winter, WintShld, Summer | Winter, WintShld, Summer
CSAPR- NOX Annual- OH | 226 | 6429 | Rate Constraint in MTons | FALSE | L | Annual | Standard NOX | Thousand Tons | 106.5044 | 106.5044 | 106.5044 | 106.5044 | 106.5044 | 106.5044 | 106.5044 | 106.5044
CSAPR- NOX Annual- OH | 226 | 6429 | Rate Constraint in MTons | FALSE | L | Annual | Emissions at Affected Plants NOX | Thousand Tons | 41.9568 | 36.7338 | 36.9046 | 35.9598 | 29.9787 | 27.423 | 25.3277 | 21.6967
CSAPR- NOX Annual- OH | 226 | 6429 | Rate Constraint in MTons | FALSE | L | Annual | Allowances Purchased NOX | Thousand Tons | 0 | 0 | 0 | 0 | 0 | 0 | 0 | 0
CSAPR- NOX Annual- OH | 226 | 6429 | Rate Constraint in MTons | FALSE | L | Annual | Allowances Sold NOX | Thousand Tons | 0 | 0 | 0 | 0 | 0 | 0 | 0 | 0
CSAPR- NOX Annual- OH | 226 | 6429 | Rate Constraint in MTons | FALSE | L | Annual | Allowances Banked | Thousand Tons | 0 | 0 | 0 | 0 | 0 | 0 | 0 | 0
CSAPR- NOX Annual- OH | 226 | 6429 | Rate Constraint in MTons | FALSE | L | Annual | Allowances Withdrawn (1:1) | Thousand Tons | 0 | 0 | 0 | 0 | 0 | 0 | 0 | 0
CSAPR- NOX Annual- OH | 226 | 6429 | Rate Constraint in MTons | FALSE | L | Annual | Allowances Withdrawn (n:1) | Thousand Tons | 0 | 0 | 0 | 0 | 0 | 0 | 0 | 0
CSAPR- NOX Annual- OH | 226 | 6429 | Rate Constraint in MTons | FALSE | L | Annual | Net Emissions Allowance Position | Thousand Tons | 41.9568 | 36.7338 | 36.9046 | 35.9598 | 29.9787 | 27.423 | 25.3277 | 21.6967
CSAPR- NOX Annual- OH | 226 | 6429 | Rate Constraint in MTons | FALSE | L | Annual | Fuel Consumed | TBtu | 989.2807 | 908.0931 | 913.674 | 967.359 | 935.5523 | 930.0192 | 1004.6565 | 1026.6888
CSAPR- NOX Annual- OH | 226 | 6429 | Rate Constraint in MTons | FALSE | L | Annual | Rate | lb/MMBtu | 0.084823 | 0.080903 | 0.080783 | 0.074346 | 0.064088 | 0.058973 | 0.050421 | 0.042265
CSAPR- NOX Annual- OH | 226 | 6429 | Rate Constraint in MTons | FALSE | L | Annual | Generation | TWh | 115.2568 | 108.2988 | 108.7975 | 122.5181 | 133.9799 | 143.7973 | 169.848 | 194.4304
CSAPR- NOX Annual- OH | 226 | 6429 | Rate Constraint in MTons | FALSE | L | Annual | Qualifying Generation | TWh | 115.2568 | 108.2988 | 108.7975 | 118.5104 | 119.7457 | 122.3393 | 136.4385 | 145.2506
CSAPR- NOX Annual- OH | 226 | 6429 | Rate Constraint in MTons | FALSE | L | Annual | Rate | lb/MWh | 0.72806 | 0.67838 | 0.67841 | 0.60686 | 0.50071 | 0.44831 | 0.37127 | 0.29875
CSAPR- NOX Annual- OH | 226 | 6429 | Rate Constraint in MTons | FALSE | L | Annual | Constraint Shadow Price | US2016$/Ton | 0 | 0 | 0 | 0 | 0 | 0 | 0 | 0
CSAPR- NOX Annual- PA | 227 | 6431 | Rate Constraint in MTons | FALSE | L | Annual | Seasons Included | Seasons | Winter, WintShld, Summer | Winter, WintShld, Summer | Winter, WintShld, Summer | Winter, WintShld, Summer | Winter, WintShld, Summer | Winter, WintShld, Summer | Winter, WintShld, Summer | Winter, WintShld, Summer
CSAPR- NOX Annual- PA | 227 | 6431 | Rate Constraint in MTons | FALSE | L | Annual | Standard NOX | Thousand Tons | 140.6489 | 140.6489 | 140.6489 | 140.6489 | 140.6489 | 140.6489 | 140.6489 | 140.6489
CSAPR- NOX Annual- PA | 227 | 6431 | Rate Constraint in MTons | FALSE | L | Annual | Emissions at Affected Plants NOX | Thousand Tons | 20.209 | 23.0283 | 23.7251 | 21.0602 | 21.3805 | 19.3578 | 17.5427 | 11.5635
CSAPR- NOX Annual- PA | 227 | 6431 | Rate Constraint in MTons | FALSE | L | Annual | Allowances Purchased NOX | Thousand Tons | 0 | 0 | 0 | 0 | 0 | 0 | 0 | 0
CSAPR- NOX Annual- PA | 227 | 6431 | Rate Constraint in MTons | FALSE | L | Annual | Allowances Sold NOX | Thousand Tons | 0 | 0 | 0 | 0 | 0 | 0 | 0 | 0
CSAPR- NOX Annual- PA | 227 | 6431 | Rate Constraint in MTons | FALSE | L | Annual | Allowances Banked | Thousand Tons | 0 | 0 | 0 | 0 | 0 | 0 | 0 | 0
CSAPR- NOX Annual- PA | 227 | 6431 | Rate Constraint in MTons | FALSE | L | Annual | Allowances Withdrawn (1:1) | Thousand Tons | 0 | 0 | 0 | 0 | 0 | 0 | 0 | 0
CSAPR- NOX Annual- PA | 227 | 6431 | Rate Constraint in MTons | FALSE | L | Annual | Allowances Withdrawn (n:1) | Thousand Tons | 0 | 0 | 0 | 0 | 0 | 0 | 0 | 0
CSAPR- NOX Annual- PA | 227 | 6431 | Rate Constraint in MTons | FALSE | L | Annual | Net Emissions Allowance Position | Thousand Tons | 20.209 | 23.0283 | 23.7251 | 21.0602 | 21.3805 | 19.3578 | 17.5427 | 11.5635
CSAPR- NOX Annual- PA | 227 | 6431 | Rate Constraint in MTons | FALSE | L | Annual | Fuel Consumed | TBtu | 1198.2352 | 1274.4041 | 1293.1018 | 1273.3664 | 1345.5297 | 1387.548 | 1461.6684 | 1577.9535
CSAPR- NOX Annual- PA | 227 | 6431 | Rate Constraint in MTons | FALSE | L | Annual | Rate | lb/MMBtu | 0.033731 | 0.03614 | 0.036695 | 0.033078 | 0.03178 | 0.027902 | 0.024004 | 0.014656
CSAPR- NOX Annual- PA | 227 | 6431 | Rate Constraint in MTons | FALSE | L | Annual | Generation | TWh | 159.5572 | 167.4749 | 169.1376 | 180.5366 | 245.8414 | 297.0881 | 354.5591 | 421.235
CSAPR- NOX Annual- PA | 227 | 6431 | Rate Constraint in MTons | FALSE | L | Annual | Qualifying Generation | TWh | 159.5572 | 167.4749 | 169.1376 | 169.1945 | 180.2036 | 191.9079 | 208.4213 | 237.5363
CSAPR- NOX Annual- PA | 227 | 6431 | Rate Constraint in MTons | FALSE | L | Annual | Rate | lb/MWh | 0.25331 | 0.27501 | 0.28054 | 0.24895 | 0.23729 | 0.20174 | 0.16834 | 0.097362
CSAPR- NOX Annual- PA | 227 | 6431 | Rate Constraint in MTons | FALSE | L | Annual | Constraint Shadow Price | US2016$/Ton | 0 | 0 | 0 | 0 | 0 | 0 | 0 | 0
CSAPR- NOX Annual- SC | 228 | 6435 | Rate Constraint in MTons | FALSE | L | Annual | Seasons Included | Seasons | Winter, WintShld, Summer | Winter, WintShld, Summer | Winter, WintShld, Summer | Winter, WintShld, Summer | Winter, WintShld, Summer | Winter, WintShld, Summer | Winter, WintShld, Summer | Winter, WintShld, Summer
CSAPR- NOX Annual- SC | 228 | 6435 | Rate Constraint in MTons | FALSE | L | Annual | Standard NOX | Thousand Tons | 38.3476 | 38.3476 | 38.3476 | 38.3476 | 38.3476 | 38.3476 | 38.3476 | 38.3476
CSAPR- NOX Annual- SC | 228 | 6435 | Rate Constraint in MTons | FALSE | L | Annual | Emissions at Affected Plants NOX | Thousand Tons | 12.3248 | 12.8399 | 12.9533 | 12.3797 | 10.241 | 10.6064 | 10.7148 | 10.6632
CSAPR- NOX Annual- SC | 228 | 6435 | Rate Constraint in MTons | FALSE | L | Annual | Allowances Purchased NOX | Thousand Tons | 0 | 0 | 0 | 0 | 0 | 0 | 0 | 0
CSAPR- NOX Annual- SC | 228 | 6435 | Rate Constraint in MTons | FALSE | L | Annual | Allowances Sold NOX | Thousand Tons | 0 | 0 | 0 | 0 | 0 | 0 | 0 | 0
CSAPR- NOX Annual- SC | 228 | 6435 | Rate Constraint in MTons | FALSE | L | Annual | Allowances Banked | Thousand Tons | 0 | 0 | 0 | 0 | 0 | 0 | 0 | 0
CSAPR- NOX Annual- SC | 228 | 6435 | Rate Constraint in MTons | FALSE | L | Annual | Allowances Withdrawn (1:1) | Thousand Tons | 0 | 0 | 0 | 0 | 0 | 0 | 0 | 0
CSAPR- NOX Annual- SC | 228 | 6435 | Rate Constraint in MTons | FALSE | L | Annual | Allowances Withdrawn (n:1) | Thousand Tons | 0 | 0 | 0 | 0 | 0 | 0 | 0 | 0
CSAPR- NOX Annual- SC | 228 | 6435 | Rate Constraint in MTons | FALSE | L | Annual | Net Emissions Allowance Position | Thousand Tons | 12.3248 | 12.8399 | 12.9533 | 12.3797 | 10.241 | 10.6064 | 10.7148 | 10.6632
CSAPR- NOX Annual- SC | 228 | 6435 | Rate Constraint in MTons | FALSE | L | Annual | Fuel Consumed | TBtu | 388.9216 | 398.6437 | 403.274 | 444.6449 | 452.0462 | 488.4312 | 519.8892 | 549.7087
CSAPR- NOX Annual- SC | 228 | 6435 | Rate Constraint in MTons | FALSE | L | Annual | Rate | lb/MMBtu | 0.063379 | 0.064418 | 0.06424 | 0.055684 | 0.04531 | 0.04343 | 0.04122 | 0.038796
CSAPR- NOX Annual- SC | 228 | 6435 | Rate Constraint in MTons | FALSE | L | Annual | Generation | TWh | 45.586 | 46.4683 | 46.8826 | 71.2924 | 88.8258 | 103.9423 | 118.5201 | 133.7448
CSAPR- NOX Annual- SC | 228 | 6435 | Rate Constraint in MTons | FALSE | L | Annual | Qualifying Generation | TWh | 45.586 | 46.4683 | 46.8826 | 55.2977 | 59.2572 | 64.9958 | 70.0823 | 75.3682
CSAPR- NOX Annual- SC | 228 | 6435 | Rate Constraint in MTons | FALSE | L | Annual | Rate | lb/MWh | 0.54073 | 0.55263 | 0.55258 | 0.44775 | 0.34565 | 0.32637 | 0.30578 | 0.28296
CSAPR- NOX Annual- SC | 228 | 6435 | Rate Constraint in MTons | FALSE | L | Annual | Constraint Shadow Price | US2016$/Ton | 0 | 0 | 0 | 0 | 0 | 0 | 0 | 0
CSAPR- NOX Annual- TN | 229 | 6437 | Rate Constraint in MTons | FALSE | L | Annual | Seasons Included | Seasons | Winter, WintShld, Summer | Winter, WintShld, Summer | Winter, WintShld, Summer | Winter, WintShld, Summer | Winter, WintShld, Summer | Winter, WintShld, Summer | Winter, WintShld, Summer | Winter, WintShld, Summer
CSAPR- NOX Annual- TN | 229 | 6437 | Rate Constraint in MTons | FALSE | L | Annual | Standard NOX | Thousand Tons | 22.8177 | 22.8177 | 22.8177 | 22.8177 | 22.8177 | 22.8177 | 22.8177 | 22.8177
CSAPR- NOX Annual- TN | 229 | 6437 | Rate Constraint in MTons | FALSE | L | Annual | Emissions at Affected Plants NOX | Thousand Tons | 3.4616 | 4.1417 | 4.2664 | 4.6112 | 4.4672 | 4.9244 | 4.8333 | 3.797
CSAPR- NOX Annual- TN | 229 | 6437 | Rate Constraint in MTons | FALSE | L | Annual | Allowances Purchased NOX | Thousand Tons | 0 | 0 | 0 | 0 | 0 | 0 | 0 | 0
CSAPR- NOX Annual- TN | 229 | 6437 | Rate Constraint in MTons | FALSE | L | Annual | Allowances Sold NOX | Thousand Tons | 0 | 0 | 0 | 0 | 0 | 0 | 0 | 0
CSAPR- NOX Annual- TN | 229 | 6437 | Rate Constraint in MTons | FALSE | L | Annual | Allowances Banked | Thousand Tons | 0 | 0 | 0 | 0 | 0 | 0 | 0 | 0
CSAPR- NOX Annual- TN | 229 | 6437 | Rate Constraint in MTons | FALSE | L | Annual | Allowances Withdrawn (1:1) | Thousand Tons | 0 | 0 | 0 | 0 | 0 | 0 | 0 | 0
CSAPR- NOX Annual- TN | 229 | 6437 | Rate Constraint in MTons | FALSE | L | Annual | Allowances Withdrawn (n:1) | Thousand Tons | 0 | 0 | 0 | 0 | 0 | 0 | 0 | 0
CSAPR- NOX Annual- TN | 229 | 6437 | Rate Constraint in MTons | FALSE | L | Annual | Net Emissions Allowance Position | Thousand Tons | 3.4616 | 4.1417 | 4.2664 | 4.6112 | 4.4672 | 4.9244 | 4.8333 | 3.797
CSAPR- NOX Annual- TN | 229 | 6437 | Rate Constraint in MTons | FALSE | L | Annual | Fuel Consumed | TBtu | 239.0131 | 256.3372 | 260.4393 | 264.5564 | 275.7737 | 306.7976 | 331.8034 | 350.3295
CSAPR- NOX Annual- TN | 229 | 6437 | Rate Constraint in MTons | FALSE | L | Annual | Rate | lb/MMBtu | 0.028966 | 0.032314 | 0.032763 | 0.03486 | 0.032398 | 0.032102 | 0.029134 | 0.021677
CSAPR- NOX Annual- TN | 229 | 6437 | Rate Constraint in MTons | FALSE | L | Annual | Generation | TWh | 32.0092 | 33.5819 | 33.9349 | 34.2539 | 39.0098 | 47.4511 | 55.559 | 67.3709
CSAPR- NOX Annual- TN | 229 | 6437 | Rate Constraint in MTons | FALSE | L | Annual | Qualifying Generation | TWh | 32.0092 | 33.5819 | 33.9349 | 34.2539 | 36.4213 | 40.7455 | 44.7992 | 49.6855
CSAPR- NOX Annual- TN | 229 | 6437 | Rate Constraint in MTons | FALSE | L | Annual | Rate | lb/MWh | 0.21629 | 0.24666 | 0.25145 | 0.26924 | 0.24531 | 0.24172 | 0.21578 | 0.15284
CSAPR- NOX Annual- TN | 229 | 6437 | Rate Constraint in MTons | FALSE | L | Annual | Constraint Shadow Price | US2016$/Ton | 0 | 0 | 0 | 0 | 0 | 0 | 0 | 0
CSAPR- NOX Annual- VA | 230 | 6441 | Rate Constraint in MTons | FALSE | L | Annual | Seasons Included | Seasons | Winter, WintShld, Summer | Winter, WintShld, Summer | Winter, WintShld, Summer | Winter, WintShld, Summer | Winter, WintShld, Summer | Winter, WintShld, Summer | Winter, WintShld, Summer | Winter, WintShld, Summer
CSAPR- NOX Annual- VA | 230 | 6441 | Rate Constraint in MTons | FALSE | L | Annual | Standard NOX | Thousand Tons | 39.2256 | 39.2256 | 39.2256 | 39.2256 | 39.2256 | 39.2256 | 39.2256 | 39.2256
CSAPR- NOX Annual- VA | 230 | 6441 | Rate Constraint in MTons | FALSE | L | Annual | Emissions at Affected Plants NOX | Thousand Tons | 4.2491 | 4.9807 | 5.181 | 6.1328 | 6.5803 | 5.8163 | 4.1811 | 3.0741
CSAPR- NOX Annual- VA | 230 | 6441 | Rate Constraint in MTons | FALSE | L | Annual | Allowances Purchased NOX | Thousand Tons | 0 | 0 | 0 | 0 | 0 | 0 | 0 | 0
CSAPR- NOX Annual- VA | 230 | 6441 | Rate Constraint in MTons | FALSE | L | Annual | Allowances Sold NOX | Thousand Tons | 0 | 0 | 0 | 0 | 0 | 0 | 0 | 0
CSAPR- NOX Annual- VA | 230 | 6441 | Rate Constraint in MTons | FALSE | L | Annual | Allowances Banked | Thousand Tons | 0 | 0 | 0 | 0 | 0 | 0 | 0 | 0
CSAPR- NOX Annual- VA | 230 | 6441 | Rate Constraint in MTons | FALSE | L | Annual | Allowances Withdrawn (1:1) | Thousand Tons | 0 | 0 | 0 | 0 | 0 | 0 | 0 | 0
CSAPR- NOX Annual- VA | 230 | 6441 | Rate Constraint in MTons | FALSE | L | Annual | Allowances Withdrawn (n:1) | Thousand Tons | 0 | 0 | 0 | 0 | 0 | 0 | 0 | 0
CSAPR- NOX Annual- VA | 230 | 6441 | Rate Constraint in MTons | FALSE | L | Annual | Net Emissions Allowance Position | Thousand Tons | 4.2491 | 4.9807 | 5.181 | 6.1328 | 6.5803 | 5.8163 | 4.1811 | 3.0741
CSAPR- NOX Annual- VA | 230 | 6441 | Rate Constraint in MTons | FALSE | L | Annual | Fuel Consumed | TBtu | 445.4506 | 472.5707 | 477.7864 | 510.1594 | 567.9764 | 545.2322 | 477.3396 | 405.6717
CSAPR- NOX Annual- VA | 230 | 6441 | Rate Constraint in MTons | FALSE | L | Annual | Rate | lb/MMBtu | 0.019078 | 0.021079 | 0.021687 | 0.024043 | 0.023171 | 0.021335 | 0.017518 | 0.015156
CSAPR- NOX Annual- VA | 230 | 6441 | Rate Constraint in MTons | FALSE | L | Annual | Generation | TWh | 61.4198 | 64.5592 | 65.2933 | 69.1829 | 134.7699 | 177.9669 | 208.7611 | 243.3385
CSAPR- NOX Annual- VA | 230 | 6441 | Rate Constraint in MTons | FALSE | L | Annual | Qualifying Generation | TWh | 61.4198 | 64.5592 | 65.2933 | 69.1829 | 77.0464 | 75.2149 | 68.0664 | 58.6818
CSAPR- NOX Annual- VA | 230 | 6441 | Rate Constraint in MTons | FALSE | L | Annual | Rate | lb/MWh | 0.13836 | 0.1543 | 0.1587 | 0.17729 | 0.17081 | 0.15466 | 0.12285 | 0.10477
CSAPR- NOX Annual- VA | 230 | 6441 | Rate Constraint in MTons | FALSE | L | Annual | Constraint Shadow Price | US2016$/Ton | 0 | 0 | 0 | 0 | 0 | 0 | 0 | 0
CSAPR- NOX Annual- WI | 231 | 6443 | Rate Constraint in MTons | FALSE | L | Annual | Seasons Included | Seasons | Winter, WintShld, Summer | Winter, WintShld, Summer | Winter, WintShld, Summer | Winter, WintShld, Summer | Winter, WintShld, Summer | Winter, WintShld, Summer | Winter, WintShld, Summer | Winter, WintShld, Summer
CSAPR- NOX Annual- WI | 231 | 6443 | Rate Constraint in MTons | FALSE | L | Annual | Standard NOX | Thousand Tons | 38.7878 | 38.7878 | 38.7878 | 38.7878 | 38.7878 | 38.7878 | 38.7878 | 38.7878
CSAPR- NOX Annual- WI | 231 | 6443 | Rate Constraint in MTons | FALSE | L | Annual | Emissions at Affected Plants NOX | Thousand Tons | 8.3854 | 9.3855 | 9.2141 | 9.2061 | 8.3712 | 9.292 | 9.2596 | 8.4668
CSAPR- NOX Annual- WI | 231 | 6443 | Rate Constraint in MTons | FALSE | L | Annual | Allowances Purchased NOX | Thousand Tons | 0 | 0 | 0 | 0 | 0 | 0 | 0 | 0
CSAPR- NOX Annual- WI | 231 | 6443 | Rate Constraint in MTons | FALSE | L | Annual | Allowances Sold NOX | Thousand Tons | 0 | 0 | 0 | 0 | 0 | 0 | 0 | 0
CSAPR- NOX Annual- WI | 231 | 6443 | Rate Constraint in MTons | FALSE | L | Annual | Allowances Banked | Thousand Tons | 0 | 0 | 0 | 0 | 0 | 0 | 0 | 0
CSAPR- NOX Annual- WI | 231 | 6443 | Rate Constraint in MTons | FALSE | L | Annual | Allowances Withdrawn (1:1) | Thousand Tons | 0 | 0 | 0 | 0 | 0 | 0 | 0 | 0
CSAPR- NOX Annual- WI | 231 | 6443 | Rate Constraint in MTons | FALSE | L | Annual | Allowances Withdrawn (n:1) | Thousand Tons | 0 | 0 | 0 | 0 | 0 | 0 | 0 | 0
CSAPR- NOX Annual- WI | 231 | 6443 | Rate Constraint in MTons | FALSE | L | Annual | Net Emissions Allowance Position | Thousand Tons | 8.3854 | 9.3855 | 9.2141 | 9.2061 | 8.3712 | 9.292 | 9.2596 | 8.4668
CSAPR- NOX Annual- WI | 231 | 6443 | Rate Constraint in MTons | FALSE | L | Annual | Fuel Consumed | TBtu | 381.3631 | 409.7718 | 405.5992 | 404.5138 | 383.2831 | 425.3676 | 438.2035 | 459.6095
CSAPR- NOX Annual- WI | 231 | 6443 | Rate Constraint in MTons | FALSE | L | Annual | Rate | lb/MMBtu | 0.043976 | 0.045808 | 0.045434 | 0.045517 | 0.043682 | 0.043689 | 0.042262 | 0.036844
CSAPR- NOX Annual- WI | 231 | 6443 | Rate Constraint in MTons | FALSE | L | Annual | Generation | TWh | 45.3045 | 48.002 | 47.612 | 47.5359 | 45.4485 | 51.928 | 54.2293 | 60.0377
CSAPR- NOX Annual- WI | 231 | 6443 | Rate Constraint in MTons | FALSE | L | Annual | Qualifying Generation | TWh | 45.3045 | 48.002 | 47.612 | 47.5359 | 45.4485 | 51.0368 | 53.3108 | 58.4725
CSAPR- NOX Annual- WI | 231 | 6443 | Rate Constraint in MTons | FALSE | L | Annual | Rate | lb/MWh | 0.37018 | 0.39105 | 0.38705 | 0.38733 | 0.36838 | 0.36413 | 0.34738 | 0.2896
CSAPR- NOX Annual- WI | 231 | 6443 | Rate Constraint in MTons | FALSE | L | Annual | Constraint Shadow Price | US2016$/Ton | 0 | 0 | 0 | 0 | 0 | 0 | 0 | 0
CSAPR- NOX Annual- WV | 232 | 6517 | Rate Constraint in MTons | FALSE | L | Annual | Seasons Included | Seasons | Winter, WintShld, Summer | Winter, WintShld, Summer | Winter, WintShld, Summer | Winter, WintShld, Summer | Winter, WintShld, Summer | Winter, WintShld, Summer | Winter, WintShld, Summer | Winter, WintShld, Summer
CSAPR- NOX Annual- WV | 232 | 6517 | Rate Constraint in MTons | FALSE | L | Annual | Standard NOX | Thousand Tons | 64.4068 | 64.4068 | 64.4068 | 64.4068 | 64.4068 | 64.4068 | 64.4068 | 64.4068
CSAPR- NOX Annual- WV | 232 | 6517 | Rate Constraint in MTons | FALSE | L | Annual | Emissions at Affected Plants NOX | Thousand Tons | 48.4056 | 42.4685 | 42.1365 | 39.2642 | 28.2916 | 28.2659 | 28.745 | 19.9821
CSAPR- NOX Annual- WV | 232 | 6517 | Rate Constraint in MTons | FALSE | L | Annual | Allowances Purchased NOX | Thousand Tons | 0 | 0 | 0 | 0 | 0 | 0 | 0 | 0
CSAPR- NOX Annual- WV | 232 | 6517 | Rate Constraint in MTons | FALSE | L | Annual | Allowances Sold NOX | Thousand Tons | 0 | 0 | 0 | 0 | 0 | 0 | 0 | 0
CSAPR- NOX Annual- WV | 232 | 6517 | Rate Constraint in MTons | FALSE | L | Annual | Allowances Banked | Thousand Tons | 0 | 0 | 0 | 0 | 0 | 0 | 0 | 0
CSAPR- NOX Annual- WV | 232 | 6517 | Rate Constraint in MTons | FALSE | L | Annual | Allowances Withdrawn (1:1) | Thousand Tons | 0 | 0 | 0 | 0 | 0 | 0 | 0 | 0
CSAPR- NOX Annual- WV | 232 | 6517 | Rate Constraint in MTons | FALSE | L | Annual | Allowances Withdrawn (n:1) | Thousand Tons | 0 | 0 | 0 | 0 | 0 | 0 | 0 | 0
CSAPR- NOX Annual- WV | 232 | 6517 | Rate Constraint in MTons | FALSE | L | Annual | Net Emissions Allowance Position | Thousand Tons | 48.4056 | 42.4685 | 42.1365 | 39.2642 | 28.2916 | 28.2659 | 28.745 | 19.9821
CSAPR- NOX Annual- WV | 232 | 6517 | Rate Constraint in MTons | FALSE | L | Annual | Fuel Consumed | TBtu | 808.5679 | 734.5193 | 726.7241 | 682.0869 | 663.3143 | 779.8177 | 869.2447 | 852.8843
CSAPR- NOX Annual- WV | 232 | 6517 | Rate Constraint in MTons | FALSE | L | Annual | Rate | lb/MMBtu | 0.11973 | 0.11564 | 0.11596 | 0.11513 | 0.085304 | 0.072494 | 0.066138 | 0.046858
CSAPR- NOX Annual- WV | 232 | 6517 | Rate Constraint in MTons | FALSE | L | Annual | Generation | TWh | 81.1177 | 73.9723 | 73.207 | 68.7449 | 105.9661 | 144.6599 | 176.7834 | 200.6004
CSAPR- NOX Annual- WV | 232 | 6517 | Rate Constraint in MTons | FALSE | L | Annual | Qualifying Generation | TWh | 81.1177 | 73.9723 | 73.207 | 68.7449 | 78.5191 | 98.6031 | 113.1838 | 115.3005
CSAPR- NOX Annual- WV | 232 | 6517 | Rate Constraint in MTons | FALSE | L | Annual | Rate | lb/MWh | 1.1935 | 1.1482 | 1.1512 | 1.1423 | 0.72063 | 0.57333 | 0.50794 | 0.34661
CSAPR- NOX Annual- WV | 232 | 6517 | Rate Constraint in MTons | FALSE | L | Annual | Constraint Shadow Price | US2016$/Ton | 0 | 0 | 0 | 0 | 0 | 0 | 0 | 0
CSAPR Rule Constraint- NOX Annual | 233 | 6395 | Rate Constraint in MTons | FALSE | L | Annual | Seasons Included | Seasons | Winter, WintShld, Summer | Winter, WintShld, Summer | Winter, WintShld, Summer | Winter, WintShld, Summer | Winter, WintShld, Summer | Winter, WintShld, Summer | Winter, WintShld, Summer | Winter, WintShld, Summer
CSAPR Rule Constraint- NOX Annual | 233 | 6395 | Rate Constraint in MTons | FALSE | L | Annual | Standard NOX | Thousand Tons | 1069.256 | 1069.256 | 1069.256 | 1069.256 | 1069.256 | 1069.256 | 1069.256 | 1069.256
CSAPR Rule Constraint- NOX Annual | 233 | 6395 | Rate Constraint in MTons | FALSE | L | Annual | Emissions at Affected Plants NOX | Thousand Tons | 425.8041 | 427.8363 | 427.6185 | 417.9495 | 379.3617 | 376.4558 | 364.2461 | 330.223
CSAPR Rule Constraint- NOX Annual | 233 | 6395 | Rate Constraint in MTons | FALSE | L | Annual | Allowances Purchased NOX | Thousand Tons | 0 | 0 | 0 | 0 | 0 | 0 | 0 | 0
CSAPR Rule Constraint- NOX Annual | 233 | 6395 | Rate Constraint in MTons | FALSE | L | Annual | Allowances Sold NOX | Thousand Tons | 0 | 0 | 0 | 0 | 0 | 0 | 0 | 0
CSAPR Rule Constraint- NOX Annual | 233 | 6395 | Rate Constraint in MTons | FALSE | L | Annual | Allowances Banked | Thousand Tons | 0 | 0 | 0 | 0 | 0 | 0 | 0 | 0
CSAPR Rule Constraint- NOX Annual | 233 | 6395 | Rate Constraint in MTons | FALSE | L | Annual | Allowances Withdrawn (1:1) | Thousand Tons | 0 | 0 | 0 | 0 | 0 | 0 | 0 | 0
CSAPR Rule Constraint- NOX Annual | 233 | 6395 | Rate Constraint in MTons | FALSE | L | Annual | Allowances Withdrawn (n:1) | Thousand Tons | 0 | 0 | 0 | 0 | 0 | 0 | 0 | 0
CSAPR Rule Constraint- NOX Annual | 233 | 6395 | Rate Constraint in MTons | FALSE | L | Annual | Net Emissions Allowance Position | Thousand Tons | 425.8041 | 427.8363 | 427.6185 | 417.9495 | 379.3617 | 376.4558 | 364.2461 | 330.223
CSAPR Rule Constraint- NOX Annual | 233 | 6395 | Rate Constraint in MTons | FALSE | L | Annual | Fuel Consumed | TBtu | 11434.3968 | 11660.1563 | 11736.7554 | 12014.2006 | 12123.9662 | 12497.9535 | 12728.1282 | 12963.1201
CSAPR Rule Constraint- NOX Annual | 233 | 6395 | Rate Constraint in MTons | FALSE | L | Annual | Rate | lb/MMBtu | 0.074478 | 0.073384 | 0.072868 | 0.069576 | 0.06258 | 0.060243 | 0.057235 | 0.050948
CSAPR Rule Constraint- NOX Annual | 233 | 6395 | Rate Constraint in MTons | FALSE | L | Annual | Generation | TWh | 1335.0138 | 1364.7005 | 1372.5951 | 1423.1123 | 1492.5959 | 1599.3837 | 1677.7943 | 1778.1583
CSAPR Rule Constraint- NOX Annual | 233 | 6395 | Rate Constraint in MTons | FALSE | L | Annual | Qualifying Generation | TWh | 1335.0132 | 1364.7003 | 1372.5947 | 1423.1115 | 1479.9779 | 1555.0253 | 1614.1875 | 1704.9408
CSAPR Rule Constraint- NOX Annual | 233 | 6395 | Rate Constraint in MTons | FALSE | L | Annual | Rate | lb/MWh | 0.6379 | 0.627 | 0.62308 | 0.58737 | 0.51266 | 0.48418 | 0.45131 | 0.38737
CSAPR Rule Constraint- NOX Annual | 233 | 6395 | Rate Constraint in MTons | FALSE | L | Annual | Constraint Shadow Price | US2016$/Ton | 0 | 0 | 0 | 0 | 0 | 0 | 0 | 0
CSAPR Rule Constraint- SO2 Annual- Region1 | 234 | 6433 | Rate Constraint in MTons | FALSE | L | Annual | Seasons Included | Seasons | Winter, WintShld, Summer | Winter, WintShld, Summer | Winter, WintShld, Summer | Winter, WintShld, Summer | Winter, WintShld, Summer | Winter, WintShld, Summer | Winter, WintShld, Summer | Winter, WintShld, Summer
CSAPR Rule Constraint- SO2 Annual- Region1 | 234 | 6433 | Rate Constraint in MTons | FALSE | L | Annual | Standard SO2 | Thousand Tons | 1372.631 | 1372.631 | 1372.631 | 1372.631 | 1372.631 | 1372.631 | 1372.631 | 1372.631
CSAPR Rule Constraint- SO2 Annual- Region1 | 234 | 6433 | Rate Constraint in MTons | FALSE | L | Annual | Emissions at Affected Plants SO2 | Thousand Tons | 416.3413 | 397.8272 | 411.0604 | 413.1485 | 360.2747 | 363.2732 | 365.7271 | 336.0988
CSAPR Rule Constraint- SO2 Annual- Region1 | 234 | 6433 | Rate Constraint in MTons | FALSE | L | Annual | Allowances Purchased SO2 | Thousand Tons | 0 | 0 | 0 | 0 | 0 | 0 | 0 | 0
CSAPR Rule Constraint- SO2 Annual- Region1 | 234 | 6433 | Rate Constraint in MTons | FALSE | L | Annual | Allowances Sold SO2 | Thousand Tons | 0 | 0 | 0 | 0 | 0 | 0 | 0 | 0
CSAPR Rule Constraint- SO2 Annual- Region1 | 234 | 6433 | Rate Constraint in MTons | FALSE | L | Annual | Allowances Banked | Thousand Tons | 0 | 0 | 0 | 0 | 0 | 0 | 0 | 0
CSAPR Rule Constraint- SO2 Annual- Region1 | 234 | 6433 | Rate Constraint in MTons | FALSE | L | Annual | Allowances Withdrawn (1:1) | Thousand Tons | 0 | 0 | 0 | 0 | 0 | 0 | 0 | 0
CSAPR Rule Constraint- SO2 Annual- Region1 | 234 | 6433 | Rate Constraint in MTons | FALSE | L | Annual | Allowances Withdrawn (n:1) | Thousand Tons | 0 | 0 | 0 | 0 | 0 | 0 | 0 | 0
CSAPR Rule Constraint- SO2 Annual- Region1 | 234 | 6433 | Rate Constraint in MTons | FALSE | L | Annual | Net Emissions Allowance Position | Thousand Tons | 416.3413 | 397.8272 | 411.0604 | 413.1485 | 360.2747 | 363.2732 | 365.7271 | 336.0988
CSAPR Rule Constraint- SO2 Annual- Region1 | 234 | 6433 | Rate Constraint in MTons | FALSE | L | Annual | Fuel Consumed | TBtu | 8871.0407 | 9171.2754 | 9200.1934 | 9364.4718 | 9481.3695 | 9755.3582 | 9921.752 | 10076.6918
CSAPR Rule Constraint- SO2 Annual- Region1 | 234 | 6433 | Rate Constraint in MTons | FALSE | L | Annual | Rate | lb/MMBtu | 0.093865 | 0.086755 | 0.089359 | 0.088237 | 0.075996 | 0.074477 | 0.073722 | 0.066708
CSAPR Rule Constraint- SO2 Annual- Region1 | 234 | 6433 | Rate Constraint in MTons | FALSE | L | Annual | Generation | TWh | 1038.7303 | 1077.4227 | 1080.651 | 1127.1692 | 1203.6032 | 1301.6639 | 1375.8144 | 1467.0711
CSAPR Rule Constraint- SO2 Annual- Region1 | 234 | 6433 | Rate Constraint in MTons | FALSE | L | Annual | Qualifying Generation | TWh | 1038.7297 | 1077.4224 | 1080.6506 | 1115.1377 | 1166.8798 | 1224.8312 | 1271.7657 | 1344.8379
CSAPR Rule Constraint- SO2 Annual- Region1 | 234 | 6433 | Rate Constraint in MTons | FALSE | L | Annual | Rate | lb/MWh | 0.80164 | 0.73848 | 0.76076 | 0.74098 | 0.6175 | 0.59318 | 0.57515 | 0.49984
CSAPR Rule Constraint- SO2 Annual- Region1 | 234 | 6433 | Rate Constraint in MTons | FALSE | L | Annual | Constraint Shadow Price | US2016$/Ton | 0 | 0 | 0 | 0 | 0 | 0 | 0 | 0
CSAPR Rule Constraint- SO2 Annual- Region2 | 235 | 6434 | Rate Constraint in MTons | FALSE | L | Annual | Seasons Included | Seasons | Winter, WintShld, Summer | Winter, WintShld, Summer | Winter, WintShld, Summer | Winter, WintShld, Summer | Winter, WintShld, Summer | Winter, WintShld, Summer | Winter, WintShld, Summer | Winter, WintShld, Summer
CSAPR Rule Constraint- SO2 Annual- Region2 | 235 | 6434 | Rate Constraint in MTons | FALSE | L | Annual | Standard SO2 | Thousand Tons | 597.579 | 597.579 | 597.579 | 597.579 | 597.579 | 597.579 | 597.579 | 597.579
CSAPR Rule Constraint- SO2 Annual- Region2 | 235 | 6434 | Rate Constraint in MTons | FALSE | L | Annual | Emissions at Affected Plants SO2 | Thousand Tons | 92.7249 | 88.5261 | 95.746 | 94.2352 | 98.2022 | 99.5258 | 99.8596 | 102.0506
CSAPR Rule Constraint- SO2 Annual- Region2 | 235 | 6434 | Rate Constraint in MTons | FALSE | L | Annual | Allowances Purchased SO2 | Thousand Tons | 0 | 0 | 0 | 0 | 0 | 0 | 0 | 0
CSAPR Rule Constraint- SO2 Annual- Region2 | 235 | 6434 | Rate Constraint in MTons | FALSE | L | Annual | Allowances Sold SO2 | Thousand Tons | 0 | 0 | 0 | 0 | 0 | 0 | 0 | 0
CSAPR Rule Constraint- SO2 Annual- Region2 | 235 | 6434 | Rate Constraint in MTons | FALSE | L | Annual | Allowances Banked | Thousand Tons | 0 | 0 | 0 | 0 | 0 | 0 | 0 | 0
CSAPR Rule Constraint- SO2 Annual- Region2 | 235 | 6434 | Rate Constraint in MTons | FALSE | L | Annual | Allowances Withdrawn (1:1) | Thousand Tons | 0 | 0 | 0 | 0 | 0 | 0 | 0 | 0
CSAPR Rule Constraint- SO2 Annual- Region2 | 235 | 6434 | Rate Constraint in MTons | FALSE | L | Annual | Allowances Withdrawn (n:1) | Thousand Tons | 0 | 0 | 0 | 0 | 0 | 0 | 0 | 0
CSAPR Rule Constraint- SO2 Annual- Region2 | 235 | 6434 | Rate Constraint in MTons | FALSE | L | Annual | Net Emissions Allowance Position | Thousand Tons | 92.7249 | 88.5261 | 95.746 | 94.2352 | 98.2022 | 99.5258 | 99.8596 | 102.0506
CSAPR Rule Constraint- SO2 Annual- Region2 | 235 | 6434 | Rate Constraint in MTons | FALSE | L | Annual | Fuel Consumed | TBtu | 2563.3561 | 2488.8808 | 2536.5619 | 2649.7288 | 2642.5966 | 2742.5952 | 2806.3762 | 2886.4283
CSAPR Rule Constraint- SO2 Annual- Region2 | 235 | 6434 | Rate Constraint in MTons | FALSE | L | Annual | Rate | lb/MMBtu | 0.072346 | 0.071137 | 0.075493 | 0.071128 | 0.074322 | 0.072578 | 0.071166 | 0.070711
CSAPR Rule Constraint- SO2 Annual- Region2 | 235 | 6434 | Rate Constraint in MTons | FALSE | L | Annual | Generation | TWh | 296.2835 | 287.2779 | 291.9441 | 323.9623 | 364.0092 | 432.7923 | 474.0712 | 538.6562
CSAPR Rule Constraint- SO2 Annual- Region2 | 235 | 6434 | Rate Constraint in MTons | FALSE | L | Annual | Qualifying Generation | TWh | 296.2835 | 287.2779 | 291.9441 | 307.9738 | 313.0981 | 330.194 | 342.4218 | 360.1028
CSAPR Rule Constraint- SO2 Annual- Region2 | 235 | 6434 | Rate Constraint in MTons | FALSE | L | Annual | Rate | lb/MWh | 0.62592 | 0.61631 | 0.65592 | 0.61197 | 0.62729 | 0.60283 | 0.58326 | 0.56679
CSAPR Rule Constraint- SO2 Annual- Region2 | 235 | 6434 | Rate Constraint in MTons | FALSE | L | Annual | Constraint Shadow Price | US2016$/Ton | 0 | 0 | 0 | 0 | 0 | 0 | 0 | 0
CSAPR- SO2 Annual- AL | 236 | 6394 | Rate Constraint in MTons | FALSE | L | Annual | Seasons Included | Seasons | Winter, WintShld, Summer | Winter, WintShld, Summer | Winter, WintShld, Summer | Winter, WintShld, Summer | Winter, WintShld, Summer | Winter, WintShld, Summer | Winter, WintShld, Summer | Winter, WintShld, Summer
CSAPR- SO2 Annual- AL | 236 | 6394 | Rate Constraint in MTons | FALSE | L | Annual | Standard SO2 | Thousand Tons | 251.6444 | 251.6444 | 251.6444 | 251.6444 | 251.6444 | 251.6444 | 251.6444 | 251.6444
CSAPR- SO2 Annual- AL | 236 | 6394 | Rate Constraint in MTons | FALSE | L | Annual | Emissions at Affected Plants SO2 | Thousand Tons | 8.7014 | 9.3962 | 9.6619 | 10.8773 | 9.5175 | 9.8292 | 10.0656 | 10.5622
CSAPR- SO2 Annual- AL | 236 | 6394 | Rate Constraint in MTons | FALSE | L | Annual | Allowances Purchased SO2 | Thousand Tons | 0 | 0 | 0 | 0 | 0 | 0 | 0 | 0
CSAPR- SO2 Annual- AL | 236 | 6394 | Rate Constraint in MTons | FALSE | L | Annual | Allowances Sold SO2 | Thousand Tons | 0 | 0 | 0 | 0 | 0 | 0 | 0 | 0
CSAPR- SO2 Annual- AL | 236 | 6394 | Rate Constraint in MTons | FALSE | L | Annual | Allowances Banked | Thousand Tons | 0 | 0 | 0 | 0 | 0 | 0 | 0 | 0
CSAPR- SO2 Annual- AL | 236 | 6394 | Rate Constraint in MTons | FALSE | L | Annual | Allowances Withdrawn (1:1) | Thousand Tons | 0 | 0 | 0 | 0 | 0 | 0 | 0 | 0
CSAPR- SO2 Annual- AL | 236 | 6394 | Rate Constraint in MTons | FALSE | L | Annual | Allowances Withdrawn (n:1) | Thousand Tons | 0 | 0 | 0 | 0 | 0 | 0 | 0 | 0
CSAPR- SO2 Annual- AL | 236 | 6394 | Rate Constraint in MTons | FALSE | L | Annual | Net Emissions Allowance Position | Thousand Tons | 8.7014 | 9.3962 | 9.6619 | 10.8773 | 9.5175 | 9.8292 | 10.0656 | 10.5622
CSAPR- SO2 Annual- AL | 236 | 6394 | Rate Constraint in MTons | FALSE | L | Annual | Fuel Consumed | TBtu | 662.1911 | 633.9006 | 657.3077 | 690.0264 | 672.4057 | 678.3362 | 701.145 | 721.0413
CSAPR- SO2 Annual- AL | 236 | 6394 | Rate Constraint in MTons | FALSE | L | Annual | Rate | lb/MMBtu | 0.026281 | 0.029646 | 0.029398 | 0.031527 | 0.028309 | 0.02898 | 0.028712 | 0.029297
CSAPR- SO2 Annual- AL | 236 | 6394 | Rate Constraint in MTons | FALSE | L | Annual | Generation | TWh | 83.2413 | 79.8094 | 82.2013 | 84.9479 | 91.8514 | 114.3225 | 136.5098 | 170.8476
CSAPR- SO2 Annual- AL | 236 | 6394 | Rate Constraint in MTons | FALSE | L | Annual | Qualifying Generation | TWh | 83.2413 | 79.8094 | 82.2013 | 84.9479 | 83.6844 | 85.8472 | 89.9801 | 94.8246
CSAPR- SO2 Annual- AL | 236 | 6394 | Rate Constraint in MTons | FALSE | L | Annual | Rate | lb/MWh | 0.20906 | 0.23547 | 0.23508 | 0.25609 | 0.22746 | 0.22899 | 0.22373 | 0.22277
CSAPR- SO2 Annual- AL | 236 | 6394 | Rate Constraint in MTons | FALSE | L | Annual | Constraint Shadow Price | US2016$/Ton | 0 | 0 | 0 | 0 | 0 | 0 | 0 | 0
CSAPR- SO2 Annual- GA | 237 | 6400 | Rate Constraint in MTons | FALSE | L | Annual | Seasons Included | Seasons | Winter, WintShld, Summer | Winter, WintShld, Summer | Winter, WintShld, Summer | Winter, WintShld, Summer | Winter, WintShld, Summer | Winter, WintShld, Summer | Winter, WintShld, Summer | Winter, WintShld, Summer
CSAPR- SO2 Annual- GA | 237 | 6400 | Rate Constraint in MTons | FALSE | L | Annual | Standard SO2 | Thousand Tons | 159.9667 | 159.9667 | 159.9667 | 159.9667 | 159.9667 | 159.9667 | 159.9667 | 159.9667
CSAPR- SO2 Annual- GA | 237 | 6400 | Rate Constraint in MTons | FALSE | L | Annual | Emissions at Affected Plants SO2 | Thousand Tons | 16.0732 | 13.6058 | 14.634 | 13.5149 | 13.371 | 13.7434 | 13.6791 | 13.0108
CSAPR- SO2 Annual- GA | 237 | 6400 | Rate Constraint in MTons | FALSE | L | Annual | Allowances Purchased SO2 | Thousand Tons | 0 | 0 | 0 | 0 | 0 | 0 | 0 | 0
CSAPR- SO2 Annual- GA | 237 | 6400 | Rate Constraint in MTons | FALSE | L | Annual | Allowances Sold SO2 | Thousand Tons | 0 | 0 | 0 | 0 | 0 | 0 | 0 | 0
CSAPR- SO2 Annual- GA | 237 | 6400 | Rate Constraint in MTons | FALSE | L | Annual | Allowances Banked | Thousand Tons | 0 | 0 | 0 | 0 | 0 | 0 | 0 | 0
CSAPR- SO2 Annual- GA | 237 | 6400 | Rate Constraint in MTons | FALSE | L | Annual | Allowances Withdrawn (1:1) | Thousand Tons | 0 | 0 | 0 | 0 | 0 | 0 | 0 | 0
CSAPR- SO2 Annual- GA | 237 | 6400 | Rate Constraint in MTons | FALSE | L | Annual | Allowances Withdrawn (n:1) | Thousand Tons | 0 | 0 | 0 | 0 | 0 | 0 | 0 | 0
CSAPR- SO2 Annual- GA | 237 | 6400 | Rate Constraint in MTons | FALSE | L | Annual | Net Emissions Allowance Position | Thousand Tons | 16.0732 | 13.6058 | 14.634 | 13.5149 | 13.371 | 13.7434 | 13.6791 | 13.0108
CSAPR- SO2 Annual- GA | 237 | 6400 | Rate Constraint in MTons | FALSE | L | Annual | Fuel Consumed | TBtu | 682.9162 | 630.7762 | 637.9868 | 671.6038 | 673.8619 | 723.3591 | 769.6199 | 817.3035
CSAPR- SO2 Annual- GA | 237 | 6400 | Rate Constraint in MTons | FALSE | L | Annual | Rate | lb/MMBtu | 0.047072 | 0.04314 | 0.045876 | 0.040247 | 0.039685 | 0.037999 | 0.035548 | 0.031838
CSAPR- SO2 Annual- GA | 237 | 6400 | Rate Constraint in MTons | FALSE | L | Annual | Generation | TWh | 84.9013 | 79.2329 | 80.0254 | 111.3946 | 143.8812 | 185.6795 | 225.4573 | 277.609
CSAPR- SO2 Annual- GA | 237 | 6400 | Rate Constraint in MTons | FALSE | L | Annual | Qualifying Generation | TWh | 84.9013 | 79.2329 | 80.0254 | 83.3816 | 84.3262 | 92.694 | 100.3376 | 109.4415
CSAPR- SO2 Annual- GA | 237 | 6400 | Rate Constraint in MTons | FALSE | L | Annual | Rate | lb/MWh | 0.37863 | 0.34344 | 0.36573 | 0.32417 | 0.31713 | 0.29653 | 0.27266 | 0.23777
CSAPR- SO2 Annual- GA | 237 | 6400 | Rate Constraint in MTons | FALSE | L | Annual | Constraint Shadow Price | US2016$/Ton | 0 | 0 | 0 | 0 | 0 | 0 | 0 | 0
CSAPR- SO2 Annual- IA | 238 | 6402 | Rate Constraint in MTons | FALSE | L | Annual | Seasons Included | Seasons | Winter, WintShld, Summer | Winter, WintShld, Summer | Winter, WintShld, Summer | Winter, WintShld, Summer | Winter, WintShld, Summer | Winter, WintShld, Summer | Winter, WintShld, Summer | Winter, WintShld, Summer
CSAPR- SO2 Annual- IA | 238 | 6402 | Rate Constraint in MTons | FALSE | L | Annual | Standard SO2 | Thousand Tons | 88.7171 | 88.7171 | 88.7171 | 88.7171 | 88.7171 | 88.7171 | 88.7171 | 88.7171
CSAPR- SO2 Annual- IA | 238 | 6402 | Rate Constraint in MTons | FALSE | L | Annual | Emissions at Affected Plants SO2 | Thousand Tons | 16.9448 | 12.485 | 12.1818 | 12.1332 | 11.5771 | 12.0687 | 12.1038 | 12.086
CSAPR- SO2 Annual- IA | 238 | 6402 | Rate Constraint in MTons | FALSE | L | Annual | Allowances Purchased SO2 | Thousand Tons | 0 | 0 | 0 | 0 | 0 | 0 | 0 | 0
CSAPR- SO2 Annual- IA | 238 | 6402 | Rate Constraint in MTons | FALSE | L | Annual | Allowances Sold SO2 | Thousand Tons | 0 | 0 | 0 | 0 | 0 | 0 | 0 | 0
CSAPR- SO2 Annual- IA | 238 | 6402 | Rate Constraint in MTons | FALSE | L | Annual | Allowances Banked | Thousand Tons | 0 | 0 | 0 | 0 | 0 | 0 | 0 | 0
CSAPR- SO2 Annual- IA | 238 | 6402 | Rate Constraint in MTons | FALSE | L | Annual | Allowances Withdrawn (1:1) | Thousand Tons | 0 | 0 | 0 | 0 | 0 | 0 | 0 | 0
CSAPR- SO2 Annual- IA | 238 | 6402 | Rate Constraint in MTons | FALSE | L | Annual | Allowances Withdrawn (n:1) | Thousand Tons | 0 | 0 | 0 | 0 | 0 | 0 | 0 | 0
CSAPR- SO2 Annual- IA | 238 | 6402 | Rate Constraint in MTons | FALSE | L | Annual | Net Emissions Allowance Position | Thousand Tons | 16.9448 | 12.485 | 12.1818 | 12.1332 | 11.5771 | 12.0687 | 12.1038 | 12.086
CSAPR- SO2 Annual- IA | 238 | 6402 | Rate Constraint in MTons | FALSE | L | Annual | Fuel Consumed | TBtu | 350.4028 | 360.5271 | 355.0277 | 374.8013 | 370.5984 | 369.6476 | 353.0157 | 355.9344
CSAPR- SO2 Annual- IA | 238 | 6402 | Rate Constraint in MTons | FALSE | L | Annual | Rate | lb/MMBtu | 0.096716 | 0.06926 | 0.068625 | 0.064745 | 0.062478 | 0.065298 | 0.068574 | 0.067912
CSAPR- SO2 Annual- IA | 238 | 6402 | Rate Constraint in MTons | FALSE | L | Annual | Generation | TWh | 36.6546 | 37.6858 | 36.9369 | 39.4465 | 39.3162 | 40.23 | 37.9322 | 39.3758
CSAPR- SO2 Annual- IA | 238 | 6402 | Rate Constraint in MTons | FALSE | L | Annual | Qualifying Generation | TWh | 36.6546 | 37.6858 | 36.9369 | 39.4465 | 39.3162 | 39.0417 | 36.6465 | 37.2075
CSAPR- SO2 Annual- IA | 238 | 6402 | Rate Constraint in MTons | FALSE | L | Annual | Rate | lb/MWh | 0.92457 | 0.66258 | 0.6596 | 0.61517 | 0.58892 | 0.61824 | 0.66057 | 0.64966
CSAPR- SO2 Annual- IA | 238 | 6402 | Rate Constraint in MTons | FALSE | L | Annual | Constraint Shadow Price | US2016$/Ton | 0 | 0 | 0 | 0 | 0 | 0 | 0 | 0
CSAPR- SO2 Annual- IL | 239 | 6404 | Rate Constraint in MTons | FALSE | L | Annual | Seasons Included | Seasons | Winter, WintShld, Summer | Winter, WintShld, Summer | Winter, WintShld, Summer | Winter, WintShld, Summer | Winter, WintShld, Summer | Winter, WintShld, Summer | Winter, WintShld, Summer | Winter, WintShld, Summer
CSAPR- SO2 Annual- IL | 239 | 6404 | Rate Constraint in MTons | FALSE | L | Annual | Standard SO2 | Thousand Tons | 146.4651 | 146.4651 | 146.4651 | 146.4651 | 146.4651 | 146.4651 | 146.4651 | 146.4651
CSAPR- SO2 Annual- IL | 239 | 6404 | Rate Constraint in MTons | FALSE | L | Annual | Emissions at Affected Plants SO2 | Thousand Tons | 48.5734 | 50.1831 | 49.7828 | 50.4312 | 44.6205 | 45.8048 | 45.1959 | 43.7387
CSAPR- SO2 Annual- IL | 239 | 6404 | Rate Constraint in MTons | FALSE | L | Annual | Allowances Purchased SO2 | Thousand Tons | 0 | 0 | 0 | 0 | 0 | 0 | 0 | 0
CSAPR- SO2 Annual- IL | 239 | 6404 | Rate Constraint in MTons | FALSE | L | Annual | Allowances Sold SO2 | Thousand Tons | 0 | 0 | 0 | 0 | 0 | 0 | 0 | 0
CSAPR- SO2 Annual- IL | 239 | 6404 | Rate Constraint in MTons | FALSE | L | Annual | Allowances Banked | Thousand Tons | 0 | 0 | 0 | 0 | 0 | 0 | 0 | 0
CSAPR- SO2 Annual- IL | 239 | 6404 | Rate Constraint in MTons | FALSE | L | Annual | Allowances Withdrawn (1:1) | Thousand Tons | 0 | 0 | 0 | 0 | 0 | 0 | 0 | 0
CSAPR- SO2 Annual- IL | 239 | 6404 | Rate Constraint in MTons | FALSE | L | Annual | Allowances Withdrawn (n:1) | Thousand Tons | 0 | 0 | 0 | 0 | 0 | 0 | 0 | 0
CSAPR- SO2 Annual- IL | 239 | 6404 | Rate Constraint in MTons | FALSE | L | Annual | Net Emissions Allowance Position | Thousand Tons | 48.5734 | 50.1831 | 49.7828 | 50.4312 | 44.6205 | 45.8048 | 45.1959 | 43.7387
CSAPR- SO2 Annual- IL | 239 | 6404 | Rate Constraint in MTons | FALSE | L | Annual | Fuel Consumed | TBtu | 708.4427 | 733.8373 | 730.0363 | 781.14 | 746.7115 | 739.2897 | 701.4155 | 665.0227
CSAPR- SO2 Annual- IL | 239 | 6404 | Rate Constraint in MTons | FALSE | L | Annual | Rate | lb/MMBtu | 0.13713 | 0.13677 | 0.13638 | 0.12912 | 0.11951 | 0.12392 | 0.12887 | 0.13154
CSAPR- SO2 Annual- IL | 239 | 6404 | Rate Constraint in MTons | FALSE | L | Annual | Generation | TWh | 71.9639 | 74.2851 | 73.5618 | 79.5046 | 82.5399 | 89.9762 | 93.9421 | 104.4449
CSAPR- SO2 Annual- IL | 239 | 6404 | Rate Constraint in MTons | FALSE | L | Annual | Qualifying Generation | TWh | 71.9639 | 74.2851 | 73.5618 | 79.5046 | 77.1883 | 75.8038 | 71.2192 | 67.0988
CSAPR- SO2 Annual- IL | 239 | 6404 | Rate Constraint in MTons | FALSE | L | Annual | Rate | lb/MWh | 1.3499 | 1.3511 | 1.3535 | 1.2686 | 1.1561 | 1.2085 | 1.2692 | 1.3037
CSAPR- SO2 Annual- IL | 239 | 6404 | Rate Constraint in MTons | FALSE | L | Annual | Constraint Shadow Price | US2016$/Ton | 0 | 0 | 0 | 0 | 0 | 0 | 0 | 0
CSAPR- SO2 Annual- IN | 240 | 6406 | Rate Constraint in MTons | FALSE | L | Annual | Seasons Included | Seasons | Winter, WintShld, Summer | Winter, WintShld, Summer | Winter, WintShld, Summer | Winter, WintShld, Summer | Winter, WintShld, Summer | Winter, WintShld, Summer | Winter, WintShld, Summer | Winter, WintShld, Summer
CSAPR- SO2 Annual- IN | 240 | 6406 | Rate Constraint in MTons | FALSE | L | Annual | Standard SO2 | Thousand Tons | 196.4098 | 196.4098 | 196.4098 | 196.4098 | 196.4098 | 196.4098 | 196.4098 | 196.4098
CSAPR- SO2 Annual- IN | 240 | 6406 | Rate Constraint in MTons | FALSE | L | Annual | Emissions at Affected Plants SO2 | Thousand Tons | 61.0801 | 62.4171 | 62.4327 | 63.4392 | 57.8983 | 58.5129 | 55.8489 | 40.4953
CSAPR- SO2 Annual- IN | 240 | 6406 | Rate Constraint in MTons | FALSE | L | Annual | Allowances Purchased SO2 | Thousand Tons | 0 | 0 | 0 | 0 | 0 | 0 | 0 | 0
CSAPR- SO2 Annual- IN | 240 | 6406 | Rate Constraint in MTons | FALSE | L | Annual | Allowances Sold SO2 | Thousand Tons | 0 | 0 | 0 | 0 | 0 | 0 | 0 | 0
CSAPR- SO2 Annual- IN | 240 | 6406 | Rate Constraint in MTons | FALSE | L | Annual | Allowances Banked | Thousand Tons | 0 | 0 | 0 | 0 | 0 | 0 | 0 | 0
CSAPR- SO2 Annual- IN | 240 | 6406 | Rate Constraint in MTons | FALSE | L | Annual | Allowances Withdrawn (1:1) | Thousand Tons | 0 | 0 | 0 | 0 | 0 | 0 | 0 | 0
CSAPR- SO2 Annual- IN | 240 | 6406 | Rate Constraint in MTons | FALSE | L | Annual | Allowances Withdrawn (n:1) | Thousand Tons | 0 | 0 | 0 | 0 | 0 | 0 | 0 | 0
CSAPR- SO2 Annual- IN | 240 | 6406 | Rate Constraint in MTons | FALSE | L | Annual | Net Emissions Allowance Position | Thousand Tons | 61.0801 | 62.4171 | 62.4327 | 63.4392 | 57.8983 | 58.5129 | 55.8489 | 40.4953
CSAPR- SO2 Annual- IN | 240 | 6406 | Rate Constraint in MTons | FALSE | L | Annual | Fuel Consumed | TBtu | 768.9805 | 763.7078 | 756.2617 | 775.532 | 801.3589 | 835.8223 | 884.838 | 870.7741
CSAPR- SO2 Annual- IN | 240 | 6406 | Rate Constraint in MTons | FALSE | L | Annual | Rate | lb/MMBtu | 0.15886 | 0.16346 | 0.16511 | 0.1636 | 0.1445 | 0.14001 | 0.12624 | 0.09301
CSAPR- SO2 Annual- IN | 240 | 6406 | Rate Constraint in MTons | FALSE | L | Annual | Generation | TWh | 80.0877 | 79.9199 | 79.0709 | 80.9515 | 100.8385 | 115.4046 | 138.0073 | 167.4717
CSAPR- SO2 Annual- IN | 240 | 6406 | Rate Constraint in MTons | FALSE | L | Annual | Qualifying Generation | TWh | 80.0877 | 79.9199 | 79.0709 | 80.9515 | 87.434 | 93.3642 | 103.6844 | 112.3625
CSAPR- SO2 Annual- IN | 240 | 6406 | Rate Constraint in MTons | FALSE | L | Annual | Rate | lb/MWh | 1.5253 | 1.562 | 1.5792 | 1.5673 | 1.3244 | 1.2534 | 1.0773 | 0.7208
CSAPR- SO2 Annual- IN | 240 | 6406 | Rate Constraint in MTons | FALSE | L | Annual | Constraint Shadow Price | US2016$/Ton | 0 | 0 | 0 | 0 | 0 | 0 | 0 | 0
CSAPR- SO2 Annual- KS | 241 | 6408 | Rate Constraint in MTons | FALSE | L | Annual | Seasons Included | Seasons | Winter, WintShld, Summer | Winter, WintShld, Summer | Winter, WintShld, Summer | Winter, WintShld, Summer | Winter, WintShld, Summer | Winter, WintShld, Summer | Winter, WintShld, Summer | Winter, WintShld, Summer
CSAPR- SO2 Annual- KS | 241 | 6408 | Rate Constraint in MTons | FALSE | L | Annual | Standard SO2 | Thousand Tons | 49.5364 | 49.5364 | 49.5364 | 49.5364 | 49.5364 | 49.5364 | 49.5364 | 49.5364
CSAPR- SO2 Annual- KS | 241 | 6408 | Rate Constraint in MTons | FALSE | L | Annual | Emissions at Affected Plants SO2 | Thousand Tons | 4.2799 | 4.5727 | 4.7456 | 4.4663 | 3.8397 | 3.8561 | 3.818 | 3.8041
CSAPR- SO2 Annual- KS | 241 | 6408 | Rate Constraint in MTons | FALSE | L | Annual | Allowances Purchased SO2 | Thousand Tons | 0 | 0 | 0 | 0 | 0 | 0 | 0 | 0
CSAPR- SO2 Annual- KS | 241 | 6408 | Rate Constraint in MTons | FALSE | L | Annual | Allowances Sold SO2 | Thousand Tons | 0 | 0 | 0 | 0 | 0 | 0 | 0 | 0
CSAPR- SO2 Annual- KS | 241 | 6408 | Rate Constraint in MTons | FALSE | L | Annual | Allowances Banked | Thousand Tons | 0 | 0 | 0 | 0 | 0 | 0 | 0 | 0
CSAPR- SO2 Annual- KS | 241 | 6408 | Rate Constraint in MTons | FALSE | L | Annual | Allowances Withdrawn (1:1) | Thousand Tons | 0 | 0 | 0 | 0 | 0 | 0 | 0 | 0
CSAPR- SO2 Annual- KS | 241 | 6408 | Rate Constraint in MTons | FALSE | L | Annual | Allowances Withdrawn (n:1) | Thousand Tons | 0 | 0 | 0 | 0 | 0 | 0 | 0 | 0
CSAPR- SO2 Annual- KS | 241 | 6408 | Rate Constraint in MTons | FALSE | L | Annual | Net Emissions Allowance Position | Thousand Tons | 4.2799 | 4.5727 | 4.7456 | 4.4663 | 3.8397 | 3.8561 | 3.818 | 3.8041
CSAPR- SO2 Annual- KS | 241 | 6408 | Rate Constraint in MTons | FALSE | L | Annual | Fuel Consumed | TBtu | 284.0065 | 302.5794 | 320.2512 | 299.6184 | 280.7007 | 288.3482 | 287.832 | 284.585
CSAPR- SO2 Annual- KS | 241 | 6408 | Rate Constraint in MTons | FALSE | L | Annual | Rate | lb/MMBtu | 0.030139 | 0.030225 | 0.029637 | 0.029813 | 0.027358 | 0.026746 | 0.02653 | 0.026734
CSAPR- SO2 Annual- KS | 241 | 6408 | Rate Constraint in MTons | FALSE | L | Annual | Generation | TWh | 26.0528 | 27.7558 | 29.3806 | 27.4734 | 38.4223 | 65.294 | 76.7818 | 77.6919
CSAPR- SO2 Annual- KS | 241 | 6408 | Rate Constraint in MTons | FALSE | L | Annual | Qualifying Generation | TWh | 26.0528 | 27.7558 | 29.3806 | 27.4734 | 26.1685 | 27.0977 | 27.2215 | 26.9285
CSAPR- SO2 Annual- KS | 241 | 6408 | Rate Constraint in MTons | FALSE | L | Annual | Rate | lb/MWh | 0.32855 | 0.3295 | 0.32304 | 0.32514 | 0.29346 | 0.28461 | 0.28052 | 0.28253
CSAPR- SO2 Annual- KS | 241 | 6408 | Rate Constraint in MTons | FALSE | L | Annual | Constraint Shadow Price | US2016$/Ton | 0 | 0 | 0 | 0 | 0 | 0 | 0 | 0
CSAPR- SO2 Annual- KY | 242 | 6410 | Rate Constraint in MTons | FALSE | L | Annual | Seasons Included | Seasons | Winter, WintShld, Summer | Winter, WintShld, Summer | Winter, WintShld, Summer | Winter, WintShld, Summer | Winter, WintShld, Summer | Winter, WintShld, Summer | Winter, WintShld, Summer | Winter, WintShld, Summer
CSAPR- SO2 Annual- KY | 242 | 6410 | Rate Constraint in MTons | FALSE | L | Annual | Standard SO2 | Thousand Tons | 125.4151 | 125.4151 | 125.4151 | 125.4151 | 125.4151 | 125.4151 | 125.4151 | 125.4151
CSAPR- SO2 Annual- KY | 242 | 6410 | Rate Constraint in MTons | FALSE | L | Annual | Emissions at Affected Plants SO2 | Thousand Tons | 8.9539 | 9.9603 | 9.2163 | 9.0297 | 8.5614 | 10.5868 | 11.4076 | 10.5398
CSAPR- SO2 Annual- KY | 242 | 6410 | Rate Constraint in MTons | FALSE | L | Annual | Allowances Purchased SO2 | Thousand Tons | 0 | 0 | 0 | 0 | 0 | 0 | 0 | 0
CSAPR- SO2 Annual- KY | 242 | 6410 | Rate Constraint in MTons | FALSE | L | Annual | Allowances Sold SO2 | Thousand Tons | 0 | 0 | 0 | 0 | 0 | 0 | 0 | 0
CSAPR- SO2 Annual- KY | 242 | 6410 | Rate Constraint in MTons | FALSE | L | Annual | Allowances Banked | Thousand Tons | 0 | 0 | 0 | 0 | 0 | 0 | 0 | 0
CSAPR- SO2 Annual- KY | 242 | 6410 | Rate Constraint in MTons | FALSE | L | Annual | Allowances Withdrawn (1:1) | Thousand Tons | 0 | 0 | 0 | 0 | 0 | 0 | 0 | 0
CSAPR- SO2 Annual- KY | 242 | 6410 | Rate Constraint in MTons | FALSE | L | Annual | Allowances Withdrawn (n:1) | Thousand Tons | 0 | 0 | 0 | 0 | 0 | 0 | 0 | 0
CSAPR- SO2 Annual- KY | 242 | 6410 | Rate Constraint in MTons | FALSE | L | Annual | Net Emissions Allowance Position | Thousand Tons | 8.9539 | 9.9603 | 9.2163 | 9.0297 | 8.5614 | 10.5868 | 11.4076 | 10.5398
CSAPR- SO2 Annual- KY | 242 | 6410 | Rate Constraint in MTons | FALSE | L | Annual | Fuel Consumed | TBtu | 237.3848 | 298.211 | 300.5009 | 358.0807 | 401.1009 | 435.3367 | 474.3315 | 511.6662
CSAPR- SO2 Annual- KY | 242 | 6410 | Rate Constraint in MTons | FALSE | L | Annual | Rate | lb/MMBtu | 0.075438 | 0.0668 | 0.06134 | 0.050434 | 0.04269 | 0.048637 | 0.0481 | 0.041198
CSAPR- SO2 Annual- KY | 242 | 6410 | Rate Constraint in MTons | FALSE | L | Annual | Generation | TWh | 26.8722 | 35.5265 | 36.9852 | 47.0123 | 80.482 | 107.9245 | 146.2854 | 206.1928
CSAPR- SO2 Annual- KY | 242 | 6410 | Rate Constraint in MTons | FALSE | L | Annual | Qualifying Generation | TWh | 26.8722 | 35.5265 | 36.9852 | 47.0123 | 55.502 | 60.6251 | 67.1685 | 73.8147
CSAPR- SO2 Annual- KY | 242 | 6410 | Rate Constraint in MTons | FALSE | L | Annual | Rate | lb/MWh | 0.66641 | 0.56073 | 0.49838 | 0.38414 | 0.30851 | 0.34926 | 0.33967 | 0.28558
CSAPR- SO2 Annual- KY | 242 | 6410 | Rate Constraint in MTons | FALSE | L | Annual | Constraint Shadow Price | US2016$/Ton | 0 | 0 | 0 | 0 | 0 | 0 | 0 | 0
CSAPR- SO2 Annual- MD | 243 | 6412 | Rate Constraint in MTons | FALSE | L | Annual | Seasons Included | Seasons | Winter, WintShld, Summer | Winter, WintShld, Summer | Winter, WintShld, Summer | Winter, WintShld, Summer | Winter, WintShld, Summer | Winter, WintShld, Summer | Winter, WintShld, Summer | Winter, WintShld, Summer
CSAPR- SO2 Annual- MD | 243 | 6412 | Rate Constraint in MTons | FALSE | L | Annual | Standard SO2 | Thousand Tons | 33.2795 | 33.2795 | 33.2795 | 33.2795 | 33.2795 | 33.2795 | 33.2795 | 33.2795
CSAPR- SO2 Annual- MD | 243 | 6412 | Rate Constraint in MTons | FALSE | L | Annual | Emissions at Affected Plants SO2 | Thousand Tons | 0.24103 | 1.2433 | 1.078 | 0.41229 | 0 | 0 | 0 | 0
CSAPR- SO2 Annual- MD | 243 | 6412 | Rate Constraint in MTons | FALSE | L | Annual | Allowances Purchased SO2 | Thousand Tons | 0 | 0 | 0 | 0 | 0 | 0 | 0 | 0
CSAPR- SO2 Annual- MD | 243 | 6412 | Rate Constraint in MTons | FALSE | L | Annual | Allowances Sold SO2 | Thousand Tons | 0 | 0 | 0 | 0 | 0 | 0 | 0 | 0
CSAPR- SO2 Annual- MD | 243 | 6412 | Rate Constraint in MTons | FALSE | L | Annual | Allowances Banked | Thousand Tons | 0 | 0 | 0 | 0 | 0 | 0 | 0 | 0
CSAPR- SO2 Annual- MD | 243 | 6412 | Rate Constraint in MTons | FALSE | L | Annual | Allowances Withdrawn (1:1) | Thousand Tons | 0 | 0 | 0 | 0 | 0 | 0 | 0 | 0
CSAPR- SO2 Annual- MD | 243 | 6412 | Rate Constraint in MTons | FALSE | L | Annual | Allowances Withdrawn (n:1) | Thousand Tons | 0 | 0 | 0 | 0 | 0 | 0 | 0 | 0
CSAPR- SO2 Annual- MD | 243 | 6412 | Rate Constraint in MTons | FALSE | L | Annual | Net Emissions Allowance Position | Thousand Tons | 0.24103 | 1.2433 | 1.078 | 0.41229 | 0 | 0 | 0 | 0
CSAPR- SO2 Annual- MD | 243 | 6412 | Rate Constraint in MTons | FALSE | L | Annual | Fuel Consumed | TBtu | 147.582 | 171.2402 | 168.7225 | 155.0641 | 142.3889 | 137.7942 | 124.5302 | 104.2677
CSAPR- SO2 Annual- MD | 243 | 6412 | Rate Constraint in MTons | FALSE | L | Annual | Rate | lb/MMBtu | 0.0032663 | 0.014521 | 0.012779 | 0.0053177 | 0 | 0 | 0 | 0
CSAPR- SO2 Annual- MD | 243 | 6412 | Rate Constraint in MTons | FALSE | L | Annual | Generation | TWh | 22.2382 | 24.5946 | 24.3412 | 23.025 | 63.9379 | 93.6398 | 110.467 | 129.8555
CSAPR- SO2 Annual- MD | 243 | 6412 | Rate Constraint in MTons | FALSE | L | Annual | Qualifying Generation | TWh | 22.2377 | 24.5944 | 24.3408 | 23.0242 | 21.9568 | 21.5117 | 19.5118 | 16.0599
CSAPR- SO2 Annual- MD | 243 | 6412 | Rate Constraint in MTons | FALSE | L | Annual | Rate | lb/MWh | 0.021677 | 0.10111 | 0.088578 | 0.035814 | 0 | 0 | 0 | 0
CSAPR- SO2 Annual- MD | 243 | 6412 | Rate Constraint in MTons | FALSE | L | Annual | Constraint Shadow Price | US2016$/Ton | 0 | 0 | 0 | 0 | 0 | 0 | 0 | 0
CSAPR- SO2 Annual- MI | 244 | 6414 | Rate Constraint in MTons | FALSE | L | Annual | Seasons Included | Seasons | Winter, WintShld, Summer | Winter, WintShld, Summer | Winter, WintShld, Summer | Winter, WintShld, Summer | Winter, WintShld, Summer | Winter, WintShld, Summer | Winter, WintShld, Summer | Winter, WintShld, Summer
CSAPR- SO2 Annual- MI | 244 | 6414 | Rate Constraint in MTons | FALSE | L | Annual | Standard SO2 | Thousand Tons | 169.9141 | 169.9141 | 169.9141 | 169.9141 | 169.9141 | 169.9141 | 169.9141 | 169.9141
CSAPR- SO2 Annual- MI | 244 | 6414 | Rate Constraint in MTons | FALSE | L | Annual | Emissions at Affected Plants SO2 | Thousand Tons | 23.122 | 20.3816 | 30.7448 | 30.0326 | 23.8947 | 25.2081 | 25.6028 | 21.1397
CSAPR- SO2 Annual- MI | 244 | 6414 | Rate Constraint in MTons | FALSE | L | Annual | Allowances Purchased SO2 | Thousand Tons | 0 | 0 | 0 | 0 | 0 | 0 | 0 | 0
CSAPR- SO2 Annual- MI | 244 | 6414 | Rate Constraint in MTons | FALSE | L | Annual | Allowances Sold SO2 | Thousand Tons | 0 | 0 | 0 | 0 | 0 | 0 | 0 | 0
CSAPR- SO2 Annual- MI | 244 | 6414 | Rate Constraint in MTons | FALSE | L | Annual | Allowances Banked | Thousand Tons | 0 | 0 | 0 | 0 | 0 | 0 | 0 | 0
CSAPR- SO2 Annual- MI | 244 | 6414 | Rate Constraint in MTons | FALSE | L | Annual | Allowances Withdrawn (1:1) | Thousand Tons | 0 | 0 | 0 | 0 | 0 | 0 | 0 | 0
CSAPR- SO2 Annual- MI | 244 | 6414 | Rate Constraint in MTons | FALSE | L | Annual | Allowances Withdrawn (n:1) | Thousand Tons | 0 | 0 | 0 | 0 | 0 | 0 | 0 | 0
CSAPR- SO2 Annual- MI | 244 | 6414 | Rate Constraint in MTons | FALSE | L | Annual | Net Emissions Allowance Position | Thousand Tons | 23.122 | 20.3816 | 30.7448 | 30.0326 | 23.8947 | 25.2081 | 25.6028 | 21.1397
CSAPR- SO2 Annual- MI | 244 | 6414 | Rate Constraint in MTons | FALSE | L | Annual | Fuel Consumed | TBtu | 609.4444 | 688.4311 | 717.3285 | 728.628 | 727.0593 | 767.5088 | 748.9781 | 803.0908
CSAPR- SO2 Annual- MI | 244 | 6414 | Rate Constraint in MTons | FALSE | L | Annual | Rate | lb/MMBtu | 0.075879 | 0.059212 | 0.08572 | 0.082436 | 0.06573 | 0.065688 | 0.068367 | 0.052646
CSAPR- SO2 Annual- MI | 244 | 6414 | Rate Constraint in MTons | FALSE | L | Annual | Generation | TWh | 66.4301 | 77.3718 | 80.1333 | 81.221 | 97.4683 | 118.4472 | 132.4661 | 175.8284
CSAPR- SO2 Annual- MI | 244 | 6414 | Rate Constraint in MTons | FALSE | L | Annual | Qualifying Generation | TWh | 66.4301 | 77.3718 | 80.1333 | 81.221 | 83.3213 | 90.2233 | 88.3947 | 102.1796
CSAPR- SO2 Annual- MI | 244 | 6414 | Rate Constraint in MTons | FALSE | L | Annual | Rate | lb/MWh | 0.69613 | 0.52685 | 0.76734 | 0.73953 | 0.57355 | 0.55879 | 0.57928 | 0.41377
CSAPR- SO2 Annual- MI | 244 | 6414 | Rate Constraint in MTons | FALSE | L | Annual | Constraint Shadow Price | US2016$/Ton | 0 | 0 | 0 | 0 | 0 | 0 | 0 | 0
CSAPR- SO2 Annual- MN | 245 | 6416 | Rate Constraint in MTons | FALSE | L | Annual | Seasons Included | Seasons | Winter, WintShld, Summer | Winter, WintShld, Summer | Winter, WintShld, Summer | Winter, WintShld, Summer | Winter, WintShld, Summer | Winter, WintShld, Summer | Winter, WintShld, Summer | Winter, WintShld, Summer
CSAPR- SO2 Annual- MN | 245 | 6416 | Rate Constraint in MTons | FALSE | L | Annual | Standard SO2 | Thousand Tons | 49.5376 | 49.5376 | 49.5376 | 49.5376 | 49.5376 | 49.5376 | 49.5376 | 49.5376
CSAPR- SO2 Annual- MN | 245 | 6416 | Rate Constraint in MTons | FALSE | L | Annual | Emissions at Affected Plants SO2 | Thousand Tons | 11.5093 | 10.6531 | 16.2174 | 16.4074 | 16.257 | 16.5316 | 16.431 | 17.8722
CSAPR- SO2 Annual- MN | 245 | 6416 | Rate Constraint in MTons | FALSE | L | Annual | Allowances Purchased SO2 | Thousand Tons | 0 | 0 | 0 | 0 | 0 | 0 | 0 | 0
CSAPR- SO2 Annual- MN | 245 | 6416 | Rate Constraint in MTons | FALSE | L | Annual | Allowances Sold SO2 | Thousand Tons | 0 | 0 | 0 | 0 | 0 | 0 | 0 | 0
CSAPR- SO2 Annual- MN | 245 | 6416 | Rate Constraint in MTons | FALSE | L | Annual | Allowances Banked | Thousand Tons | 0 | 0 | 0 | 0 | 0 | 0 | 0 | 0
CSAPR- SO2 Annual- MN | 245 | 6416 | Rate Constraint in MTons | FALSE | L | Annual | Allowances Withdrawn (1:1) | Thousand Tons | 0 | 0 | 0 | 0 | 0 | 0 | 0 | 0
CSAPR- SO2 Annual- MN | 245 | 6416 | Rate Constraint in MTons | FALSE | L | Annual | Allowances Withdrawn (n:1) | Thousand Tons | 0 | 0 | 0 | 0 | 0 | 0 | 0 | 0
CSAPR- SO2 Annual- MN | 245 | 6416 | Rate Constraint in MTons | FALSE | L | Annual | Net Emissions Allowance Position | Thousand Tons | 11.5093 | 10.6531 | 16.2174 | 16.4074 | 16.257 | 16.5316 | 16.431 | 17.8722
CSAPR- SO2 Annual- MN | 245 | 6416 | Rate Constraint in MTons | FALSE | L | Annual | Fuel Consumed | TBtu | 263.7469 | 261.7088 | 257.0593 | 283.4718 | 306.224 | 304.247 | 266.928 | 254.764
CSAPR- SO2 Annual- MN | 245 | 6416 | Rate Constraint in MTons | FALSE | L | Annual | Rate | lb/MMBtu | 0.087276 | 0.081412 | 0.12618 | 0.11576 | 0.10618 | 0.10867 | 0.12311 | 0.1403
CSAPR- SO2 Annual- MN | 245 | 6416 | Rate Constraint in MTons | FALSE | L | Annual | Generation | TWh | 29.3245 | 28.6716 | 28.1656 | 31.6164 | 38.6534 | 45.9866 | 41.1143 | 61.224
CSAPR- SO2 Annual- MN | 245 | 6416 | Rate Constraint in MTons | FALSE | L | Annual | Qualifying Generation | TWh | 29.3245 | 28.6716 | 28.1656 | 31.6164 | 34.6094 | 34.2031 | 29.2496 | 28.2282
CSAPR- SO2 Annual- MN | 245 | 6416 | Rate Constraint in MTons | FALSE | L | Annual | Rate | lb/MWh | 0.78496 | 0.74311 | 1.1516 | 1.0379 | 0.93946 | 0.96668 | 1.1235 | 1.2663
CSAPR- SO2 Annual- MN | 245 | 6416 | Rate Constraint in MTons | FALSE | L | Annual | Constraint Shadow Price | US2016$/Ton | 0 | 0 | 0 | 0 | 0 | 0 | 0 | 0
CSAPR- SO2 Annual- MO | 246 | 6418 | Rate Constraint in MTons | FALSE | L | Annual | Seasons Included | Seasons | Winter, WintShld, Summer | Winter, WintShld, Summer | Winter, WintShld, Summer | Winter, WintShld, Summer | Winter, WintShld, Summer | Winter, WintShld, Summer | Winter, WintShld, Summer | Winter, WintShld, Summer
CSAPR- SO2 Annual- MO | 246 | 6418 | Rate Constraint in MTons | FALSE | L | Annual | Standard SO2 | Thousand Tons | 195.8104 | 195.8104 | 195.8104 | 195.8104 | 195.8104 | 195.8104 | 195.8104 | 195.8104
CSAPR- SO2 Annual- MO | 246 | 6418 | Rate Constraint in MTons | FALSE | L | Annual | Emissions at Affected Plants SO2 | Thousand Tons | 106.3143 | 113.4561 | 120.0162 | 128.3154 | 123.4658 | 123.6175 | 136.4649 | 139.836
CSAPR- SO2 Annual- MO | 246 | 6418 | Rate Constraint in MTons | FALSE | L | Annual | Allowances Purchased SO2 | Thousand Tons | 0 | 0 | 0 | 0 | 0 | 0 | 0 | 0
CSAPR- SO2 Annual- MO | 246 | 6418 | Rate Constraint in MTons | FALSE | L | Annual | Allowances Sold SO2 | Thousand Tons | 0 | 0 | 0 | 0 | 0 | 0 | 0 | 0
CSAPR- SO2 Annual- MO | 246 | 6418 | Rate Constraint in MTons | FALSE | L | Annual | Allowances Banked | Thousand Tons | 0 | 0 | 0 | 0 | 0 | 0 | 0 | 0
CSAPR- SO2 Annual- MO | 246 | 6418 | Rate Constraint in MTons | FALSE | L | Annual | Allowances Withdrawn (1:1) | Thousand Tons | 0 | 0 | 0 | 0 | 0 | 0 | 0 | 0
CSAPR- SO2 Annual- MO | 246 | 6418 | Rate Constraint in MTons | FALSE | L | Annual | Allowances Withdrawn (n:1) | Thousand Tons | 0 | 0 | 0 | 0 | 0 | 0 | 0 | 0
CSAPR- SO2 Annual- MO | 246 | 6418 | Rate Constraint in MTons | FALSE | L | Annual | Net Emissions Allowance Position | Thousand Tons | 106.3143 | 113.4561 | 120.0162 | 128.3154 | 123.4658 | 123.6175 | 136.4649 | 139.836
CSAPR- SO2 Annual- MO | 246 | 6418 | Rate Constraint in MTons | FALSE | L | Annual | Fuel Consumed | TBtu | 658.5419 | 712.0758 | 725.5701 | 719.7937 | 710.9788 | 717.1155 | 701.5514 | 701.9978
CSAPR- SO2 Annual- MO | 246 | 6418 | Rate Constraint in MTons | FALSE | L | Annual | Rate | lb/MMBtu | 0.32288 | 0.31866 | 0.33082 | 0.35653 | 0.34731 | 0.34476 | 0.38904 | 0.39839
CSAPR- SO2 Annual- MO | 246 | 6418 | Rate Constraint in MTons | FALSE | L | Annual | Generation | TWh | 66.9442 | 72.4104 | 73.5281 | 73.3441 | 85.5908 | 115.7434 | 131.5635 | 137.209
CSAPR- SO2 Annual- MO | 246 | 6418 | Rate Constraint in MTons | FALSE | L | Annual | Qualifying Generation | TWh | 66.9442 | 72.4104 | 73.5281 | 73.3441 | 72.7928 | 73.3498 | 71.6462 | 71.6125
CSAPR- SO2 Annual- MO | 246 | 6418 | Rate Constraint in MTons | FALSE | L | Annual | Rate | lb/MWh | 3.1762 | 3.1337 | 3.2645 | 3.499 | 3.3923 | 3.3706 | 3.8094 | 3.9053
CSAPR- SO2 Annual- MO | 246 | 6418 | Rate Constraint in MTons | FALSE | L | Annual | Constraint Shadow Price | US2016$/Ton | 0 | 0 | 0 | 0 | 0 | 0 | 0 | 0
CSAPR- SO2 Annual- NC | 247 | 6420 | Rate Constraint in MTons | FALSE | L | Annual | Seasons Included | Seasons | Winter, WintShld, Summer | Winter, WintShld, Summer | Winter, WintShld, Summer | Winter, WintShld, Summer | Winter, WintShld, Summer | Winter, WintShld, Summer | Winter, WintShld, Summer | Winter, WintShld, Summer
CSAPR- SO2 Annual- NC | 247 | 6420 | Rate Constraint in MTons | FALSE | L | Annual | Standard SO2 | Thousand Tons | 67.9916 | 67.9916 | 67.9916 | 67.9916 | 67.9916 | 67.9916 | 67.9916 | 67.9916
CSAPR- SO2 Annual- NC | 247 | 6420 | Rate Constraint in MTons | FALSE | L | Annual | Emissions at Affected Plants SO2 | Thousand Tons | 11.9291 | 13.0063 | 11.58 | 8.4288 | 6.4615 | 6.8685 | 8.2714 | 6.488
CSAPR- SO2 Annual- NC | 247 | 6420 | Rate Constraint in MTons | FALSE | L | Annual | Allowances Purchased SO2 | Thousand Tons | 0 | 0 | 0 | 0 | 0 | 0 | 0 | 0
CSAPR- SO2 Annual- NC | 247 | 6420 | Rate Constraint in MTons | FALSE | L | Annual | Allowances Sold SO2 | Thousand Tons | 0 | 0 | 0 | 0 | 0 | 0 | 0 | 0
CSAPR- SO2 Annual- NC | 247 | 6420 | Rate Constraint in MTons | FALSE | L | Annual | Allowances Banked | Thousand Tons | 0 | 0 | 0 | 0 | 0 | 0 | 0 | 0
CSAPR- SO2 Annual- NC | 247 | 6420 | Rate Constraint in MTons | FALSE | L | Annual | Allowances Withdrawn (1:1) | Thousand Tons | 0 | 0 | 0 | 0 | 0 | 0 | 0 | 0
CSAPR- SO2 Annual- NC | 247 | 6420 | Rate Constraint in MTons | FALSE | L | Annual | Allowances Withdrawn (n:1) | Thousand Tons | 0 | 0 | 0 | 0 | 0 | 0 | 0 | 0
CSAPR- SO2 Annual- NC | 247 | 6420 | Rate Constraint in MTons | FALSE | L | Annual | Net Emissions Allowance Position | Thousand Tons | 11.9291 | 13.0063 | 11.58 | 8.4288 | 6.4615 | 6.8685 | 8.2714 | 6.488
CSAPR- SO2 Annual- NC | 247 | 6420 | Rate Constraint in MTons | FALSE | L | Annual | Fuel Consumed | TBtu | 580.1821 | 595.3132 | 575.0418 | 586.4836 | 590.5639 | 602.9286 | 640.5239 | 674.4201
CSAPR- SO2 Annual- NC | 247 | 6420 | Rate Constraint in MTons | FALSE | L | Annual | Rate | lb/MMBtu | 0.041122 | 0.043696 | 0.040275 | 0.028744 | 0.021883 | 0.022784 | 0.025827 | 0.01924
CSAPR- SO2 Annual- NC | 247 | 6420 | Rate Constraint in MTons | FALSE | L | Annual | Generation | TWh | 69.4708 | 70.7028 | 68.5557 | 86.9276 | 106.8707 | 126.8499 | 148.2422 | 177.3544
CSAPR- SO2 Annual- NC | 247 | 6420 | Rate Constraint in MTons | FALSE | L | Annual | Qualifying Generation | TWh | 69.4708 | 70.7028 | 68.5557 | 74.8969 | 79.2079 | 83.5086 | 89.2693 | 96.3554
CSAPR- SO2 Annual- NC | 247 | 6420 | Rate Constraint in MTons | FALSE | L | Annual | Rate | lb/MWh | 0.34343 | 0.36791 | 0.33783 | 0.22508 | 0.16315 | 0.1645 | 0.18531 | 0.13467
CSAPR- SO2 Annual- NC | 247 | 6420 | Rate Constraint in MTons | FALSE | L | Annual | Constraint Shadow Price | US2016$/Ton | 0 | 0 | 0 | 0 | 0 | 0 | 0 | 0
CSAPR- SO2 Annual- NE | 248 | 6422 | Rate Constraint in MTons | FALSE | L | Annual | Seasons Included | Seasons | Winter, WintShld, Summer | Winter, WintShld, Summer | Winter, WintShld, Summer | Winter, WintShld, Summer | Winter, WintShld, Summer | Winter, WintShld, Summer | Winter, WintShld, Summer | Winter, WintShld, Summer
CSAPR- SO2 Annual- NE | 248 | 6422 | Rate Constraint in MTons | FALSE | L | Annual | Standard SO2 | Thousand Tons | 80.4312 | 80.4312 | 80.4312 | 80.4312 | 80.4312 | 80.4312 | 80.4312 | 80.4312
CSAPR- SO2 Annual- NE | 248 | 6422 | Rate Constraint in MTons | FALSE | L | Annual | Emissions at Affected Plants SO2 | Thousand Tons | 40.9345 | 38.1093 | 38.1559 | 38.1344 | 47.2532 | 47.2943 | 47.1187 | 47.2677
CSAPR- SO2 Annual- NE | 248 | 6422 | Rate Constraint in MTons | FALSE | L | Annual | Allowances Purchased SO2 | Thousand Tons | 0 | 0 | 0 | 0 | 0 | 0 | 0 | 0
CSAPR- SO2 Annual- NE | 248 | 6422 | Rate Constraint in MTons | FALSE | L | Annual | Allowances Sold SO2 | Thousand Tons | 0 | 0 | 0 | 0 | 0 | 0 | 0 | 0
CSAPR- SO2 Annual- NE | 248 | 6422 | Rate Constraint in MTons | FALSE | L | Annual | Allowances Banked | Thousand Tons | 0 | 0 | 0 | 0 | 0 | 0 | 0 | 0
CSAPR- SO2 Annual- NE | 248 | 6422 | Rate Constraint in MTons | FALSE | L | Annual | Allowances Withdrawn (1:1) | Thousand Tons | 0 | 0 | 0 | 0 | 0 | 0 | 0 | 0
CSAPR- SO2 Annual- NE | 248 | 6422 | Rate Constraint in MTons | FALSE | L | Annual | Allowances Withdrawn (n:1) | Thousand Tons | 0 | 0 | 0 | 0 | 0 | 0 | 0 | 0
CSAPR- SO2 Annual- NE | 248 | 6422 | Rate Constraint in MTons | FALSE | L | Annual | Net Emissions Allowance Position | Thousand Tons | 40.9345 | 38.1093 | 38.1559 | 38.1344 | 47.2532 | 47.2943 | 47.1187 | 47.2677
CSAPR- SO2 Annual- NE | 248 | 6422 | Rate Constraint in MTons | FALSE | L | Annual | Fuel Consumed | TBtu | 281.5737 | 261.2721 | 260.683 | 260.3635 | 257.3581 | 259.8737 | 260.9622 | 259.0258
CSAPR- SO2 Annual- NE | 248 | 6422 | Rate Constraint in MTons | FALSE | L | Annual | Rate | lb/MMBtu | 0.29076 | 0.29172 | 0.29274 | 0.29293 | 0.36722 | 0.36398 | 0.36111 | 0.36496
CSAPR- SO2 Annual- NE | 248 | 6422 | Rate Constraint in MTons | FALSE | L | Annual | Generation | TWh | 27.1775 | 25.34 | 25.2887 | 25.2568 | 26.8864 | 27.7786 | 28.9783 | 29.3801
CSAPR- SO2 Annual- NE | 248 | 6422 | Rate Constraint in MTons | FALSE | L | Annual | Qualifying Generation | TWh | 27.1775 | 25.34 | 25.2887 | 25.2568 | 25.0522 | 25.3563 | 25.5507 | 25.3118
CSAPR- SO2 Annual- NE | 248 | 6422 | Rate Constraint in MTons | FALSE | L | Annual | Rate | lb/MWh | 3.0124 | 3.0078 | 3.0176 | 3.0197 | 3.7724 | 3.7304 | 3.6882 | 3.7348
CSAPR- SO2 Annual- NE | 248 | 6422 | Rate Constraint in MTons | FALSE | L | Annual | Constraint Shadow Price | US2016$/Ton | 0 | 0 | 0 | 0 | 0 | 0 | 0 | 0
CSAPR- SO2 Annual- NJ | 249 | 6424 | Rate Constraint in MTons | FALSE | L | Annual | Seasons Included | Seasons | Winter, WintShld, Summer | Winter, WintShld, Summer | Winter, WintShld, Summer | Winter, WintShld, Summer | Winter, WintShld, Summer | Winter, WintShld, Summer | Winter, WintShld, Summer | Winter, WintShld, Summer
CSAPR- SO2 Annual- NJ | 249 | 6424 | Rate Constraint in MTons | FALSE | L | Annual | Standard SO2 | Thousand Tons | 6.5773 | 6.5773 | 6.5773 | 6.5773 | 6.5773 | 6.5773 | 6.5773 | 6.5773
CSAPR- SO2 Annual- NJ | 249 | 6424 | Rate Constraint in MTons | FALSE | L | Annual | Emissions at Affected Plants SO2 | Thousand Tons | 0 | 0 | 0 | 0 | 0 | 0 | 0 | 0
CSAPR- SO2 Annual- NJ | 249 | 6424 | Rate Constraint in MTons | FALSE | L | Annual | Allowances Purchased SO2 | Thousand Tons | 0 | 0 | 0 | 0 | 0 | 0 | 0 | 0
CSAPR- SO2 Annual- NJ | 249 | 6424 | Rate Constraint in MTons | FALSE | L | Annual | Allowances Sold SO2 | Thousand Tons | 0 | 0 | 0 | 0 | 0 | 0 | 0 | 0
CSAPR- SO2 Annual- NJ | 249 | 6424 | Rate Constraint in MTons | FALSE | L | Annual | Allowances Banked | Thousand Tons | 0 | 0 | 0 | 0 | 0 | 0 | 0 | 0
CSAPR- SO2 Annual- NJ | 249 | 6424 | Rate Constraint in MTons | FALSE | L | Annual | Allowances Withdrawn (1:1) | Thousand Tons | 0 | 0 | 0 | 0 | 0 | 0 | 0 | 0
CSAPR- SO2 Annual- NJ | 249 | 6424 | Rate Constraint in MTons | FALSE | L | Annual | Allowances Withdrawn (n:1) | Thousand Tons | 0 | 0 | 0 | 0 | 0 | 0 | 0 | 0
CSAPR- SO2 Annual- NJ | 249 | 6424 | Rate Constraint in MTons | FALSE | L | Annual | Net Emissions Allowance Position | Thousand Tons | 0 | 0 | 0 | 0 | 0 | 0 | 0 | 0
CSAPR- SO2 Annual- NJ | 249 | 6424 | Rate Constraint in MTons | FALSE | L | Annual | Fuel Consumed | TBtu | 310.3342 | 351.5073 | 353.9349 | 385.7288 | 405.533 | 371.4209 | 331.3922 | 273.1471
CSAPR- SO2 Annual- NJ | 249 | 6424 | Rate Constraint in MTons | FALSE | L | Annual | Rate | lb/MMBtu | 0 | 0 | 0 | 0 | 0 | 0 | 0 | 0
CSAPR- SO2 Annual- NJ | 249 | 6424 | Rate Constraint in MTons | FALSE | L | Annual | Generation | TWh | 43.5281 | 48.6115 | 48.8688 | 52.7928 | 55.0548 | 50.8783 | 45.9172 | 38.4615
CSAPR- SO2 Annual- NJ | 249 | 6424 | Rate Constraint in MTons | FALSE | L | Annual | Qualifying Generation | TWh | 43.5281 | 48.6115 | 48.8688 | 52.7928 | 55.0548 | 50.8783 | 45.9172 | 38.3922
CSAPR- SO2 Annual- NJ | 249 | 6424 | Rate Constraint in MTons | FALSE | L | Annual | Rate | lb/MWh | 0 | 0 | 0 | 0 | 0 | 0 | 0 | 0
CSAPR- SO2 Annual- NJ | 249 | 6424 | Rate Constraint in MTons | FALSE | L | Annual | Constraint Shadow Price | US2016$/Ton | 0 | 0 | 0 | 0 | 0 | 0 | 0 | 0
CSAPR- SO2 Annual- NY | 250 | 6428 | Rate Constraint in MTons | FALSE | L | Annual | Seasons Included | Seasons | Winter, WintShld, Summer | Winter, WintShld, Summer | Winter, WintShld, Summer | Winter, WintShld, Summer | Winter, WintShld, Summer | Winter, WintShld, Summer | Winter, WintShld, Summer | Winter, WintShld, Summer
CSAPR- SO2 Annual- NY | 250 | 6428 | Rate Constraint in MTons | FALSE | L | Annual | Standard SO2 | Thousand Tons | 32.5161 | 32.5161 | 32.5161 | 32.5161 | 32.5161 | 32.5161 | 32.5161 | 32.5161
CSAPR- SO2 Annual- NY | 250 | 6428 | Rate Constraint in MTons | FALSE | L | Annual | Emissions at Affected Plants SO2 | Thousand Tons | 2.6782 | 2.6782 | 2.6755 | 0 | 0 | 0 | 0 | 0
CSAPR- SO2 Annual- NY | 250 | 6428 | Rate Constraint in MTons | FALSE | L | Annual | Allowances Purchased SO2 | Thousand Tons | 0 | 0 | 0 | 0 | 0 | 0 | 0 | 0
CSAPR- SO2 Annual- NY | 250 | 6428 | Rate Constraint in MTons | FALSE | L | Annual | Allowances Sold SO2 | Thousand Tons | 0 | 0 | 0 | 0 | 0 | 0 | 0 | 0
CSAPR- SO2 Annual- NY | 250 | 6428 | Rate Constraint in MTons | FALSE | L | Annual | Allowances Banked | Thousand Tons | 0 | 0 | 0 | 0 | 0 | 0 | 0 | 0
CSAPR- SO2 Annual- NY | 250 | 6428 | Rate Constraint in MTons | FALSE | L | Annual | Allowances Withdrawn (1:1) | Thousand Tons | 0 | 0 | 0 | 0 | 0 | 0 | 0 | 0
CSAPR- SO2 Annual- NY | 250 | 6428 | Rate Constraint in MTons | FALSE | L | Annual | Allowances Withdrawn (n:1) | Thousand Tons | 0 | 0 | 0 | 0 | 0 | 0 | 0 | 0
CSAPR- SO2 Annual- NY | 250 | 6428 | Rate Constraint in MTons | FALSE | L | Annual | Net Emissions Allowance Position | Thousand Tons | 2.6782 | 2.6782 | 2.6755 | 0 | 0 | 0 | 0 | 0
CSAPR- SO2 Annual- NY | 250 | 6428 | Rate Constraint in MTons | FALSE | L | Annual | Fuel Consumed | TBtu | 437.8348 | 440.7285 | 440.4441 | 397.1778 | 413.6465 | 403.7116 | 378.2592 | 443.2336
CSAPR- SO2 Annual- NY | 250 | 6428 | Rate Constraint in MTons | FALSE | L | Annual | Rate | lb/MMBtu | 0.012234 | 0.012154 | 0.012149 | 0 | 0 | 0 | 0 | 0
CSAPR- SO2 Annual- NY | 250 | 6428 | Rate Constraint in MTons | FALSE | L | Annual | Generation | TWh | 59.8753 | 60.4251 | 60.6867 | 55.5212 | 57.721 | 56.6773 | 54.0877 | 64.8276
CSAPR- SO2 Annual- NY | 250 | 6428 | Rate Constraint in MTons | FALSE | L | Annual | Qualifying Generation | TWh | 59.8753 | 60.4251 | 60.6867 | 55.5212 | 57.721 | 56.6773 | 54.0877 | 64.8276
CSAPR- SO2 Annual- NY | 250 | 6428 | Rate Constraint in MTons | FALSE | L | Annual | Rate | lb/MWh | 0.08946 | 0.088646 | 0.088175 | 0 | 0 | 0 | 0 | 0
CSAPR- SO2 Annual- NY | 250 | 6428 | Rate Constraint in MTons | FALSE | L | Annual | Constraint Shadow Price | US2016$/Ton | 0 | 0 | 0 | 0 | 0 | 0 | 0 | 0
CSAPR- SO2 Annual- OH | 251 | 6430 | Rate Constraint in MTons | FALSE | L | Annual | Seasons Included | Seasons | Winter, WintShld, Summer | Winter, WintShld, Summer | Winter, WintShld, Summer | Winter, WintShld, Summer | Winter, WintShld, Summer | Winter, WintShld, Summer | Winter, WintShld, Summer | Winter, WintShld, Summer
CSAPR- SO2 Annual- OH | 251 | 6430 | Rate Constraint in MTons | FALSE | L | Annual | Standard SO2 | Thousand Tons | 167.8432 | 167.8432 | 167.8432 | 167.8432 | 167.8432 | 167.8432 | 167.8432 | 167.8432
CSAPR- SO2 Annual- OH | 251 | 6430 | Rate Constraint in MTons | FALSE | L | Annual | Emissions at Affected Plants SO2 | Thousand Tons | 53.2202 | 52.0728 | 52.0678 | 56.4511 | 45.0229 | 41.3251 | 32.8769 | 33.4007
CSAPR- SO2 Annual- OH | 251 | 6430 | Rate Constraint in MTons | FALSE | L | Annual | Allowances Purchased SO2 | Thousand Tons | 0 | 0 | 0 | 0 | 0 | 0 | 0 | 0
CSAPR- SO2 Annual- OH | 251 | 6430 | Rate Constraint in MTons | FALSE | L | Annual | Allowances Sold SO2 | Thousand Tons | 0 | 0 | 0 | 0 | 0 | 0 | 0 | 0
CSAPR- SO2 Annual- OH | 251 | 6430 | Rate Constraint in MTons | FALSE | L | Annual | Allowances Banked | Thousand Tons | 0 | 0 | 0 | 0 | 0 | 0 | 0 | 0
CSAPR- SO2 Annual- OH | 251 | 6430 | Rate Constraint in MTons | FALSE | L | Annual | Allowances Withdrawn (1:1) | Thousand Tons | 0 | 0 | 0 | 0 | 0 | 0 | 0 | 0
CSAPR- SO2 Annual- OH | 251 | 6430 | Rate Constraint in MTons | FALSE | L | Annual | Allowances Withdrawn (n:1) | Thousand Tons | 0 | 0 | 0 | 0 | 0 | 0 | 0 | 0
CSAPR- SO2 Annual- OH | 251 | 6430 | Rate Constraint in MTons | FALSE | L | Annual | Net Emissions Allowance Position | Thousand Tons | 53.2202 | 52.0728 | 52.0678 | 56.4511 | 45.0229 | 41.3251 | 32.8769 | 33.4007
CSAPR- SO2 Annual- OH | 251 | 6430 | Rate Constraint in MTons | FALSE | L | Annual | Fuel Consumed | TBtu | 989.2807 | 908.0931 | 913.674 | 967.359 | 935.5523 | 930.0192 | 1004.6565 | 1026.6888
CSAPR- SO2 Annual- OH | 251 | 6430 | Rate Constraint in MTons | FALSE | L | Annual | Rate | lb/MMBtu | 0.10759 | 0.11469 | 0.11397 | 0.11671 | 0.096249 | 0.088869 | 0.065449 | 0.065065
CSAPR- SO2 Annual- OH | 251 | 6430 | Rate Constraint in MTons | FALSE | L | Annual | Generation | TWh | 115.2568 | 108.2988 | 108.7975 | 122.5181 | 133.9799 | 143.7973 | 169.848 | 194.4304
CSAPR- SO2 Annual- OH | 251 | 6430 | Rate Constraint in MTons | FALSE | L | Annual | Qualifying Generation | TWh | 115.2568 | 108.2988 | 108.7975 | 118.5104 | 119.7457 | 122.3393 | 136.4385 | 145.2506
CSAPR- SO2 Annual- OH | 251 | 6430 | Rate Constraint in MTons | FALSE | L | Annual | Rate | lb/MWh | 0.92351 | 0.96165 | 0.95715 | 0.95268 | 0.75198 | 0.67558 | 0.48193 | 0.4599
CSAPR- SO2 Annual- OH | 251 | 6430 | Rate Constraint in MTons | FALSE | L | Annual | Constraint Shadow Price | US2016$/Ton | 0 | 0 | 0 | 0 | 0 | 0 | 0 | 0
CSAPR- SO2 Annual- PA | 252 | 6432 | Rate Constraint in MTons | FALSE | L | Annual | Seasons Included | Seasons | Winter, WintShld, Summer | Winter, WintShld, Summer | Winter, WintShld, Summer | Winter, WintShld, Summer | Winter, WintShld, Summer | Winter, WintShld, Summer | Winter, WintShld, Summer | Winter, WintShld, Summer
CSAPR- SO2 Annual- PA | 252 | 6432 | Rate Constraint in MTons | FALSE | L | Annual | Standard SO2 | Thousand Tons | 132.1848 | 132.1848 | 132.1848 | 132.1848 | 132.1848 | 132.1848 | 132.1848 | 132.1848
CSAPR- SO2 Annual- PA | 252 | 6432 | Rate Constraint in MTons | FALSE | L | Annual | Emissions at Affected Plants SO2 | Thousand Tons | 7.4142 | 9.3305 | 9.0415 | 7.2892 | 5.8681 | 6.4317 | 6.7207 | 3.1938
CSAPR- SO2 Annual- PA | 252 | 6432 | Rate Constraint in MTons | FALSE | L | Annual | Allowances Purchased SO2 | Thousand Tons | 0 | 0 | 0 | 0 | 0 | 0 | 0 | 0
CSAPR- SO2 Annual- PA | 252 | 6432 | Rate Constraint in MTons | FALSE | L | Annual | Allowances Sold SO2 | Thousand Tons | 0 | 0 | 0 | 0 | 0 | 0 | 0 | 0
CSAPR- SO2 Annual- PA | 252 | 6432 | Rate Constraint in MTons | FALSE | L | Annual | Allowances Banked | Thousand Tons | 0 | 0 | 0 | 0 | 0 | 0 | 0 | 0
CSAPR- SO2 Annual- PA | 252 | 6432 | Rate Constraint in MTons | FALSE | L | Annual | Allowances Withdrawn (1:1) | Thousand Tons | 0 | 0 | 0 | 0 | 0 | 0 | 0 | 0
CSAPR- SO2 Annual- PA | 252 | 6432 | Rate Constraint in MTons | FALSE | L | Annual | Allowances Withdrawn (n:1) | Thousand Tons | 0 | 0 | 0 | 0 | 0 | 0 | 0 | 0
CSAPR- SO2 Annual- PA | 252 | 6432 | Rate Constraint in MTons | FALSE | L | Annual | Net Emissions Allowance Position | Thousand Tons | 7.4142 | 9.3305 | 9.0415 | 7.2892 | 5.8681 | 6.4317 | 6.7207 | 3.1938
CSAPR- SO2 Annual- PA | 252 | 6432 | Rate Constraint in MTons | FALSE | L | Annual | Fuel Consumed | TBtu | 1198.2352 | 1274.4041 | 1293.1018 | 1273.3664 | 1345.5297 | 1387.548 | 1461.6684 | 1577.9535
CSAPR- SO2 Annual- PA | 252 | 6432 | Rate Constraint in MTons | FALSE | L | Annual | Rate | lb/MMBtu | 0.012375 | 0.014643 | 0.013984 | 0.011449 | 0.0087223 | 0.0092706 | 0.0091959 | 0.0040481
CSAPR- SO2 Annual- PA | 252 | 6432 | Rate Constraint in MTons | FALSE | L | Annual | Generation | TWh | 159.5572 | 167.4749 | 169.1376 | 180.5366 | 245.8414 | 297.0881 | 354.5591 | 421.235
CSAPR- SO2 Annual- PA | 252 | 6432 | Rate Constraint in MTons | FALSE | L | Annual | Qualifying Generation | TWh | 159.5572 | 167.4749 | 169.1376 | 169.1945 | 180.2036 | 191.9079 | 208.4213 | 237.5363
CSAPR- SO2 Annual- PA | 252 | 6432 | Rate Constraint in MTons | FALSE | L | Annual | Rate | lb/MWh | 0.092934 | 0.11143 | 0.10691 | 0.086164 | 0.065127 | 0.067029 | 0.064491 | 0.026891
CSAPR- SO2 Annual- PA | 252 | 6432 | Rate Constraint in MTons | FALSE | L | Annual | Constraint Shadow Price | US2016$/Ton | 0 | 0 | 0 | 0 | 0 | 0 | 0 | 0
CSAPR- SO2 Annual- SC | 253 | 6436 | Rate Constraint in MTons | FALSE | L | Annual | Seasons Included | Seasons | Winter, WintShld, Summer | Winter, WintShld, Summer | Winter, WintShld, Summer | Winter, WintShld, Summer | Winter, WintShld, Summer | Winter, WintShld, Summer | Winter, WintShld, Summer | Winter, WintShld, Summer
CSAPR- SO2 Annual- SC | 253 | 6436 | Rate Constraint in MTons | FALSE | L | Annual | Standard SO2 | Thousand Tons | 114.0269 | 114.0269 | 114.0269 | 114.0269 | 114.0269 | 114.0269 | 114.0269 | 114.0269
CSAPR- SO2 Annual- SC | 253 | 6436 | Rate Constraint in MTons | FALSE | L | Annual | Emissions at Affected Plants SO2 | Thousand Tons | 11.2266 | 12.189 | 12.3312 | 10.8349 | 7.9637 | 8.2711 | 8.7473 | 9.5337
CSAPR- SO2 Annual- SC | 253 | 6436 | Rate Constraint in MTons | FALSE | L | Annual | Allowances Purchased SO2 | Thousand Tons | 0 | 0 | 0 | 0 | 0 | 0 | 0 | 0
CSAPR- SO2 Annual- SC | 253 | 6436 | Rate Constraint in MTons | FALSE | L | Annual | Allowances Sold SO2 | Thousand Tons | 0 | 0 | 0 | 0 | 0 | 0 | 0 | 0
CSAPR- SO2 Annual- SC | 253 | 6436 | Rate Constraint in MTons | FALSE | L | Annual | Allowances Banked | Thousand Tons | 0 | 0 | 0 | 0 | 0 | 0 | 0 | 0
CSAPR- SO2 Annual- SC | 253 | 6436 | Rate Constraint in MTons | FALSE | L | Annual | Allowances Withdrawn (1:1) | Thousand Tons | 0 | 0 | 0 | 0 | 0 | 0 | 0 | 0
CSAPR- SO2 Annual- SC | 253 | 6436 | Rate Constraint in MTons | FALSE | L | Annual | Allowances Withdrawn (n:1) | Thousand Tons | 0 | 0 | 0 | 0 | 0 | 0 | 0 | 0
CSAPR- SO2 Annual- SC | 253 | 6436 | Rate Constraint in MTons | FALSE | L | Annual | Net Emissions Allowance Position | Thousand Tons | 11.2266 | 12.189 | 12.3312 | 10.8349 | 7.9637 | 8.2711 | 8.7473 | 9.5337
CSAPR- SO2 Annual- SC | 253 | 6436 | Rate Constraint in MTons | FALSE | L | Annual | Fuel Consumed | TBtu | 388.9216 | 398.6437 | 403.274 | 444.6449 | 452.0462 | 488.4312 | 519.8892 | 549.7087
CSAPR- SO2 Annual- SC | 253 | 6436 | Rate Constraint in MTons | FALSE | L | Annual | Rate | lb/MMBtu | 0.057732 | 0.061152 | 0.061155 | 0.048735 | 0.035234 | 0.033868 | 0.03365 | 0.034686
CSAPR- SO2 Annual- SC | 253 | 6436 | Rate Constraint in MTons | FALSE | L | Annual | Generation | TWh | 45.586 | 46.4683 | 46.8826 | 71.2924 | 88.8258 | 103.9423 | 118.5201 | 133.7448
CSAPR- SO2 Annual- SC | 253 | 6436 | Rate Constraint in MTons | FALSE | L | Annual | Qualifying Generation | TWh | 45.586 | 46.4683 | 46.8826 | 55.2977 | 59.2572 | 64.9958 | 70.0823 | 75.3682
CSAPR- SO2 Annual- SC | 253 | 6436 | Rate Constraint in MTons | FALSE | L | Annual | Rate | lb/MWh | 0.49255 | 0.52462 | 0.52605 | 0.39187 | 0.26878 | 0.25451 | 0.24963 | 0.25299
CSAPR- SO2 Annual- SC | 253 | 6436 | Rate Constraint in MTons | FALSE | L | Annual | Constraint Shadow Price | US2016$/Ton | 0 | 0 | 0 | 0 | 0 | 0 | 0 | 0
CSAPR- SO2 Annual- TN | 254 | 6438 | Rate Constraint in MTons | FALSE | L | Annual | Seasons Included | Seasons | Winter, WintShld, Summer | Winter, WintShld, Summer | Winter, WintShld, Summer | Winter, WintShld, Summer | Winter, WintShld, Summer | Winter, WintShld, Summer | Winter, WintShld, Summer | Winter, WintShld, Summer
CSAPR- SO2 Annual- TN | 254 | 6438 | Rate Constraint in MTons | FALSE | L | Annual | Standard SO2 | Thousand Tons | 69.4229 | 69.4229 | 69.4229 | 69.4229 | 69.4229 | 69.4229 | 69.4229 | 69.4229
CSAPR- SO2 Annual- TN | 254 | 6438 | Rate Constraint in MTons | FALSE | L | Annual | Emissions at Affected Plants SO2 | Thousand Tons | 3.3513 | 4.2057 | 4.0873 | 3.4167 | 3.1566 | 3.703 | 4.0634 | 4.1318
CSAPR- SO2 Annual- TN | 254 | 6438 | Rate Constraint in MTons | FALSE | L | Annual | Allowances Purchased SO2 | Thousand Tons | 0 | 0 | 0 | 0 | 0 | 0 | 0 | 0
CSAPR- SO2 Annual- TN | 254 | 6438 | Rate Constraint in MTons | FALSE | L | Annual | Allowances Sold SO2 | Thousand Tons | 0 | 0 | 0 | 0 | 0 | 0 | 0 | 0
CSAPR- SO2 Annual- TN | 254 | 6438 | Rate Constraint in MTons | FALSE | L | Annual | Allowances Banked | Thousand Tons | 0 | 0 | 0 | 0 | 0 | 0 | 0 | 0
CSAPR- SO2 Annual- TN | 254 | 6438 | Rate Constraint in MTons | FALSE | L | Annual | Allowances Withdrawn (1:1) | Thousand Tons | 0 | 0 | 0 | 0 | 0 | 0 | 0 | 0
CSAPR- SO2 Annual- TN | 254 | 6438 | Rate Constraint in MTons | FALSE | L | Annual | Allowances Withdrawn (n:1) | Thousand Tons | 0 | 0 | 0 | 0 | 0 | 0 | 0 | 0
CSAPR- SO2 Annual- TN | 254 | 6438 | Rate Constraint in MTons | FALSE | L | Annual | Net Emissions Allowance Position | Thousand Tons | 3.3513 | 4.2057 | 4.0873 | 3.4167 | 3.1566 | 3.703 | 4.0634 | 4.1318
CSAPR- SO2 Annual- TN | 254 | 6438 | Rate Constraint in MTons | FALSE | L | Annual | Fuel Consumed | TBtu | 239.0131 | 256.3372 | 260.4393 | 264.5564 | 275.7737 | 306.7976 | 331.8034 | 350.3295
CSAPR- SO2 Annual- TN | 254 | 6438 | Rate Constraint in MTons | FALSE | L | Annual | Rate | lb/MMBtu | 0.028043 | 0.032814 | 0.031388 | 0.02583 | 0.022893 | 0.02414 | 0.024493 | 0.023588
CSAPR- SO2 Annual- TN | 254 | 6438 | Rate Constraint in MTons | FALSE | L | Annual | Generation | TWh | 32.0092 | 33.5819 | 33.9349 | 34.2539 | 39.0098 | 47.4511 | 55.559 | 67.3709
CSAPR- SO2 Annual- TN | 254 | 6438 | Rate Constraint in MTons | FALSE | L | Annual | Qualifying Generation | TWh | 32.0092 | 33.5819 | 33.9349 | 34.2539 | 36.4213 | 40.7455 | 44.7992 | 49.6855
CSAPR- SO2 Annual- TN | 254 | 6438 | Rate Constraint in MTons | FALSE | L | Annual | Rate | lb/MWh | 0.20939 | 0.25047 | 0.24089 | 0.19949 | 0.17334 | 0.18176 | 0.18141 | 0.16632
CSAPR- SO2 Annual- TN | 254 | 6438 | Rate Constraint in MTons | FALSE | L | Annual | Constraint Shadow Price | US2016$/Ton | 0 | 0 | 0 | 0 | 0 | 0 | 0 | 0
CSAPR- SO2 Annual- VA | 255 | 6442 | Rate Constraint in MTons | FALSE | L | Annual | Seasons Included | Seasons | Winter, WintShld, Summer | Winter, WintShld, Summer | Winter, WintShld, Summer | Winter, WintShld, Summer | Winter, WintShld, Summer | Winter, WintShld, Summer | Winter, WintShld, Summer | Winter, WintShld, Summer
CSAPR- SO2 Annual- VA | 255 | 6442 | Rate Constraint in MTons | FALSE | L | Annual | Standard SO2 | Thousand Tons | 41.3673 | 41.3673 | 41.3673 | 41.3673 | 41.3673 | 41.3673 | 41.3673 | 41.3673
CSAPR- SO2 Annual- VA | 255 | 6442 | Rate Constraint in MTons | FALSE | L | Annual | Emissions at Affected Plants SO2 | Thousand Tons | 1.0451 | 1.2169 | 1.0858 | 0.99162 | 0.83505 | 0.97906 | 0.1965 | 0
CSAPR- SO2 Annual- VA | 255 | 6442 | Rate Constraint in MTons | FALSE | L | Annual | Allowances Purchased SO2 | Thousand Tons | 0 | 0 | 0 | 0 | 0 | 0 | 0 | 0
CSAPR- SO2 Annual- VA | 255 | 6442 | Rate Constraint in MTons | FALSE | L | Annual | Allowances Sold SO2 | Thousand Tons | 0 | 0 | 0 | 0 | 0 | 0 | 0 | 0
CSAPR- SO2 Annual- VA | 255 | 6442 | Rate Constraint in MTons | FALSE | L | Annual | Allowances Banked | Thousand Tons | 0 | 0 | 0 | 0 | 0 | 0 | 0 | 0
CSAPR- SO2 Annual- VA | 255 | 6442 | Rate Constraint in MTons | FALSE | L | Annual | Allowances Withdrawn (1:1) | Thousand Tons | 0 | 0 | 0 | 0 | 0 | 0 | 0 | 0
CSAPR- SO2 Annual- VA | 255 | 6442 | Rate Constraint in MTons | FALSE | L | Annual | Allowances Withdrawn (n:1) | Thousand Tons | 0 | 0 | 0 | 0 | 0 | 0 | 0 | 0
CSAPR- SO2 Annual- VA | 255 | 6442 | Rate Constraint in MTons | FALSE | L | Annual | Net Emissions Allowance Position | Thousand Tons | 1.0451 | 1.2169 | 1.0858 | 0.99162 | 0.83505 | 0.97906 | 0.1965 | 0
CSAPR- SO2 Annual- VA | 255 | 6442 | Rate Constraint in MTons | FALSE | L | Annual | Fuel Consumed | TBtu | 445.4506 | 472.5707 | 477.7864 | 510.1594 | 567.9764 | 545.2322 | 477.3396 | 405.6717
CSAPR- SO2 Annual- VA | 255 | 6442 | Rate Constraint in MTons | FALSE | L | Annual | Rate | lb/MMBtu | 0.0046921 | 0.00515 | 0.004545 | 0.0038875 | 0.0029404 | 0.0035913 | 0.00082333 | 0
CSAPR- SO2 Annual- VA | 255 | 6442 | Rate Constraint in MTons | FALSE | L | Annual | Generation | TWh | 61.4198 | 64.5592 | 65.2933 | 69.1829 | 134.7699 | 177.9669 | 208.7611 | 243.3385
CSAPR- SO2 Annual- VA | 255 | 6442 | Rate Constraint in MTons | FALSE | L | Annual | Qualifying Generation | TWh | 61.4198 | 64.5592 | 65.2933 | 69.1829 | 77.0464 | 75.2149 | 68.0664 | 58.6818
CSAPR- SO2 Annual- VA | 255 | 6442 | Rate Constraint in MTons | FALSE | L | Annual | Rate | lb/MWh | 0.03403 | 0.037698 | 0.033258 | 0.028667 | 0.021676 | 0.026034 | 0.0057739 | 0
CSAPR- SO2 Annual- VA | 255 | 6442 | Rate Constraint in MTons | FALSE | L | Annual | Constraint Shadow Price | US2016$/Ton | 0 | 0 | 0 | 0 | 0 | 0 | 0 | 0
CSAPR- SO2 Annual- WI | 256 | 6444 | Rate Constraint in MTons | FALSE | L | Annual | Seasons Included | Seasons | Winter, WintShld, Summer | Winter, WintShld, Summer | Winter, WintShld, Summer | Winter, WintShld, Summer | Winter, WintShld, Summer | Winter, WintShld, Summer | Winter, WintShld, Summer | Winter, WintShld, Summer
CSAPR- SO2 Annual- WI | 256 | 6444 | Rate Constraint in MTons | FALSE | L | Annual | Standard SO2 | Thousand Tons | 56.5019 | 56.5019 | 56.5019 | 56.5019 | 56.5019 | 56.5019 | 56.5019 | 56.5019
CSAPR- SO2 Annual- WI | 256 | 6444 | Rate Constraint in MTons | FALSE | L | Annual | Emissions at Affected Plants SO2 | Thousand Tons | 3.5819 | 4.1947 | 4.163 | 4.0301 | 3.5492 | 3.966 | 3.9792 | 3.418
CSAPR- SO2 Annual- WI | 256 | 6444 | Rate Constraint in MTons | FALSE | L | Annual | Allowances Purchased SO2 | Thousand Tons | 0 | 0 | 0 | 0 | 0 | 0 | 0 | 0
CSAPR- SO2 Annual- WI | 256 | 6444 | Rate Constraint in MTons | FALSE | L | Annual | Allowances Sold SO2 | Thousand Tons | 0 | 0 | 0 | 0 | 0 | 0 | 0 | 0
CSAPR- SO2 Annual- WI | 256 | 6444 | Rate Constraint in MTons | FALSE | L | Annual | Allowances Banked | Thousand Tons | 0 | 0 | 0 | 0 | 0 | 0 | 0 | 0
CSAPR- SO2 Annual- WI | 256 | 6444 | Rate Constraint in MTons | FALSE | L | Annual | Allowances Withdrawn (1:1) | Thousand Tons | 0 | 0 | 0 | 0 | 0 | 0 | 0 | 0
CSAPR- SO2 Annual- WI | 256 | 6444 | Rate Constraint in MTons | FALSE | L | Annual | Allowances Withdrawn (n:1) | Thousand Tons | 0 | 0 | 0 | 0 | 0 | 0 | 0 | 0
CSAPR- SO2 Annual- WI | 256 | 6444 | Rate Constraint in MTons | FALSE | L | Annual | Net Emissions Allowance Position | Thousand Tons | 3.5819 | 4.1947 | 4.163 | 4.0301 | 3.5492 | 3.966 | 3.9792 | 3.418
CSAPR- SO2 Annual- WI | 256 | 6444 | Rate Constraint in MTons | FALSE | L | Annual | Fuel Consumed | TBtu | 381.3631 | 409.7718 | 405.5992 | 404.5138 | 383.2831 | 425.3676 | 438.2035 | 459.6095
CSAPR- SO2 Annual- WI | 256 | 6444 | Rate Constraint in MTons | FALSE | L | Annual | Rate | lb/MMBtu | 0.018785 | 0.020473 | 0.020528 | 0.019926 | 0.01852 | 0.018647 | 0.018162 | 0.014874
CSAPR- SO2 Annual- WI | 256 | 6444 | Rate Constraint in MTons | FALSE | L | Annual | Generation | TWh | 45.3045 | 48.002 | 47.612 | 47.5359 | 45.4485 | 51.928 | 54.2293 | 60.0377
CSAPR- SO2 Annual- WI | 256 | 6444 | Rate Constraint in MTons | FALSE | L | Annual | Qualifying Generation | TWh | 45.3045 | 48.002 | 47.612 | 47.5359 | 45.4485 | 51.0368 | 53.3108 | 58.4725
CSAPR- SO2 Annual- WI | 256 | 6444 | Rate Constraint in MTons | FALSE | L | Annual | Rate | lb/MWh | 0.15813 | 0.17477 | 0.17487 | 0.16956 | 0.15619 | 0.15542 | 0.14928 | 0.11691
CSAPR- SO2 Annual- WI | 256 | 6444 | Rate Constraint in MTons | FALSE | L | Annual | Constraint Shadow Price | US2016$/Ton | 0 | 0 | 0 | 0 | 0 | 0 | 0 | 0
CSAPR- SO2 Annual- WV | 257 | 6518 | Rate Constraint in MTons | FALSE | L | Annual | Seasons Included | Seasons | Winter, WintShld, Summer | Winter, WintShld, Summer | Winter, WintShld, Summer | Winter, WintShld, Summer | Winter, WintShld, Summer | Winter, WintShld, Summer | Winter, WintShld, Summer | Winter, WintShld, Summer
CSAPR- SO2 Annual- WV | 257 | 6518 | Rate Constraint in MTons | FALSE | L | Annual | Standard SO2 | Thousand Tons | 89.2882 | 89.2882 | 89.2882 | 89.2882 | 89.2882 | 89.2882 | 89.2882 | 89.2882
CSAPR- SO2 Annual- WV | 257 | 6518 | Rate Constraint in MTons | FALSE | L | Annual | Emissions at Affected Plants SO2 | Thousand Tons | 67.8917 | 40.9957 | 40.9069 | 38.7474 | 25.3635 | 24.2012 | 22.9949 | 17.6309
CSAPR- SO2 Annual- WV | 257 | 6518 | Rate Constraint in MTons | FALSE | L | Annual | Allowances Purchased SO2 | Thousand Tons | 0 | 0 | 0 | 0 | 0 | 0 | 0 | 0
CSAPR- SO2 Annual- WV | 257 | 6518 | Rate Constraint in MTons | FALSE | L | Annual | Allowances Sold SO2 | Thousand Tons | 0 | 0 | 0 | 0 | 0 | 0 | 0 | 0
CSAPR- SO2 Annual- WV | 257 | 6518 | Rate Constraint in MTons | FALSE | L | Annual | Allowances Banked | Thousand Tons | 0 | 0 | 0 | 0 | 0 | 0 | 0 | 0
CSAPR- SO2 Annual- WV | 257 | 6518 | Rate Constraint in MTons | FALSE | L | Annual | Allowances Withdrawn (1:1) | Thousand Tons | 0 | 0 | 0 | 0 | 0 | 0 | 0 | 0
CSAPR- SO2 Annual- WV | 257 | 6518 | Rate Constraint in MTons | FALSE | L | Annual | Allowances Withdrawn (n:1) | Thousand Tons | 0 | 0 | 0 | 0 | 0 | 0 | 0 | 0
CSAPR- SO2 Annual- WV | 257 | 6518 | Rate Constraint in MTons | FALSE | L | Annual | Net Emissions Allowance Position | Thousand Tons | 67.8917 | 40.9957 | 40.9069 | 38.7474 | 25.3635 | 24.2012 | 22.9949 | 17.6309
CSAPR- SO2 Annual- WV | 257 | 6518 | Rate Constraint in MTons | FALSE | L | Annual | Fuel Consumed | TBtu | 808.5679 | 734.5193 | 726.7241 | 682.0869 | 663.3143 | 779.8177 | 869.2447 | 852.8843
CSAPR- SO2 Annual- WV | 257 | 6518 | Rate Constraint in MTons | FALSE | L | Annual | Rate | lb/MMBtu | 0.16793 | 0.11163 | 0.11258 | 0.11361 | 0.076475 | 0.062069 | 0.052908 | 0.041344
CSAPR- SO2 Annual- WV | 257 | 6518 | Rate Constraint in MTons | FALSE | L | Annual | Generation | TWh | 81.1177 | 73.9723 | 73.207 | 68.7449 | 105.9661 | 144.6599 | 176.7834 | 200.6004
CSAPR- SO2 Annual- WV | 257 | 6518 | Rate Constraint in MTons | FALSE | L | Annual | Qualifying Generation | TWh | 81.1177 | 73.9723 | 73.207 | 68.7449 | 78.5191 | 98.6031 | 113.1838 | 115.3005
CSAPR- SO2 Annual- WV | 257 | 6518 | Rate Constraint in MTons | FALSE | L | Annual | Rate | lb/MWh | 1.6739 | 1.1084 | 1.1176 | 1.1273 | 0.64605 | 0.49088 | 0.40633 | 0.30583
CSAPR- SO2 Annual- WV | 257 | 6518 | Rate Constraint in MTons | FALSE | L | Annual | Constraint Shadow Price | US2016$/Ton | 0 | 0 | 0 | 0 | 0 | 0 | 0 | 0
CT Fac. Spec. - MER Rate Annual v3.1 | 258 | 1767 | MACT Fuel Choice Floor in lbs/MMBtu | FALSE | L | Annual | Seasons Included | Seasons | Winter, WintShld, Summer | Winter, WintShld, Summer | Winter, WintShld, Summer | Winter, WintShld, Summer | Winter, WintShld, Summer | Winter, WintShld, Summer | Winter, WintShld, Summer | Winter, WintShld, Summer
CT Fac. Spec. - MER Rate Annual v3.1 | 258 | 1767 | MACT Fuel Choice Floor in lbs/MMBtu | FALSE | L | Annual | Emission Floor | lbs/MMBtu | 6e-07 | 6e-07 | 6e-07 | 6e-07 | 6e-07 | 6e-07 | 6e-07 | 6e-07
CT Fac. Spec. - MER Rate Annual v3.1 | 258 | 1767 | MACT Fuel Choice Floor in lbs/MMBtu | FALSE | L | Annual | Emissions at Affected Plants MER | lbs | 0 | 0 | 0 | 0 | 0 | 0 | 0 | 0
CT Fac. Spec. - MER Rate Annual v3.1 | 258 | 1767 | MACT Fuel Choice Floor in lbs/MMBtu | FALSE | L | Annual | Allowances Purchased MER | lbs | 0 | 0 | 0 | 0 | 0 | 0 | 0 | 0
CT Fac. Spec. - MER Rate Annual v3.1 | 258 | 1767 | MACT Fuel Choice Floor in lbs/MMBtu | FALSE | L | Annual | Allowances Sold MER | lbs | 0 | 0 | 0 | 0 | 0 | 0 | 0 | 0
CT Fac. Spec. - MER Rate Annual v3.1 | 258 | 1767 | MACT Fuel Choice Floor in lbs/MMBtu | FALSE | L | Annual | Allowances Banked | lbs | 0 | 0 | 0 | 0 | 0 | 0 | 0 | 0
CT Fac. Spec. - MER Rate Annual v3.1 | 258 | 1767 | MACT Fuel Choice Floor in lbs/MMBtu | FALSE | L | Annual | Allowances Withdrawn (1:1) | lbs | 0 | 0 | 0 | 0 | 0 | 0 | 0 | 0
CT Fac. Spec. - MER Rate Annual v3.1 | 258 | 1767 | MACT Fuel Choice Floor in lbs/MMBtu | FALSE | L | Annual | Allowances Withdrawn (n:1) | lbs | 0 | 0 | 0 | 0 | 0 | 0 | 0 | 0
CT Fac. Spec. - MER Rate Annual v3.1 | 258 | 1767 | MACT Fuel Choice Floor in lbs/MMBtu | FALSE | L | Annual | Net Emissions Allowance Position | lbs | 0 | 0 | 0 | 0 | 0 | 0 | 0 | 0
CT Fac. Spec. - MER Rate Annual v3.1 | 258 | 1767 | MACT Fuel Choice Floor in lbs/MMBtu | FALSE | L | Annual | Fuel Consumed | TBtu | 0 | 0 | 0 | 0 | 0 | 0 | 0 | 0
CT Fac. Spec. - MER Rate Annual v3.1 | 258 | 1767 | MACT Fuel Choice Floor in lbs/MMBtu | FALSE | L | Annual | Rate | lb/MMBtu | 0 | 0 | 0 | 0 | 0 | 0 | 0 | 0
CT Fac. Spec. - MER Rate Annual v3.1 | 258 | 1767 | MACT Fuel Choice Floor in lbs/MMBtu | FALSE | L | Annual | Generation | TWh | 0 | 0 | 0 | 0 | 0 | 0 | 0 | 0
CT Fac. Spec. - MER Rate Annual v3.1 | 258 | 1767 | MACT Fuel Choice Floor in lbs/MMBtu | FALSE | L | Annual | Qualifying Generation | TWh | 0 | 0 | 0 | 0 | 0 | 0 | 0 | 0
CT Fac. Spec. - MER Rate Annual v3.1 | 258 | 1767 | MACT Fuel Choice Floor in lbs/MMBtu | FALSE | L | Annual | Constraint Shadow Price | US2016$/Lb | 0 | 0 | 0 | 0 | 0 | 0 | 0 | 0
CT Fac. Spec. - NOX Rate Winter v.4.10 Final, Unit 1158 and retrofits | 259 | 2270 | Rate Constraint in lbs/MMBtu | FALSE | L | Annual | Seasons Included | Seasons | Winter, WintShld | Winter, WintShld | Winter, WintShld | Winter, WintShld | Winter, WintShld | Winter, WintShld | Winter, WintShld | Winter, WintShld
CT Fac. Spec. - NOX Rate Winter v.4.10 Final, Unit 1158 and retrofits | 259 | 2270 | Rate Constraint in lbs/MMBtu | FALSE | L | Annual | Standard NOX | lb/MMBtu | 0.15 | 0.15 | 0.15 | 0.15 | 0.15 | 0.15 | 0.15 | 0.15
CT Fac. Spec. - NOX Rate Winter v.4.10 Final, Unit 1158 and retrofits | 259 | 2270 | Rate Constraint in lbs/MMBtu | FALSE | L | Annual | Emissions at Affected Plants NOX | Thousand Tons | 0 | 0 | 0 | 0 | 0 | 0 | 0 | 0
CT Fac. Spec. - NOX Rate Winter v.4.10 Final, Unit 1158 and retrofits | 259 | 2270 | Rate Constraint in lbs/MMBtu | FALSE | L | Annual | Allowances Purchased NOX | Thousand Tons | 0 | 0 | 0 | 0 | 0 | 0 | 0 | 0
CT Fac. Spec. - NOX Rate Winter v.4.10 Final, Unit 1158 and retrofits | 259 | 2270 | Rate Constraint in lbs/MMBtu | FALSE | L | Annual | Allowances Sold NOX | Thousand Tons | 0 | 0 | 0 | 0 | 0 | 0 | 0 | 0
CT Fac. Spec. - NOX Rate Winter v.4.10 Final, Unit 1158 and retrofits | 259 | 2270 | Rate Constraint in lbs/MMBtu | FALSE | L | Annual | Allowances Banked | Thousand Tons | 0 | 0 | 0 | 0 | 0 | 0 | 0 | 0
CT Fac. Spec. - NOX Rate Winter v.4.10 Final, Unit 1158 and retrofits | 259 | 2270 | Rate Constraint in lbs/MMBtu | FALSE | L | Annual | Allowances Withdrawn (1:1) | Thousand Tons | 0 | 0 | 0 | 0 | 0 | 0 | 0 | 0
CT Fac. Spec. - NOX Rate Winter v.4.10 Final, Unit 1158 and retrofits | 259 | 2270 | Rate Constraint in lbs/MMBtu | FALSE | L | Annual | Allowances Withdrawn (n:1) | Thousand Tons | 0 | 0 | 0 | 0 | 0 | 0 | 0 | 0
CT Fac. Spec. - NOX Rate Winter v.4.10 Final, Unit 1158 and retrofits | 259 | 2270 | Rate Constraint in lbs/MMBtu | FALSE | L | Annual | Net Emissions Allowance Position | Thousand Tons | 0 | 0 | 0 | 0 | 0 | 0 | 0 | 0
CT Fac. Spec. - NOX Rate Winter v.4.10 Final, Unit 1158 and retrofits | 259 | 2270 | Rate Constraint in lbs/MMBtu | FALSE | L | Annual | Fuel Consumed | TBtu | 0 | 0 | 0 | 0 | 0 | 0 | 0 | 0
CT Fac. Spec. - NOX Rate Winter v.4.10 Final, Unit 1158 and retrofits | 259 | 2270 | Rate Constraint in lbs/MMBtu | FALSE | L | Annual | Rate | lb/MMBtu | 0 | 0 | 0 | 0 | 0 | 0 | 0 | 0
CT Fac. Spec. - NOX Rate Winter v.4.10 Final, Unit 1158 and retrofits | 259 | 2270 | Rate Constraint in lbs/MMBtu | FALSE | L | Annual | Generation | TWh | 0 | 0 | 0 | 0 | 0 | 0 | 0 | 0
CT Fac. Spec. - NOX Rate Winter v.4.10 Final, Unit 1158 and retrofits | 259 | 2270 | Rate Constraint in lbs/MMBtu | FALSE | L | Annual | Qualifying Generation | TWh | 0 | 0 | 0 | 0 | 0 | 0 | 0 | 0
CT Fac. Spec. - NOX Rate Winter v.4.10 Final, Unit 1158 and retrofits | 259 | 2270 | Rate Constraint in lbs/MMBtu | FALSE | L | Annual | Rate | lb/MWh | 0 | 0 | 0 | 0 | 0 | 0 | 0 | 0
CT Fac. Spec. - NOX Rate Winter v.4.10 Final, Unit 1158 and retrofits | 259 | 2270 | Rate Constraint in lbs/MMBtu | FALSE | L | Annual | Constraint Shadow Price | US2016$/Ton | 0 | 0 | 0 | 0 | 0 | 0 | 0 | 0
CT Fac. Spec. - NOX Rate Winter v.4.10 Final, Unit 1159 and retrofits | 260 | 2270 | Rate Constraint in lbs/MMBtu | FALSE | L | Annual | Seasons Included | Seasons | Winter, WintShld | Winter, WintShld | Winter, WintShld | Winter, WintShld | Winter, WintShld | Winter, WintShld | Winter, WintShld | Winter, WintShld
CT Fac. Spec. - NOX Rate Winter v.4.10 Final, Unit 1159 and retrofits | 260 | 2270 | Rate Constraint in lbs/MMBtu | FALSE | L | Annual | Standard NOX | lb/MMBtu | 0.15 | 0.15 | 0.15 | 0.15 | 0.15 | 0.15 | 0.15 | 0.15
CT Fac. Spec. - NOX Rate Winter v.4.10 Final, Unit 1159 and retrofits | 260 | 2270 | Rate Constraint in lbs/MMBtu | FALSE | L | Annual | Emissions at Affected Plants NOX | Thousand Tons | 0 | 0 | 0 | 0 | 0 | 0 | 0 | 0
CT Fac. Spec. - NOX Rate Winter v.4.10 Final, Unit 1159 and retrofits | 260 | 2270 | Rate Constraint in lbs/MMBtu | FALSE | L | Annual | Allowances Purchased NOX | Thousand Tons | 0 | 0 | 0 | 0 | 0 | 0 | 0 | 0
CT Fac. Spec. - NOX Rate Winter v.4.10 Final, Unit 1159 and retrofits | 260 | 2270 | Rate Constraint in lbs/MMBtu | FALSE | L | Annual | Allowances Sold NOX | Thousand Tons | 0 | 0 | 0 | 0 | 0 | 0 | 0 | 0
CT Fac. Spec. - NOX Rate Winter v.4.10 Final, Unit 1159 and retrofits | 260 | 2270 | Rate Constraint in lbs/MMBtu | FALSE | L | Annual | Allowances Banked | Thousand Tons | 0 | 0 | 0 | 0 | 0 | 0 | 0 | 0
CT Fac. Spec. - NOX Rate Winter v.4.10 Final, Unit 1159 and retrofits | 260 | 2270 | Rate Constraint in lbs/MMBtu | FALSE | L | Annual | Allowances Withdrawn (1:1) | Thousand Tons | 0 | 0 | 0 | 0 | 0 | 0 | 0 | 0
CT Fac. Spec. - NOX Rate Winter v.4.10 Final, Unit 1159 and retrofits | 260 | 2270 | Rate Constraint in lbs/MMBtu | FALSE | L | Annual | Allowances Withdrawn (n:1) | Thousand Tons | 0 | 0 | 0 | 0 | 0 | 0 | 0 | 0
CT Fac. Spec. - NOX Rate Winter v.4.10 Final, Unit 1159 and retrofits | 260 | 2270 | Rate Constraint in lbs/MMBtu | FALSE | L | Annual | Net Emissions Allowance Position | Thousand Tons | 0 | 0 | 0 | 0 | 0 | 0 | 0 | 0
CT Fac. Spec. - NOX Rate Winter v.4.10 Final, Unit 1159 and retrofits | 260 | 2270 | Rate Constraint in lbs/MMBtu | FALSE | L | Annual | Fuel Consumed | TBtu | 0 | 0 | 0 | 0 | 0 | 0 | 0 | 0
CT Fac. Spec. - NOX Rate Winter v.4.10 Final, Unit 1159 and retrofits | 260 | 2270 | Rate Constraint in lbs/MMBtu | FALSE | L | Annual | Rate | lb/MMBtu | 0 | 0 | 0 | 0 | 0 | 0 | 0 | 0
CT Fac. Spec. - NOX Rate Winter v.4.10 Final, Unit 1159 and retrofits | 260 | 2270 | Rate Constraint in lbs/MMBtu | FALSE | L | Annual | Generation | TWh | 0 | 0 | 0 | 0 | 0 | 0 | 0 | 0
CT Fac. Spec. - NOX Rate Winter v.4.10 Final, Unit 1159 and retrofits | 260 | 2270 | Rate Constraint in lbs/MMBtu | FALSE | L | Annual | Qualifying Generation | TWh | 0 | 0 | 0 | 0 | 0 | 0 | 0 | 0
CT Fac. Spec. - NOX Rate Winter v.4.10 Final, Unit 1159 and retrofits | 260 | 2270 | Rate Constraint in lbs/MMBtu | FALSE | L | Annual | Rate | lb/MWh | 0 | 0 | 0 | 0 | 0 | 0 | 0 | 0
CT Fac. Spec. - NOX Rate Winter v.4.10 Final, Unit 1159 and retrofits | 260 | 2270 | Rate Constraint in lbs/MMBtu | FALSE | L | Annual | Constraint Shadow Price | US2016$/Ton | 0 | 0 | 0 | 0 | 0 | 0 | 0 | 0
CT Fac. Spec. - NOX Rate Winter v.4.10 Final, Unit 1160 and retrofits | 261 | 2270 | Rate Constraint in lbs/MMBtu | FALSE | L | Annual | Seasons Included | Seasons | Winter, WintShld | Winter, WintShld | Winter, WintShld | Winter, WintShld | Winter, WintShld | Winter, WintShld | Winter, WintShld | Winter, WintShld
CT Fac. Spec. - NOX Rate Winter v.4.10 Final, Unit 1160 and retrofits | 261 | 2270 | Rate Constraint in lbs/MMBtu | FALSE | L | Annual | Standard NOX | lb/MMBtu | 0.15 | 0.15 | 0.15 | 0.15 | 0.15 | 0.15 | 0.15 | 0.15
CT Fac. Spec. - NOX Rate Winter v.4.10 Final, Unit 1160 and retrofits | 261 | 2270 | Rate Constraint in lbs/MMBtu | FALSE | L | Annual | Emissions at Affected Plants NOX | Thousand Tons | 0 | 0 | 0 | 0 | 0 | 0 | 0 | 0
CT Fac. Spec. - NOX Rate Winter v.4.10 Final, Unit 1160 and retrofits | 261 | 2270 | Rate Constraint in lbs/MMBtu | FALSE | L | Annual | Allowances Purchased NOX | Thousand Tons | 0 | 0 | 0 | 0 | 0 | 0 | 0 | 0
CT Fac. Spec. - NOX Rate Winter v.4.10 Final, Unit 1160 and retrofits | 261 | 2270 | Rate Constraint in lbs/MMBtu | FALSE | L | Annual | Allowances Sold NOX | Thousand Tons | 0 | 0 | 0 | 0 | 0 | 0 | 0 | 0
CT Fac. Spec. - NOX Rate Winter v.4.10 Final, Unit 1160 and retrofits | 261 | 2270 | Rate Constraint in lbs/MMBtu | FALSE | L | Annual | Allowances Banked | Thousand Tons | 0 | 0 | 0 | 0 | 0 | 0 | 0 | 0
CT Fac. Spec. - NOX Rate Winter v.4.10 Final, Unit 1160 and retrofits | 261 | 2270 | Rate Constraint in lbs/MMBtu | FALSE | L | Annual | Allowances Withdrawn (1:1) | Thousand Tons | 0 | 0 | 0 | 0 | 0 | 0 | 0 | 0
CT Fac. Spec. - NOX Rate Winter v.4.10 Final, Unit 1160 and retrofits | 261 | 2270 | Rate Constraint in lbs/MMBtu | FALSE | L | Annual | Allowances Withdrawn (n:1) | Thousand Tons | 0 | 0 | 0 | 0 | 0 | 0 | 0 | 0
CT Fac. Spec. - NOX Rate Winter v.4.10 Final, Unit 1160 and retrofits | 261 | 2270 | Rate Constraint in lbs/MMBtu | FALSE | L | Annual | Net Emissions Allowance Position | Thousand Tons | 0 | 0 | 0 | 0 | 0 | 0 | 0 | 0
CT Fac. Spec. - NOX Rate Winter v.4.10 Final, Unit 1160 and retrofits | 261 | 2270 | Rate Constraint in lbs/MMBtu | FALSE | L | Annual | Fuel Consumed | TBtu | 0 | 0 | 0 | 0 | 0 | 0 | 0 | 0
CT Fac. Spec. - NOX Rate Winter v.4.10 Final, Unit 1160 and retrofits | 261 | 2270 | Rate Constraint in lbs/MMBtu | FALSE | L | Annual | Rate | lb/MMBtu | 0 | 0 | 0 | 0 | 0 | 0 | 0 | 0
CT Fac. Spec. - NOX Rate Winter v.4.10 Final, Unit 1160 and retrofits | 261 | 2270 | Rate Constraint in lbs/MMBtu | FALSE | L | Annual | Generation | TWh | 0 | 0 | 0 | 0 | 0 | 0 | 0 | 0
CT Fac. Spec. - NOX Rate Winter v.4.10 Final, Unit 1160 and retrofits | 261 | 2270 | Rate Constraint in lbs/MMBtu | FALSE | L | Annual | Qualifying Generation | TWh | 0 | 0 | 0 | 0 | 0 | 0 | 0 | 0
CT Fac. Spec. - NOX Rate Winter v.4.10 Final, Unit 1160 and retrofits | 261 | 2270 | Rate Constraint in lbs/MMBtu | FALSE | L | Annual | Rate | lb/MWh | 0 | 0 | 0 | 0 | 0 | 0 | 0 | 0
CT Fac. Spec. - NOX Rate Winter v.4.10 Final, Unit 1160 and retrofits | 261 | 2270 | Rate Constraint in lbs/MMBtu | FALSE | L | Annual | Constraint Shadow Price | US2016$/Ton | 0 | 0 | 0 | 0 | 0 | 0 | 0 | 0
CT Fac. Spec. - NOX Rate Winter v.4.10 Final, Unit 1161 and retrofits | 262 | 2270 | Rate Constraint in lbs/MMBtu | FALSE | L | Annual | Seasons Included | Seasons | Winter, WintShld | Winter, WintShld | Winter, WintShld | Winter, WintShld | Winter, WintShld | Winter, WintShld | Winter, WintShld | Winter, WintShld
CT Fac. Spec. - NOX Rate Winter v.4.10 Final, Unit 1161 and retrofits | 262 | 2270 | Rate Constraint in lbs/MMBtu | FALSE | L | Annual | Standard NOX | lb/MMBtu | 0.15 | 0.15 | 0.15 | 0.15 | 0.15 | 0.15 | 0.15 | 0.15
CT Fac. Spec. - NOX Rate Winter v.4.10 Final, Unit 1161 and retrofits | 262 | 2270 | Rate Constraint in lbs/MMBtu | FALSE | L | Annual | Emissions at Affected Plants NOX | Thousand Tons | 0 | 0 | 0 | 0 | 0 | 0 | 0 | 0
CT Fac. Spec. - NOX Rate Winter v.4.10 Final, Unit 1161 and retrofits | 262 | 2270 | Rate Constraint in lbs/MMBtu | FALSE | L | Annual | Allowances Purchased NOX | Thousand Tons | 0 | 0 | 0 | 0 | 0 | 0 | 0 | 0
CT Fac. Spec. - NOX Rate Winter v.4.10 Final, Unit 1161 and retrofits | 262 | 2270 | Rate Constraint in lbs/MMBtu | FALSE | L | Annual | Allowances Sold NOX | Thousand Tons | 0 | 0 | 0 | 0 | 0 | 0 | 0 | 0
CT Fac. Spec. - NOX Rate Winter v.4.10 Final, Unit 1161 and retrofits | 262 | 2270 | Rate Constraint in lbs/MMBtu | FALSE | L | Annual | Allowances Banked | Thousand Tons | 0 | 0 | 0 | 0 | 0 | 0 | 0 | 0
CT Fac. Spec. - NOX Rate Winter v.4.10 Final, Unit 1161 and retrofits | 262 | 2270 | Rate Constraint in lbs/MMBtu | FALSE | L | Annual | Allowances Withdrawn (1:1) | Thousand Tons | 0 | 0 | 0 | 0 | 0 | 0 | 0 | 0
CT Fac. Spec. - NOX Rate Winter v.4.10 Final, Unit 1161 and retrofits | 262 | 2270 | Rate Constraint in lbs/MMBtu | FALSE | L | Annual | Allowances Withdrawn (n:1) | Thousand Tons | 0 | 0 | 0 | 0 | 0 | 0 | 0 | 0
CT Fac. Spec. - NOX Rate Winter v.4.10 Final, Unit 1161 and retrofits | 262 | 2270 | Rate Constraint in lbs/MMBtu | FALSE | L | Annual | Net Emissions Allowance Position | Thousand Tons | 0 | 0 | 0 | 0 | 0 | 0 | 0 | 0
CT Fac. Spec. - NOX Rate Winter v.4.10 Final, Unit 1161 and retrofits | 262 | 2270 | Rate Constraint in lbs/MMBtu | FALSE | L | Annual | Fuel Consumed | TBtu | 0 | 0 | 0 | 0 | 0 | 0 | 0 | 0
CT Fac. Spec. - NOX Rate Winter v.4.10 Final, Unit 1161 and retrofits | 262 | 2270 | Rate Constraint in lbs/MMBtu | FALSE | L | Annual | Rate | lb/MMBtu | 0 | 0 | 0 | 0 | 0 | 0 | 0 | 0
CT Fac. Spec. - NOX Rate Winter v.4.10 Final, Unit 1161 and retrofits | 262 | 2270 | Rate Constraint in lbs/MMBtu | FALSE | L | Annual | Generation | TWh | 0 | 0 | 0 | 0 | 0 | 0 | 0 | 0
CT Fac. Spec. - NOX Rate Winter v.4.10 Final, Unit 1161 and retrofits | 262 | 2270 | Rate Constraint in lbs/MMBtu | FALSE | L | Annual | Qualifying Generation | TWh | 0 | 0 | 0 | 0 | 0 | 0 | 0 | 0
CT Fac. Spec. - NOX Rate Winter v.4.10 Final, Unit 1161 and retrofits | 262 | 2270 | Rate Constraint in lbs/MMBtu | FALSE | L | Annual | Rate | lb/MWh | 0 | 0 | 0 | 0 | 0 | 0 | 0 | 0
CT Fac. Spec. - NOX Rate Winter v.4.10 Final, Unit 1161 and retrofits | 262 | 2270 | Rate Constraint in lbs/MMBtu | FALSE | L | Annual | Constraint Shadow Price | US2016$/Ton | 0 | 0 | 0 | 0 | 0 | 0 | 0 | 0
CT Fac. Spec. - NOX Rate Winter v.4.10 Final, Unit 1162 and retrofits | 263 | 2270 | Rate Constraint in lbs/MMBtu | FALSE | L | Annual | Seasons Included | Seasons | Winter, WintShld | Winter, WintShld | Winter, WintShld | Winter, WintShld | Winter, WintShld | Winter, WintShld | Winter, WintShld | Winter, WintShld
CT Fac. Spec. - NOX Rate Winter v.4.10 Final, Unit 1162 and retrofits | 263 | 2270 | Rate Constraint in lbs/MMBtu | FALSE | L | Annual | Standard NOX | lb/MMBtu | 0.15 | 0.15 | 0.15 | 0.15 | 0.15 | 0.15 | 0.15 | 0.15
CT Fac. Spec. - NOX Rate Winter v.4.10 Final, Unit 1162 and retrofits | 263 | 2270 | Rate Constraint in lbs/MMBtu | FALSE | L | Annual | Emissions at Affected Plants NOX | Thousand Tons | 0 | 0 | 0 | 0 | 0 | 0 | 0 | 0
CT Fac. Spec. - NOX Rate Winter v.4.10 Final, Unit 1162 and retrofits | 263 | 2270 | Rate Constraint in lbs/MMBtu | FALSE | L | Annual | Allowances Purchased NOX | Thousand Tons | 0 | 0 | 0 | 0 | 0 | 0 | 0 | 0
CT Fac. Spec. - NOX Rate Winter v.4.10 Final, Unit 1162 and retrofits | 263 | 2270 | Rate Constraint in lbs/MMBtu | FALSE | L | Annual | Allowances Sold NOX | Thousand Tons | 0 | 0 | 0 | 0 | 0 | 0 | 0 | 0
CT Fac. Spec. - NOX Rate Winter v.4.10 Final, Unit 1162 and retrofits | 263 | 2270 | Rate Constraint in lbs/MMBtu | FALSE | L | Annual | Allowances Banked | Thousand Tons | 0 | 0 | 0 | 0 | 0 | 0 | 0 | 0
CT Fac. Spec. - NOX Rate Winter v.4.10 Final, Unit 1162 and retrofits | 263 | 2270 | Rate Constraint in lbs/MMBtu | FALSE | L | Annual | Allowances Withdrawn (1:1) | Thousand Tons | 0 | 0 | 0 | 0 | 0 | 0 | 0 | 0
CT Fac. Spec. - NOX Rate Winter v.4.10 Final, Unit 1162 and retrofits | 263 | 2270 | Rate Constraint in lbs/MMBtu | FALSE | L | Annual | Allowances Withdrawn (n:1) | Thousand Tons | 0 | 0 | 0 | 0 | 0 | 0 | 0 | 0
CT Fac. Spec. - NOX Rate Winter v.4.10 Final, Unit 1162 and retrofits | 263 | 2270 | Rate Constraint in lbs/MMBtu | FALSE | L | Annual | Net Emissions Allowance Position | Thousand Tons | 0 | 0 | 0 | 0 | 0 | 0 | 0 | 0
CT Fac. Spec. - NOX Rate Winter v.4.10 Final, Unit 1162 and retrofits | 263 | 2270 | Rate Constraint in lbs/MMBtu | FALSE | L | Annual | Fuel Consumed | TBtu | 0 | 0 | 0 | 0 | 0 | 0 | 0 | 0
CT Fac. Spec. - NOX Rate Winter v.4.10 Final, Unit 1162 and retrofits | 263 | 2270 | Rate Constraint in lbs/MMBtu | FALSE | L | Annual | Rate | lb/MMBtu | 0 | 0 | 0 | 0 | 0 | 0 | 0 | 0
CT Fac. Spec. - NOX Rate Winter v.4.10 Final, Unit 1162 and retrofits | 263 | 2270 | Rate Constraint in lbs/MMBtu | FALSE | L | Annual | Generation | TWh | 0 | 0 | 0 | 0 | 0 | 0 | 0 | 0
CT Fac. Spec. - NOX Rate Winter v.4.10 Final, Unit 1162 and retrofits | 263 | 2270 | Rate Constraint in lbs/MMBtu | FALSE | L | Annual | Qualifying Generation | TWh | 0 | 0 | 0 | 0 | 0 | 0 | 0 | 0
CT Fac. Spec. - NOX Rate Winter v.4.10 Final, Unit 1162 and retrofits | 263 | 2270 | Rate Constraint in lbs/MMBtu | FALSE | L | Annual | Rate | lb/MWh | 0 | 0 | 0 | 0 | 0 | 0 | 0 | 0
CT Fac. Spec. - NOX Rate Winter v.4.10 Final, Unit 1162 and retrofits | 263 | 2270 | Rate Constraint in lbs/MMBtu | FALSE | L | Annual | Constraint Shadow Price | US2016$/Ton | 0 | 0 | 0 | 0 | 0 | 0 | 0 | 0
CT Fac. Spec. - NOX Rate Winter v.4.10 Final, Unit 1163 and retrofits | 264 | 2270 | Rate Constraint in lbs/MMBtu | FALSE | L | Annual | Seasons Included | Seasons | Winter, WintShld | Winter, WintShld | Winter, WintShld | Winter, WintShld | Winter, WintShld | Winter, WintShld | Winter, WintShld | Winter, WintShld
CT Fac. Spec. - NOX Rate Winter v.4.10 Final, Unit 1163 and retrofits | 264 | 2270 | Rate Constraint in lbs/MMBtu | FALSE | L | Annual | Standard NOX | lb/MMBtu | 0.15 | 0.15 | 0.15 | 0.15 | 0.15 | 0.15 | 0.15 | 0.15
CT Fac. Spec. - NOX Rate Winter v.4.10 Final, Unit 1163 and retrofits | 264 | 2270 | Rate Constraint in lbs/MMBtu | FALSE | L | Annual | Emissions at Affected Plants NOX | Thousand Tons | 0 | 0 | 0 | 0 | 0 | 0 | 0 | 0
CT Fac. Spec. - NOX Rate Winter v.4.10 Final, Unit 1163 and retrofits | 264 | 2270 | Rate Constraint in lbs/MMBtu | FALSE | L | Annual | Allowances Purchased NOX | Thousand Tons | 0 | 0 | 0 | 0 | 0 | 0 | 0 | 0
CT Fac. Spec. - NOX Rate Winter v.4.10 Final, Unit 1163 and retrofits | 264 | 2270 | Rate Constraint in lbs/MMBtu | FALSE | L | Annual | Allowances Sold NOX | Thousand Tons | 0 | 0 | 0 | 0 | 0 | 0 | 0 | 0
CT Fac. Spec. - NOX Rate Winter v.4.10 Final, Unit 1163 and retrofits | 264 | 2270 | Rate Constraint in lbs/MMBtu | FALSE | L | Annual | Allowances Banked | Thousand Tons | 0 | 0 | 0 | 0 | 0 | 0 | 0 | 0
CT Fac. Spec. - NOX Rate Winter v.4.10 Final, Unit 1163 and retrofits | 264 | 2270 | Rate Constraint in lbs/MMBtu | FALSE | L | Annual | Allowances Withdrawn (1:1) | Thousand Tons | 0 | 0 | 0 | 0 | 0 | 0 | 0 | 0
CT Fac. Spec. - NOX Rate Winter v.4.10 Final, Unit 1163 and retrofits | 264 | 2270 | Rate Constraint in lbs/MMBtu | FALSE | L | Annual | Allowances Withdrawn (n:1) | Thousand Tons | 0 | 0 | 0 | 0 | 0 | 0 | 0 | 0
CT Fac. Spec. - NOX Rate Winter v.4.10 Final, Unit 1163 and retrofits | 264 | 2270 | Rate Constraint in lbs/MMBtu | FALSE | L | Annual | Net Emissions Allowance Position | Thousand Tons | 0 | 0 | 0 | 0 | 0 | 0 | 0 | 0
CT Fac. Spec. - NOX Rate Winter v.4.10 Final, Unit 1163 and retrofits | 264 | 2270 | Rate Constraint in lbs/MMBtu | FALSE | L | Annual | Fuel Consumed | TBtu | 0 | 0 | 0 | 0 | 0 | 0 | 0 | 0
CT Fac. Spec. - NOX Rate Winter v.4.10 Final, Unit 1163 and retrofits | 264 | 2270 | Rate Constraint in lbs/MMBtu | FALSE | L | Annual | Rate | lb/MMBtu | 0 | 0 | 0 | 0 | 0 | 0 | 0 | 0
CT Fac. Spec. - NOX Rate Winter v.4.10 Final, Unit 1163 and retrofits | 264 | 2270 | Rate Constraint in lbs/MMBtu | FALSE | L | Annual | Generation | TWh | 0 | 0 | 0 | 0 | 0 | 0 | 0 | 0
CT Fac. Spec. - NOX Rate Winter v.4.10 Final, Unit 1163 and retrofits | 264 | 2270 | Rate Constraint in lbs/MMBtu | FALSE | L | Annual | Qualifying Generation | TWh | 0 | 0 | 0 | 0 | 0 | 0 | 0 | 0
CT Fac. Spec. - NOX Rate Winter v.4.10 Final, Unit 1163 and retrofits | 264 | 2270 | Rate Constraint in lbs/MMBtu | FALSE | L | Annual | Rate | lb/MWh | 0 | 0 | 0 | 0 | 0 | 0 | 0 | 0
CT Fac. Spec. - NOX Rate Winter v.4.10 Final, Unit 1163 and retrofits | 264 | 2270 | Rate Constraint in lbs/MMBtu | FALSE | L | Annual | Constraint Shadow Price | US2016$/Ton | 0 | 0 | 0 | 0 | 0 | 0 | 0 | 0
CT Fac. Spec. - NOX Rate Winter v.4.10 Final, Unit 1164 and retrofits | 265 | 2270 | Rate Constraint in lbs/MMBtu | FALSE | L | Annual | Seasons Included | Seasons | Winter, WintShld | Winter, WintShld | Winter, WintShld | Winter, WintShld | Winter, WintShld | Winter, WintShld | Winter, WintShld | Winter, WintShld
CT Fac. Spec. - NOX Rate Winter v.4.10 Final, Unit 1164 and retrofits | 265 | 2270 | Rate Constraint in lbs/MMBtu | FALSE | L | Annual | Standard NOX | lb/MMBtu | 0.15 | 0.15 | 0.15 | 0.15 | 0.15 | 0.15 | 0.15 | 0.15
CT Fac. Spec. - NOX Rate Winter v.4.10 Final, Unit 1164 and retrofits | 265 | 2270 | Rate Constraint in lbs/MMBtu | FALSE | L | Annual | Emissions at Affected Plants NOX | Thousand Tons | 0 | 0 | 0 | 0 | 0 | 0 | 0 | 0
CT Fac. Spec. - NOX Rate Winter v.4.10 Final, Unit 1164 and retrofits | 265 | 2270 | Rate Constraint in lbs/MMBtu | FALSE | L | Annual | Allowances Purchased NOX | Thousand Tons | 0 | 0 | 0 | 0 | 0 | 0 | 0 | 0
CT Fac. Spec. - NOX Rate Winter v.4.10 Final, Unit 1164 and retrofits | 265 | 2270 | Rate Constraint in lbs/MMBtu | FALSE | L | Annual | Allowances Sold NOX | Thousand Tons | 0 | 0 | 0 | 0 | 0 | 0 | 0 | 0
CT Fac. Spec. - NOX Rate Winter v.4.10 Final, Unit 1164 and retrofits | 265 | 2270 | Rate Constraint in lbs/MMBtu | FALSE | L | Annual | Allowances Banked | Thousand Tons | 0 | 0 | 0 | 0 | 0 | 0 | 0 | 0
CT Fac. Spec. - NOX Rate Winter v.4.10 Final, Unit 1164 and retrofits | 265 | 2270 | Rate Constraint in lbs/MMBtu | FALSE | L | Annual | Allowances Withdrawn (1:1) | Thousand Tons | 0 | 0 | 0 | 0 | 0 | 0 | 0 | 0
CT Fac. Spec. - NOX Rate Winter v.4.10 Final, Unit 1164 and retrofits | 265 | 2270 | Rate Constraint in lbs/MMBtu | FALSE | L | Annual | Allowances Withdrawn (n:1) | Thousand Tons | 0 | 0 | 0 | 0 | 0 | 0 | 0 | 0
CT Fac. Spec. - NOX Rate Winter v.4.10 Final, Unit 1164 and retrofits | 265 | 2270 | Rate Constraint in lbs/MMBtu | FALSE | L | Annual | Net Emissions Allowance Position | Thousand Tons | 0 | 0 | 0 | 0 | 0 | 0 | 0 | 0
CT Fac. Spec. - NOX Rate Winter v.4.10 Final, Unit 1164 and retrofits | 265 | 2270 | Rate Constraint in lbs/MMBtu | FALSE | L | Annual | Fuel Consumed | TBtu | 0 | 0 | 0 | 0 | 0 | 0 | 0 | 0
CT Fac. Spec. - NOX Rate Winter v.4.10 Final, Unit 1164 and retrofits | 265 | 2270 | Rate Constraint in lbs/MMBtu | FALSE | L | Annual | Rate | lb/MMBtu | 0 | 0 | 0 | 0 | 0 | 0 | 0 | 0
CT Fac. Spec. - NOX Rate Winter v.4.10 Final, Unit 1164 and retrofits | 265 | 2270 | Rate Constraint in lbs/MMBtu | FALSE | L | Annual | Generation | TWh | 0 | 0 | 0 | 0 | 0 | 0 | 0 | 0
CT Fac. Spec. - NOX Rate Winter v.4.10 Final, Unit 1164 and retrofits | 265 | 2270 | Rate Constraint in lbs/MMBtu | FALSE | L | Annual | Qualifying Generation | TWh | 0 | 0 | 0 | 0 | 0 | 0 | 0 | 0
CT Fac. Spec. - NOX Rate Winter v.4.10 Final, Unit 1164 and retrofits | 265 | 2270 | Rate Constraint in lbs/MMBtu | FALSE | L | Annual | Rate | lb/MWh | 0 | 0 | 0 | 0 | 0 | 0 | 0 | 0
CT Fac. Spec. - NOX Rate Winter v.4.10 Final, Unit 1164 and retrofits | 265 | 2270 | Rate Constraint in lbs/MMBtu | FALSE | L | Annual | Constraint Shadow Price | US2016$/Ton | 0 | 0 | 0 | 0 | 0 | 0 | 0 | 0
CT Fac. Spec. - NOX Rate Winter v.4.10 Final, Unit 1165 and retrofits | 266 | 2270 | Rate Constraint in lbs/MMBtu | FALSE | L | Annual | Seasons Included | Seasons | Winter, WintShld | Winter, WintShld | Winter, WintShld | Winter, WintShld | Winter, WintShld | Winter, WintShld | Winter, WintShld | Winter, WintShld
CT Fac. Spec. - NOX Rate Winter v.4.10 Final, Unit 1165 and retrofits | 266 | 2270 | Rate Constraint in lbs/MMBtu | FALSE | L | Annual | Standard NOX | lb/MMBtu | 0.15 | 0.15 | 0.15 | 0.15 | 0.15 | 0.15 | 0.15 | 0.15
CT Fac. Spec. - NOX Rate Winter v.4.10 Final, Unit 1165 and retrofits | 266 | 2270 | Rate Constraint in lbs/MMBtu | FALSE | L | Annual | Emissions at Affected Plants NOX | Thousand Tons | 0 | 0 | 0 | 0 | 0 | 0 | 0 | 0
CT Fac. Spec. - NOX Rate Winter v.4.10 Final, Unit 1165 and retrofits | 266 | 2270 | Rate Constraint in lbs/MMBtu | FALSE | L | Annual | Allowances Purchased NOX | Thousand Tons | 0 | 0 | 0 | 0 | 0 | 0 | 0 | 0
CT Fac. Spec. - NOX Rate Winter v.4.10 Final, Unit 1165 and retrofits | 266 | 2270 | Rate Constraint in lbs/MMBtu | FALSE | L | Annual | Allowances Sold NOX | Thousand Tons | 0 | 0 | 0 | 0 | 0 | 0 | 0 | 0
CT Fac. Spec. - NOX Rate Winter v.4.10 Final, Unit 1165 and retrofits | 266 | 2270 | Rate Constraint in lbs/MMBtu | FALSE | L | Annual | Allowances Banked | Thousand Tons | 0 | 0 | 0 | 0 | 0 | 0 | 0 | 0
CT Fac. Spec. - NOX Rate Winter v.4.10 Final, Unit 1165 and retrofits | 266 | 2270 | Rate Constraint in lbs/MMBtu | FALSE | L | Annual | Allowances Withdrawn (1:1) | Thousand Tons | 0 | 0 | 0 | 0 | 0 | 0 | 0 | 0
CT Fac. Spec. - NOX Rate Winter v.4.10 Final, Unit 1165 and retrofits | 266 | 2270 | Rate Constraint in lbs/MMBtu | FALSE | L | Annual | Allowances Withdrawn (n:1) | Thousand Tons | 0 | 0 | 0 | 0 | 0 | 0 | 0 | 0
CT Fac. Spec. - NOX Rate Winter v.4.10 Final, Unit 1165 and retrofits | 266 | 2270 | Rate Constraint in lbs/MMBtu | FALSE | L | Annual | Net Emissions Allowance Position | Thousand Tons | 0 | 0 | 0 | 0 | 0 | 0 | 0 | 0
CT Fac. Spec. - NOX Rate Winter v.4.10 Final, Unit 1165 and retrofits | 266 | 2270 | Rate Constraint in lbs/MMBtu | FALSE | L | Annual | Fuel Consumed | TBtu | 0 | 0 | 0 | 0 | 0 | 0 | 0 | 0
CT Fac. Spec. - NOX Rate Winter v.4.10 Final, Unit 1165 and retrofits | 266 | 2270 | Rate Constraint in lbs/MMBtu | FALSE | L | Annual | Rate | lb/MMBtu | 0 | 0 | 0 | 0 | 0 | 0 | 0 | 0
CT Fac. Spec. - NOX Rate Winter v.4.10 Final, Unit 1165 and retrofits | 266 | 2270 | Rate Constraint in lbs/MMBtu | FALSE | L | Annual | Generation | TWh | 0 | 0 | 0 | 0 | 0 | 0 | 0 | 0
CT Fac. Spec. - NOX Rate Winter v.4.10 Final, Unit 1165 and retrofits | 266 | 2270 | Rate Constraint in lbs/MMBtu | FALSE | L | Annual | Qualifying Generation | TWh | 0 | 0 | 0 | 0 | 0 | 0 | 0 | 0
CT Fac. Spec. - NOX Rate Winter v.4.10 Final, Unit 1165 and retrofits | 266 | 2270 | Rate Constraint in lbs/MMBtu | FALSE | L | Annual | Rate | lb/MWh | 0 | 0 | 0 | 0 | 0 | 0 | 0 | 0
CT Fac. Spec. - NOX Rate Winter v.4.10 Final, Unit 1165 and retrofits | 266 | 2270 | Rate Constraint in lbs/MMBtu | FALSE | L | Annual | Constraint Shadow Price | US2016$/Ton | 0 | 0 | 0 | 0 | 0 | 0 | 0 | 0
CT Fac. Spec. - NOX Rate Winter v.4.10 Final, Unit 1166 and retrofits | 267 | 2270 | Rate Constraint in lbs/MMBtu | FALSE | L | Annual | Seasons Included | Seasons | Winter, WintShld | Winter, WintShld | Winter, WintShld | Winter, WintShld | Winter, WintShld | Winter, WintShld | Winter, WintShld | Winter, WintShld
CT Fac. Spec. - NOX Rate Winter v.4.10 Final, Unit 1166 and retrofits | 267 | 2270 | Rate Constraint in lbs/MMBtu | FALSE | L | Annual | Standard NOX | lb/MMBtu | 0.15 | 0.15 | 0.15 | 0.15 | 0.15 | 0.15 | 0.15 | 0.15
CT Fac. Spec. - NOX Rate Winter v.4.10 Final, Unit 1166 and retrofits | 267 | 2270 | Rate Constraint in lbs/MMBtu | FALSE | L | Annual | Emissions at Affected Plants NOX | Thousand Tons | 0 | 0 | 0 | 0 | 0 | 0 | 0 | 0
CT Fac. Spec. - NOX Rate Winter v.4.10 Final, Unit 1166 and retrofits | 267 | 2270 | Rate Constraint in lbs/MMBtu | FALSE | L | Annual | Allowances Purchased NOX | Thousand Tons | 0 | 0 | 0 | 0 | 0 | 0 | 0 | 0
CT Fac. Spec. - NOX Rate Winter v.4.10 Final, Unit 1166 and retrofits | 267 | 2270 | Rate Constraint in lbs/MMBtu | FALSE | L | Annual | Allowances Sold NOX | Thousand Tons | 0 | 0 | 0 | 0 | 0 | 0 | 0 | 0
CT Fac. Spec. - NOX Rate Winter v.4.10 Final, Unit 1166 and retrofits | 267 | 2270 | Rate Constraint in lbs/MMBtu | FALSE | L | Annual | Allowances Banked | Thousand Tons | 0 | 0 | 0 | 0 | 0 | 0 | 0 | 0
CT Fac. Spec. - NOX Rate Winter v.4.10 Final, Unit 1166 and retrofits | 267 | 2270 | Rate Constraint in lbs/MMBtu | FALSE | L | Annual | Allowances Withdrawn (1:1) | Thousand Tons | 0 | 0 | 0 | 0 | 0 | 0 | 0 | 0
CT Fac. Spec. - NOX Rate Winter v.4.10 Final, Unit 1166 and retrofits | 267 | 2270 | Rate Constraint in lbs/MMBtu | FALSE | L | Annual | Allowances Withdrawn (n:1) | Thousand Tons | 0 | 0 | 0 | 0 | 0 | 0 | 0 | 0
CT Fac. Spec. - NOX Rate Winter v.4.10 Final, Unit 1166 and retrofits | 267 | 2270 | Rate Constraint in lbs/MMBtu | FALSE | L | Annual | Net Emissions Allowance Position | Thousand Tons | 0 | 0 | 0 | 0 | 0 | 0 | 0 | 0
CT Fac. Spec. - NOX Rate Winter v.4.10 Final, Unit 1166 and retrofits | 267 | 2270 | Rate Constraint in lbs/MMBtu | FALSE | L | Annual | Fuel Consumed | TBtu | 0 | 0 | 0 | 0 | 0 | 0 | 0 | 0
CT Fac. Spec. - NOX Rate Winter v.4.10 Final, Unit 1166 and retrofits | 267 | 2270 | Rate Constraint in lbs/MMBtu | FALSE | L | Annual | Rate | lb/MMBtu | 0 | 0 | 0 | 0 | 0 | 0 | 0 | 0
CT Fac. Spec. - NOX Rate Winter v.4.10 Final, Unit 1166 and retrofits | 267 | 2270 | Rate Constraint in lbs/MMBtu | FALSE | L | Annual | Generation | TWh | 0 | 0 | 0 | 0 | 0 | 0 | 0 | 0
CT Fac. Spec. - NOX Rate Winter v.4.10 Final, Unit 1166 and retrofits | 267 | 2270 | Rate Constraint in lbs/MMBtu | FALSE | L | Annual | Qualifying Generation | TWh | 0 | 0 | 0 | 0 | 0 | 0 | 0 | 0
CT Fac. Spec. - NOX Rate Winter v.4.10 Final, Unit 1166 and retrofits | 267 | 2270 | Rate Constraint in lbs/MMBtu | FALSE | L | Annual | Rate | lb/MWh | 0 | 0 | 0 | 0 | 0 | 0 | 0 | 0
CT Fac. Spec. - NOX Rate Winter v.4.10 Final, Unit 1166 and retrofits | 267 | 2270 | Rate Constraint in lbs/MMBtu | FALSE | L | Annual | Constraint Shadow Price | US2016$/Ton | 0 | 0 | 0 | 0 | 0 | 0 | 0 | 0
CT Fac. Spec. - NOX Rate Winter v.4.10 Final, Unit 1169 and retrofits | 268 | 2270 | Rate Constraint in lbs/MMBtu | FALSE | L | Annual | Seasons Included | Seasons | Winter, WintShld | Winter, WintShld | Winter, WintShld | Winter, WintShld | Winter, WintShld | Winter, WintShld | Winter, WintShld | Winter, WintShld
CT Fac. Spec. - NOX Rate Winter v.4.10 Final, Unit 1169 and retrofits | 268 | 2270 | Rate Constraint in lbs/MMBtu | FALSE | L | Annual | Standard NOX | lb/MMBtu | 0.15 | 0.15 | 0.15 | 0.15 | 0.15 | 0.15 | 0.15 | 0.15
CT Fac. Spec. - NOX Rate Winter v.4.10 Final, Unit 1169 and retrofits | 268 | 2270 | Rate Constraint in lbs/MMBtu | FALSE | L | Annual | Emissions at Affected Plants NOX | Thousand Tons | 0 | 0 | 0 | 0 | 0 | 0 | 0 | 0
CT Fac. Spec. - NOX Rate Winter v.4.10 Final, Unit 1169 and retrofits | 268 | 2270 | Rate Constraint in lbs/MMBtu | FALSE | L | Annual | Allowances Purchased NOX | Thousand Tons | 0 | 0 | 0 | 0 | 0 | 0 | 0 | 0
CT Fac. Spec. - NOX Rate Winter v.4.10 Final, Unit 1169 and retrofits | 268 | 2270 | Rate Constraint in lbs/MMBtu | FALSE | L | Annual | Allowances Sold NOX | Thousand Tons | 0 | 0 | 0 | 0 | 0 | 0 | 0 | 0
CT Fac. Spec. - NOX Rate Winter v.4.10 Final, Unit 1169 and retrofits | 268 | 2270 | Rate Constraint in lbs/MMBtu | FALSE | L | Annual | Allowances Banked | Thousand Tons | 0 | 0 | 0 | 0 | 0 | 0 | 0 | 0
CT Fac. Spec. - NOX Rate Winter v.4.10 Final, Unit 1169 and retrofits | 268 | 2270 | Rate Constraint in lbs/MMBtu | FALSE | L | Annual | Allowances Withdrawn (1:1) | Thousand Tons | 0 | 0 | 0 | 0 | 0 | 0 | 0 | 0
CT Fac. Spec. - NOX Rate Winter v.4.10 Final, Unit 1169 and retrofits | 268 | 2270 | Rate Constraint in lbs/MMBtu | FALSE | L | Annual | Allowances Withdrawn (n:1) | Thousand Tons | 0 | 0 | 0 | 0 | 0 | 0 | 0 | 0
CT Fac. Spec. - NOX Rate Winter v.4.10 Final, Unit 1169 and retrofits | 268 | 2270 | Rate Constraint in lbs/MMBtu | FALSE | L | Annual | Net Emissions Allowance Position | Thousand Tons | 0 | 0 | 0 | 0 | 0 | 0 | 0 | 0
CT Fac. Spec. - NOX Rate Winter v.4.10 Final, Unit 1169 and retrofits | 268 | 2270 | Rate Constraint in lbs/MMBtu | FALSE | L | Annual | Fuel Consumed | TBtu | 0 | 0 | 0 | 0 | 0 | 0 | 0 | 0
CT Fac. Spec. - NOX Rate Winter v.4.10 Final, Unit 1169 and retrofits | 268 | 2270 | Rate Constraint in lbs/MMBtu | FALSE | L | Annual | Rate | lb/MMBtu | 0 | 0 | 0 | 0 | 0 | 0 | 0 | 0
CT Fac. Spec. - NOX Rate Winter v.4.10 Final, Unit 1169 and retrofits | 268 | 2270 | Rate Constraint in lbs/MMBtu | FALSE | L | Annual | Generation | TWh | 0 | 0 | 0 | 0 | 0 | 0 | 0 | 0
CT Fac. Spec. - NOX Rate Winter v.4.10 Final, Unit 1169 and retrofits | 268 | 2270 | Rate Constraint in lbs/MMBtu | FALSE | L | Annual | Qualifying Generation | TWh | 0 | 0 | 0 | 0 | 0 | 0 | 0 | 0
CT Fac. Spec. - NOX Rate Winter v.4.10 Final, Unit 1169 and retrofits | 268 | 2270 | Rate Constraint in lbs/MMBtu | FALSE | L | Annual | Rate | lb/MWh | 0 | 0 | 0 | 0 | 0 | 0 | 0 | 0
CT Fac. Spec. - NOX Rate Winter v.4.10 Final, Unit 1169 and retrofits | 268 | 2270 | Rate Constraint in lbs/MMBtu | FALSE | L | Annual | Constraint Shadow Price | US2016$/Ton | 0 | 0 | 0 | 0 | 0 | 0 | 0 | 0
CT Fac. Spec. - NOX Rate Winter v.4.10 Final, Unit 1177 and retrofits | 269 | 2270 | Rate Constraint in lbs/MMBtu | FALSE | L | Annual | Seasons Included | Seasons | Winter, WintShld | Winter, WintShld | Winter, WintShld | Winter, WintShld | Winter, WintShld | Winter, WintShld | Winter, WintShld | Winter, WintShld
CT Fac. Spec. - NOX Rate Winter v.4.10 Final, Unit 1177 and retrofits | 269 | 2270 | Rate Constraint in lbs/MMBtu | FALSE | L | Annual | Standard NOX | lb/MMBtu | 0.15 | 0.15 | 0.15 | 0.15 | 0.15 | 0.15 | 0.15 | 0.15
CT Fac. Spec. - NOX Rate Winter v.4.10 Final, Unit 1177 and retrofits | 269 | 2270 | Rate Constraint in lbs/MMBtu | FALSE | L | Annual | Emissions at Affected Plants NOX | Thousand Tons | 0 | 0 | 0 | 0 | 0 | 0 | 0 | 0
CT Fac. Spec. - NOX Rate Winter v.4.10 Final, Unit 1177 and retrofits | 269 | 2270 | Rate Constraint in lbs/MMBtu | FALSE | L | Annual | Allowances Purchased NOX | Thousand Tons | 0 | 0 | 0 | 0 | 0 | 0 | 0 | 0
CT Fac. Spec. - NOX Rate Winter v.4.10 Final, Unit 1177 and retrofits | 269 | 2270 | Rate Constraint in lbs/MMBtu | FALSE | L | Annual | Allowances Sold NOX | Thousand Tons | 0 | 0 | 0 | 0 | 0 | 0 | 0 | 0
CT Fac. Spec. - NOX Rate Winter v.4.10 Final, Unit 1177 and retrofits | 269 | 2270 | Rate Constraint in lbs/MMBtu | FALSE | L | Annual | Allowances Banked | Thousand Tons | 0 | 0 | 0 | 0 | 0 | 0 | 0 | 0
CT Fac. Spec. - NOX Rate Winter v.4.10 Final, Unit 1177 and retrofits | 269 | 2270 | Rate Constraint in lbs/MMBtu | FALSE | L | Annual | Allowances Withdrawn (1:1) | Thousand Tons | 0 | 0 | 0 | 0 | 0 | 0 | 0 | 0
CT Fac. Spec. - NOX Rate Winter v.4.10 Final, Unit 1177 and retrofits | 269 | 2270 | Rate Constraint in lbs/MMBtu | FALSE | L | Annual | Allowances Withdrawn (n:1) | Thousand Tons | 0 | 0 | 0 | 0 | 0 | 0 | 0 | 0
CT Fac. Spec. - NOX Rate Winter v.4.10 Final, Unit 1177 and retrofits | 269 | 2270 | Rate Constraint in lbs/MMBtu | FALSE | L | Annual | Net Emissions Allowance Position | Thousand Tons | 0 | 0 | 0 | 0 | 0 | 0 | 0 | 0
CT Fac. Spec. - NOX Rate Winter v.4.10 Final, Unit 1177 and retrofits | 269 | 2270 | Rate Constraint in lbs/MMBtu | FALSE | L | Annual | Fuel Consumed | TBtu | 0 | 0 | 0 | 0 | 0 | 0 | 0 | 0
CT Fac. Spec. - NOX Rate Winter v.4.10 Final, Unit 1177 and retrofits | 269 | 2270 | Rate Constraint in lbs/MMBtu | FALSE | L | Annual | Rate | lb/MMBtu | 0 | 0 | 0 | 0 | 0 | 0 | 0 | 0
CT Fac. Spec. - NOX Rate Winter v.4.10 Final, Unit 1177 and retrofits | 269 | 2270 | Rate Constraint in lbs/MMBtu | FALSE | L | Annual | Generation | TWh | 0 | 0 | 0 | 0 | 0 | 0 | 0 | 0
CT Fac. Spec. - NOX Rate Winter v.4.10 Final, Unit 1177 and retrofits | 269 | 2270 | Rate Constraint in lbs/MMBtu | FALSE | L | Annual | Qualifying Generation | TWh | 0 | 0 | 0 | 0 | 0 | 0 | 0 | 0
CT Fac. Spec. - NOX Rate Winter v.4.10 Final, Unit 1177 and retrofits | 269 | 2270 | Rate Constraint in lbs/MMBtu | FALSE | L | Annual | Rate | lb/MWh | 0 | 0 | 0 | 0 | 0 | 0 | 0 | 0
CT Fac. Spec. - NOX Rate Winter v.4.10 Final, Unit 1177 and retrofits | 269 | 2270 | Rate Constraint in lbs/MMBtu | FALSE | L | Annual | Constraint Shadow Price | US2016$/Ton | 0 | 0 | 0 | 0 | 0 | 0 | 0 | 0
CT Fac. Spec. - NOX Rate Winter v.4.10 Final, Unit 1178 and retrofits | 270 | 2270 | Rate Constraint in lbs/MMBtu | FALSE | L | Annual | Seasons Included | Seasons | Winter, WintShld | Winter, WintShld | Winter, WintShld | Winter, WintShld | Winter, WintShld | Winter, WintShld | Winter, WintShld | Winter, WintShld
CT Fac. Spec. - NOX Rate Winter v.4.10 Final, Unit 1178 and retrofits | 270 | 2270 | Rate Constraint in lbs/MMBtu | FALSE | L | Annual | Standard NOX | lb/MMBtu | 0.15 | 0.15 | 0.15 | 0.15 | 0.15 | 0.15 | 0.15 | 0.15
CT Fac. Spec. - NOX Rate Winter v.4.10 Final, Unit 1178 and retrofits | 270 | 2270 | Rate Constraint in lbs/MMBtu | FALSE | L | Annual | Emissions at Affected Plants NOX | Thousand Tons | 0 | 0 | 0 | 0 | 0 | 0 | 0 | 0
CT Fac. Spec. - NOX Rate Winter v.4.10 Final, Unit 1178 and retrofits | 270 | 2270 | Rate Constraint in lbs/MMBtu | FALSE | L | Annual | Allowances Purchased NOX | Thousand Tons | 0 | 0 | 0 | 0 | 0 | 0 | 0 | 0
CT Fac. Spec. - NOX Rate Winter v.4.10 Final, Unit 1178 and retrofits | 270 | 2270 | Rate Constraint in lbs/MMBtu | FALSE | L | Annual | Allowances Sold NOX | Thousand Tons | 0 | 0 | 0 | 0 | 0 | 0 | 0 | 0
CT Fac. Spec. - NOX Rate Winter v.4.10 Final, Unit 1178 and retrofits | 270 | 2270 | Rate Constraint in lbs/MMBtu | FALSE | L | Annual | Allowances Banked | Thousand Tons | 0 | 0 | 0 | 0 | 0 | 0 | 0 | 0
CT Fac. Spec. - NOX Rate Winter v.4.10 Final, Unit 1178 and retrofits | 270 | 2270 | Rate Constraint in lbs/MMBtu | FALSE | L | Annual | Allowances Withdrawn (1:1) | Thousand Tons | 0 | 0 | 0 | 0 | 0 | 0 | 0 | 0
CT Fac. Spec. - NOX Rate Winter v.4.10 Final, Unit 1178 and retrofits | 270 | 2270 | Rate Constraint in lbs/MMBtu | FALSE | L | Annual | Allowances Withdrawn (n:1) | Thousand Tons | 0 | 0 | 0 | 0 | 0 | 0 | 0 | 0
CT Fac. Spec. - NOX Rate Winter v.4.10 Final, Unit 1178 and retrofits | 270 | 2270 | Rate Constraint in lbs/MMBtu | FALSE | L | Annual | Net Emissions Allowance Position | Thousand Tons | 0 | 0 | 0 | 0 | 0 | 0 | 0 | 0
CT Fac. Spec. - NOX Rate Winter v.4.10 Final, Unit 1178 and retrofits | 270 | 2270 | Rate Constraint in lbs/MMBtu | FALSE | L | Annual | Fuel Consumed | TBtu | 0 | 0 | 0 | 0 | 0 | 0 | 0 | 0
CT Fac. Spec. - NOX Rate Winter v.4.10 Final, Unit 1178 and retrofits | 270 | 2270 | Rate Constraint in lbs/MMBtu | FALSE | L | Annual | Rate | lb/MMBtu | 0 | 0 | 0 | 0 | 0 | 0 | 0 | 0
CT Fac. Spec. - NOX Rate Winter v.4.10 Final, Unit 1178 and retrofits | 270 | 2270 | Rate Constraint in lbs/MMBtu | FALSE | L | Annual | Generation | TWh | 0 | 0 | 0 | 0 | 0 | 0 | 0 | 0
CT Fac. Spec. - NOX Rate Winter v.4.10 Final, Unit 1178 and retrofits | 270 | 2270 | Rate Constraint in lbs/MMBtu | FALSE | L | Annual | Qualifying Generation | TWh | 0 | 0 | 0 | 0 | 0 | 0 | 0 | 0
CT Fac. Spec. - NOX Rate Winter v.4.10 Final, Unit 1178 and retrofits | 270 | 2270 | Rate Constraint in lbs/MMBtu | FALSE | L | Annual | Rate | lb/MWh | 0 | 0 | 0 | 0 | 0 | 0 | 0 | 0
CT Fac. Spec. - NOX Rate Winter v.4.10 Final, Unit 1178 and retrofits | 270 | 2270 | Rate Constraint in lbs/MMBtu | FALSE | L | Annual | Constraint Shadow Price | US2016$/Ton | 0 | 0 | 0 | 0 | 0 | 0 | 0 | 0
CT Fac. Spec. - NOX Rate Winter v.4.10 Final, Unit 1179 and retrofits | 271 | 2270 | Rate Constraint in lbs/MMBtu | FALSE | L | Annual | Seasons Included | Seasons | Winter, WintShld | Winter, WintShld | Winter, WintShld | Winter, WintShld | Winter, WintShld | Winter, WintShld | Winter, WintShld | Winter, WintShld
CT Fac. Spec. - NOX Rate Winter v.4.10 Final, Unit 1179 and retrofits | 271 | 2270 | Rate Constraint in lbs/MMBtu | FALSE | L | Annual | Standard NOX | lb/MMBtu | 0.15 | 0.15 | 0.15 | 0.15 | 0.15 | 0.15 | 0.15 | 0.15
CT Fac. Spec. - NOX Rate Winter v.4.10 Final, Unit 1179 and retrofits | 271 | 2270 | Rate Constraint in lbs/MMBtu | FALSE | L | Annual | Emissions at Affected Plants NOX | Thousand Tons | 0 | 0 | 0 | 0 | 0 | 0 | 0 | 0
CT Fac. Spec. - NOX Rate Winter v.4.10 Final, Unit 1179 and retrofits | 271 | 2270 | Rate Constraint in lbs/MMBtu | FALSE | L | Annual | Allowances Purchased NOX | Thousand Tons | 0 | 0 | 0 | 0 | 0 | 0 | 0 | 0
CT Fac. Spec. - NOX Rate Winter v.4.10 Final, Unit 1179 and retrofits | 271 | 2270 | Rate Constraint in lbs/MMBtu | FALSE | L | Annual | Allowances Sold NOX | Thousand Tons | 0 | 0 | 0 | 0 | 0 | 0 | 0 | 0
CT Fac. Spec. - NOX Rate Winter v.4.10 Final, Unit 1179 and retrofits | 271 | 2270 | Rate Constraint in lbs/MMBtu | FALSE | L | Annual | Allowances Banked | Thousand Tons | 0 | 0 | 0 | 0 | 0 | 0 | 0 | 0
CT Fac. Spec. - NOX Rate Winter v.4.10 Final, Unit 1179 and retrofits | 271 | 2270 | Rate Constraint in lbs/MMBtu | FALSE | L | Annual | Allowances Withdrawn (1:1) | Thousand Tons | 0 | 0 | 0 | 0 | 0 | 0 | 0 | 0
CT Fac. Spec. - NOX Rate Winter v.4.10 Final, Unit 1179 and retrofits | 271 | 2270 | Rate Constraint in lbs/MMBtu | FALSE | L | Annual | Allowances Withdrawn (n:1) | Thousand Tons | 0 | 0 | 0 | 0 | 0 | 0 | 0 | 0
CT Fac. Spec. - NOX Rate Winter v.4.10 Final, Unit 1179 and retrofits | 271 | 2270 | Rate Constraint in lbs/MMBtu | FALSE | L | Annual | Net Emissions Allowance Position | Thousand Tons | 0 | 0 | 0 | 0 | 0 | 0 | 0 | 0
CT Fac. Spec. - NOX Rate Winter v.4.10 Final, Unit 1179 and retrofits | 271 | 2270 | Rate Constraint in lbs/MMBtu | FALSE | L | Annual | Fuel Consumed | TBtu | 0 | 0 | 0 | 0 | 0 | 0 | 0 | 0
CT Fac. Spec. - NOX Rate Winter v.4.10 Final, Unit 1179 and retrofits | 271 | 2270 | Rate Constraint in lbs/MMBtu | FALSE | L | Annual | Rate | lb/MMBtu | 0 | 0 | 0 | 0 | 0 | 0 | 0 | 0
CT Fac. Spec. - NOX Rate Winter v.4.10 Final, Unit 1179 and retrofits | 271 | 2270 | Rate Constraint in lbs/MMBtu | FALSE | L | Annual | Generation | TWh | 0 | 0 | 0 | 0 | 0 | 0 | 0 | 0
CT Fac. Spec. - NOX Rate Winter v.4.10 Final, Unit 1179 and retrofits | 271 | 2270 | Rate Constraint in lbs/MMBtu | FALSE | L | Annual | Qualifying Generation | TWh | 0 | 0 | 0 | 0 | 0 | 0 | 0 | 0
CT Fac. Spec. - NOX Rate Winter v.4.10 Final, Unit 1179 and retrofits | 271 | 2270 | Rate Constraint in lbs/MMBtu | FALSE | L | Annual | Rate | lb/MWh | 0 | 0 | 0 | 0 | 0 | 0 | 0 | 0
CT Fac. Spec. - NOX Rate Winter v.4.10 Final, Unit 1179 and retrofits | 271 | 2270 | Rate Constraint in lbs/MMBtu | FALSE | L | Annual | Constraint Shadow Price | US2016$/Ton | 0 | 0 | 0 | 0 | 0 | 0 | 0 | 0
CT Fac. Spec. - NOX Rate Winter v.4.10 Final, Unit 1180 and retrofits | 272 | 2270 | Rate Constraint in lbs/MMBtu | FALSE | L | Annual | Seasons Included | Seasons | Winter, WintShld | Winter, WintShld | Winter, WintShld | Winter, WintShld | Winter, WintShld | Winter, WintShld | Winter, WintShld | Winter, WintShld
CT Fac. Spec. - NOX Rate Winter v.4.10 Final, Unit 1180 and retrofits | 272 | 2270 | Rate Constraint in lbs/MMBtu | FALSE | L | Annual | Standard NOX | lb/MMBtu | 0.15 | 0.15 | 0.15 | 0.15 | 0.15 | 0.15 | 0.15 | 0.15
CT Fac. Spec. - NOX Rate Winter v.4.10 Final, Unit 1180 and retrofits | 272 | 2270 | Rate Constraint in lbs/MMBtu | FALSE | L | Annual | Emissions at Affected Plants NOX | Thousand Tons | 0 | 0 | 0 | 0 | 0 | 0 | 0 | 0
CT Fac. Spec. - NOX Rate Winter v.4.10 Final, Unit 1180 and retrofits | 272 | 2270 | Rate Constraint in lbs/MMBtu | FALSE | L | Annual | Allowances Purchased NOX | Thousand Tons | 0 | 0 | 0 | 0 | 0 | 0 | 0 | 0
CT Fac. Spec. - NOX Rate Winter v.4.10 Final, Unit 1180 and retrofits | 272 | 2270 | Rate Constraint in lbs/MMBtu | FALSE | L | Annual | Allowances Sold NOX | Thousand Tons | 0 | 0 | 0 | 0 | 0 | 0 | 0 | 0
CT Fac. Spec. - NOX Rate Winter v.4.10 Final, Unit 1180 and retrofits | 272 | 2270 | Rate Constraint in lbs/MMBtu | FALSE | L | Annual | Allowances Banked | Thousand Tons | 0 | 0 | 0 | 0 | 0 | 0 | 0 | 0
CT Fac. Spec. - NOX Rate Winter v.4.10 Final, Unit 1180 and retrofits | 272 | 2270 | Rate Constraint in lbs/MMBtu | FALSE | L | Annual | Allowances Withdrawn (1:1) | Thousand Tons | 0 | 0 | 0 | 0 | 0 | 0 | 0 | 0
CT Fac. Spec. - NOX Rate Winter v.4.10 Final, Unit 1180 and retrofits | 272 | 2270 | Rate Constraint in lbs/MMBtu | FALSE | L | Annual | Allowances Withdrawn (n:1) | Thousand Tons | 0 | 0 | 0 | 0 | 0 | 0 | 0 | 0
CT Fac. Spec. - NOX Rate Winter v.4.10 Final, Unit 1180 and retrofits | 272 | 2270 | Rate Constraint in lbs/MMBtu | FALSE | L | Annual | Net Emissions Allowance Position | Thousand Tons | 0 | 0 | 0 | 0 | 0 | 0 | 0 | 0
CT Fac. Spec. - NOX Rate Winter v.4.10 Final, Unit 1180 and retrofits | 272 | 2270 | Rate Constraint in lbs/MMBtu | FALSE | L | Annual | Fuel Consumed | TBtu | 0 | 0 | 0 | 0 | 0 | 0 | 0 | 0
CT Fac. Spec. - NOX Rate Winter v.4.10 Final, Unit 1180 and retrofits | 272 | 2270 | Rate Constraint in lbs/MMBtu | FALSE | L | Annual | Rate | lb/MMBtu | 0 | 0 | 0 | 0 | 0 | 0 | 0 | 0
CT Fac. Spec. - NOX Rate Winter v.4.10 Final, Unit 1180 and retrofits | 272 | 2270 | Rate Constraint in lbs/MMBtu | FALSE | L | Annual | Generation | TWh | 0 | 0 | 0 | 0 | 0 | 0 | 0 | 0
CT Fac. Spec. - NOX Rate Winter v.4.10 Final, Unit 1180 and retrofits | 272 | 2270 | Rate Constraint in lbs/MMBtu | FALSE | L | Annual | Qualifying Generation | TWh | 0 | 0 | 0 | 0 | 0 | 0 | 0 | 0
CT Fac. Spec. - NOX Rate Winter v.4.10 Final, Unit 1180 and retrofits | 272 | 2270 | Rate Constraint in lbs/MMBtu | FALSE | L | Annual | Rate | lb/MWh | 0 | 0 | 0 | 0 | 0 | 0 | 0 | 0
CT Fac. Spec. - NOX Rate Winter v.4.10 Final, Unit 1180 and retrofits | 272 | 2270 | Rate Constraint in lbs/MMBtu | FALSE | L | Annual | Constraint Shadow Price | US2016$/Ton | 0 | 0 | 0 | 0 | 0 | 0 | 0 | 0
CT Fac. Spec. - NOX Rate Winter v.4.10 Final, Unit 1182 and retrofits | 273 | 2270 | Rate Constraint in lbs/MMBtu | FALSE | L | Annual | Seasons Included | Seasons | Winter, WintShld | Winter, WintShld | Winter, WintShld | Winter, WintShld | Winter, WintShld | Winter, WintShld | Winter, WintShld | Winter, WintShld
CT Fac. Spec. - NOX Rate Winter v.4.10 Final, Unit 1182 and retrofits | 273 | 2270 | Rate Constraint in lbs/MMBtu | FALSE | L | Annual | Standard NOX | lb/MMBtu | 0.15 | 0.15 | 0.15 | 0.15 | 0.15 | 0.15 | 0.15 | 0.15
CT Fac. Spec. - NOX Rate Winter v.4.10 Final, Unit 1182 and retrofits | 273 | 2270 | Rate Constraint in lbs/MMBtu | FALSE | L | Annual | Emissions at Affected Plants NOX | Thousand Tons | 0 | 0 | 0 | 0 | 0 | 0 | 0 | 0
CT Fac. Spec. - NOX Rate Winter v.4.10 Final, Unit 1182 and retrofits | 273 | 2270 | Rate Constraint in lbs/MMBtu | FALSE | L | Annual | Allowances Purchased NOX | Thousand Tons | 0 | 0 | 0 | 0 | 0 | 0 | 0 | 0
CT Fac. Spec. - NOX Rate Winter v.4.10 Final, Unit 1182 and retrofits | 273 | 2270 | Rate Constraint in lbs/MMBtu | FALSE | L | Annual | Allowances Sold NOX | Thousand Tons | 0 | 0 | 0 | 0 | 0 | 0 | 0 | 0
CT Fac. Spec. - NOX Rate Winter v.4.10 Final, Unit 1182 and retrofits | 273 | 2270 | Rate Constraint in lbs/MMBtu | FALSE | L | Annual | Allowances Banked | Thousand Tons | 0 | 0 | 0 | 0 | 0 | 0 | 0 | 0
CT Fac. Spec. - NOX Rate Winter v.4.10 Final, Unit 1182 and retrofits | 273 | 2270 | Rate Constraint in lbs/MMBtu | FALSE | L | Annual | Allowances Withdrawn (1:1) | Thousand Tons | 0 | 0 | 0 | 0 | 0 | 0 | 0 | 0
CT Fac. Spec. - NOX Rate Winter v.4.10 Final, Unit 1182 and retrofits | 273 | 2270 | Rate Constraint in lbs/MMBtu | FALSE | L | Annual | Allowances Withdrawn (n:1) | Thousand Tons | 0 | 0 | 0 | 0 | 0 | 0 | 0 | 0
CT Fac. Spec. - NOX Rate Winter v.4.10 Final, Unit 1182 and retrofits | 273 | 2270 | Rate Constraint in lbs/MMBtu | FALSE | L | Annual | Net Emissions Allowance Position | Thousand Tons | 0 | 0 | 0 | 0 | 0 | 0 | 0 | 0
CT Fac. Spec. - NOX Rate Winter v.4.10 Final, Unit 1182 and retrofits | 273 | 2270 | Rate Constraint in lbs/MMBtu | FALSE | L | Annual | Fuel Consumed | TBtu | 0 | 0 | 0 | 0 | 0 | 0 | 0 | 0
CT Fac. Spec. - NOX Rate Winter v.4.10 Final, Unit 1182 and retrofits | 273 | 2270 | Rate Constraint in lbs/MMBtu | FALSE | L | Annual | Rate | lb/MMBtu | 0 | 0 | 0 | 0 | 0 | 0 | 0 | 0
CT Fac. Spec. - NOX Rate Winter v.4.10 Final, Unit 1182 and retrofits | 273 | 2270 | Rate Constraint in lbs/MMBtu | FALSE | L | Annual | Generation | TWh | 0 | 0 | 0 | 0 | 0 | 0 | 0 | 0
CT Fac. Spec. - NOX Rate Winter v.4.10 Final, Unit 1182 and retrofits | 273 | 2270 | Rate Constraint in lbs/MMBtu | FALSE | L | Annual | Qualifying Generation | TWh | 0 | 0 | 0 | 0 | 0 | 0 | 0 | 0
CT Fac. Spec. - NOX Rate Winter v.4.10 Final, Unit 1182 and retrofits | 273 | 2270 | Rate Constraint in lbs/MMBtu | FALSE | L | Annual | Rate | lb/MWh | 0 | 0 | 0 | 0 | 0 | 0 | 0 | 0
CT Fac. Spec. - NOX Rate Winter v.4.10 Final, Unit 1182 and retrofits | 273 | 2270 | Rate Constraint in lbs/MMBtu | FALSE | L | Annual | Constraint Shadow Price | US2016$/Ton | 0 | 0 | 0 | 0 | 0 | 0 | 0 | 0
CT Fac. Spec. - NOX Rate Winter v.4.10 Final, Unit 1183 and retrofits | 274 | 2270 | Rate Constraint in lbs/MMBtu | FALSE | L | Annual | Seasons Included | Seasons | Winter, WintShld | Winter, WintShld | Winter, WintShld | Winter, WintShld | Winter, WintShld | Winter, WintShld | Winter, WintShld | Winter, WintShld
CT Fac. Spec. - NOX Rate Winter v.4.10 Final, Unit 1183 and retrofits | 274 | 2270 | Rate Constraint in lbs/MMBtu | FALSE | L | Annual | Standard NOX | lb/MMBtu | 0.15 | 0.15 | 0.15 | 0.15 | 0.15 | 0.15 | 0.15 | 0.15
CT Fac. Spec. - NOX Rate Winter v.4.10 Final, Unit 1183 and retrofits | 274 | 2270 | Rate Constraint in lbs/MMBtu | FALSE | L | Annual | Emissions at Affected Plants NOX | Thousand Tons | 0 | 0 | 0 | 0 | 0 | 0 | 0 | 0
CT Fac. Spec. - NOX Rate Winter v.4.10 Final, Unit 1183 and retrofits | 274 | 2270 | Rate Constraint in lbs/MMBtu | FALSE | L | Annual | Allowances Purchased NOX | Thousand Tons | 0 | 0 | 0 | 0 | 0 | 0 | 0 | 0
CT Fac. Spec. - NOX Rate Winter v.4.10 Final, Unit 1183 and retrofits | 274 | 2270 | Rate Constraint in lbs/MMBtu | FALSE | L | Annual | Allowances Sold NOX | Thousand Tons | 0 | 0 | 0 | 0 | 0 | 0 | 0 | 0
CT Fac. Spec. - NOX Rate Winter v.4.10 Final, Unit 1183 and retrofits | 274 | 2270 | Rate Constraint in lbs/MMBtu | FALSE | L | Annual | Allowances Banked | Thousand Tons | 0 | 0 | 0 | 0 | 0 | 0 | 0 | 0
CT Fac. Spec. - NOX Rate Winter v.4.10 Final, Unit 1183 and retrofits | 274 | 2270 | Rate Constraint in lbs/MMBtu | FALSE | L | Annual | Allowances Withdrawn (1:1) | Thousand Tons | 0 | 0 | 0 | 0 | 0 | 0 | 0 | 0
CT Fac. Spec. - NOX Rate Winter v.4.10 Final, Unit 1183 and retrofits | 274 | 2270 | Rate Constraint in lbs/MMBtu | FALSE | L | Annual | Allowances Withdrawn (n:1) | Thousand Tons | 0 | 0 | 0 | 0 | 0 | 0 | 0 | 0
CT Fac. Spec. - NOX Rate Winter v.4.10 Final, Unit 1183 and retrofits | 274 | 2270 | Rate Constraint in lbs/MMBtu | FALSE | L | Annual | Net Emissions Allowance Position | Thousand Tons | 0 | 0 | 0 | 0 | 0 | 0 | 0 | 0
CT Fac. Spec. - NOX Rate Winter v.4.10 Final, Unit 1183 and retrofits | 274 | 2270 | Rate Constraint in lbs/MMBtu | FALSE | L | Annual | Fuel Consumed | TBtu | 0 | 0 | 0 | 0 | 0 | 0 | 0 | 0
CT Fac. Spec. - NOX Rate Winter v.4.10 Final, Unit 1183 and retrofits | 274 | 2270 | Rate Constraint in lbs/MMBtu | FALSE | L | Annual | Rate | lb/MMBtu | 0 | 0 | 0 | 0 | 0 | 0 | 0 | 0
CT Fac. Spec. - NOX Rate Winter v.4.10 Final, Unit 1183 and retrofits | 274 | 2270 | Rate Constraint in lbs/MMBtu | FALSE | L | Annual | Generation | TWh | 0 | 0 | 0 | 0 | 0 | 0 | 0 | 0
CT Fac. Spec. - NOX Rate Winter v.4.10 Final, Unit 1183 and retrofits | 274 | 2270 | Rate Constraint in lbs/MMBtu | FALSE | L | Annual | Qualifying Generation | TWh | 0 | 0 | 0 | 0 | 0 | 0 | 0 | 0
CT Fac. Spec. - NOX Rate Winter v.4.10 Final, Unit 1183 and retrofits | 274 | 2270 | Rate Constraint in lbs/MMBtu | FALSE | L | Annual | Rate | lb/MWh | 0 | 0 | 0 | 0 | 0 | 0 | 0 | 0
CT Fac. Spec. - NOX Rate Winter v.4.10 Final, Unit 1183 and retrofits | 274 | 2270 | Rate Constraint in lbs/MMBtu | FALSE | L | Annual | Constraint Shadow Price | US2016$/Ton | 0 | 0 | 0 | 0 | 0 | 0 | 0 | 0
CT Fac. Spec. - NOX Rate Winter v.4.10 Final, Unit 1184 and retrofits | 275 | 2270 | Rate Constraint in lbs/MMBtu | FALSE | L | Annual | Seasons Included | Seasons | Winter, WintShld | Winter, WintShld | Winter, WintShld | Winter, WintShld | Winter, WintShld | Winter, WintShld | Winter, WintShld | Winter, WintShld
CT Fac. Spec. - NOX Rate Winter v.4.10 Final, Unit 1184 and retrofits | 275 | 2270 | Rate Constraint in lbs/MMBtu | FALSE | L | Annual | Standard NOX | lb/MMBtu | 0.15 | 0.15 | 0.15 | 0.15 | 0.15 | 0.15 | 0.15 | 0.15
CT Fac. Spec. - NOX Rate Winter v.4.10 Final, Unit 1184 and retrofits | 275 | 2270 | Rate Constraint in lbs/MMBtu | FALSE | L | Annual | Emissions at Affected Plants NOX | Thousand Tons | 0 | 0 | 0 | 0 | 0 | 0 | 0 | 0
CT Fac. Spec. - NOX Rate Winter v.4.10 Final, Unit 1184 and retrofits | 275 | 2270 | Rate Constraint in lbs/MMBtu | FALSE | L | Annual | Allowances Purchased NOX | Thousand Tons | 0 | 0 | 0 | 0 | 0 | 0 | 0 | 0
CT Fac. Spec. - NOX Rate Winter v.4.10 Final, Unit 1184 and retrofits | 275 | 2270 | Rate Constraint in lbs/MMBtu | FALSE | L | Annual | Allowances Sold NOX | Thousand Tons | 0 | 0 | 0 | 0 | 0 | 0 | 0 | 0
CT Fac. Spec. - NOX Rate Winter v.4.10 Final, Unit 1184 and retrofits | 275 | 2270 | Rate Constraint in lbs/MMBtu | FALSE | L | Annual | Allowances Banked | Thousand Tons | 0 | 0 | 0 | 0 | 0 | 0 | 0 | 0
CT Fac. Spec. - NOX Rate Winter v.4.10 Final, Unit 1184 and retrofits | 275 | 2270 | Rate Constraint in lbs/MMBtu | FALSE | L | Annual | Allowances Withdrawn (1:1) | Thousand Tons | 0 | 0 | 0 | 0 | 0 | 0 | 0 | 0
CT Fac. Spec. - NOX Rate Winter v.4.10 Final, Unit 1184 and retrofits | 275 | 2270 | Rate Constraint in lbs/MMBtu | FALSE | L | Annual | Allowances Withdrawn (n:1) | Thousand Tons | 0 | 0 | 0 | 0 | 0 | 0 | 0 | 0
CT Fac. Spec. - NOX Rate Winter v.4.10 Final, Unit 1184 and retrofits | 275 | 2270 | Rate Constraint in lbs/MMBtu | FALSE | L | Annual | Net Emissions Allowance Position | Thousand Tons | 0 | 0 | 0 | 0 | 0 | 0 | 0 | 0
CT Fac. Spec. - NOX Rate Winter v.4.10 Final, Unit 1184 and retrofits | 275 | 2270 | Rate Constraint in lbs/MMBtu | FALSE | L | Annual | Fuel Consumed | TBtu | 0 | 0 | 0 | 0 | 0 | 0 | 0 | 0
CT Fac. Spec. - NOX Rate Winter v.4.10 Final, Unit 1184 and retrofits | 275 | 2270 | Rate Constraint in lbs/MMBtu | FALSE | L | Annual | Rate | lb/MMBtu | 0 | 0 | 0 | 0 | 0 | 0 | 0 | 0
CT Fac. Spec. - NOX Rate Winter v.4.10 Final, Unit 1184 and retrofits | 275 | 2270 | Rate Constraint in lbs/MMBtu | FALSE | L | Annual | Generation | TWh | 0 | 0 | 0 | 0 | 0 | 0 | 0 | 0
CT Fac. Spec. - NOX Rate Winter v.4.10 Final, Unit 1184 and retrofits | 275 | 2270 | Rate Constraint in lbs/MMBtu | FALSE | L | Annual | Qualifying Generation | TWh | 0 | 0 | 0 | 0 | 0 | 0 | 0 | 0
CT Fac. Spec. - NOX Rate Winter v.4.10 Final, Unit 1184 and retrofits | 275 | 2270 | Rate Constraint in lbs/MMBtu | FALSE | L | Annual | Rate | lb/MWh | 0 | 0 | 0 | 0 | 0 | 0 | 0 | 0
CT Fac. Spec. - NOX Rate Winter v.4.10 Final, Unit 1184 and retrofits | 275 | 2270 | Rate Constraint in lbs/MMBtu | FALSE | L | Annual | Constraint Shadow Price | US2016$/Ton | 0 | 0 | 0 | 0 | 0 | 0 | 0 | 0
CT Fac. Spec. - NOX Rate Winter v.4.10 Final, Unit 1185 and retrofits | 276 | 2270 | Rate Constraint in lbs/MMBtu | FALSE | L | Annual | Seasons Included | Seasons | Winter, WintShld | Winter, WintShld | Winter, WintShld | Winter, WintShld | Winter, WintShld | Winter, WintShld | Winter, WintShld | Winter, WintShld
CT Fac. Spec. - NOX Rate Winter v.4.10 Final, Unit 1185 and retrofits | 276 | 2270 | Rate Constraint in lbs/MMBtu | FALSE | L | Annual | Standard NOX | lb/MMBtu | 0.15 | 0.15 | 0.15 | 0.15 | 0.15 | 0.15 | 0.15 | 0.15
CT Fac. Spec. - NOX Rate Winter v.4.10 Final, Unit 1185 and retrofits | 276 | 2270 | Rate Constraint in lbs/MMBtu | FALSE | L | Annual | Emissions at Affected Plants NOX | Thousand Tons | 0 | 0 | 0 | 0 | 0 | 0 | 0 | 0
CT Fac. Spec. - NOX Rate Winter v.4.10 Final, Unit 1185 and retrofits | 276 | 2270 | Rate Constraint in lbs/MMBtu | FALSE | L | Annual | Allowances Purchased NOX | Thousand Tons | 0 | 0 | 0 | 0 | 0 | 0 | 0 | 0
CT Fac. Spec. - NOX Rate Winter v.4.10 Final, Unit 1185 and retrofits | 276 | 2270 | Rate Constraint in lbs/MMBtu | FALSE | L | Annual | Allowances Sold NOX | Thousand Tons | 0 | 0 | 0 | 0 | 0 | 0 | 0 | 0
CT Fac. Spec. - NOX Rate Winter v.4.10 Final, Unit 1185 and retrofits | 276 | 2270 | Rate Constraint in lbs/MMBtu | FALSE | L | Annual | Allowances Banked | Thousand Tons | 0 | 0 | 0 | 0 | 0 | 0 | 0 | 0
CT Fac. Spec. - NOX Rate Winter v.4.10 Final, Unit 1185 and retrofits | 276 | 2270 | Rate Constraint in lbs/MMBtu | FALSE | L | Annual | Allowances Withdrawn (1:1) | Thousand Tons | 0 | 0 | 0 | 0 | 0 | 0 | 0 | 0
CT Fac. Spec. - NOX Rate Winter v.4.10 Final, Unit 1185 and retrofits | 276 | 2270 | Rate Constraint in lbs/MMBtu | FALSE | L | Annual | Allowances Withdrawn (n:1) | Thousand Tons | 0 | 0 | 0 | 0 | 0 | 0 | 0 | 0
CT Fac. Spec. - NOX Rate Winter v.4.10 Final, Unit 1185 and retrofits | 276 | 2270 | Rate Constraint in lbs/MMBtu | FALSE | L | Annual | Net Emissions Allowance Position | Thousand Tons | 0 | 0 | 0 | 0 | 0 | 0 | 0 | 0
CT Fac. Spec. - NOX Rate Winter v.4.10 Final, Unit 1185 and retrofits | 276 | 2270 | Rate Constraint in lbs/MMBtu | FALSE | L | Annual | Fuel Consumed | TBtu | 0 | 0 | 0 | 0 | 0 | 0 | 0 | 0
CT Fac. Spec. - NOX Rate Winter v.4.10 Final, Unit 1185 and retrofits | 276 | 2270 | Rate Constraint in lbs/MMBtu | FALSE | L | Annual | Rate | lb/MMBtu | 0 | 0 | 0 | 0 | 0 | 0 | 0 | 0
CT Fac. Spec. - NOX Rate Winter v.4.10 Final, Unit 1185 and retrofits | 276 | 2270 | Rate Constraint in lbs/MMBtu | FALSE | L | Annual | Generation | TWh | 0 | 0 | 0 | 0 | 0 | 0 | 0 | 0
CT Fac. Spec. - NOX Rate Winter v.4.10 Final, Unit 1185 and retrofits | 276 | 2270 | Rate Constraint in lbs/MMBtu | FALSE | L | Annual | Qualifying Generation | TWh | 0 | 0 | 0 | 0 | 0 | 0 | 0 | 0
CT Fac. Spec. - NOX Rate Winter v.4.10 Final, Unit 1185 and retrofits | 276 | 2270 | Rate Constraint in lbs/MMBtu | FALSE | L | Annual | Rate | lb/MWh | 0 | 0 | 0 | 0 | 0 | 0 | 0 | 0
CT Fac. Spec. - NOX Rate Winter v.4.10 Final, Unit 1185 and retrofits | 276 | 2270 | Rate Constraint in lbs/MMBtu | FALSE | L | Annual | Constraint Shadow Price | US2016$/Ton | 0 | 0 | 0 | 0 | 0 | 0 | 0 | 0
CT Fac. Spec. - NOX Rate Winter v.4.10 Final, Unit 1186 and retrofits | 277 | 2270 | Rate Constraint in lbs/MMBtu | FALSE | L | Annual | Seasons Included | Seasons | Winter, WintShld | Winter, WintShld | Winter, WintShld | Winter, WintShld | Winter, WintShld | Winter, WintShld | Winter, WintShld | Winter, WintShld
CT Fac. Spec. - NOX Rate Winter v.4.10 Final, Unit 1186 and retrofits | 277 | 2270 | Rate Constraint in lbs/MMBtu | FALSE | L | Annual | Standard NOX | lb/MMBtu | 0.15 | 0.15 | 0.15 | 0.15 | 0.15 | 0.15 | 0.15 | 0.15
CT Fac. Spec. - NOX Rate Winter v.4.10 Final, Unit 1186 and retrofits | 277 | 2270 | Rate Constraint in lbs/MMBtu | FALSE | L | Annual | Emissions at Affected Plants NOX | Thousand Tons | 0 | 0 | 0 | 0 | 0 | 0 | 0 | 0
CT Fac. Spec. - NOX Rate Winter v.4.10 Final, Unit 1186 and retrofits | 277 | 2270 | Rate Constraint in lbs/MMBtu | FALSE | L | Annual | Allowances Purchased NOX | Thousand Tons | 0 | 0 | 0 | 0 | 0 | 0 | 0 | 0
CT Fac. Spec. - NOX Rate Winter v.4.10 Final, Unit 1186 and retrofits | 277 | 2270 | Rate Constraint in lbs/MMBtu | FALSE | L | Annual | Allowances Sold NOX | Thousand Tons | 0 | 0 | 0 | 0 | 0 | 0 | 0 | 0
CT Fac. Spec. - NOX Rate Winter v.4.10 Final, Unit 1186 and retrofits | 277 | 2270 | Rate Constraint in lbs/MMBtu | FALSE | L | Annual | Allowances Banked | Thousand Tons | 0 | 0 | 0 | 0 | 0 | 0 | 0 | 0
CT Fac. Spec. - NOX Rate Winter v.4.10 Final, Unit 1186 and retrofits | 277 | 2270 | Rate Constraint in lbs/MMBtu | FALSE | L | Annual | Allowances Withdrawn (1:1) | Thousand Tons | 0 | 0 | 0 | 0 | 0 | 0 | 0 | 0
CT Fac. Spec. - NOX Rate Winter v.4.10 Final, Unit 1186 and retrofits | 277 | 2270 | Rate Constraint in lbs/MMBtu | FALSE | L | Annual | Allowances Withdrawn (n:1) | Thousand Tons | 0 | 0 | 0 | 0 | 0 | 0 | 0 | 0
CT Fac. Spec. - NOX Rate Winter v.4.10 Final, Unit 1186 and retrofits | 277 | 2270 | Rate Constraint in lbs/MMBtu | FALSE | L | Annual | Net Emissions Allowance Position | Thousand Tons | 0 | 0 | 0 | 0 | 0 | 0 | 0 | 0
CT Fac. Spec. - NOX Rate Winter v.4.10 Final, Unit 1186 and retrofits | 277 | 2270 | Rate Constraint in lbs/MMBtu | FALSE | L | Annual | Fuel Consumed | TBtu | 0 | 0 | 0 | 0 | 0 | 0 | 0 | 0
CT Fac. Spec. - NOX Rate Winter v.4.10 Final, Unit 1186 and retrofits | 277 | 2270 | Rate Constraint in lbs/MMBtu | FALSE | L | Annual | Rate | lb/MMBtu | 0 | 0 | 0 | 0 | 0 | 0 | 0 | 0
CT Fac. Spec. - NOX Rate Winter v.4.10 Final, Unit 1186 and retrofits | 277 | 2270 | Rate Constraint in lbs/MMBtu | FALSE | L | Annual | Generation | TWh | 0 | 0 | 0 | 0 | 0 | 0 | 0 | 0
CT Fac. Spec. - NOX Rate Winter v.4.10 Final, Unit 1186 and retrofits | 277 | 2270 | Rate Constraint in lbs/MMBtu | FALSE | L | Annual | Qualifying Generation | TWh | 0 | 0 | 0 | 0 | 0 | 0 | 0 | 0
CT Fac. Spec. - NOX Rate Winter v.4.10 Final, Unit 1186 and retrofits | 277 | 2270 | Rate Constraint in lbs/MMBtu | FALSE | L | Annual | Rate | lb/MWh | 0 | 0 | 0 | 0 | 0 | 0 | 0 | 0
CT Fac. Spec. - NOX Rate Winter v.4.10 Final, Unit 1186 and retrofits | 277 | 2270 | Rate Constraint in lbs/MMBtu | FALSE | L | Annual | Constraint Shadow Price | US2016$/Ton | 0 | 0 | 0 | 0 | 0 | 0 | 0 | 0
CT Fac. Spec. - NOX Rate Winter v.4.10 Final, Unit 1187 and retrofits | 278 | 2270 | Rate Constraint in lbs/MMBtu | FALSE | L | Annual | Seasons Included | Seasons | Winter, WintShld | Winter, WintShld | Winter, WintShld | Winter, WintShld | Winter, WintShld | Winter, WintShld | Winter, WintShld | Winter, WintShld
CT Fac. Spec. - NOX Rate Winter v.4.10 Final, Unit 1187 and retrofits | 278 | 2270 | Rate Constraint in lbs/MMBtu | FALSE | L | Annual | Standard NOX | lb/MMBtu | 0.15 | 0.15 | 0.15 | 0.15 | 0.15 | 0.15 | 0.15 | 0.15
CT Fac. Spec. - NOX Rate Winter v.4.10 Final, Unit 1187 and retrofits | 278 | 2270 | Rate Constraint in lbs/MMBtu | FALSE | L | Annual | Emissions at Affected Plants NOX | Thousand Tons | 0 | 0 | 0 | 0 | 0 | 0 | 0 | 0
CT Fac. Spec. - NOX Rate Winter v.4.10 Final, Unit 1187 and retrofits | 278 | 2270 | Rate Constraint in lbs/MMBtu | FALSE | L | Annual | Allowances Purchased NOX | Thousand Tons | 0 | 0 | 0 | 0 | 0 | 0 | 0 | 0
CT Fac. Spec. - NOX Rate Winter v.4.10 Final, Unit 1187 and retrofits | 278 | 2270 | Rate Constraint in lbs/MMBtu | FALSE | L | Annual | Allowances Sold NOX | Thousand Tons | 0 | 0 | 0 | 0 | 0 | 0 | 0 | 0
CT Fac. Spec. - NOX Rate Winter v.4.10 Final, Unit 1187 and retrofits | 278 | 2270 | Rate Constraint in lbs/MMBtu | FALSE | L | Annual | Allowances Banked | Thousand Tons | 0 | 0 | 0 | 0 | 0 | 0 | 0 | 0
CT Fac. Spec. - NOX Rate Winter v.4.10 Final, Unit 1187 and retrofits | 278 | 2270 | Rate Constraint in lbs/MMBtu | FALSE | L | Annual | Allowances Withdrawn (1:1) | Thousand Tons | 0 | 0 | 0 | 0 | 0 | 0 | 0 | 0
CT Fac. Spec. - NOX Rate Winter v.4.10 Final, Unit 1187 and retrofits | 278 | 2270 | Rate Constraint in lbs/MMBtu | FALSE | L | Annual | Allowances Withdrawn (n:1) | Thousand Tons | 0 | 0 | 0 | 0 | 0 | 0 | 0 | 0
CT Fac. Spec. - NOX Rate Winter v.4.10 Final, Unit 1187 and retrofits | 278 | 2270 | Rate Constraint in lbs/MMBtu | FALSE | L | Annual | Net Emissions Allowance Position | Thousand Tons | 0 | 0 | 0 | 0 | 0 | 0 | 0 | 0
CT Fac. Spec. - NOX Rate Winter v.4.10 Final, Unit 1187 and retrofits | 278 | 2270 | Rate Constraint in lbs/MMBtu | FALSE | L | Annual | Fuel Consumed | TBtu | 0 | 0 | 0 | 0 | 0 | 0 | 0 | 0
CT Fac. Spec. - NOX Rate Winter v.4.10 Final, Unit 1187 and retrofits | 278 | 2270 | Rate Constraint in lbs/MMBtu | FALSE | L | Annual | Rate | lb/MMBtu | 0 | 0 | 0 | 0 | 0 | 0 | 0 | 0
CT Fac. Spec. - NOX Rate Winter v.4.10 Final, Unit 1187 and retrofits | 278 | 2270 | Rate Constraint in lbs/MMBtu | FALSE | L | Annual | Generation | TWh | 0 | 0 | 0 | 0 | 0 | 0 | 0 | 0
CT Fac. Spec. - NOX Rate Winter v.4.10 Final, Unit 1187 and retrofits | 278 | 2270 | Rate Constraint in lbs/MMBtu | FALSE | L | Annual | Qualifying Generation | TWh | 0 | 0 | 0 | 0 | 0 | 0 | 0 | 0
CT Fac. Spec. - NOX Rate Winter v.4.10 Final, Unit 1187 and retrofits | 278 | 2270 | Rate Constraint in lbs/MMBtu | FALSE | L | Annual | Rate | lb/MWh | 0 | 0 | 0 | 0 | 0 | 0 | 0 | 0
CT Fac. Spec. - NOX Rate Winter v.4.10 Final, Unit 1187 and retrofits | 278 | 2270 | Rate Constraint in lbs/MMBtu | FALSE | L | Annual | Constraint Shadow Price | US2016$/Ton | 0 | 0 | 0 | 0 | 0 | 0 | 0 | 0
CT Fac. Spec. - NOX Rate Winter v.4.10 Final, Unit 1188 and retrofits | 279 | 2270 | Rate Constraint in lbs/MMBtu | FALSE | L | Annual | Seasons Included | Seasons | Winter, WintShld | Winter, WintShld | Winter, WintShld | Winter, WintShld | Winter, WintShld | Winter, WintShld | Winter, WintShld | Winter, WintShld
CT Fac. Spec. - NOX Rate Winter v.4.10 Final, Unit 1188 and retrofits | 279 | 2270 | Rate Constraint in lbs/MMBtu | FALSE | L | Annual | Standard NOX | lb/MMBtu | 0.15 | 0.15 | 0.15 | 0.15 | 0.15 | 0.15 | 0.15 | 0.15
CT Fac. Spec. - NOX Rate Winter v.4.10 Final, Unit 1188 and retrofits | 279 | 2270 | Rate Constraint in lbs/MMBtu | FALSE | L | Annual | Emissions at Affected Plants NOX | Thousand Tons | 0 | 0 | 0 | 0 | 0 | 0 | 0 | 0
CT Fac. Spec. - NOX Rate Winter v.4.10 Final, Unit 1188 and retrofits | 279 | 2270 | Rate Constraint in lbs/MMBtu | FALSE | L | Annual | Allowances Purchased NOX | Thousand Tons | 0 | 0 | 0 | 0 | 0 | 0 | 0 | 0
CT Fac. Spec. - NOX Rate Winter v.4.10 Final, Unit 1188 and retrofits | 279 | 2270 | Rate Constraint in lbs/MMBtu | FALSE | L | Annual | Allowances Sold NOX | Thousand Tons | 0 | 0 | 0 | 0 | 0 | 0 | 0 | 0
CT Fac. Spec. - NOX Rate Winter v.4.10 Final, Unit 1188 and retrofits | 279 | 2270 | Rate Constraint in lbs/MMBtu | FALSE | L | Annual | Allowances Banked | Thousand Tons | 0 | 0 | 0 | 0 | 0 | 0 | 0 | 0
CT Fac. Spec. - NOX Rate Winter v.4.10 Final, Unit 1188 and retrofits | 279 | 2270 | Rate Constraint in lbs/MMBtu | FALSE | L | Annual | Allowances Withdrawn (1:1) | Thousand Tons | 0 | 0 | 0 | 0 | 0 | 0 | 0 | 0
CT Fac. Spec. - NOX Rate Winter v.4.10 Final, Unit 1188 and retrofits | 279 | 2270 | Rate Constraint in lbs/MMBtu | FALSE | L | Annual | Allowances Withdrawn (n:1) | Thousand Tons | 0 | 0 | 0 | 0 | 0 | 0 | 0 | 0
CT Fac. Spec. - NOX Rate Winter v.4.10 Final, Unit 1188 and retrofits | 279 | 2270 | Rate Constraint in lbs/MMBtu | FALSE | L | Annual | Net Emissions Allowance Position | Thousand Tons | 0 | 0 | 0 | 0 | 0 | 0 | 0 | 0
CT Fac. Spec. - NOX Rate Winter v.4.10 Final, Unit 1188 and retrofits | 279 | 2270 | Rate Constraint in lbs/MMBtu | FALSE | L | Annual | Fuel Consumed | TBtu | 0 | 0 | 0 | 0 | 0 | 0 | 0 | 0
CT Fac. Spec. - NOX Rate Winter v.4.10 Final, Unit 1188 and retrofits | 279 | 2270 | Rate Constraint in lbs/MMBtu | FALSE | L | Annual | Rate | lb/MMBtu | 0 | 0 | 0 | 0 | 0 | 0 | 0 | 0
CT Fac. Spec. - NOX Rate Winter v.4.10 Final, Unit 1188 and retrofits | 279 | 2270 | Rate Constraint in lbs/MMBtu | FALSE | L | Annual | Generation | TWh | 0 | 0 | 0 | 0 | 0 | 0 | 0 | 0
CT Fac. Spec. - NOX Rate Winter v.4.10 Final, Unit 1188 and retrofits | 279 | 2270 | Rate Constraint in lbs/MMBtu | FALSE | L | Annual | Qualifying Generation | TWh | 0 | 0 | 0 | 0 | 0 | 0 | 0 | 0
CT Fac. Spec. - NOX Rate Winter v.4.10 Final, Unit 1188 and retrofits | 279 | 2270 | Rate Constraint in lbs/MMBtu | FALSE | L | Annual | Rate | lb/MWh | 0 | 0 | 0 | 0 | 0 | 0 | 0 | 0
CT Fac. Spec. - NOX Rate Winter v.4.10 Final, Unit 1188 and retrofits | 279 | 2270 | Rate Constraint in lbs/MMBtu | FALSE | L | Annual | Constraint Shadow Price | US2016$/Ton | 0 | 0 | 0 | 0 | 0 | 0 | 0 | 0
CT Fac. Spec. - NOX Rate Winter v.4.10 Final, Unit 1189 and retrofits | 280 | 2270 | Rate Constraint in lbs/MMBtu | FALSE | L | Annual | Seasons Included | Seasons | Winter, WintShld | Winter, WintShld | Winter, WintShld | Winter, WintShld | Winter, WintShld | Winter, WintShld | Winter, WintShld | Winter, WintShld
CT Fac. Spec. - NOX Rate Winter v.4.10 Final, Unit 1189 and retrofits | 280 | 2270 | Rate Constraint in lbs/MMBtu | FALSE | L | Annual | Standard NOX | lb/MMBtu | 0.15 | 0.15 | 0.15 | 0.15 | 0.15 | 0.15 | 0.15 | 0.15
CT Fac. Spec. - NOX Rate Winter v.4.10 Final, Unit 1189 and retrofits | 280 | 2270 | Rate Constraint in lbs/MMBtu | FALSE | L | Annual | Emissions at Affected Plants NOX | Thousand Tons | 0 | 0 | 0 | 0 | 0 | 0 | 0 | 0
CT Fac. Spec. - NOX Rate Winter v.4.10 Final, Unit 1189 and retrofits | 280 | 2270 | Rate Constraint in lbs/MMBtu | FALSE | L | Annual | Allowances Purchased NOX | Thousand Tons | 0 | 0 | 0 | 0 | 0 | 0 | 0 | 0
CT Fac. Spec. - NOX Rate Winter v.4.10 Final, Unit 1189 and retrofits | 280 | 2270 | Rate Constraint in lbs/MMBtu | FALSE | L | Annual | Allowances Sold NOX | Thousand Tons | 0 | 0 | 0 | 0 | 0 | 0 | 0 | 0
CT Fac. Spec. - NOX Rate Winter v.4.10 Final, Unit 1189 and retrofits | 280 | 2270 | Rate Constraint in lbs/MMBtu | FALSE | L | Annual | Allowances Banked | Thousand Tons | 0 | 0 | 0 | 0 | 0 | 0 | 0 | 0
CT Fac. Spec. - NOX Rate Winter v.4.10 Final, Unit 1189 and retrofits | 280 | 2270 | Rate Constraint in lbs/MMBtu | FALSE | L | Annual | Allowances Withdrawn (1:1) | Thousand Tons | 0 | 0 | 0 | 0 | 0 | 0 | 0 | 0
CT Fac. Spec. - NOX Rate Winter v.4.10 Final, Unit 1189 and retrofits | 280 | 2270 | Rate Constraint in lbs/MMBtu | FALSE | L | Annual | Allowances Withdrawn (n:1) | Thousand Tons | 0 | 0 | 0 | 0 | 0 | 0 | 0 | 0
CT Fac. Spec. - NOX Rate Winter v.4.10 Final, Unit 1189 and retrofits | 280 | 2270 | Rate Constraint in lbs/MMBtu | FALSE | L | Annual | Net Emissions Allowance Position | Thousand Tons | 0 | 0 | 0 | 0 | 0 | 0 | 0 | 0
CT Fac. Spec. - NOX Rate Winter v.4.10 Final, Unit 1189 and retrofits | 280 | 2270 | Rate Constraint in lbs/MMBtu | FALSE | L | Annual | Fuel Consumed | TBtu | 0 | 0 | 0 | 0 | 0 | 0 | 0 | 0
CT Fac. Spec. - NOX Rate Winter v.4.10 Final, Unit 1189 and retrofits | 280 | 2270 | Rate Constraint in lbs/MMBtu | FALSE | L | Annual | Rate | lb/MMBtu | 0 | 0 | 0 | 0 | 0 | 0 | 0 | 0
CT Fac. Spec. - NOX Rate Winter v.4.10 Final, Unit 1189 and retrofits | 280 | 2270 | Rate Constraint in lbs/MMBtu | FALSE | L | Annual | Generation | TWh | 0 | 0 | 0 | 0 | 0 | 0 | 0 | 0
CT Fac. Spec. - NOX Rate Winter v.4.10 Final, Unit 1189 and retrofits | 280 | 2270 | Rate Constraint in lbs/MMBtu | FALSE | L | Annual | Qualifying Generation | TWh | 0 | 0 | 0 | 0 | 0 | 0 | 0 | 0
CT Fac. Spec. - NOX Rate Winter v.4.10 Final, Unit 1189 and retrofits | 280 | 2270 | Rate Constraint in lbs/MMBtu | FALSE | L | Annual | Rate | lb/MWh | 0 | 0 | 0 | 0 | 0 | 0 | 0 | 0
CT Fac. Spec. - NOX Rate Winter v.4.10 Final, Unit 1189 and retrofits | 280 | 2270 | Rate Constraint in lbs/MMBtu | FALSE | L | Annual | Constraint Shadow Price | US2016$/Ton | 0 | 0 | 0 | 0 | 0 | 0 | 0 | 0
CT Fac. Spec. - NOX Rate Winter v.4.10 Final, Unit 1190 and retrofits | 281 | 2270 | Rate Constraint in lbs/MMBtu | FALSE | L | Annual | Seasons Included | Seasons | Winter, WintShld | Winter, WintShld | Winter, WintShld | Winter, WintShld | Winter, WintShld | Winter, WintShld | Winter, WintShld | Winter, WintShld
CT Fac. Spec. - NOX Rate Winter v.4.10 Final, Unit 1190 and retrofits | 281 | 2270 | Rate Constraint in lbs/MMBtu | FALSE | L | Annual | Standard NOX | lb/MMBtu | 0.15 | 0.15 | 0.15 | 0.15 | 0.15 | 0.15 | 0.15 | 0.15
CT Fac. Spec. - NOX Rate Winter v.4.10 Final, Unit 1190 and retrofits | 281 | 2270 | Rate Constraint in lbs/MMBtu | FALSE | L | Annual | Emissions at Affected Plants NOX | Thousand Tons | 0 | 0 | 0 | 0 | 0 | 0 | 0 | 0
CT Fac. Spec. - NOX Rate Winter v.4.10 Final, Unit 1190 and retrofits | 281 | 2270 | Rate Constraint in lbs/MMBtu | FALSE | L | Annual | Allowances Purchased NOX | Thousand Tons | 0 | 0 | 0 | 0 | 0 | 0 | 0 | 0
CT Fac. Spec. - NOX Rate Winter v.4.10 Final, Unit 1190 and retrofits | 281 | 2270 | Rate Constraint in lbs/MMBtu | FALSE | L | Annual | Allowances Sold NOX | Thousand Tons | 0 | 0 | 0 | 0 | 0 | 0 | 0 | 0
CT Fac. Spec. - NOX Rate Winter v.4.10 Final, Unit 1190 and retrofits | 281 | 2270 | Rate Constraint in lbs/MMBtu | FALSE | L | Annual | Allowances Banked | Thousand Tons | 0 | 0 | 0 | 0 | 0 | 0 | 0 | 0
CT Fac. Spec. - NOX Rate Winter v.4.10 Final, Unit 1190 and retrofits | 281 | 2270 | Rate Constraint in lbs/MMBtu | FALSE | L | Annual | Allowances Withdrawn (1:1) | Thousand Tons | 0 | 0 | 0 | 0 | 0 | 0 | 0 | 0
CT Fac. Spec. - NOX Rate Winter v.4.10 Final, Unit 1190 and retrofits | 281 | 2270 | Rate Constraint in lbs/MMBtu | FALSE | L | Annual | Allowances Withdrawn (n:1) | Thousand Tons | 0 | 0 | 0 | 0 | 0 | 0 | 0 | 0
CT Fac. Spec. - NOX Rate Winter v.4.10 Final, Unit 1190 and retrofits | 281 | 2270 | Rate Constraint in lbs/MMBtu | FALSE | L | Annual | Net Emissions Allowance Position | Thousand Tons | 0 | 0 | 0 | 0 | 0 | 0 | 0 | 0
CT Fac. Spec. - NOX Rate Winter v.4.10 Final, Unit 1190 and retrofits | 281 | 2270 | Rate Constraint in lbs/MMBtu | FALSE | L | Annual | Fuel Consumed | TBtu | 0 | 0 | 0 | 0 | 0 | 0 | 0 | 0
CT Fac. Spec. - NOX Rate Winter v.4.10 Final, Unit 1190 and retrofits | 281 | 2270 | Rate Constraint in lbs/MMBtu | FALSE | L | Annual | Rate | lb/MMBtu | 0 | 0 | 0 | 0 | 0 | 0 | 0 | 0
CT Fac. Spec. - NOX Rate Winter v.4.10 Final, Unit 1190 and retrofits | 281 | 2270 | Rate Constraint in lbs/MMBtu | FALSE | L | Annual | Generation | TWh | 0 | 0 | 0 | 0 | 0 | 0 | 0 | 0
CT Fac. Spec. - NOX Rate Winter v.4.10 Final, Unit 1190 and retrofits | 281 | 2270 | Rate Constraint in lbs/MMBtu | FALSE | L | Annual | Qualifying Generation | TWh | 0 | 0 | 0 | 0 | 0 | 0 | 0 | 0
CT Fac. Spec. - NOX Rate Winter v.4.10 Final, Unit 1190 and retrofits | 281 | 2270 | Rate Constraint in lbs/MMBtu | FALSE | L | Annual | Rate | lb/MWh | 0 | 0 | 0 | 0 | 0 | 0 | 0 | 0
CT Fac. Spec. - NOX Rate Winter v.4.10 Final, Unit 1190 and retrofits | 281 | 2270 | Rate Constraint in lbs/MMBtu | FALSE | L | Annual | Constraint Shadow Price | US2016$/Ton | 0 | 0 | 0 | 0 | 0 | 0 | 0 | 0
CT Fac. Spec. - NOX Rate Winter v.4.10 Final, Unit 1191 and retrofits | 282 | 2270 | Rate Constraint in lbs/MMBtu | FALSE | L | Annual | Seasons Included | Seasons | Winter, WintShld | Winter, WintShld | Winter, WintShld | Winter, WintShld | Winter, WintShld | Winter, WintShld | Winter, WintShld | Winter, WintShld
CT Fac. Spec. - NOX Rate Winter v.4.10 Final, Unit 1191 and retrofits | 282 | 2270 | Rate Constraint in lbs/MMBtu | FALSE | L | Annual | Standard NOX | lb/MMBtu | 0.15 | 0.15 | 0.15 | 0.15 | 0.15 | 0.15 | 0.15 | 0.15
CT Fac. Spec. - NOX Rate Winter v.4.10 Final, Unit 1191 and retrofits | 282 | 2270 | Rate Constraint in lbs/MMBtu | FALSE | L | Annual | Emissions at Affected Plants NOX | Thousand Tons | 0 | 0 | 0 | 0 | 0 | 0 | 0 | 0
CT Fac. Spec. - NOX Rate Winter v.4.10 Final, Unit 1191 and retrofits | 282 | 2270 | Rate Constraint in lbs/MMBtu | FALSE | L | Annual | Allowances Purchased NOX | Thousand Tons | 0 | 0 | 0 | 0 | 0 | 0 | 0 | 0
CT Fac. Spec. - NOX Rate Winter v.4.10 Final, Unit 1191 and retrofits | 282 | 2270 | Rate Constraint in lbs/MMBtu | FALSE | L | Annual | Allowances Sold NOX | Thousand Tons | 0 | 0 | 0 | 0 | 0 | 0 | 0 | 0
CT Fac. Spec. - NOX Rate Winter v.4.10 Final, Unit 1191 and retrofits | 282 | 2270 | Rate Constraint in lbs/MMBtu | FALSE | L | Annual | Allowances Banked | Thousand Tons | 0 | 0 | 0 | 0 | 0 | 0 | 0 | 0
CT Fac. Spec. - NOX Rate Winter v.4.10 Final, Unit 1191 and retrofits | 282 | 2270 | Rate Constraint in lbs/MMBtu | FALSE | L | Annual | Allowances Withdrawn (1:1) | Thousand Tons | 0 | 0 | 0 | 0 | 0 | 0 | 0 | 0
CT Fac. Spec. - NOX Rate Winter v.4.10 Final, Unit 1191 and retrofits | 282 | 2270 | Rate Constraint in lbs/MMBtu | FALSE | L | Annual | Allowances Withdrawn (n:1) | Thousand Tons | 0 | 0 | 0 | 0 | 0 | 0 | 0 | 0
CT Fac. Spec. - NOX Rate Winter v.4.10 Final, Unit 1191 and retrofits | 282 | 2270 | Rate Constraint in lbs/MMBtu | FALSE | L | Annual | Net Emissions Allowance Position | Thousand Tons | 0 | 0 | 0 | 0 | 0 | 0 | 0 | 0
CT Fac. Spec. - NOX Rate Winter v.4.10 Final, Unit 1191 and retrofits | 282 | 2270 | Rate Constraint in lbs/MMBtu | FALSE | L | Annual | Fuel Consumed | TBtu | 0 | 0 | 0 | 0 | 0 | 0 | 0 | 0
CT Fac. Spec. - NOX Rate Winter v.4.10 Final, Unit 1191 and retrofits | 282 | 2270 | Rate Constraint in lbs/MMBtu | FALSE | L | Annual | Rate | lb/MMBtu | 0 | 0 | 0 | 0 | 0 | 0 | 0 | 0
CT Fac. Spec. - NOX Rate Winter v.4.10 Final, Unit 1191 and retrofits | 282 | 2270 | Rate Constraint in lbs/MMBtu | FALSE | L | Annual | Generation | TWh | 0 | 0 | 0 | 0 | 0 | 0 | 0 | 0
CT Fac. Spec. - NOX Rate Winter v.4.10 Final, Unit 1191 and retrofits | 282 | 2270 | Rate Constraint in lbs/MMBtu | FALSE | L | Annual | Qualifying Generation | TWh | 0 | 0 | 0 | 0 | 0 | 0 | 0 | 0
CT Fac. Spec. - NOX Rate Winter v.4.10 Final, Unit 1191 and retrofits | 282 | 2270 | Rate Constraint in lbs/MMBtu | FALSE | L | Annual | Rate | lb/MWh | 0 | 0 | 0 | 0 | 0 | 0 | 0 | 0
CT Fac. Spec. - NOX Rate Winter v.4.10 Final, Unit 1191 and retrofits | 282 | 2270 | Rate Constraint in lbs/MMBtu | FALSE | L | Annual | Constraint Shadow Price | US2016$/Ton | 0 | 0 | 0 | 0 | 0 | 0 | 0 | 0
CT Fac. Spec. - NOX Rate Winter v.4.10 Final, Unit 1192 and retrofits | 283 | 2270 | Rate Constraint in lbs/MMBtu | FALSE | L | Annual | Seasons Included | Seasons | Winter, WintShld | Winter, WintShld | Winter, WintShld | Winter, WintShld | Winter, WintShld | Winter, WintShld | Winter, WintShld | Winter, WintShld
CT Fac. Spec. - NOX Rate Winter v.4.10 Final, Unit 1192 and retrofits | 283 | 2270 | Rate Constraint in lbs/MMBtu | FALSE | L | Annual | Standard NOX | lb/MMBtu | 0.15 | 0.15 | 0.15 | 0.15 | 0.15 | 0.15 | 0.15 | 0.15
CT Fac. Spec. - NOX Rate Winter v.4.10 Final, Unit 1192 and retrofits | 283 | 2270 | Rate Constraint in lbs/MMBtu | FALSE | L | Annual | Emissions at Affected Plants NOX | Thousand Tons | 0 | 0 | 0 | 0 | 0 | 0 | 0 | 0
CT Fac. Spec. - NOX Rate Winter v.4.10 Final, Unit 1192 and retrofits | 283 | 2270 | Rate Constraint in lbs/MMBtu | FALSE | L | Annual | Allowances Purchased NOX | Thousand Tons | 0 | 0 | 0 | 0 | 0 | 0 | 0 | 0
CT Fac. Spec. - NOX Rate Winter v.4.10 Final, Unit 1192 and retrofits | 283 | 2270 | Rate Constraint in lbs/MMBtu | FALSE | L | Annual | Allowances Sold NOX | Thousand Tons | 0 | 0 | 0 | 0 | 0 | 0 | 0 | 0
CT Fac. Spec. - NOX Rate Winter v.4.10 Final, Unit 1192 and retrofits | 283 | 2270 | Rate Constraint in lbs/MMBtu | FALSE | L | Annual | Allowances Banked | Thousand Tons | 0 | 0 | 0 | 0 | 0 | 0 | 0 | 0
CT Fac. Spec. - NOX Rate Winter v.4.10 Final, Unit 1192 and retrofits | 283 | 2270 | Rate Constraint in lbs/MMBtu | FALSE | L | Annual | Allowances Withdrawn (1:1) | Thousand Tons | 0 | 0 | 0 | 0 | 0 | 0 | 0 | 0
CT Fac. Spec. - NOX Rate Winter v.4.10 Final, Unit 1192 and retrofits | 283 | 2270 | Rate Constraint in lbs/MMBtu | FALSE | L | Annual | Allowances Withdrawn (n:1) | Thousand Tons | 0 | 0 | 0 | 0 | 0 | 0 | 0 | 0
CT Fac. Spec. - NOX Rate Winter v.4.10 Final, Unit 1192 and retrofits | 283 | 2270 | Rate Constraint in lbs/MMBtu | FALSE | L | Annual | Net Emissions Allowance Position | Thousand Tons | 0 | 0 | 0 | 0 | 0 | 0 | 0 | 0
CT Fac. Spec. - NOX Rate Winter v.4.10 Final, Unit 1192 and retrofits | 283 | 2270 | Rate Constraint in lbs/MMBtu | FALSE | L | Annual | Fuel Consumed | TBtu | 0 | 0 | 0 | 0 | 0 | 0 | 0 | 0
CT Fac. Spec. - NOX Rate Winter v.4.10 Final, Unit 1192 and retrofits | 283 | 2270 | Rate Constraint in lbs/MMBtu | FALSE | L | Annual | Rate | lb/MMBtu | 0 | 0 | 0 | 0 | 0 | 0 | 0 | 0
CT Fac. Spec. - NOX Rate Winter v.4.10 Final, Unit 1192 and retrofits | 283 | 2270 | Rate Constraint in lbs/MMBtu | FALSE | L | Annual | Generation | TWh | 0 | 0 | 0 | 0 | 0 | 0 | 0 | 0
CT Fac. Spec. - NOX Rate Winter v.4.10 Final, Unit 1192 and retrofits | 283 | 2270 | Rate Constraint in lbs/MMBtu | FALSE | L | Annual | Qualifying Generation | TWh | 0 | 0 | 0 | 0 | 0 | 0 | 0 | 0
CT Fac. Spec. - NOX Rate Winter v.4.10 Final, Unit 1192 and retrofits | 283 | 2270 | Rate Constraint in lbs/MMBtu | FALSE | L | Annual | Rate | lb/MWh | 0 | 0 | 0 | 0 | 0 | 0 | 0 | 0
CT Fac. Spec. - NOX Rate Winter v.4.10 Final, Unit 1192 and retrofits | 283 | 2270 | Rate Constraint in lbs/MMBtu | FALSE | L | Annual | Constraint Shadow Price | US2016$/Ton | 0 | 0 | 0 | 0 | 0 | 0 | 0 | 0
CT Fac. Spec. - NOX Rate Winter v.4.10 Final, Unit 1193 and retrofits | 284 | 2270 | Rate Constraint in lbs/MMBtu | FALSE | L | Annual | Seasons Included | Seasons | Winter, WintShld | Winter, WintShld | Winter, WintShld | Winter, WintShld | Winter, WintShld | Winter, WintShld | Winter, WintShld | Winter, WintShld
CT Fac. Spec. - NOX Rate Winter v.4.10 Final, Unit 1193 and retrofits | 284 | 2270 | Rate Constraint in lbs/MMBtu | FALSE | L | Annual | Standard NOX | lb/MMBtu | 0.15 | 0.15 | 0.15 | 0.15 | 0.15 | 0.15 | 0.15 | 0.15
CT Fac. Spec. - NOX Rate Winter v.4.10 Final, Unit 1193 and retrofits | 284 | 2270 | Rate Constraint in lbs/MMBtu | FALSE | L | Annual | Emissions at Affected Plants NOX | Thousand Tons | 0 | 0 | 0 | 0 | 0 | 0 | 0 | 0
CT Fac. Spec. - NOX Rate Winter v.4.10 Final, Unit 1193 and retrofits | 284 | 2270 | Rate Constraint in lbs/MMBtu | FALSE | L | Annual | Allowances Purchased NOX | Thousand Tons | 0 | 0 | 0 | 0 | 0 | 0 | 0 | 0
CT Fac. Spec. - NOX Rate Winter v.4.10 Final, Unit 1193 and retrofits | 284 | 2270 | Rate Constraint in lbs/MMBtu | FALSE | L | Annual | Allowances Sold NOX | Thousand Tons | 0 | 0 | 0 | 0 | 0 | 0 | 0 | 0
CT Fac. Spec. - NOX Rate Winter v.4.10 Final, Unit 1193 and retrofits | 284 | 2270 | Rate Constraint in lbs/MMBtu | FALSE | L | Annual | Allowances Banked | Thousand Tons | 0 | 0 | 0 | 0 | 0 | 0 | 0 | 0
CT Fac. Spec. - NOX Rate Winter v.4.10 Final, Unit 1193 and retrofits | 284 | 2270 | Rate Constraint in lbs/MMBtu | FALSE | L | Annual | Allowances Withdrawn (1:1) | Thousand Tons | 0 | 0 | 0 | 0 | 0 | 0 | 0 | 0
CT Fac. Spec. - NOX Rate Winter v.4.10 Final, Unit 1193 and retrofits | 284 | 2270 | Rate Constraint in lbs/MMBtu | FALSE | L | Annual | Allowances Withdrawn (n:1) | Thousand Tons | 0 | 0 | 0 | 0 | 0 | 0 | 0 | 0
CT Fac. Spec. - NOX Rate Winter v.4.10 Final, Unit 1193 and retrofits | 284 | 2270 | Rate Constraint in lbs/MMBtu | FALSE | L | Annual | Net Emissions Allowance Position | Thousand Tons | 0 | 0 | 0 | 0 | 0 | 0 | 0 | 0
CT Fac. Spec. - NOX Rate Winter v.4.10 Final, Unit 1193 and retrofits | 284 | 2270 | Rate Constraint in lbs/MMBtu | FALSE | L | Annual | Fuel Consumed | TBtu | 0 | 0 | 0 | 0 | 0 | 0 | 0 | 0
CT Fac. Spec. - NOX Rate Winter v.4.10 Final, Unit 1193 and retrofits | 284 | 2270 | Rate Constraint in lbs/MMBtu | FALSE | L | Annual | Rate | lb/MMBtu | 0 | 0 | 0 | 0 | 0 | 0 | 0 | 0
CT Fac. Spec. - NOX Rate Winter v.4.10 Final, Unit 1193 and retrofits | 284 | 2270 | Rate Constraint in lbs/MMBtu | FALSE | L | Annual | Generation | TWh | 0 | 0 | 0 | 0 | 0 | 0 | 0 | 0
CT Fac. Spec. - NOX Rate Winter v.4.10 Final, Unit 1193 and retrofits | 284 | 2270 | Rate Constraint in lbs/MMBtu | FALSE | L | Annual | Qualifying Generation | TWh | 0 | 0 | 0 | 0 | 0 | 0 | 0 | 0
CT Fac. Spec. - NOX Rate Winter v.4.10 Final, Unit 1193 and retrofits | 284 | 2270 | Rate Constraint in lbs/MMBtu | FALSE | L | Annual | Rate | lb/MWh | 0 | 0 | 0 | 0 | 0 | 0 | 0 | 0
CT Fac. Spec. - NOX Rate Winter v.4.10 Final, Unit 1193 and retrofits | 284 | 2270 | Rate Constraint in lbs/MMBtu | FALSE | L | Annual | Constraint Shadow Price | US2016$/Ton | 0 | 0 | 0 | 0 | 0 | 0 | 0 | 0
CT Fac. Spec. - NOX Rate Winter v.4.10 Final, Unit 1194 and retrofits | 285 | 2270 | Rate Constraint in lbs/MMBtu | FALSE | L | Annual | Seasons Included | Seasons | Winter, WintShld | Winter, WintShld | Winter, WintShld | Winter, WintShld | Winter, WintShld | Winter, WintShld | Winter, WintShld | Winter, WintShld
CT Fac. Spec. - NOX Rate Winter v.4.10 Final, Unit 1194 and retrofits | 285 | 2270 | Rate Constraint in lbs/MMBtu | FALSE | L | Annual | Standard NOX | lb/MMBtu | 0.15 | 0.15 | 0.15 | 0.15 | 0.15 | 0.15 | 0.15 | 0.15
CT Fac. Spec. - NOX Rate Winter v.4.10 Final, Unit 1194 and retrofits | 285 | 2270 | Rate Constraint in lbs/MMBtu | FALSE | L | Annual | Emissions at Affected Plants NOX | Thousand Tons | 0 | 0 | 0 | 0 | 0 | 0 | 0 | 0
CT Fac. Spec. - NOX Rate Winter v.4.10 Final, Unit 1194 and retrofits | 285 | 2270 | Rate Constraint in lbs/MMBtu | FALSE | L | Annual | Allowances Purchased NOX | Thousand Tons | 0 | 0 | 0 | 0 | 0 | 0 | 0 | 0
CT Fac. Spec. - NOX Rate Winter v.4.10 Final, Unit 1194 and retrofits | 285 | 2270 | Rate Constraint in lbs/MMBtu | FALSE | L | Annual | Allowances Sold NOX | Thousand Tons | 0 | 0 | 0 | 0 | 0 | 0 | 0 | 0
CT Fac. Spec. - NOX Rate Winter v.4.10 Final, Unit 1194 and retrofits | 285 | 2270 | Rate Constraint in lbs/MMBtu | FALSE | L | Annual | Allowances Banked | Thousand Tons | 0 | 0 | 0 | 0 | 0 | 0 | 0 | 0
CT Fac. Spec. - NOX Rate Winter v.4.10 Final, Unit 1194 and retrofits | 285 | 2270 | Rate Constraint in lbs/MMBtu | FALSE | L | Annual | Allowances Withdrawn (1:1) | Thousand Tons | 0 | 0 | 0 | 0 | 0 | 0 | 0 | 0
CT Fac. Spec. - NOX Rate Winter v.4.10 Final, Unit 1194 and retrofits | 285 | 2270 | Rate Constraint in lbs/MMBtu | FALSE | L | Annual | Allowances Withdrawn (n:1) | Thousand Tons | 0 | 0 | 0 | 0 | 0 | 0 | 0 | 0
CT Fac. Spec. - NOX Rate Winter v.4.10 Final, Unit 1194 and retrofits | 285 | 2270 | Rate Constraint in lbs/MMBtu | FALSE | L | Annual | Net Emissions Allowance Position | Thousand Tons | 0 | 0 | 0 | 0 | 0 | 0 | 0 | 0
CT Fac. Spec. - NOX Rate Winter v.4.10 Final, Unit 1194 and retrofits | 285 | 2270 | Rate Constraint in lbs/MMBtu | FALSE | L | Annual | Fuel Consumed | TBtu | 0 | 0 | 0 | 0 | 0 | 0 | 0 | 0
CT Fac. Spec. - NOX Rate Winter v.4.10 Final, Unit 1194 and retrofits | 285 | 2270 | Rate Constraint in lbs/MMBtu | FALSE | L | Annual | Rate | lb/MMBtu | 0 | 0 | 0 | 0 | 0 | 0 | 0 | 0
CT Fac. Spec. - NOX Rate Winter v.4.10 Final, Unit 1194 and retrofits | 285 | 2270 | Rate Constraint in lbs/MMBtu | FALSE | L | Annual | Generation | TWh | 0 | 0 | 0 | 0 | 0 | 0 | 0 | 0
CT Fac. Spec. - NOX Rate Winter v.4.10 Final, Unit 1194 and retrofits | 285 | 2270 | Rate Constraint in lbs/MMBtu | FALSE | L | Annual | Qualifying Generation | TWh | 0 | 0 | 0 | 0 | 0 | 0 | 0 | 0
CT Fac. Spec. - NOX Rate Winter v.4.10 Final, Unit 1194 and retrofits | 285 | 2270 | Rate Constraint in lbs/MMBtu | FALSE | L | Annual | Rate | lb/MWh | 0 | 0 | 0 | 0 | 0 | 0 | 0 | 0
CT Fac. Spec. - NOX Rate Winter v.4.10 Final, Unit 1194 and retrofits | 285 | 2270 | Rate Constraint in lbs/MMBtu | FALSE | L | Annual | Constraint Shadow Price | US2016$/Ton | 0 | 0 | 0 | 0 | 0 | 0 | 0 | 0
CT Fac. Spec. - NOX Rate Winter v.4.10 Final, Unit 1195 and retrofits | 286 | 2270 | Rate Constraint in lbs/MMBtu | FALSE | L | Annual | Seasons Included | Seasons | Winter, WintShld | Winter, WintShld | Winter, WintShld | Winter, WintShld | Winter, WintShld | Winter, WintShld | Winter, WintShld | Winter, WintShld
CT Fac. Spec. - NOX Rate Winter v.4.10 Final, Unit 1195 and retrofits | 286 | 2270 | Rate Constraint in lbs/MMBtu | FALSE | L | Annual | Standard NOX | lb/MMBtu | 0.15 | 0.15 | 0.15 | 0.15 | 0.15 | 0.15 | 0.15 | 0.15
CT Fac. Spec. - NOX Rate Winter v.4.10 Final, Unit 1195 and retrofits | 286 | 2270 | Rate Constraint in lbs/MMBtu | FALSE | L | Annual | Emissions at Affected Plants NOX | Thousand Tons | 0 | 0 | 0 | 0 | 0 | 0 | 0 | 0
CT Fac. Spec. - NOX Rate Winter v.4.10 Final, Unit 1195 and retrofits | 286 | 2270 | Rate Constraint in lbs/MMBtu | FALSE | L | Annual | Allowances Purchased NOX | Thousand Tons | 0 | 0 | 0 | 0 | 0 | 0 | 0 | 0
CT Fac. Spec. - NOX Rate Winter v.4.10 Final, Unit 1195 and retrofits | 286 | 2270 | Rate Constraint in lbs/MMBtu | FALSE | L | Annual | Allowances Sold NOX | Thousand Tons | 0 | 0 | 0 | 0 | 0 | 0 | 0 | 0
CT Fac. Spec. - NOX Rate Winter v.4.10 Final, Unit 1195 and retrofits | 286 | 2270 | Rate Constraint in lbs/MMBtu | FALSE | L | Annual | Allowances Banked | Thousand Tons | 0 | 0 | 0 | 0 | 0 | 0 | 0 | 0
CT Fac. Spec. - NOX Rate Winter v.4.10 Final, Unit 1195 and retrofits | 286 | 2270 | Rate Constraint in lbs/MMBtu | FALSE | L | Annual | Allowances Withdrawn (1:1) | Thousand Tons | 0 | 0 | 0 | 0 | 0 | 0 | 0 | 0
CT Fac. Spec. - NOX Rate Winter v.4.10 Final, Unit 1195 and retrofits | 286 | 2270 | Rate Constraint in lbs/MMBtu | FALSE | L | Annual | Allowances Withdrawn (n:1) | Thousand Tons | 0 | 0 | 0 | 0 | 0 | 0 | 0 | 0
CT Fac. Spec. - NOX Rate Winter v.4.10 Final, Unit 1195 and retrofits | 286 | 2270 | Rate Constraint in lbs/MMBtu | FALSE | L | Annual | Net Emissions Allowance Position | Thousand Tons | 0 | 0 | 0 | 0 | 0 | 0 | 0 | 0
CT Fac. Spec. - NOX Rate Winter v.4.10 Final, Unit 1195 and retrofits | 286 | 2270 | Rate Constraint in lbs/MMBtu | FALSE | L | Annual | Fuel Consumed | TBtu | 0 | 0 | 0 | 0 | 0 | 0 | 0 | 0
CT Fac. Spec. - NOX Rate Winter v.4.10 Final, Unit 1195 and retrofits | 286 | 2270 | Rate Constraint in lbs/MMBtu | FALSE | L | Annual | Rate | lb/MMBtu | 0 | 0 | 0 | 0 | 0 | 0 | 0 | 0
CT Fac. Spec. - NOX Rate Winter v.4.10 Final, Unit 1195 and retrofits | 286 | 2270 | Rate Constraint in lbs/MMBtu | FALSE | L | Annual | Generation | TWh | 0 | 0 | 0 | 0 | 0 | 0 | 0 | 0
CT Fac. Spec. - NOX Rate Winter v.4.10 Final, Unit 1195 and retrofits | 286 | 2270 | Rate Constraint in lbs/MMBtu | FALSE | L | Annual | Qualifying Generation | TWh | 0 | 0 | 0 | 0 | 0 | 0 | 0 | 0
CT Fac. Spec. - NOX Rate Winter v.4.10 Final, Unit 1195 and retrofits | 286 | 2270 | Rate Constraint in lbs/MMBtu | FALSE | L | Annual | Rate | lb/MWh | 0 | 0 | 0 | 0 | 0 | 0 | 0 | 0
CT Fac. Spec. - NOX Rate Winter v.4.10 Final, Unit 1195 and retrofits | 286 | 2270 | Rate Constraint in lbs/MMBtu | FALSE | L | Annual | Constraint Shadow Price | US2016$/Ton | 0 | 0 | 0 | 0 | 0 | 0 | 0 | 0
CT Fac. Spec. - NOX Rate Winter v.4.10 Final, Unit 1205 and retrofits | 287 | 2270 | Rate Constraint in lbs/MMBtu | FALSE | L | Annual | Seasons Included | Seasons | Winter, WintShld | Winter, WintShld | Winter, WintShld | Winter, WintShld | Winter, WintShld | Winter, WintShld | Winter, WintShld | Winter, WintShld
CT Fac. Spec. - NOX Rate Winter v.4.10 Final, Unit 1205 and retrofits | 287 | 2270 | Rate Constraint in lbs/MMBtu | FALSE | L | Annual | Standard NOX | lb/MMBtu | 0.15 | 0.15 | 0.15 | 0.15 | 0.15 | 0.15 | 0.15 | 0.15
CT Fac. Spec. - NOX Rate Winter v.4.10 Final, Unit 1205 and retrofits | 287 | 2270 | Rate Constraint in lbs/MMBtu | FALSE | L | Annual | Emissions at Affected Plants NOX | Thousand Tons | 0 | 0 | 0 | 0 | 0 | 0 | 0 | 0
CT Fac. Spec. - NOX Rate Winter v.4.10 Final, Unit 1205 and retrofits | 287 | 2270 | Rate Constraint in lbs/MMBtu | FALSE | L | Annual | Allowances Purchased NOX | Thousand Tons | 0 | 0 | 0 | 0 | 0 | 0 | 0 | 0
CT Fac. Spec. - NOX Rate Winter v.4.10 Final, Unit 1205 and retrofits | 287 | 2270 | Rate Constraint in lbs/MMBtu | FALSE | L | Annual | Allowances Sold NOX | Thousand Tons | 0 | 0 | 0 | 0 | 0 | 0 | 0 | 0
CT Fac. Spec. - NOX Rate Winter v.4.10 Final, Unit 1205 and retrofits | 287 | 2270 | Rate Constraint in lbs/MMBtu | FALSE | L | Annual | Allowances Banked | Thousand Tons | 0 | 0 | 0 | 0 | 0 | 0 | 0 | 0
CT Fac. Spec. - NOX Rate Winter v.4.10 Final, Unit 1205 and retrofits | 287 | 2270 | Rate Constraint in lbs/MMBtu | FALSE | L | Annual | Allowances Withdrawn (1:1) | Thousand Tons | 0 | 0 | 0 | 0 | 0 | 0 | 0 | 0
CT Fac. Spec. - NOX Rate Winter v.4.10 Final, Unit 1205 and retrofits | 287 | 2270 | Rate Constraint in lbs/MMBtu | FALSE | L | Annual | Allowances Withdrawn (n:1) | Thousand Tons | 0 | 0 | 0 | 0 | 0 | 0 | 0 | 0
CT Fac. Spec. - NOX Rate Winter v.4.10 Final, Unit 1205 and retrofits | 287 | 2270 | Rate Constraint in lbs/MMBtu | FALSE | L | Annual | Net Emissions Allowance Position | Thousand Tons | 0 | 0 | 0 | 0 | 0 | 0 | 0 | 0
CT Fac. Spec. - NOX Rate Winter v.4.10 Final, Unit 1205 and retrofits | 287 | 2270 | Rate Constraint in lbs/MMBtu | FALSE | L | Annual | Fuel Consumed | TBtu | 0 | 0 | 0 | 0 | 0 | 0 | 0 | 0
CT Fac. Spec. - NOX Rate Winter v.4.10 Final, Unit 1205 and retrofits | 287 | 2270 | Rate Constraint in lbs/MMBtu | FALSE | L | Annual | Rate | lb/MMBtu | 0 | 0 | 0 | 0 | 0 | 0 | 0 | 0
CT Fac. Spec. - NOX Rate Winter v.4.10 Final, Unit 1205 and retrofits | 287 | 2270 | Rate Constraint in lbs/MMBtu | FALSE | L | Annual | Generation | TWh | 0 | 0 | 0 | 0 | 0 | 0 | 0 | 0
CT Fac. Spec. - NOX Rate Winter v.4.10 Final, Unit 1205 and retrofits | 287 | 2270 | Rate Constraint in lbs/MMBtu | FALSE | L | Annual | Qualifying Generation | TWh | 0 | 0 | 0 | 0 | 0 | 0 | 0 | 0
CT Fac. Spec. - NOX Rate Winter v.4.10 Final, Unit 1205 and retrofits | 287 | 2270 | Rate Constraint in lbs/MMBtu | FALSE | L | Annual | Rate | lb/MWh | 0 | 0 | 0 | 0 | 0 | 0 | 0 | 0
CT Fac. Spec. - NOX Rate Winter v.4.10 Final, Unit 1205 and retrofits | 287 | 2270 | Rate Constraint in lbs/MMBtu | FALSE | L | Annual | Constraint Shadow Price | US2016$/Ton | 0 | 0 | 0 | 0 | 0 | 0 | 0 | 0
CT Fac. Spec. - NOX Rate Winter v.4.10 Final, Unit 1206 and retrofits | 288 | 2270 | Rate Constraint in lbs/MMBtu | FALSE | L | Annual | Seasons Included | Seasons | Winter, WintShld | Winter, WintShld | Winter, WintShld | Winter, WintShld | Winter, WintShld | Winter, WintShld | Winter, WintShld | Winter, WintShld
CT Fac. Spec. - NOX Rate Winter v.4.10 Final, Unit 1206 and retrofits | 288 | 2270 | Rate Constraint in lbs/MMBtu | FALSE | L | Annual | Standard NOX | lb/MMBtu | 0.15 | 0.15 | 0.15 | 0.15 | 0.15 | 0.15 | 0.15 | 0.15
CT Fac. Spec. - NOX Rate Winter v.4.10 Final, Unit 1206 and retrofits | 288 | 2270 | Rate Constraint in lbs/MMBtu | FALSE | L | Annual | Emissions at Affected Plants NOX | Thousand Tons | 0 | 0 | 0 | 0 | 0 | 0 | 0 | 0
CT Fac. Spec. - NOX Rate Winter v.4.10 Final, Unit 1206 and retrofits | 288 | 2270 | Rate Constraint in lbs/MMBtu | FALSE | L | Annual | Allowances Purchased NOX | Thousand Tons | 0 | 0 | 0 | 0 | 0 | 0 | 0 | 0
CT Fac. Spec. - NOX Rate Winter v.4.10 Final, Unit 1206 and retrofits | 288 | 2270 | Rate Constraint in lbs/MMBtu | FALSE | L | Annual | Allowances Sold NOX | Thousand Tons | 0 | 0 | 0 | 0 | 0 | 0 | 0 | 0
CT Fac. Spec. - NOX Rate Winter v.4.10 Final, Unit 1206 and retrofits | 288 | 2270 | Rate Constraint in lbs/MMBtu | FALSE | L | Annual | Allowances Banked | Thousand Tons | 0 | 0 | 0 | 0 | 0 | 0 | 0 | 0
CT Fac. Spec. - NOX Rate Winter v.4.10 Final, Unit 1206 and retrofits | 288 | 2270 | Rate Constraint in lbs/MMBtu | FALSE | L | Annual | Allowances Withdrawn (1:1) | Thousand Tons | 0 | 0 | 0 | 0 | 0 | 0 | 0 | 0
CT Fac. Spec. - NOX Rate Winter v.4.10 Final, Unit 1206 and retrofits | 288 | 2270 | Rate Constraint in lbs/MMBtu | FALSE | L | Annual | Allowances Withdrawn (n:1) | Thousand Tons | 0 | 0 | 0 | 0 | 0 | 0 | 0 | 0
CT Fac. Spec. - NOX Rate Winter v.4.10 Final, Unit 1206 and retrofits | 288 | 2270 | Rate Constraint in lbs/MMBtu | FALSE | L | Annual | Net Emissions Allowance Position | Thousand Tons | 0 | 0 | 0 | 0 | 0 | 0 | 0 | 0
CT Fac. Spec. - NOX Rate Winter v.4.10 Final, Unit 1206 and retrofits | 288 | 2270 | Rate Constraint in lbs/MMBtu | FALSE | L | Annual | Fuel Consumed | TBtu | 0 | 0 | 0 | 0 | 0 | 0 | 0 | 0
CT Fac. Spec. - NOX Rate Winter v.4.10 Final, Unit 1206 and retrofits | 288 | 2270 | Rate Constraint in lbs/MMBtu | FALSE | L | Annual | Rate | lb/MMBtu | 0 | 0 | 0 | 0 | 0 | 0 | 0 | 0
CT Fac. Spec. - NOX Rate Winter v.4.10 Final, Unit 1206 and retrofits | 288 | 2270 | Rate Constraint in lbs/MMBtu | FALSE | L | Annual | Generation | TWh | 0 | 0 | 0 | 0 | 0 | 0 | 0 | 0
CT Fac. Spec. - NOX Rate Winter v.4.10 Final, Unit 1206 and retrofits | 288 | 2270 | Rate Constraint in lbs/MMBtu | FALSE | L | Annual | Qualifying Generation | TWh | 0 | 0 | 0 | 0 | 0 | 0 | 0 | 0
CT Fac. Spec. - NOX Rate Winter v.4.10 Final, Unit 1206 and retrofits | 288 | 2270 | Rate Constraint in lbs/MMBtu | FALSE | L | Annual | Rate | lb/MWh | 0 | 0 | 0 | 0 | 0 | 0 | 0 | 0
CT Fac. Spec. - NOX Rate Winter v.4.10 Final, Unit 1206 and retrofits | 288 | 2270 | Rate Constraint in lbs/MMBtu | FALSE | L | Annual | Constraint Shadow Price | US2016$/Ton | 0 | 0 | 0 | 0 | 0 | 0 | 0 | 0
CT Fac. Spec. - NOX Rate Winter v.4.10 Final, Unit 1207 and retrofits | 289 | 2270 | Rate Constraint in lbs/MMBtu | FALSE | L | Annual | Seasons Included | Seasons | Winter, WintShld | Winter, WintShld | Winter, WintShld | Winter, WintShld | Winter, WintShld | Winter, WintShld | Winter, WintShld | Winter, WintShld
CT Fac. Spec. - NOX Rate Winter v.4.10 Final, Unit 1207 and retrofits | 289 | 2270 | Rate Constraint in lbs/MMBtu | FALSE | L | Annual | Standard NOX | lb/MMBtu | 0.15 | 0.15 | 0.15 | 0.15 | 0.15 | 0.15 | 0.15 | 0.15
CT Fac. Spec. - NOX Rate Winter v.4.10 Final, Unit 1207 and retrofits | 289 | 2270 | Rate Constraint in lbs/MMBtu | FALSE | L | Annual | Emissions at Affected Plants NOX | Thousand Tons | 0 | 0 | 0 | 0 | 0 | 0 | 0 | 0
CT Fac. Spec. - NOX Rate Winter v.4.10 Final, Unit 1207 and retrofits | 289 | 2270 | Rate Constraint in lbs/MMBtu | FALSE | L | Annual | Allowances Purchased NOX | Thousand Tons | 0 | 0 | 0 | 0 | 0 | 0 | 0 | 0
CT Fac. Spec. - NOX Rate Winter v.4.10 Final, Unit 1207 and retrofits | 289 | 2270 | Rate Constraint in lbs/MMBtu | FALSE | L | Annual | Allowances Sold NOX | Thousand Tons | 0 | 0 | 0 | 0 | 0 | 0 | 0 | 0
CT Fac. Spec. - NOX Rate Winter v.4.10 Final, Unit 1207 and retrofits | 289 | 2270 | Rate Constraint in lbs/MMBtu | FALSE | L | Annual | Allowances Banked | Thousand Tons | 0 | 0 | 0 | 0 | 0 | 0 | 0 | 0
CT Fac. Spec. - NOX Rate Winter v.4.10 Final, Unit 1207 and retrofits | 289 | 2270 | Rate Constraint in lbs/MMBtu | FALSE | L | Annual | Allowances Withdrawn (1:1) | Thousand Tons | 0 | 0 | 0 | 0 | 0 | 0 | 0 | 0
CT Fac. Spec. - NOX Rate Winter v.4.10 Final, Unit 1207 and retrofits | 289 | 2270 | Rate Constraint in lbs/MMBtu | FALSE | L | Annual | Allowances Withdrawn (n:1) | Thousand Tons | 0 | 0 | 0 | 0 | 0 | 0 | 0 | 0
CT Fac. Spec. - NOX Rate Winter v.4.10 Final, Unit 1207 and retrofits | 289 | 2270 | Rate Constraint in lbs/MMBtu | FALSE | L | Annual | Net Emissions Allowance Position | Thousand Tons | 0 | 0 | 0 | 0 | 0 | 0 | 0 | 0
CT Fac. Spec. - NOX Rate Winter v.4.10 Final, Unit 1207 and retrofits | 289 | 2270 | Rate Constraint in lbs/MMBtu | FALSE | L | Annual | Fuel Consumed | TBtu | 0 | 0 | 0 | 0 | 0 | 0 | 0 | 0
CT Fac. Spec. - NOX Rate Winter v.4.10 Final, Unit 1207 and retrofits | 289 | 2270 | Rate Constraint in lbs/MMBtu | FALSE | L | Annual | Rate | lb/MMBtu | 0 | 0 | 0 | 0 | 0 | 0 | 0 | 0
CT Fac. Spec. - NOX Rate Winter v.4.10 Final, Unit 1207 and retrofits | 289 | 2270 | Rate Constraint in lbs/MMBtu | FALSE | L | Annual | Generation | TWh | 0 | 0 | 0 | 0 | 0 | 0 | 0 | 0
CT Fac. Spec. - NOX Rate Winter v.4.10 Final, Unit 1207 and retrofits | 289 | 2270 | Rate Constraint in lbs/MMBtu | FALSE | L | Annual | Qualifying Generation | TWh | 0 | 0 | 0 | 0 | 0 | 0 | 0 | 0
CT Fac. Spec. - NOX Rate Winter v.4.10 Final, Unit 1207 and retrofits | 289 | 2270 | Rate Constraint in lbs/MMBtu | FALSE | L | Annual | Rate | lb/MWh | 0 | 0 | 0 | 0 | 0 | 0 | 0 | 0
CT Fac. Spec. - NOX Rate Winter v.4.10 Final, Unit 1207 and retrofits | 289 | 2270 | Rate Constraint in lbs/MMBtu | FALSE | L | Annual | Constraint Shadow Price | US2016$/Ton | 0 | 0 | 0 | 0 | 0 | 0 | 0 | 0
CT Fac. Spec. - NOX Rate Winter v.4.10 Final, Unit 1208 and retrofits | 290 | 2270 | Rate Constraint in lbs/MMBtu | FALSE | L | Annual | Seasons Included | Seasons | Winter, WintShld | Winter, WintShld | Winter, WintShld | Winter, WintShld | Winter, WintShld | Winter, WintShld | Winter, WintShld | Winter, WintShld
CT Fac. Spec. - NOX Rate Winter v.4.10 Final, Unit 1208 and retrofits | 290 | 2270 | Rate Constraint in lbs/MMBtu | FALSE | L | Annual | Standard NOX | lb/MMBtu | 0.15 | 0.15 | 0.15 | 0.15 | 0.15 | 0.15 | 0.15 | 0.15
CT Fac. Spec. - NOX Rate Winter v.4.10 Final, Unit 1208 and retrofits | 290 | 2270 | Rate Constraint in lbs/MMBtu | FALSE | L | Annual | Emissions at Affected Plants NOX | Thousand Tons | 0 | 0 | 0 | 0 | 0 | 0 | 0 | 0
CT Fac. Spec. - NOX Rate Winter v.4.10 Final, Unit 1208 and retrofits | 290 | 2270 | Rate Constraint in lbs/MMBtu | FALSE | L | Annual | Allowances Purchased NOX | Thousand Tons | 0 | 0 | 0 | 0 | 0 | 0 | 0 | 0
CT Fac. Spec. - NOX Rate Winter v.4.10 Final, Unit 1208 and retrofits | 290 | 2270 | Rate Constraint in lbs/MMBtu | FALSE | L | Annual | Allowances Sold NOX | Thousand Tons | 0 | 0 | 0 | 0 | 0 | 0 | 0 | 0
CT Fac. Spec. - NOX Rate Winter v.4.10 Final, Unit 1208 and retrofits | 290 | 2270 | Rate Constraint in lbs/MMBtu | FALSE | L | Annual | Allowances Banked | Thousand Tons | 0 | 0 | 0 | 0 | 0 | 0 | 0 | 0
CT Fac. Spec. - NOX Rate Winter v.4.10 Final, Unit 1208 and retrofits | 290 | 2270 | Rate Constraint in lbs/MMBtu | FALSE | L | Annual | Allowances Withdrawn (1:1) | Thousand Tons | 0 | 0 | 0 | 0 | 0 | 0 | 0 | 0
CT Fac. Spec. - NOX Rate Winter v.4.10 Final, Unit 1208 and retrofits | 290 | 2270 | Rate Constraint in lbs/MMBtu | FALSE | L | Annual | Allowances Withdrawn (n:1) | Thousand Tons | 0 | 0 | 0 | 0 | 0 | 0 | 0 | 0
CT Fac. Spec. - NOX Rate Winter v.4.10 Final, Unit 1208 and retrofits | 290 | 2270 | Rate Constraint in lbs/MMBtu | FALSE | L | Annual | Net Emissions Allowance Position | Thousand Tons | 0 | 0 | 0 | 0 | 0 | 0 | 0 | 0
CT Fac. Spec. - NOX Rate Winter v.4.10 Final, Unit 1208 and retrofits | 290 | 2270 | Rate Constraint in lbs/MMBtu | FALSE | L | Annual | Fuel Consumed | TBtu | 0 | 0 | 0 | 0 | 0 | 0 | 0 | 0
CT Fac. Spec. - NOX Rate Winter v.4.10 Final, Unit 1208 and retrofits | 290 | 2270 | Rate Constraint in lbs/MMBtu | FALSE | L | Annual | Rate | lb/MMBtu | 0 | 0 | 0 | 0 | 0 | 0 | 0 | 0
CT Fac. Spec. - NOX Rate Winter v.4.10 Final, Unit 1208 and retrofits | 290 | 2270 | Rate Constraint in lbs/MMBtu | FALSE | L | Annual | Generation | TWh | 0 | 0 | 0 | 0 | 0 | 0 | 0 | 0
CT Fac. Spec. - NOX Rate Winter v.4.10 Final, Unit 1208 and retrofits | 290 | 2270 | Rate Constraint in lbs/MMBtu | FALSE | L | Annual | Qualifying Generation | TWh | 0 | 0 | 0 | 0 | 0 | 0 | 0 | 0
CT Fac. Spec. - NOX Rate Winter v.4.10 Final, Unit 1208 and retrofits | 290 | 2270 | Rate Constraint in lbs/MMBtu | FALSE | L | Annual | Rate | lb/MWh | 0 | 0 | 0 | 0 | 0 | 0 | 0 | 0
CT Fac. Spec. - NOX Rate Winter v.4.10 Final, Unit 1208 and retrofits | 290 | 2270 | Rate Constraint in lbs/MMBtu | FALSE | L | Annual | Constraint Shadow Price | US2016$/Ton | 0 | 0 | 0 | 0 | 0 | 0 | 0 | 0
CT Fac. Spec. - NOX Rate Winter v.4.10 Final, Unit 1209 and retrofits | 291 | 2270 | Rate Constraint in lbs/MMBtu | FALSE | L | Annual | Seasons Included | Seasons | Winter, WintShld | Winter, WintShld | Winter, WintShld | Winter, WintShld | Winter, WintShld | Winter, WintShld | Winter, WintShld | Winter, WintShld
CT Fac. Spec. - NOX Rate Winter v.4.10 Final, Unit 1209 and retrofits | 291 | 2270 | Rate Constraint in lbs/MMBtu | FALSE | L | Annual | Standard NOX | lb/MMBtu | 0.15 | 0.15 | 0.15 | 0.15 | 0.15 | 0.15 | 0.15 | 0.15
CT Fac. Spec. - NOX Rate Winter v.4.10 Final, Unit 1209 and retrofits | 291 | 2270 | Rate Constraint in lbs/MMBtu | FALSE | L | Annual | Emissions at Affected Plants NOX | Thousand Tons | 0 | 0 | 0 | 0 | 0 | 0 | 0 | 0
CT Fac. Spec. - NOX Rate Winter v.4.10 Final, Unit 1209 and retrofits | 291 | 2270 | Rate Constraint in lbs/MMBtu | FALSE | L | Annual | Allowances Purchased NOX | Thousand Tons | 0 | 0 | 0 | 0 | 0 | 0 | 0 | 0
CT Fac. Spec. - NOX Rate Winter v.4.10 Final, Unit 1209 and retrofits | 291 | 2270 | Rate Constraint in lbs/MMBtu | FALSE | L | Annual | Allowances Sold NOX | Thousand Tons | 0 | 0 | 0 | 0 | 0 | 0 | 0 | 0
CT Fac. Spec. - NOX Rate Winter v.4.10 Final, Unit 1209 and retrofits | 291 | 2270 | Rate Constraint in lbs/MMBtu | FALSE | L | Annual | Allowances Banked | Thousand Tons | 0 | 0 | 0 | 0 | 0 | 0 | 0 | 0
CT Fac. Spec. - NOX Rate Winter v.4.10 Final, Unit 1209 and retrofits | 291 | 2270 | Rate Constraint in lbs/MMBtu | FALSE | L | Annual | Allowances Withdrawn (1:1) | Thousand Tons | 0 | 0 | 0 | 0 | 0 | 0 | 0 | 0
CT Fac. Spec. - NOX Rate Winter v.4.10 Final, Unit 1209 and retrofits | 291 | 2270 | Rate Constraint in lbs/MMBtu | FALSE | L | Annual | Allowances Withdrawn (n:1) | Thousand Tons | 0 | 0 | 0 | 0 | 0 | 0 | 0 | 0
CT Fac. Spec. - NOX Rate Winter v.4.10 Final, Unit 1209 and retrofits | 291 | 2270 | Rate Constraint in lbs/MMBtu | FALSE | L | Annual | Net Emissions Allowance Position | Thousand Tons | 0 | 0 | 0 | 0 | 0 | 0 | 0 | 0
CT Fac. Spec. - NOX Rate Winter v.4.10 Final, Unit 1209 and retrofits | 291 | 2270 | Rate Constraint in lbs/MMBtu | FALSE | L | Annual | Fuel Consumed | TBtu | 0 | 0 | 0 | 0 | 0 | 0 | 0 | 0
CT Fac. Spec. - NOX Rate Winter v.4.10 Final, Unit 1209 and retrofits | 291 | 2270 | Rate Constraint in lbs/MMBtu | FALSE | L | Annual | Rate | lb/MMBtu | 0 | 0 | 0 | 0 | 0 | 0 | 0 | 0
CT Fac. Spec. - NOX Rate Winter v.4.10 Final, Unit 1209 and retrofits | 291 | 2270 | Rate Constraint in lbs/MMBtu | FALSE | L | Annual | Generation | TWh | 0 | 0 | 0 | 0 | 0 | 0 | 0 | 0
CT Fac. Spec. - NOX Rate Winter v.4.10 Final, Unit 1209 and retrofits | 291 | 2270 | Rate Constraint in lbs/MMBtu | FALSE | L | Annual | Qualifying Generation | TWh | 0 | 0 | 0 | 0 | 0 | 0 | 0 | 0
CT Fac. Spec. - NOX Rate Winter v.4.10 Final, Unit 1209 and retrofits | 291 | 2270 | Rate Constraint in lbs/MMBtu | FALSE | L | Annual | Rate | lb/MWh | 0 | 0 | 0 | 0 | 0 | 0 | 0 | 0
CT Fac. Spec. - NOX Rate Winter v.4.10 Final, Unit 1209 and retrofits | 291 | 2270 | Rate Constraint in lbs/MMBtu | FALSE | L | Annual | Constraint Shadow Price | US2016$/Ton | 0 | 0 | 0 | 0 | 0 | 0 | 0 | 0
CT Fac. Spec. - NOX Rate Winter v.4.10 Final, Unit 1210 and retrofits | 292 | 2270 | Rate Constraint in lbs/MMBtu | FALSE | L | Annual | Seasons Included | Seasons | Winter, WintShld | Winter, WintShld | Winter, WintShld | Winter, WintShld | Winter, WintShld | Winter, WintShld | Winter, WintShld | Winter, WintShld
CT Fac. Spec. - NOX Rate Winter v.4.10 Final, Unit 1210 and retrofits | 292 | 2270 | Rate Constraint in lbs/MMBtu | FALSE | L | Annual | Standard NOX | lb/MMBtu | 0.15 | 0.15 | 0.15 | 0.15 | 0.15 | 0.15 | 0.15 | 0.15
CT Fac. Spec. - NOX Rate Winter v.4.10 Final, Unit 1210 and retrofits | 292 | 2270 | Rate Constraint in lbs/MMBtu | FALSE | L | Annual | Emissions at Affected Plants NOX | Thousand Tons | 0 | 0 | 0 | 0 | 0 | 0 | 0 | 0
CT Fac. Spec. - NOX Rate Winter v.4.10 Final, Unit 1210 and retrofits | 292 | 2270 | Rate Constraint in lbs/MMBtu | FALSE | L | Annual | Allowances Purchased NOX | Thousand Tons | 0 | 0 | 0 | 0 | 0 | 0 | 0 | 0
CT Fac. Spec. - NOX Rate Winter v.4.10 Final, Unit 1210 and retrofits | 292 | 2270 | Rate Constraint in lbs/MMBtu | FALSE | L | Annual | Allowances Sold NOX | Thousand Tons | 0 | 0 | 0 | 0 | 0 | 0 | 0 | 0
CT Fac. Spec. - NOX Rate Winter v.4.10 Final, Unit 1210 and retrofits | 292 | 2270 | Rate Constraint in lbs/MMBtu | FALSE | L | Annual | Allowances Banked | Thousand Tons | 0 | 0 | 0 | 0 | 0 | 0 | 0 | 0
CT Fac. Spec. - NOX Rate Winter v.4.10 Final, Unit 1210 and retrofits | 292 | 2270 | Rate Constraint in lbs/MMBtu | FALSE | L | Annual | Allowances Withdrawn (1:1) | Thousand Tons | 0 | 0 | 0 | 0 | 0 | 0 | 0 | 0
CT Fac. Spec. - NOX Rate Winter v.4.10 Final, Unit 1210 and retrofits | 292 | 2270 | Rate Constraint in lbs/MMBtu | FALSE | L | Annual | Allowances Withdrawn (n:1) | Thousand Tons | 0 | 0 | 0 | 0 | 0 | 0 | 0 | 0
CT Fac. Spec. - NOX Rate Winter v.4.10 Final, Unit 1210 and retrofits | 292 | 2270 | Rate Constraint in lbs/MMBtu | FALSE | L | Annual | Net Emissions Allowance Position | Thousand Tons | 0 | 0 | 0 | 0 | 0 | 0 | 0 | 0
CT Fac. Spec. - NOX Rate Winter v.4.10 Final, Unit 1210 and retrofits | 292 | 2270 | Rate Constraint in lbs/MMBtu | FALSE | L | Annual | Fuel Consumed | TBtu | 0 | 0 | 0 | 0 | 0 | 0 | 0 | 0
CT Fac. Spec. - NOX Rate Winter v.4.10 Final, Unit 1210 and retrofits | 292 | 2270 | Rate Constraint in lbs/MMBtu | FALSE | L | Annual | Rate | lb/MMBtu | 0 | 0 | 0 | 0 | 0 | 0 | 0 | 0
CT Fac. Spec. - NOX Rate Winter v.4.10 Final, Unit 1210 and retrofits | 292 | 2270 | Rate Constraint in lbs/MMBtu | FALSE | L | Annual | Generation | TWh | 0 | 0 | 0 | 0 | 0 | 0 | 0 | 0
CT Fac. Spec. - NOX Rate Winter v.4.10 Final, Unit 1210 and retrofits | 292 | 2270 | Rate Constraint in lbs/MMBtu | FALSE | L | Annual | Qualifying Generation | TWh | 0 | 0 | 0 | 0 | 0 | 0 | 0 | 0
CT Fac. Spec. - NOX Rate Winter v.4.10 Final, Unit 1210 and retrofits | 292 | 2270 | Rate Constraint in lbs/MMBtu | FALSE | L | Annual | Rate | lb/MWh | 0 | 0 | 0 | 0 | 0 | 0 | 0 | 0
CT Fac. Spec. - NOX Rate Winter v.4.10 Final, Unit 1210 and retrofits | 292 | 2270 | Rate Constraint in lbs/MMBtu | FALSE | L | Annual | Constraint Shadow Price | US2016$/Ton | 0 | 0 | 0 | 0 | 0 | 0 | 0 | 0
CT Fac. Spec. - NOX Rate Winter v.4.10 Final, Unit 1211 and retrofits | 293 | 2270 | Rate Constraint in lbs/MMBtu | FALSE | L | Annual | Seasons Included | Seasons | Winter, WintShld | Winter, WintShld | Winter, WintShld | Winter, WintShld | Winter, WintShld | Winter, WintShld | Winter, WintShld | Winter, WintShld
CT Fac. Spec. - NOX Rate Winter v.4.10 Final, Unit 1211 and retrofits | 293 | 2270 | Rate Constraint in lbs/MMBtu | FALSE | L | Annual | Standard NOX | lb/MMBtu | 0.15 | 0.15 | 0.15 | 0.15 | 0.15 | 0.15 | 0.15 | 0.15
CT Fac. Spec. - NOX Rate Winter v.4.10 Final, Unit 1211 and retrofits | 293 | 2270 | Rate Constraint in lbs/MMBtu | FALSE | L | Annual | Emissions at Affected Plants NOX | Thousand Tons | 0 | 0 | 0 | 0 | 0 | 0 | 0 | 0
CT Fac. Spec. - NOX Rate Winter v.4.10 Final, Unit 1211 and retrofits | 293 | 2270 | Rate Constraint in lbs/MMBtu | FALSE | L | Annual | Allowances Purchased NOX | Thousand Tons | 0 | 0 | 0 | 0 | 0 | 0 | 0 | 0
CT Fac. Spec. - NOX Rate Winter v.4.10 Final, Unit 1211 and retrofits | 293 | 2270 | Rate Constraint in lbs/MMBtu | FALSE | L | Annual | Allowances Sold NOX | Thousand Tons | 0 | 0 | 0 | 0 | 0 | 0 | 0 | 0
CT Fac. Spec. - NOX Rate Winter v.4.10 Final, Unit 1211 and retrofits | 293 | 2270 | Rate Constraint in lbs/MMBtu | FALSE | L | Annual | Allowances Banked | Thousand Tons | 0 | 0 | 0 | 0 | 0 | 0 | 0 | 0
CT Fac. Spec. - NOX Rate Winter v.4.10 Final, Unit 1211 and retrofits | 293 | 2270 | Rate Constraint in lbs/MMBtu | FALSE | L | Annual | Allowances Withdrawn (1:1) | Thousand Tons | 0 | 0 | 0 | 0 | 0 | 0 | 0 | 0
CT Fac. Spec. - NOX Rate Winter v.4.10 Final, Unit 1211 and retrofits | 293 | 2270 | Rate Constraint in lbs/MMBtu | FALSE | L | Annual | Allowances Withdrawn (n:1) | Thousand Tons | 0 | 0 | 0 | 0 | 0 | 0 | 0 | 0
CT Fac. Spec. - NOX Rate Winter v.4.10 Final, Unit 1211 and retrofits | 293 | 2270 | Rate Constraint in lbs/MMBtu | FALSE | L | Annual | Net Emissions Allowance Position | Thousand Tons | 0 | 0 | 0 | 0 | 0 | 0 | 0 | 0
CT Fac. Spec. - NOX Rate Winter v.4.10 Final, Unit 1211 and retrofits | 293 | 2270 | Rate Constraint in lbs/MMBtu | FALSE | L | Annual | Fuel Consumed | TBtu | 0 | 0 | 0 | 0 | 0 | 0 | 0 | 0
CT Fac. Spec. - NOX Rate Winter v.4.10 Final, Unit 1211 and retrofits | 293 | 2270 | Rate Constraint in lbs/MMBtu | FALSE | L | Annual | Rate | lb/MMBtu | 0 | 0 | 0 | 0 | 0 | 0 | 0 | 0
CT Fac. Spec. - NOX Rate Winter v.4.10 Final, Unit 1211 and retrofits | 293 | 2270 | Rate Constraint in lbs/MMBtu | FALSE | L | Annual | Generation | TWh | 0 | 0 | 0 | 0 | 0 | 0 | 0 | 0
CT Fac. Spec. - NOX Rate Winter v.4.10 Final, Unit 1211 and retrofits | 293 | 2270 | Rate Constraint in lbs/MMBtu | FALSE | L | Annual | Qualifying Generation | TWh | 0 | 0 | 0 | 0 | 0 | 0 | 0 | 0
CT Fac. Spec. - NOX Rate Winter v.4.10 Final, Unit 1211 and retrofits | 293 | 2270 | Rate Constraint in lbs/MMBtu | FALSE | L | Annual | Rate | lb/MWh | 0 | 0 | 0 | 0 | 0 | 0 | 0 | 0
CT Fac. Spec. - NOX Rate Winter v.4.10 Final, Unit 1211 and retrofits | 293 | 2270 | Rate Constraint in lbs/MMBtu | FALSE | L | Annual | Constraint Shadow Price | US2016$/Ton | 0 | 0 | 0 | 0 | 0 | 0 | 0 | 0
CT Fac. Spec. - NOX Rate Winter v.4.10 Final, Unit 1212 and retrofits | 294 | 2270 | Rate Constraint in lbs/MMBtu | FALSE | L | Annual | Seasons Included | Seasons | Winter, WintShld | Winter, WintShld | Winter, WintShld | Winter, WintShld | Winter, WintShld | Winter, WintShld | Winter, WintShld | Winter, WintShld
CT Fac. Spec. - NOX Rate Winter v.4.10 Final, Unit 1212 and retrofits | 294 | 2270 | Rate Constraint in lbs/MMBtu | FALSE | L | Annual | Standard NOX | lb/MMBtu | 0.15 | 0.15 | 0.15 | 0.15 | 0.15 | 0.15 | 0.15 | 0.15
CT Fac. Spec. - NOX Rate Winter v.4.10 Final, Unit 1212 and retrofits | 294 | 2270 | Rate Constraint in lbs/MMBtu | FALSE | L | Annual | Emissions at Affected Plants NOX | Thousand Tons | 0 | 0 | 0 | 0 | 0 | 0 | 0 | 0
CT Fac. Spec. - NOX Rate Winter v.4.10 Final, Unit 1212 and retrofits | 294 | 2270 | Rate Constraint in lbs/MMBtu | FALSE | L | Annual | Allowances Purchased NOX | Thousand Tons | 0 | 0 | 0 | 0 | 0 | 0 | 0 | 0
CT Fac. Spec. - NOX Rate Winter v.4.10 Final, Unit 1212 and retrofits | 294 | 2270 | Rate Constraint in lbs/MMBtu | FALSE | L | Annual | Allowances Sold NOX | Thousand Tons | 0 | 0 | 0 | 0 | 0 | 0 | 0 | 0
CT Fac. Spec. - NOX Rate Winter v.4.10 Final, Unit 1212 and retrofits | 294 | 2270 | Rate Constraint in lbs/MMBtu | FALSE | L | Annual | Allowances Banked | Thousand Tons | 0 | 0 | 0 | 0 | 0 | 0 | 0 | 0
CT Fac. Spec. - NOX Rate Winter v.4.10 Final, Unit 1212 and retrofits | 294 | 2270 | Rate Constraint in lbs/MMBtu | FALSE | L | Annual | Allowances Withdrawn (1:1) | Thousand Tons | 0 | 0 | 0 | 0 | 0 | 0 | 0 | 0
CT Fac. Spec. - NOX Rate Winter v.4.10 Final, Unit 1212 and retrofits | 294 | 2270 | Rate Constraint in lbs/MMBtu | FALSE | L | Annual | Allowances Withdrawn (n:1) | Thousand Tons | 0 | 0 | 0 | 0 | 0 | 0 | 0 | 0
CT Fac. Spec. - NOX Rate Winter v.4.10 Final, Unit 1212 and retrofits | 294 | 2270 | Rate Constraint in lbs/MMBtu | FALSE | L | Annual | Net Emissions Allowance Position | Thousand Tons | 0 | 0 | 0 | 0 | 0 | 0 | 0 | 0
CT Fac. Spec. - NOX Rate Winter v.4.10 Final, Unit 1212 and retrofits | 294 | 2270 | Rate Constraint in lbs/MMBtu | FALSE | L | Annual | Fuel Consumed | TBtu | 0 | 0 | 0 | 0 | 0 | 0 | 0 | 0
CT Fac. Spec. - NOX Rate Winter v.4.10 Final, Unit 1212 and retrofits | 294 | 2270 | Rate Constraint in lbs/MMBtu | FALSE | L | Annual | Rate | lb/MMBtu | 0 | 0 | 0 | 0 | 0 | 0 | 0 | 0
CT Fac. Spec. - NOX Rate Winter v.4.10 Final, Unit 1212 and retrofits | 294 | 2270 | Rate Constraint in lbs/MMBtu | FALSE | L | Annual | Generation | TWh | 0 | 0 | 0 | 0 | 0 | 0 | 0 | 0
CT Fac. Spec. - NOX Rate Winter v.4.10 Final, Unit 1212 and retrofits | 294 | 2270 | Rate Constraint in lbs/MMBtu | FALSE | L | Annual | Qualifying Generation | TWh | 0 | 0 | 0 | 0 | 0 | 0 | 0 | 0
CT Fac. Spec. - NOX Rate Winter v.4.10 Final, Unit 1212 and retrofits | 294 | 2270 | Rate Constraint in lbs/MMBtu | FALSE | L | Annual | Rate | lb/MWh | 0 | 0 | 0 | 0 | 0 | 0 | 0 | 0
CT Fac. Spec. - NOX Rate Winter v.4.10 Final, Unit 1212 and retrofits | 294 | 2270 | Rate Constraint in lbs/MMBtu | FALSE | L | Annual | Constraint Shadow Price | US2016$/Ton | 0 | 0 | 0 | 0 | 0 | 0 | 0 | 0
CT Fac. Spec. - NOX Rate Winter v.4.10 Final, Unit 1213 and retrofits | 295 | 2270 | Rate Constraint in lbs/MMBtu | FALSE | L | Annual | Seasons Included | Seasons | Winter, WintShld | Winter, WintShld | Winter, WintShld | Winter, WintShld | Winter, WintShld | Winter, WintShld | Winter, WintShld | Winter, WintShld
CT Fac. Spec. - NOX Rate Winter v.4.10 Final, Unit 1213 and retrofits | 295 | 2270 | Rate Constraint in lbs/MMBtu | FALSE | L | Annual | Standard NOX | lb/MMBtu | 0.15 | 0.15 | 0.15 | 0.15 | 0.15 | 0.15 | 0.15 | 0.15
CT Fac. Spec. - NOX Rate Winter v.4.10 Final, Unit 1213 and retrofits | 295 | 2270 | Rate Constraint in lbs/MMBtu | FALSE | L | Annual | Emissions at Affected Plants NOX | Thousand Tons | 0 | 0 | 0 | 0 | 0 | 0 | 0 | 0
CT Fac. Spec. - NOX Rate Winter v.4.10 Final, Unit 1213 and retrofits | 295 | 2270 | Rate Constraint in lbs/MMBtu | FALSE | L | Annual | Allowances Purchased NOX | Thousand Tons | 0 | 0 | 0 | 0 | 0 | 0 | 0 | 0
CT Fac. Spec. - NOX Rate Winter v.4.10 Final, Unit 1213 and retrofits | 295 | 2270 | Rate Constraint in lbs/MMBtu | FALSE | L | Annual | Allowances Sold NOX | Thousand Tons | 0 | 0 | 0 | 0 | 0 | 0 | 0 | 0
CT Fac. Spec. - NOX Rate Winter v.4.10 Final, Unit 1213 and retrofits | 295 | 2270 | Rate Constraint in lbs/MMBtu | FALSE | L | Annual | Allowances Banked | Thousand Tons | 0 | 0 | 0 | 0 | 0 | 0 | 0 | 0
CT Fac. Spec. - NOX Rate Winter v.4.10 Final, Unit 1213 and retrofits | 295 | 2270 | Rate Constraint in lbs/MMBtu | FALSE | L | Annual | Allowances Withdrawn (1:1) | Thousand Tons | 0 | 0 | 0 | 0 | 0 | 0 | 0 | 0
CT Fac. Spec. - NOX Rate Winter v.4.10 Final, Unit 1213 and retrofits | 295 | 2270 | Rate Constraint in lbs/MMBtu | FALSE | L | Annual | Allowances Withdrawn (n:1) | Thousand Tons | 0 | 0 | 0 | 0 | 0 | 0 | 0 | 0
CT Fac. Spec. - NOX Rate Winter v.4.10 Final, Unit 1213 and retrofits | 295 | 2270 | Rate Constraint in lbs/MMBtu | FALSE | L | Annual | Net Emissions Allowance Position | Thousand Tons | 0 | 0 | 0 | 0 | 0 | 0 | 0 | 0
CT Fac. Spec. - NOX Rate Winter v.4.10 Final, Unit 1213 and retrofits | 295 | 2270 | Rate Constraint in lbs/MMBtu | FALSE | L | Annual | Fuel Consumed | TBtu | 0 | 0 | 0 | 0 | 0 | 0 | 0 | 0
CT Fac. Spec. - NOX Rate Winter v.4.10 Final, Unit 1213 and retrofits | 295 | 2270 | Rate Constraint in lbs/MMBtu | FALSE | L | Annual | Rate | lb/MMBtu | 0 | 0 | 0 | 0 | 0 | 0 | 0 | 0
CT Fac. Spec. - NOX Rate Winter v.4.10 Final, Unit 1213 and retrofits | 295 | 2270 | Rate Constraint in lbs/MMBtu | FALSE | L | Annual | Generation | TWh | 0 | 0 | 0 | 0 | 0 | 0 | 0 | 0
CT Fac. Spec. - NOX Rate Winter v.4.10 Final, Unit 1213 and retrofits | 295 | 2270 | Rate Constraint in lbs/MMBtu | FALSE | L | Annual | Qualifying Generation | TWh | 0 | 0 | 0 | 0 | 0 | 0 | 0 | 0
CT Fac. Spec. - NOX Rate Winter v.4.10 Final, Unit 1213 and retrofits | 295 | 2270 | Rate Constraint in lbs/MMBtu | FALSE | L | Annual | Rate | lb/MWh | 0 | 0 | 0 | 0 | 0 | 0 | 0 | 0
CT Fac. Spec. - NOX Rate Winter v.4.10 Final, Unit 1213 and retrofits | 295 | 2270 | Rate Constraint in lbs/MMBtu | FALSE | L | Annual | Constraint Shadow Price | US2016$/Ton | 0 | 0 | 0 | 0 | 0 | 0 | 0 | 0
CT Fac. Spec. - NOX Rate Winter v.4.10 Final, Unit 1214 and retrofits | 296 | 2270 | Rate Constraint in lbs/MMBtu | FALSE | L | Annual | Seasons Included | Seasons | Winter, WintShld | Winter, WintShld | Winter, WintShld | Winter, WintShld | Winter, WintShld | Winter, WintShld | Winter, WintShld | Winter, WintShld
CT Fac. Spec. - NOX Rate Winter v.4.10 Final, Unit 1214 and retrofits | 296 | 2270 | Rate Constraint in lbs/MMBtu | FALSE | L | Annual | Standard NOX | lb/MMBtu | 0.15 | 0.15 | 0.15 | 0.15 | 0.15 | 0.15 | 0.15 | 0.15
CT Fac. Spec. - NOX Rate Winter v.4.10 Final, Unit 1214 and retrofits | 296 | 2270 | Rate Constraint in lbs/MMBtu | FALSE | L | Annual | Emissions at Affected Plants NOX | Thousand Tons | 0 | 0 | 0 | 0 | 0 | 0 | 0 | 0
CT Fac. Spec. - NOX Rate Winter v.4.10 Final, Unit 1214 and retrofits | 296 | 2270 | Rate Constraint in lbs/MMBtu | FALSE | L | Annual | Allowances Purchased NOX | Thousand Tons | 0 | 0 | 0 | 0 | 0 | 0 | 0 | 0
CT Fac. Spec. - NOX Rate Winter v.4.10 Final, Unit 1214 and retrofits | 296 | 2270 | Rate Constraint in lbs/MMBtu | FALSE | L | Annual | Allowances Sold NOX | Thousand Tons | 0 | 0 | 0 | 0 | 0 | 0 | 0 | 0
CT Fac. Spec. - NOX Rate Winter v.4.10 Final, Unit 1214 and retrofits | 296 | 2270 | Rate Constraint in lbs/MMBtu | FALSE | L | Annual | Allowances Banked | Thousand Tons | 0 | 0 | 0 | 0 | 0 | 0 | 0 | 0
CT Fac. Spec. - NOX Rate Winter v.4.10 Final, Unit 1214 and retrofits | 296 | 2270 | Rate Constraint in lbs/MMBtu | FALSE | L | Annual | Allowances Withdrawn (1:1) | Thousand Tons | 0 | 0 | 0 | 0 | 0 | 0 | 0 | 0
CT Fac. Spec. - NOX Rate Winter v.4.10 Final, Unit 1214 and retrofits | 296 | 2270 | Rate Constraint in lbs/MMBtu | FALSE | L | Annual | Allowances Withdrawn (n:1) | Thousand Tons | 0 | 0 | 0 | 0 | 0 | 0 | 0 | 0
CT Fac. Spec. - NOX Rate Winter v.4.10 Final, Unit 1214 and retrofits | 296 | 2270 | Rate Constraint in lbs/MMBtu | FALSE | L | Annual | Net Emissions Allowance Position | Thousand Tons | 0 | 0 | 0 | 0 | 0 | 0 | 0 | 0
CT Fac. Spec. - NOX Rate Winter v.4.10 Final, Unit 1214 and retrofits | 296 | 2270 | Rate Constraint in lbs/MMBtu | FALSE | L | Annual | Fuel Consumed | TBtu | 0 | 0 | 0 | 0 | 0 | 0 | 0 | 0
CT Fac. Spec. - NOX Rate Winter v.4.10 Final, Unit 1214 and retrofits | 296 | 2270 | Rate Constraint in lbs/MMBtu | FALSE | L | Annual | Rate | lb/MMBtu | 0 | 0 | 0 | 0 | 0 | 0 | 0 | 0
CT Fac. Spec. - NOX Rate Winter v.4.10 Final, Unit 1214 and retrofits | 296 | 2270 | Rate Constraint in lbs/MMBtu | FALSE | L | Annual | Generation | TWh | 0 | 0 | 0 | 0 | 0 | 0 | 0 | 0
CT Fac. Spec. - NOX Rate Winter v.4.10 Final, Unit 1214 and retrofits | 296 | 2270 | Rate Constraint in lbs/MMBtu | FALSE | L | Annual | Qualifying Generation | TWh | 0 | 0 | 0 | 0 | 0 | 0 | 0 | 0
CT Fac. Spec. - NOX Rate Winter v.4.10 Final, Unit 1214 and retrofits | 296 | 2270 | Rate Constraint in lbs/MMBtu | FALSE | L | Annual | Rate | lb/MWh | 0 | 0 | 0 | 0 | 0 | 0 | 0 | 0
CT Fac. Spec. - NOX Rate Winter v.4.10 Final, Unit 1214 and retrofits | 296 | 2270 | Rate Constraint in lbs/MMBtu | FALSE | L | Annual | Constraint Shadow Price | US2016$/Ton | 0 | 0 | 0 | 0 | 0 | 0 | 0 | 0
CT Fac. Spec. - NOX Rate Winter v.4.10 Final, Unit 1215 and retrofits | 297 | 2270 | Rate Constraint in lbs/MMBtu | FALSE | L | Annual | Seasons Included | Seasons | Winter, WintShld | Winter, WintShld | Winter, WintShld | Winter, WintShld | Winter, WintShld | Winter, WintShld | Winter, WintShld | Winter, WintShld
CT Fac. Spec. - NOX Rate Winter v.4.10 Final, Unit 1215 and retrofits | 297 | 2270 | Rate Constraint in lbs/MMBtu | FALSE | L | Annual | Standard NOX | lb/MMBtu | 0.15 | 0.15 | 0.15 | 0.15 | 0.15 | 0.15 | 0.15 | 0.15
CT Fac. Spec. - NOX Rate Winter v.4.10 Final, Unit 1215 and retrofits | 297 | 2270 | Rate Constraint in lbs/MMBtu | FALSE | L | Annual | Emissions at Affected Plants NOX | Thousand Tons | 0 | 0 | 0 | 0 | 0 | 0 | 0 | 0
CT Fac. Spec. - NOX Rate Winter v.4.10 Final, Unit 1215 and retrofits | 297 | 2270 | Rate Constraint in lbs/MMBtu | FALSE | L | Annual | Allowances Purchased NOX | Thousand Tons | 0 | 0 | 0 | 0 | 0 | 0 | 0 | 0
CT Fac. Spec. - NOX Rate Winter v.4.10 Final, Unit 1215 and retrofits | 297 | 2270 | Rate Constraint in lbs/MMBtu | FALSE | L | Annual | Allowances Sold NOX | Thousand Tons | 0 | 0 | 0 | 0 | 0 | 0 | 0 | 0
CT Fac. Spec. - NOX Rate Winter v.4.10 Final, Unit 1215 and retrofits | 297 | 2270 | Rate Constraint in lbs/MMBtu | FALSE | L | Annual | Allowances Banked | Thousand Tons | 0 | 0 | 0 | 0 | 0 | 0 | 0 | 0
CT Fac. Spec. - NOX Rate Winter v.4.10 Final, Unit 1215 and retrofits | 297 | 2270 | Rate Constraint in lbs/MMBtu | FALSE | L | Annual | Allowances Withdrawn (1:1) | Thousand Tons | 0 | 0 | 0 | 0 | 0 | 0 | 0 | 0
CT Fac. Spec. - NOX Rate Winter v.4.10 Final, Unit 1215 and retrofits | 297 | 2270 | Rate Constraint in lbs/MMBtu | FALSE | L | Annual | Allowances Withdrawn (n:1) | Thousand Tons | 0 | 0 | 0 | 0 | 0 | 0 | 0 | 0
CT Fac. Spec. - NOX Rate Winter v.4.10 Final, Unit 1215 and retrofits | 297 | 2270 | Rate Constraint in lbs/MMBtu | FALSE | L | Annual | Net Emissions Allowance Position | Thousand Tons | 0 | 0 | 0 | 0 | 0 | 0 | 0 | 0
CT Fac. Spec. - NOX Rate Winter v.4.10 Final, Unit 1215 and retrofits | 297 | 2270 | Rate Constraint in lbs/MMBtu | FALSE | L | Annual | Fuel Consumed | TBtu | 0 | 0 | 0 | 0 | 0 | 0 | 0 | 0
CT Fac. Spec. - NOX Rate Winter v.4.10 Final, Unit 1215 and retrofits | 297 | 2270 | Rate Constraint in lbs/MMBtu | FALSE | L | Annual | Rate | lb/MMBtu | 0 | 0 | 0 | 0 | 0 | 0 | 0 | 0
CT Fac. Spec. - NOX Rate Winter v.4.10 Final, Unit 1215 and retrofits | 297 | 2270 | Rate Constraint in lbs/MMBtu | FALSE | L | Annual | Generation | TWh | 0 | 0 | 0 | 0 | 0 | 0 | 0 | 0
CT Fac. Spec. - NOX Rate Winter v.4.10 Final, Unit 1215 and retrofits | 297 | 2270 | Rate Constraint in lbs/MMBtu | FALSE | L | Annual | Qualifying Generation | TWh | 0 | 0 | 0 | 0 | 0 | 0 | 0 | 0
CT Fac. Spec. - NOX Rate Winter v.4.10 Final, Unit 1215 and retrofits | 297 | 2270 | Rate Constraint in lbs/MMBtu | FALSE | L | Annual | Rate | lb/MWh | 0 | 0 | 0 | 0 | 0 | 0 | 0 | 0
CT Fac. Spec. - NOX Rate Winter v.4.10 Final, Unit 1215 and retrofits | 297 | 2270 | Rate Constraint in lbs/MMBtu | FALSE | L | Annual | Constraint Shadow Price | US2016$/Ton | 0 | 0 | 0 | 0 | 0 | 0 | 0 | 0
CT Fac. Spec. - NOX Rate Winter v.4.10 Final, Unit 1216 and retrofits | 298 | 2270 | Rate Constraint in lbs/MMBtu | FALSE | L | Annual | Seasons Included | Seasons | Winter, WintShld | Winter, WintShld | Winter, WintShld | Winter, WintShld | Winter, WintShld | Winter, WintShld | Winter, WintShld | Winter, WintShld
CT Fac. Spec. - NOX Rate Winter v.4.10 Final, Unit 1216 and retrofits | 298 | 2270 | Rate Constraint in lbs/MMBtu | FALSE | L | Annual | Standard NOX | lb/MMBtu | 0.15 | 0.15 | 0.15 | 0.15 | 0.15 | 0.15 | 0.15 | 0.15
CT Fac. Spec. - NOX Rate Winter v.4.10 Final, Unit 1216 and retrofits | 298 | 2270 | Rate Constraint in lbs/MMBtu | FALSE | L | Annual | Emissions at Affected Plants NOX | Thousand Tons | 0 | 0 | 0 | 0 | 0 | 0 | 0 | 0
CT Fac. Spec. - NOX Rate Winter v.4.10 Final, Unit 1216 and retrofits | 298 | 2270 | Rate Constraint in lbs/MMBtu | FALSE | L | Annual | Allowances Purchased NOX | Thousand Tons | 0 | 0 | 0 | 0 | 0 | 0 | 0 | 0
CT Fac. Spec. - NOX Rate Winter v.4.10 Final, Unit 1216 and retrofits | 298 | 2270 | Rate Constraint in lbs/MMBtu | FALSE | L | Annual | Allowances Sold NOX | Thousand Tons | 0 | 0 | 0 | 0 | 0 | 0 | 0 | 0
CT Fac. Spec. - NOX Rate Winter v.4.10 Final, Unit 1216 and retrofits | 298 | 2270 | Rate Constraint in lbs/MMBtu | FALSE | L | Annual | Allowances Banked | Thousand Tons | 0 | 0 | 0 | 0 | 0 | 0 | 0 | 0
CT Fac. Spec. - NOX Rate Winter v.4.10 Final, Unit 1216 and retrofits | 298 | 2270 | Rate Constraint in lbs/MMBtu | FALSE | L | Annual | Allowances Withdrawn (1:1) | Thousand Tons | 0 | 0 | 0 | 0 | 0 | 0 | 0 | 0
CT Fac. Spec. - NOX Rate Winter v.4.10 Final, Unit 1216 and retrofits | 298 | 2270 | Rate Constraint in lbs/MMBtu | FALSE | L | Annual | Allowances Withdrawn (n:1) | Thousand Tons | 0 | 0 | 0 | 0 | 0 | 0 | 0 | 0
CT Fac. Spec. - NOX Rate Winter v.4.10 Final, Unit 1216 and retrofits | 298 | 2270 | Rate Constraint in lbs/MMBtu | FALSE | L | Annual | Net Emissions Allowance Position | Thousand Tons | 0 | 0 | 0 | 0 | 0 | 0 | 0 | 0
CT Fac. Spec. - NOX Rate Winter v.4.10 Final, Unit 1216 and retrofits | 298 | 2270 | Rate Constraint in lbs/MMBtu | FALSE | L | Annual | Fuel Consumed | TBtu | 0 | 0 | 0 | 0 | 0 | 0 | 0 | 0
CT Fac. Spec. - NOX Rate Winter v.4.10 Final, Unit 1216 and retrofits | 298 | 2270 | Rate Constraint in lbs/MMBtu | FALSE | L | Annual | Rate | lb/MMBtu | 0 | 0 | 0 | 0 | 0 | 0 | 0 | 0
CT Fac. Spec. - NOX Rate Winter v.4.10 Final, Unit 1216 and retrofits | 298 | 2270 | Rate Constraint in lbs/MMBtu | FALSE | L | Annual | Generation | TWh | 0 | 0 | 0 | 0 | 0 | 0 | 0 | 0
CT Fac. Spec. - NOX Rate Winter v.4.10 Final, Unit 1216 and retrofits | 298 | 2270 | Rate Constraint in lbs/MMBtu | FALSE | L | Annual | Qualifying Generation | TWh | 0 | 0 | 0 | 0 | 0 | 0 | 0 | 0
CT Fac. Spec. - NOX Rate Winter v.4.10 Final, Unit 1216 and retrofits | 298 | 2270 | Rate Constraint in lbs/MMBtu | FALSE | L | Annual | Rate | lb/MWh | 0 | 0 | 0 | 0 | 0 | 0 | 0 | 0
CT Fac. Spec. - NOX Rate Winter v.4.10 Final, Unit 1216 and retrofits | 298 | 2270 | Rate Constraint in lbs/MMBtu | FALSE | L | Annual | Constraint Shadow Price | US2016$/Ton | 0 | 0 | 0 | 0 | 0 | 0 | 0 | 0
CT Fac. Spec. - NOX Rate Winter v.4.10 Final, Unit 1221 and retrofits | 299 | 2270 | Rate Constraint in lbs/MMBtu | FALSE | L | Annual | Seasons Included | Seasons | Winter, WintShld | Winter, WintShld | Winter, WintShld | Winter, WintShld | Winter, WintShld | Winter, WintShld | Winter, WintShld | Winter, WintShld
CT Fac. Spec. - NOX Rate Winter v.4.10 Final, Unit 1221 and retrofits | 299 | 2270 | Rate Constraint in lbs/MMBtu | FALSE | L | Annual | Standard NOX | lb/MMBtu | 0.15 | 0.15 | 0.15 | 0.15 | 0.15 | 0.15 | 0.15 | 0.15
CT Fac. Spec. - NOX Rate Winter v.4.10 Final, Unit 1221 and retrofits | 299 | 2270 | Rate Constraint in lbs/MMBtu | FALSE | L | Annual | Emissions at Affected Plants NOX | Thousand Tons | 0 | 0 | 0 | 0 | 0 | 0 | 0 | 0
CT Fac. Spec. - NOX Rate Winter v.4.10 Final, Unit 1221 and retrofits | 299 | 2270 | Rate Constraint in lbs/MMBtu | FALSE | L | Annual | Allowances Purchased NOX | Thousand Tons | 0 | 0 | 0 | 0 | 0 | 0 | 0 | 0
CT Fac. Spec. - NOX Rate Winter v.4.10 Final, Unit 1221 and retrofits | 299 | 2270 | Rate Constraint in lbs/MMBtu | FALSE | L | Annual | Allowances Sold NOX | Thousand Tons | 0 | 0 | 0 | 0 | 0 | 0 | 0 | 0
CT Fac. Spec. - NOX Rate Winter v.4.10 Final, Unit 1221 and retrofits | 299 | 2270 | Rate Constraint in lbs/MMBtu | FALSE | L | Annual | Allowances Banked | Thousand Tons | 0 | 0 | 0 | 0 | 0 | 0 | 0 | 0
CT Fac. Spec. - NOX Rate Winter v.4.10 Final, Unit 1221 and retrofits | 299 | 2270 | Rate Constraint in lbs/MMBtu | FALSE | L | Annual | Allowances Withdrawn (1:1) | Thousand Tons | 0 | 0 | 0 | 0 | 0 | 0 | 0 | 0
CT Fac. Spec. - NOX Rate Winter v.4.10 Final, Unit 1221 and retrofits | 299 | 2270 | Rate Constraint in lbs/MMBtu | FALSE | L | Annual | Allowances Withdrawn (n:1) | Thousand Tons | 0 | 0 | 0 | 0 | 0 | 0 | 0 | 0
CT Fac. Spec. - NOX Rate Winter v.4.10 Final, Unit 1221 and retrofits | 299 | 2270 | Rate Constraint in lbs/MMBtu | FALSE | L | Annual | Net Emissions Allowance Position | Thousand Tons | 0 | 0 | 0 | 0 | 0 | 0 | 0 | 0
CT Fac. Spec. - NOX Rate Winter v.4.10 Final, Unit 1221 and retrofits | 299 | 2270 | Rate Constraint in lbs/MMBtu | FALSE | L | Annual | Fuel Consumed | TBtu | 0 | 0 | 0 | 0 | 0 | 0 | 0 | 0
CT Fac. Spec. - NOX Rate Winter v.4.10 Final, Unit 1221 and retrofits | 299 | 2270 | Rate Constraint in lbs/MMBtu | FALSE | L | Annual | Rate | lb/MMBtu | 0 | 0 | 0 | 0 | 0 | 0 | 0 | 0
CT Fac. Spec. - NOX Rate Winter v.4.10 Final, Unit 1221 and retrofits | 299 | 2270 | Rate Constraint in lbs/MMBtu | FALSE | L | Annual | Generation | TWh | 0 | 0 | 0 | 0 | 0 | 0 | 0 | 0
CT Fac. Spec. - NOX Rate Winter v.4.10 Final, Unit 1221 and retrofits | 299 | 2270 | Rate Constraint in lbs/MMBtu | FALSE | L | Annual | Qualifying Generation | TWh | 0 | 0 | 0 | 0 | 0 | 0 | 0 | 0
CT Fac. Spec. - NOX Rate Winter v.4.10 Final, Unit 1221 and retrofits | 299 | 2270 | Rate Constraint in lbs/MMBtu | FALSE | L | Annual | Rate | lb/MWh | 0 | 0 | 0 | 0 | 0 | 0 | 0 | 0
CT Fac. Spec. - NOX Rate Winter v.4.10 Final, Unit 1221 and retrofits | 299 | 2270 | Rate Constraint in lbs/MMBtu | FALSE | L | Annual | Constraint Shadow Price | US2016$/Ton | 0 | 0 | 0 | 0 | 0 | 0 | 0 | 0
CT Fac. Spec. - NOX Rate Winter v.4.10 Final, Unit 1222 and retrofits | 300 | 2270 | Rate Constraint in lbs/MMBtu | FALSE | L | Annual | Seasons Included | Seasons | Winter, WintShld | Winter, WintShld | Winter, WintShld | Winter, WintShld | Winter, WintShld | Winter, WintShld | Winter, WintShld | Winter, WintShld
CT Fac. Spec. - NOX Rate Winter v.4.10 Final, Unit 1222 and retrofits | 300 | 2270 | Rate Constraint in lbs/MMBtu | FALSE | L | Annual | Standard NOX | lb/MMBtu | 0.15 | 0.15 | 0.15 | 0.15 | 0.15 | 0.15 | 0.15 | 0.15
CT Fac. Spec. - NOX Rate Winter v.4.10 Final, Unit 1222 and retrofits | 300 | 2270 | Rate Constraint in lbs/MMBtu | FALSE | L | Annual | Emissions at Affected Plants NOX | Thousand Tons | 0 | 0 | 0 | 0 | 0 | 0 | 0 | 0
CT Fac. Spec. - NOX Rate Winter v.4.10 Final, Unit 1222 and retrofits | 300 | 2270 | Rate Constraint in lbs/MMBtu | FALSE | L | Annual | Allowances Purchased NOX | Thousand Tons | 0 | 0 | 0 | 0 | 0 | 0 | 0 | 0
CT Fac. Spec. - NOX Rate Winter v.4.10 Final, Unit 1222 and retrofits | 300 | 2270 | Rate Constraint in lbs/MMBtu | FALSE | L | Annual | Allowances Sold NOX | Thousand Tons | 0 | 0 | 0 | 0 | 0 | 0 | 0 | 0
CT Fac. Spec. - NOX Rate Winter v.4.10 Final, Unit 1222 and retrofits | 300 | 2270 | Rate Constraint in lbs/MMBtu | FALSE | L | Annual | Allowances Banked | Thousand Tons | 0 | 0 | 0 | 0 | 0 | 0 | 0 | 0
CT Fac. Spec. - NOX Rate Winter v.4.10 Final, Unit 1222 and retrofits | 300 | 2270 | Rate Constraint in lbs/MMBtu | FALSE | L | Annual | Allowances Withdrawn (1:1) | Thousand Tons | 0 | 0 | 0 | 0 | 0 | 0 | 0 | 0
CT Fac. Spec. - NOX Rate Winter v.4.10 Final, Unit 1222 and retrofits | 300 | 2270 | Rate Constraint in lbs/MMBtu | FALSE | L | Annual | Allowances Withdrawn (n:1) | Thousand Tons | 0 | 0 | 0 | 0 | 0 | 0 | 0 | 0
CT Fac. Spec. - NOX Rate Winter v.4.10 Final, Unit 1222 and retrofits | 300 | 2270 | Rate Constraint in lbs/MMBtu | FALSE | L | Annual | Net Emissions Allowance Position | Thousand Tons | 0 | 0 | 0 | 0 | 0 | 0 | 0 | 0
CT Fac. Spec. - NOX Rate Winter v.4.10 Final, Unit 1222 and retrofits | 300 | 2270 | Rate Constraint in lbs/MMBtu | FALSE | L | Annual | Fuel Consumed | TBtu | 0 | 0 | 0 | 0 | 0 | 0 | 0 | 0
CT Fac. Spec. - NOX Rate Winter v.4.10 Final, Unit 1222 and retrofits | 300 | 2270 | Rate Constraint in lbs/MMBtu | FALSE | L | Annual | Rate | lb/MMBtu | 0 | 0 | 0 | 0 | 0 | 0 | 0 | 0
CT Fac. Spec. - NOX Rate Winter v.4.10 Final, Unit 1222 and retrofits | 300 | 2270 | Rate Constraint in lbs/MMBtu | FALSE | L | Annual | Generation | TWh | 0 | 0 | 0 | 0 | 0 | 0 | 0 | 0
CT Fac. Spec. - NOX Rate Winter v.4.10 Final, Unit 1222 and retrofits | 300 | 2270 | Rate Constraint in lbs/MMBtu | FALSE | L | Annual | Qualifying Generation | TWh | 0 | 0 | 0 | 0 | 0 | 0 | 0 | 0
CT Fac. Spec. - NOX Rate Winter v.4.10 Final, Unit 1222 and retrofits | 300 | 2270 | Rate Constraint in lbs/MMBtu | FALSE | L | Annual | Rate | lb/MWh | 0 | 0 | 0 | 0 | 0 | 0 | 0 | 0
CT Fac. Spec. - NOX Rate Winter v.4.10 Final, Unit 1222 and retrofits | 300 | 2270 | Rate Constraint in lbs/MMBtu | FALSE | L | Annual | Constraint Shadow Price | US2016$/Ton | 0 | 0 | 0 | 0 | 0 | 0 | 0 | 0
CT Fac. Spec. - NOX Rate Winter v.4.10 Final, Unit 1223 and retrofits | 301 | 2270 | Rate Constraint in lbs/MMBtu | FALSE | L | Annual | Seasons Included | Seasons | Winter, WintShld | Winter, WintShld | Winter, WintShld | Winter, WintShld | Winter, WintShld | Winter, WintShld | Winter, WintShld | Winter, WintShld
CT Fac. Spec. - NOX Rate Winter v.4.10 Final, Unit 1223 and retrofits | 301 | 2270 | Rate Constraint in lbs/MMBtu | FALSE | L | Annual | Standard NOX | lb/MMBtu | 0.15 | 0.15 | 0.15 | 0.15 | 0.15 | 0.15 | 0.15 | 0.15
CT Fac. Spec. - NOX Rate Winter v.4.10 Final, Unit 1223 and retrofits | 301 | 2270 | Rate Constraint in lbs/MMBtu | FALSE | L | Annual | Emissions at Affected Plants NOX | Thousand Tons | 0 | 0 | 0 | 0 | 0 | 0 | 0 | 0
CT Fac. Spec. - NOX Rate Winter v.4.10 Final, Unit 1223 and retrofits | 301 | 2270 | Rate Constraint in lbs/MMBtu | FALSE | L | Annual | Allowances Purchased NOX | Thousand Tons | 0 | 0 | 0 | 0 | 0 | 0 | 0 | 0
CT Fac. Spec. - NOX Rate Winter v.4.10 Final, Unit 1223 and retrofits | 301 | 2270 | Rate Constraint in lbs/MMBtu | FALSE | L | Annual | Allowances Sold NOX | Thousand Tons | 0 | 0 | 0 | 0 | 0 | 0 | 0 | 0
CT Fac. Spec. - NOX Rate Winter v.4.10 Final, Unit 1223 and retrofits | 301 | 2270 | Rate Constraint in lbs/MMBtu | FALSE | L | Annual | Allowances Banked | Thousand Tons | 0 | 0 | 0 | 0 | 0 | 0 | 0 | 0
CT Fac. Spec. - NOX Rate Winter v.4.10 Final, Unit 1223 and retrofits | 301 | 2270 | Rate Constraint in lbs/MMBtu | FALSE | L | Annual | Allowances Withdrawn (1:1) | Thousand Tons | 0 | 0 | 0 | 0 | 0 | 0 | 0 | 0
CT Fac. Spec. - NOX Rate Winter v.4.10 Final, Unit 1223 and retrofits | 301 | 2270 | Rate Constraint in lbs/MMBtu | FALSE | L | Annual | Allowances Withdrawn (n:1) | Thousand Tons | 0 | 0 | 0 | 0 | 0 | 0 | 0 | 0
CT Fac. Spec. - NOX Rate Winter v.4.10 Final, Unit 1223 and retrofits | 301 | 2270 | Rate Constraint in lbs/MMBtu | FALSE | L | Annual | Net Emissions Allowance Position | Thousand Tons | 0 | 0 | 0 | 0 | 0 | 0 | 0 | 0
CT Fac. Spec. - NOX Rate Winter v.4.10 Final, Unit 1223 and retrofits | 301 | 2270 | Rate Constraint in lbs/MMBtu | FALSE | L | Annual | Fuel Consumed | TBtu | 0 | 0 | 0 | 0 | 0 | 0 | 0 | 0
CT Fac. Spec. - NOX Rate Winter v.4.10 Final, Unit 1223 and retrofits | 301 | 2270 | Rate Constraint in lbs/MMBtu | FALSE | L | Annual | Rate | lb/MMBtu | 0 | 0 | 0 | 0 | 0 | 0 | 0 | 0
CT Fac. Spec. - NOX Rate Winter v.4.10 Final, Unit 1223 and retrofits | 301 | 2270 | Rate Constraint in lbs/MMBtu | FALSE | L | Annual | Generation | TWh | 0 | 0 | 0 | 0 | 0 | 0 | 0 | 0
CT Fac. Spec. - NOX Rate Winter v.4.10 Final, Unit 1223 and retrofits | 301 | 2270 | Rate Constraint in lbs/MMBtu | FALSE | L | Annual | Qualifying Generation | TWh | 0 | 0 | 0 | 0 | 0 | 0 | 0 | 0
CT Fac. Spec. - NOX Rate Winter v.4.10 Final, Unit 1223 and retrofits | 301 | 2270 | Rate Constraint in lbs/MMBtu | FALSE | L | Annual | Rate | lb/MWh | 0 | 0 | 0 | 0 | 0 | 0 | 0 | 0
CT Fac. Spec. - NOX Rate Winter v.4.10 Final, Unit 1223 and retrofits | 301 | 2270 | Rate Constraint in lbs/MMBtu | FALSE | L | Annual | Constraint Shadow Price | US2016$/Ton | 0 | 0 | 0 | 0 | 0 | 0 | 0 | 0
CT Fac. Spec. - NOX Rate Winter v.4.10 Final, Unit 3131 and retrofits | 302 | 2270 | Rate Constraint in lbs/MMBtu | FALSE | L | Annual | Seasons Included | Seasons | Winter, WintShld | Winter, WintShld | Winter, WintShld | Winter, WintShld | Winter, WintShld | Winter, WintShld | Winter, WintShld | Winter, WintShld
CT Fac. Spec. - NOX Rate Winter v.4.10 Final, Unit 3131 and retrofits | 302 | 2270 | Rate Constraint in lbs/MMBtu | FALSE | L | Annual | Standard NOX | lb/MMBtu | 0.15 | 0.15 | 0.15 | 0.15 | 0.15 | 0.15 | 0.15 | 0.15
CT Fac. Spec. - NOX Rate Winter v.4.10 Final, Unit 3131 and retrofits | 302 | 2270 | Rate Constraint in lbs/MMBtu | FALSE | L | Annual | Emissions at Affected Plants NOX | Thousand Tons | 0.0075755 | 0.0080674 | 0.0078422 | 0.0047163 | 0.0047481 | 0.0047872 | 0.0046718 | 0.0047838
CT Fac. Spec. - NOX Rate Winter v.4.10 Final, Unit 3131 and retrofits | 302 | 2270 | Rate Constraint in lbs/MMBtu | FALSE | L | Annual | Allowances Purchased NOX | Thousand Tons | 0 | 0 | 0 | 0 | 0 | 0 | 0 | 0
CT Fac. Spec. - NOX Rate Winter v.4.10 Final, Unit 3131 and retrofits | 302 | 2270 | Rate Constraint in lbs/MMBtu | FALSE | L | Annual | Allowances Sold NOX | Thousand Tons | 0 | 0 | 0 | 0 | 0 | 0 | 0 | 0
CT Fac. Spec. - NOX Rate Winter v.4.10 Final, Unit 3131 and retrofits | 302 | 2270 | Rate Constraint in lbs/MMBtu | FALSE | L | Annual | Allowances Banked | Thousand Tons | 0 | 0 | 0 | 0 | 0 | 0 | 0 | 0
CT Fac. Spec. - NOX Rate Winter v.4.10 Final, Unit 3131 and retrofits | 302 | 2270 | Rate Constraint in lbs/MMBtu | FALSE | L | Annual | Allowances Withdrawn (1:1) | Thousand Tons | 0 | 0 | 0 | 0 | 0 | 0 | 0 | 0
CT Fac. Spec. - NOX Rate Winter v.4.10 Final, Unit 3131 and retrofits | 302 | 2270 | Rate Constraint in lbs/MMBtu | FALSE | L | Annual | Allowances Withdrawn (n:1) | Thousand Tons | 0 | 0 | 0 | 0 | 0 | 0 | 0 | 0
CT Fac. Spec. - NOX Rate Winter v.4.10 Final, Unit 3131 and retrofits | 302 | 2270 | Rate Constraint in lbs/MMBtu | FALSE | L | Annual | Net Emissions Allowance Position | Thousand Tons | 0.0075755 | 0.0080674 | 0.0078422 | 0.0047163 | 0.0047481 | 0.0047872 | 0.0046718 | 0.0047838
CT Fac. Spec. - NOX Rate Winter v.4.10 Final, Unit 3131 and retrofits | 302 | 2270 | Rate Constraint in lbs/MMBtu | FALSE | L | Annual | Fuel Consumed | TBtu | 3.7158 | 3.957 | 3.8466 | 2.3133 | 2.3289 | 2.3481 | 2.2915 | 2.3464
CT Fac. Spec. - NOX Rate Winter v.4.10 Final, Unit 3131 and retrofits | 302 | 2270 | Rate Constraint in lbs/MMBtu | FALSE | L | Annual | Rate | lb/MMBtu | 0.0040775 | 0.0040775 | 0.0040775 | 0.0040775 | 0.0040775 | 0.0040775 | 0.0040775 | 0.0040775
CT Fac. Spec. - NOX Rate Winter v.4.10 Final, Unit 3131 and retrofits | 302 | 2270 | Rate Constraint in lbs/MMBtu | FALSE | L | Annual | Generation | TWh | 0.52313 | 0.55709 | 0.54154 | 0.32569 | 0.32788 | 0.33058 | 0.32261 | 0.33034
CT Fac. Spec. - NOX Rate Winter v.4.10 Final, Unit 3131 and retrofits | 302 | 2270 | Rate Constraint in lbs/MMBtu | FALSE | L | Annual | Qualifying Generation | TWh | 0.52313 | 0.55709 | 0.54154 | 0.32569 | 0.32788 | 0.33058 | 0.32261 | 0.33034
CT Fac. Spec. - NOX Rate Winter v.4.10 Final, Unit 3131 and retrofits | 302 | 2270 | Rate Constraint in lbs/MMBtu | FALSE | L | Annual | Rate | lb/MWh | 0.028962 | 0.028962 | 0.028962 | 0.028962 | 0.028962 | 0.028962 | 0.028962 | 0.028962
CT Fac. Spec. - NOX Rate Winter v.4.10 Final, Unit 3131 and retrofits | 302 | 2270 | Rate Constraint in lbs/MMBtu | FALSE | L | Annual | Constraint Shadow Price | US2016$/Ton | 0 | 0 | 0 | 0 | 0 | 0 | 0 | 0
CT Fac. Spec. - NOX Rate Winter v.4.10 Final, Unit 3132 and retrofits | 303 | 2270 | Rate Constraint in lbs/MMBtu | FALSE | L | Annual | Seasons Included | Seasons | Winter, WintShld | Winter, WintShld | Winter, WintShld | Winter, WintShld | Winter, WintShld | Winter, WintShld | Winter, WintShld | Winter, WintShld
CT Fac. Spec. - NOX Rate Winter v.4.10 Final, Unit 3132 and retrofits | 303 | 2270 | Rate Constraint in lbs/MMBtu | FALSE | L | Annual | Standard NOX | lb/MMBtu | 0.15 | 0.15 | 0.15 | 0.15 | 0.15 | 0.15 | 0.15 | 0.15
CT Fac. Spec. - NOX Rate Winter v.4.10 Final, Unit 3132 and retrofits | 303 | 2270 | Rate Constraint in lbs/MMBtu | FALSE | L | Annual | Emissions at Affected Plants NOX | Thousand Tons | 0.0071828 | 0.0079013 | 0.0073098 | 0.0032866 | 0.0045249 | 0.0032074 | 0.0029597 | 0.0032303
CT Fac. Spec. - NOX Rate Winter v.4.10 Final, Unit 3132 and retrofits | 303 | 2270 | Rate Constraint in lbs/MMBtu | FALSE | L | Annual | Allowances Purchased NOX | Thousand Tons | 0 | 0 | 0 | 0 | 0 | 0 | 0 | 0
CT Fac. Spec. - NOX Rate Winter v.4.10 Final, Unit 3132 and retrofits | 303 | 2270 | Rate Constraint in lbs/MMBtu | FALSE | L | Annual | Allowances Sold NOX | Thousand Tons | 0 | 0 | 0 | 0 | 0 | 0 | 0 | 0
CT Fac. Spec. - NOX Rate Winter v.4.10 Final, Unit 3132 and retrofits | 303 | 2270 | Rate Constraint in lbs/MMBtu | FALSE | L | Annual | Allowances Banked | Thousand Tons | 0 | 0 | 0 | 0 | 0 | 0 | 0 | 0
CT Fac. Spec. - NOX Rate Winter v.4.10 Final, Unit 3132 and retrofits | 303 | 2270 | Rate Constraint in lbs/MMBtu | FALSE | L | Annual | Allowances Withdrawn (1:1) | Thousand Tons | 0 | 0 | 0 | 0 | 0 | 0 | 0 | 0
CT Fac. Spec. - NOX Rate Winter v.4.10 Final, Unit 3132 and retrofits | 303 | 2270 | Rate Constraint in lbs/MMBtu | FALSE | L | Annual | Allowances Withdrawn (n:1) | Thousand Tons | 0 | 0 | 0 | 0 | 0 | 0 | 0 | 0
CT Fac. Spec. - NOX Rate Winter v.4.10 Final, Unit 3132 and retrofits | 303 | 2270 | Rate Constraint in lbs/MMBtu | FALSE | L | Annual | Net Emissions Allowance Position | Thousand Tons | 0.0071828 | 0.0079013 | 0.0073098 | 0.0032866 | 0.0045249 | 0.0032074 | 0.0029597 | 0.0032303
CT Fac. Spec. - NOX Rate Winter v.4.10 Final, Unit 3132 and retrofits | 303 | 2270 | Rate Constraint in lbs/MMBtu | FALSE | L | Annual | Fuel Consumed | TBtu | 3.5231 | 3.8756 | 3.5854 | 1.6121 | 2.2194 | 1.5732 | 1.4517 | 1.5844
CT Fac. Spec. - NOX Rate Winter v.4.10 Final, Unit 3132 and retrofits | 303 | 2270 | Rate Constraint in lbs/MMBtu | FALSE | L | Annual | Rate | lb/MMBtu | 0.0040775 | 0.0040775 | 0.0040775 | 0.0040775 | 0.0040775 | 0.0040775 | 0.0040775 | 0.0040775
CT Fac. Spec. - NOX Rate Winter v.4.10 Final, Unit 3132 and retrofits | 303 | 2270 | Rate Constraint in lbs/MMBtu | FALSE | L | Annual | Generation | TWh | 0.49601 | 0.54562 | 0.50478 | 0.22696 | 0.31247 | 0.22149 | 0.20438 | 0.22307
CT Fac. Spec. - NOX Rate Winter v.4.10 Final, Unit 3132 and retrofits | 303 | 2270 | Rate Constraint in lbs/MMBtu | FALSE | L | Annual | Qualifying Generation | TWh | 0.49601 | 0.54562 | 0.50478 | 0.22696 | 0.31247 | 0.22149 | 0.20438 | 0.22307
CT Fac. Spec. - NOX Rate Winter v.4.10 Final, Unit 3132 and retrofits | 303 | 2270 | Rate Constraint in lbs/MMBtu | FALSE | L | Annual | Rate | lb/MWh | 0.028962 | 0.028962 | 0.028962 | 0.028962 | 0.028962 | 0.028962 | 0.028962 | 0.028962
CT Fac. Spec. - NOX Rate Winter v.4.10 Final, Unit 3132 and retrofits | 303 | 2270 | Rate Constraint in lbs/MMBtu | FALSE | L | Annual | Constraint Shadow Price | US2016$/Ton | 0 | 0 | 0 | 0 | 0 | 0 | 0 | 0
CT Fac. Spec. - NOX Rate Winter v.4.10 Final, Unit 3133 and retrofits | 304 | 2270 | Rate Constraint in lbs/MMBtu | FALSE | L | Annual | Seasons Included | Seasons | Winter, WintShld | Winter, WintShld | Winter, WintShld | Winter, WintShld | Winter, WintShld | Winter, WintShld | Winter, WintShld | Winter, WintShld
CT Fac. Spec. - NOX Rate Winter v.4.10 Final, Unit 3133 and retrofits | 304 | 2270 | Rate Constraint in lbs/MMBtu | FALSE | L | Annual | Standard NOX | lb/MMBtu | 0.15 | 0.15 | 0.15 | 0.15 | 0.15 | 0.15 | 0.15 | 0.15
CT Fac. Spec. - NOX Rate Winter v.4.10 Final, Unit 3133 and retrofits | 304 | 2270 | Rate Constraint in lbs/MMBtu | FALSE | L | Annual | Emissions at Affected Plants NOX | Thousand Tons | 0.010876 | 0.0090654 | 0.010441 | 0.0045545 | 0.0054582 | 0.0053126 | 0.0044746 | 0.0046149
CT Fac. Spec. - NOX Rate Winter v.4.10 Final, Unit 3133 and retrofits | 304 | 2270 | Rate Constraint in lbs/MMBtu | FALSE | L | Annual | Allowances Purchased NOX | Thousand Tons | 0 | 0 | 0 | 0 | 0 | 0 | 0 | 0
CT Fac. Spec. - NOX Rate Winter v.4.10 Final, Unit 3133 and retrofits | 304 | 2270 | Rate Constraint in lbs/MMBtu | FALSE | L | Annual | Allowances Sold NOX | Thousand Tons | 0 | 0 | 0 | 0 | 0 | 0 | 0 | 0
CT Fac. Spec. - NOX Rate Winter v.4.10 Final, Unit 3133 and retrofits | 304 | 2270 | Rate Constraint in lbs/MMBtu | FALSE | L | Annual | Allowances Banked | Thousand Tons | 0 | 0 | 0 | 0 | 0 | 0 | 0 | 0
CT Fac. Spec. - NOX Rate Winter v.4.10 Final, Unit 3133 and retrofits | 304 | 2270 | Rate Constraint in lbs/MMBtu | FALSE | L | Annual | Allowances Withdrawn (1:1) | Thousand Tons | 0 | 0 | 0 | 0 | 0 | 0 | 0 | 0
CT Fac. Spec. - NOX Rate Winter v.4.10 Final, Unit 3133 and retrofits | 304 | 2270 | Rate Constraint in lbs/MMBtu | FALSE | L | Annual | Allowances Withdrawn (n:1) | Thousand Tons | 0 | 0 | 0 | 0 | 0 | 0 | 0 | 0
CT Fac. Spec. - NOX Rate Winter v.4.10 Final, Unit 3133 and retrofits | 304 | 2270 | Rate Constraint in lbs/MMBtu | FALSE | L | Annual | Net Emissions Allowance Position | Thousand Tons | 0.010876 | 0.0090654 | 0.010441 | 0.0045545 | 0.0054582 | 0.0053126 | 0.0044746 | 0.0046149
CT Fac. Spec. - NOX Rate Winter v.4.10 Final, Unit 3133 and retrofits | 304 | 2270 | Rate Constraint in lbs/MMBtu | FALSE | L | Annual | Fuel Consumed | TBtu | 5.3345 | 4.4466 | 5.1214 | 2.234 | 2.6772 | 2.6058 | 2.1948 | 2.2636
CT Fac. Spec. - NOX Rate Winter v.4.10 Final, Unit 3133 and retrofits | 304 | 2270 | Rate Constraint in lbs/MMBtu | FALSE | L | Annual | Rate | lb/MMBtu | 0.0040775 | 0.0040775 | 0.0040775 | 0.0040775 | 0.0040775 | 0.0040775 | 0.0040775 | 0.0040775
CT Fac. Spec. - NOX Rate Winter v.4.10 Final, Unit 3133 and retrofits | 304 | 2270 | Rate Constraint in lbs/MMBtu | FALSE | L | Annual | Generation | TWh | 0.75102 | 0.62601 | 0.72102 | 0.31451 | 0.37691 | 0.36686 | 0.30899 | 0.31868
CT Fac. Spec. - NOX Rate Winter v.4.10 Final, Unit 3133 and retrofits | 304 | 2270 | Rate Constraint in lbs/MMBtu | FALSE | L | Annual | Qualifying Generation | TWh | 0.75102 | 0.62601 | 0.72102 | 0.31451 | 0.37691 | 0.36686 | 0.30899 | 0.31868
CT Fac. Spec. - NOX Rate Winter v.4.10 Final, Unit 3133 and retrofits | 304 | 2270 | Rate Constraint in lbs/MMBtu | FALSE | L | Annual | Rate | lb/MWh | 0.028962 | 0.028962 | 0.028962 | 0.028962 | 0.028962 | 0.028962 | 0.028962 | 0.028962
CT Fac. Spec. - NOX Rate Winter v.4.10 Final, Unit 3133 and retrofits | 304 | 2270 | Rate Constraint in lbs/MMBtu | FALSE | L | Annual | Constraint Shadow Price | US2016$/Ton | 0 | 0 | 0 | 0 | 0 | 0 | 0 | 0
CT Fac. Spec. - NOX Rate Winter v.4.10 Final, Unit 3135 and retrofits | 305 | 2270 | Rate Constraint in lbs/MMBtu | FALSE | L | Annual | Seasons Included | Seasons | Winter, WintShld | Winter, WintShld | Winter, WintShld | Winter, WintShld | Winter, WintShld | Winter, WintShld | Winter, WintShld | Winter, WintShld
CT Fac. Spec. - NOX Rate Winter v.4.10 Final, Unit 3135 and retrofits | 305 | 2270 | Rate Constraint in lbs/MMBtu | FALSE | L | Annual | Standard NOX | lb/MMBtu | 0.15 | 0.15 | 0.15 | 0.15 | 0.15 | 0.15 | 0.15 | 0.15
CT Fac. Spec. - NOX Rate Winter v.4.10 Final, Unit 3135 and retrofits | 305 | 2270 | Rate Constraint in lbs/MMBtu | FALSE | L | Annual | Emissions at Affected Plants NOX | Thousand Tons | 0 | 0 | 0 | 0 | 0 | 0 | 0 | 0
CT Fac. Spec. - NOX Rate Winter v.4.10 Final, Unit 3135 and retrofits | 305 | 2270 | Rate Constraint in lbs/MMBtu | FALSE | L | Annual | Allowances Purchased NOX | Thousand Tons | 0 | 0 | 0 | 0 | 0 | 0 | 0 | 0
CT Fac. Spec. - NOX Rate Winter v.4.10 Final, Unit 3135 and retrofits | 305 | 2270 | Rate Constraint in lbs/MMBtu | FALSE | L | Annual | Allowances Sold NOX | Thousand Tons | 0 | 0 | 0 | 0 | 0 | 0 | 0 | 0
CT Fac. Spec. - NOX Rate Winter v.4.10 Final, Unit 3135 and retrofits | 305 | 2270 | Rate Constraint in lbs/MMBtu | FALSE | L | Annual | Allowances Banked | Thousand Tons | 0 | 0 | 0 | 0 | 0 | 0 | 0 | 0
CT Fac. Spec. - NOX Rate Winter v.4.10 Final, Unit 3135 and retrofits | 305 | 2270 | Rate Constraint in lbs/MMBtu | FALSE | L | Annual | Allowances Withdrawn (1:1) | Thousand Tons | 0 | 0 | 0 | 0 | 0 | 0 | 0 | 0
CT Fac. Spec. - NOX Rate Winter v.4.10 Final, Unit 3135 and retrofits | 305 | 2270 | Rate Constraint in lbs/MMBtu | FALSE | L | Annual | Allowances Withdrawn (n:1) | Thousand Tons | 0 | 0 | 0 | 0 | 0 | 0 | 0 | 0
CT Fac. Spec. - NOX Rate Winter v.4.10 Final, Unit 3135 and retrofits | 305 | 2270 | Rate Constraint in lbs/MMBtu | FALSE | L | Annual | Net Emissions Allowance Position | Thousand Tons | 0 | 0 | 0 | 0 | 0 | 0 | 0 | 0
CT Fac. Spec. - NOX Rate Winter v.4.10 Final, Unit 3135 and retrofits | 305 | 2270 | Rate Constraint in lbs/MMBtu | FALSE | L | Annual | Fuel Consumed | TBtu | 0 | 0 | 0 | 0 | 0 | 0 | 0 | 0
CT Fac. Spec. - NOX Rate Winter v.4.10 Final, Unit 3135 and retrofits | 305 | 2270 | Rate Constraint in lbs/MMBtu | FALSE | L | Annual | Rate | lb/MMBtu | 0 | 0 | 0 | 0 | 0 | 0 | 0 | 0
CT Fac. Spec. - NOX Rate Winter v.4.10 Final, Unit 3135 and retrofits | 305 | 2270 | Rate Constraint in lbs/MMBtu | FALSE | L | Annual | Generation | TWh | 0 | 0 | 0 | 0 | 0 | 0 | 0 | 0
CT Fac. Spec. - NOX Rate Winter v.4.10 Final, Unit 3135 and retrofits | 305 | 2270 | Rate Constraint in lbs/MMBtu | FALSE | L | Annual | Qualifying Generation | TWh | 0 | 0 | 0 | 0 | 0 | 0 | 0 | 0
CT Fac. Spec. - NOX Rate Winter v.4.10 Final, Unit 3135 and retrofits | 305 | 2270 | Rate Constraint in lbs/MMBtu | FALSE | L | Annual | Rate | lb/MWh | 0 | 0 | 0 | 0 | 0 | 0 | 0 | 0
CT Fac. Spec. - NOX Rate Winter v.4.10 Final, Unit 3135 and retrofits | 305 | 2270 | Rate Constraint in lbs/MMBtu | FALSE | L | Annual | Constraint Shadow Price | US2016$/Ton | 0 | 0 | 0 | 0 | 0 | 0 | 0 | 0
CT Fac. Spec. - NOX Rate Winter v.4.10 Final, Unit 3136 and retrofits | 306 | 2270 | Rate Constraint in lbs/MMBtu | FALSE | L | Annual | Seasons Included | Seasons | Winter, WintShld | Winter, WintShld | Winter, WintShld | Winter, WintShld | Winter, WintShld | Winter, WintShld | Winter, WintShld | Winter, WintShld
CT Fac. Spec. - NOX Rate Winter v.4.10 Final, Unit 3136 and retrofits | 306 | 2270 | Rate Constraint in lbs/MMBtu | FALSE | L | Annual | Standard NOX | lb/MMBtu | 0.15 | 0.15 | 0.15 | 0.15 | 0.15 | 0.15 | 0.15 | 0.15
CT Fac. Spec. - NOX Rate Winter v.4.10 Final, Unit 3136 and retrofits | 306 | 2270 | Rate Constraint in lbs/MMBtu | FALSE | L | Annual | Emissions at Affected Plants NOX | Thousand Tons | 0 | 0 | 0 | 0 | 0 | 0 | 0 | 0
CT Fac. Spec. - NOX Rate Winter v.4.10 Final, Unit 3136 and retrofits | 306 | 2270 | Rate Constraint in lbs/MMBtu | FALSE | L | Annual | Allowances Purchased NOX | Thousand Tons | 0 | 0 | 0 | 0 | 0 | 0 | 0 | 0
CT Fac. Spec. - NOX Rate Winter v.4.10 Final, Unit 3136 and retrofits | 306 | 2270 | Rate Constraint in lbs/MMBtu | FALSE | L | Annual | Allowances Sold NOX | Thousand Tons | 0 | 0 | 0 | 0 | 0 | 0 | 0 | 0
CT Fac. Spec. - NOX Rate Winter v.4.10 Final, Unit 3136 and retrofits | 306 | 2270 | Rate Constraint in lbs/MMBtu | FALSE | L | Annual | Allowances Banked | Thousand Tons | 0 | 0 | 0 | 0 | 0 | 0 | 0 | 0
CT Fac. Spec. - NOX Rate Winter v.4.10 Final, Unit 3136 and retrofits | 306 | 2270 | Rate Constraint in lbs/MMBtu | FALSE | L | Annual | Allowances Withdrawn (1:1) | Thousand Tons | 0 | 0 | 0 | 0 | 0 | 0 | 0 | 0
CT Fac. Spec. - NOX Rate Winter v.4.10 Final, Unit 3136 and retrofits | 306 | 2270 | Rate Constraint in lbs/MMBtu | FALSE | L | Annual | Allowances Withdrawn (n:1) | Thousand Tons | 0 | 0 | 0 | 0 | 0 | 0 | 0 | 0
CT Fac. Spec. - NOX Rate Winter v.4.10 Final, Unit 3136 and retrofits | 306 | 2270 | Rate Constraint in lbs/MMBtu | FALSE | L | Annual | Net Emissions Allowance Position | Thousand Tons | 0 | 0 | 0 | 0 | 0 | 0 | 0 | 0
CT Fac. Spec. - NOX Rate Winter v.4.10 Final, Unit 3136 and retrofits | 306 | 2270 | Rate Constraint in lbs/MMBtu | FALSE | L | Annual | Fuel Consumed | TBtu | 0 | 0 | 0 | 0 | 0 | 0 | 0 | 0
CT Fac. Spec. - NOX Rate Winter v.4.10 Final, Unit 3136 and retrofits | 306 | 2270 | Rate Constraint in lbs/MMBtu | FALSE | L | Annual | Rate | lb/MMBtu | 0 | 0 | 0 | 0 | 0 | 0 | 0 | 0
CT Fac. Spec. - NOX Rate Winter v.4.10 Final, Unit 3136 and retrofits | 306 | 2270 | Rate Constraint in lbs/MMBtu | FALSE | L | Annual | Generation | TWh | 0 | 0 | 0 | 0 | 0 | 0 | 0 | 0
CT Fac. Spec. - NOX Rate Winter v.4.10 Final, Unit 3136 and retrofits | 306 | 2270 | Rate Constraint in lbs/MMBtu | FALSE | L | Annual | Qualifying Generation | TWh | 0 | 0 | 0 | 0 | 0 | 0 | 0 | 0
CT Fac. Spec. - NOX Rate Winter v.4.10 Final, Unit 3136 and retrofits | 306 | 2270 | Rate Constraint in lbs/MMBtu | FALSE | L | Annual | Rate | lb/MWh | 0 | 0 | 0 | 0 | 0 | 0 | 0 | 0
CT Fac. Spec. - NOX Rate Winter v.4.10 Final, Unit 3136 and retrofits | 306 | 2270 | Rate Constraint in lbs/MMBtu | FALSE | L | Annual | Constraint Shadow Price | US2016$/Ton | 0 | 0 | 0 | 0 | 0 | 0 | 0 | 0
CT Fac. Spec. - NOX Rate Winter v.4.10 Final, Unit 3138 and retrofits | 307 | 2270 | Rate Constraint in lbs/MMBtu | FALSE | L | Annual | Seasons Included | Seasons | Winter, WintShld | Winter, WintShld | Winter, WintShld | Winter, WintShld | Winter, WintShld | Winter, WintShld | Winter, WintShld | Winter, WintShld
CT Fac. Spec. - NOX Rate Winter v.4.10 Final, Unit 3138 and retrofits | 307 | 2270 | Rate Constraint in lbs/MMBtu | FALSE | L | Annual | Standard NOX | lb/MMBtu | 0.15 | 0.15 | 0.15 | 0.15 | 0.15 | 0.15 | 0.15 | 0.15
CT Fac. Spec. - NOX Rate Winter v.4.10 Final, Unit 3138 and retrofits | 307 | 2270 | Rate Constraint in lbs/MMBtu | FALSE | L | Annual | Emissions at Affected Plants NOX | Thousand Tons | 9.8256e-05 | 0.00068062 | 0.00066363 | 0.00031756 | 0.00025983 | 0.00045244 | 0.00028768 | 0.00036691
CT Fac. Spec. - NOX Rate Winter v.4.10 Final, Unit 3138 and retrofits | 307 | 2270 | Rate Constraint in lbs/MMBtu | FALSE | L | Annual | Allowances Purchased NOX | Thousand Tons | 0 | 0 | 0 | 0 | 0 | 0 | 0 | 0
CT Fac. Spec. - NOX Rate Winter v.4.10 Final, Unit 3138 and retrofits | 307 | 2270 | Rate Constraint in lbs/MMBtu | FALSE | L | Annual | Allowances Sold NOX | Thousand Tons | 0 | 0 | 0 | 0 | 0 | 0 | 0 | 0
CT Fac. Spec. - NOX Rate Winter v.4.10 Final, Unit 3138 and retrofits | 307 | 2270 | Rate Constraint in lbs/MMBtu | FALSE | L | Annual | Allowances Banked | Thousand Tons | 0 | 0 | 0 | 0 | 0 | 0 | 0 | 0
CT Fac. Spec. - NOX Rate Winter v.4.10 Final, Unit 3138 and retrofits | 307 | 2270 | Rate Constraint in lbs/MMBtu | FALSE | L | Annual | Allowances Withdrawn (1:1) | Thousand Tons | 0 | 0 | 0 | 0 | 0 | 0 | 0 | 0
CT Fac. Spec. - NOX Rate Winter v.4.10 Final, Unit 3138 and retrofits | 307 | 2270 | Rate Constraint in lbs/MMBtu | FALSE | L | Annual | Allowances Withdrawn (n:1) | Thousand Tons | 0 | 0 | 0 | 0 | 0 | 0 | 0 | 0
CT Fac. Spec. - NOX Rate Winter v.4.10 Final, Unit 3138 and retrofits | 307 | 2270 | Rate Constraint in lbs/MMBtu | FALSE | L | Annual | Net Emissions Allowance Position | Thousand Tons | 9.8256e-05 | 0.00068062 | 0.00066363 | 0.00031756 | 0.00025983 | 0.00045244 | 0.00028768 | 0.00036691
CT Fac. Spec. - NOX Rate Winter v.4.10 Final, Unit 3138 and retrofits | 307 | 2270 | Rate Constraint in lbs/MMBtu | FALSE | L | Annual | Fuel Consumed | TBtu | 0.046274 | 0.32054 | 0.31254 | 0.14956 | 0.12237 | 0.21308 | 0.13548 | 0.1728
CT Fac. Spec. - NOX Rate Winter v.4.10 Final, Unit 3138 and retrofits | 307 | 2270 | Rate Constraint in lbs/MMBtu | FALSE | L | Annual | Rate | lb/MMBtu | 0.0042467 | 0.0042467 | 0.0042467 | 0.0042467 | 0.0042467 | 0.0042467 | 0.0042467 | 0.0042467
CT Fac. Spec. - NOX Rate Winter v.4.10 Final, Unit 3138 and retrofits | 307 | 2270 | Rate Constraint in lbs/MMBtu | FALSE | L | Annual | Generation | TWh | 0.0062839 | 0.043528 | 0.042442 | 0.020309 | 0.016617 | 0.028935 | 0.018398 | 0.023466
CT Fac. Spec. - NOX Rate Winter v.4.10 Final, Unit 3138 and retrofits | 307 | 2270 | Rate Constraint in lbs/MMBtu | FALSE | L | Annual | Qualifying Generation | TWh | 0.0062839 | 0.043528 | 0.042442 | 0.020309 | 0.016617 | 0.028935 | 0.018398 | 0.023466
CT Fac. Spec. - NOX Rate Winter v.4.10 Final, Unit 3138 and retrofits | 307 | 2270 | Rate Constraint in lbs/MMBtu | FALSE | L | Annual | Rate | lb/MWh | 0.031272 | 0.031272 | 0.031272 | 0.031272 | 0.031272 | 0.031272 | 0.031272 | 0.031272
CT Fac. Spec. - NOX Rate Winter v.4.10 Final, Unit 3138 and retrofits | 307 | 2270 | Rate Constraint in lbs/MMBtu | FALSE | L | Annual | Constraint Shadow Price | US2016$/Ton | 0 | 0 | 0 | 0 | 0 | 0 | 0 | 0
CT Fac. Spec. - NOX Rate Winter v.4.10 Final, Unit 3139 and retrofits | 308 | 2270 | Rate Constraint in lbs/MMBtu | FALSE | L | Annual | Seasons Included | Seasons | Winter, WintShld | Winter, WintShld | Winter, WintShld | Winter, WintShld | Winter, WintShld | Winter, WintShld | Winter, WintShld | Winter, WintShld
CT Fac. Spec. - NOX Rate Winter v.4.10 Final, Unit 3139 and retrofits | 308 | 2270 | Rate Constraint in lbs/MMBtu | FALSE | L | Annual | Standard NOX | lb/MMBtu | 0.15 | 0.15 | 0.15 | 0.15 | 0.15 | 0.15 | 0.15 | 0.15
CT Fac. Spec. - NOX Rate Winter v.4.10 Final, Unit 3139 and retrofits | 308 | 2270 | Rate Constraint in lbs/MMBtu | FALSE | L | Annual | Emissions at Affected Plants NOX | Thousand Tons | 0 | 0 | 0 | 0 | 0 | 0 | 0 | 0
CT Fac. Spec. - NOX Rate Winter v.4.10 Final, Unit 3139 and retrofits | 308 | 2270 | Rate Constraint in lbs/MMBtu | FALSE | L | Annual | Allowances Purchased NOX | Thousand Tons | 0 | 0 | 0 | 0 | 0 | 0 | 0 | 0
CT Fac. Spec. - NOX Rate Winter v.4.10 Final, Unit 3139 and retrofits | 308 | 2270 | Rate Constraint in lbs/MMBtu | FALSE | L | Annual | Allowances Sold NOX | Thousand Tons | 0 | 0 | 0 | 0 | 0 | 0 | 0 | 0
CT Fac. Spec. - NOX Rate Winter v.4.10 Final, Unit 3139 and retrofits | 308 | 2270 | Rate Constraint in lbs/MMBtu | FALSE | L | Annual | Allowances Banked | Thousand Tons | 0 | 0 | 0 | 0 | 0 | 0 | 0 | 0
CT Fac. Spec. - NOX Rate Winter v.4.10 Final, Unit 3139 and retrofits | 308 | 2270 | Rate Constraint in lbs/MMBtu | FALSE | L | Annual | Allowances Withdrawn (1:1) | Thousand Tons | 0 | 0 | 0 | 0 | 0 | 0 | 0 | 0
CT Fac. Spec. - NOX Rate Winter v.4.10 Final, Unit 3139 and retrofits | 308 | 2270 | Rate Constraint in lbs/MMBtu | FALSE | L | Annual | Allowances Withdrawn (n:1) | Thousand Tons | 0 | 0 | 0 | 0 | 0 | 0 | 0 | 0
CT Fac. Spec. - NOX Rate Winter v.4.10 Final, Unit 3139 and retrofits | 308 | 2270 | Rate Constraint in lbs/MMBtu | FALSE | L | Annual | Net Emissions Allowance Position | Thousand Tons | 0 | 0 | 0 | 0 | 0 | 0 | 0 | 0
CT Fac. Spec. - NOX Rate Winter v.4.10 Final, Unit 3139 and retrofits | 308 | 2270 | Rate Constraint in lbs/MMBtu | FALSE | L | Annual | Fuel Consumed | TBtu | 0 | 0 | 0 | 0 | 0 | 0 | 0 | 0
CT Fac. Spec. - NOX Rate Winter v.4.10 Final, Unit 3139 and retrofits | 308 | 2270 | Rate Constraint in lbs/MMBtu | FALSE | L | Annual | Rate | lb/MMBtu | 0 | 0 | 0 | 0 | 0 | 0 | 0 | 0
CT Fac. Spec. - NOX Rate Winter v.4.10 Final, Unit 3139 and retrofits | 308 | 2270 | Rate Constraint in lbs/MMBtu | FALSE | L | Annual | Generation | TWh | 0 | 0 | 0 | 0 | 0 | 0 | 0 | 0
CT Fac. Spec. - NOX Rate Winter v.4.10 Final, Unit 3139 and retrofits | 308 | 2270 | Rate Constraint in lbs/MMBtu | FALSE | L | Annual | Qualifying Generation | TWh | 0 | 0 | 0 | 0 | 0 | 0 | 0 | 0
CT Fac. Spec. - NOX Rate Winter v.4.10 Final, Unit 3139 and retrofits | 308 | 2270 | Rate Constraint in lbs/MMBtu | FALSE | L | Annual | Rate | lb/MWh | 0 | 0 | 0 | 0 | 0 | 0 | 0 | 0
CT Fac. Spec. - NOX Rate Winter v.4.10 Final, Unit 3139 and retrofits | 308 | 2270 | Rate Constraint in lbs/MMBtu | FALSE | L | Annual | Constraint Shadow Price | US2016$/Ton | 0 | 0 | 0 | 0 | 0 | 0 | 0 | 0
CT Fac. Spec. - NOX Rate Winter v.4.10 Final, Unit 3140 and retrofits | 309 | 2270 | Rate Constraint in lbs/MMBtu | FALSE | L | Annual | Seasons Included | Seasons | Winter, WintShld | Winter, WintShld | Winter, WintShld | Winter, WintShld | Winter, WintShld | Winter, WintShld | Winter, WintShld | Winter, WintShld
CT Fac. Spec. - NOX Rate Winter v.4.10 Final, Unit 3140 and retrofits | 309 | 2270 | Rate Constraint in lbs/MMBtu | FALSE | L | Annual | Standard NOX | lb/MMBtu | 0.15 | 0.15 | 0.15 | 0.15 | 0.15 | 0.15 | 0.15 | 0.15
CT Fac. Spec. - NOX Rate Winter v.4.10 Final, Unit 3140 and retrofits | 309 | 2270 | Rate Constraint in lbs/MMBtu | FALSE | L | Annual | Emissions at Affected Plants NOX | Thousand Tons | 0.00041066 | 0.00059452 | 0.00072693 | 0.00089708 | 0.00045418 | 0.00056721 | 0.00045577 | 0.00046618
CT Fac. Spec. - NOX Rate Winter v.4.10 Final, Unit 3140 and retrofits | 309 | 2270 | Rate Constraint in lbs/MMBtu | FALSE | L | Annual | Allowances Purchased NOX | Thousand Tons | 0 | 0 | 0 | 0 | 0 | 0 | 0 | 0
CT Fac. Spec. - NOX Rate Winter v.4.10 Final, Unit 3140 and retrofits | 309 | 2270 | Rate Constraint in lbs/MMBtu | FALSE | L | Annual | Allowances Sold NOX | Thousand Tons | 0 | 0 | 0 | 0 | 0 | 0 | 0 | 0
CT Fac. Spec. - NOX Rate Winter v.4.10 Final, Unit 3140 and retrofits | 309 | 2270 | Rate Constraint in lbs/MMBtu | FALSE | L | Annual | Allowances Banked | Thousand Tons | 0 | 0 | 0 | 0 | 0 | 0 | 0 | 0
CT Fac. Spec. - NOX Rate Winter v.4.10 Final, Unit 3140 and retrofits | 309 | 2270 | Rate Constraint in lbs/MMBtu | FALSE | L | Annual | Allowances Withdrawn (1:1) | Thousand Tons | 0 | 0 | 0 | 0 | 0 | 0 | 0 | 0
CT Fac. Spec. - NOX Rate Winter v.4.10 Final, Unit 3140 and retrofits | 309 | 2270 | Rate Constraint in lbs/MMBtu | FALSE | L | Annual | Allowances Withdrawn (n:1) | Thousand Tons | 0 | 0 | 0 | 0 | 0 | 0 | 0 | 0
CT Fac. Spec. - NOX Rate Winter v.4.10 Final, Unit 3140 and retrofits | 309 | 2270 | Rate Constraint in lbs/MMBtu | FALSE | L | Annual | Net Emissions Allowance Position | Thousand Tons | 0.00041066 | 0.00059452 | 0.00072693 | 0.00089708 | 0.00045418 | 0.00056721 | 0.00045577 | 0.00046618
CT Fac. Spec. - NOX Rate Winter v.4.10 Final, Unit 3140 and retrofits | 309 | 2270 | Rate Constraint in lbs/MMBtu | FALSE | L | Annual | Fuel Consumed | TBtu | 0.25461 | 0.3686 | 0.45069 | 0.55619 | 0.28159 | 0.35167 | 0.28258 | 0.28903
CT Fac. Spec. - NOX Rate Winter v.4.10 Final, Unit 3140 and retrofits | 309 | 2270 | Rate Constraint in lbs/MMBtu | FALSE | L | Annual | Rate | lb/MMBtu | 0.0032258 | 0.0032258 | 0.0032258 | 0.0032258 | 0.0032258 | 0.0032258 | 0.0032258 | 0.0032258
CT Fac. Spec. - NOX Rate Winter v.4.10 Final, Unit 3140 and retrofits | 309 | 2270 | Rate Constraint in lbs/MMBtu | FALSE | L | Annual | Generation | TWh | 0.034584 | 0.050068 | 0.061219 | 0.075548 | 0.038249 | 0.047768 | 0.038383 | 0.03926
CT Fac. Spec. - NOX Rate Winter v.4.10 Final, Unit 3140 and retrofits | 309 | 2270 | Rate Constraint in lbs/MMBtu | FALSE | L | Annual | Qualifying Generation | TWh | 0.034584 | 0.050068 | 0.061219 | 0.075548 | 0.038249 | 0.047768 | 0.038383 | 0.03926
CT Fac. Spec. - NOX Rate Winter v.4.10 Final, Unit 3140 and retrofits | 309 | 2270 | Rate Constraint in lbs/MMBtu | FALSE | L | Annual | Rate | lb/MWh | 0.023749 | 0.023749 | 0.023749 | 0.023749 | 0.023749 | 0.023749 | 0.023749 | 0.023749
CT Fac. Spec. - NOX Rate Winter v.4.10 Final, Unit 3140 and retrofits | 309 | 2270 | Rate Constraint in lbs/MMBtu | FALSE | L | Annual | Constraint Shadow Price | US2016$/Ton | 0 | 0 | 0 | 0 | 0 | 0 | 0 | 0
CT Fac. Spec. - NOX Rate Winter v.4.10 Final, Unit 3141 and retrofits | 310 | 2270 | Rate Constraint in lbs/MMBtu | FALSE | L | Annual | Seasons Included | Seasons | Winter, WintShld | Winter, WintShld | Winter, WintShld | Winter, WintShld | Winter, WintShld | Winter, WintShld | Winter, WintShld | Winter, WintShld
CT Fac. Spec. - NOX Rate Winter v.4.10 Final, Unit 3141 and retrofits | 310 | 2270 | Rate Constraint in lbs/MMBtu | FALSE | L | Annual | Standard NOX | lb/MMBtu | 0.15 | 0.15 | 0.15 | 0.15 | 0.15 | 0.15 | 0.15 | 0.15
CT Fac. Spec. - NOX Rate Winter v.4.10 Final, Unit 3141 and retrofits | 310 | 2270 | Rate Constraint in lbs/MMBtu | FALSE | L | Annual | Emissions at Affected Plants NOX | Thousand Tons | 1.1999e-05 | 0.00017599 | 0.00017599 | 2.6247e-05 | 2.2261e-05 | 3.2399e-05 | 0.00010009 | 6.7995e-05
CT Fac. Spec. - NOX Rate Winter v.4.10 Final, Unit 3141 and retrofits | 310 | 2270 | Rate Constraint in lbs/MMBtu | FALSE | L | Annual | Allowances Purchased NOX | Thousand Tons | 0 | 0 | 0 | 0 | 0 | 0 | 0 | 0
CT Fac. Spec. - NOX Rate Winter v.4.10 Final, Unit 3141 and retrofits | 310 | 2270 | Rate Constraint in lbs/MMBtu | FALSE | L | Annual | Allowances Sold NOX | Thousand Tons | 0 | 0 | 0 | 0 | 0 | 0 | 0 | 0
CT Fac. Spec. - NOX Rate Winter v.4.10 Final, Unit 3141 and retrofits | 310 | 2270 | Rate Constraint in lbs/MMBtu | FALSE | L | Annual | Allowances Banked | Thousand Tons | 0 | 0 | 0 | 0 | 0 | 0 | 0 | 0
CT Fac. Spec. - NOX Rate Winter v.4.10 Final, Unit 3141 and retrofits | 310 | 2270 | Rate Constraint in lbs/MMBtu | FALSE | L | Annual | Allowances Withdrawn (1:1) | Thousand Tons | 0 | 0 | 0 | 0 | 0 | 0 | 0 | 0
CT Fac. Spec. - NOX Rate Winter v.4.10 Final, Unit 3141 and retrofits | 310 | 2270 | Rate Constraint in lbs/MMBtu | FALSE | L | Annual | Allowances Withdrawn (n:1) | Thousand Tons | 0 | 0 | 0 | 0 | 0 | 0 | 0 | 0
CT Fac. Spec. - NOX Rate Winter v.4.10 Final, Unit 3141 and retrofits | 310 | 2270 | Rate Constraint in lbs/MMBtu | FALSE | L | Annual | Net Emissions Allowance Position | Thousand Tons | 1.1999e-05 | 0.00017599 | 0.00017599 | 2.6247e-05 | 2.2261e-05 | 3.2399e-05 | 0.00010009 | 6.7995e-05
CT Fac. Spec. - NOX Rate Winter v.4.10 Final, Unit 3141 and retrofits | 310 | 2270 | Rate Constraint in lbs/MMBtu | FALSE | L | Annual | Fuel Consumed | TBtu | 0.0047893 | 0.070243 | 0.070243 | 0.010476 | 0.008885 | 0.012932 | 0.03995 | 0.027139
CT Fac. Spec. - NOX Rate Winter v.4.10 Final, Unit 3141 and retrofits | 310 | 2270 | Rate Constraint in lbs/MMBtu | FALSE | L | Annual | Rate | lb/MMBtu | 0.0050108 | 0.0050108 | 0.0050108 | 0.0050108 | 0.0050108 | 0.0050108 | 0.0050108 | 0.0050108
CT Fac. Spec. - NOX Rate Winter v.4.10 Final, Unit 3141 and retrofits | 310 | 2270 | Rate Constraint in lbs/MMBtu | FALSE | L | Annual | Generation | TWh | 0.00064581 | 0.0094718 | 0.0094718 | 0.0014126 | 0.0011981 | 0.0017437 | 0.0053871 | 0.0036596
CT Fac. Spec. - NOX Rate Winter v.4.10 Final, Unit 3141 and retrofits | 310 | 2270 | Rate Constraint in lbs/MMBtu | FALSE | L | Annual | Qualifying Generation | TWh | 0.00064581 | 0.0094718 | 0.0094718 | 0.0014126 | 0.0011981 | 0.0017437 | 0.0053871 | 0.0036596
CT Fac. Spec. - NOX Rate Winter v.4.10 Final, Unit 3141 and retrofits | 310 | 2270 | Rate Constraint in lbs/MMBtu | FALSE | L | Annual | Rate | lb/MWh | 0.03716 | 0.03716 | 0.03716 | 0.03716 | 0.03716 | 0.03716 | 0.03716 | 0.03716
CT Fac. Spec. - NOX Rate Winter v.4.10 Final, Unit 3141 and retrofits | 310 | 2270 | Rate Constraint in lbs/MMBtu | FALSE | L | Annual | Constraint Shadow Price | US2016$/Ton | 0 | 0 | 0 | 0 | 0 | 0 | 0 | 0
CT Fac. Spec. - NOX Rate Winter v.4.10 Final, Unit 3142 and retrofits | 311 | 2270 | Rate Constraint in lbs/MMBtu | FALSE | L | Annual | Seasons Included | Seasons | Winter, WintShld | Winter, WintShld | Winter, WintShld | Winter, WintShld | Winter, WintShld | Winter, WintShld | Winter, WintShld | Winter, WintShld
CT Fac. Spec. - NOX Rate Winter v.4.10 Final, Unit 3142 and retrofits | 311 | 2270 | Rate Constraint in lbs/MMBtu | FALSE | L | Annual | Standard NOX | lb/MMBtu | 0.15 | 0.15 | 0.15 | 0.15 | 0.15 | 0.15 | 0.15 | 0.15
CT Fac. Spec. - NOX Rate Winter v.4.10 Final, Unit 3142 and retrofits | 311 | 2270 | Rate Constraint in lbs/MMBtu | FALSE | L | Annual | Emissions at Affected Plants NOX | Thousand Tons | 1.1786e-05 | 0.00017286 | 0.00021388 | 9.036e-05 | 8.8381e-05 | 9.8388e-05 | 0.00015322 | 6.6788e-05
CT Fac. Spec. - NOX Rate Winter v.4.10 Final, Unit 3142 and retrofits | 311 | 2270 | Rate Constraint in lbs/MMBtu | FALSE | L | Annual | Allowances Purchased NOX | Thousand Tons | 0 | 0 | 0 | 0 | 0 | 0 | 0 | 0
CT Fac. Spec. - NOX Rate Winter v.4.10 Final, Unit 3142 and retrofits | 311 | 2270 | Rate Constraint in lbs/MMBtu | FALSE | L | Annual | Allowances Sold NOX | Thousand Tons | 0 | 0 | 0 | 0 | 0 | 0 | 0 | 0
CT Fac. Spec. - NOX Rate Winter v.4.10 Final, Unit 3142 and retrofits | 311 | 2270 | Rate Constraint in lbs/MMBtu | FALSE | L | Annual | Allowances Banked | Thousand Tons | 0 | 0 | 0 | 0 | 0 | 0 | 0 | 0
CT Fac. Spec. - NOX Rate Winter v.4.10 Final, Unit 3142 and retrofits | 311 | 2270 | Rate Constraint in lbs/MMBtu | FALSE | L | Annual | Allowances Withdrawn (1:1) | Thousand Tons | 0 | 0 | 0 | 0 | 0 | 0 | 0 | 0
CT Fac. Spec. - NOX Rate Winter v.4.10 Final, Unit 3142 and retrofits | 311 | 2270 | Rate Constraint in lbs/MMBtu | FALSE | L | Annual | Allowances Withdrawn (n:1) | Thousand Tons | 0 | 0 | 0 | 0 | 0 | 0 | 0 | 0
CT Fac. Spec. - NOX Rate Winter v.4.10 Final, Unit 3142 and retrofits | 311 | 2270 | Rate Constraint in lbs/MMBtu | FALSE | L | Annual | Net Emissions Allowance Position | Thousand Tons | 1.1786e-05 | 0.00017286 | 0.00021388 | 9.036e-05 | 8.8381e-05 | 9.8388e-05 | 0.00015322 | 6.6788e-05
CT Fac. Spec. - NOX Rate Winter v.4.10 Final, Unit 3142 and retrofits | 311 | 2270 | Rate Constraint in lbs/MMBtu | FALSE | L | Annual | Fuel Consumed | TBtu | 0.0048337 | 0.070894 | 0.087717 | 0.037058 | 0.036247 | 0.04035 | 0.062838 | 0.027391
CT Fac. Spec. - NOX Rate Winter v.4.10 Final, Unit 3142 and retrofits | 311 | 2270 | Rate Constraint in lbs/MMBtu | FALSE | L | Annual | Rate | lb/MMBtu | 0.0048767 | 0.0048767 | 0.0048767 | 0.0048767 | 0.0048767 | 0.0048767 | 0.0048767 | 0.0048767
CT Fac. Spec. - NOX Rate Winter v.4.10 Final, Unit 3142 and retrofits | 311 | 2270 | Rate Constraint in lbs/MMBtu | FALSE | L | Annual | Generation | TWh | 0.00065214 | 0.0095647 | 0.011835 | 0.0049997 | 0.0048903 | 0.0054439 | 0.0084778 | 0.0036955
CT Fac. Spec. - NOX Rate Winter v.4.10 Final, Unit 3142 and retrofits | 311 | 2270 | Rate Constraint in lbs/MMBtu | FALSE | L | Annual | Qualifying Generation | TWh | 0.00065214 | 0.0095647 | 0.011835 | 0.0049997 | 0.0048903 | 0.0054439 | 0.0084778 | 0.0036955
CT Fac. Spec. - NOX Rate Winter v.4.10 Final, Unit 3142 and retrofits | 311 | 2270 | Rate Constraint in lbs/MMBtu | FALSE | L | Annual | Rate | lb/MWh | 0.036146 | 0.036146 | 0.036146 | 0.036146 | 0.036146 | 0.036146 | 0.036146 | 0.036146
CT Fac. Spec. - NOX Rate Winter v.4.10 Final, Unit 3142 and retrofits | 311 | 2270 | Rate Constraint in lbs/MMBtu | FALSE | L | Annual | Constraint Shadow Price | US2016$/Ton | 0 | 0 | 0 | 0 | 0 | 0 | 0 | 0
CT Fac. Spec. - NOX Rate Winter v.4.10 Final, Unit 3143 and retrofits | 312 | 2270 | Rate Constraint in lbs/MMBtu | FALSE | L | Annual | Seasons Included | Seasons | Winter, WintShld | Winter, WintShld | Winter, WintShld | Winter, WintShld | Winter, WintShld | Winter, WintShld | Winter, WintShld | Winter, WintShld
CT Fac. Spec. - NOX Rate Winter v.4.10 Final, Unit 3143 and retrofits | 312 | 2270 | Rate Constraint in lbs/MMBtu | FALSE | L | Annual | Standard NOX | lb/MMBtu | 0.15 | 0.15 | 0.15 | 0.15 | 0.15 | 0.15 | 0.15 | 0.15
CT Fac. Spec. - NOX Rate Winter v.4.10 Final, Unit 3143 and retrofits | 312 | 2270 | Rate Constraint in lbs/MMBtu | FALSE | L | Annual | Emissions at Affected Plants NOX | Thousand Tons | 0.030178 | 0.027011 | 0.027011 | 0.027011 | 0.027011 | 0.027011 | 0.027011 | 0.027011
CT Fac. Spec. - NOX Rate Winter v.4.10 Final, Unit 3143 and retrofits | 312 | 2270 | Rate Constraint in lbs/MMBtu | FALSE | L | Annual | Allowances Purchased NOX | Thousand Tons | 0 | 0 | 0 | 0 | 0 | 0 | 0 | 0
CT Fac. Spec. - NOX Rate Winter v.4.10 Final, Unit 3143 and retrofits | 312 | 2270 | Rate Constraint in lbs/MMBtu | FALSE | L | Annual | Allowances Sold NOX | Thousand Tons | 0 | 0 | 0 | 0 | 0 | 0 | 0 | 0
CT Fac. Spec. - NOX Rate Winter v.4.10 Final, Unit 3143 and retrofits | 312 | 2270 | Rate Constraint in lbs/MMBtu | FALSE | L | Annual | Allowances Banked | Thousand Tons | 0 | 0 | 0 | 0 | 0 | 0 | 0 | 0
CT Fac. Spec. - NOX Rate Winter v.4.10 Final, Unit 3143 and retrofits | 312 | 2270 | Rate Constraint in lbs/MMBtu | FALSE | L | Annual | Allowances Withdrawn (1:1) | Thousand Tons | 0 | 0 | 0 | 0 | 0 | 0 | 0 | 0
CT Fac. Spec. - NOX Rate Winter v.4.10 Final, Unit 3143 and retrofits | 312 | 2270 | Rate Constraint in lbs/MMBtu | FALSE | L | Annual | Allowances Withdrawn (n:1) | Thousand Tons | 0 | 0 | 0 | 0 | 0 | 0 | 0 | 0
CT Fac. Spec. - NOX Rate Winter v.4.10 Final, Unit 3143 and retrofits | 312 | 2270 | Rate Constraint in lbs/MMBtu | FALSE | L | Annual | Net Emissions Allowance Position | Thousand Tons | 0.030178 | 0.027011 | 0.027011 | 0.027011 | 0.027011 | 0.027011 | 0.027011 | 0.027011
CT Fac. Spec. - NOX Rate Winter v.4.10 Final, Unit 3143 and retrofits | 312 | 2270 | Rate Constraint in lbs/MMBtu | FALSE | L | Annual | Fuel Consumed | TBtu | 0.46327 | 0.41465 | 0.41465 | 0.41465 | 0.41465 | 0.41465 | 0.41465 | 0.41465
CT Fac. Spec. - NOX Rate Winter v.4.10 Final, Unit 3143 and retrofits | 312 | 2270 | Rate Constraint in lbs/MMBtu | FALSE | L | Annual | Rate | lb/MMBtu | 0.13028 | 0.13028 | 0.13028 | 0.13028 | 0.13028 | 0.13028 | 0.13028 | 0.13028
CT Fac. Spec. - NOX Rate Winter v.4.10 Final, Unit 3143 and retrofits | 312 | 2270 | Rate Constraint in lbs/MMBtu | FALSE | L | Annual | Generation | TWh | 0.066106 | 0.059168 | 0.059168 | 0.059168 | 0.059168 | 0.059168 | 0.059168 | 0.059168
CT Fac. Spec. - NOX Rate Winter v.4.10 Final, Unit 3143 and retrofits | 312 | 2270 | Rate Constraint in lbs/MMBtu | FALSE | L | Annual | Qualifying Generation | TWh | 0.066106 | 0.059168 | 0.059168 | 0.059168 | 0.059168 | 0.059168 | 0.059168 | 0.059168
CT Fac. Spec. - NOX Rate Winter v.4.10 Final, Unit 3143 and retrofits | 312 | 2270 | Rate Constraint in lbs/MMBtu | FALSE | L | Annual | Rate | lb/MWh | 0.91302 | 0.91302 | 0.91302 | 0.91302 | 0.91302 | 0.91302 | 0.91302 | 0.91302
CT Fac. Spec. - NOX Rate Winter v.4.10 Final, Unit 3143 and retrofits | 312 | 2270 | Rate Constraint in lbs/MMBtu | FALSE | L | Annual | Constraint Shadow Price | US2016$/Ton | 0 | 0 | 0 | 0 | 0 | 0 | 0 | 0
CT Fac. Spec. - NOX Rate Winter v.4.10 Final, Unit 3144 and retrofits | 313 | 2270 | Rate Constraint in lbs/MMBtu | FALSE | L | Annual | Seasons Included | Seasons | Winter, WintShld | Winter, WintShld | Winter, WintShld | Winter, WintShld | Winter, WintShld | Winter, WintShld | Winter, WintShld | Winter, WintShld
CT Fac. Spec. - NOX Rate Winter v.4.10 Final, Unit 3144 and retrofits | 313 | 2270 | Rate Constraint in lbs/MMBtu | FALSE | L | Annual | Standard NOX | lb/MMBtu | 0.15 | 0.15 | 0.15 | 0.15 | 0.15 | 0.15 | 0.15 | 0.15
CT Fac. Spec. - NOX Rate Winter v.4.10 Final, Unit 3144 and retrofits | 313 | 2270 | Rate Constraint in lbs/MMBtu | FALSE | L | Annual | Emissions at Affected Plants NOX | Thousand Tons | 0.0069284 | 0.0056309 | 0.0056309 | 0.0025884 | 0.0013883 | 0.0024651 | 0.0029322 | 0.0029063
CT Fac. Spec. - NOX Rate Winter v.4.10 Final, Unit 3144 and retrofits | 313 | 2270 | Rate Constraint in lbs/MMBtu | FALSE | L | Annual | Allowances Purchased NOX | Thousand Tons | 0 | 0 | 0 | 0 | 0 | 0 | 0 | 0
CT Fac. Spec. - NOX Rate Winter v.4.10 Final, Unit 3144 and retrofits | 313 | 2270 | Rate Constraint in lbs/MMBtu | FALSE | L | Annual | Allowances Sold NOX | Thousand Tons | 0 | 0 | 0 | 0 | 0 | 0 | 0 | 0
CT Fac. Spec. - NOX Rate Winter v.4.10 Final, Unit 3144 and retrofits | 313 | 2270 | Rate Constraint in lbs/MMBtu | FALSE | L | Annual | Allowances Banked | Thousand Tons | 0 | 0 | 0 | 0 | 0 | 0 | 0 | 0
CT Fac. Spec. - NOX Rate Winter v.4.10 Final, Unit 3144 and retrofits | 313 | 2270 | Rate Constraint in lbs/MMBtu | FALSE | L | Annual | Allowances Withdrawn (1:1) | Thousand Tons | 0 | 0 | 0 | 0 | 0 | 0 | 0 | 0
CT Fac. Spec. - NOX Rate Winter v.4.10 Final, Unit 3144 and retrofits | 313 | 2270 | Rate Constraint in lbs/MMBtu | FALSE | L | Annual | Allowances Withdrawn (n:1) | Thousand Tons | 0 | 0 | 0 | 0 | 0 | 0 | 0 | 0
CT Fac. Spec. - NOX Rate Winter v.4.10 Final, Unit 3144 and retrofits | 313 | 2270 | Rate Constraint in lbs/MMBtu | FALSE | L | Annual | Net Emissions Allowance Position | Thousand Tons | 0.0069284 | 0.0056309 | 0.0056309 | 0.0025884 | 0.0013883 | 0.0024651 | 0.0029322 | 0.0029063
CT Fac. Spec. - NOX Rate Winter v.4.10 Final, Unit 3144 and retrofits | 313 | 2270 | Rate Constraint in lbs/MMBtu | FALSE | L | Annual | Fuel Consumed | TBtu | 0.10636 | 0.086442 | 0.086442 | 0.039735 | 0.021312 | 0.037843 | 0.045013 | 0.044615
CT Fac. Spec. - NOX Rate Winter v.4.10 Final, Unit 3144 and retrofits | 313 | 2270 | Rate Constraint in lbs/MMBtu | FALSE | L | Annual | Rate | lb/MMBtu | 0.13028 | 0.13028 | 0.13028 | 0.13028 | 0.13028 | 0.13028 | 0.13028 | 0.13028
CT Fac. Spec. - NOX Rate Winter v.4.10 Final, Unit 3144 and retrofits | 313 | 2270 | Rate Constraint in lbs/MMBtu | FALSE | L | Annual | Generation | TWh | 0.015177 | 0.012335 | 0.012335 | 0.0056699 | 0.003041 | 0.0054 | 0.0064231 | 0.0063663
CT Fac. Spec. - NOX Rate Winter v.4.10 Final, Unit 3144 and retrofits | 313 | 2270 | Rate Constraint in lbs/MMBtu | FALSE | L | Annual | Qualifying Generation | TWh | 0.015177 | 0.012335 | 0.012335 | 0.0056699 | 0.003041 | 0.0054 | 0.0064231 | 0.0063663
CT Fac. Spec. - NOX Rate Winter v.4.10 Final, Unit 3144 and retrofits | 313 | 2270 | Rate Constraint in lbs/MMBtu | FALSE | L | Annual | Rate | lb/MWh | 0.91302 | 0.91302 | 0.91302 | 0.91302 | 0.91302 | 0.91302 | 0.91302 | 0.91302
CT Fac. Spec. - NOX Rate Winter v.4.10 Final, Unit 3144 and retrofits | 313 | 2270 | Rate Constraint in lbs/MMBtu | FALSE | L | Annual | Constraint Shadow Price | US2016$/Ton | 0 | 0 | 0 | 0 | 0 | 0 | 0 | 0
CT Fac. Spec. - NOX Rate Winter v.4.10 Final, Unit 3145 and retrofits | 314 | 2270 | Rate Constraint in lbs/MMBtu | FALSE | L | Annual | Seasons Included | Seasons | Winter, WintShld | Winter, WintShld | Winter, WintShld | Winter, WintShld | Winter, WintShld | Winter, WintShld | Winter, WintShld | Winter, WintShld
CT Fac. Spec. - NOX Rate Winter v.4.10 Final, Unit 3145 and retrofits | 314 | 2270 | Rate Constraint in lbs/MMBtu | FALSE | L | Annual | Standard NOX | lb/MMBtu | 0.15 | 0.15 | 0.15 | 0.15 | 0.15 | 0.15 | 0.15 | 0.15
CT Fac. Spec. - NOX Rate Winter v.4.10 Final, Unit 3145 and retrofits | 314 | 2270 | Rate Constraint in lbs/MMBtu | FALSE | L | Annual | Emissions at Affected Plants NOX | Thousand Tons | 0.019353 | 0.019353 | 0.019353 | 0.019045 | 0.018336 | 0.019353 | 0.016882 | 0.016571
CT Fac. Spec. - NOX Rate Winter v.4.10 Final, Unit 3145 and retrofits | 314 | 2270 | Rate Constraint in lbs/MMBtu | FALSE | L | Annual | Allowances Purchased NOX | Thousand Tons | 0 | 0 | 0 | 0 | 0 | 0 | 0 | 0
CT Fac. Spec. - NOX Rate Winter v.4.10 Final, Unit 3145 and retrofits | 314 | 2270 | Rate Constraint in lbs/MMBtu | FALSE | L | Annual | Allowances Sold NOX | Thousand Tons | 0 | 0 | 0 | 0 | 0 | 0 | 0 | 0
CT Fac. Spec. - NOX Rate Winter v.4.10 Final, Unit 3145 and retrofits | 314 | 2270 | Rate Constraint in lbs/MMBtu | FALSE | L | Annual | Allowances Banked | Thousand Tons | 0 | 0 | 0 | 0 | 0 | 0 | 0 | 0
CT Fac. Spec. - NOX Rate Winter v.4.10 Final, Unit 3145 and retrofits | 314 | 2270 | Rate Constraint in lbs/MMBtu | FALSE | L | Annual | Allowances Withdrawn (1:1) | Thousand Tons | 0 | 0 | 0 | 0 | 0 | 0 | 0 | 0
CT Fac. Spec. - NOX Rate Winter v.4.10 Final, Unit 3145 and retrofits | 314 | 2270 | Rate Constraint in lbs/MMBtu | FALSE | L | Annual | Allowances Withdrawn (n:1) | Thousand Tons | 0 | 0 | 0 | 0 | 0 | 0 | 0 | 0
CT Fac. Spec. - NOX Rate Winter v.4.10 Final, Unit 3145 and retrofits | 314 | 2270 | Rate Constraint in lbs/MMBtu | FALSE | L | Annual | Net Emissions Allowance Position | Thousand Tons | 0.019353 | 0.019353 | 0.019353 | 0.019045 | 0.018336 | 0.019353 | 0.016882 | 0.016571
CT Fac. Spec. - NOX Rate Winter v.4.10 Final, Unit 3145 and retrofits | 314 | 2270 | Rate Constraint in lbs/MMBtu | FALSE | L | Annual | Fuel Consumed | TBtu | 6.0321 | 6.0321 | 6.0321 | 5.9362 | 5.715 | 6.0321 | 5.2619 | 5.1651
CT Fac. Spec. - NOX Rate Winter v.4.10 Final, Unit 3145 and retrofits | 314 | 2270 | Rate Constraint in lbs/MMBtu | FALSE | L | Annual | Rate | lb/MMBtu | 0.0064167 | 0.0064167 | 0.0064167 | 0.0064167 | 0.0064167 | 0.0064167 | 0.0064167 | 0.0064167
CT Fac. Spec. - NOX Rate Winter v.4.10 Final, Unit 3145 and retrofits | 314 | 2270 | Rate Constraint in lbs/MMBtu | FALSE | L | Annual | Generation | TWh | 0.96514 | 0.96514 | 0.96514 | 0.94979 | 0.91441 | 0.96514 | 0.84191 | 0.82641
CT Fac. Spec. - NOX Rate Winter v.4.10 Final, Unit 3145 and retrofits | 314 | 2270 | Rate Constraint in lbs/MMBtu | FALSE | L | Annual | Qualifying Generation | TWh | 0.96514 | 0.96514 | 0.96514 | 0.94979 | 0.91441 | 0.96514 | 0.84191 | 0.82641
CT Fac. Spec. - NOX Rate Winter v.4.10 Final, Unit 3145 and retrofits | 314 | 2270 | Rate Constraint in lbs/MMBtu | FALSE | L | Annual | Rate | lb/MWh | 0.040104 | 0.040104 | 0.040104 | 0.040104 | 0.040104 | 0.040104 | 0.040104 | 0.040104
CT Fac. Spec. - NOX Rate Winter v.4.10 Final, Unit 3145 and retrofits | 314 | 2270 | Rate Constraint in lbs/MMBtu | FALSE | L | Annual | Constraint Shadow Price | US2016$/Ton | 0 | 0 | 0 | 0 | 0 | 0 | 0 | 0
CT Fac. Spec. - NOX Rate Winter v.4.10 Final, Unit 3146 and retrofits | 315 | 2270 | Rate Constraint in lbs/MMBtu | FALSE | L | Annual | Seasons Included | Seasons | Winter, WintShld | Winter, WintShld | Winter, WintShld | Winter, WintShld | Winter, WintShld | Winter, WintShld | Winter, WintShld | Winter, WintShld
CT Fac. Spec. - NOX Rate Winter v.4.10 Final, Unit 3146 and retrofits | 315 | 2270 | Rate Constraint in lbs/MMBtu | FALSE | L | Annual | Standard NOX | lb/MMBtu | 0.15 | 0.15 | 0.15 | 0.15 | 0.15 | 0.15 | 0.15 | 0.15
CT Fac. Spec. - NOX Rate Winter v.4.10 Final, Unit 3146 and retrofits | 315 | 2270 | Rate Constraint in lbs/MMBtu | FALSE | L | Annual | Emissions at Affected Plants NOX | Thousand Tons | 0.019353 | 0.019353 | 0.019353 | 0.014918 | 0.014743 | 0.019353 | 0.014918 | 0.014743
CT Fac. Spec. - NOX Rate Winter v.4.10 Final, Unit 3146 and retrofits | 315 | 2270 | Rate Constraint in lbs/MMBtu | FALSE | L | Annual | Allowances Purchased NOX | Thousand Tons | 0 | 0 | 0 | 0 | 0 | 0 | 0 | 0
CT Fac. Spec. - NOX Rate Winter v.4.10 Final, Unit 3146 and retrofits | 315 | 2270 | Rate Constraint in lbs/MMBtu | FALSE | L | Annual | Allowances Sold NOX | Thousand Tons | 0 | 0 | 0 | 0 | 0 | 0 | 0 | 0
CT Fac. Spec. - NOX Rate Winter v.4.10 Final, Unit 3146 and retrofits | 315 | 2270 | Rate Constraint in lbs/MMBtu | FALSE | L | Annual | Allowances Banked | Thousand Tons | 0 | 0 | 0 | 0 | 0 | 0 | 0 | 0
CT Fac. Spec. - NOX Rate Winter v.4.10 Final, Unit 3146 and retrofits | 315 | 2270 | Rate Constraint in lbs/MMBtu | FALSE | L | Annual | Allowances Withdrawn (1:1) | Thousand Tons | 0 | 0 | 0 | 0 | 0 | 0 | 0 | 0
CT Fac. Spec. - NOX Rate Winter v.4.10 Final, Unit 3146 and retrofits | 315 | 2270 | Rate Constraint in lbs/MMBtu | FALSE | L | Annual | Allowances Withdrawn (n:1) | Thousand Tons | 0 | 0 | 0 | 0 | 0 | 0 | 0 | 0
CT Fac. Spec. - NOX Rate Winter v.4.10 Final, Unit 3146 and retrofits | 315 | 2270 | Rate Constraint in lbs/MMBtu | FALSE | L | Annual | Net Emissions Allowance Position | Thousand Tons | 0.019353 | 0.019353 | 0.019353 | 0.014918 | 0.014743 | 0.019353 | 0.014918 | 0.014743
CT Fac. Spec. - NOX Rate Winter v.4.10 Final, Unit 3146 and retrofits | 315 | 2270 | Rate Constraint in lbs/MMBtu | FALSE | L | Annual | Fuel Consumed | TBtu | 6.0321 | 6.0321 | 6.0321 | 4.6498 | 4.5952 | 6.0321 | 4.6498 | 4.5952
CT Fac. Spec. - NOX Rate Winter v.4.10 Final, Unit 3146 and retrofits | 315 | 2270 | Rate Constraint in lbs/MMBtu | FALSE | L | Annual | Rate | lb/MMBtu | 0.0064167 | 0.0064167 | 0.0064167 | 0.0064167 | 0.0064167 | 0.0064167 | 0.0064167 | 0.0064167
CT Fac. Spec. - NOX Rate Winter v.4.10 Final, Unit 3146 and retrofits | 315 | 2270 | Rate Constraint in lbs/MMBtu | FALSE | L | Annual | Generation | TWh | 0.96514 | 0.96514 | 0.96514 | 0.74396 | 0.73524 | 0.96514 | 0.74396 | 0.73524
CT Fac. Spec. - NOX Rate Winter v.4.10 Final, Unit 3146 and retrofits | 315 | 2270 | Rate Constraint in lbs/MMBtu | FALSE | L | Annual | Qualifying Generation | TWh | 0.96514 | 0.96514 | 0.96514 | 0.74396 | 0.73524 | 0.96514 | 0.74396 | 0.73524
CT Fac. Spec. - NOX Rate Winter v.4.10 Final, Unit 3146 and retrofits | 315 | 2270 | Rate Constraint in lbs/MMBtu | FALSE | L | Annual | Rate | lb/MWh | 0.040104 | 0.040104 | 0.040104 | 0.040104 | 0.040104 | 0.040104 | 0.040104 | 0.040104
CT Fac. Spec. - NOX Rate Winter v.4.10 Final, Unit 3146 and retrofits | 315 | 2270 | Rate Constraint in lbs/MMBtu | FALSE | L | Annual | Constraint Shadow Price | US2016$/Ton | 0 | 0 | 0 | 0 | 0 | 0 | 0 | 0
CT Fac. Spec. - NOX Rate Winter v.4.10 Final, Unit 3147 and retrofits | 316 | 2270 | Rate Constraint in lbs/MMBtu | FALSE | L | Annual | Seasons Included | Seasons | Winter, WintShld | Winter, WintShld | Winter, WintShld | Winter, WintShld | Winter, WintShld | Winter, WintShld | Winter, WintShld | Winter, WintShld
CT Fac. Spec. - NOX Rate Winter v.4.10 Final, Unit 3147 and retrofits | 316 | 2270 | Rate Constraint in lbs/MMBtu | FALSE | L | Annual | Standard NOX | lb/MMBtu | 0.15 | 0.15 | 0.15 | 0.15 | 0.15 | 0.15 | 0.15 | 0.15
CT Fac. Spec. - NOX Rate Winter v.4.10 Final, Unit 3147 and retrofits | 316 | 2270 | Rate Constraint in lbs/MMBtu | FALSE | L | Annual | Emissions at Affected Plants NOX | Thousand Tons | 0.023015 | 0.023015 | 0.021872 | 0.018285 | 0.017663 | 0.02197 | 0.017579 | 0.017638
CT Fac. Spec. - NOX Rate Winter v.4.10 Final, Unit 3147 and retrofits | 316 | 2270 | Rate Constraint in lbs/MMBtu | FALSE | L | Annual | Allowances Purchased NOX | Thousand Tons | 0 | 0 | 0 | 0 | 0 | 0 | 0 | 0
CT Fac. Spec. - NOX Rate Winter v.4.10 Final, Unit 3147 and retrofits | 316 | 2270 | Rate Constraint in lbs/MMBtu | FALSE | L | Annual | Allowances Sold NOX | Thousand Tons | 0 | 0 | 0 | 0 | 0 | 0 | 0 | 0
CT Fac. Spec. - NOX Rate Winter v.4.10 Final, Unit 3147 and retrofits | 316 | 2270 | Rate Constraint in lbs/MMBtu | FALSE | L | Annual | Allowances Banked | Thousand Tons | 0 | 0 | 0 | 0 | 0 | 0 | 0 | 0
CT Fac. Spec. - NOX Rate Winter v.4.10 Final, Unit 3147 and retrofits | 316 | 2270 | Rate Constraint in lbs/MMBtu | FALSE | L | Annual | Allowances Withdrawn (1:1) | Thousand Tons | 0 | 0 | 0 | 0 | 0 | 0 | 0 | 0
CT Fac. Spec. - NOX Rate Winter v.4.10 Final, Unit 3147 and retrofits | 316 | 2270 | Rate Constraint in lbs/MMBtu | FALSE | L | Annual | Allowances Withdrawn (n:1) | Thousand Tons | 0 | 0 | 0 | 0 | 0 | 0 | 0 | 0
CT Fac. Spec. - NOX Rate Winter v.4.10 Final, Unit 3147 and retrofits | 316 | 2270 | Rate Constraint in lbs/MMBtu | FALSE | L | Annual | Net Emissions Allowance Position | Thousand Tons | 0.023015 | 0.023015 | 0.021872 | 0.018285 | 0.017663 | 0.02197 | 0.017579 | 0.017638
CT Fac. Spec. - NOX Rate Winter v.4.10 Final, Unit 3147 and retrofits | 316 | 2270 | Rate Constraint in lbs/MMBtu | FALSE | L | Annual | Fuel Consumed | TBtu | 7.1735 | 7.1735 | 6.8172 | 5.6991 | 5.5054 | 6.8478 | 5.4793 | 5.4975
CT Fac. Spec. - NOX Rate Winter v.4.10 Final, Unit 3147 and retrofits | 316 | 2270 | Rate Constraint in lbs/MMBtu | FALSE | L | Annual | Rate | lb/MMBtu | 0.0064167 | 0.0064167 | 0.0064167 | 0.0064167 | 0.0064167 | 0.0064167 | 0.0064167 | 0.0064167
CT Fac. Spec. - NOX Rate Winter v.4.10 Final, Unit 3147 and retrofits | 316 | 2270 | Rate Constraint in lbs/MMBtu | FALSE | L | Annual | Generation | TWh | 1.1478 | 1.1478 | 1.0908 | 0.91186 | 0.88087 | 1.0956 | 0.87669 | 0.8796
CT Fac. Spec. - NOX Rate Winter v.4.10 Final, Unit 3147 and retrofits | 316 | 2270 | Rate Constraint in lbs/MMBtu | FALSE | L | Annual | Qualifying Generation | TWh | 1.1478 | 1.1478 | 1.0908 | 0.91186 | 0.88087 | 1.0956 | 0.87669 | 0.8796
CT Fac. Spec. - NOX Rate Winter v.4.10 Final, Unit 3147 and retrofits | 316 | 2270 | Rate Constraint in lbs/MMBtu | FALSE | L | Annual | Rate | lb/MWh | 0.040104 | 0.040104 | 0.040104 | 0.040104 | 0.040104 | 0.040104 | 0.040104 | 0.040104
CT Fac. Spec. - NOX Rate Winter v.4.10 Final, Unit 3147 and retrofits | 316 | 2270 | Rate Constraint in lbs/MMBtu | FALSE | L | Annual | Constraint Shadow Price | US2016$/Ton | 0 | 0 | 0 | 0 | 0 | 0 | 0 | 0
CT Fac. Spec. - NOX Rate Winter v.4.10 Final, Unit 3148 and retrofits | 317 | 2270 | Rate Constraint in lbs/MMBtu | FALSE | L | Annual | Seasons Included | Seasons | Winter, WintShld | Winter, WintShld | Winter, WintShld | Winter, WintShld | Winter, WintShld | Winter, WintShld | Winter, WintShld | Winter, WintShld
CT Fac. Spec. - NOX Rate Winter v.4.10 Final, Unit 3148 and retrofits | 317 | 2270 | Rate Constraint in lbs/MMBtu | FALSE | L | Annual | Standard NOX | lb/MMBtu | 0.15 | 0.15 | 0.15 | 0.15 | 0.15 | 0.15 | 0.15 | 0.15
CT Fac. Spec. - NOX Rate Winter v.4.10 Final, Unit 3148 and retrofits | 317 | 2270 | Rate Constraint in lbs/MMBtu | FALSE | L | Annual | Emissions at Affected Plants NOX | Thousand Tons | 0.0053784 | 0.0032262 | 0.0050512 | 0.0051688 | 0.0047808 | 0.0069473 | 0.0028583 | 0.0053288
CT Fac. Spec. - NOX Rate Winter v.4.10 Final, Unit 3148 and retrofits | 317 | 2270 | Rate Constraint in lbs/MMBtu | FALSE | L | Annual | Allowances Purchased NOX | Thousand Tons | 0 | 0 | 0 | 0 | 0 | 0 | 0 | 0
CT Fac. Spec. - NOX Rate Winter v.4.10 Final, Unit 3148 and retrofits | 317 | 2270 | Rate Constraint in lbs/MMBtu | FALSE | L | Annual | Allowances Sold NOX | Thousand Tons | 0 | 0 | 0 | 0 | 0 | 0 | 0 | 0
CT Fac. Spec. - NOX Rate Winter v.4.10 Final, Unit 3148 and retrofits | 317 | 2270 | Rate Constraint in lbs/MMBtu | FALSE | L | Annual | Allowances Banked | Thousand Tons | 0 | 0 | 0 | 0 | 0 | 0 | 0 | 0
CT Fac. Spec. - NOX Rate Winter v.4.10 Final, Unit 3148 and retrofits | 317 | 2270 | Rate Constraint in lbs/MMBtu | FALSE | L | Annual | Allowances Withdrawn (1:1) | Thousand Tons | 0 | 0 | 0 | 0 | 0 | 0 | 0 | 0
CT Fac. Spec. - NOX Rate Winter v.4.10 Final, Unit 3148 and retrofits | 317 | 2270 | Rate Constraint in lbs/MMBtu | FALSE | L | Annual | Allowances Withdrawn (n:1) | Thousand Tons | 0 | 0 | 0 | 0 | 0 | 0 | 0 | 0
CT Fac. Spec. - NOX Rate Winter v.4.10 Final, Unit 3148 and retrofits | 317 | 2270 | Rate Constraint in lbs/MMBtu | FALSE | L | Annual | Net Emissions Allowance Position | Thousand Tons | 0.0053784 | 0.0032262 | 0.0050512 | 0.0051688 | 0.0047808 | 0.0069473 | 0.0028583 | 0.0053288
CT Fac. Spec. - NOX Rate Winter v.4.10 Final, Unit 3148 and retrofits | 317 | 2270 | Rate Constraint in lbs/MMBtu | FALSE | L | Annual | Fuel Consumed | TBtu | 1.1355 | 0.68112 | 1.0664 | 1.0912 | 1.0093 | 1.4667 | 0.60343 | 1.125
CT Fac. Spec. - NOX Rate Winter v.4.10 Final, Unit 3148 and retrofits | 317 | 2270 | Rate Constraint in lbs/MMBtu | FALSE | L | Annual | Rate | lb/MMBtu | 0.0094733 | 0.0094733 | 0.0094733 | 0.0094733 | 0.0094733 | 0.0094733 | 0.0094733 | 0.0094733
CT Fac. Spec. - NOX Rate Winter v.4.10 Final, Unit 3148 and retrofits | 317 | 2270 | Rate Constraint in lbs/MMBtu | FALSE | L | Annual | Generation | TWh | 0.15887 | 0.095301 | 0.14921 | 0.15268 | 0.14122 | 0.20522 | 0.084431 | 0.15741
CT Fac. Spec. - NOX Rate Winter v.4.10 Final, Unit 3148 and retrofits | 317 | 2270 | Rate Constraint in lbs/MMBtu | FALSE | L | Annual | Qualifying Generation | TWh | 0.15887 | 0.095301 | 0.14921 | 0.15268 | 0.14122 | 0.20522 | 0.084431 | 0.15741
CT Fac. Spec. - NOX Rate Winter v.4.10 Final, Unit 3148 and retrofits | 317 | 2270 | Rate Constraint in lbs/MMBtu | FALSE | L | Annual | Rate | lb/MWh | 0.067706 | 0.067706 | 0.067706 | 0.067706 | 0.067706 | 0.067706 | 0.067706 | 0.067706
CT Fac. Spec. - NOX Rate Winter v.4.10 Final, Unit 3148 and retrofits | 317 | 2270 | Rate Constraint in lbs/MMBtu | FALSE | L | Annual | Constraint Shadow Price | US2016$/Ton | 0 | 0 | 0 | 0 | 0 | 0 | 0 | 0
CT Fac. Spec. - NOX Rate Winter v.4.10 Final, Unit 3149 and retrofits | 318 | 2270 | Rate Constraint in lbs/MMBtu | FALSE | L | Annual | Seasons Included | Seasons | Winter, WintShld | Winter, WintShld | Winter, WintShld | Winter, WintShld | Winter, WintShld | Winter, WintShld | Winter, WintShld | Winter, WintShld
CT Fac. Spec. - NOX Rate Winter v.4.10 Final, Unit 3149 and retrofits | 318 | 2270 | Rate Constraint in lbs/MMBtu | FALSE | L | Annual | Standard NOX | lb/MMBtu | 0.15 | 0.15 | 0.15 | 0.15 | 0.15 | 0.15 | 0.15 | 0.15
CT Fac. Spec. - NOX Rate Winter v.4.10 Final, Unit 3149 and retrofits | 318 | 2270 | Rate Constraint in lbs/MMBtu | FALSE | L | Annual | Emissions at Affected Plants NOX | Thousand Tons | 0.0050366 | 0.0027726 | 0.0055538 | 0.0046225 | 0.0032234 | 0.0068107 | 0.0028583 | 0.0053288
CT Fac. Spec. - NOX Rate Winter v.4.10 Final, Unit 3149 and retrofits | 318 | 2270 | Rate Constraint in lbs/MMBtu | FALSE | L | Annual | Allowances Purchased NOX | Thousand Tons | 0 | 0 | 0 | 0 | 0 | 0 | 0 | 0
CT Fac. Spec. - NOX Rate Winter v.4.10 Final, Unit 3149 and retrofits | 318 | 2270 | Rate Constraint in lbs/MMBtu | FALSE | L | Annual | Allowances Sold NOX | Thousand Tons | 0 | 0 | 0 | 0 | 0 | 0 | 0 | 0
CT Fac. Spec. - NOX Rate Winter v.4.10 Final, Unit 3149 and retrofits | 318 | 2270 | Rate Constraint in lbs/MMBtu | FALSE | L | Annual | Allowances Banked | Thousand Tons | 0 | 0 | 0 | 0 | 0 | 0 | 0 | 0
CT Fac. Spec. - NOX Rate Winter v.4.10 Final, Unit 3149 and retrofits | 318 | 2270 | Rate Constraint in lbs/MMBtu | FALSE | L | Annual | Allowances Withdrawn (1:1) | Thousand Tons | 0 | 0 | 0 | 0 | 0 | 0 | 0 | 0
CT Fac. Spec. - NOX Rate Winter v.4.10 Final, Unit 3149 and retrofits | 318 | 2270 | Rate Constraint in lbs/MMBtu | FALSE | L | Annual | Allowances Withdrawn (n:1) | Thousand Tons | 0 | 0 | 0 | 0 | 0 | 0 | 0 | 0
CT Fac. Spec. - NOX Rate Winter v.4.10 Final, Unit 3149 and retrofits | 318 | 2270 | Rate Constraint in lbs/MMBtu | FALSE | L | Annual | Net Emissions Allowance Position | Thousand Tons | 0.0050366 | 0.0027726 | 0.0055538 | 0.0046225 | 0.0032234 | 0.0068107 | 0.0028583 | 0.0053288
CT Fac. Spec. - NOX Rate Winter v.4.10 Final, Unit 3149 and retrofits | 318 | 2270 | Rate Constraint in lbs/MMBtu | FALSE | L | Annual | Fuel Consumed | TBtu | 1.0633 | 0.58535 | 1.1725 | 0.9759 | 0.68053 | 1.4379 | 0.60343 | 1.125
CT Fac. Spec. - NOX Rate Winter v.4.10 Final, Unit 3149 and retrofits | 318 | 2270 | Rate Constraint in lbs/MMBtu | FALSE | L | Annual | Rate | lb/MMBtu | 0.0094733 | 0.0094733 | 0.0094733 | 0.0094733 | 0.0094733 | 0.0094733 | 0.0094733 | 0.0094733
CT Fac. Spec. - NOX Rate Winter v.4.10 Final, Unit 3149 and retrofits | 318 | 2270 | Rate Constraint in lbs/MMBtu | FALSE | L | Annual | Generation | TWh | 0.14878 | 0.081901 | 0.16406 | 0.13655 | 0.095218 | 0.20119 | 0.084431 | 0.15741
CT Fac. Spec. - NOX Rate Winter v.4.10 Final, Unit 3149 and retrofits | 318 | 2270 | Rate Constraint in lbs/MMBtu | FALSE | L | Annual | Qualifying Generation | TWh | 0.14878 | 0.081901 | 0.16406 | 0.13655 | 0.095218 | 0.20119 | 0.084431 | 0.15741
CT Fac. Spec. - NOX Rate Winter v.4.10 Final, Unit 3149 and retrofits | 318 | 2270 | Rate Constraint in lbs/MMBtu | FALSE | L | Annual | Rate | lb/MWh | 0.067706 | 0.067706 | 0.067706 | 0.067706 | 0.067706 | 0.067706 | 0.067706 | 0.067706
CT Fac. Spec. - NOX Rate Winter v.4.10 Final, Unit 3149 and retrofits | 318 | 2270 | Rate Constraint in lbs/MMBtu | FALSE | L | Annual | Constraint Shadow Price | US2016$/Ton | 0 | 0 | 0 | 0 | 0 | 0 | 0 | 0
CT Fac. Spec. - NOX Rate Winter v.4.10 Final, Unit 3150 and retrofits | 319 | 2270 | Rate Constraint in lbs/MMBtu | FALSE | L | Annual | Seasons Included | Seasons | Winter, WintShld | Winter, WintShld | Winter, WintShld | Winter, WintShld | Winter, WintShld | Winter, WintShld | Winter, WintShld | Winter, WintShld
CT Fac. Spec. - NOX Rate Winter v.4.10 Final, Unit 3150 and retrofits | 319 | 2270 | Rate Constraint in lbs/MMBtu | FALSE | L | Annual | Standard NOX | lb/MMBtu | 0.15 | 0.15 | 0.15 | 0.15 | 0.15 | 0.15 | 0.15 | 0.15
CT Fac. Spec. - NOX Rate Winter v.4.10 Final, Unit 3150 and retrofits | 319 | 2270 | Rate Constraint in lbs/MMBtu | FALSE | L | Annual | Emissions at Affected Plants NOX | Thousand Tons | 0.0028583 | 0.0027726 | 0.0025936 | 0.0032234 | 0.0032234 | 0.005694 | 0.0028583 | 0.0026111
CT Fac. Spec. - NOX Rate Winter v.4.10 Final, Unit 3150 and retrofits | 319 | 2270 | Rate Constraint in lbs/MMBtu | FALSE | L | Annual | Allowances Purchased NOX | Thousand Tons | 0 | 0 | 0 | 0 | 0 | 0 | 0 | 0
CT Fac. Spec. - NOX Rate Winter v.4.10 Final, Unit 3150 and retrofits | 319 | 2270 | Rate Constraint in lbs/MMBtu | FALSE | L | Annual | Allowances Sold NOX | Thousand Tons | 0 | 0 | 0 | 0 | 0 | 0 | 0 | 0
CT Fac. Spec. - NOX Rate Winter v.4.10 Final, Unit 3150 and retrofits | 319 | 2270 | Rate Constraint in lbs/MMBtu | FALSE | L | Annual | Allowances Banked | Thousand Tons | 0 | 0 | 0 | 0 | 0 | 0 | 0 | 0
CT Fac. Spec. - NOX Rate Winter v.4.10 Final, Unit 3150 and retrofits | 319 | 2270 | Rate Constraint in lbs/MMBtu | FALSE | L | Annual | Allowances Withdrawn (1:1) | Thousand Tons | 0 | 0 | 0 | 0 | 0 | 0 | 0 | 0
CT Fac. Spec. - NOX Rate Winter v.4.10 Final, Unit 3150 and retrofits | 319 | 2270 | Rate Constraint in lbs/MMBtu | FALSE | L | Annual | Allowances Withdrawn (n:1) | Thousand Tons | 0 | 0 | 0 | 0 | 0 | 0 | 0 | 0
CT Fac. Spec. - NOX Rate Winter v.4.10 Final, Unit 3150 and retrofits | 319 | 2270 | Rate Constraint in lbs/MMBtu | FALSE | L | Annual | Net Emissions Allowance Position | Thousand Tons | 0.0028583 | 0.0027726 | 0.0025936 | 0.0032234 | 0.0032234 | 0.005694 | 0.0028583 | 0.0026111
CT Fac. Spec. - NOX Rate Winter v.4.10 Final, Unit 3150 and retrofits | 319 | 2270 | Rate Constraint in lbs/MMBtu | FALSE | L | Annual | Fuel Consumed | TBtu | 0.60343 | 0.58535 | 0.54756 | 0.68053 | 0.68053 | 1.2021 | 0.60343 | 0.55125
CT Fac. Spec. - NOX Rate Winter v.4.10 Final, Unit 3150 and retrofits | 319 | 2270 | Rate Constraint in lbs/MMBtu | FALSE | L | Annual | Rate | lb/MMBtu | 0.0094733 | 0.0094733 | 0.0094733 | 0.0094733 | 0.0094733 | 0.0094733 | 0.0094733 | 0.0094733
CT Fac. Spec. - NOX Rate Winter v.4.10 Final, Unit 3150 and retrofits | 319 | 2270 | Rate Constraint in lbs/MMBtu | FALSE | L | Annual | Generation | TWh | 0.084431 | 0.081901 | 0.076614 | 0.095218 | 0.095218 | 0.1682 | 0.084431 | 0.07713
CT Fac. Spec. - NOX Rate Winter v.4.10 Final, Unit 3150 and retrofits | 319 | 2270 | Rate Constraint in lbs/MMBtu | FALSE | L | Annual | Qualifying Generation | TWh | 0.084431 | 0.081901 | 0.076614 | 0.095218 | 0.095218 | 0.1682 | 0.084431 | 0.07713
CT Fac. Spec. - NOX Rate Winter v.4.10 Final, Unit 3150 and retrofits | 319 | 2270 | Rate Constraint in lbs/MMBtu | FALSE | L | Annual | Rate | lb/MWh | 0.067706 | 0.067706 | 0.067706 | 0.067706 | 0.067706 | 0.067706 | 0.067706 | 0.067706
CT Fac. Spec. - NOX Rate Winter v.4.10 Final, Unit 3150 and retrofits | 319 | 2270 | Rate Constraint in lbs/MMBtu | FALSE | L | Annual | Constraint Shadow Price | US2016$/Ton | 0 | 0 | 0 | 0 | 0 | 0 | 0 | 0
CT Fac. Spec. - NOX Rate Winter v.4.10 Final, Unit 3151 and retrofits | 320 | 2270 | Rate Constraint in lbs/MMBtu | FALSE | L | Annual | Seasons Included | Seasons | Winter, WintShld | Winter, WintShld | Winter, WintShld | Winter, WintShld | Winter, WintShld | Winter, WintShld | Winter, WintShld | Winter, WintShld
CT Fac. Spec. - NOX Rate Winter v.4.10 Final, Unit 3151 and retrofits | 320 | 2270 | Rate Constraint in lbs/MMBtu | FALSE | L | Annual | Standard NOX | lb/MMBtu | 0.15 | 0.15 | 0.15 | 0.15 | 0.15 | 0.15 | 0.15 | 0.15
CT Fac. Spec. - NOX Rate Winter v.4.10 Final, Unit 3151 and retrofits | 320 | 2270 | Rate Constraint in lbs/MMBtu | FALSE | L | Annual | Emissions at Affected Plants NOX | Thousand Tons | 0.040181 | 0.038637 | 0.036327 | 0.030609 | 0.030609 | 0.036218 | 0.030609 | 0.030609
CT Fac. Spec. - NOX Rate Winter v.4.10 Final, Unit 3151 and retrofits | 320 | 2270 | Rate Constraint in lbs/MMBtu | FALSE | L | Annual | Allowances Purchased NOX | Thousand Tons | 0 | 0 | 0 | 0 | 0 | 0 | 0 | 0
CT Fac. Spec. - NOX Rate Winter v.4.10 Final, Unit 3151 and retrofits | 320 | 2270 | Rate Constraint in lbs/MMBtu | FALSE | L | Annual | Allowances Sold NOX | Thousand Tons | 0 | 0 | 0 | 0 | 0 | 0 | 0 | 0
CT Fac. Spec. - NOX Rate Winter v.4.10 Final, Unit 3151 and retrofits | 320 | 2270 | Rate Constraint in lbs/MMBtu | FALSE | L | Annual | Allowances Banked | Thousand Tons | 0 | 0 | 0 | 0 | 0 | 0 | 0 | 0
CT Fac. Spec. - NOX Rate Winter v.4.10 Final, Unit 3151 and retrofits | 320 | 2270 | Rate Constraint in lbs/MMBtu | FALSE | L | Annual | Allowances Withdrawn (1:1) | Thousand Tons | 0 | 0 | 0 | 0 | 0 | 0 | 0 | 0
CT Fac. Spec. - NOX Rate Winter v.4.10 Final, Unit 3151 and retrofits | 320 | 2270 | Rate Constraint in lbs/MMBtu | FALSE | L | Annual | Allowances Withdrawn (n:1) | Thousand Tons | 0 | 0 | 0 | 0 | 0 | 0 | 0 | 0
CT Fac. Spec. - NOX Rate Winter v.4.10 Final, Unit 3151 and retrofits | 320 | 2270 | Rate Constraint in lbs/MMBtu | FALSE | L | Annual | Net Emissions Allowance Position | Thousand Tons | 0.040181 | 0.038637 | 0.036327 | 0.030609 | 0.030609 | 0.036218 | 0.030609 | 0.030609
CT Fac. Spec. - NOX Rate Winter v.4.10 Final, Unit 3151 and retrofits | 320 | 2270 | Rate Constraint in lbs/MMBtu | FALSE | L | Annual | Fuel Consumed | TBtu | 12.5239 | 12.0428 | 11.3227 | 9.5406 | 9.5406 | 11.2889 | 9.5406 | 9.5406
CT Fac. Spec. - NOX Rate Winter v.4.10 Final, Unit 3151 and retrofits | 320 | 2270 | Rate Constraint in lbs/MMBtu | FALSE | L | Annual | Rate | lb/MMBtu | 0.0064167 | 0.0064167 | 0.0064167 | 0.0064167 | 0.0064167 | 0.0064167 | 0.0064167 | 0.0064167
CT Fac. Spec. - NOX Rate Winter v.4.10 Final, Unit 3151 and retrofits | 320 | 2270 | Rate Constraint in lbs/MMBtu | FALSE | L | Annual | Generation | TWh | 2.0038 | 1.9269 | 1.8116 | 1.5265 | 1.5265 | 1.8062 | 1.5265 | 1.5265
CT Fac. Spec. - NOX Rate Winter v.4.10 Final, Unit 3151 and retrofits | 320 | 2270 | Rate Constraint in lbs/MMBtu | FALSE | L | Annual | Qualifying Generation | TWh | 2.0038 | 1.9269 | 1.8116 | 1.5265 | 1.5265 | 1.8062 | 1.5265 | 1.5265
CT Fac. Spec. - NOX Rate Winter v.4.10 Final, Unit 3151 and retrofits | 320 | 2270 | Rate Constraint in lbs/MMBtu | FALSE | L | Annual | Rate | lb/MWh | 0.040104 | 0.040104 | 0.040104 | 0.040104 | 0.040104 | 0.040104 | 0.040104 | 0.040104
CT Fac. Spec. - NOX Rate Winter v.4.10 Final, Unit 3151 and retrofits | 320 | 2270 | Rate Constraint in lbs/MMBtu | FALSE | L | Annual | Constraint Shadow Price | US2016$/Ton | 0 | 0 | 0 | 0 | 0 | 0 | 0 | 0
CT Fac. Spec. - NOX Rate Winter v.4.10 Final, Unit 3682 and retrofits | 321 | 2270 | Rate Constraint in lbs/MMBtu | FALSE | L | Annual | Seasons Included | Seasons | Winter, WintShld | Winter, WintShld | Winter, WintShld | Winter, WintShld | Winter, WintShld | Winter, WintShld | Winter, WintShld | Winter, WintShld
CT Fac. Spec. - NOX Rate Winter v.4.10 Final, Unit 3682 and retrofits | 321 | 2270 | Rate Constraint in lbs/MMBtu | FALSE | L | Annual | Standard NOX | lb/MMBtu | 0.15 | 0.15 | 0.15 | 0.15 | 0.15 | 0.15 | 0.15 | 0.15
CT Fac. Spec. - NOX Rate Winter v.4.10 Final, Unit 3682 and retrofits | 321 | 2270 | Rate Constraint in lbs/MMBtu | FALSE | L | Annual | Emissions at Affected Plants NOX | Thousand Tons | 0 | 0 | 0 | 0 | 0 | 0 | 0 | 0
CT Fac. Spec. - NOX Rate Winter v.4.10 Final, Unit 3682 and retrofits | 321 | 2270 | Rate Constraint in lbs/MMBtu | FALSE | L | Annual | Allowances Purchased NOX | Thousand Tons | 0 | 0 | 0 | 0 | 0 | 0 | 0 | 0
CT Fac. Spec. - NOX Rate Winter v.4.10 Final, Unit 3682 and retrofits | 321 | 2270 | Rate Constraint in lbs/MMBtu | FALSE | L | Annual | Allowances Sold NOX | Thousand Tons | 0 | 0 | 0 | 0 | 0 | 0 | 0 | 0
CT Fac. Spec. - NOX Rate Winter v.4.10 Final, Unit 3682 and retrofits | 321 | 2270 | Rate Constraint in lbs/MMBtu | FALSE | L | Annual | Allowances Banked | Thousand Tons | 0 | 0 | 0 | 0 | 0 | 0 | 0 | 0
CT Fac. Spec. - NOX Rate Winter v.4.10 Final, Unit 3682 and retrofits | 321 | 2270 | Rate Constraint in lbs/MMBtu | FALSE | L | Annual | Allowances Withdrawn (1:1) | Thousand Tons | 0 | 0 | 0 | 0 | 0 | 0 | 0 | 0
CT Fac. Spec. - NOX Rate Winter v.4.10 Final, Unit 3682 and retrofits | 321 | 2270 | Rate Constraint in lbs/MMBtu | FALSE | L | Annual | Allowances Withdrawn (n:1) | Thousand Tons | 0 | 0 | 0 | 0 | 0 | 0 | 0 | 0
CT Fac. Spec. - NOX Rate Winter v.4.10 Final, Unit 3682 and retrofits | 321 | 2270 | Rate Constraint in lbs/MMBtu | FALSE | L | Annual | Net Emissions Allowance Position | Thousand Tons | 0 | 0 | 0 | 0 | 0 | 0 | 0 | 0
CT Fac. Spec. - NOX Rate Winter v.4.10 Final, Unit 3682 and retrofits | 321 | 2270 | Rate Constraint in lbs/MMBtu | FALSE | L | Annual | Fuel Consumed | TBtu | 0 | 0 | 0 | 0 | 0 | 0 | 0 | 0
CT Fac. Spec. - NOX Rate Winter v.4.10 Final, Unit 3682 and retrofits | 321 | 2270 | Rate Constraint in lbs/MMBtu | FALSE | L | Annual | Rate | lb/MMBtu | 0 | 0 | 0 | 0 | 0 | 0 | 0 | 0
CT Fac. Spec. - NOX Rate Winter v.4.10 Final, Unit 3682 and retrofits | 321 | 2270 | Rate Constraint in lbs/MMBtu | FALSE | L | Annual | Generation | TWh | 0 | 0 | 0 | 0 | 0 | 0 | 0 | 0
CT Fac. Spec. - NOX Rate Winter v.4.10 Final, Unit 3682 and retrofits | 321 | 2270 | Rate Constraint in lbs/MMBtu | FALSE | L | Annual | Qualifying Generation | TWh | 0 | 0 | 0 | 0 | 0 | 0 | 0 | 0
CT Fac. Spec. - NOX Rate Winter v.4.10 Final, Unit 3682 and retrofits | 321 | 2270 | Rate Constraint in lbs/MMBtu | FALSE | L | Annual | Rate | lb/MWh | 0 | 0 | 0 | 0 | 0 | 0 | 0 | 0
CT Fac. Spec. - NOX Rate Winter v.4.10 Final, Unit 3682 and retrofits | 321 | 2270 | Rate Constraint in lbs/MMBtu | FALSE | L | Annual | Constraint Shadow Price | US2016$/Ton | 0 | 0 | 0 | 0 | 0 | 0 | 0 | 0
CT Fac. Spec. - NOX Rate Winter v.4.10 Final, Unit 3683 and retrofits | 322 | 2270 | Rate Constraint in lbs/MMBtu | FALSE | L | Annual | Seasons Included | Seasons | Winter, WintShld | Winter, WintShld | Winter, WintShld | Winter, WintShld | Winter, WintShld | Winter, WintShld | Winter, WintShld | Winter, WintShld
CT Fac. Spec. - NOX Rate Winter v.4.10 Final, Unit 3683 and retrofits | 322 | 2270 | Rate Constraint in lbs/MMBtu | FALSE | L | Annual | Standard NOX | lb/MMBtu | 0.15 | 0.15 | 0.15 | 0.15 | 0.15 | 0.15 | 0.15 | 0.15
CT Fac. Spec. - NOX Rate Winter v.4.10 Final, Unit 3683 and retrofits | 322 | 2270 | Rate Constraint in lbs/MMBtu | FALSE | L | Annual | Emissions at Affected Plants NOX | Thousand Tons | 0 | 0 | 0 | 0 | 0 | 0 | 0 | 0
CT Fac. Spec. - NOX Rate Winter v.4.10 Final, Unit 3683 and retrofits | 322 | 2270 | Rate Constraint in lbs/MMBtu | FALSE | L | Annual | Allowances Purchased NOX | Thousand Tons | 0 | 0 | 0 | 0 | 0 | 0 | 0 | 0
CT Fac. Spec. - NOX Rate Winter v.4.10 Final, Unit 3683 and retrofits | 322 | 2270 | Rate Constraint in lbs/MMBtu | FALSE | L | Annual | Allowances Sold NOX | Thousand Tons | 0 | 0 | 0 | 0 | 0 | 0 | 0 | 0
CT Fac. Spec. - NOX Rate Winter v.4.10 Final, Unit 3683 and retrofits | 322 | 2270 | Rate Constraint in lbs/MMBtu | FALSE | L | Annual | Allowances Banked | Thousand Tons | 0 | 0 | 0 | 0 | 0 | 0 | 0 | 0
CT Fac. Spec. - NOX Rate Winter v.4.10 Final, Unit 3683 and retrofits | 322 | 2270 | Rate Constraint in lbs/MMBtu | FALSE | L | Annual | Allowances Withdrawn (1:1) | Thousand Tons | 0 | 0 | 0 | 0 | 0 | 0 | 0 | 0
CT Fac. Spec. - NOX Rate Winter v.4.10 Final, Unit 3683 and retrofits | 322 | 2270 | Rate Constraint in lbs/MMBtu | FALSE | L | Annual | Allowances Withdrawn (n:1) | Thousand Tons | 0 | 0 | 0 | 0 | 0 | 0 | 0 | 0
CT Fac. Spec. - NOX Rate Winter v.4.10 Final, Unit 3683 and retrofits | 322 | 2270 | Rate Constraint in lbs/MMBtu | FALSE | L | Annual | Net Emissions Allowance Position | Thousand Tons | 0 | 0 | 0 | 0 | 0 | 0 | 0 | 0
CT Fac. Spec. - NOX Rate Winter v.4.10 Final, Unit 3683 and retrofits | 322 | 2270 | Rate Constraint in lbs/MMBtu | FALSE | L | Annual | Fuel Consumed | TBtu | 0 | 0 | 0 | 0 | 0 | 0 | 0 | 0
CT Fac. Spec. - NOX Rate Winter v.4.10 Final, Unit 3683 and retrofits | 322 | 2270 | Rate Constraint in lbs/MMBtu | FALSE | L | Annual | Rate | lb/MMBtu | 0 | 0 | 0 | 0 | 0 | 0 | 0 | 0
CT Fac. Spec. - NOX Rate Winter v.4.10 Final, Unit 3683 and retrofits | 322 | 2270 | Rate Constraint in lbs/MMBtu | FALSE | L | Annual | Generation | TWh | 0 | 0 | 0 | 0 | 0 | 0 | 0 | 0
CT Fac. Spec. - NOX Rate Winter v.4.10 Final, Unit 3683 and retrofits | 322 | 2270 | Rate Constraint in lbs/MMBtu | FALSE | L | Annual | Qualifying Generation | TWh | 0 | 0 | 0 | 0 | 0 | 0 | 0 | 0
CT Fac. Spec. - NOX Rate Winter v.4.10 Final, Unit 3683 and retrofits | 322 | 2270 | Rate Constraint in lbs/MMBtu | FALSE | L | Annual | Rate | lb/MWh | 0 | 0 | 0 | 0 | 0 | 0 | 0 | 0
CT Fac. Spec. - NOX Rate Winter v.4.10 Final, Unit 3683 and retrofits | 322 | 2270 | Rate Constraint in lbs/MMBtu | FALSE | L | Annual | Constraint Shadow Price | US2016$/Ton | 0 | 0 | 0 | 0 | 0 | 0 | 0 | 0
CT Fac. Spec. - NOX Rate Winter v.4.10 Final, Unit 3817 and retrofits | 323 | 2270 | Rate Constraint in lbs/MMBtu | FALSE | L | Annual | Seasons Included | Seasons | Winter, WintShld | Winter, WintShld | Winter, WintShld | Winter, WintShld | Winter, WintShld | Winter, WintShld | Winter, WintShld | Winter, WintShld
CT Fac. Spec. - NOX Rate Winter v.4.10 Final, Unit 3817 and retrofits | 323 | 2270 | Rate Constraint in lbs/MMBtu | FALSE | L | Annual | Standard NOX | lb/MMBtu | 0.15 | 0.15 | 0.15 | 0.15 | 0.15 | 0.15 | 0.15 | 0.15
CT Fac. Spec. - NOX Rate Winter v.4.10 Final, Unit 3817 and retrofits | 323 | 2270 | Rate Constraint in lbs/MMBtu | FALSE | L | Annual | Emissions at Affected Plants NOX | Thousand Tons | 0 | 0 | 0 | 0 | 0 | 0 | 0 | 0
CT Fac. Spec. - NOX Rate Winter v.4.10 Final, Unit 3817 and retrofits | 323 | 2270 | Rate Constraint in lbs/MMBtu | FALSE | L | Annual | Allowances Purchased NOX | Thousand Tons | 0 | 0 | 0 | 0 | 0 | 0 | 0 | 0
CT Fac. Spec. - NOX Rate Winter v.4.10 Final, Unit 3817 and retrofits | 323 | 2270 | Rate Constraint in lbs/MMBtu | FALSE | L | Annual | Allowances Sold NOX | Thousand Tons | 0 | 0 | 0 | 0 | 0 | 0 | 0 | 0
CT Fac. Spec. - NOX Rate Winter v.4.10 Final, Unit 3817 and retrofits | 323 | 2270 | Rate Constraint in lbs/MMBtu | FALSE | L | Annual | Allowances Banked | Thousand Tons | 0 | 0 | 0 | 0 | 0 | 0 | 0 | 0
CT Fac. Spec. - NOX Rate Winter v.4.10 Final, Unit 3817 and retrofits | 323 | 2270 | Rate Constraint in lbs/MMBtu | FALSE | L | Annual | Allowances Withdrawn (1:1) | Thousand Tons | 0 | 0 | 0 | 0 | 0 | 0 | 0 | 0
CT Fac. Spec. - NOX Rate Winter v.4.10 Final, Unit 3817 and retrofits | 323 | 2270 | Rate Constraint in lbs/MMBtu | FALSE | L | Annual | Allowances Withdrawn (n:1) | Thousand Tons | 0 | 0 | 0 | 0 | 0 | 0 | 0 | 0
CT Fac. Spec. - NOX Rate Winter v.4.10 Final, Unit 3817 and retrofits | 323 | 2270 | Rate Constraint in lbs/MMBtu | FALSE | L | Annual | Net Emissions Allowance Position | Thousand Tons | 0 | 0 | 0 | 0 | 0 | 0 | 0 | 0
CT Fac. Spec. - NOX Rate Winter v.4.10 Final, Unit 3817 and retrofits | 323 | 2270 | Rate Constraint in lbs/MMBtu | FALSE | L | Annual | Fuel Consumed | TBtu | 0 | 0 | 0 | 0 | 0 | 0 | 0 | 0
CT Fac. Spec. - NOX Rate Winter v.4.10 Final, Unit 3817 and retrofits | 323 | 2270 | Rate Constraint in lbs/MMBtu | FALSE | L | Annual | Rate | lb/MMBtu | 0 | 0 | 0 | 0 | 0 | 0 | 0 | 0
CT Fac. Spec. - NOX Rate Winter v.4.10 Final, Unit 3817 and retrofits | 323 | 2270 | Rate Constraint in lbs/MMBtu | FALSE | L | Annual | Generation | TWh | 0 | 0 | 0 | 0 | 0 | 0 | 0 | 0
CT Fac. Spec. - NOX Rate Winter v.4.10 Final, Unit 3817 and retrofits | 323 | 2270 | Rate Constraint in lbs/MMBtu | FALSE | L | Annual | Qualifying Generation | TWh | 0 | 0 | 0 | 0 | 0 | 0 | 0 | 0
CT Fac. Spec. - NOX Rate Winter v.4.10 Final, Unit 3817 and retrofits | 323 | 2270 | Rate Constraint in lbs/MMBtu | FALSE | L | Annual | Rate | lb/MWh | 0 | 0 | 0 | 0 | 0 | 0 | 0 | 0
CT Fac. Spec. - NOX Rate Winter v.4.10 Final, Unit 3817 and retrofits | 323 | 2270 | Rate Constraint in lbs/MMBtu | FALSE | L | Annual | Constraint Shadow Price | US2016$/Ton | 0 | 0 | 0 | 0 | 0 | 0 | 0 | 0
CT Fac. Spec. - NOX Rate Winter v.4.10 Final, Unit 3818 and retrofits | 324 | 2270 | Rate Constraint in lbs/MMBtu | FALSE | L | Annual | Seasons Included | Seasons | Winter, WintShld | Winter, WintShld | Winter, WintShld | Winter, WintShld | Winter, WintShld | Winter, WintShld | Winter, WintShld | Winter, WintShld
CT Fac. Spec. - NOX Rate Winter v.4.10 Final, Unit 3818 and retrofits | 324 | 2270 | Rate Constraint in lbs/MMBtu | FALSE | L | Annual | Standard NOX | lb/MMBtu | 0.15 | 0.15 | 0.15 | 0.15 | 0.15 | 0.15 | 0.15 | 0.15
CT Fac. Spec. - NOX Rate Winter v.4.10 Final, Unit 3818 and retrofits | 324 | 2270 | Rate Constraint in lbs/MMBtu | FALSE | L | Annual | Emissions at Affected Plants NOX | Thousand Tons | 0 | 0 | 0 | 0 | 0 | 0 | 0 | 0
CT Fac. Spec. - NOX Rate Winter v.4.10 Final, Unit 3818 and retrofits | 324 | 2270 | Rate Constraint in lbs/MMBtu | FALSE | L | Annual | Allowances Purchased NOX | Thousand Tons | 0 | 0 | 0 | 0 | 0 | 0 | 0 | 0
CT Fac. Spec. - NOX Rate Winter v.4.10 Final, Unit 3818 and retrofits | 324 | 2270 | Rate Constraint in lbs/MMBtu | FALSE | L | Annual | Allowances Sold NOX | Thousand Tons | 0 | 0 | 0 | 0 | 0 | 0 | 0 | 0
CT Fac. Spec. - NOX Rate Winter v.4.10 Final, Unit 3818 and retrofits | 324 | 2270 | Rate Constraint in lbs/MMBtu | FALSE | L | Annual | Allowances Banked | Thousand Tons | 0 | 0 | 0 | 0 | 0 | 0 | 0 | 0
CT Fac. Spec. - NOX Rate Winter v.4.10 Final, Unit 3818 and retrofits | 324 | 2270 | Rate Constraint in lbs/MMBtu | FALSE | L | Annual | Allowances Withdrawn (1:1) | Thousand Tons | 0 | 0 | 0 | 0 | 0 | 0 | 0 | 0
CT Fac. Spec. - NOX Rate Winter v.4.10 Final, Unit 3818 and retrofits | 324 | 2270 | Rate Constraint in lbs/MMBtu | FALSE | L | Annual | Allowances Withdrawn (n:1) | Thousand Tons | 0 | 0 | 0 | 0 | 0 | 0 | 0 | 0
CT Fac. Spec. - NOX Rate Winter v.4.10 Final, Unit 3818 and retrofits | 324 | 2270 | Rate Constraint in lbs/MMBtu | FALSE | L | Annual | Net Emissions Allowance Position | Thousand Tons | 0 | 0 | 0 | 0 | 0 | 0 | 0 | 0
CT Fac. Spec. - NOX Rate Winter v.4.10 Final, Unit 3818 and retrofits | 324 | 2270 | Rate Constraint in lbs/MMBtu | FALSE | L | Annual | Fuel Consumed | TBtu | 0 | 0 | 0 | 0 | 0 | 0 | 0 | 0
CT Fac. Spec. - NOX Rate Winter v.4.10 Final, Unit 3818 and retrofits | 324 | 2270 | Rate Constraint in lbs/MMBtu | FALSE | L | Annual | Rate | lb/MMBtu | 0 | 0 | 0 | 0 | 0 | 0 | 0 | 0
CT Fac. Spec. - NOX Rate Winter v.4.10 Final, Unit 3818 and retrofits | 324 | 2270 | Rate Constraint in lbs/MMBtu | FALSE | L | Annual | Generation | TWh | 0 | 0 | 0 | 0 | 0 | 0 | 0 | 0
CT Fac. Spec. - NOX Rate Winter v.4.10 Final, Unit 3818 and retrofits | 324 | 2270 | Rate Constraint in lbs/MMBtu | FALSE | L | Annual | Qualifying Generation | TWh | 0 | 0 | 0 | 0 | 0 | 0 | 0 | 0
CT Fac. Spec. - NOX Rate Winter v.4.10 Final, Unit 3818 and retrofits | 324 | 2270 | Rate Constraint in lbs/MMBtu | FALSE | L | Annual | Rate | lb/MWh | 0 | 0 | 0 | 0 | 0 | 0 | 0 | 0
CT Fac. Spec. - NOX Rate Winter v.4.10 Final, Unit 3818 and retrofits | 324 | 2270 | Rate Constraint in lbs/MMBtu | FALSE | L | Annual | Constraint Shadow Price | US2016$/Ton | 0 | 0 | 0 | 0 | 0 | 0 | 0 | 0
CT Fac. Spec. - NOX Rate Winter v.4.10 Final, Unit 3819 and retrofits | 325 | 2270 | Rate Constraint in lbs/MMBtu | FALSE | L | Annual | Seasons Included | Seasons | Winter, WintShld | Winter, WintShld | Winter, WintShld | Winter, WintShld | Winter, WintShld | Winter, WintShld | Winter, WintShld | Winter, WintShld
CT Fac. Spec. - NOX Rate Winter v.4.10 Final, Unit 3819 and retrofits | 325 | 2270 | Rate Constraint in lbs/MMBtu | FALSE | L | Annual | Standard NOX | lb/MMBtu | 0.15 | 0.15 | 0.15 | 0.15 | 0.15 | 0.15 | 0.15 | 0.15
CT Fac. Spec. - NOX Rate Winter v.4.10 Final, Unit 3819 and retrofits | 325 | 2270 | Rate Constraint in lbs/MMBtu | FALSE | L | Annual | Emissions at Affected Plants NOX | Thousand Tons | 0 | 0 | 0 | 0 | 0 | 0 | 0 | 0
CT Fac. Spec. - NOX Rate Winter v.4.10 Final, Unit 3819 and retrofits | 325 | 2270 | Rate Constraint in lbs/MMBtu | FALSE | L | Annual | Allowances Purchased NOX | Thousand Tons | 0 | 0 | 0 | 0 | 0 | 0 | 0 | 0
CT Fac. Spec. - NOX Rate Winter v.4.10 Final, Unit 3819 and retrofits | 325 | 2270 | Rate Constraint in lbs/MMBtu | FALSE | L | Annual | Allowances Sold NOX | Thousand Tons | 0 | 0 | 0 | 0 | 0 | 0 | 0 | 0
CT Fac. Spec. - NOX Rate Winter v.4.10 Final, Unit 3819 and retrofits | 325 | 2270 | Rate Constraint in lbs/MMBtu | FALSE | L | Annual | Allowances Banked | Thousand Tons | 0 | 0 | 0 | 0 | 0 | 0 | 0 | 0
CT Fac. Spec. - NOX Rate Winter v.4.10 Final, Unit 3819 and retrofits | 325 | 2270 | Rate Constraint in lbs/MMBtu | FALSE | L | Annual | Allowances Withdrawn (1:1) | Thousand Tons | 0 | 0 | 0 | 0 | 0 | 0 | 0 | 0
CT Fac. Spec. - NOX Rate Winter v.4.10 Final, Unit 3819 and retrofits | 325 | 2270 | Rate Constraint in lbs/MMBtu | FALSE | L | Annual | Allowances Withdrawn (n:1) | Thousand Tons | 0 | 0 | 0 | 0 | 0 | 0 | 0 | 0
CT Fac. Spec. - NOX Rate Winter v.4.10 Final, Unit 3819 and retrofits | 325 | 2270 | Rate Constraint in lbs/MMBtu | FALSE | L | Annual | Net Emissions Allowance Position | Thousand Tons | 0 | 0 | 0 | 0 | 0 | 0 | 0 | 0
CT Fac. Spec. - NOX Rate Winter v.4.10 Final, Unit 3819 and retrofits | 325 | 2270 | Rate Constraint in lbs/MMBtu | FALSE | L | Annual | Fuel Consumed | TBtu | 0 | 0 | 0 | 0 | 0 | 0 | 0 | 0
CT Fac. Spec. - NOX Rate Winter v.4.10 Final, Unit 3819 and retrofits | 325 | 2270 | Rate Constraint in lbs/MMBtu | FALSE | L | Annual | Rate | lb/MMBtu | 0 | 0 | 0 | 0 | 0 | 0 | 0 | 0
CT Fac. Spec. - NOX Rate Winter v.4.10 Final, Unit 3819 and retrofits | 325 | 2270 | Rate Constraint in lbs/MMBtu | FALSE | L | Annual | Generation | TWh | 0 | 0 | 0 | 0 | 0 | 0 | 0 | 0
CT Fac. Spec. - NOX Rate Winter v.4.10 Final, Unit 3819 and retrofits | 325 | 2270 | Rate Constraint in lbs/MMBtu | FALSE | L | Annual | Qualifying Generation | TWh | 0 | 0 | 0 | 0 | 0 | 0 | 0 | 0
CT Fac. Spec. - NOX Rate Winter v.4.10 Final, Unit 3819 and retrofits | 325 | 2270 | Rate Constraint in lbs/MMBtu | FALSE | L | Annual | Rate | lb/MWh | 0 | 0 | 0 | 0 | 0 | 0 | 0 | 0
CT Fac. Spec. - NOX Rate Winter v.4.10 Final, Unit 3819 and retrofits | 325 | 2270 | Rate Constraint in lbs/MMBtu | FALSE | L | Annual | Constraint Shadow Price | US2016$/Ton | 0 | 0 | 0 | 0 | 0 | 0 | 0 | 0
CT Fac. Spec. - NOX Rate Winter v.4.10 Final, Unit 3820 and retrofits | 326 | 2270 | Rate Constraint in lbs/MMBtu | FALSE | L | Annual | Seasons Included | Seasons | Winter, WintShld | Winter, WintShld | Winter, WintShld | Winter, WintShld | Winter, WintShld | Winter, WintShld | Winter, WintShld | Winter, WintShld
CT Fac. Spec. - NOX Rate Winter v.4.10 Final, Unit 3820 and retrofits | 326 | 2270 | Rate Constraint in lbs/MMBtu | FALSE | L | Annual | Standard NOX | lb/MMBtu | 0.15 | 0.15 | 0.15 | 0.15 | 0.15 | 0.15 | 0.15 | 0.15
CT Fac. Spec. - NOX Rate Winter v.4.10 Final, Unit 3820 and retrofits | 326 | 2270 | Rate Constraint in lbs/MMBtu | FALSE | L | Annual | Emissions at Affected Plants NOX | Thousand Tons | 0 | 0 | 0 | 0 | 0 | 0 | 0 | 0
CT Fac. Spec. - NOX Rate Winter v.4.10 Final, Unit 3820 and retrofits | 326 | 2270 | Rate Constraint in lbs/MMBtu | FALSE | L | Annual | Allowances Purchased NOX | Thousand Tons | 0 | 0 | 0 | 0 | 0 | 0 | 0 | 0
CT Fac. Spec. - NOX Rate Winter v.4.10 Final, Unit 3820 and retrofits | 326 | 2270 | Rate Constraint in lbs/MMBtu | FALSE | L | Annual | Allowances Sold NOX | Thousand Tons | 0 | 0 | 0 | 0 | 0 | 0 | 0 | 0
CT Fac. Spec. - NOX Rate Winter v.4.10 Final, Unit 3820 and retrofits | 326 | 2270 | Rate Constraint in lbs/MMBtu | FALSE | L | Annual | Allowances Banked | Thousand Tons | 0 | 0 | 0 | 0 | 0 | 0 | 0 | 0
CT Fac. Spec. - NOX Rate Winter v.4.10 Final, Unit 3820 and retrofits | 326 | 2270 | Rate Constraint in lbs/MMBtu | FALSE | L | Annual | Allowances Withdrawn (1:1) | Thousand Tons | 0 | 0 | 0 | 0 | 0 | 0 | 0 | 0
CT Fac. Spec. - NOX Rate Winter v.4.10 Final, Unit 3820 and retrofits | 326 | 2270 | Rate Constraint in lbs/MMBtu | FALSE | L | Annual | Allowances Withdrawn (n:1) | Thousand Tons | 0 | 0 | 0 | 0 | 0 | 0 | 0 | 0
CT Fac. Spec. - NOX Rate Winter v.4.10 Final, Unit 3820 and retrofits | 326 | 2270 | Rate Constraint in lbs/MMBtu | FALSE | L | Annual | Net Emissions Allowance Position | Thousand Tons | 0 | 0 | 0 | 0 | 0 | 0 | 0 | 0
CT Fac. Spec. - NOX Rate Winter v.4.10 Final, Unit 3820 and retrofits | 326 | 2270 | Rate Constraint in lbs/MMBtu | FALSE | L | Annual | Fuel Consumed | TBtu | 0 | 0 | 0 | 0 | 0 | 0 | 0 | 0
CT Fac. Spec. - NOX Rate Winter v.4.10 Final, Unit 3820 and retrofits | 326 | 2270 | Rate Constraint in lbs/MMBtu | FALSE | L | Annual | Rate | lb/MMBtu | 0 | 0 | 0 | 0 | 0 | 0 | 0 | 0
CT Fac. Spec. - NOX Rate Winter v.4.10 Final, Unit 3820 and retrofits | 326 | 2270 | Rate Constraint in lbs/MMBtu | FALSE | L | Annual | Generation | TWh | 0 | 0 | 0 | 0 | 0 | 0 | 0 | 0
CT Fac. Spec. - NOX Rate Winter v.4.10 Final, Unit 3820 and retrofits | 326 | 2270 | Rate Constraint in lbs/MMBtu | FALSE | L | Annual | Qualifying Generation | TWh | 0 | 0 | 0 | 0 | 0 | 0 | 0 | 0
CT Fac. Spec. - NOX Rate Winter v.4.10 Final, Unit 3820 and retrofits | 326 | 2270 | Rate Constraint in lbs/MMBtu | FALSE | L | Annual | Rate | lb/MWh | 0 | 0 | 0 | 0 | 0 | 0 | 0 | 0
CT Fac. Spec. - NOX Rate Winter v.4.10 Final, Unit 3820 and retrofits | 326 | 2270 | Rate Constraint in lbs/MMBtu | FALSE | L | Annual | Constraint Shadow Price | US2016$/Ton | 0 | 0 | 0 | 0 | 0 | 0 | 0 | 0
CT Fac. Spec. - SO2 Rate Annual Non-Title IV v3.1, Unit 76 and retrofits | 327 | 2294 | Rate Constraint in lbs/MMBtu | FALSE | L | Annual | Seasons Included | Seasons | Winter, WintShld, Summer | Winter, WintShld, Summer | Winter, WintShld, Summer | Winter, WintShld, Summer | Winter, WintShld, Summer | Winter, WintShld, Summer | Winter, WintShld, Summer | Winter, WintShld, Summer
CT Fac. Spec. - SO2 Rate Annual Non-Title IV v3.1, Unit 76 and retrofits | 327 | 2294 | Rate Constraint in lbs/MMBtu | FALSE | L | Annual | Standard SO2 | lb/MMBtu | 0.55 | 0.55 | 0.55 | 0.55 | 0.55 | 0.55 | 0.55 | 0.55
CT Fac. Spec. - SO2 Rate Annual Non-Title IV v3.1, Unit 76 and retrofits | 327 | 2294 | Rate Constraint in lbs/MMBtu | FALSE | L | Annual | Emissions at Affected Plants SO2 | Thousand Tons | 0 | 0 | 0 | 0 | 0 | 0 | 0 | 0
CT Fac. Spec. - SO2 Rate Annual Non-Title IV v3.1, Unit 76 and retrofits | 327 | 2294 | Rate Constraint in lbs/MMBtu | FALSE | L | Annual | Allowances Purchased SO2 | Thousand Tons | 0 | 0 | 0 | 0 | 0 | 0 | 0 | 0
CT Fac. Spec. - SO2 Rate Annual Non-Title IV v3.1, Unit 76 and retrofits | 327 | 2294 | Rate Constraint in lbs/MMBtu | FALSE | L | Annual | Allowances Sold SO2 | Thousand Tons | 0 | 0 | 0 | 0 | 0 | 0 | 0 | 0
CT Fac. Spec. - SO2 Rate Annual Non-Title IV v3.1, Unit 76 and retrofits | 327 | 2294 | Rate Constraint in lbs/MMBtu | FALSE | L | Annual | Allowances Banked | Thousand Tons | 0 | 0 | 0 | 0 | 0 | 0 | 0 | 0
CT Fac. Spec. - SO2 Rate Annual Non-Title IV v3.1, Unit 76 and retrofits | 327 | 2294 | Rate Constraint in lbs/MMBtu | FALSE | L | Annual | Allowances Withdrawn (1:1) | Thousand Tons | 0 | 0 | 0 | 0 | 0 | 0 | 0 | 0
CT Fac. Spec. - SO2 Rate Annual Non-Title IV v3.1, Unit 76 and retrofits | 327 | 2294 | Rate Constraint in lbs/MMBtu | FALSE | L | Annual | Allowances Withdrawn (n:1) | Thousand Tons | 0 | 0 | 0 | 0 | 0 | 0 | 0 | 0
CT Fac. Spec. - SO2 Rate Annual Non-Title IV v3.1, Unit 76 and retrofits | 327 | 2294 | Rate Constraint in lbs/MMBtu | FALSE | L | Annual | Net Emissions Allowance Position | Thousand Tons | 0 | 0 | 0 | 0 | 0 | 0 | 0 | 0
CT Fac. Spec. - SO2 Rate Annual Non-Title IV v3.1, Unit 76 and retrofits | 327 | 2294 | Rate Constraint in lbs/MMBtu | FALSE | L | Annual | Fuel Consumed | TBtu | 0 | 0 | 0 | 0 | 0 | 0 | 0 | 0
CT Fac. Spec. - SO2 Rate Annual Non-Title IV v3.1, Unit 76 and retrofits | 327 | 2294 | Rate Constraint in lbs/MMBtu | FALSE | L | Annual | Rate | lb/MMBtu | 0 | 0 | 0 | 0 | 0 | 0 | 0 | 0
CT Fac. Spec. - SO2 Rate Annual Non-Title IV v3.1, Unit 76 and retrofits | 327 | 2294 | Rate Constraint in lbs/MMBtu | FALSE | L | Annual | Generation | TWh | 0 | 0 | 0 | 0 | 0 | 0 | 0 | 0
CT Fac. Spec. - SO2 Rate Annual Non-Title IV v3.1, Unit 76 and retrofits | 327 | 2294 | Rate Constraint in lbs/MMBtu | FALSE | L | Annual | Qualifying Generation | TWh | 0 | 0 | 0 | 0 | 0 | 0 | 0 | 0
CT Fac. Spec. - SO2 Rate Annual Non-Title IV v3.1, Unit 76 and retrofits | 327 | 2294 | Rate Constraint in lbs/MMBtu | FALSE | L | Annual | Rate | lb/MWh | 0 | 0 | 0 | 0 | 0 | 0 | 0 | 0
CT Fac. Spec. - SO2 Rate Annual Non-Title IV v3.1, Unit 76 and retrofits | 327 | 2294 | Rate Constraint in lbs/MMBtu | FALSE | L | Annual | Constraint Shadow Price | US2016$/Ton | 0 | 0 | 0 | 0 | 0 | 0 | 0 | 0
CT Fac. Spec. - SO2 Rate Annual Non-Title IV v3.1, Unit 1185 and retrofits | 328 | 2294 | Rate Constraint in lbs/MMBtu | FALSE | L | Annual | Seasons Included | Seasons | Winter, WintShld, Summer | Winter, WintShld, Summer | Winter, WintShld, Summer | Winter, WintShld, Summer | Winter, WintShld, Summer | Winter, WintShld, Summer | Winter, WintShld, Summer | Winter, WintShld, Summer
CT Fac. Spec. - SO2 Rate Annual Non-Title IV v3.1, Unit 1185 and retrofits | 328 | 2294 | Rate Constraint in lbs/MMBtu | FALSE | L | Annual | Standard SO2 | lb/MMBtu | 0.55 | 0.55 | 0.55 | 0.55 | 0.55 | 0.55 | 0.55 | 0.55
CT Fac. Spec. - SO2 Rate Annual Non-Title IV v3.1, Unit 1185 and retrofits | 328 | 2294 | Rate Constraint in lbs/MMBtu | FALSE | L | Annual | Emissions at Affected Plants SO2 | Thousand Tons | 0 | 0 | 0 | 0 | 0 | 0 | 0 | 0
CT Fac. Spec. - SO2 Rate Annual Non-Title IV v3.1, Unit 1185 and retrofits | 328 | 2294 | Rate Constraint in lbs/MMBtu | FALSE | L | Annual | Allowances Purchased SO2 | Thousand Tons | 0 | 0 | 0 | 0 | 0 | 0 | 0 | 0
CT Fac. Spec. - SO2 Rate Annual Non-Title IV v3.1, Unit 1185 and retrofits | 328 | 2294 | Rate Constraint in lbs/MMBtu | FALSE | L | Annual | Allowances Sold SO2 | Thousand Tons | 0 | 0 | 0 | 0 | 0 | 0 | 0 | 0
CT Fac. Spec. - SO2 Rate Annual Non-Title IV v3.1, Unit 1185 and retrofits | 328 | 2294 | Rate Constraint in lbs/MMBtu | FALSE | L | Annual | Allowances Banked | Thousand Tons | 0 | 0 | 0 | 0 | 0 | 0 | 0 | 0
CT Fac. Spec. - SO2 Rate Annual Non-Title IV v3.1, Unit 1185 and retrofits | 328 | 2294 | Rate Constraint in lbs/MMBtu | FALSE | L | Annual | Allowances Withdrawn (1:1) | Thousand Tons | 0 | 0 | 0 | 0 | 0 | 0 | 0 | 0
CT Fac. Spec. - SO2 Rate Annual Non-Title IV v3.1, Unit 1185 and retrofits | 328 | 2294 | Rate Constraint in lbs/MMBtu | FALSE | L | Annual | Allowances Withdrawn (n:1) | Thousand Tons | 0 | 0 | 0 | 0 | 0 | 0 | 0 | 0
CT Fac. Spec. - SO2 Rate Annual Non-Title IV v3.1, Unit 1185 and retrofits | 328 | 2294 | Rate Constraint in lbs/MMBtu | FALSE | L | Annual | Net Emissions Allowance Position | Thousand Tons | 0 | 0 | 0 | 0 | 0 | 0 | 0 | 0
CT Fac. Spec. - SO2 Rate Annual Non-Title IV v3.1, Unit 1185 and retrofits | 328 | 2294 | Rate Constraint in lbs/MMBtu | FALSE | L | Annual | Fuel Consumed | TBtu | 0 | 0 | 0 | 0 | 0 | 0 | 0 | 0
CT Fac. Spec. - SO2 Rate Annual Non-Title IV v3.1, Unit 1185 and retrofits | 328 | 2294 | Rate Constraint in lbs/MMBtu | FALSE | L | Annual | Rate | lb/MMBtu | 0 | 0 | 0 | 0 | 0 | 0 | 0 | 0
CT Fac. Spec. - SO2 Rate Annual Non-Title IV v3.1, Unit 1185 and retrofits | 328 | 2294 | Rate Constraint in lbs/MMBtu | FALSE | L | Annual | Generation | TWh | 0 | 0 | 0 | 0 | 0 | 0 | 0 | 0
CT Fac. Spec. - SO2 Rate Annual Non-Title IV v3.1, Unit 1185 and retrofits | 328 | 2294 | Rate Constraint in lbs/MMBtu | FALSE | L | Annual | Qualifying Generation | TWh | 0 | 0 | 0 | 0 | 0 | 0 | 0 | 0
CT Fac. Spec. - SO2 Rate Annual Non-Title IV v3.1, Unit 1185 and retrofits | 328 | 2294 | Rate Constraint in lbs/MMBtu | FALSE | L | Annual | Rate | lb/MWh | 0 | 0 | 0 | 0 | 0 | 0 | 0 | 0
CT Fac. Spec. - SO2 Rate Annual Non-Title IV v3.1, Unit 1185 and retrofits | 328 | 2294 | Rate Constraint in lbs/MMBtu | FALSE | L | Annual | Constraint Shadow Price | US2016$/Ton | 0 | 0 | 0 | 0 | 0 | 0 | 0 | 0
CT Fac. Spec. - SO2 Rate Annual Non-Title IV v3.1, Unit 1186 and retrofits | 329 | 2294 | Rate Constraint in lbs/MMBtu | FALSE | L | Annual | Seasons Included | Seasons | Winter, WintShld, Summer | Winter, WintShld, Summer | Winter, WintShld, Summer | Winter, WintShld, Summer | Winter, WintShld, Summer | Winter, WintShld, Summer | Winter, WintShld, Summer | Winter, WintShld, Summer
CT Fac. Spec. - SO2 Rate Annual Non-Title IV v3.1, Unit 1186 and retrofits | 329 | 2294 | Rate Constraint in lbs/MMBtu | FALSE | L | Annual | Standard SO2 | lb/MMBtu | 0.55 | 0.55 | 0.55 | 0.55 | 0.55 | 0.55 | 0.55 | 0.55
CT Fac. Spec. - SO2 Rate Annual Non-Title IV v3.1, Unit 1186 and retrofits | 329 | 2294 | Rate Constraint in lbs/MMBtu | FALSE | L | Annual | Emissions at Affected Plants SO2 | Thousand Tons | 0 | 0 | 0 | 0 | 0 | 0 | 0 | 0
CT Fac. Spec. - SO2 Rate Annual Non-Title IV v3.1, Unit 1186 and retrofits | 329 | 2294 | Rate Constraint in lbs/MMBtu | FALSE | L | Annual | Allowances Purchased SO2 | Thousand Tons | 0 | 0 | 0 | 0 | 0 | 0 | 0 | 0
CT Fac. Spec. - SO2 Rate Annual Non-Title IV v3.1, Unit 1186 and retrofits | 329 | 2294 | Rate Constraint in lbs/MMBtu | FALSE | L | Annual | Allowances Sold SO2 | Thousand Tons | 0 | 0 | 0 | 0 | 0 | 0 | 0 | 0
CT Fac. Spec. - SO2 Rate Annual Non-Title IV v3.1, Unit 1186 and retrofits | 329 | 2294 | Rate Constraint in lbs/MMBtu | FALSE | L | Annual | Allowances Banked | Thousand Tons | 0 | 0 | 0 | 0 | 0 | 0 | 0 | 0
CT Fac. Spec. - SO2 Rate Annual Non-Title IV v3.1, Unit 1186 and retrofits | 329 | 2294 | Rate Constraint in lbs/MMBtu | FALSE | L | Annual | Allowances Withdrawn (1:1) | Thousand Tons | 0 | 0 | 0 | 0 | 0 | 0 | 0 | 0
CT Fac. Spec. - SO2 Rate Annual Non-Title IV v3.1, Unit 1186 and retrofits | 329 | 2294 | Rate Constraint in lbs/MMBtu | FALSE | L | Annual | Allowances Withdrawn (n:1) | Thousand Tons | 0 | 0 | 0 | 0 | 0 | 0 | 0 | 0
CT Fac. Spec. - SO2 Rate Annual Non-Title IV v3.1, Unit 1186 and retrofits | 329 | 2294 | Rate Constraint in lbs/MMBtu | FALSE | L | Annual | Net Emissions Allowance Position | Thousand Tons | 0 | 0 | 0 | 0 | 0 | 0 | 0 | 0
CT Fac. Spec. - SO2 Rate Annual Non-Title IV v3.1, Unit 1186 and retrofits | 329 | 2294 | Rate Constraint in lbs/MMBtu | FALSE | L | Annual | Fuel Consumed | TBtu | 0 | 0 | 0 | 0 | 0 | 0 | 0 | 0
CT Fac. Spec. - SO2 Rate Annual Non-Title IV v3.1, Unit 1186 and retrofits | 329 | 2294 | Rate Constraint in lbs/MMBtu | FALSE | L | Annual | Rate | lb/MMBtu | 0 | 0 | 0 | 0 | 0 | 0 | 0 | 0
CT Fac. Spec. - SO2 Rate Annual Non-Title IV v3.1, Unit 1186 and retrofits | 329 | 2294 | Rate Constraint in lbs/MMBtu | FALSE | L | Annual | Generation | TWh | 0 | 0 | 0 | 0 | 0 | 0 | 0 | 0
CT Fac. Spec. - SO2 Rate Annual Non-Title IV v3.1, Unit 1186 and retrofits | 329 | 2294 | Rate Constraint in lbs/MMBtu | FALSE | L | Annual | Qualifying Generation | TWh | 0 | 0 | 0 | 0 | 0 | 0 | 0 | 0
CT Fac. Spec. - SO2 Rate Annual Non-Title IV v3.1, Unit 1186 and retrofits | 329 | 2294 | Rate Constraint in lbs/MMBtu | FALSE | L | Annual | Rate | lb/MWh | 0 | 0 | 0 | 0 | 0 | 0 | 0 | 0
CT Fac. Spec. - SO2 Rate Annual Non-Title IV v3.1, Unit 1186 and retrofits | 329 | 2294 | Rate Constraint in lbs/MMBtu | FALSE | L | Annual | Constraint Shadow Price | US2016$/Ton | 0 | 0 | 0 | 0 | 0 | 0 | 0 | 0
CT Fac. Spec. - SO2 Rate Annual Non-Title IV v3.1, Unit 1191 and retrofits | 330 | 2294 | Rate Constraint in lbs/MMBtu | FALSE | L | Annual | Seasons Included | Seasons | Winter, WintShld, Summer | Winter, WintShld, Summer | Winter, WintShld, Summer | Winter, WintShld, Summer | Winter, WintShld, Summer | Winter, WintShld, Summer | Winter, WintShld, Summer | Winter, WintShld, Summer
CT Fac. Spec. - SO2 Rate Annual Non-Title IV v3.1, Unit 1191 and retrofits | 330 | 2294 | Rate Constraint in lbs/MMBtu | FALSE | L | Annual | Standard SO2 | lb/MMBtu | 0.55 | 0.55 | 0.55 | 0.55 | 0.55 | 0.55 | 0.55 | 0.55
CT Fac. Spec. - SO2 Rate Annual Non-Title IV v3.1, Unit 1191 and retrofits | 330 | 2294 | Rate Constraint in lbs/MMBtu | FALSE | L | Annual | Emissions at Affected Plants SO2 | Thousand Tons | 0 | 0 | 0 | 0 | 0 | 0 | 0 | 0
CT Fac. Spec. - SO2 Rate Annual Non-Title IV v3.1, Unit 1191 and retrofits | 330 | 2294 | Rate Constraint in lbs/MMBtu | FALSE | L | Annual | Allowances Purchased SO2 | Thousand Tons | 0 | 0 | 0 | 0 | 0 | 0 | 0 | 0
CT Fac. Spec. - SO2 Rate Annual Non-Title IV v3.1, Unit 1191 and retrofits | 330 | 2294 | Rate Constraint in lbs/MMBtu | FALSE | L | Annual | Allowances Sold SO2 | Thousand Tons | 0 | 0 | 0 | 0 | 0 | 0 | 0 | 0
CT Fac. Spec. - SO2 Rate Annual Non-Title IV v3.1, Unit 1191 and retrofits | 330 | 2294 | Rate Constraint in lbs/MMBtu | FALSE | L | Annual | Allowances Banked | Thousand Tons | 0 | 0 | 0 | 0 | 0 | 0 | 0 | 0
CT Fac. Spec. - SO2 Rate Annual Non-Title IV v3.1, Unit 1191 and retrofits | 330 | 2294 | Rate Constraint in lbs/MMBtu | FALSE | L | Annual | Allowances Withdrawn (1:1) | Thousand Tons | 0 | 0 | 0 | 0 | 0 | 0 | 0 | 0
CT Fac. Spec. - SO2 Rate Annual Non-Title IV v3.1, Unit 1191 and retrofits | 330 | 2294 | Rate Constraint in lbs/MMBtu | FALSE | L | Annual | Allowances Withdrawn (n:1) | Thousand Tons | 0 | 0 | 0 | 0 | 0 | 0 | 0 | 0
CT Fac. Spec. - SO2 Rate Annual Non-Title IV v3.1, Unit 1191 and retrofits | 330 | 2294 | Rate Constraint in lbs/MMBtu | FALSE | L | Annual | Net Emissions Allowance Position | Thousand Tons | 0 | 0 | 0 | 0 | 0 | 0 | 0 | 0
CT Fac. Spec. - SO2 Rate Annual Non-Title IV v3.1, Unit 1191 and retrofits | 330 | 2294 | Rate Constraint in lbs/MMBtu | FALSE | L | Annual | Fuel Consumed | TBtu | 0 | 0 | 0 | 0 | 0 | 0 | 0 | 0
CT Fac. Spec. - SO2 Rate Annual Non-Title IV v3.1, Unit 1191 and retrofits | 330 | 2294 | Rate Constraint in lbs/MMBtu | FALSE | L | Annual | Rate | lb/MMBtu | 0 | 0 | 0 | 0 | 0 | 0 | 0 | 0
CT Fac. Spec. - SO2 Rate Annual Non-Title IV v3.1, Unit 1191 and retrofits | 330 | 2294 | Rate Constraint in lbs/MMBtu | FALSE | L | Annual | Generation | TWh | 0 | 0 | 0 | 0 | 0 | 0 | 0 | 0
CT Fac. Spec. - SO2 Rate Annual Non-Title IV v3.1, Unit 1191 and retrofits | 330 | 2294 | Rate Constraint in lbs/MMBtu | FALSE | L | Annual | Qualifying Generation | TWh | 0 | 0 | 0 | 0 | 0 | 0 | 0 | 0
CT Fac. Spec. - SO2 Rate Annual Non-Title IV v3.1, Unit 1191 and retrofits | 330 | 2294 | Rate Constraint in lbs/MMBtu | FALSE | L | Annual | Rate | lb/MWh | 0 | 0 | 0 | 0 | 0 | 0 | 0 | 0
CT Fac. Spec. - SO2 Rate Annual Non-Title IV v3.1, Unit 1191 and retrofits | 330 | 2294 | Rate Constraint in lbs/MMBtu | FALSE | L | Annual | Constraint Shadow Price | US2016$/Ton | 0 | 0 | 0 | 0 | 0 | 0 | 0 | 0
CT Fac. Spec. - SO2 Rate Annual Non-Title IV v3.1, Unit 1192 and retrofits | 331 | 2294 | Rate Constraint in lbs/MMBtu | FALSE | L | Annual | Seasons Included | Seasons | Winter, WintShld, Summer | Winter, WintShld, Summer | Winter, WintShld, Summer | Winter, WintShld, Summer | Winter, WintShld, Summer | Winter, WintShld, Summer | Winter, WintShld, Summer | Winter, WintShld, Summer
CT Fac. Spec. - SO2 Rate Annual Non-Title IV v3.1, Unit 1192 and retrofits | 331 | 2294 | Rate Constraint in lbs/MMBtu | FALSE | L | Annual | Standard SO2 | lb/MMBtu | 0.55 | 0.55 | 0.55 | 0.55 | 0.55 | 0.55 | 0.55 | 0.55
CT Fac. Spec. - SO2 Rate Annual Non-Title IV v3.1, Unit 1192 and retrofits | 331 | 2294 | Rate Constraint in lbs/MMBtu | FALSE | L | Annual | Emissions at Affected Plants SO2 | Thousand Tons | 0 | 0 | 0 | 0 | 0 | 0 | 0 | 0
CT Fac. Spec. - SO2 Rate Annual Non-Title IV v3.1, Unit 1192 and retrofits | 331 | 2294 | Rate Constraint in lbs/MMBtu | FALSE | L | Annual | Allowances Purchased SO2 | Thousand Tons | 0 | 0 | 0 | 0 | 0 | 0 | 0 | 0
CT Fac. Spec. - SO2 Rate Annual Non-Title IV v3.1, Unit 1192 and retrofits | 331 | 2294 | Rate Constraint in lbs/MMBtu | FALSE | L | Annual | Allowances Sold SO2 | Thousand Tons | 0 | 0 | 0 | 0 | 0 | 0 | 0 | 0
CT Fac. Spec. - SO2 Rate Annual Non-Title IV v3.1, Unit 1192 and retrofits | 331 | 2294 | Rate Constraint in lbs/MMBtu | FALSE | L | Annual | Allowances Banked | Thousand Tons | 0 | 0 | 0 | 0 | 0 | 0 | 0 | 0
CT Fac. Spec. - SO2 Rate Annual Non-Title IV v3.1, Unit 1192 and retrofits | 331 | 2294 | Rate Constraint in lbs/MMBtu | FALSE | L | Annual | Allowances Withdrawn (1:1) | Thousand Tons | 0 | 0 | 0 | 0 | 0 | 0 | 0 | 0
CT Fac. Spec. - SO2 Rate Annual Non-Title IV v3.1, Unit 1192 and retrofits | 331 | 2294 | Rate Constraint in lbs/MMBtu | FALSE | L | Annual | Allowances Withdrawn (n:1) | Thousand Tons | 0 | 0 | 0 | 0 | 0 | 0 | 0 | 0
CT Fac. Spec. - SO2 Rate Annual Non-Title IV v3.1, Unit 1192 and retrofits | 331 | 2294 | Rate Constraint in lbs/MMBtu | FALSE | L | Annual | Net Emissions Allowance Position | Thousand Tons | 0 | 0 | 0 | 0 | 0 | 0 | 0 | 0
CT Fac. Spec. - SO2 Rate Annual Non-Title IV v3.1, Unit 1192 and retrofits | 331 | 2294 | Rate Constraint in lbs/MMBtu | FALSE | L | Annual | Fuel Consumed | TBtu | 0 | 0 | 0 | 0 | 0 | 0 | 0 | 0
CT Fac. Spec. - SO2 Rate Annual Non-Title IV v3.1, Unit 1192 and retrofits | 331 | 2294 | Rate Constraint in lbs/MMBtu | FALSE | L | Annual | Rate | lb/MMBtu | 0 | 0 | 0 | 0 | 0 | 0 | 0 | 0
CT Fac. Spec. - SO2 Rate Annual Non-Title IV v3.1, Unit 1192 and retrofits | 331 | 2294 | Rate Constraint in lbs/MMBtu | FALSE | L | Annual | Generation | TWh | 0 | 0 | 0 | 0 | 0 | 0 | 0 | 0
CT Fac. Spec. - SO2 Rate Annual Non-Title IV v3.1, Unit 1192 and retrofits | 331 | 2294 | Rate Constraint in lbs/MMBtu | FALSE | L | Annual | Qualifying Generation | TWh | 0 | 0 | 0 | 0 | 0 | 0 | 0 | 0
CT Fac. Spec. - SO2 Rate Annual Non-Title IV v3.1, Unit 1192 and retrofits | 331 | 2294 | Rate Constraint in lbs/MMBtu | FALSE | L | Annual | Rate | lb/MWh | 0 | 0 | 0 | 0 | 0 | 0 | 0 | 0
CT Fac. Spec. - SO2 Rate Annual Non-Title IV v3.1, Unit 1192 and retrofits | 331 | 2294 | Rate Constraint in lbs/MMBtu | FALSE | L | Annual | Constraint Shadow Price | US2016$/Ton | 0 | 0 | 0 | 0 | 0 | 0 | 0 | 0
CT Fac. Spec. - SO2 Rate Annual Non-Title IV v3.1, Unit 1193 and retrofits | 332 | 2294 | Rate Constraint in lbs/MMBtu | FALSE | L | Annual | Seasons Included | Seasons | Winter, WintShld, Summer | Winter, WintShld, Summer | Winter, WintShld, Summer | Winter, WintShld, Summer | Winter, WintShld, Summer | Winter, WintShld, Summer | Winter, WintShld, Summer | Winter, WintShld, Summer
CT Fac. Spec. - SO2 Rate Annual Non-Title IV v3.1, Unit 1193 and retrofits | 332 | 2294 | Rate Constraint in lbs/MMBtu | FALSE | L | Annual | Standard SO2 | lb/MMBtu | 0.55 | 0.55 | 0.55 | 0.55 | 0.55 | 0.55 | 0.55 | 0.55
CT Fac. Spec. - SO2 Rate Annual Non-Title IV v3.1, Unit 1193 and retrofits | 332 | 2294 | Rate Constraint in lbs/MMBtu | FALSE | L | Annual | Emissions at Affected Plants SO2 | Thousand Tons | 0 | 0 | 0 | 0 | 0 | 0 | 0 | 0
CT Fac. Spec. - SO2 Rate Annual Non-Title IV v3.1, Unit 1193 and retrofits | 332 | 2294 | Rate Constraint in lbs/MMBtu | FALSE | L | Annual | Allowances Purchased SO2 | Thousand Tons | 0 | 0 | 0 | 0 | 0 | 0 | 0 | 0
CT Fac. Spec. - SO2 Rate Annual Non-Title IV v3.1, Unit 1193 and retrofits | 332 | 2294 | Rate Constraint in lbs/MMBtu | FALSE | L | Annual | Allowances Sold SO2 | Thousand Tons | 0 | 0 | 0 | 0 | 0 | 0 | 0 | 0
CT Fac. Spec. - SO2 Rate Annual Non-Title IV v3.1, Unit 1193 and retrofits | 332 | 2294 | Rate Constraint in lbs/MMBtu | FALSE | L | Annual | Allowances Banked | Thousand Tons | 0 | 0 | 0 | 0 | 0 | 0 | 0 | 0
CT Fac. Spec. - SO2 Rate Annual Non-Title IV v3.1, Unit 1193 and retrofits | 332 | 2294 | Rate Constraint in lbs/MMBtu | FALSE | L | Annual | Allowances Withdrawn (1:1) | Thousand Tons | 0 | 0 | 0 | 0 | 0 | 0 | 0 | 0
CT Fac. Spec. - SO2 Rate Annual Non-Title IV v3.1, Unit 1193 and retrofits | 332 | 2294 | Rate Constraint in lbs/MMBtu | FALSE | L | Annual | Allowances Withdrawn (n:1) | Thousand Tons | 0 | 0 | 0 | 0 | 0 | 0 | 0 | 0
CT Fac. Spec. - SO2 Rate Annual Non-Title IV v3.1, Unit 1193 and retrofits | 332 | 2294 | Rate Constraint in lbs/MMBtu | FALSE | L | Annual | Net Emissions Allowance Position | Thousand Tons | 0 | 0 | 0 | 0 | 0 | 0 | 0 | 0
CT Fac. Spec. - SO2 Rate Annual Non-Title IV v3.1, Unit 1193 and retrofits | 332 | 2294 | Rate Constraint in lbs/MMBtu | FALSE | L | Annual | Fuel Consumed | TBtu | 0 | 0 | 0 | 0 | 0 | 0 | 0 | 0
CT Fac. Spec. - SO2 Rate Annual Non-Title IV v3.1, Unit 1193 and retrofits | 332 | 2294 | Rate Constraint in lbs/MMBtu | FALSE | L | Annual | Rate | lb/MMBtu | 0 | 0 | 0 | 0 | 0 | 0 | 0 | 0
CT Fac. Spec. - SO2 Rate Annual Non-Title IV v3.1, Unit 1193 and retrofits | 332 | 2294 | Rate Constraint in lbs/MMBtu | FALSE | L | Annual | Generation | TWh | 0 | 0 | 0 | 0 | 0 | 0 | 0 | 0
CT Fac. Spec. - SO2 Rate Annual Non-Title IV v3.1, Unit 1193 and retrofits | 332 | 2294 | Rate Constraint in lbs/MMBtu | FALSE | L | Annual | Qualifying Generation | TWh | 0 | 0 | 0 | 0 | 0 | 0 | 0 | 0
CT Fac. Spec. - SO2 Rate Annual Non-Title IV v3.1, Unit 1193 and retrofits | 332 | 2294 | Rate Constraint in lbs/MMBtu | FALSE | L | Annual | Rate | lb/MWh | 0 | 0 | 0 | 0 | 0 | 0 | 0 | 0
CT Fac. Spec. - SO2 Rate Annual Non-Title IV v3.1, Unit 1193 and retrofits | 332 | 2294 | Rate Constraint in lbs/MMBtu | FALSE | L | Annual | Constraint Shadow Price | US2016$/Ton | 0 | 0 | 0 | 0 | 0 | 0 | 0 | 0
CT Fac. Spec. - SO2 Rate Annual Non-Title IV v3.1, Unit 1194 and retrofits | 333 | 2294 | Rate Constraint in lbs/MMBtu | FALSE | L | Annual | Seasons Included | Seasons | Winter, WintShld, Summer | Winter, WintShld, Summer | Winter, WintShld, Summer | Winter, WintShld, Summer | Winter, WintShld, Summer | Winter, WintShld, Summer | Winter, WintShld, Summer | Winter, WintShld, Summer
CT Fac. Spec. - SO2 Rate Annual Non-Title IV v3.1, Unit 1194 and retrofits | 333 | 2294 | Rate Constraint in lbs/MMBtu | FALSE | L | Annual | Standard SO2 | lb/MMBtu | 0.55 | 0.55 | 0.55 | 0.55 | 0.55 | 0.55 | 0.55 | 0.55
CT Fac. Spec. - SO2 Rate Annual Non-Title IV v3.1, Unit 1194 and retrofits | 333 | 2294 | Rate Constraint in lbs/MMBtu | FALSE | L | Annual | Emissions at Affected Plants SO2 | Thousand Tons | 0 | 0 | 0 | 0 | 0 | 0 | 0 | 0
CT Fac. Spec. - SO2 Rate Annual Non-Title IV v3.1, Unit 1194 and retrofits | 333 | 2294 | Rate Constraint in lbs/MMBtu | FALSE | L | Annual | Allowances Purchased SO2 | Thousand Tons | 0 | 0 | 0 | 0 | 0 | 0 | 0 | 0
CT Fac. Spec. - SO2 Rate Annual Non-Title IV v3.1, Unit 1194 and retrofits | 333 | 2294 | Rate Constraint in lbs/MMBtu | FALSE | L | Annual | Allowances Sold SO2 | Thousand Tons | 0 | 0 | 0 | 0 | 0 | 0 | 0 | 0
CT Fac. Spec. - SO2 Rate Annual Non-Title IV v3.1, Unit 1194 and retrofits | 333 | 2294 | Rate Constraint in lbs/MMBtu | FALSE | L | Annual | Allowances Banked | Thousand Tons | 0 | 0 | 0 | 0 | 0 | 0 | 0 | 0
CT Fac. Spec. - SO2 Rate Annual Non-Title IV v3.1, Unit 1194 and retrofits | 333 | 2294 | Rate Constraint in lbs/MMBtu | FALSE | L | Annual | Allowances Withdrawn (1:1) | Thousand Tons | 0 | 0 | 0 | 0 | 0 | 0 | 0 | 0
CT Fac. Spec. - SO2 Rate Annual Non-Title IV v3.1, Unit 1194 and retrofits | 333 | 2294 | Rate Constraint in lbs/MMBtu | FALSE | L | Annual | Allowances Withdrawn (n:1) | Thousand Tons | 0 | 0 | 0 | 0 | 0 | 0 | 0 | 0
CT Fac. Spec. - SO2 Rate Annual Non-Title IV v3.1, Unit 1194 and retrofits | 333 | 2294 | Rate Constraint in lbs/MMBtu | FALSE | L | Annual | Net Emissions Allowance Position | Thousand Tons | 0 | 0 | 0 | 0 | 0 | 0 | 0 | 0
CT Fac. Spec. - SO2 Rate Annual Non-Title IV v3.1, Unit 1194 and retrofits | 333 | 2294 | Rate Constraint in lbs/MMBtu | FALSE | L | Annual | Fuel Consumed | TBtu | 0 | 0 | 0 | 0 | 0 | 0 | 0 | 0
CT Fac. Spec. - SO2 Rate Annual Non-Title IV v3.1, Unit 1194 and retrofits | 333 | 2294 | Rate Constraint in lbs/MMBtu | FALSE | L | Annual | Rate | lb/MMBtu | 0 | 0 | 0 | 0 | 0 | 0 | 0 | 0
CT Fac. Spec. - SO2 Rate Annual Non-Title IV v3.1, Unit 1194 and retrofits | 333 | 2294 | Rate Constraint in lbs/MMBtu | FALSE | L | Annual | Generation | TWh | 0 | 0 | 0 | 0 | 0 | 0 | 0 | 0
CT Fac. Spec. - SO2 Rate Annual Non-Title IV v3.1, Unit 1194 and retrofits | 333 | 2294 | Rate Constraint in lbs/MMBtu | FALSE | L | Annual | Qualifying Generation | TWh | 0 | 0 | 0 | 0 | 0 | 0 | 0 | 0
CT Fac. Spec. - SO2 Rate Annual Non-Title IV v3.1, Unit 1194 and retrofits | 333 | 2294 | Rate Constraint in lbs/MMBtu | FALSE | L | Annual | Rate | lb/MWh | 0 | 0 | 0 | 0 | 0 | 0 | 0 | 0
CT Fac. Spec. - SO2 Rate Annual Non-Title IV v3.1, Unit 1194 and retrofits | 333 | 2294 | Rate Constraint in lbs/MMBtu | FALSE | L | Annual | Constraint Shadow Price | US2016$/Ton | 0 | 0 | 0 | 0 | 0 | 0 | 0 | 0
CT Fac. Spec. - SO2 Rate Annual Non-Title IV v3.1, Unit 1195 and retrofits | 334 | 2294 | Rate Constraint in lbs/MMBtu | FALSE | L | Annual | Seasons Included | Seasons | Winter, WintShld, Summer | Winter, WintShld, Summer | Winter, WintShld, Summer | Winter, WintShld, Summer | Winter, WintShld, Summer | Winter, WintShld, Summer | Winter, WintShld, Summer | Winter, WintShld, Summer
CT Fac. Spec. - SO2 Rate Annual Non-Title IV v3.1, Unit 1195 and retrofits | 334 | 2294 | Rate Constraint in lbs/MMBtu | FALSE | L | Annual | Standard SO2 | lb/MMBtu | 0.55 | 0.55 | 0.55 | 0.55 | 0.55 | 0.55 | 0.55 | 0.55
CT Fac. Spec. - SO2 Rate Annual Non-Title IV v3.1, Unit 1195 and retrofits | 334 | 2294 | Rate Constraint in lbs/MMBtu | FALSE | L | Annual | Emissions at Affected Plants SO2 | Thousand Tons | 0 | 0 | 0 | 0 | 0 | 0 | 0 | 0
CT Fac. Spec. - SO2 Rate Annual Non-Title IV v3.1, Unit 1195 and retrofits | 334 | 2294 | Rate Constraint in lbs/MMBtu | FALSE | L | Annual | Allowances Purchased SO2 | Thousand Tons | 0 | 0 | 0 | 0 | 0 | 0 | 0 | 0
CT Fac. Spec. - SO2 Rate Annual Non-Title IV v3.1, Unit 1195 and retrofits | 334 | 2294 | Rate Constraint in lbs/MMBtu | FALSE | L | Annual | Allowances Sold SO2 | Thousand Tons | 0 | 0 | 0 | 0 | 0 | 0 | 0 | 0
CT Fac. Spec. - SO2 Rate Annual Non-Title IV v3.1, Unit 1195 and retrofits | 334 | 2294 | Rate Constraint in lbs/MMBtu | FALSE | L | Annual | Allowances Banked | Thousand Tons | 0 | 0 | 0 | 0 | 0 | 0 | 0 | 0
CT Fac. Spec. - SO2 Rate Annual Non-Title IV v3.1, Unit 1195 and retrofits | 334 | 2294 | Rate Constraint in lbs/MMBtu | FALSE | L | Annual | Allowances Withdrawn (1:1) | Thousand Tons | 0 | 0 | 0 | 0 | 0 | 0 | 0 | 0
CT Fac. Spec. - SO2 Rate Annual Non-Title IV v3.1, Unit 1195 and retrofits | 334 | 2294 | Rate Constraint in lbs/MMBtu | FALSE | L | Annual | Allowances Withdrawn (n:1) | Thousand Tons | 0 | 0 | 0 | 0 | 0 | 0 | 0 | 0
CT Fac. Spec. - SO2 Rate Annual Non-Title IV v3.1, Unit 1195 and retrofits | 334 | 2294 | Rate Constraint in lbs/MMBtu | FALSE | L | Annual | Net Emissions Allowance Position | Thousand Tons | 0 | 0 | 0 | 0 | 0 | 0 | 0 | 0
CT Fac. Spec. - SO2 Rate Annual Non-Title IV v3.1, Unit 1195 and retrofits | 334 | 2294 | Rate Constraint in lbs/MMBtu | FALSE | L | Annual | Fuel Consumed | TBtu | 0 | 0 | 0 | 0 | 0 | 0 | 0 | 0
CT Fac. Spec. - SO2 Rate Annual Non-Title IV v3.1, Unit 1195 and retrofits | 334 | 2294 | Rate Constraint in lbs/MMBtu | FALSE | L | Annual | Rate | lb/MMBtu | 0 | 0 | 0 | 0 | 0 | 0 | 0 | 0
CT Fac. Spec. - SO2 Rate Annual Non-Title IV v3.1, Unit 1195 and retrofits | 334 | 2294 | Rate Constraint in lbs/MMBtu | FALSE | L | Annual | Generation | TWh | 0 | 0 | 0 | 0 | 0 | 0 | 0 | 0
CT Fac. Spec. - SO2 Rate Annual Non-Title IV v3.1, Unit 1195 and retrofits | 334 | 2294 | Rate Constraint in lbs/MMBtu | FALSE | L | Annual | Qualifying Generation | TWh | 0 | 0 | 0 | 0 | 0 | 0 | 0 | 0
CT Fac. Spec. - SO2 Rate Annual Non-Title IV v3.1, Unit 1195 and retrofits | 334 | 2294 | Rate Constraint in lbs/MMBtu | FALSE | L | Annual | Rate | lb/MWh | 0 | 0 | 0 | 0 | 0 | 0 | 0 | 0
CT Fac. Spec. - SO2 Rate Annual Non-Title IV v3.1, Unit 1195 and retrofits | 334 | 2294 | Rate Constraint in lbs/MMBtu | FALSE | L | Annual | Constraint Shadow Price | US2016$/Ton | 0 | 0 | 0 | 0 | 0 | 0 | 0 | 0
CT Fac. Spec. - SO2 Rate Annual Non-Title IV v3.1, Unit 1205 and retrofits | 335 | 2294 | Rate Constraint in lbs/MMBtu | FALSE | L | Annual | Seasons Included | Seasons | Winter, WintShld, Summer | Winter, WintShld, Summer | Winter, WintShld, Summer | Winter, WintShld, Summer | Winter, WintShld, Summer | Winter, WintShld, Summer | Winter, WintShld, Summer | Winter, WintShld, Summer
CT Fac. Spec. - SO2 Rate Annual Non-Title IV v3.1, Unit 1205 and retrofits | 335 | 2294 | Rate Constraint in lbs/MMBtu | FALSE | L | Annual | Standard SO2 | lb/MMBtu | 0.55 | 0.55 | 0.55 | 0.55 | 0.55 | 0.55 | 0.55 | 0.55
CT Fac. Spec. - SO2 Rate Annual Non-Title IV v3.1, Unit 1205 and retrofits | 335 | 2294 | Rate Constraint in lbs/MMBtu | FALSE | L | Annual | Emissions at Affected Plants SO2 | Thousand Tons | 0 | 0 | 0 | 0 | 0 | 0 | 0 | 0
CT Fac. Spec. - SO2 Rate Annual Non-Title IV v3.1, Unit 1205 and retrofits | 335 | 2294 | Rate Constraint in lbs/MMBtu | FALSE | L | Annual | Allowances Purchased SO2 | Thousand Tons | 0 | 0 | 0 | 0 | 0 | 0 | 0 | 0
CT Fac. Spec. - SO2 Rate Annual Non-Title IV v3.1, Unit 1205 and retrofits | 335 | 2294 | Rate Constraint in lbs/MMBtu | FALSE | L | Annual | Allowances Sold SO2 | Thousand Tons | 0 | 0 | 0 | 0 | 0 | 0 | 0 | 0
CT Fac. Spec. - SO2 Rate Annual Non-Title IV v3.1, Unit 1205 and retrofits | 335 | 2294 | Rate Constraint in lbs/MMBtu | FALSE | L | Annual | Allowances Banked | Thousand Tons | 0 | 0 | 0 | 0 | 0 | 0 | 0 | 0
CT Fac. Spec. - SO2 Rate Annual Non-Title IV v3.1, Unit 1205 and retrofits | 335 | 2294 | Rate Constraint in lbs/MMBtu | FALSE | L | Annual | Allowances Withdrawn (1:1) | Thousand Tons | 0 | 0 | 0 | 0 | 0 | 0 | 0 | 0
CT Fac. Spec. - SO2 Rate Annual Non-Title IV v3.1, Unit 1205 and retrofits | 335 | 2294 | Rate Constraint in lbs/MMBtu | FALSE | L | Annual | Allowances Withdrawn (n:1) | Thousand Tons | 0 | 0 | 0 | 0 | 0 | 0 | 0 | 0
CT Fac. Spec. - SO2 Rate Annual Non-Title IV v3.1, Unit 1205 and retrofits | 335 | 2294 | Rate Constraint in lbs/MMBtu | FALSE | L | Annual | Net Emissions Allowance Position | Thousand Tons | 0 | 0 | 0 | 0 | 0 | 0 | 0 | 0
CT Fac. Spec. - SO2 Rate Annual Non-Title IV v3.1, Unit 1205 and retrofits | 335 | 2294 | Rate Constraint in lbs/MMBtu | FALSE | L | Annual | Fuel Consumed | TBtu | 0 | 0 | 0 | 0 | 0 | 0 | 0 | 0
CT Fac. Spec. - SO2 Rate Annual Non-Title IV v3.1, Unit 1205 and retrofits | 335 | 2294 | Rate Constraint in lbs/MMBtu | FALSE | L | Annual | Rate | lb/MMBtu | 0 | 0 | 0 | 0 | 0 | 0 | 0 | 0
CT Fac. Spec. - SO2 Rate Annual Non-Title IV v3.1, Unit 1205 and retrofits | 335 | 2294 | Rate Constraint in lbs/MMBtu | FALSE | L | Annual | Generation | TWh | 0 | 0 | 0 | 0 | 0 | 0 | 0 | 0
CT Fac. Spec. - SO2 Rate Annual Non-Title IV v3.1, Unit 1205 and retrofits | 335 | 2294 | Rate Constraint in lbs/MMBtu | FALSE | L | Annual | Qualifying Generation | TWh | 0 | 0 | 0 | 0 | 0 | 0 | 0 | 0
CT Fac. Spec. - SO2 Rate Annual Non-Title IV v3.1, Unit 1205 and retrofits | 335 | 2294 | Rate Constraint in lbs/MMBtu | FALSE | L | Annual | Rate | lb/MWh | 0 | 0 | 0 | 0 | 0 | 0 | 0 | 0
CT Fac. Spec. - SO2 Rate Annual Non-Title IV v3.1, Unit 1205 and retrofits | 335 | 2294 | Rate Constraint in lbs/MMBtu | FALSE | L | Annual | Constraint Shadow Price | US2016$/Ton | 0 | 0 | 0 | 0 | 0 | 0 | 0 | 0
CT Fac. Spec. - SO2 Rate Annual Non-Title IV v3.1, Unit 1206 and retrofits | 336 | 2294 | Rate Constraint in lbs/MMBtu | FALSE | L | Annual | Seasons Included | Seasons | Winter, WintShld, Summer | Winter, WintShld, Summer | Winter, WintShld, Summer | Winter, WintShld, Summer | Winter, WintShld, Summer | Winter, WintShld, Summer | Winter, WintShld, Summer | Winter, WintShld, Summer
CT Fac. Spec. - SO2 Rate Annual Non-Title IV v3.1, Unit 1206 and retrofits | 336 | 2294 | Rate Constraint in lbs/MMBtu | FALSE | L | Annual | Standard SO2 | lb/MMBtu | 0.55 | 0.55 | 0.55 | 0.55 | 0.55 | 0.55 | 0.55 | 0.55
CT Fac. Spec. - SO2 Rate Annual Non-Title IV v3.1, Unit 1206 and retrofits | 336 | 2294 | Rate Constraint in lbs/MMBtu | FALSE | L | Annual | Emissions at Affected Plants SO2 | Thousand Tons | 0 | 0 | 0 | 0 | 0 | 0 | 0 | 0
CT Fac. Spec. - SO2 Rate Annual Non-Title IV v3.1, Unit 1206 and retrofits | 336 | 2294 | Rate Constraint in lbs/MMBtu | FALSE | L | Annual | Allowances Purchased SO2 | Thousand Tons | 0 | 0 | 0 | 0 | 0 | 0 | 0 | 0
CT Fac. Spec. - SO2 Rate Annual Non-Title IV v3.1, Unit 1206 and retrofits | 336 | 2294 | Rate Constraint in lbs/MMBtu | FALSE | L | Annual | Allowances Sold SO2 | Thousand Tons | 0 | 0 | 0 | 0 | 0 | 0 | 0 | 0
CT Fac. Spec. - SO2 Rate Annual Non-Title IV v3.1, Unit 1206 and retrofits | 336 | 2294 | Rate Constraint in lbs/MMBtu | FALSE | L | Annual | Allowances Banked | Thousand Tons | 0 | 0 | 0 | 0 | 0 | 0 | 0 | 0
CT Fac. Spec. - SO2 Rate Annual Non-Title IV v3.1, Unit 1206 and retrofits | 336 | 2294 | Rate Constraint in lbs/MMBtu | FALSE | L | Annual | Allowances Withdrawn (1:1) | Thousand Tons | 0 | 0 | 0 | 0 | 0 | 0 | 0 | 0
CT Fac. Spec. - SO2 Rate Annual Non-Title IV v3.1, Unit 1206 and retrofits | 336 | 2294 | Rate Constraint in lbs/MMBtu | FALSE | L | Annual | Allowances Withdrawn (n:1) | Thousand Tons | 0 | 0 | 0 | 0 | 0 | 0 | 0 | 0
CT Fac. Spec. - SO2 Rate Annual Non-Title IV v3.1, Unit 1206 and retrofits | 336 | 2294 | Rate Constraint in lbs/MMBtu | FALSE | L | Annual | Net Emissions Allowance Position | Thousand Tons | 0 | 0 | 0 | 0 | 0 | 0 | 0 | 0
CT Fac. Spec. - SO2 Rate Annual Non-Title IV v3.1, Unit 1206 and retrofits | 336 | 2294 | Rate Constraint in lbs/MMBtu | FALSE | L | Annual | Fuel Consumed | TBtu | 0 | 0 | 0 | 0 | 0 | 0 | 0 | 0
CT Fac. Spec. - SO2 Rate Annual Non-Title IV v3.1, Unit 1206 and retrofits | 336 | 2294 | Rate Constraint in lbs/MMBtu | FALSE | L | Annual | Rate | lb/MMBtu | 0 | 0 | 0 | 0 | 0 | 0 | 0 | 0
CT Fac. Spec. - SO2 Rate Annual Non-Title IV v3.1, Unit 1206 and retrofits | 336 | 2294 | Rate Constraint in lbs/MMBtu | FALSE | L | Annual | Generation | TWh | 0 | 0 | 0 | 0 | 0 | 0 | 0 | 0
CT Fac. Spec. - SO2 Rate Annual Non-Title IV v3.1, Unit 1206 and retrofits | 336 | 2294 | Rate Constraint in lbs/MMBtu | FALSE | L | Annual | Qualifying Generation | TWh | 0 | 0 | 0 | 0 | 0 | 0 | 0 | 0
CT Fac. Spec. - SO2 Rate Annual Non-Title IV v3.1, Unit 1206 and retrofits | 336 | 2294 | Rate Constraint in lbs/MMBtu | FALSE | L | Annual | Rate | lb/MWh | 0 | 0 | 0 | 0 | 0 | 0 | 0 | 0
CT Fac. Spec. - SO2 Rate Annual Non-Title IV v3.1, Unit 1206 and retrofits | 336 | 2294 | Rate Constraint in lbs/MMBtu | FALSE | L | Annual | Constraint Shadow Price | US2016$/Ton | 0 | 0 | 0 | 0 | 0 | 0 | 0 | 0
CT Fac. Spec. - SO2 Rate Annual Non-Title IV v3.1, Unit 1207 and retrofits | 337 | 2294 | Rate Constraint in lbs/MMBtu | FALSE | L | Annual | Seasons Included | Seasons | Winter, WintShld, Summer | Winter, WintShld, Summer | Winter, WintShld, Summer | Winter, WintShld, Summer | Winter, WintShld, Summer | Winter, WintShld, Summer | Winter, WintShld, Summer | Winter, WintShld, Summer
CT Fac. Spec. - SO2 Rate Annual Non-Title IV v3.1, Unit 1207 and retrofits | 337 | 2294 | Rate Constraint in lbs/MMBtu | FALSE | L | Annual | Standard SO2 | lb/MMBtu | 0.55 | 0.55 | 0.55 | 0.55 | 0.55 | 0.55 | 0.55 | 0.55
CT Fac. Spec. - SO2 Rate Annual Non-Title IV v3.1, Unit 1207 and retrofits | 337 | 2294 | Rate Constraint in lbs/MMBtu | FALSE | L | Annual | Emissions at Affected Plants SO2 | Thousand Tons | 0 | 0 | 0 | 0 | 0 | 0 | 0 | 0
CT Fac. Spec. - SO2 Rate Annual Non-Title IV v3.1, Unit 1207 and retrofits | 337 | 2294 | Rate Constraint in lbs/MMBtu | FALSE | L | Annual | Allowances Purchased SO2 | Thousand Tons | 0 | 0 | 0 | 0 | 0 | 0 | 0 | 0
CT Fac. Spec. - SO2 Rate Annual Non-Title IV v3.1, Unit 1207 and retrofits | 337 | 2294 | Rate Constraint in lbs/MMBtu | FALSE | L | Annual | Allowances Sold SO2 | Thousand Tons | 0 | 0 | 0 | 0 | 0 | 0 | 0 | 0
CT Fac. Spec. - SO2 Rate Annual Non-Title IV v3.1, Unit 1207 and retrofits | 337 | 2294 | Rate Constraint in lbs/MMBtu | FALSE | L | Annual | Allowances Banked | Thousand Tons | 0 | 0 | 0 | 0 | 0 | 0 | 0 | 0
CT Fac. Spec. - SO2 Rate Annual Non-Title IV v3.1, Unit 1207 and retrofits | 337 | 2294 | Rate Constraint in lbs/MMBtu | FALSE | L | Annual | Allowances Withdrawn (1:1) | Thousand Tons | 0 | 0 | 0 | 0 | 0 | 0 | 0 | 0
CT Fac. Spec. - SO2 Rate Annual Non-Title IV v3.1, Unit 1207 and retrofits | 337 | 2294 | Rate Constraint in lbs/MMBtu | FALSE | L | Annual | Allowances Withdrawn (n:1) | Thousand Tons | 0 | 0 | 0 | 0 | 0 | 0 | 0 | 0
CT Fac. Spec. - SO2 Rate Annual Non-Title IV v3.1, Unit 1207 and retrofits | 337 | 2294 | Rate Constraint in lbs/MMBtu | FALSE | L | Annual | Net Emissions Allowance Position | Thousand Tons | 0 | 0 | 0 | 0 | 0 | 0 | 0 | 0
CT Fac. Spec. - SO2 Rate Annual Non-Title IV v3.1, Unit 1207 and retrofits | 337 | 2294 | Rate Constraint in lbs/MMBtu | FALSE | L | Annual | Fuel Consumed | TBtu | 0 | 0 | 0 | 0 | 0 | 0 | 0 | 0
CT Fac. Spec. - SO2 Rate Annual Non-Title IV v3.1, Unit 1207 and retrofits | 337 | 2294 | Rate Constraint in lbs/MMBtu | FALSE | L | Annual | Rate | lb/MMBtu | 0 | 0 | 0 | 0 | 0 | 0 | 0 | 0
CT Fac. Spec. - SO2 Rate Annual Non-Title IV v3.1, Unit 1207 and retrofits | 337 | 2294 | Rate Constraint in lbs/MMBtu | FALSE | L | Annual | Generation | TWh | 0 | 0 | 0 | 0 | 0 | 0 | 0 | 0
CT Fac. Spec. - SO2 Rate Annual Non-Title IV v3.1, Unit 1207 and retrofits | 337 | 2294 | Rate Constraint in lbs/MMBtu | FALSE | L | Annual | Qualifying Generation | TWh | 0 | 0 | 0 | 0 | 0 | 0 | 0 | 0
CT Fac. Spec. - SO2 Rate Annual Non-Title IV v3.1, Unit 1207 and retrofits | 337 | 2294 | Rate Constraint in lbs/MMBtu | FALSE | L | Annual | Rate | lb/MWh | 0 | 0 | 0 | 0 | 0 | 0 | 0 | 0
CT Fac. Spec. - SO2 Rate Annual Non-Title IV v3.1, Unit 1207 and retrofits | 337 | 2294 | Rate Constraint in lbs/MMBtu | FALSE | L | Annual | Constraint Shadow Price | US2016$/Ton | 0 | 0 | 0 | 0 | 0 | 0 | 0 | 0
CT Fac. Spec. - SO2 Rate Annual Non-Title IV v3.1, Unit 1208 and retrofits | 338 | 2294 | Rate Constraint in lbs/MMBtu | FALSE | L | Annual | Seasons Included | Seasons | Winter, WintShld, Summer | Winter, WintShld, Summer | Winter, WintShld, Summer | Winter, WintShld, Summer | Winter, WintShld, Summer | Winter, WintShld, Summer | Winter, WintShld, Summer | Winter, WintShld, Summer
CT Fac. Spec. - SO2 Rate Annual Non-Title IV v3.1, Unit 1208 and retrofits | 338 | 2294 | Rate Constraint in lbs/MMBtu | FALSE | L | Annual | Standard SO2 | lb/MMBtu | 0.55 | 0.55 | 0.55 | 0.55 | 0.55 | 0.55 | 0.55 | 0.55
CT Fac. Spec. - SO2 Rate Annual Non-Title IV v3.1, Unit 1208 and retrofits | 338 | 2294 | Rate Constraint in lbs/MMBtu | FALSE | L | Annual | Emissions at Affected Plants SO2 | Thousand Tons | 0 | 0 | 0 | 0 | 0 | 0 | 0 | 0
CT Fac. Spec. - SO2 Rate Annual Non-Title IV v3.1, Unit 1208 and retrofits | 338 | 2294 | Rate Constraint in lbs/MMBtu | FALSE | L | Annual | Allowances Purchased SO2 | Thousand Tons | 0 | 0 | 0 | 0 | 0 | 0 | 0 | 0
CT Fac. Spec. - SO2 Rate Annual Non-Title IV v3.1, Unit 1208 and retrofits | 338 | 2294 | Rate Constraint in lbs/MMBtu | FALSE | L | Annual | Allowances Sold SO2 | Thousand Tons | 0 | 0 | 0 | 0 | 0 | 0 | 0 | 0
CT Fac. Spec. - SO2 Rate Annual Non-Title IV v3.1, Unit 1208 and retrofits | 338 | 2294 | Rate Constraint in lbs/MMBtu | FALSE | L | Annual | Allowances Banked | Thousand Tons | 0 | 0 | 0 | 0 | 0 | 0 | 0 | 0
CT Fac. Spec. - SO2 Rate Annual Non-Title IV v3.1, Unit 1208 and retrofits | 338 | 2294 | Rate Constraint in lbs/MMBtu | FALSE | L | Annual | Allowances Withdrawn (1:1) | Thousand Tons | 0 | 0 | 0 | 0 | 0 | 0 | 0 | 0
CT Fac. Spec. - SO2 Rate Annual Non-Title IV v3.1, Unit 1208 and retrofits | 338 | 2294 | Rate Constraint in lbs/MMBtu | FALSE | L | Annual | Allowances Withdrawn (n:1) | Thousand Tons | 0 | 0 | 0 | 0 | 0 | 0 | 0 | 0
CT Fac. Spec. - SO2 Rate Annual Non-Title IV v3.1, Unit 1208 and retrofits | 338 | 2294 | Rate Constraint in lbs/MMBtu | FALSE | L | Annual | Net Emissions Allowance Position | Thousand Tons | 0 | 0 | 0 | 0 | 0 | 0 | 0 | 0
CT Fac. Spec. - SO2 Rate Annual Non-Title IV v3.1, Unit 1208 and retrofits | 338 | 2294 | Rate Constraint in lbs/MMBtu | FALSE | L | Annual | Fuel Consumed | TBtu | 0 | 0 | 0 | 0 | 0 | 0 | 0 | 0
CT Fac. Spec. - SO2 Rate Annual Non-Title IV v3.1, Unit 1208 and retrofits | 338 | 2294 | Rate Constraint in lbs/MMBtu | FALSE | L | Annual | Rate | lb/MMBtu | 0 | 0 | 0 | 0 | 0 | 0 | 0 | 0
CT Fac. Spec. - SO2 Rate Annual Non-Title IV v3.1, Unit 1208 and retrofits | 338 | 2294 | Rate Constraint in lbs/MMBtu | FALSE | L | Annual | Generation | TWh | 0 | 0 | 0 | 0 | 0 | 0 | 0 | 0
CT Fac. Spec. - SO2 Rate Annual Non-Title IV v3.1, Unit 1208 and retrofits | 338 | 2294 | Rate Constraint in lbs/MMBtu | FALSE | L | Annual | Qualifying Generation | TWh | 0 | 0 | 0 | 0 | 0 | 0 | 0 | 0
CT Fac. Spec. - SO2 Rate Annual Non-Title IV v3.1, Unit 1208 and retrofits | 338 | 2294 | Rate Constraint in lbs/MMBtu | FALSE | L | Annual | Rate | lb/MWh | 0 | 0 | 0 | 0 | 0 | 0 | 0 | 0
CT Fac. Spec. - SO2 Rate Annual Non-Title IV v3.1, Unit 1208 and retrofits | 338 | 2294 | Rate Constraint in lbs/MMBtu | FALSE | L | Annual | Constraint Shadow Price | US2016$/Ton | 0 | 0 | 0 | 0 | 0 | 0 | 0 | 0
CT Fac. Spec. - SO2 Rate Annual Non-Title IV v3.1, Unit 1209 and retrofits | 339 | 2294 | Rate Constraint in lbs/MMBtu | FALSE | L | Annual | Seasons Included | Seasons | Winter, WintShld, Summer | Winter, WintShld, Summer | Winter, WintShld, Summer | Winter, WintShld, Summer | Winter, WintShld, Summer | Winter, WintShld, Summer | Winter, WintShld, Summer | Winter, WintShld, Summer
CT Fac. Spec. - SO2 Rate Annual Non-Title IV v3.1, Unit 1209 and retrofits | 339 | 2294 | Rate Constraint in lbs/MMBtu | FALSE | L | Annual | Standard SO2 | lb/MMBtu | 0.55 | 0.55 | 0.55 | 0.55 | 0.55 | 0.55 | 0.55 | 0.55
CT Fac. Spec. - SO2 Rate Annual Non-Title IV v3.1, Unit 1209 and retrofits | 339 | 2294 | Rate Constraint in lbs/MMBtu | FALSE | L | Annual | Emissions at Affected Plants SO2 | Thousand Tons | 0 | 0 | 0 | 0 | 0 | 0 | 0 | 0
CT Fac. Spec. - SO2 Rate Annual Non-Title IV v3.1, Unit 1209 and retrofits | 339 | 2294 | Rate Constraint in lbs/MMBtu | FALSE | L | Annual | Allowances Purchased SO2 | Thousand Tons | 0 | 0 | 0 | 0 | 0 | 0 | 0 | 0
CT Fac. Spec. - SO2 Rate Annual Non-Title IV v3.1, Unit 1209 and retrofits | 339 | 2294 | Rate Constraint in lbs/MMBtu | FALSE | L | Annual | Allowances Sold SO2 | Thousand Tons | 0 | 0 | 0 | 0 | 0 | 0 | 0 | 0
CT Fac. Spec. - SO2 Rate Annual Non-Title IV v3.1, Unit 1209 and retrofits | 339 | 2294 | Rate Constraint in lbs/MMBtu | FALSE | L | Annual | Allowances Banked | Thousand Tons | 0 | 0 | 0 | 0 | 0 | 0 | 0 | 0
CT Fac. Spec. - SO2 Rate Annual Non-Title IV v3.1, Unit 1209 and retrofits | 339 | 2294 | Rate Constraint in lbs/MMBtu | FALSE | L | Annual | Allowances Withdrawn (1:1) | Thousand Tons | 0 | 0 | 0 | 0 | 0 | 0 | 0 | 0
CT Fac. Spec. - SO2 Rate Annual Non-Title IV v3.1, Unit 1209 and retrofits | 339 | 2294 | Rate Constraint in lbs/MMBtu | FALSE | L | Annual | Allowances Withdrawn (n:1) | Thousand Tons | 0 | 0 | 0 | 0 | 0 | 0 | 0 | 0
CT Fac. Spec. - SO2 Rate Annual Non-Title IV v3.1, Unit 1209 and retrofits | 339 | 2294 | Rate Constraint in lbs/MMBtu | FALSE | L | Annual | Net Emissions Allowance Position | Thousand Tons | 0 | 0 | 0 | 0 | 0 | 0 | 0 | 0
CT Fac. Spec. - SO2 Rate Annual Non-Title IV v3.1, Unit 1209 and retrofits | 339 | 2294 | Rate Constraint in lbs/MMBtu | FALSE | L | Annual | Fuel Consumed | TBtu | 0 | 0 | 0 | 0 | 0 | 0 | 0 | 0
CT Fac. Spec. - SO2 Rate Annual Non-Title IV v3.1, Unit 1209 and retrofits | 339 | 2294 | Rate Constraint in lbs/MMBtu | FALSE | L | Annual | Rate | lb/MMBtu | 0 | 0 | 0 | 0 | 0 | 0 | 0 | 0
CT Fac. Spec. - SO2 Rate Annual Non-Title IV v3.1, Unit 1209 and retrofits | 339 | 2294 | Rate Constraint in lbs/MMBtu | FALSE | L | Annual | Generation | TWh | 0 | 0 | 0 | 0 | 0 | 0 | 0 | 0
CT Fac. Spec. - SO2 Rate Annual Non-Title IV v3.1, Unit 1209 and retrofits | 339 | 2294 | Rate Constraint in lbs/MMBtu | FALSE | L | Annual | Qualifying Generation | TWh | 0 | 0 | 0 | 0 | 0 | 0 | 0 | 0
CT Fac. Spec. - SO2 Rate Annual Non-Title IV v3.1, Unit 1209 and retrofits | 339 | 2294 | Rate Constraint in lbs/MMBtu | FALSE | L | Annual | Rate | lb/MWh | 0 | 0 | 0 | 0 | 0 | 0 | 0 | 0
CT Fac. Spec. - SO2 Rate Annual Non-Title IV v3.1, Unit 1209 and retrofits | 339 | 2294 | Rate Constraint in lbs/MMBtu | FALSE | L | Annual | Constraint Shadow Price | US2016$/Ton | 0 | 0 | 0 | 0 | 0 | 0 | 0 | 0
CT Fac. Spec. - SO2 Rate Annual Non-Title IV v3.1, Unit 1210 and retrofits | 340 | 2294 | Rate Constraint in lbs/MMBtu | FALSE | L | Annual | Seasons Included | Seasons | Winter, WintShld, Summer | Winter, WintShld, Summer | Winter, WintShld, Summer | Winter, WintShld, Summer | Winter, WintShld, Summer | Winter, WintShld, Summer | Winter, WintShld, Summer | Winter, WintShld, Summer
CT Fac. Spec. - SO2 Rate Annual Non-Title IV v3.1, Unit 1210 and retrofits | 340 | 2294 | Rate Constraint in lbs/MMBtu | FALSE | L | Annual | Standard SO2 | lb/MMBtu | 0.55 | 0.55 | 0.55 | 0.55 | 0.55 | 0.55 | 0.55 | 0.55
CT Fac. Spec. - SO2 Rate Annual Non-Title IV v3.1, Unit 1210 and retrofits | 340 | 2294 | Rate Constraint in lbs/MMBtu | FALSE | L | Annual | Emissions at Affected Plants SO2 | Thousand Tons | 0 | 0 | 0 | 0 | 0 | 0 | 0 | 0
CT Fac. Spec. - SO2 Rate Annual Non-Title IV v3.1, Unit 1210 and retrofits | 340 | 2294 | Rate Constraint in lbs/MMBtu | FALSE | L | Annual | Allowances Purchased SO2 | Thousand Tons | 0 | 0 | 0 | 0 | 0 | 0 | 0 | 0
CT Fac. Spec. - SO2 Rate Annual Non-Title IV v3.1, Unit 1210 and retrofits | 340 | 2294 | Rate Constraint in lbs/MMBtu | FALSE | L | Annual | Allowances Sold SO2 | Thousand Tons | 0 | 0 | 0 | 0 | 0 | 0 | 0 | 0
CT Fac. Spec. - SO2 Rate Annual Non-Title IV v3.1, Unit 1210 and retrofits | 340 | 2294 | Rate Constraint in lbs/MMBtu | FALSE | L | Annual | Allowances Banked | Thousand Tons | 0 | 0 | 0 | 0 | 0 | 0 | 0 | 0
CT Fac. Spec. - SO2 Rate Annual Non-Title IV v3.1, Unit 1210 and retrofits | 340 | 2294 | Rate Constraint in lbs/MMBtu | FALSE | L | Annual | Allowances Withdrawn (1:1) | Thousand Tons | 0 | 0 | 0 | 0 | 0 | 0 | 0 | 0
CT Fac. Spec. - SO2 Rate Annual Non-Title IV v3.1, Unit 1210 and retrofits | 340 | 2294 | Rate Constraint in lbs/MMBtu | FALSE | L | Annual | Allowances Withdrawn (n:1) | Thousand Tons | 0 | 0 | 0 | 0 | 0 | 0 | 0 | 0
CT Fac. Spec. - SO2 Rate Annual Non-Title IV v3.1, Unit 1210 and retrofits | 340 | 2294 | Rate Constraint in lbs/MMBtu | FALSE | L | Annual | Net Emissions Allowance Position | Thousand Tons | 0 | 0 | 0 | 0 | 0 | 0 | 0 | 0
CT Fac. Spec. - SO2 Rate Annual Non-Title IV v3.1, Unit 1210 and retrofits | 340 | 2294 | Rate Constraint in lbs/MMBtu | FALSE | L | Annual | Fuel Consumed | TBtu | 0 | 0 | 0 | 0 | 0 | 0 | 0 | 0
CT Fac. Spec. - SO2 Rate Annual Non-Title IV v3.1, Unit 1210 and retrofits | 340 | 2294 | Rate Constraint in lbs/MMBtu | FALSE | L | Annual | Rate | lb/MMBtu | 0 | 0 | 0 | 0 | 0 | 0 | 0 | 0
CT Fac. Spec. - SO2 Rate Annual Non-Title IV v3.1, Unit 1210 and retrofits | 340 | 2294 | Rate Constraint in lbs/MMBtu | FALSE | L | Annual | Generation | TWh | 0 | 0 | 0 | 0 | 0 | 0 | 0 | 0
CT Fac. Spec. - SO2 Rate Annual Non-Title IV v3.1, Unit 1210 and retrofits | 340 | 2294 | Rate Constraint in lbs/MMBtu | FALSE | L | Annual | Qualifying Generation | TWh | 0 | 0 | 0 | 0 | 0 | 0 | 0 | 0
CT Fac. Spec. - SO2 Rate Annual Non-Title IV v3.1, Unit 1210 and retrofits | 340 | 2294 | Rate Constraint in lbs/MMBtu | FALSE | L | Annual | Rate | lb/MWh | 0 | 0 | 0 | 0 | 0 | 0 | 0 | 0
CT Fac. Spec. - SO2 Rate Annual Non-Title IV v3.1, Unit 1210 and retrofits | 340 | 2294 | Rate Constraint in lbs/MMBtu | FALSE | L | Annual | Constraint Shadow Price | US2016$/Ton | 0 | 0 | 0 | 0 | 0 | 0 | 0 | 0
CT Fac. Spec. - SO2 Rate Annual Non-Title IV v3.1, Unit 1211 and retrofits | 341 | 2294 | Rate Constraint in lbs/MMBtu | FALSE | L | Annual | Seasons Included | Seasons | Winter, WintShld, Summer | Winter, WintShld, Summer | Winter, WintShld, Summer | Winter, WintShld, Summer | Winter, WintShld, Summer | Winter, WintShld, Summer | Winter, WintShld, Summer | Winter, WintShld, Summer
CT Fac. Spec. - SO2 Rate Annual Non-Title IV v3.1, Unit 1211 and retrofits | 341 | 2294 | Rate Constraint in lbs/MMBtu | FALSE | L | Annual | Standard SO2 | lb/MMBtu | 0.55 | 0.55 | 0.55 | 0.55 | 0.55 | 0.55 | 0.55 | 0.55
CT Fac. Spec. - SO2 Rate Annual Non-Title IV v3.1, Unit 1211 and retrofits | 341 | 2294 | Rate Constraint in lbs/MMBtu | FALSE | L | Annual | Emissions at Affected Plants SO2 | Thousand Tons | 0 | 0 | 0 | 0 | 0 | 0 | 0 | 0
CT Fac. Spec. - SO2 Rate Annual Non-Title IV v3.1, Unit 1211 and retrofits | 341 | 2294 | Rate Constraint in lbs/MMBtu | FALSE | L | Annual | Allowances Purchased SO2 | Thousand Tons | 0 | 0 | 0 | 0 | 0 | 0 | 0 | 0
CT Fac. Spec. - SO2 Rate Annual Non-Title IV v3.1, Unit 1211 and retrofits | 341 | 2294 | Rate Constraint in lbs/MMBtu | FALSE | L | Annual | Allowances Sold SO2 | Thousand Tons | 0 | 0 | 0 | 0 | 0 | 0 | 0 | 0
CT Fac. Spec. - SO2 Rate Annual Non-Title IV v3.1, Unit 1211 and retrofits | 341 | 2294 | Rate Constraint in lbs/MMBtu | FALSE | L | Annual | Allowances Banked | Thousand Tons | 0 | 0 | 0 | 0 | 0 | 0 | 0 | 0
CT Fac. Spec. - SO2 Rate Annual Non-Title IV v3.1, Unit 1211 and retrofits | 341 | 2294 | Rate Constraint in lbs/MMBtu | FALSE | L | Annual | Allowances Withdrawn (1:1) | Thousand Tons | 0 | 0 | 0 | 0 | 0 | 0 | 0 | 0
CT Fac. Spec. - SO2 Rate Annual Non-Title IV v3.1, Unit 1211 and retrofits | 341 | 2294 | Rate Constraint in lbs/MMBtu | FALSE | L | Annual | Allowances Withdrawn (n:1) | Thousand Tons | 0 | 0 | 0 | 0 | 0 | 0 | 0 | 0
CT Fac. Spec. - SO2 Rate Annual Non-Title IV v3.1, Unit 1211 and retrofits | 341 | 2294 | Rate Constraint in lbs/MMBtu | FALSE | L | Annual | Net Emissions Allowance Position | Thousand Tons | 0 | 0 | 0 | 0 | 0 | 0 | 0 | 0
CT Fac. Spec. - SO2 Rate Annual Non-Title IV v3.1, Unit 1211 and retrofits | 341 | 2294 | Rate Constraint in lbs/MMBtu | FALSE | L | Annual | Fuel Consumed | TBtu | 0 | 0 | 0 | 0 | 0 | 0 | 0 | 0
CT Fac. Spec. - SO2 Rate Annual Non-Title IV v3.1, Unit 1211 and retrofits | 341 | 2294 | Rate Constraint in lbs/MMBtu | FALSE | L | Annual | Rate | lb/MMBtu | 0 | 0 | 0 | 0 | 0 | 0 | 0 | 0
CT Fac. Spec. - SO2 Rate Annual Non-Title IV v3.1, Unit 1211 and retrofits | 341 | 2294 | Rate Constraint in lbs/MMBtu | FALSE | L | Annual | Generation | TWh | 0 | 0 | 0 | 0 | 0 | 0 | 0 | 0
CT Fac. Spec. - SO2 Rate Annual Non-Title IV v3.1, Unit 1211 and retrofits | 341 | 2294 | Rate Constraint in lbs/MMBtu | FALSE | L | Annual | Qualifying Generation | TWh | 0 | 0 | 0 | 0 | 0 | 0 | 0 | 0
CT Fac. Spec. - SO2 Rate Annual Non-Title IV v3.1, Unit 1211 and retrofits | 341 | 2294 | Rate Constraint in lbs/MMBtu | FALSE | L | Annual | Rate | lb/MWh | 0 | 0 | 0 | 0 | 0 | 0 | 0 | 0
CT Fac. Spec. - SO2 Rate Annual Non-Title IV v3.1, Unit 1211 and retrofits | 341 | 2294 | Rate Constraint in lbs/MMBtu | FALSE | L | Annual | Constraint Shadow Price | US2016$/Ton | 0 | 0 | 0 | 0 | 0 | 0 | 0 | 0
CT Fac. Spec. - SO2 Rate Annual Non-Title IV v3.1, Unit 1223 and retrofits | 342 | 2294 | Rate Constraint in lbs/MMBtu | FALSE | L | Annual | Seasons Included | Seasons | Winter, WintShld, Summer | Winter, WintShld, Summer | Winter, WintShld, Summer | Winter, WintShld, Summer | Winter, WintShld, Summer | Winter, WintShld, Summer | Winter, WintShld, Summer | Winter, WintShld, Summer
CT Fac. Spec. - SO2 Rate Annual Non-Title IV v3.1, Unit 1223 and retrofits | 342 | 2294 | Rate Constraint in lbs/MMBtu | FALSE | L | Annual | Standard SO2 | lb/MMBtu | 0.55 | 0.55 | 0.55 | 0.55 | 0.55 | 0.55 | 0.55 | 0.55
CT Fac. Spec. - SO2 Rate Annual Non-Title IV v3.1, Unit 1223 and retrofits | 342 | 2294 | Rate Constraint in lbs/MMBtu | FALSE | L | Annual | Emissions at Affected Plants SO2 | Thousand Tons | 0 | 0 | 0 | 0 | 0 | 0 | 0 | 0
CT Fac. Spec. - SO2 Rate Annual Non-Title IV v3.1, Unit 1223 and retrofits | 342 | 2294 | Rate Constraint in lbs/MMBtu | FALSE | L | Annual | Allowances Purchased SO2 | Thousand Tons | 0 | 0 | 0 | 0 | 0 | 0 | 0 | 0
CT Fac. Spec. - SO2 Rate Annual Non-Title IV v3.1, Unit 1223 and retrofits | 342 | 2294 | Rate Constraint in lbs/MMBtu | FALSE | L | Annual | Allowances Sold SO2 | Thousand Tons | 0 | 0 | 0 | 0 | 0 | 0 | 0 | 0
CT Fac. Spec. - SO2 Rate Annual Non-Title IV v3.1, Unit 1223 and retrofits | 342 | 2294 | Rate Constraint in lbs/MMBtu | FALSE | L | Annual | Allowances Banked | Thousand Tons | 0 | 0 | 0 | 0 | 0 | 0 | 0 | 0
CT Fac. Spec. - SO2 Rate Annual Non-Title IV v3.1, Unit 1223 and retrofits | 342 | 2294 | Rate Constraint in lbs/MMBtu | FALSE | L | Annual | Allowances Withdrawn (1:1) | Thousand Tons | 0 | 0 | 0 | 0 | 0 | 0 | 0 | 0
CT Fac. Spec. - SO2 Rate Annual Non-Title IV v3.1, Unit 1223 and retrofits | 342 | 2294 | Rate Constraint in lbs/MMBtu | FALSE | L | Annual | Allowances Withdrawn (n:1) | Thousand Tons | 0 | 0 | 0 | 0 | 0 | 0 | 0 | 0
CT Fac. Spec. - SO2 Rate Annual Non-Title IV v3.1, Unit 1223 and retrofits | 342 | 2294 | Rate Constraint in lbs/MMBtu | FALSE | L | Annual | Net Emissions Allowance Position | Thousand Tons | 0 | 0 | 0 | 0 | 0 | 0 | 0 | 0
CT Fac. Spec. - SO2 Rate Annual Non-Title IV v3.1, Unit 1223 and retrofits | 342 | 2294 | Rate Constraint in lbs/MMBtu | FALSE | L | Annual | Fuel Consumed | TBtu | 0 | 0 | 0 | 0 | 0 | 0 | 0 | 0
CT Fac. Spec. - SO2 Rate Annual Non-Title IV v3.1, Unit 1223 and retrofits | 342 | 2294 | Rate Constraint in lbs/MMBtu | FALSE | L | Annual | Rate | lb/MMBtu | 0 | 0 | 0 | 0 | 0 | 0 | 0 | 0
CT Fac. Spec. - SO2 Rate Annual Non-Title IV v3.1, Unit 1223 and retrofits | 342 | 2294 | Rate Constraint in lbs/MMBtu | FALSE | L | Annual | Generation | TWh | 0 | 0 | 0 | 0 | 0 | 0 | 0 | 0
CT Fac. Spec. - SO2 Rate Annual Non-Title IV v3.1, Unit 1223 and retrofits | 342 | 2294 | Rate Constraint in lbs/MMBtu | FALSE | L | Annual | Qualifying Generation | TWh | 0 | 0 | 0 | 0 | 0 | 0 | 0 | 0
CT Fac. Spec. - SO2 Rate Annual Non-Title IV v3.1, Unit 1223 and retrofits | 342 | 2294 | Rate Constraint in lbs/MMBtu | FALSE | L | Annual | Rate | lb/MWh | 0 | 0 | 0 | 0 | 0 | 0 | 0 | 0
CT Fac. Spec. - SO2 Rate Annual Non-Title IV v3.1, Unit 1223 and retrofits | 342 | 2294 | Rate Constraint in lbs/MMBtu | FALSE | L | Annual | Constraint Shadow Price | US2016$/Ton | 0 | 0 | 0 | 0 | 0 | 0 | 0 | 0
CT Fac. Spec. - SO2 Rate Annual Non-Title IV v3.1, Unit 3135 and retrofits | 343 | 2294 | Rate Constraint in lbs/MMBtu | FALSE | L | Annual | Seasons Included | Seasons | Winter, WintShld, Summer | Winter, WintShld, Summer | Winter, WintShld, Summer | Winter, WintShld, Summer | Winter, WintShld, Summer | Winter, WintShld, Summer | Winter, WintShld, Summer | Winter, WintShld, Summer
CT Fac. Spec. - SO2 Rate Annual Non-Title IV v3.1, Unit 3135 and retrofits | 343 | 2294 | Rate Constraint in lbs/MMBtu | FALSE | L | Annual | Standard SO2 | lb/MMBtu | 0.55 | 0.55 | 0.55 | 0.55 | 0.55 | 0.55 | 0.55 | 0.55
CT Fac. Spec. - SO2 Rate Annual Non-Title IV v3.1, Unit 3135 and retrofits | 343 | 2294 | Rate Constraint in lbs/MMBtu | FALSE | L | Annual | Emissions at Affected Plants SO2 | Thousand Tons | 0 | 0 | 0 | 0 | 0 | 0 | 0 | 0
CT Fac. Spec. - SO2 Rate Annual Non-Title IV v3.1, Unit 3135 and retrofits | 343 | 2294 | Rate Constraint in lbs/MMBtu | FALSE | L | Annual | Allowances Purchased SO2 | Thousand Tons | 0 | 0 | 0 | 0 | 0 | 0 | 0 | 0
CT Fac. Spec. - SO2 Rate Annual Non-Title IV v3.1, Unit 3135 and retrofits | 343 | 2294 | Rate Constraint in lbs/MMBtu | FALSE | L | Annual | Allowances Sold SO2 | Thousand Tons | 0 | 0 | 0 | 0 | 0 | 0 | 0 | 0
CT Fac. Spec. - SO2 Rate Annual Non-Title IV v3.1, Unit 3135 and retrofits | 343 | 2294 | Rate Constraint in lbs/MMBtu | FALSE | L | Annual | Allowances Banked | Thousand Tons | 0 | 0 | 0 | 0 | 0 | 0 | 0 | 0
CT Fac. Spec. - SO2 Rate Annual Non-Title IV v3.1, Unit 3135 and retrofits | 343 | 2294 | Rate Constraint in lbs/MMBtu | FALSE | L | Annual | Allowances Withdrawn (1:1) | Thousand Tons | 0 | 0 | 0 | 0 | 0 | 0 | 0 | 0
CT Fac. Spec. - SO2 Rate Annual Non-Title IV v3.1, Unit 3135 and retrofits | 343 | 2294 | Rate Constraint in lbs/MMBtu | FALSE | L | Annual | Allowances Withdrawn (n:1) | Thousand Tons | 0 | 0 | 0 | 0 | 0 | 0 | 0 | 0
CT Fac. Spec. - SO2 Rate Annual Non-Title IV v3.1, Unit 3135 and retrofits | 343 | 2294 | Rate Constraint in lbs/MMBtu | FALSE | L | Annual | Net Emissions Allowance Position | Thousand Tons | 0 | 0 | 0 | 0 | 0 | 0 | 0 | 0
CT Fac. Spec. - SO2 Rate Annual Non-Title IV v3.1, Unit 3135 and retrofits | 343 | 2294 | Rate Constraint in lbs/MMBtu | FALSE | L | Annual | Fuel Consumed | TBtu | 0.039017 | 0.039017 | 0.039017 | 0.039017 | 0.058633 | 0.11727 | 0.11727 | 0.11727
CT Fac. Spec. - SO2 Rate Annual Non-Title IV v3.1, Unit 3135 and retrofits | 343 | 2294 | Rate Constraint in lbs/MMBtu | FALSE | L | Annual | Rate | lb/MMBtu | 0 | 0 | 0 | 0 | 0 | 0 | 0 | 0
CT Fac. Spec. - SO2 Rate Annual Non-Title IV v3.1, Unit 3135 and retrofits | 343 | 2294 | Rate Constraint in lbs/MMBtu | FALSE | L | Annual | Generation | TWh | 0.003811 | 0.003811 | 0.003811 | 0.003811 | 0.005727 | 0.011454 | 0.011454 | 0.011454
CT Fac. Spec. - SO2 Rate Annual Non-Title IV v3.1, Unit 3135 and retrofits | 343 | 2294 | Rate Constraint in lbs/MMBtu | FALSE | L | Annual | Qualifying Generation | TWh | 0.003811 | 0.003811 | 0.003811 | 0.003811 | 0.005727 | 0.011454 | 0.011454 | 0.011454
CT Fac. Spec. - SO2 Rate Annual Non-Title IV v3.1, Unit 3135 and retrofits | 343 | 2294 | Rate Constraint in lbs/MMBtu | FALSE | L | Annual | Rate | lb/MWh | 0 | 0 | 0 | 0 | 0 | 0 | 0 | 0
CT Fac. Spec. - SO2 Rate Annual Non-Title IV v3.1, Unit 3135 and retrofits | 343 | 2294 | Rate Constraint in lbs/MMBtu | FALSE | L | Annual | Constraint Shadow Price | US2016$/Ton | 0 | 0 | 0 | 0 | 0 | 0 | 0 | 0
CT Fac. Spec. - SO2 Rate Annual Non-Title IV v3.1, Unit 3143 and retrofits | 344 | 2294 | Rate Constraint in lbs/MMBtu | FALSE | L | Annual | Seasons Included | Seasons | Winter, WintShld, Summer | Winter, WintShld, Summer | Winter, WintShld, Summer | Winter, WintShld, Summer | Winter, WintShld, Summer | Winter, WintShld, Summer | Winter, WintShld, Summer | Winter, WintShld, Summer
CT Fac. Spec. - SO2 Rate Annual Non-Title IV v3.1, Unit 3143 and retrofits | 344 | 2294 | Rate Constraint in lbs/MMBtu | FALSE | L | Annual | Standard SO2 | lb/MMBtu | 0.55 | 0.55 | 0.55 | 0.55 | 0.55 | 0.55 | 0.55 | 0.55
CT Fac. Spec. - SO2 Rate Annual Non-Title IV v3.1, Unit 3143 and retrofits | 344 | 2294 | Rate Constraint in lbs/MMBtu | FALSE | L | Annual | Emissions at Affected Plants SO2 | Thousand Tons | 0 | 0 | 0 | 0 | 0 | 0 | 0 | 0
CT Fac. Spec. - SO2 Rate Annual Non-Title IV v3.1, Unit 3143 and retrofits | 344 | 2294 | Rate Constraint in lbs/MMBtu | FALSE | L | Annual | Allowances Purchased SO2 | Thousand Tons | 0 | 0 | 0 | 0 | 0 | 0 | 0 | 0
CT Fac. Spec. - SO2 Rate Annual Non-Title IV v3.1, Unit 3143 and retrofits | 344 | 2294 | Rate Constraint in lbs/MMBtu | FALSE | L | Annual | Allowances Sold SO2 | Thousand Tons | 0 | 0 | 0 | 0 | 0 | 0 | 0 | 0
CT Fac. Spec. - SO2 Rate Annual Non-Title IV v3.1, Unit 3143 and retrofits | 344 | 2294 | Rate Constraint in lbs/MMBtu | FALSE | L | Annual | Allowances Banked | Thousand Tons | 0 | 0 | 0 | 0 | 0 | 0 | 0 | 0
CT Fac. Spec. - SO2 Rate Annual Non-Title IV v3.1, Unit 3143 and retrofits | 344 | 2294 | Rate Constraint in lbs/MMBtu | FALSE | L | Annual | Allowances Withdrawn (1:1) | Thousand Tons | 0 | 0 | 0 | 0 | 0 | 0 | 0 | 0
CT Fac. Spec. - SO2 Rate Annual Non-Title IV v3.1, Unit 3143 and retrofits | 344 | 2294 | Rate Constraint in lbs/MMBtu | FALSE | L | Annual | Allowances Withdrawn (n:1) | Thousand Tons | 0 | 0 | 0 | 0 | 0 | 0 | 0 | 0
CT Fac. Spec. - SO2 Rate Annual Non-Title IV v3.1, Unit 3143 and retrofits | 344 | 2294 | Rate Constraint in lbs/MMBtu | FALSE | L | Annual | Net Emissions Allowance Position | Thousand Tons | 0 | 0 | 0 | 0 | 0 | 0 | 0 | 0
CT Fac. Spec. - SO2 Rate Annual Non-Title IV v3.1, Unit 3143 and retrofits | 344 | 2294 | Rate Constraint in lbs/MMBtu | FALSE | L | Annual | Fuel Consumed | TBtu | 0.83127 | 0.78265 | 0.78265 | 0.78265 | 0.78265 | 0.78265 | 0.78265 | 0.78265
CT Fac. Spec. - SO2 Rate Annual Non-Title IV v3.1, Unit 3143 and retrofits | 344 | 2294 | Rate Constraint in lbs/MMBtu | FALSE | L | Annual | Rate | lb/MMBtu | 0 | 0 | 0 | 0 | 0 | 0 | 0 | 0
CT Fac. Spec. - SO2 Rate Annual Non-Title IV v3.1, Unit 3143 and retrofits | 344 | 2294 | Rate Constraint in lbs/MMBtu | FALSE | L | Annual | Generation | TWh | 0.11862 | 0.11168 | 0.11168 | 0.11168 | 0.11168 | 0.11168 | 0.11168 | 0.11168
CT Fac. Spec. - SO2 Rate Annual Non-Title IV v3.1, Unit 3143 and retrofits | 344 | 2294 | Rate Constraint in lbs/MMBtu | FALSE | L | Annual | Qualifying Generation | TWh | 0.11862 | 0.11168 | 0.11168 | 0.11168 | 0.11168 | 0.11168 | 0.11168 | 0.11168
CT Fac. Spec. - SO2 Rate Annual Non-Title IV v3.1, Unit 3143 and retrofits | 344 | 2294 | Rate Constraint in lbs/MMBtu | FALSE | L | Annual | Rate | lb/MWh | 0 | 0 | 0 | 0 | 0 | 0 | 0 | 0
CT Fac. Spec. - SO2 Rate Annual Non-Title IV v3.1, Unit 3143 and retrofits | 344 | 2294 | Rate Constraint in lbs/MMBtu | FALSE | L | Annual | Constraint Shadow Price | US2016$/Ton | 0 | 0 | 0 | 0 | 0 | 0 | 0 | 0
CT Fac. Spec. - SO2 Rate Annual Non-Title IV v3.1, Unit 5177 and retrofits | 345 | 2294 | Rate Constraint in lbs/MMBtu | FALSE | L | Annual | Seasons Included | Seasons | Winter, WintShld, Summer | Winter, WintShld, Summer | Winter, WintShld, Summer | Winter, WintShld, Summer | Winter, WintShld, Summer | Winter, WintShld, Summer | Winter, WintShld, Summer | Winter, WintShld, Summer
CT Fac. Spec. - SO2 Rate Annual Non-Title IV v3.1, Unit 5177 and retrofits | 345 | 2294 | Rate Constraint in lbs/MMBtu | FALSE | L | Annual | Standard SO2 | lb/MMBtu | 0.55 | 0.55 | 0.55 | 0.55 | 0.55 | 0.55 | 0.55 | 0.55
CT Fac. Spec. - SO2 Rate Annual Non-Title IV v3.1, Unit 5177 and retrofits | 345 | 2294 | Rate Constraint in lbs/MMBtu | FALSE | L | Annual | Emissions at Affected Plants SO2 | Thousand Tons | 0.079792 | 0.079792 | 0.079792 | 0.079792 | 0.079792 | 0.079792 | 0.079792 | 0.079792
CT Fac. Spec. - SO2 Rate Annual Non-Title IV v3.1, Unit 5177 and retrofits | 345 | 2294 | Rate Constraint in lbs/MMBtu | FALSE | L | Annual | Allowances Purchased SO2 | Thousand Tons | 0 | 0 | 0 | 0 | 0 | 0 | 0 | 0
CT Fac. Spec. - SO2 Rate Annual Non-Title IV v3.1, Unit 5177 and retrofits | 345 | 2294 | Rate Constraint in lbs/MMBtu | FALSE | L | Annual | Allowances Sold SO2 | Thousand Tons | 0 | 0 | 0 | 0 | 0 | 0 | 0 | 0
CT Fac. Spec. - SO2 Rate Annual Non-Title IV v3.1, Unit 5177 and retrofits | 345 | 2294 | Rate Constraint in lbs/MMBtu | FALSE | L | Annual | Allowances Banked | Thousand Tons | 0 | 0 | 0 | 0 | 0 | 0 | 0 | 0
CT Fac. Spec. - SO2 Rate Annual Non-Title IV v3.1, Unit 5177 and retrofits | 345 | 2294 | Rate Constraint in lbs/MMBtu | FALSE | L | Annual | Allowances Withdrawn (1:1) | Thousand Tons | 0 | 0 | 0 | 0 | 0 | 0 | 0 | 0
CT Fac. Spec. - SO2 Rate Annual Non-Title IV v3.1, Unit 5177 and retrofits | 345 | 2294 | Rate Constraint in lbs/MMBtu | FALSE | L | Annual | Allowances Withdrawn (n:1) | Thousand Tons | 0 | 0 | 0 | 0 | 0 | 0 | 0 | 0
CT Fac. Spec. - SO2 Rate Annual Non-Title IV v3.1, Unit 5177 and retrofits | 345 | 2294 | Rate Constraint in lbs/MMBtu | FALSE | L | Annual | Net Emissions Allowance Position | Thousand Tons | 0.079792 | 0.079792 | 0.079792 | 0.079792 | 0.079792 | 0.079792 | 0.079792 | 0.079792
CT Fac. Spec. - SO2 Rate Annual Non-Title IV v3.1, Unit 5177 and retrofits | 345 | 2294 | Rate Constraint in lbs/MMBtu | FALSE | L | Annual | Fuel Consumed | TBtu | 2.3998 | 2.3998 | 2.3998 | 2.3998 | 2.3998 | 2.3998 | 2.3998 | 2.3998
CT Fac. Spec. - SO2 Rate Annual Non-Title IV v3.1, Unit 5177 and retrofits | 345 | 2294 | Rate Constraint in lbs/MMBtu | FALSE | L | Annual | Rate | lb/MMBtu | 0.0665 | 0.0665 | 0.0665 | 0.0665 | 0.0665 | 0.0665 | 0.0665 | 0.0665
CT Fac. Spec. - SO2 Rate Annual Non-Title IV v3.1, Unit 5177 and retrofits | 345 | 2294 | Rate Constraint in lbs/MMBtu | FALSE | L | Annual | Generation | TWh | 0.14311 | 0.14311 | 0.14311 | 0.14311 | 0.14311 | 0.14311 | 0.14311 | 0.14311
CT Fac. Spec. - SO2 Rate Annual Non-Title IV v3.1, Unit 5177 and retrofits | 345 | 2294 | Rate Constraint in lbs/MMBtu | FALSE | L | Annual | Qualifying Generation | TWh | 0.14311 | 0.14311 | 0.14311 | 0.14311 | 0.14311 | 0.14311 | 0.14311 | 0.14311
CT Fac. Spec. - SO2 Rate Annual Non-Title IV v3.1, Unit 5177 and retrofits | 345 | 2294 | Rate Constraint in lbs/MMBtu | FALSE | L | Annual | Rate | lb/MWh | 1.1151 | 1.1151 | 1.1151 | 1.1151 | 1.1151 | 1.1151 | 1.1151 | 1.1151
CT Fac. Spec. - SO2 Rate Annual Non-Title IV v3.1, Unit 5177 and retrofits | 345 | 2294 | Rate Constraint in lbs/MMBtu | FALSE | L | Annual | Constraint Shadow Price | US2016$/Ton | 0 | 0 | 0 | 0 | 0 | 0 | 0 | 0
CT Fac. Spec. - SO2 Rate Annual Non-Title IV v3.1, Unit 5178 and retrofits | 346 | 2294 | Rate Constraint in lbs/MMBtu | FALSE | L | Annual | Seasons Included | Seasons | Winter, WintShld, Summer | Winter, WintShld, Summer | Winter, WintShld, Summer | Winter, WintShld, Summer | Winter, WintShld, Summer | Winter, WintShld, Summer | Winter, WintShld, Summer | Winter, WintShld, Summer
CT Fac. Spec. - SO2 Rate Annual Non-Title IV v3.1, Unit 5178 and retrofits | 346 | 2294 | Rate Constraint in lbs/MMBtu | FALSE | L | Annual | Standard SO2 | lb/MMBtu | 0.55 | 0.55 | 0.55 | 0.55 | 0.55 | 0.55 | 0.55 | 0.55
CT Fac. Spec. - SO2 Rate Annual Non-Title IV v3.1, Unit 5178 and retrofits | 346 | 2294 | Rate Constraint in lbs/MMBtu | FALSE | L | Annual | Emissions at Affected Plants SO2 | Thousand Tons | 0.079792 | 0.079792 | 0.079792 | 0.079792 | 0.079792 | 0.079792 | 0.079792 | 0.079792
CT Fac. Spec. - SO2 Rate Annual Non-Title IV v3.1, Unit 5178 and retrofits | 346 | 2294 | Rate Constraint in lbs/MMBtu | FALSE | L | Annual | Allowances Purchased SO2 | Thousand Tons | 0 | 0 | 0 | 0 | 0 | 0 | 0 | 0
CT Fac. Spec. - SO2 Rate Annual Non-Title IV v3.1, Unit 5178 and retrofits | 346 | 2294 | Rate Constraint in lbs/MMBtu | FALSE | L | Annual | Allowances Sold SO2 | Thousand Tons | 0 | 0 | 0 | 0 | 0 | 0 | 0 | 0
CT Fac. Spec. - SO2 Rate Annual Non-Title IV v3.1, Unit 5178 and retrofits | 346 | 2294 | Rate Constraint in lbs/MMBtu | FALSE | L | Annual | Allowances Banked | Thousand Tons | 0 | 0 | 0 | 0 | 0 | 0 | 0 | 0
CT Fac. Spec. - SO2 Rate Annual Non-Title IV v3.1, Unit 5178 and retrofits | 346 | 2294 | Rate Constraint in lbs/MMBtu | FALSE | L | Annual | Allowances Withdrawn (1:1) | Thousand Tons | 0 | 0 | 0 | 0 | 0 | 0 | 0 | 0
CT Fac. Spec. - SO2 Rate Annual Non-Title IV v3.1, Unit 5178 and retrofits | 346 | 2294 | Rate Constraint in lbs/MMBtu | FALSE | L | Annual | Allowances Withdrawn (n:1) | Thousand Tons | 0 | 0 | 0 | 0 | 0 | 0 | 0 | 0
CT Fac. Spec. - SO2 Rate Annual Non-Title IV v3.1, Unit 5178 and retrofits | 346 | 2294 | Rate Constraint in lbs/MMBtu | FALSE | L | Annual | Net Emissions Allowance Position | Thousand Tons | 0.079792 | 0.079792 | 0.079792 | 0.079792 | 0.079792 | 0.079792 | 0.079792 | 0.079792
CT Fac. Spec. - SO2 Rate Annual Non-Title IV v3.1, Unit 5178 and retrofits | 346 | 2294 | Rate Constraint in lbs/MMBtu | FALSE | L | Annual | Fuel Consumed | TBtu | 2.3998 | 2.3998 | 2.3998 | 2.3998 | 2.3998 | 2.3998 | 2.3998 | 2.3998
CT Fac. Spec. - SO2 Rate Annual Non-Title IV v3.1, Unit 5178 and retrofits | 346 | 2294 | Rate Constraint in lbs/MMBtu | FALSE | L | Annual | Rate | lb/MMBtu | 0.0665 | 0.0665 | 0.0665 | 0.0665 | 0.0665 | 0.0665 | 0.0665 | 0.0665
CT Fac. Spec. - SO2 Rate Annual Non-Title IV v3.1, Unit 5178 and retrofits | 346 | 2294 | Rate Constraint in lbs/MMBtu | FALSE | L | Annual | Generation | TWh | 0.14311 | 0.14311 | 0.14311 | 0.14311 | 0.14311 | 0.14311 | 0.14311 | 0.14311
CT Fac. Spec. - SO2 Rate Annual Non-Title IV v3.1, Unit 5178 and retrofits | 346 | 2294 | Rate Constraint in lbs/MMBtu | FALSE | L | Annual | Qualifying Generation | TWh | 0.14311 | 0.14311 | 0.14311 | 0.14311 | 0.14311 | 0.14311 | 0.14311 | 0.14311
CT Fac. Spec. - SO2 Rate Annual Non-Title IV v3.1, Unit 5178 and retrofits | 346 | 2294 | Rate Constraint in lbs/MMBtu | FALSE | L | Annual | Rate | lb/MWh | 1.1151 | 1.1151 | 1.1151 | 1.1151 | 1.1151 | 1.1151 | 1.1151 | 1.1151
CT Fac. Spec. - SO2 Rate Annual Non-Title IV v3.1, Unit 5178 and retrofits | 346 | 2294 | Rate Constraint in lbs/MMBtu | FALSE | L | Annual | Constraint Shadow Price | US2016$/Ton | 0 | 0 | 0 | 0 | 0 | 0 | 0 | 0
CT Fac. Spec. - SO2 Rate Annual Non-Title IV v3.1, Unit 5179 and retrofits | 347 | 2294 | Rate Constraint in lbs/MMBtu | FALSE | L | Annual | Seasons Included | Seasons | Winter, WintShld, Summer | Winter, WintShld, Summer | Winter, WintShld, Summer | Winter, WintShld, Summer | Winter, WintShld, Summer | Winter, WintShld, Summer | Winter, WintShld, Summer | Winter, WintShld, Summer
CT Fac. Spec. - SO2 Rate Annual Non-Title IV v3.1, Unit 5179 and retrofits | 347 | 2294 | Rate Constraint in lbs/MMBtu | FALSE | L | Annual | Standard SO2 | lb/MMBtu | 0.55 | 0.55 | 0.55 | 0.55 | 0.55 | 0.55 | 0.55 | 0.55
CT Fac. Spec. - SO2 Rate Annual Non-Title IV v3.1, Unit 5179 and retrofits | 347 | 2294 | Rate Constraint in lbs/MMBtu | FALSE | L | Annual | Emissions at Affected Plants SO2 | Thousand Tons | 0.079792 | 0.079792 | 0.079792 | 0.079792 | 0.079792 | 0.079792 | 0.079792 | 0.079792
CT Fac. Spec. - SO2 Rate Annual Non-Title IV v3.1, Unit 5179 and retrofits | 347 | 2294 | Rate Constraint in lbs/MMBtu | FALSE | L | Annual | Allowances Purchased SO2 | Thousand Tons | 0 | 0 | 0 | 0 | 0 | 0 | 0 | 0
CT Fac. Spec. - SO2 Rate Annual Non-Title IV v3.1, Unit 5179 and retrofits | 347 | 2294 | Rate Constraint in lbs/MMBtu | FALSE | L | Annual | Allowances Sold SO2 | Thousand Tons | 0 | 0 | 0 | 0 | 0 | 0 | 0 | 0
CT Fac. Spec. - SO2 Rate Annual Non-Title IV v3.1, Unit 5179 and retrofits | 347 | 2294 | Rate Constraint in lbs/MMBtu | FALSE | L | Annual | Allowances Banked | Thousand Tons | 0 | 0 | 0 | 0 | 0 | 0 | 0 | 0
CT Fac. Spec. - SO2 Rate Annual Non-Title IV v3.1, Unit 5179 and retrofits | 347 | 2294 | Rate Constraint in lbs/MMBtu | FALSE | L | Annual | Allowances Withdrawn (1:1) | Thousand Tons | 0 | 0 | 0 | 0 | 0 | 0 | 0 | 0
CT Fac. Spec. - SO2 Rate Annual Non-Title IV v3.1, Unit 5179 and retrofits | 347 | 2294 | Rate Constraint in lbs/MMBtu | FALSE | L | Annual | Allowances Withdrawn (n:1) | Thousand Tons | 0 | 0 | 0 | 0 | 0 | 0 | 0 | 0
CT Fac. Spec. - SO2 Rate Annual Non-Title IV v3.1, Unit 5179 and retrofits | 347 | 2294 | Rate Constraint in lbs/MMBtu | FALSE | L | Annual | Net Emissions Allowance Position | Thousand Tons | 0.079792 | 0.079792 | 0.079792 | 0.079792 | 0.079792 | 0.079792 | 0.079792 | 0.079792
CT Fac. Spec. - SO2 Rate Annual Non-Title IV v3.1, Unit 5179 and retrofits | 347 | 2294 | Rate Constraint in lbs/MMBtu | FALSE | L | Annual | Fuel Consumed | TBtu | 2.3998 | 2.3998 | 2.3998 | 2.3998 | 2.3998 | 2.3998 | 2.3998 | 2.3998
CT Fac. Spec. - SO2 Rate Annual Non-Title IV v3.1, Unit 5179 and retrofits | 347 | 2294 | Rate Constraint in lbs/MMBtu | FALSE | L | Annual | Rate | lb/MMBtu | 0.0665 | 0.0665 | 0.0665 | 0.0665 | 0.0665 | 0.0665 | 0.0665 | 0.0665
CT Fac. Spec. - SO2 Rate Annual Non-Title IV v3.1, Unit 5179 and retrofits | 347 | 2294 | Rate Constraint in lbs/MMBtu | FALSE | L | Annual | Generation | TWh | 0.14311 | 0.14311 | 0.14311 | 0.14311 | 0.14311 | 0.14311 | 0.14311 | 0.14311
CT Fac. Spec. - SO2 Rate Annual Non-Title IV v3.1, Unit 5179 and retrofits | 347 | 2294 | Rate Constraint in lbs/MMBtu | FALSE | L | Annual | Qualifying Generation | TWh | 0.14311 | 0.14311 | 0.14311 | 0.14311 | 0.14311 | 0.14311 | 0.14311 | 0.14311
CT Fac. Spec. - SO2 Rate Annual Non-Title IV v3.1, Unit 5179 and retrofits | 347 | 2294 | Rate Constraint in lbs/MMBtu | FALSE | L | Annual | Rate | lb/MWh | 1.1151 | 1.1151 | 1.1151 | 1.1151 | 1.1151 | 1.1151 | 1.1151 | 1.1151
CT Fac. Spec. - SO2 Rate Annual Non-Title IV v3.1, Unit 5179 and retrofits | 347 | 2294 | Rate Constraint in lbs/MMBtu | FALSE | L | Annual | Constraint Shadow Price | US2016$/Ton | 0 | 0 | 0 | 0 | 0 | 0 | 0 | 0
CT Fac. Spec. - SO2 Rate Annual Non-Title IV v3.1, Unit 5183 and retrofits | 348 | 2294 | Rate Constraint in lbs/MMBtu | FALSE | L | Annual | Seasons Included | Seasons | Winter, WintShld, Summer | Winter, WintShld, Summer | Winter, WintShld, Summer | Winter, WintShld, Summer | Winter, WintShld, Summer | Winter, WintShld, Summer | Winter, WintShld, Summer | Winter, WintShld, Summer
CT Fac. Spec. - SO2 Rate Annual Non-Title IV v3.1, Unit 5183 and retrofits | 348 | 2294 | Rate Constraint in lbs/MMBtu | FALSE | L | Annual | Standard SO2 | lb/MMBtu | 0.55 | 0.55 | 0.55 | 0.55 | 0.55 | 0.55 | 0.55 | 0.55
CT Fac. Spec. - SO2 Rate Annual Non-Title IV v3.1, Unit 5183 and retrofits | 348 | 2294 | Rate Constraint in lbs/MMBtu | FALSE | L | Annual | Emissions at Affected Plants SO2 | Thousand Tons | 0.1277 | 0.1277 | 0.1277 | 0.1277 | 0.1277 | 0.1277 | 0.1277 | 0.1277
CT Fac. Spec. - SO2 Rate Annual Non-Title IV v3.1, Unit 5183 and retrofits | 348 | 2294 | Rate Constraint in lbs/MMBtu | FALSE | L | Annual | Allowances Purchased SO2 | Thousand Tons | 0 | 0 | 0 | 0 | 0 | 0 | 0 | 0
CT Fac. Spec. - SO2 Rate Annual Non-Title IV v3.1, Unit 5183 and retrofits | 348 | 2294 | Rate Constraint in lbs/MMBtu | FALSE | L | Annual | Allowances Sold SO2 | Thousand Tons | 0 | 0 | 0 | 0 | 0 | 0 | 0 | 0
CT Fac. Spec. - SO2 Rate Annual Non-Title IV v3.1, Unit 5183 and retrofits | 348 | 2294 | Rate Constraint in lbs/MMBtu | FALSE | L | Annual | Allowances Banked | Thousand Tons | 0 | 0 | 0 | 0 | 0 | 0 | 0 | 0
CT Fac. Spec. - SO2 Rate Annual Non-Title IV v3.1, Unit 5183 and retrofits | 348 | 2294 | Rate Constraint in lbs/MMBtu | FALSE | L | Annual | Allowances Withdrawn (1:1) | Thousand Tons | 0 | 0 | 0 | 0 | 0 | 0 | 0 | 0
CT Fac. Spec. - SO2 Rate Annual Non-Title IV v3.1, Unit 5183 and retrofits | 348 | 2294 | Rate Constraint in lbs/MMBtu | FALSE | L | Annual | Allowances Withdrawn (n:1) | Thousand Tons | 0 | 0 | 0 | 0 | 0 | 0 | 0 | 0
CT Fac. Spec. - SO2 Rate Annual Non-Title IV v3.1, Unit 5183 and retrofits | 348 | 2294 | Rate Constraint in lbs/MMBtu | FALSE | L | Annual | Net Emissions Allowance Position | Thousand Tons | 0.1277 | 0.1277 | 0.1277 | 0.1277 | 0.1277 | 0.1277 | 0.1277 | 0.1277
CT Fac. Spec. - SO2 Rate Annual Non-Title IV v3.1, Unit 5183 and retrofits | 348 | 2294 | Rate Constraint in lbs/MMBtu | FALSE | L | Annual | Fuel Consumed | TBtu | 2.9188 | 2.9188 | 2.9188 | 2.9188 | 2.9188 | 2.9188 | 2.9188 | 2.9188
CT Fac. Spec. - SO2 Rate Annual Non-Title IV v3.1, Unit 5183 and retrofits | 348 | 2294 | Rate Constraint in lbs/MMBtu | FALSE | L | Annual | Rate | lb/MMBtu | 0.0875 | 0.0875 | 0.0875 | 0.0875 | 0.0875 | 0.0875 | 0.0875 | 0.0875
CT Fac. Spec. - SO2 Rate Annual Non-Title IV v3.1, Unit 5183 and retrofits | 348 | 2294 | Rate Constraint in lbs/MMBtu | FALSE | L | Annual | Generation | TWh | 0.14682 | 0.14682 | 0.14682 | 0.14682 | 0.14682 | 0.14682 | 0.14682 | 0.14682
CT Fac. Spec. - SO2 Rate Annual Non-Title IV v3.1, Unit 5183 and retrofits | 348 | 2294 | Rate Constraint in lbs/MMBtu | FALSE | L | Annual | Qualifying Generation | TWh | 0.14682 | 0.14682 | 0.14682 | 0.14682 | 0.14682 | 0.14682 | 0.14682 | 0.14682
CT Fac. Spec. - SO2 Rate Annual Non-Title IV v3.1, Unit 5183 and retrofits | 348 | 2294 | Rate Constraint in lbs/MMBtu | FALSE | L | Annual | Rate | lb/MWh | 1.7396 | 1.7396 | 1.7396 | 1.7396 | 1.7396 | 1.7396 | 1.7396 | 1.7396
CT Fac. Spec. - SO2 Rate Annual Non-Title IV v3.1, Unit 5183 and retrofits | 348 | 2294 | Rate Constraint in lbs/MMBtu | FALSE | L | Annual | Constraint Shadow Price | US2016$/Ton | 0 | 0 | 0 | 0 | 0 | 0 | 0 | 0
CT Fac. Spec. - SO2 Rate Annual Non-Title IV v3.1, Unit 5184 and retrofits | 349 | 2294 | Rate Constraint in lbs/MMBtu | FALSE | L | Annual | Seasons Included | Seasons | Winter, WintShld, Summer | Winter, WintShld, Summer | Winter, WintShld, Summer | Winter, WintShld, Summer | Winter, WintShld, Summer | Winter, WintShld, Summer | Winter, WintShld, Summer | Winter, WintShld, Summer
CT Fac. Spec. - SO2 Rate Annual Non-Title IV v3.1, Unit 5184 and retrofits | 349 | 2294 | Rate Constraint in lbs/MMBtu | FALSE | L | Annual | Standard SO2 | lb/MMBtu | 0.55 | 0.55 | 0.55 | 0.55 | 0.55 | 0.55 | 0.55 | 0.55
CT Fac. Spec. - SO2 Rate Annual Non-Title IV v3.1, Unit 5184 and retrofits | 349 | 2294 | Rate Constraint in lbs/MMBtu | FALSE | L | Annual | Emissions at Affected Plants SO2 | Thousand Tons | 0.1277 | 0.1277 | 0.1277 | 0.1277 | 0.1277 | 0.1277 | 0.1277 | 0.1277
CT Fac. Spec. - SO2 Rate Annual Non-Title IV v3.1, Unit 5184 and retrofits | 349 | 2294 | Rate Constraint in lbs/MMBtu | FALSE | L | Annual | Allowances Purchased SO2 | Thousand Tons | 0 | 0 | 0 | 0 | 0 | 0 | 0 | 0
CT Fac. Spec. - SO2 Rate Annual Non-Title IV v3.1, Unit 5184 and retrofits | 349 | 2294 | Rate Constraint in lbs/MMBtu | FALSE | L | Annual | Allowances Sold SO2 | Thousand Tons | 0 | 0 | 0 | 0 | 0 | 0 | 0 | 0
CT Fac. Spec. - SO2 Rate Annual Non-Title IV v3.1, Unit 5184 and retrofits | 349 | 2294 | Rate Constraint in lbs/MMBtu | FALSE | L | Annual | Allowances Banked | Thousand Tons | 0 | 0 | 0 | 0 | 0 | 0 | 0 | 0
CT Fac. Spec. - SO2 Rate Annual Non-Title IV v3.1, Unit 5184 and retrofits | 349 | 2294 | Rate Constraint in lbs/MMBtu | FALSE | L | Annual | Allowances Withdrawn (1:1) | Thousand Tons | 0 | 0 | 0 | 0 | 0 | 0 | 0 | 0
CT Fac. Spec. - SO2 Rate Annual Non-Title IV v3.1, Unit 5184 and retrofits | 349 | 2294 | Rate Constraint in lbs/MMBtu | FALSE | L | Annual | Allowances Withdrawn (n:1) | Thousand Tons | 0 | 0 | 0 | 0 | 0 | 0 | 0 | 0
CT Fac. Spec. - SO2 Rate Annual Non-Title IV v3.1, Unit 5184 and retrofits | 349 | 2294 | Rate Constraint in lbs/MMBtu | FALSE | L | Annual | Net Emissions Allowance Position | Thousand Tons | 0.1277 | 0.1277 | 0.1277 | 0.1277 | 0.1277 | 0.1277 | 0.1277 | 0.1277
CT Fac. Spec. - SO2 Rate Annual Non-Title IV v3.1, Unit 5184 and retrofits | 349 | 2294 | Rate Constraint in lbs/MMBtu | FALSE | L | Annual | Fuel Consumed | TBtu | 2.9188 | 2.9188 | 2.9188 | 2.9188 | 2.9188 | 2.9188 | 2.9188 | 2.9188
CT Fac. Spec. - SO2 Rate Annual Non-Title IV v3.1, Unit 5184 and retrofits | 349 | 2294 | Rate Constraint in lbs/MMBtu | FALSE | L | Annual | Rate | lb/MMBtu | 0.0875 | 0.0875 | 0.0875 | 0.0875 | 0.0875 | 0.0875 | 0.0875 | 0.0875
CT Fac. Spec. - SO2 Rate Annual Non-Title IV v3.1, Unit 5184 and retrofits | 349 | 2294 | Rate Constraint in lbs/MMBtu | FALSE | L | Annual | Generation | TWh | 0.14682 | 0.14682 | 0.14682 | 0.14682 | 0.14682 | 0.14682 | 0.14682 | 0.14682
CT Fac. Spec. - SO2 Rate Annual Non-Title IV v3.1, Unit 5184 and retrofits | 349 | 2294 | Rate Constraint in lbs/MMBtu | FALSE | L | Annual | Qualifying Generation | TWh | 0.14682 | 0.14682 | 0.14682 | 0.14682 | 0.14682 | 0.14682 | 0.14682 | 0.14682
CT Fac. Spec. - SO2 Rate Annual Non-Title IV v3.1, Unit 5184 and retrofits | 349 | 2294 | Rate Constraint in lbs/MMBtu | FALSE | L | Annual | Rate | lb/MWh | 1.7396 | 1.7396 | 1.7396 | 1.7396 | 1.7396 | 1.7396 | 1.7396 | 1.7396
CT Fac. Spec. - SO2 Rate Annual Non-Title IV v3.1, Unit 5184 and retrofits | 349 | 2294 | Rate Constraint in lbs/MMBtu | FALSE | L | Annual | Constraint Shadow Price | US2016$/Ton | 0 | 0 | 0 | 0 | 0 | 0 | 0 | 0
CT Fac. Spec. - SO2 Rate Annual Non-Title IV v3.1, Unit 5185 and retrofits | 350 | 2294 | Rate Constraint in lbs/MMBtu | FALSE | L | Annual | Seasons Included | Seasons | Winter, WintShld, Summer | Winter, WintShld, Summer | Winter, WintShld, Summer | Winter, WintShld, Summer | Winter, WintShld, Summer | Winter, WintShld, Summer | Winter, WintShld, Summer | Winter, WintShld, Summer
CT Fac. Spec. - SO2 Rate Annual Non-Title IV v3.1, Unit 5185 and retrofits | 350 | 2294 | Rate Constraint in lbs/MMBtu | FALSE | L | Annual | Standard SO2 | lb/MMBtu | 0.55 | 0.55 | 0.55 | 0.55 | 0.55 | 0.55 | 0.55 | 0.55
CT Fac. Spec. - SO2 Rate Annual Non-Title IV v3.1, Unit 5185 and retrofits | 350 | 2294 | Rate Constraint in lbs/MMBtu | FALSE | L | Annual | Emissions at Affected Plants SO2 | Thousand Tons | 0.1277 | 0.1277 | 0.1277 | 0.1277 | 0.1277 | 0.1277 | 0.1277 | 0.1277
CT Fac. Spec. - SO2 Rate Annual Non-Title IV v3.1, Unit 5185 and retrofits | 350 | 2294 | Rate Constraint in lbs/MMBtu | FALSE | L | Annual | Allowances Purchased SO2 | Thousand Tons | 0 | 0 | 0 | 0 | 0 | 0 | 0 | 0
CT Fac. Spec. - SO2 Rate Annual Non-Title IV v3.1, Unit 5185 and retrofits | 350 | 2294 | Rate Constraint in lbs/MMBtu | FALSE | L | Annual | Allowances Sold SO2 | Thousand Tons | 0 | 0 | 0 | 0 | 0 | 0 | 0 | 0
CT Fac. Spec. - SO2 Rate Annual Non-Title IV v3.1, Unit 5185 and retrofits | 350 | 2294 | Rate Constraint in lbs/MMBtu | FALSE | L | Annual | Allowances Banked | Thousand Tons | 0 | 0 | 0 | 0 | 0 | 0 | 0 | 0
CT Fac. Spec. - SO2 Rate Annual Non-Title IV v3.1, Unit 5185 and retrofits | 350 | 2294 | Rate Constraint in lbs/MMBtu | FALSE | L | Annual | Allowances Withdrawn (1:1) | Thousand Tons | 0 | 0 | 0 | 0 | 0 | 0 | 0 | 0
CT Fac. Spec. - SO2 Rate Annual Non-Title IV v3.1, Unit 5185 and retrofits | 350 | 2294 | Rate Constraint in lbs/MMBtu | FALSE | L | Annual | Allowances Withdrawn (n:1) | Thousand Tons | 0 | 0 | 0 | 0 | 0 | 0 | 0 | 0
CT Fac. Spec. - SO2 Rate Annual Non-Title IV v3.1, Unit 5185 and retrofits | 350 | 2294 | Rate Constraint in lbs/MMBtu | FALSE | L | Annual | Net Emissions Allowance Position | Thousand Tons | 0.1277 | 0.1277 | 0.1277 | 0.1277 | 0.1277 | 0.1277 | 0.1277 | 0.1277
CT Fac. Spec. - SO2 Rate Annual Non-Title IV v3.1, Unit 5185 and retrofits | 350 | 2294 | Rate Constraint in lbs/MMBtu | FALSE | L | Annual | Fuel Consumed | TBtu | 2.9188 | 2.9188 | 2.9188 | 2.9188 | 2.9188 | 2.9188 | 2.9188 | 2.9188
CT Fac. Spec. - SO2 Rate Annual Non-Title IV v3.1, Unit 5185 and retrofits | 350 | 2294 | Rate Constraint in lbs/MMBtu | FALSE | L | Annual | Rate | lb/MMBtu | 0.0875 | 0.0875 | 0.0875 | 0.0875 | 0.0875 | 0.0875 | 0.0875 | 0.0875
CT Fac. Spec. - SO2 Rate Annual Non-Title IV v3.1, Unit 5185 and retrofits | 350 | 2294 | Rate Constraint in lbs/MMBtu | FALSE | L | Annual | Generation | TWh | 0.14682 | 0.14682 | 0.14682 | 0.14682 | 0.14682 | 0.14682 | 0.14682 | 0.14682
CT Fac. Spec. - SO2 Rate Annual Non-Title IV v3.1, Unit 5185 and retrofits | 350 | 2294 | Rate Constraint in lbs/MMBtu | FALSE | L | Annual | Qualifying Generation | TWh | 0.14682 | 0.14682 | 0.14682 | 0.14682 | 0.14682 | 0.14682 | 0.14682 | 0.14682
CT Fac. Spec. - SO2 Rate Annual Non-Title IV v3.1, Unit 5185 and retrofits | 350 | 2294 | Rate Constraint in lbs/MMBtu | FALSE | L | Annual | Rate | lb/MWh | 1.7396 | 1.7396 | 1.7396 | 1.7396 | 1.7396 | 1.7396 | 1.7396 | 1.7396
CT Fac. Spec. - SO2 Rate Annual Non-Title IV v3.1, Unit 5185 and retrofits | 350 | 2294 | Rate Constraint in lbs/MMBtu | FALSE | L | Annual | Constraint Shadow Price | US2016$/Ton | 0 | 0 | 0 | 0 | 0 | 0 | 0 | 0
CT Fac. Spec. - SO2 Rate Annual v3.1, Unit 1158 and retrofits | 351 | 1769 | Rate Constraint in lbs/MMBtu | FALSE | L | Annual | Seasons Included | Seasons | Winter, WintShld, Summer | Winter, WintShld, Summer | Winter, WintShld, Summer | Winter, WintShld, Summer | Winter, WintShld, Summer | Winter, WintShld, Summer | Winter, WintShld, Summer | Winter, WintShld, Summer
CT Fac. Spec. - SO2 Rate Annual v3.1, Unit 1158 and retrofits | 351 | 1769 | Rate Constraint in lbs/MMBtu | FALSE | L | Annual | Standard SO2 | lb/MMBtu | 0.33 | 0.33 | 0.33 | 0.33 | 0.33 | 0.33 | 0.33 | 0.33
CT Fac. Spec. - SO2 Rate Annual v3.1, Unit 1158 and retrofits | 351 | 1769 | Rate Constraint in lbs/MMBtu | FALSE | L | Annual | Emissions at Affected Plants SO2 | Thousand Tons | 0 | 0 | 0 | 0 | 0 | 0 | 0 | 0
CT Fac. Spec. - SO2 Rate Annual v3.1, Unit 1158 and retrofits | 351 | 1769 | Rate Constraint in lbs/MMBtu | FALSE | L | Annual | Allowances Purchased SO2 | Thousand Tons | 0 | 0 | 0 | 0 | 0 | 0 | 0 | 0
CT Fac. Spec. - SO2 Rate Annual v3.1, Unit 1158 and retrofits | 351 | 1769 | Rate Constraint in lbs/MMBtu | FALSE | L | Annual | Allowances Sold SO2 | Thousand Tons | 0 | 0 | 0 | 0 | 0 | 0 | 0 | 0
CT Fac. Spec. - SO2 Rate Annual v3.1, Unit 1158 and retrofits | 351 | 1769 | Rate Constraint in lbs/MMBtu | FALSE | L | Annual | Allowances Banked | Thousand Tons | 0 | 0 | 0 | 0 | 0 | 0 | 0 | 0
CT Fac. Spec. - SO2 Rate Annual v3.1, Unit 1158 and retrofits | 351 | 1769 | Rate Constraint in lbs/MMBtu | FALSE | L | Annual | Allowances Withdrawn (1:1) | Thousand Tons | 0 | 0 | 0 | 0 | 0 | 0 | 0 | 0
CT Fac. Spec. - SO2 Rate Annual v3.1, Unit 1158 and retrofits | 351 | 1769 | Rate Constraint in lbs/MMBtu | FALSE | L | Annual | Allowances Withdrawn (n:1) | Thousand Tons | 0 | 0 | 0 | 0 | 0 | 0 | 0 | 0
CT Fac. Spec. - SO2 Rate Annual v3.1, Unit 1158 and retrofits | 351 | 1769 | Rate Constraint in lbs/MMBtu | FALSE | L | Annual | Net Emissions Allowance Position | Thousand Tons | 0 | 0 | 0 | 0 | 0 | 0 | 0 | 0
CT Fac. Spec. - SO2 Rate Annual v3.1, Unit 1158 and retrofits | 351 | 1769 | Rate Constraint in lbs/MMBtu | FALSE | L | Annual | Fuel Consumed | TBtu | 0 | 0 | 0 | 0 | 0 | 0 | 0 | 0
CT Fac. Spec. - SO2 Rate Annual v3.1, Unit 1158 and retrofits | 351 | 1769 | Rate Constraint in lbs/MMBtu | FALSE | L | Annual | Rate | lb/MMBtu | 0 | 0 | 0 | 0 | 0 | 0 | 0 | 0
CT Fac. Spec. - SO2 Rate Annual v3.1, Unit 1158 and retrofits | 351 | 1769 | Rate Constraint in lbs/MMBtu | FALSE | L | Annual | Generation | TWh | 0 | 0 | 0 | 0 | 0 | 0 | 0 | 0
CT Fac. Spec. - SO2 Rate Annual v3.1, Unit 1158 and retrofits | 351 | 1769 | Rate Constraint in lbs/MMBtu | FALSE | L | Annual | Qualifying Generation | TWh | 0 | 0 | 0 | 0 | 0 | 0 | 0 | 0
CT Fac. Spec. - SO2 Rate Annual v3.1, Unit 1158 and retrofits | 351 | 1769 | Rate Constraint in lbs/MMBtu | FALSE | L | Annual | Rate | lb/MWh | 0 | 0 | 0 | 0 | 0 | 0 | 0 | 0
CT Fac. Spec. - SO2 Rate Annual v3.1, Unit 1158 and retrofits | 351 | 1769 | Rate Constraint in lbs/MMBtu | FALSE | L | Annual | Constraint Shadow Price | US2016$/Ton | 0 | 0 | 0 | 0 | 0 | 0 | 0 | 0
CT Fac. Spec. - SO2 Rate Annual v3.1, Unit 1159 and retrofits | 352 | 1769 | Rate Constraint in lbs/MMBtu | FALSE | L | Annual | Seasons Included | Seasons | Winter, WintShld, Summer | Winter, WintShld, Summer | Winter, WintShld, Summer | Winter, WintShld, Summer | Winter, WintShld, Summer | Winter, WintShld, Summer | Winter, WintShld, Summer | Winter, WintShld, Summer
CT Fac. Spec. - SO2 Rate Annual v3.1, Unit 1159 and retrofits | 352 | 1769 | Rate Constraint in lbs/MMBtu | FALSE | L | Annual | Standard SO2 | lb/MMBtu | 0.33 | 0.33 | 0.33 | 0.33 | 0.33 | 0.33 | 0.33 | 0.33
CT Fac. Spec. - SO2 Rate Annual v3.1, Unit 1159 and retrofits | 352 | 1769 | Rate Constraint in lbs/MMBtu | FALSE | L | Annual | Emissions at Affected Plants SO2 | Thousand Tons | 0 | 0 | 0 | 0 | 0 | 0 | 0 | 0
CT Fac. Spec. - SO2 Rate Annual v3.1, Unit 1159 and retrofits | 352 | 1769 | Rate Constraint in lbs/MMBtu | FALSE | L | Annual | Allowances Purchased SO2 | Thousand Tons | 0 | 0 | 0 | 0 | 0 | 0 | 0 | 0
CT Fac. Spec. - SO2 Rate Annual v3.1, Unit 1159 and retrofits | 352 | 1769 | Rate Constraint in lbs/MMBtu | FALSE | L | Annual | Allowances Sold SO2 | Thousand Tons | 0 | 0 | 0 | 0 | 0 | 0 | 0 | 0
CT Fac. Spec. - SO2 Rate Annual v3.1, Unit 1159 and retrofits | 352 | 1769 | Rate Constraint in lbs/MMBtu | FALSE | L | Annual | Allowances Banked | Thousand Tons | 0 | 0 | 0 | 0 | 0 | 0 | 0 | 0
CT Fac. Spec. - SO2 Rate Annual v3.1, Unit 1159 and retrofits | 352 | 1769 | Rate Constraint in lbs/MMBtu | FALSE | L | Annual | Allowances Withdrawn (1:1) | Thousand Tons | 0 | 0 | 0 | 0 | 0 | 0 | 0 | 0
CT Fac. Spec. - SO2 Rate Annual v3.1, Unit 1159 and retrofits | 352 | 1769 | Rate Constraint in lbs/MMBtu | FALSE | L | Annual | Allowances Withdrawn (n:1) | Thousand Tons | 0 | 0 | 0 | 0 | 0 | 0 | 0 | 0
CT Fac. Spec. - SO2 Rate Annual v3.1, Unit 1159 and retrofits | 352 | 1769 | Rate Constraint in lbs/MMBtu | FALSE | L | Annual | Net Emissions Allowance Position | Thousand Tons | 0 | 0 | 0 | 0 | 0 | 0 | 0 | 0
CT Fac. Spec. - SO2 Rate Annual v3.1, Unit 1159 and retrofits | 352 | 1769 | Rate Constraint in lbs/MMBtu | FALSE | L | Annual | Fuel Consumed | TBtu | 0 | 0 | 0 | 0 | 0 | 0 | 0 | 0
CT Fac. Spec. - SO2 Rate Annual v3.1, Unit 1159 and retrofits | 352 | 1769 | Rate Constraint in lbs/MMBtu | FALSE | L | Annual | Rate | lb/MMBtu | 0 | 0 | 0 | 0 | 0 | 0 | 0 | 0
CT Fac. Spec. - SO2 Rate Annual v3.1, Unit 1159 and retrofits | 352 | 1769 | Rate Constraint in lbs/MMBtu | FALSE | L | Annual | Generation | TWh | 0 | 0 | 0 | 0 | 0 | 0 | 0 | 0
CT Fac. Spec. - SO2 Rate Annual v3.1, Unit 1159 and retrofits | 352 | 1769 | Rate Constraint in lbs/MMBtu | FALSE | L | Annual | Qualifying Generation | TWh | 0 | 0 | 0 | 0 | 0 | 0 | 0 | 0
CT Fac. Spec. - SO2 Rate Annual v3.1, Unit 1159 and retrofits | 352 | 1769 | Rate Constraint in lbs/MMBtu | FALSE | L | Annual | Rate | lb/MWh | 0 | 0 | 0 | 0 | 0 | 0 | 0 | 0
CT Fac. Spec. - SO2 Rate Annual v3.1, Unit 1159 and retrofits | 352 | 1769 | Rate Constraint in lbs/MMBtu | FALSE | L | Annual | Constraint Shadow Price | US2016$/Ton | 0 | 0 | 0 | 0 | 0 | 0 | 0 | 0
CT Fac. Spec. - SO2 Rate Annual v3.1, Unit 1160 and retrofits | 353 | 1769 | Rate Constraint in lbs/MMBtu | FALSE | L | Annual | Seasons Included | Seasons | Winter, WintShld, Summer | Winter, WintShld, Summer | Winter, WintShld, Summer | Winter, WintShld, Summer | Winter, WintShld, Summer | Winter, WintShld, Summer | Winter, WintShld, Summer | Winter, WintShld, Summer
CT Fac. Spec. - SO2 Rate Annual v3.1, Unit 1160 and retrofits | 353 | 1769 | Rate Constraint in lbs/MMBtu | FALSE | L | Annual | Standard SO2 | lb/MMBtu | 0.33 | 0.33 | 0.33 | 0.33 | 0.33 | 0.33 | 0.33 | 0.33
CT Fac. Spec. - SO2 Rate Annual v3.1, Unit 1160 and retrofits | 353 | 1769 | Rate Constraint in lbs/MMBtu | FALSE | L | Annual | Emissions at Affected Plants SO2 | Thousand Tons | 0 | 0 | 0 | 0 | 0 | 0 | 0 | 0
CT Fac. Spec. - SO2 Rate Annual v3.1, Unit 1160 and retrofits | 353 | 1769 | Rate Constraint in lbs/MMBtu | FALSE | L | Annual | Allowances Purchased SO2 | Thousand Tons | 0 | 0 | 0 | 0 | 0 | 0 | 0 | 0
CT Fac. Spec. - SO2 Rate Annual v3.1, Unit 1160 and retrofits | 353 | 1769 | Rate Constraint in lbs/MMBtu | FALSE | L | Annual | Allowances Sold SO2 | Thousand Tons | 0 | 0 | 0 | 0 | 0 | 0 | 0 | 0
CT Fac. Spec. - SO2 Rate Annual v3.1, Unit 1160 and retrofits | 353 | 1769 | Rate Constraint in lbs/MMBtu | FALSE | L | Annual | Allowances Banked | Thousand Tons | 0 | 0 | 0 | 0 | 0 | 0 | 0 | 0
CT Fac. Spec. - SO2 Rate Annual v3.1, Unit 1160 and retrofits | 353 | 1769 | Rate Constraint in lbs/MMBtu | FALSE | L | Annual | Allowances Withdrawn (1:1) | Thousand Tons | 0 | 0 | 0 | 0 | 0 | 0 | 0 | 0
CT Fac. Spec. - SO2 Rate Annual v3.1, Unit 1160 and retrofits | 353 | 1769 | Rate Constraint in lbs/MMBtu | FALSE | L | Annual | Allowances Withdrawn (n:1) | Thousand Tons | 0 | 0 | 0 | 0 | 0 | 0 | 0 | 0
CT Fac. Spec. - SO2 Rate Annual v3.1, Unit 1160 and retrofits | 353 | 1769 | Rate Constraint in lbs/MMBtu | FALSE | L | Annual | Net Emissions Allowance Position | Thousand Tons | 0 | 0 | 0 | 0 | 0 | 0 | 0 | 0
CT Fac. Spec. - SO2 Rate Annual v3.1, Unit 1160 and retrofits | 353 | 1769 | Rate Constraint in lbs/MMBtu | FALSE | L | Annual | Fuel Consumed | TBtu | 0 | 0 | 0 | 0 | 0 | 0 | 0 | 0
CT Fac. Spec. - SO2 Rate Annual v3.1, Unit 1160 and retrofits | 353 | 1769 | Rate Constraint in lbs/MMBtu | FALSE | L | Annual | Rate | lb/MMBtu | 0 | 0 | 0 | 0 | 0 | 0 | 0 | 0
CT Fac. Spec. - SO2 Rate Annual v3.1, Unit 1160 and retrofits | 353 | 1769 | Rate Constraint in lbs/MMBtu | FALSE | L | Annual | Generation | TWh | 0 | 0 | 0 | 0 | 0 | 0 | 0 | 0
CT Fac. Spec. - SO2 Rate Annual v3.1, Unit 1160 and retrofits | 353 | 1769 | Rate Constraint in lbs/MMBtu | FALSE | L | Annual | Qualifying Generation | TWh | 0 | 0 | 0 | 0 | 0 | 0 | 0 | 0
CT Fac. Spec. - SO2 Rate Annual v3.1, Unit 1160 and retrofits | 353 | 1769 | Rate Constraint in lbs/MMBtu | FALSE | L | Annual | Rate | lb/MWh | 0 | 0 | 0 | 0 | 0 | 0 | 0 | 0
CT Fac. Spec. - SO2 Rate Annual v3.1, Unit 1160 and retrofits | 353 | 1769 | Rate Constraint in lbs/MMBtu | FALSE | L | Annual | Constraint Shadow Price | US2016$/Ton | 0 | 0 | 0 | 0 | 0 | 0 | 0 | 0
CT Fac. Spec. - SO2 Rate Annual v3.1, Unit 1161 and retrofits | 354 | 1769 | Rate Constraint in lbs/MMBtu | FALSE | L | Annual | Seasons Included | Seasons | Winter, WintShld, Summer | Winter, WintShld, Summer | Winter, WintShld, Summer | Winter, WintShld, Summer | Winter, WintShld, Summer | Winter, WintShld, Summer | Winter, WintShld, Summer | Winter, WintShld, Summer
CT Fac. Spec. - SO2 Rate Annual v3.1, Unit 1161 and retrofits | 354 | 1769 | Rate Constraint in lbs/MMBtu | FALSE | L | Annual | Standard SO2 | lb/MMBtu | 0.33 | 0.33 | 0.33 | 0.33 | 0.33 | 0.33 | 0.33 | 0.33
CT Fac. Spec. - SO2 Rate Annual v3.1, Unit 1161 and retrofits | 354 | 1769 | Rate Constraint in lbs/MMBtu | FALSE | L | Annual | Emissions at Affected Plants SO2 | Thousand Tons | 0 | 0 | 0 | 0 | 0 | 0 | 0 | 0
CT Fac. Spec. - SO2 Rate Annual v3.1, Unit 1161 and retrofits | 354 | 1769 | Rate Constraint in lbs/MMBtu | FALSE | L | Annual | Allowances Purchased SO2 | Thousand Tons | 0 | 0 | 0 | 0 | 0 | 0 | 0 | 0
CT Fac. Spec. - SO2 Rate Annual v3.1, Unit 1161 and retrofits | 354 | 1769 | Rate Constraint in lbs/MMBtu | FALSE | L | Annual | Allowances Sold SO2 | Thousand Tons | 0 | 0 | 0 | 0 | 0 | 0 | 0 | 0
CT Fac. Spec. - SO2 Rate Annual v3.1, Unit 1161 and retrofits | 354 | 1769 | Rate Constraint in lbs/MMBtu | FALSE | L | Annual | Allowances Banked | Thousand Tons | 0 | 0 | 0 | 0 | 0 | 0 | 0 | 0
CT Fac. Spec. - SO2 Rate Annual v3.1, Unit 1161 and retrofits | 354 | 1769 | Rate Constraint in lbs/MMBtu | FALSE | L | Annual | Allowances Withdrawn (1:1) | Thousand Tons | 0 | 0 | 0 | 0 | 0 | 0 | 0 | 0
CT Fac. Spec. - SO2 Rate Annual v3.1, Unit 1161 and retrofits | 354 | 1769 | Rate Constraint in lbs/MMBtu | FALSE | L | Annual | Allowances Withdrawn (n:1) | Thousand Tons | 0 | 0 | 0 | 0 | 0 | 0 | 0 | 0
CT Fac. Spec. - SO2 Rate Annual v3.1, Unit 1161 and retrofits | 354 | 1769 | Rate Constraint in lbs/MMBtu | FALSE | L | Annual | Net Emissions Allowance Position | Thousand Tons | 0 | 0 | 0 | 0 | 0 | 0 | 0 | 0
CT Fac. Spec. - SO2 Rate Annual v3.1, Unit 1161 and retrofits | 354 | 1769 | Rate Constraint in lbs/MMBtu | FALSE | L | Annual | Fuel Consumed | TBtu | 0 | 0 | 0 | 0 | 0 | 0 | 0 | 0
CT Fac. Spec. - SO2 Rate Annual v3.1, Unit 1161 and retrofits | 354 | 1769 | Rate Constraint in lbs/MMBtu | FALSE | L | Annual | Rate | lb/MMBtu | 0 | 0 | 0 | 0 | 0 | 0 | 0 | 0
CT Fac. Spec. - SO2 Rate Annual v3.1, Unit 1161 and retrofits | 354 | 1769 | Rate Constraint in lbs/MMBtu | FALSE | L | Annual | Generation | TWh | 0 | 0 | 0 | 0 | 0 | 0 | 0 | 0
CT Fac. Spec. - SO2 Rate Annual v3.1, Unit 1161 and retrofits | 354 | 1769 | Rate Constraint in lbs/MMBtu | FALSE | L | Annual | Qualifying Generation | TWh | 0 | 0 | 0 | 0 | 0 | 0 | 0 | 0
CT Fac. Spec. - SO2 Rate Annual v3.1, Unit 1161 and retrofits | 354 | 1769 | Rate Constraint in lbs/MMBtu | FALSE | L | Annual | Rate | lb/MWh | 0 | 0 | 0 | 0 | 0 | 0 | 0 | 0
CT Fac. Spec. - SO2 Rate Annual v3.1, Unit 1161 and retrofits | 354 | 1769 | Rate Constraint in lbs/MMBtu | FALSE | L | Annual | Constraint Shadow Price | US2016$/Ton | 0 | 0 | 0 | 0 | 0 | 0 | 0 | 0
CT Fac. Spec. - SO2 Rate Annual v3.1, Unit 1162 and retrofits | 355 | 1769 | Rate Constraint in lbs/MMBtu | FALSE | L | Annual | Seasons Included | Seasons | Winter, WintShld, Summer | Winter, WintShld, Summer | Winter, WintShld, Summer | Winter, WintShld, Summer | Winter, WintShld, Summer | Winter, WintShld, Summer | Winter, WintShld, Summer | Winter, WintShld, Summer
CT Fac. Spec. - SO2 Rate Annual v3.1, Unit 1162 and retrofits | 355 | 1769 | Rate Constraint in lbs/MMBtu | FALSE | L | Annual | Standard SO2 | lb/MMBtu | 0.33 | 0.33 | 0.33 | 0.33 | 0.33 | 0.33 | 0.33 | 0.33
CT Fac. Spec. - SO2 Rate Annual v3.1, Unit 1162 and retrofits | 355 | 1769 | Rate Constraint in lbs/MMBtu | FALSE | L | Annual | Emissions at Affected Plants SO2 | Thousand Tons | 0 | 0 | 0 | 0 | 0 | 0 | 0 | 0
CT Fac. Spec. - SO2 Rate Annual v3.1, Unit 1162 and retrofits | 355 | 1769 | Rate Constraint in lbs/MMBtu | FALSE | L | Annual | Allowances Purchased SO2 | Thousand Tons | 0 | 0 | 0 | 0 | 0 | 0 | 0 | 0
CT Fac. Spec. - SO2 Rate Annual v3.1, Unit 1162 and retrofits | 355 | 1769 | Rate Constraint in lbs/MMBtu | FALSE | L | Annual | Allowances Sold SO2 | Thousand Tons | 0 | 0 | 0 | 0 | 0 | 0 | 0 | 0
CT Fac. Spec. - SO2 Rate Annual v3.1, Unit 1162 and retrofits | 355 | 1769 | Rate Constraint in lbs/MMBtu | FALSE | L | Annual | Allowances Banked | Thousand Tons | 0 | 0 | 0 | 0 | 0 | 0 | 0 | 0
CT Fac. Spec. - SO2 Rate Annual v3.1, Unit 1162 and retrofits | 355 | 1769 | Rate Constraint in lbs/MMBtu | FALSE | L | Annual | Allowances Withdrawn (1:1) | Thousand Tons | 0 | 0 | 0 | 0 | 0 | 0 | 0 | 0
CT Fac. Spec. - SO2 Rate Annual v3.1, Unit 1162 and retrofits | 355 | 1769 | Rate Constraint in lbs/MMBtu | FALSE | L | Annual | Allowances Withdrawn (n:1) | Thousand Tons | 0 | 0 | 0 | 0 | 0 | 0 | 0 | 0
CT Fac. Spec. - SO2 Rate Annual v3.1, Unit 1162 and retrofits | 355 | 1769 | Rate Constraint in lbs/MMBtu | FALSE | L | Annual | Net Emissions Allowance Position | Thousand Tons | 0 | 0 | 0 | 0 | 0 | 0 | 0 | 0
CT Fac. Spec. - SO2 Rate Annual v3.1, Unit 1162 and retrofits | 355 | 1769 | Rate Constraint in lbs/MMBtu | FALSE | L | Annual | Fuel Consumed | TBtu | 0 | 0 | 0 | 0 | 0 | 0 | 0 | 0
CT Fac. Spec. - SO2 Rate Annual v3.1, Unit 1162 and retrofits | 355 | 1769 | Rate Constraint in lbs/MMBtu | FALSE | L | Annual | Rate | lb/MMBtu | 0 | 0 | 0 | 0 | 0 | 0 | 0 | 0
CT Fac. Spec. - SO2 Rate Annual v3.1, Unit 1162 and retrofits | 355 | 1769 | Rate Constraint in lbs/MMBtu | FALSE | L | Annual | Generation | TWh | 0 | 0 | 0 | 0 | 0 | 0 | 0 | 0
CT Fac. Spec. - SO2 Rate Annual v3.1, Unit 1162 and retrofits | 355 | 1769 | Rate Constraint in lbs/MMBtu | FALSE | L | Annual | Qualifying Generation | TWh | 0 | 0 | 0 | 0 | 0 | 0 | 0 | 0
CT Fac. Spec. - SO2 Rate Annual v3.1, Unit 1162 and retrofits | 355 | 1769 | Rate Constraint in lbs/MMBtu | FALSE | L | Annual | Rate | lb/MWh | 0 | 0 | 0 | 0 | 0 | 0 | 0 | 0
CT Fac. Spec. - SO2 Rate Annual v3.1, Unit 1162 and retrofits | 355 | 1769 | Rate Constraint in lbs/MMBtu | FALSE | L | Annual | Constraint Shadow Price | US2016$/Ton | 0 | 0 | 0 | 0 | 0 | 0 | 0 | 0
CT Fac. Spec. - SO2 Rate Annual v3.1, Unit 1163 and retrofits | 356 | 1769 | Rate Constraint in lbs/MMBtu | FALSE | L | Annual | Seasons Included | Seasons | Winter, WintShld, Summer | Winter, WintShld, Summer | Winter, WintShld, Summer | Winter, WintShld, Summer | Winter, WintShld, Summer | Winter, WintShld, Summer | Winter, WintShld, Summer | Winter, WintShld, Summer
CT Fac. Spec. - SO2 Rate Annual v3.1, Unit 1163 and retrofits | 356 | 1769 | Rate Constraint in lbs/MMBtu | FALSE | L | Annual | Standard SO2 | lb/MMBtu | 0.33 | 0.33 | 0.33 | 0.33 | 0.33 | 0.33 | 0.33 | 0.33
CT Fac. Spec. - SO2 Rate Annual v3.1, Unit 1163 and retrofits | 356 | 1769 | Rate Constraint in lbs/MMBtu | FALSE | L | Annual | Emissions at Affected Plants SO2 | Thousand Tons | 0 | 0 | 0 | 0 | 0 | 0 | 0 | 0
CT Fac. Spec. - SO2 Rate Annual v3.1, Unit 1163 and retrofits | 356 | 1769 | Rate Constraint in lbs/MMBtu | FALSE | L | Annual | Allowances Purchased SO2 | Thousand Tons | 0 | 0 | 0 | 0 | 0 | 0 | 0 | 0
CT Fac. Spec. - SO2 Rate Annual v3.1, Unit 1163 and retrofits | 356 | 1769 | Rate Constraint in lbs/MMBtu | FALSE | L | Annual | Allowances Sold SO2 | Thousand Tons | 0 | 0 | 0 | 0 | 0 | 0 | 0 | 0
CT Fac. Spec. - SO2 Rate Annual v3.1, Unit 1163 and retrofits | 356 | 1769 | Rate Constraint in lbs/MMBtu | FALSE | L | Annual | Allowances Banked | Thousand Tons | 0 | 0 | 0 | 0 | 0 | 0 | 0 | 0
CT Fac. Spec. - SO2 Rate Annual v3.1, Unit 1163 and retrofits | 356 | 1769 | Rate Constraint in lbs/MMBtu | FALSE | L | Annual | Allowances Withdrawn (1:1) | Thousand Tons | 0 | 0 | 0 | 0 | 0 | 0 | 0 | 0
CT Fac. Spec. - SO2 Rate Annual v3.1, Unit 1163 and retrofits | 356 | 1769 | Rate Constraint in lbs/MMBtu | FALSE | L | Annual | Allowances Withdrawn (n:1) | Thousand Tons | 0 | 0 | 0 | 0 | 0 | 0 | 0 | 0
CT Fac. Spec. - SO2 Rate Annual v3.1, Unit 1163 and retrofits | 356 | 1769 | Rate Constraint in lbs/MMBtu | FALSE | L | Annual | Net Emissions Allowance Position | Thousand Tons | 0 | 0 | 0 | 0 | 0 | 0 | 0 | 0
CT Fac. Spec. - SO2 Rate Annual v3.1, Unit 1163 and retrofits | 356 | 1769 | Rate Constraint in lbs/MMBtu | FALSE | L | Annual | Fuel Consumed | TBtu | 0 | 0 | 0 | 0 | 0 | 0 | 0 | 0
CT Fac. Spec. - SO2 Rate Annual v3.1, Unit 1163 and retrofits | 356 | 1769 | Rate Constraint in lbs/MMBtu | FALSE | L | Annual | Rate | lb/MMBtu | 0 | 0 | 0 | 0 | 0 | 0 | 0 | 0
CT Fac. Spec. - SO2 Rate Annual v3.1, Unit 1163 and retrofits | 356 | 1769 | Rate Constraint in lbs/MMBtu | FALSE | L | Annual | Generation | TWh | 0 | 0 | 0 | 0 | 0 | 0 | 0 | 0
CT Fac. Spec. - SO2 Rate Annual v3.1, Unit 1163 and retrofits | 356 | 1769 | Rate Constraint in lbs/MMBtu | FALSE | L | Annual | Qualifying Generation | TWh | 0 | 0 | 0 | 0 | 0 | 0 | 0 | 0
CT Fac. Spec. - SO2 Rate Annual v3.1, Unit 1163 and retrofits | 356 | 1769 | Rate Constraint in lbs/MMBtu | FALSE | L | Annual | Rate | lb/MWh | 0 | 0 | 0 | 0 | 0 | 0 | 0 | 0
CT Fac. Spec. - SO2 Rate Annual v3.1, Unit 1163 and retrofits | 356 | 1769 | Rate Constraint in lbs/MMBtu | FALSE | L | Annual | Constraint Shadow Price | US2016$/Ton | 0 | 0 | 0 | 0 | 0 | 0 | 0 | 0
CT Fac. Spec. - SO2 Rate Annual v3.1, Unit 1164 and retrofits | 357 | 1769 | Rate Constraint in lbs/MMBtu | FALSE | L | Annual | Seasons Included | Seasons | Winter, WintShld, Summer | Winter, WintShld, Summer | Winter, WintShld, Summer | Winter, WintShld, Summer | Winter, WintShld, Summer | Winter, WintShld, Summer | Winter, WintShld, Summer | Winter, WintShld, Summer
CT Fac. Spec. - SO2 Rate Annual v3.1, Unit 1164 and retrofits | 357 | 1769 | Rate Constraint in lbs/MMBtu | FALSE | L | Annual | Standard SO2 | lb/MMBtu | 0.33 | 0.33 | 0.33 | 0.33 | 0.33 | 0.33 | 0.33 | 0.33
CT Fac. Spec. - SO2 Rate Annual v3.1, Unit 1164 and retrofits | 357 | 1769 | Rate Constraint in lbs/MMBtu | FALSE | L | Annual | Emissions at Affected Plants SO2 | Thousand Tons | 0 | 0 | 0 | 0 | 0 | 0 | 0 | 0
CT Fac. Spec. - SO2 Rate Annual v3.1, Unit 1164 and retrofits | 357 | 1769 | Rate Constraint in lbs/MMBtu | FALSE | L | Annual | Allowances Purchased SO2 | Thousand Tons | 0 | 0 | 0 | 0 | 0 | 0 | 0 | 0
CT Fac. Spec. - SO2 Rate Annual v3.1, Unit 1164 and retrofits | 357 | 1769 | Rate Constraint in lbs/MMBtu | FALSE | L | Annual | Allowances Sold SO2 | Thousand Tons | 0 | 0 | 0 | 0 | 0 | 0 | 0 | 0
CT Fac. Spec. - SO2 Rate Annual v3.1, Unit 1164 and retrofits | 357 | 1769 | Rate Constraint in lbs/MMBtu | FALSE | L | Annual | Allowances Banked | Thousand Tons | 0 | 0 | 0 | 0 | 0 | 0 | 0 | 0
CT Fac. Spec. - SO2 Rate Annual v3.1, Unit 1164 and retrofits | 357 | 1769 | Rate Constraint in lbs/MMBtu | FALSE | L | Annual | Allowances Withdrawn (1:1) | Thousand Tons | 0 | 0 | 0 | 0 | 0 | 0 | 0 | 0
CT Fac. Spec. - SO2 Rate Annual v3.1, Unit 1164 and retrofits | 357 | 1769 | Rate Constraint in lbs/MMBtu | FALSE | L | Annual | Allowances Withdrawn (n:1) | Thousand Tons | 0 | 0 | 0 | 0 | 0 | 0 | 0 | 0
CT Fac. Spec. - SO2 Rate Annual v3.1, Unit 1164 and retrofits | 357 | 1769 | Rate Constraint in lbs/MMBtu | FALSE | L | Annual | Net Emissions Allowance Position | Thousand Tons | 0 | 0 | 0 | 0 | 0 | 0 | 0 | 0
CT Fac. Spec. - SO2 Rate Annual v3.1, Unit 1164 and retrofits | 357 | 1769 | Rate Constraint in lbs/MMBtu | FALSE | L | Annual | Fuel Consumed | TBtu | 0 | 0 | 0 | 0 | 0 | 0 | 0 | 0
CT Fac. Spec. - SO2 Rate Annual v3.1, Unit 1164 and retrofits | 357 | 1769 | Rate Constraint in lbs/MMBtu | FALSE | L | Annual | Rate | lb/MMBtu | 0 | 0 | 0 | 0 | 0 | 0 | 0 | 0
CT Fac. Spec. - SO2 Rate Annual v3.1, Unit 1164 and retrofits | 357 | 1769 | Rate Constraint in lbs/MMBtu | FALSE | L | Annual | Generation | TWh | 0 | 0 | 0 | 0 | 0 | 0 | 0 | 0
CT Fac. Spec. - SO2 Rate Annual v3.1, Unit 1164 and retrofits | 357 | 1769 | Rate Constraint in lbs/MMBtu | FALSE | L | Annual | Qualifying Generation | TWh | 0 | 0 | 0 | 0 | 0 | 0 | 0 | 0
CT Fac. Spec. - SO2 Rate Annual v3.1, Unit 1164 and retrofits | 357 | 1769 | Rate Constraint in lbs/MMBtu | FALSE | L | Annual | Rate | lb/MWh | 0 | 0 | 0 | 0 | 0 | 0 | 0 | 0
CT Fac. Spec. - SO2 Rate Annual v3.1, Unit 1164 and retrofits | 357 | 1769 | Rate Constraint in lbs/MMBtu | FALSE | L | Annual | Constraint Shadow Price | US2016$/Ton | 0 | 0 | 0 | 0 | 0 | 0 | 0 | 0
CT Fac. Spec. - SO2 Rate Annual v3.1, Unit 1165 and retrofits | 358 | 1769 | Rate Constraint in lbs/MMBtu | FALSE | L | Annual | Seasons Included | Seasons | Winter, WintShld, Summer | Winter, WintShld, Summer | Winter, WintShld, Summer | Winter, WintShld, Summer | Winter, WintShld, Summer | Winter, WintShld, Summer | Winter, WintShld, Summer | Winter, WintShld, Summer
CT Fac. Spec. - SO2 Rate Annual v3.1, Unit 1165 and retrofits | 358 | 1769 | Rate Constraint in lbs/MMBtu | FALSE | L | Annual | Standard SO2 | lb/MMBtu | 0.33 | 0.33 | 0.33 | 0.33 | 0.33 | 0.33 | 0.33 | 0.33
CT Fac. Spec. - SO2 Rate Annual v3.1, Unit 1165 and retrofits | 358 | 1769 | Rate Constraint in lbs/MMBtu | FALSE | L | Annual | Emissions at Affected Plants SO2 | Thousand Tons | 0 | 0 | 0 | 0 | 0 | 0 | 0 | 0
CT Fac. Spec. - SO2 Rate Annual v3.1, Unit 1165 and retrofits | 358 | 1769 | Rate Constraint in lbs/MMBtu | FALSE | L | Annual | Allowances Purchased SO2 | Thousand Tons | 0 | 0 | 0 | 0 | 0 | 0 | 0 | 0
CT Fac. Spec. - SO2 Rate Annual v3.1, Unit 1165 and retrofits | 358 | 1769 | Rate Constraint in lbs/MMBtu | FALSE | L | Annual | Allowances Sold SO2 | Thousand Tons | 0 | 0 | 0 | 0 | 0 | 0 | 0 | 0
CT Fac. Spec. - SO2 Rate Annual v3.1, Unit 1165 and retrofits | 358 | 1769 | Rate Constraint in lbs/MMBtu | FALSE | L | Annual | Allowances Banked | Thousand Tons | 0 | 0 | 0 | 0 | 0 | 0 | 0 | 0
CT Fac. Spec. - SO2 Rate Annual v3.1, Unit 1165 and retrofits | 358 | 1769 | Rate Constraint in lbs/MMBtu | FALSE | L | Annual | Allowances Withdrawn (1:1) | Thousand Tons | 0 | 0 | 0 | 0 | 0 | 0 | 0 | 0
CT Fac. Spec. - SO2 Rate Annual v3.1, Unit 1165 and retrofits | 358 | 1769 | Rate Constraint in lbs/MMBtu | FALSE | L | Annual | Allowances Withdrawn (n:1) | Thousand Tons | 0 | 0 | 0 | 0 | 0 | 0 | 0 | 0
CT Fac. Spec. - SO2 Rate Annual v3.1, Unit 1165 and retrofits | 358 | 1769 | Rate Constraint in lbs/MMBtu | FALSE | L | Annual | Net Emissions Allowance Position | Thousand Tons | 0 | 0 | 0 | 0 | 0 | 0 | 0 | 0
CT Fac. Spec. - SO2 Rate Annual v3.1, Unit 1165 and retrofits | 358 | 1769 | Rate Constraint in lbs/MMBtu | FALSE | L | Annual | Fuel Consumed | TBtu | 0 | 0 | 0 | 0 | 0 | 0 | 0 | 0
CT Fac. Spec. - SO2 Rate Annual v3.1, Unit 1165 and retrofits | 358 | 1769 | Rate Constraint in lbs/MMBtu | FALSE | L | Annual | Rate | lb/MMBtu | 0 | 0 | 0 | 0 | 0 | 0 | 0 | 0
CT Fac. Spec. - SO2 Rate Annual v3.1, Unit 1165 and retrofits | 358 | 1769 | Rate Constraint in lbs/MMBtu | FALSE | L | Annual | Generation | TWh | 0 | 0 | 0 | 0 | 0 | 0 | 0 | 0
CT Fac. Spec. - SO2 Rate Annual v3.1, Unit 1165 and retrofits | 358 | 1769 | Rate Constraint in lbs/MMBtu | FALSE | L | Annual | Qualifying Generation | TWh | 0 | 0 | 0 | 0 | 0 | 0 | 0 | 0
CT Fac. Spec. - SO2 Rate Annual v3.1, Unit 1165 and retrofits | 358 | 1769 | Rate Constraint in lbs/MMBtu | FALSE | L | Annual | Rate | lb/MWh | 0 | 0 | 0 | 0 | 0 | 0 | 0 | 0
CT Fac. Spec. - SO2 Rate Annual v3.1, Unit 1165 and retrofits | 358 | 1769 | Rate Constraint in lbs/MMBtu | FALSE | L | Annual | Constraint Shadow Price | US2016$/Ton | 0 | 0 | 0 | 0 | 0 | 0 | 0 | 0
CT Fac. Spec. - SO2 Rate Annual v3.1, Unit 1166 and retrofits | 359 | 1769 | Rate Constraint in lbs/MMBtu | FALSE | L | Annual | Seasons Included | Seasons | Winter, WintShld, Summer | Winter, WintShld, Summer | Winter, WintShld, Summer | Winter, WintShld, Summer | Winter, WintShld, Summer | Winter, WintShld, Summer | Winter, WintShld, Summer | Winter, WintShld, Summer
CT Fac. Spec. - SO2 Rate Annual v3.1, Unit 1166 and retrofits | 359 | 1769 | Rate Constraint in lbs/MMBtu | FALSE | L | Annual | Standard SO2 | lb/MMBtu | 0.33 | 0.33 | 0.33 | 0.33 | 0.33 | 0.33 | 0.33 | 0.33
CT Fac. Spec. - SO2 Rate Annual v3.1, Unit 1166 and retrofits | 359 | 1769 | Rate Constraint in lbs/MMBtu | FALSE | L | Annual | Emissions at Affected Plants SO2 | Thousand Tons | 0 | 0 | 0 | 0 | 0 | 0 | 0 | 0
CT Fac. Spec. - SO2 Rate Annual v3.1, Unit 1166 and retrofits | 359 | 1769 | Rate Constraint in lbs/MMBtu | FALSE | L | Annual | Allowances Purchased SO2 | Thousand Tons | 0 | 0 | 0 | 0 | 0 | 0 | 0 | 0
CT Fac. Spec. - SO2 Rate Annual v3.1, Unit 1166 and retrofits | 359 | 1769 | Rate Constraint in lbs/MMBtu | FALSE | L | Annual | Allowances Sold SO2 | Thousand Tons | 0 | 0 | 0 | 0 | 0 | 0 | 0 | 0
CT Fac. Spec. - SO2 Rate Annual v3.1, Unit 1166 and retrofits | 359 | 1769 | Rate Constraint in lbs/MMBtu | FALSE | L | Annual | Allowances Banked | Thousand Tons | 0 | 0 | 0 | 0 | 0 | 0 | 0 | 0
CT Fac. Spec. - SO2 Rate Annual v3.1, Unit 1166 and retrofits | 359 | 1769 | Rate Constraint in lbs/MMBtu | FALSE | L | Annual | Allowances Withdrawn (1:1) | Thousand Tons | 0 | 0 | 0 | 0 | 0 | 0 | 0 | 0
CT Fac. Spec. - SO2 Rate Annual v3.1, Unit 1166 and retrofits | 359 | 1769 | Rate Constraint in lbs/MMBtu | FALSE | L | Annual | Allowances Withdrawn (n:1) | Thousand Tons | 0 | 0 | 0 | 0 | 0 | 0 | 0 | 0
CT Fac. Spec. - SO2 Rate Annual v3.1, Unit 1166 and retrofits | 359 | 1769 | Rate Constraint in lbs/MMBtu | FALSE | L | Annual | Net Emissions Allowance Position | Thousand Tons | 0 | 0 | 0 | 0 | 0 | 0 | 0 | 0
CT Fac. Spec. - SO2 Rate Annual v3.1, Unit 1166 and retrofits | 359 | 1769 | Rate Constraint in lbs/MMBtu | FALSE | L | Annual | Fuel Consumed | TBtu | 0 | 0 | 0 | 0 | 0 | 0 | 0 | 0
CT Fac. Spec. - SO2 Rate Annual v3.1, Unit 1166 and retrofits | 359 | 1769 | Rate Constraint in lbs/MMBtu | FALSE | L | Annual | Rate | lb/MMBtu | 0 | 0 | 0 | 0 | 0 | 0 | 0 | 0
CT Fac. Spec. - SO2 Rate Annual v3.1, Unit 1166 and retrofits | 359 | 1769 | Rate Constraint in lbs/MMBtu | FALSE | L | Annual | Generation | TWh | 0 | 0 | 0 | 0 | 0 | 0 | 0 | 0
CT Fac. Spec. - SO2 Rate Annual v3.1, Unit 1166 and retrofits | 359 | 1769 | Rate Constraint in lbs/MMBtu | FALSE | L | Annual | Qualifying Generation | TWh | 0 | 0 | 0 | 0 | 0 | 0 | 0 | 0
CT Fac. Spec. - SO2 Rate Annual v3.1, Unit 1166 and retrofits | 359 | 1769 | Rate Constraint in lbs/MMBtu | FALSE | L | Annual | Rate | lb/MWh | 0 | 0 | 0 | 0 | 0 | 0 | 0 | 0
CT Fac. Spec. - SO2 Rate Annual v3.1, Unit 1166 and retrofits | 359 | 1769 | Rate Constraint in lbs/MMBtu | FALSE | L | Annual | Constraint Shadow Price | US2016$/Ton | 0 | 0 | 0 | 0 | 0 | 0 | 0 | 0
CT Fac. Spec. - SO2 Rate Annual v3.1, Unit 1169 and retrofits | 360 | 1769 | Rate Constraint in lbs/MMBtu | FALSE | L | Annual | Seasons Included | Seasons | Winter, WintShld, Summer | Winter, WintShld, Summer | Winter, WintShld, Summer | Winter, WintShld, Summer | Winter, WintShld, Summer | Winter, WintShld, Summer | Winter, WintShld, Summer | Winter, WintShld, Summer
CT Fac. Spec. - SO2 Rate Annual v3.1, Unit 1169 and retrofits | 360 | 1769 | Rate Constraint in lbs/MMBtu | FALSE | L | Annual | Standard SO2 | lb/MMBtu | 0.33 | 0.33 | 0.33 | 0.33 | 0.33 | 0.33 | 0.33 | 0.33
CT Fac. Spec. - SO2 Rate Annual v3.1, Unit 1169 and retrofits | 360 | 1769 | Rate Constraint in lbs/MMBtu | FALSE | L | Annual | Emissions at Affected Plants SO2 | Thousand Tons | 0 | 0 | 0 | 0 | 0 | 0 | 0 | 0
CT Fac. Spec. - SO2 Rate Annual v3.1, Unit 1169 and retrofits | 360 | 1769 | Rate Constraint in lbs/MMBtu | FALSE | L | Annual | Allowances Purchased SO2 | Thousand Tons | 0 | 0 | 0 | 0 | 0 | 0 | 0 | 0
CT Fac. Spec. - SO2 Rate Annual v3.1, Unit 1169 and retrofits | 360 | 1769 | Rate Constraint in lbs/MMBtu | FALSE | L | Annual | Allowances Sold SO2 | Thousand Tons | 0 | 0 | 0 | 0 | 0 | 0 | 0 | 0
CT Fac. Spec. - SO2 Rate Annual v3.1, Unit 1169 and retrofits | 360 | 1769 | Rate Constraint in lbs/MMBtu | FALSE | L | Annual | Allowances Banked | Thousand Tons | 0 | 0 | 0 | 0 | 0 | 0 | 0 | 0
CT Fac. Spec. - SO2 Rate Annual v3.1, Unit 1169 and retrofits | 360 | 1769 | Rate Constraint in lbs/MMBtu | FALSE | L | Annual | Allowances Withdrawn (1:1) | Thousand Tons | 0 | 0 | 0 | 0 | 0 | 0 | 0 | 0
CT Fac. Spec. - SO2 Rate Annual v3.1, Unit 1169 and retrofits | 360 | 1769 | Rate Constraint in lbs/MMBtu | FALSE | L | Annual | Allowances Withdrawn (n:1) | Thousand Tons | 0 | 0 | 0 | 0 | 0 | 0 | 0 | 0
CT Fac. Spec. - SO2 Rate Annual v3.1, Unit 1169 and retrofits | 360 | 1769 | Rate Constraint in lbs/MMBtu | FALSE | L | Annual | Net Emissions Allowance Position | Thousand Tons | 0 | 0 | 0 | 0 | 0 | 0 | 0 | 0
CT Fac. Spec. - SO2 Rate Annual v3.1, Unit 1169 and retrofits | 360 | 1769 | Rate Constraint in lbs/MMBtu | FALSE | L | Annual | Fuel Consumed | TBtu | 0 | 0 | 0 | 0 | 0 | 0 | 0 | 0
CT Fac. Spec. - SO2 Rate Annual v3.1, Unit 1169 and retrofits | 360 | 1769 | Rate Constraint in lbs/MMBtu | FALSE | L | Annual | Rate | lb/MMBtu | 0 | 0 | 0 | 0 | 0 | 0 | 0 | 0
CT Fac. Spec. - SO2 Rate Annual v3.1, Unit 1169 and retrofits | 360 | 1769 | Rate Constraint in lbs/MMBtu | FALSE | L | Annual | Generation | TWh | 0 | 0 | 0 | 0 | 0 | 0 | 0 | 0
CT Fac. Spec. - SO2 Rate Annual v3.1, Unit 1169 and retrofits | 360 | 1769 | Rate Constraint in lbs/MMBtu | FALSE | L | Annual | Qualifying Generation | TWh | 0 | 0 | 0 | 0 | 0 | 0 | 0 | 0
CT Fac. Spec. - SO2 Rate Annual v3.1, Unit 1169 and retrofits | 360 | 1769 | Rate Constraint in lbs/MMBtu | FALSE | L | Annual | Rate | lb/MWh | 0 | 0 | 0 | 0 | 0 | 0 | 0 | 0
CT Fac. Spec. - SO2 Rate Annual v3.1, Unit 1169 and retrofits | 360 | 1769 | Rate Constraint in lbs/MMBtu | FALSE | L | Annual | Constraint Shadow Price | US2016$/Ton | 0 | 0 | 0 | 0 | 0 | 0 | 0 | 0
CT Fac. Spec. - SO2 Rate Annual v3.1, Unit 1177 and retrofits | 361 | 1769 | Rate Constraint in lbs/MMBtu | FALSE | L | Annual | Seasons Included | Seasons | Winter, WintShld, Summer | Winter, WintShld, Summer | Winter, WintShld, Summer | Winter, WintShld, Summer | Winter, WintShld, Summer | Winter, WintShld, Summer | Winter, WintShld, Summer | Winter, WintShld, Summer
CT Fac. Spec. - SO2 Rate Annual v3.1, Unit 1177 and retrofits | 361 | 1769 | Rate Constraint in lbs/MMBtu | FALSE | L | Annual | Standard SO2 | lb/MMBtu | 0.33 | 0.33 | 0.33 | 0.33 | 0.33 | 0.33 | 0.33 | 0.33
CT Fac. Spec. - SO2 Rate Annual v3.1, Unit 1177 and retrofits | 361 | 1769 | Rate Constraint in lbs/MMBtu | FALSE | L | Annual | Emissions at Affected Plants SO2 | Thousand Tons | 0 | 0 | 0 | 0 | 0 | 0 | 0 | 0
CT Fac. Spec. - SO2 Rate Annual v3.1, Unit 1177 and retrofits | 361 | 1769 | Rate Constraint in lbs/MMBtu | FALSE | L | Annual | Allowances Purchased SO2 | Thousand Tons | 0 | 0 | 0 | 0 | 0 | 0 | 0 | 0
CT Fac. Spec. - SO2 Rate Annual v3.1, Unit 1177 and retrofits | 361 | 1769 | Rate Constraint in lbs/MMBtu | FALSE | L | Annual | Allowances Sold SO2 | Thousand Tons | 0 | 0 | 0 | 0 | 0 | 0 | 0 | 0
CT Fac. Spec. - SO2 Rate Annual v3.1, Unit 1177 and retrofits | 361 | 1769 | Rate Constraint in lbs/MMBtu | FALSE | L | Annual | Allowances Banked | Thousand Tons | 0 | 0 | 0 | 0 | 0 | 0 | 0 | 0
CT Fac. Spec. - SO2 Rate Annual v3.1, Unit 1177 and retrofits | 361 | 1769 | Rate Constraint in lbs/MMBtu | FALSE | L | Annual | Allowances Withdrawn (1:1) | Thousand Tons | 0 | 0 | 0 | 0 | 0 | 0 | 0 | 0
CT Fac. Spec. - SO2 Rate Annual v3.1, Unit 1177 and retrofits | 361 | 1769 | Rate Constraint in lbs/MMBtu | FALSE | L | Annual | Allowances Withdrawn (n:1) | Thousand Tons | 0 | 0 | 0 | 0 | 0 | 0 | 0 | 0
CT Fac. Spec. - SO2 Rate Annual v3.1, Unit 1177 and retrofits | 361 | 1769 | Rate Constraint in lbs/MMBtu | FALSE | L | Annual | Net Emissions Allowance Position | Thousand Tons | 0 | 0 | 0 | 0 | 0 | 0 | 0 | 0
CT Fac. Spec. - SO2 Rate Annual v3.1, Unit 1177 and retrofits | 361 | 1769 | Rate Constraint in lbs/MMBtu | FALSE | L | Annual | Fuel Consumed | TBtu | 0 | 0 | 0 | 0 | 0 | 0 | 0 | 0
CT Fac. Spec. - SO2 Rate Annual v3.1, Unit 1177 and retrofits | 361 | 1769 | Rate Constraint in lbs/MMBtu | FALSE | L | Annual | Rate | lb/MMBtu | 0 | 0 | 0 | 0 | 0 | 0 | 0 | 0
CT Fac. Spec. - SO2 Rate Annual v3.1, Unit 1177 and retrofits | 361 | 1769 | Rate Constraint in lbs/MMBtu | FALSE | L | Annual | Generation | TWh | 0 | 0 | 0 | 0 | 0 | 0 | 0 | 0
CT Fac. Spec. - SO2 Rate Annual v3.1, Unit 1177 and retrofits | 361 | 1769 | Rate Constraint in lbs/MMBtu | FALSE | L | Annual | Qualifying Generation | TWh | 0 | 0 | 0 | 0 | 0 | 0 | 0 | 0
CT Fac. Spec. - SO2 Rate Annual v3.1, Unit 1177 and retrofits | 361 | 1769 | Rate Constraint in lbs/MMBtu | FALSE | L | Annual | Rate | lb/MWh | 0 | 0 | 0 | 0 | 0 | 0 | 0 | 0
CT Fac. Spec. - SO2 Rate Annual v3.1, Unit 1177 and retrofits | 361 | 1769 | Rate Constraint in lbs/MMBtu | FALSE | L | Annual | Constraint Shadow Price | US2016$/Ton | 0 | 0 | 0 | 0 | 0 | 0 | 0 | 0
CT Fac. Spec. - SO2 Rate Annual v3.1, Unit 1178 and retrofits | 362 | 1769 | Rate Constraint in lbs/MMBtu | FALSE | L | Annual | Seasons Included | Seasons | Winter, WintShld, Summer | Winter, WintShld, Summer | Winter, WintShld, Summer | Winter, WintShld, Summer | Winter, WintShld, Summer | Winter, WintShld, Summer | Winter, WintShld, Summer | Winter, WintShld, Summer
CT Fac. Spec. - SO2 Rate Annual v3.1, Unit 1178 and retrofits | 362 | 1769 | Rate Constraint in lbs/MMBtu | FALSE | L | Annual | Standard SO2 | lb/MMBtu | 0.33 | 0.33 | 0.33 | 0.33 | 0.33 | 0.33 | 0.33 | 0.33
CT Fac. Spec. - SO2 Rate Annual v3.1, Unit 1178 and retrofits | 362 | 1769 | Rate Constraint in lbs/MMBtu | FALSE | L | Annual | Emissions at Affected Plants SO2 | Thousand Tons | 0 | 0 | 0 | 0 | 0 | 0 | 0 | 0
CT Fac. Spec. - SO2 Rate Annual v3.1, Unit 1178 and retrofits | 362 | 1769 | Rate Constraint in lbs/MMBtu | FALSE | L | Annual | Allowances Purchased SO2 | Thousand Tons | 0 | 0 | 0 | 0 | 0 | 0 | 0 | 0
CT Fac. Spec. - SO2 Rate Annual v3.1, Unit 1178 and retrofits | 362 | 1769 | Rate Constraint in lbs/MMBtu | FALSE | L | Annual | Allowances Sold SO2 | Thousand Tons | 0 | 0 | 0 | 0 | 0 | 0 | 0 | 0
CT Fac. Spec. - SO2 Rate Annual v3.1, Unit 1178 and retrofits | 362 | 1769 | Rate Constraint in lbs/MMBtu | FALSE | L | Annual | Allowances Banked | Thousand Tons | 0 | 0 | 0 | 0 | 0 | 0 | 0 | 0
CT Fac. Spec. - SO2 Rate Annual v3.1, Unit 1178 and retrofits | 362 | 1769 | Rate Constraint in lbs/MMBtu | FALSE | L | Annual | Allowances Withdrawn (1:1) | Thousand Tons | 0 | 0 | 0 | 0 | 0 | 0 | 0 | 0
CT Fac. Spec. - SO2 Rate Annual v3.1, Unit 1178 and retrofits | 362 | 1769 | Rate Constraint in lbs/MMBtu | FALSE | L | Annual | Allowances Withdrawn (n:1) | Thousand Tons | 0 | 0 | 0 | 0 | 0 | 0 | 0 | 0
CT Fac. Spec. - SO2 Rate Annual v3.1, Unit 1178 and retrofits | 362 | 1769 | Rate Constraint in lbs/MMBtu | FALSE | L | Annual | Net Emissions Allowance Position | Thousand Tons | 0 | 0 | 0 | 0 | 0 | 0 | 0 | 0
CT Fac. Spec. - SO2 Rate Annual v3.1, Unit 1178 and retrofits | 362 | 1769 | Rate Constraint in lbs/MMBtu | FALSE | L | Annual | Fuel Consumed | TBtu | 0 | 0 | 0 | 0 | 0 | 0 | 0 | 0
CT Fac. Spec. - SO2 Rate Annual v3.1, Unit 1178 and retrofits | 362 | 1769 | Rate Constraint in lbs/MMBtu | FALSE | L | Annual | Rate | lb/MMBtu | 0 | 0 | 0 | 0 | 0 | 0 | 0 | 0
CT Fac. Spec. - SO2 Rate Annual v3.1, Unit 1178 and retrofits | 362 | 1769 | Rate Constraint in lbs/MMBtu | FALSE | L | Annual | Generation | TWh | 0 | 0 | 0 | 0 | 0 | 0 | 0 | 0
CT Fac. Spec. - SO2 Rate Annual v3.1, Unit 1178 and retrofits | 362 | 1769 | Rate Constraint in lbs/MMBtu | FALSE | L | Annual | Qualifying Generation | TWh | 0 | 0 | 0 | 0 | 0 | 0 | 0 | 0
CT Fac. Spec. - SO2 Rate Annual v3.1, Unit 1178 and retrofits | 362 | 1769 | Rate Constraint in lbs/MMBtu | FALSE | L | Annual | Rate | lb/MWh | 0 | 0 | 0 | 0 | 0 | 0 | 0 | 0
CT Fac. Spec. - SO2 Rate Annual v3.1, Unit 1178 and retrofits | 362 | 1769 | Rate Constraint in lbs/MMBtu | FALSE | L | Annual | Constraint Shadow Price | US2016$/Ton | 0 | 0 | 0 | 0 | 0 | 0 | 0 | 0
CT Fac. Spec. - SO2 Rate Annual v3.1, Unit 1179 and retrofits | 363 | 1769 | Rate Constraint in lbs/MMBtu | FALSE | L | Annual | Seasons Included | Seasons | Winter, WintShld, Summer | Winter, WintShld, Summer | Winter, WintShld, Summer | Winter, WintShld, Summer | Winter, WintShld, Summer | Winter, WintShld, Summer | Winter, WintShld, Summer | Winter, WintShld, Summer
CT Fac. Spec. - SO2 Rate Annual v3.1, Unit 1179 and retrofits | 363 | 1769 | Rate Constraint in lbs/MMBtu | FALSE | L | Annual | Standard SO2 | lb/MMBtu | 0.33 | 0.33 | 0.33 | 0.33 | 0.33 | 0.33 | 0.33 | 0.33
CT Fac. Spec. - SO2 Rate Annual v3.1, Unit 1179 and retrofits | 363 | 1769 | Rate Constraint in lbs/MMBtu | FALSE | L | Annual | Emissions at Affected Plants SO2 | Thousand Tons | 0 | 0 | 0 | 0 | 0 | 0 | 0 | 0
CT Fac. Spec. - SO2 Rate Annual v3.1, Unit 1179 and retrofits | 363 | 1769 | Rate Constraint in lbs/MMBtu | FALSE | L | Annual | Allowances Purchased SO2 | Thousand Tons | 0 | 0 | 0 | 0 | 0 | 0 | 0 | 0
CT Fac. Spec. - SO2 Rate Annual v3.1, Unit 1179 and retrofits | 363 | 1769 | Rate Constraint in lbs/MMBtu | FALSE | L | Annual | Allowances Sold SO2 | Thousand Tons | 0 | 0 | 0 | 0 | 0 | 0 | 0 | 0
CT Fac. Spec. - SO2 Rate Annual v3.1, Unit 1179 and retrofits | 363 | 1769 | Rate Constraint in lbs/MMBtu | FALSE | L | Annual | Allowances Banked | Thousand Tons | 0 | 0 | 0 | 0 | 0 | 0 | 0 | 0
CT Fac. Spec. - SO2 Rate Annual v3.1, Unit 1179 and retrofits | 363 | 1769 | Rate Constraint in lbs/MMBtu | FALSE | L | Annual | Allowances Withdrawn (1:1) | Thousand Tons | 0 | 0 | 0 | 0 | 0 | 0 | 0 | 0
CT Fac. Spec. - SO2 Rate Annual v3.1, Unit 1179 and retrofits | 363 | 1769 | Rate Constraint in lbs/MMBtu | FALSE | L | Annual | Allowances Withdrawn (n:1) | Thousand Tons | 0 | 0 | 0 | 0 | 0 | 0 | 0 | 0
CT Fac. Spec. - SO2 Rate Annual v3.1, Unit 1179 and retrofits | 363 | 1769 | Rate Constraint in lbs/MMBtu | FALSE | L | Annual | Net Emissions Allowance Position | Thousand Tons | 0 | 0 | 0 | 0 | 0 | 0 | 0 | 0
CT Fac. Spec. - SO2 Rate Annual v3.1, Unit 1179 and retrofits | 363 | 1769 | Rate Constraint in lbs/MMBtu | FALSE | L | Annual | Fuel Consumed | TBtu | 0 | 0 | 0 | 0 | 0 | 0 | 0 | 0
CT Fac. Spec. - SO2 Rate Annual v3.1, Unit 1179 and retrofits | 363 | 1769 | Rate Constraint in lbs/MMBtu | FALSE | L | Annual | Rate | lb/MMBtu | 0 | 0 | 0 | 0 | 0 | 0 | 0 | 0
CT Fac. Spec. - SO2 Rate Annual v3.1, Unit 1179 and retrofits | 363 | 1769 | Rate Constraint in lbs/MMBtu | FALSE | L | Annual | Generation | TWh | 0 | 0 | 0 | 0 | 0 | 0 | 0 | 0
CT Fac. Spec. - SO2 Rate Annual v3.1, Unit 1179 and retrofits | 363 | 1769 | Rate Constraint in lbs/MMBtu | FALSE | L | Annual | Qualifying Generation | TWh | 0 | 0 | 0 | 0 | 0 | 0 | 0 | 0
CT Fac. Spec. - SO2 Rate Annual v3.1, Unit 1179 and retrofits | 363 | 1769 | Rate Constraint in lbs/MMBtu | FALSE | L | Annual | Rate | lb/MWh | 0 | 0 | 0 | 0 | 0 | 0 | 0 | 0
CT Fac. Spec. - SO2 Rate Annual v3.1, Unit 1179 and retrofits | 363 | 1769 | Rate Constraint in lbs/MMBtu | FALSE | L | Annual | Constraint Shadow Price | US2016$/Ton | 0 | 0 | 0 | 0 | 0 | 0 | 0 | 0
CT Fac. Spec. - SO2 Rate Annual v3.1, Unit 1180 and retrofits | 364 | 1769 | Rate Constraint in lbs/MMBtu | FALSE | L | Annual | Seasons Included | Seasons | Winter, WintShld, Summer | Winter, WintShld, Summer | Winter, WintShld, Summer | Winter, WintShld, Summer | Winter, WintShld, Summer | Winter, WintShld, Summer | Winter, WintShld, Summer | Winter, WintShld, Summer
CT Fac. Spec. - SO2 Rate Annual v3.1, Unit 1180 and retrofits | 364 | 1769 | Rate Constraint in lbs/MMBtu | FALSE | L | Annual | Standard SO2 | lb/MMBtu | 0.33 | 0.33 | 0.33 | 0.33 | 0.33 | 0.33 | 0.33 | 0.33
CT Fac. Spec. - SO2 Rate Annual v3.1, Unit 1180 and retrofits | 364 | 1769 | Rate Constraint in lbs/MMBtu | FALSE | L | Annual | Emissions at Affected Plants SO2 | Thousand Tons | 0 | 0 | 0 | 0 | 0 | 0 | 0 | 0
CT Fac. Spec. - SO2 Rate Annual v3.1, Unit 1180 and retrofits | 364 | 1769 | Rate Constraint in lbs/MMBtu | FALSE | L | Annual | Allowances Purchased SO2 | Thousand Tons | 0 | 0 | 0 | 0 | 0 | 0 | 0 | 0
CT Fac. Spec. - SO2 Rate Annual v3.1, Unit 1180 and retrofits | 364 | 1769 | Rate Constraint in lbs/MMBtu | FALSE | L | Annual | Allowances Sold SO2 | Thousand Tons | 0 | 0 | 0 | 0 | 0 | 0 | 0 | 0
CT Fac. Spec. - SO2 Rate Annual v3.1, Unit 1180 and retrofits | 364 | 1769 | Rate Constraint in lbs/MMBtu | FALSE | L | Annual | Allowances Banked | Thousand Tons | 0 | 0 | 0 | 0 | 0 | 0 | 0 | 0
CT Fac. Spec. - SO2 Rate Annual v3.1, Unit 1180 and retrofits | 364 | 1769 | Rate Constraint in lbs/MMBtu | FALSE | L | Annual | Allowances Withdrawn (1:1) | Thousand Tons | 0 | 0 | 0 | 0 | 0 | 0 | 0 | 0
CT Fac. Spec. - SO2 Rate Annual v3.1, Unit 1180 and retrofits | 364 | 1769 | Rate Constraint in lbs/MMBtu | FALSE | L | Annual | Allowances Withdrawn (n:1) | Thousand Tons | 0 | 0 | 0 | 0 | 0 | 0 | 0 | 0
CT Fac. Spec. - SO2 Rate Annual v3.1, Unit 1180 and retrofits | 364 | 1769 | Rate Constraint in lbs/MMBtu | FALSE | L | Annual | Net Emissions Allowance Position | Thousand Tons | 0 | 0 | 0 | 0 | 0 | 0 | 0 | 0
CT Fac. Spec. - SO2 Rate Annual v3.1, Unit 1180 and retrofits | 364 | 1769 | Rate Constraint in lbs/MMBtu | FALSE | L | Annual | Fuel Consumed | TBtu | 0 | 0 | 0 | 0 | 0 | 0 | 0 | 0
CT Fac. Spec. - SO2 Rate Annual v3.1, Unit 1180 and retrofits | 364 | 1769 | Rate Constraint in lbs/MMBtu | FALSE | L | Annual | Rate | lb/MMBtu | 0 | 0 | 0 | 0 | 0 | 0 | 0 | 0
CT Fac. Spec. - SO2 Rate Annual v3.1, Unit 1180 and retrofits | 364 | 1769 | Rate Constraint in lbs/MMBtu | FALSE | L | Annual | Generation | TWh | 0 | 0 | 0 | 0 | 0 | 0 | 0 | 0
CT Fac. Spec. - SO2 Rate Annual v3.1, Unit 1180 and retrofits | 364 | 1769 | Rate Constraint in lbs/MMBtu | FALSE | L | Annual | Qualifying Generation | TWh | 0 | 0 | 0 | 0 | 0 | 0 | 0 | 0
CT Fac. Spec. - SO2 Rate Annual v3.1, Unit 1180 and retrofits | 364 | 1769 | Rate Constraint in lbs/MMBtu | FALSE | L | Annual | Rate | lb/MWh | 0 | 0 | 0 | 0 | 0 | 0 | 0 | 0
CT Fac. Spec. - SO2 Rate Annual v3.1, Unit 1180 and retrofits | 364 | 1769 | Rate Constraint in lbs/MMBtu | FALSE | L | Annual | Constraint Shadow Price | US2016$/Ton | 0 | 0 | 0 | 0 | 0 | 0 | 0 | 0
CT Fac. Spec. - SO2 Rate Annual v3.1, Unit 1182 and retrofits | 365 | 1769 | Rate Constraint in lbs/MMBtu | FALSE | L | Annual | Seasons Included | Seasons | Winter, WintShld, Summer | Winter, WintShld, Summer | Winter, WintShld, Summer | Winter, WintShld, Summer | Winter, WintShld, Summer | Winter, WintShld, Summer | Winter, WintShld, Summer | Winter, WintShld, Summer
CT Fac. Spec. - SO2 Rate Annual v3.1, Unit 1182 and retrofits | 365 | 1769 | Rate Constraint in lbs/MMBtu | FALSE | L | Annual | Standard SO2 | lb/MMBtu | 0.33 | 0.33 | 0.33 | 0.33 | 0.33 | 0.33 | 0.33 | 0.33
CT Fac. Spec. - SO2 Rate Annual v3.1, Unit 1182 and retrofits | 365 | 1769 | Rate Constraint in lbs/MMBtu | FALSE | L | Annual | Emissions at Affected Plants SO2 | Thousand Tons | 0 | 0 | 0 | 0 | 0 | 0 | 0 | 0
CT Fac. Spec. - SO2 Rate Annual v3.1, Unit 1182 and retrofits | 365 | 1769 | Rate Constraint in lbs/MMBtu | FALSE | L | Annual | Allowances Purchased SO2 | Thousand Tons | 0 | 0 | 0 | 0 | 0 | 0 | 0 | 0
CT Fac. Spec. - SO2 Rate Annual v3.1, Unit 1182 and retrofits | 365 | 1769 | Rate Constraint in lbs/MMBtu | FALSE | L | Annual | Allowances Sold SO2 | Thousand Tons | 0 | 0 | 0 | 0 | 0 | 0 | 0 | 0
CT Fac. Spec. - SO2 Rate Annual v3.1, Unit 1182 and retrofits | 365 | 1769 | Rate Constraint in lbs/MMBtu | FALSE | L | Annual | Allowances Banked | Thousand Tons | 0 | 0 | 0 | 0 | 0 | 0 | 0 | 0
CT Fac. Spec. - SO2 Rate Annual v3.1, Unit 1182 and retrofits | 365 | 1769 | Rate Constraint in lbs/MMBtu | FALSE | L | Annual | Allowances Withdrawn (1:1) | Thousand Tons | 0 | 0 | 0 | 0 | 0 | 0 | 0 | 0
CT Fac. Spec. - SO2 Rate Annual v3.1, Unit 1182 and retrofits | 365 | 1769 | Rate Constraint in lbs/MMBtu | FALSE | L | Annual | Allowances Withdrawn (n:1) | Thousand Tons | 0 | 0 | 0 | 0 | 0 | 0 | 0 | 0
CT Fac. Spec. - SO2 Rate Annual v3.1, Unit 1182 and retrofits | 365 | 1769 | Rate Constraint in lbs/MMBtu | FALSE | L | Annual | Net Emissions Allowance Position | Thousand Tons | 0 | 0 | 0 | 0 | 0 | 0 | 0 | 0
CT Fac. Spec. - SO2 Rate Annual v3.1, Unit 1182 and retrofits | 365 | 1769 | Rate Constraint in lbs/MMBtu | FALSE | L | Annual | Fuel Consumed | TBtu | 0 | 0 | 0 | 0 | 0 | 0 | 0 | 0
CT Fac. Spec. - SO2 Rate Annual v3.1, Unit 1182 and retrofits | 365 | 1769 | Rate Constraint in lbs/MMBtu | FALSE | L | Annual | Rate | lb/MMBtu | 0 | 0 | 0 | 0 | 0 | 0 | 0 | 0
CT Fac. Spec. - SO2 Rate Annual v3.1, Unit 1182 and retrofits | 365 | 1769 | Rate Constraint in lbs/MMBtu | FALSE | L | Annual | Generation | TWh | 0 | 0 | 0 | 0 | 0 | 0 | 0 | 0
CT Fac. Spec. - SO2 Rate Annual v3.1, Unit 1182 and retrofits | 365 | 1769 | Rate Constraint in lbs/MMBtu | FALSE | L | Annual | Qualifying Generation | TWh | 0 | 0 | 0 | 0 | 0 | 0 | 0 | 0
CT Fac. Spec. - SO2 Rate Annual v3.1, Unit 1182 and retrofits | 365 | 1769 | Rate Constraint in lbs/MMBtu | FALSE | L | Annual | Rate | lb/MWh | 0 | 0 | 0 | 0 | 0 | 0 | 0 | 0
CT Fac. Spec. - SO2 Rate Annual v3.1, Unit 1182 and retrofits | 365 | 1769 | Rate Constraint in lbs/MMBtu | FALSE | L | Annual | Constraint Shadow Price | US2016$/Ton | 0 | 0 | 0 | 0 | 0 | 0 | 0 | 0
CT Fac. Spec. - SO2 Rate Annual v3.1, Unit 1183 and retrofits | 366 | 1769 | Rate Constraint in lbs/MMBtu | FALSE | L | Annual | Seasons Included | Seasons | Winter, WintShld, Summer | Winter, WintShld, Summer | Winter, WintShld, Summer | Winter, WintShld, Summer | Winter, WintShld, Summer | Winter, WintShld, Summer | Winter, WintShld, Summer | Winter, WintShld, Summer
CT Fac. Spec. - SO2 Rate Annual v3.1, Unit 1183 and retrofits | 366 | 1769 | Rate Constraint in lbs/MMBtu | FALSE | L | Annual | Standard SO2 | lb/MMBtu | 0.33 | 0.33 | 0.33 | 0.33 | 0.33 | 0.33 | 0.33 | 0.33
CT Fac. Spec. - SO2 Rate Annual v3.1, Unit 1183 and retrofits | 366 | 1769 | Rate Constraint in lbs/MMBtu | FALSE | L | Annual | Emissions at Affected Plants SO2 | Thousand Tons | 0 | 0 | 0 | 0 | 0 | 0 | 0 | 0
CT Fac. Spec. - SO2 Rate Annual v3.1, Unit 1183 and retrofits | 366 | 1769 | Rate Constraint in lbs/MMBtu | FALSE | L | Annual | Allowances Purchased SO2 | Thousand Tons | 0 | 0 | 0 | 0 | 0 | 0 | 0 | 0
CT Fac. Spec. - SO2 Rate Annual v3.1, Unit 1183 and retrofits | 366 | 1769 | Rate Constraint in lbs/MMBtu | FALSE | L | Annual | Allowances Sold SO2 | Thousand Tons | 0 | 0 | 0 | 0 | 0 | 0 | 0 | 0
CT Fac. Spec. - SO2 Rate Annual v3.1, Unit 1183 and retrofits | 366 | 1769 | Rate Constraint in lbs/MMBtu | FALSE | L | Annual | Allowances Banked | Thousand Tons | 0 | 0 | 0 | 0 | 0 | 0 | 0 | 0
CT Fac. Spec. - SO2 Rate Annual v3.1, Unit 1183 and retrofits | 366 | 1769 | Rate Constraint in lbs/MMBtu | FALSE | L | Annual | Allowances Withdrawn (1:1) | Thousand Tons | 0 | 0 | 0 | 0 | 0 | 0 | 0 | 0
CT Fac. Spec. - SO2 Rate Annual v3.1, Unit 1183 and retrofits | 366 | 1769 | Rate Constraint in lbs/MMBtu | FALSE | L | Annual | Allowances Withdrawn (n:1) | Thousand Tons | 0 | 0 | 0 | 0 | 0 | 0 | 0 | 0
CT Fac. Spec. - SO2 Rate Annual v3.1, Unit 1183 and retrofits | 366 | 1769 | Rate Constraint in lbs/MMBtu | FALSE | L | Annual | Net Emissions Allowance Position | Thousand Tons | 0 | 0 | 0 | 0 | 0 | 0 | 0 | 0
CT Fac. Spec. - SO2 Rate Annual v3.1, Unit 1183 and retrofits | 366 | 1769 | Rate Constraint in lbs/MMBtu | FALSE | L | Annual | Fuel Consumed | TBtu | 0 | 0 | 0 | 0 | 0 | 0 | 0 | 0
CT Fac. Spec. - SO2 Rate Annual v3.1, Unit 1183 and retrofits | 366 | 1769 | Rate Constraint in lbs/MMBtu | FALSE | L | Annual | Rate | lb/MMBtu | 0 | 0 | 0 | 0 | 0 | 0 | 0 | 0
CT Fac. Spec. - SO2 Rate Annual v3.1, Unit 1183 and retrofits | 366 | 1769 | Rate Constraint in lbs/MMBtu | FALSE | L | Annual | Generation | TWh | 0 | 0 | 0 | 0 | 0 | 0 | 0 | 0
CT Fac. Spec. - SO2 Rate Annual v3.1, Unit 1183 and retrofits | 366 | 1769 | Rate Constraint in lbs/MMBtu | FALSE | L | Annual | Qualifying Generation | TWh | 0 | 0 | 0 | 0 | 0 | 0 | 0 | 0
CT Fac. Spec. - SO2 Rate Annual v3.1, Unit 1183 and retrofits | 366 | 1769 | Rate Constraint in lbs/MMBtu | FALSE | L | Annual | Rate | lb/MWh | 0 | 0 | 0 | 0 | 0 | 0 | 0 | 0
CT Fac. Spec. - SO2 Rate Annual v3.1, Unit 1183 and retrofits | 366 | 1769 | Rate Constraint in lbs/MMBtu | FALSE | L | Annual | Constraint Shadow Price | US2016$/Ton | 0 | 0 | 0 | 0 | 0 | 0 | 0 | 0
CT Fac. Spec. - SO2 Rate Annual v3.1, Unit 1184 and retrofits | 367 | 1769 | Rate Constraint in lbs/MMBtu | FALSE | L | Annual | Seasons Included | Seasons | Winter, WintShld, Summer | Winter, WintShld, Summer | Winter, WintShld, Summer | Winter, WintShld, Summer | Winter, WintShld, Summer | Winter, WintShld, Summer | Winter, WintShld, Summer | Winter, WintShld, Summer
CT Fac. Spec. - SO2 Rate Annual v3.1, Unit 1184 and retrofits | 367 | 1769 | Rate Constraint in lbs/MMBtu | FALSE | L | Annual | Standard SO2 | lb/MMBtu | 0.33 | 0.33 | 0.33 | 0.33 | 0.33 | 0.33 | 0.33 | 0.33
CT Fac. Spec. - SO2 Rate Annual v3.1, Unit 1184 and retrofits | 367 | 1769 | Rate Constraint in lbs/MMBtu | FALSE | L | Annual | Emissions at Affected Plants SO2 | Thousand Tons | 0 | 0 | 0 | 0 | 0 | 0 | 0 | 0
CT Fac. Spec. - SO2 Rate Annual v3.1, Unit 1184 and retrofits | 367 | 1769 | Rate Constraint in lbs/MMBtu | FALSE | L | Annual | Allowances Purchased SO2 | Thousand Tons | 0 | 0 | 0 | 0 | 0 | 0 | 0 | 0
CT Fac. Spec. - SO2 Rate Annual v3.1, Unit 1184 and retrofits | 367 | 1769 | Rate Constraint in lbs/MMBtu | FALSE | L | Annual | Allowances Sold SO2 | Thousand Tons | 0 | 0 | 0 | 0 | 0 | 0 | 0 | 0
CT Fac. Spec. - SO2 Rate Annual v3.1, Unit 1184 and retrofits | 367 | 1769 | Rate Constraint in lbs/MMBtu | FALSE | L | Annual | Allowances Banked | Thousand Tons | 0 | 0 | 0 | 0 | 0 | 0 | 0 | 0
CT Fac. Spec. - SO2 Rate Annual v3.1, Unit 1184 and retrofits | 367 | 1769 | Rate Constraint in lbs/MMBtu | FALSE | L | Annual | Allowances Withdrawn (1:1) | Thousand Tons | 0 | 0 | 0 | 0 | 0 | 0 | 0 | 0
CT Fac. Spec. - SO2 Rate Annual v3.1, Unit 1184 and retrofits | 367 | 1769 | Rate Constraint in lbs/MMBtu | FALSE | L | Annual | Allowances Withdrawn (n:1) | Thousand Tons | 0 | 0 | 0 | 0 | 0 | 0 | 0 | 0
CT Fac. Spec. - SO2 Rate Annual v3.1, Unit 1184 and retrofits | 367 | 1769 | Rate Constraint in lbs/MMBtu | FALSE | L | Annual | Net Emissions Allowance Position | Thousand Tons | 0 | 0 | 0 | 0 | 0 | 0 | 0 | 0
CT Fac. Spec. - SO2 Rate Annual v3.1, Unit 1184 and retrofits | 367 | 1769 | Rate Constraint in lbs/MMBtu | FALSE | L | Annual | Fuel Consumed | TBtu | 0 | 0 | 0 | 0 | 0 | 0 | 0 | 0
CT Fac. Spec. - SO2 Rate Annual v3.1, Unit 1184 and retrofits | 367 | 1769 | Rate Constraint in lbs/MMBtu | FALSE | L | Annual | Rate | lb/MMBtu | 0 | 0 | 0 | 0 | 0 | 0 | 0 | 0
CT Fac. Spec. - SO2 Rate Annual v3.1, Unit 1184 and retrofits | 367 | 1769 | Rate Constraint in lbs/MMBtu | FALSE | L | Annual | Generation | TWh | 0 | 0 | 0 | 0 | 0 | 0 | 0 | 0
CT Fac. Spec. - SO2 Rate Annual v3.1, Unit 1184 and retrofits | 367 | 1769 | Rate Constraint in lbs/MMBtu | FALSE | L | Annual | Qualifying Generation | TWh | 0 | 0 | 0 | 0 | 0 | 0 | 0 | 0
CT Fac. Spec. - SO2 Rate Annual v3.1, Unit 1184 and retrofits | 367 | 1769 | Rate Constraint in lbs/MMBtu | FALSE | L | Annual | Rate | lb/MWh | 0 | 0 | 0 | 0 | 0 | 0 | 0 | 0
CT Fac. Spec. - SO2 Rate Annual v3.1, Unit 1184 and retrofits | 367 | 1769 | Rate Constraint in lbs/MMBtu | FALSE | L | Annual | Constraint Shadow Price | US2016$/Ton | 0 | 0 | 0 | 0 | 0 | 0 | 0 | 0
CT Fac. Spec. - SO2 Rate Annual v3.1, Unit 1187 and retrofits | 368 | 1769 | Rate Constraint in lbs/MMBtu | FALSE | L | Annual | Seasons Included | Seasons | Winter, WintShld, Summer | Winter, WintShld, Summer | Winter, WintShld, Summer | Winter, WintShld, Summer | Winter, WintShld, Summer | Winter, WintShld, Summer | Winter, WintShld, Summer | Winter, WintShld, Summer
CT Fac. Spec. - SO2 Rate Annual v3.1, Unit 1187 and retrofits | 368 | 1769 | Rate Constraint in lbs/MMBtu | FALSE | L | Annual | Standard SO2 | lb/MMBtu | 0.33 | 0.33 | 0.33 | 0.33 | 0.33 | 0.33 | 0.33 | 0.33
CT Fac. Spec. - SO2 Rate Annual v3.1, Unit 1187 and retrofits | 368 | 1769 | Rate Constraint in lbs/MMBtu | FALSE | L | Annual | Emissions at Affected Plants SO2 | Thousand Tons | 0 | 0 | 0 | 0 | 0 | 0 | 0 | 0
CT Fac. Spec. - SO2 Rate Annual v3.1, Unit 1187 and retrofits | 368 | 1769 | Rate Constraint in lbs/MMBtu | FALSE | L | Annual | Allowances Purchased SO2 | Thousand Tons | 0 | 0 | 0 | 0 | 0 | 0 | 0 | 0
CT Fac. Spec. - SO2 Rate Annual v3.1, Unit 1187 and retrofits | 368 | 1769 | Rate Constraint in lbs/MMBtu | FALSE | L | Annual | Allowances Sold SO2 | Thousand Tons | 0 | 0 | 0 | 0 | 0 | 0 | 0 | 0
CT Fac. Spec. - SO2 Rate Annual v3.1, Unit 1187 and retrofits | 368 | 1769 | Rate Constraint in lbs/MMBtu | FALSE | L | Annual | Allowances Banked | Thousand Tons | 0 | 0 | 0 | 0 | 0 | 0 | 0 | 0
CT Fac. Spec. - SO2 Rate Annual v3.1, Unit 1187 and retrofits | 368 | 1769 | Rate Constraint in lbs/MMBtu | FALSE | L | Annual | Allowances Withdrawn (1:1) | Thousand Tons | 0 | 0 | 0 | 0 | 0 | 0 | 0 | 0
CT Fac. Spec. - SO2 Rate Annual v3.1, Unit 1187 and retrofits | 368 | 1769 | Rate Constraint in lbs/MMBtu | FALSE | L | Annual | Allowances Withdrawn (n:1) | Thousand Tons | 0 | 0 | 0 | 0 | 0 | 0 | 0 | 0
CT Fac. Spec. - SO2 Rate Annual v3.1, Unit 1187 and retrofits | 368 | 1769 | Rate Constraint in lbs/MMBtu | FALSE | L | Annual | Net Emissions Allowance Position | Thousand Tons | 0 | 0 | 0 | 0 | 0 | 0 | 0 | 0
CT Fac. Spec. - SO2 Rate Annual v3.1, Unit 1187 and retrofits | 368 | 1769 | Rate Constraint in lbs/MMBtu | FALSE | L | Annual | Fuel Consumed | TBtu | 0 | 0 | 0 | 0 | 0 | 0 | 0 | 0
CT Fac. Spec. - SO2 Rate Annual v3.1, Unit 1187 and retrofits | 368 | 1769 | Rate Constraint in lbs/MMBtu | FALSE | L | Annual | Rate | lb/MMBtu | 0 | 0 | 0 | 0 | 0 | 0 | 0 | 0
CT Fac. Spec. - SO2 Rate Annual v3.1, Unit 1187 and retrofits | 368 | 1769 | Rate Constraint in lbs/MMBtu | FALSE | L | Annual | Generation | TWh | 0 | 0 | 0 | 0 | 0 | 0 | 0 | 0
CT Fac. Spec. - SO2 Rate Annual v3.1, Unit 1187 and retrofits | 368 | 1769 | Rate Constraint in lbs/MMBtu | FALSE | L | Annual | Qualifying Generation | TWh | 0 | 0 | 0 | 0 | 0 | 0 | 0 | 0
CT Fac. Spec. - SO2 Rate Annual v3.1, Unit 1187 and retrofits | 368 | 1769 | Rate Constraint in lbs/MMBtu | FALSE | L | Annual | Rate | lb/MWh | 0 | 0 | 0 | 0 | 0 | 0 | 0 | 0
CT Fac. Spec. - SO2 Rate Annual v3.1, Unit 1187 and retrofits | 368 | 1769 | Rate Constraint in lbs/MMBtu | FALSE | L | Annual | Constraint Shadow Price | US2016$/Ton | 0 | 0 | 0 | 0 | 0 | 0 | 0 | 0
CT Fac. Spec. - SO2 Rate Annual v3.1, Unit 1188 and retrofits | 369 | 1769 | Rate Constraint in lbs/MMBtu | FALSE | L | Annual | Seasons Included | Seasons | Winter, WintShld, Summer | Winter, WintShld, Summer | Winter, WintShld, Summer | Winter, WintShld, Summer | Winter, WintShld, Summer | Winter, WintShld, Summer | Winter, WintShld, Summer | Winter, WintShld, Summer
CT Fac. Spec. - SO2 Rate Annual v3.1, Unit 1188 and retrofits | 369 | 1769 | Rate Constraint in lbs/MMBtu | FALSE | L | Annual | Standard SO2 | lb/MMBtu | 0.33 | 0.33 | 0.33 | 0.33 | 0.33 | 0.33 | 0.33 | 0.33
CT Fac. Spec. - SO2 Rate Annual v3.1, Unit 1188 and retrofits | 369 | 1769 | Rate Constraint in lbs/MMBtu | FALSE | L | Annual | Emissions at Affected Plants SO2 | Thousand Tons | 0 | 0 | 0 | 0 | 0 | 0 | 0 | 0
CT Fac. Spec. - SO2 Rate Annual v3.1, Unit 1188 and retrofits | 369 | 1769 | Rate Constraint in lbs/MMBtu | FALSE | L | Annual | Allowances Purchased SO2 | Thousand Tons | 0 | 0 | 0 | 0 | 0 | 0 | 0 | 0
CT Fac. Spec. - SO2 Rate Annual v3.1, Unit 1188 and retrofits | 369 | 1769 | Rate Constraint in lbs/MMBtu | FALSE | L | Annual | Allowances Sold SO2 | Thousand Tons | 0 | 0 | 0 | 0 | 0 | 0 | 0 | 0
CT Fac. Spec. - SO2 Rate Annual v3.1, Unit 1188 and retrofits | 369 | 1769 | Rate Constraint in lbs/MMBtu | FALSE | L | Annual | Allowances Banked | Thousand Tons | 0 | 0 | 0 | 0 | 0 | 0 | 0 | 0
CT Fac. Spec. - SO2 Rate Annual v3.1, Unit 1188 and retrofits | 369 | 1769 | Rate Constraint in lbs/MMBtu | FALSE | L | Annual | Allowances Withdrawn (1:1) | Thousand Tons | 0 | 0 | 0 | 0 | 0 | 0 | 0 | 0
CT Fac. Spec. - SO2 Rate Annual v3.1, Unit 1188 and retrofits | 369 | 1769 | Rate Constraint in lbs/MMBtu | FALSE | L | Annual | Allowances Withdrawn (n:1) | Thousand Tons | 0 | 0 | 0 | 0 | 0 | 0 | 0 | 0
CT Fac. Spec. - SO2 Rate Annual v3.1, Unit 1188 and retrofits | 369 | 1769 | Rate Constraint in lbs/MMBtu | FALSE | L | Annual | Net Emissions Allowance Position | Thousand Tons | 0 | 0 | 0 | 0 | 0 | 0 | 0 | 0
CT Fac. Spec. - SO2 Rate Annual v3.1, Unit 1188 and retrofits | 369 | 1769 | Rate Constraint in lbs/MMBtu | FALSE | L | Annual | Fuel Consumed | TBtu | 0 | 0 | 0 | 0 | 0 | 0 | 0 | 0
CT Fac. Spec. - SO2 Rate Annual v3.1, Unit 1188 and retrofits | 369 | 1769 | Rate Constraint in lbs/MMBtu | FALSE | L | Annual | Rate | lb/MMBtu | 0 | 0 | 0 | 0 | 0 | 0 | 0 | 0
CT Fac. Spec. - SO2 Rate Annual v3.1, Unit 1188 and retrofits | 369 | 1769 | Rate Constraint in lbs/MMBtu | FALSE | L | Annual | Generation | TWh | 0 | 0 | 0 | 0 | 0 | 0 | 0 | 0
CT Fac. Spec. - SO2 Rate Annual v3.1, Unit 1188 and retrofits | 369 | 1769 | Rate Constraint in lbs/MMBtu | FALSE | L | Annual | Qualifying Generation | TWh | 0 | 0 | 0 | 0 | 0 | 0 | 0 | 0
CT Fac. Spec. - SO2 Rate Annual v3.1, Unit 1188 and retrofits | 369 | 1769 | Rate Constraint in lbs/MMBtu | FALSE | L | Annual | Rate | lb/MWh | 0 | 0 | 0 | 0 | 0 | 0 | 0 | 0
CT Fac. Spec. - SO2 Rate Annual v3.1, Unit 1188 and retrofits | 369 | 1769 | Rate Constraint in lbs/MMBtu | FALSE | L | Annual | Constraint Shadow Price | US2016$/Ton | 0 | 0 | 0 | 0 | 0 | 0 | 0 | 0
CT Fac. Spec. - SO2 Rate Annual v3.1, Unit 1189 and retrofits | 370 | 1769 | Rate Constraint in lbs/MMBtu | FALSE | L | Annual | Seasons Included | Seasons | Winter, WintShld, Summer | Winter, WintShld, Summer | Winter, WintShld, Summer | Winter, WintShld, Summer | Winter, WintShld, Summer | Winter, WintShld, Summer | Winter, WintShld, Summer | Winter, WintShld, Summer
CT Fac. Spec. - SO2 Rate Annual v3.1, Unit 1189 and retrofits | 370 | 1769 | Rate Constraint in lbs/MMBtu | FALSE | L | Annual | Standard SO2 | lb/MMBtu | 0.33 | 0.33 | 0.33 | 0.33 | 0.33 | 0.33 | 0.33 | 0.33
CT Fac. Spec. - SO2 Rate Annual v3.1, Unit 1189 and retrofits | 370 | 1769 | Rate Constraint in lbs/MMBtu | FALSE | L | Annual | Emissions at Affected Plants SO2 | Thousand Tons | 0 | 0 | 0 | 0 | 0 | 0 | 0 | 0
CT Fac. Spec. - SO2 Rate Annual v3.1, Unit 1189 and retrofits | 370 | 1769 | Rate Constraint in lbs/MMBtu | FALSE | L | Annual | Allowances Purchased SO2 | Thousand Tons | 0 | 0 | 0 | 0 | 0 | 0 | 0 | 0
CT Fac. Spec. - SO2 Rate Annual v3.1, Unit 1189 and retrofits | 370 | 1769 | Rate Constraint in lbs/MMBtu | FALSE | L | Annual | Allowances Sold SO2 | Thousand Tons | 0 | 0 | 0 | 0 | 0 | 0 | 0 | 0
CT Fac. Spec. - SO2 Rate Annual v3.1, Unit 1189 and retrofits | 370 | 1769 | Rate Constraint in lbs/MMBtu | FALSE | L | Annual | Allowances Banked | Thousand Tons | 0 | 0 | 0 | 0 | 0 | 0 | 0 | 0
CT Fac. Spec. - SO2 Rate Annual v3.1, Unit 1189 and retrofits | 370 | 1769 | Rate Constraint in lbs/MMBtu | FALSE | L | Annual | Allowances Withdrawn (1:1) | Thousand Tons | 0 | 0 | 0 | 0 | 0 | 0 | 0 | 0
CT Fac. Spec. - SO2 Rate Annual v3.1, Unit 1189 and retrofits | 370 | 1769 | Rate Constraint in lbs/MMBtu | FALSE | L | Annual | Allowances Withdrawn (n:1) | Thousand Tons | 0 | 0 | 0 | 0 | 0 | 0 | 0 | 0
CT Fac. Spec. - SO2 Rate Annual v3.1, Unit 1189 and retrofits | 370 | 1769 | Rate Constraint in lbs/MMBtu | FALSE | L | Annual | Net Emissions Allowance Position | Thousand Tons | 0 | 0 | 0 | 0 | 0 | 0 | 0 | 0
CT Fac. Spec. - SO2 Rate Annual v3.1, Unit 1189 and retrofits | 370 | 1769 | Rate Constraint in lbs/MMBtu | FALSE | L | Annual | Fuel Consumed | TBtu | 0 | 0 | 0 | 0 | 0 | 0 | 0 | 0
CT Fac. Spec. - SO2 Rate Annual v3.1, Unit 1189 and retrofits | 370 | 1769 | Rate Constraint in lbs/MMBtu | FALSE | L | Annual | Rate | lb/MMBtu | 0 | 0 | 0 | 0 | 0 | 0 | 0 | 0
CT Fac. Spec. - SO2 Rate Annual v3.1, Unit 1189 and retrofits | 370 | 1769 | Rate Constraint in lbs/MMBtu | FALSE | L | Annual | Generation | TWh | 0 | 0 | 0 | 0 | 0 | 0 | 0 | 0
CT Fac. Spec. - SO2 Rate Annual v3.1, Unit 1189 and retrofits | 370 | 1769 | Rate Constraint in lbs/MMBtu | FALSE | L | Annual | Qualifying Generation | TWh | 0 | 0 | 0 | 0 | 0 | 0 | 0 | 0
CT Fac. Spec. - SO2 Rate Annual v3.1, Unit 1189 and retrofits | 370 | 1769 | Rate Constraint in lbs/MMBtu | FALSE | L | Annual | Rate | lb/MWh | 0 | 0 | 0 | 0 | 0 | 0 | 0 | 0
CT Fac. Spec. - SO2 Rate Annual v3.1, Unit 1189 and retrofits | 370 | 1769 | Rate Constraint in lbs/MMBtu | FALSE | L | Annual | Constraint Shadow Price | US2016$/Ton | 0 | 0 | 0 | 0 | 0 | 0 | 0 | 0
CT Fac. Spec. - SO2 Rate Annual v3.1, Unit 1190 and retrofits | 371 | 1769 | Rate Constraint in lbs/MMBtu | FALSE | L | Annual | Seasons Included | Seasons | Winter, WintShld, Summer | Winter, WintShld, Summer | Winter, WintShld, Summer | Winter, WintShld, Summer | Winter, WintShld, Summer | Winter, WintShld, Summer | Winter, WintShld, Summer | Winter, WintShld, Summer
CT Fac. Spec. - SO2 Rate Annual v3.1, Unit 1190 and retrofits | 371 | 1769 | Rate Constraint in lbs/MMBtu | FALSE | L | Annual | Standard SO2 | lb/MMBtu | 0.33 | 0.33 | 0.33 | 0.33 | 0.33 | 0.33 | 0.33 | 0.33
CT Fac. Spec. - SO2 Rate Annual v3.1, Unit 1190 and retrofits | 371 | 1769 | Rate Constraint in lbs/MMBtu | FALSE | L | Annual | Emissions at Affected Plants SO2 | Thousand Tons | 0 | 0 | 0 | 0 | 0 | 0 | 0 | 0
CT Fac. Spec. - SO2 Rate Annual v3.1, Unit 1190 and retrofits | 371 | 1769 | Rate Constraint in lbs/MMBtu | FALSE | L | Annual | Allowances Purchased SO2 | Thousand Tons | 0 | 0 | 0 | 0 | 0 | 0 | 0 | 0
CT Fac. Spec. - SO2 Rate Annual v3.1, Unit 1190 and retrofits | 371 | 1769 | Rate Constraint in lbs/MMBtu | FALSE | L | Annual | Allowances Sold SO2 | Thousand Tons | 0 | 0 | 0 | 0 | 0 | 0 | 0 | 0
CT Fac. Spec. - SO2 Rate Annual v3.1, Unit 1190 and retrofits | 371 | 1769 | Rate Constraint in lbs/MMBtu | FALSE | L | Annual | Allowances Banked | Thousand Tons | 0 | 0 | 0 | 0 | 0 | 0 | 0 | 0
CT Fac. Spec. - SO2 Rate Annual v3.1, Unit 1190 and retrofits | 371 | 1769 | Rate Constraint in lbs/MMBtu | FALSE | L | Annual | Allowances Withdrawn (1:1) | Thousand Tons | 0 | 0 | 0 | 0 | 0 | 0 | 0 | 0
CT Fac. Spec. - SO2 Rate Annual v3.1, Unit 1190 and retrofits | 371 | 1769 | Rate Constraint in lbs/MMBtu | FALSE | L | Annual | Allowances Withdrawn (n:1) | Thousand Tons | 0 | 0 | 0 | 0 | 0 | 0 | 0 | 0
CT Fac. Spec. - SO2 Rate Annual v3.1, Unit 1190 and retrofits | 371 | 1769 | Rate Constraint in lbs/MMBtu | FALSE | L | Annual | Net Emissions Allowance Position | Thousand Tons | 0 | 0 | 0 | 0 | 0 | 0 | 0 | 0
CT Fac. Spec. - SO2 Rate Annual v3.1, Unit 1190 and retrofits | 371 | 1769 | Rate Constraint in lbs/MMBtu | FALSE | L | Annual | Fuel Consumed | TBtu | 0 | 0 | 0 | 0 | 0 | 0 | 0 | 0
CT Fac. Spec. - SO2 Rate Annual v3.1, Unit 1190 and retrofits | 371 | 1769 | Rate Constraint in lbs/MMBtu | FALSE | L | Annual | Rate | lb/MMBtu | 0 | 0 | 0 | 0 | 0 | 0 | 0 | 0
CT Fac. Spec. - SO2 Rate Annual v3.1, Unit 1190 and retrofits | 371 | 1769 | Rate Constraint in lbs/MMBtu | FALSE | L | Annual | Generation | TWh | 0 | 0 | 0 | 0 | 0 | 0 | 0 | 0
CT Fac. Spec. - SO2 Rate Annual v3.1, Unit 1190 and retrofits | 371 | 1769 | Rate Constraint in lbs/MMBtu | FALSE | L | Annual | Qualifying Generation | TWh | 0 | 0 | 0 | 0 | 0 | 0 | 0 | 0
CT Fac. Spec. - SO2 Rate Annual v3.1, Unit 1190 and retrofits | 371 | 1769 | Rate Constraint in lbs/MMBtu | FALSE | L | Annual | Rate | lb/MWh | 0 | 0 | 0 | 0 | 0 | 0 | 0 | 0
CT Fac. Spec. - SO2 Rate Annual v3.1, Unit 1190 and retrofits | 371 | 1769 | Rate Constraint in lbs/MMBtu | FALSE | L | Annual | Constraint Shadow Price | US2016$/Ton | 0 | 0 | 0 | 0 | 0 | 0 | 0 | 0
CT Fac. Spec. - SO2 Rate Annual v3.1, Unit 1212 and retrofits | 372 | 1769 | Rate Constraint in lbs/MMBtu | FALSE | L | Annual | Seasons Included | Seasons | Winter, WintShld, Summer | Winter, WintShld, Summer | Winter, WintShld, Summer | Winter, WintShld, Summer | Winter, WintShld, Summer | Winter, WintShld, Summer | Winter, WintShld, Summer | Winter, WintShld, Summer
CT Fac. Spec. - SO2 Rate Annual v3.1, Unit 1212 and retrofits | 372 | 1769 | Rate Constraint in lbs/MMBtu | FALSE | L | Annual | Standard SO2 | lb/MMBtu | 0.33 | 0.33 | 0.33 | 0.33 | 0.33 | 0.33 | 0.33 | 0.33
CT Fac. Spec. - SO2 Rate Annual v3.1, Unit 1212 and retrofits | 372 | 1769 | Rate Constraint in lbs/MMBtu | FALSE | L | Annual | Emissions at Affected Plants SO2 | Thousand Tons | 0 | 0 | 0 | 0 | 0 | 0 | 0 | 0
CT Fac. Spec. - SO2 Rate Annual v3.1, Unit 1212 and retrofits | 372 | 1769 | Rate Constraint in lbs/MMBtu | FALSE | L | Annual | Allowances Purchased SO2 | Thousand Tons | 0 | 0 | 0 | 0 | 0 | 0 | 0 | 0
CT Fac. Spec. - SO2 Rate Annual v3.1, Unit 1212 and retrofits | 372 | 1769 | Rate Constraint in lbs/MMBtu | FALSE | L | Annual | Allowances Sold SO2 | Thousand Tons | 0 | 0 | 0 | 0 | 0 | 0 | 0 | 0
CT Fac. Spec. - SO2 Rate Annual v3.1, Unit 1212 and retrofits | 372 | 1769 | Rate Constraint in lbs/MMBtu | FALSE | L | Annual | Allowances Banked | Thousand Tons | 0 | 0 | 0 | 0 | 0 | 0 | 0 | 0
CT Fac. Spec. - SO2 Rate Annual v3.1, Unit 1212 and retrofits | 372 | 1769 | Rate Constraint in lbs/MMBtu | FALSE | L | Annual | Allowances Withdrawn (1:1) | Thousand Tons | 0 | 0 | 0 | 0 | 0 | 0 | 0 | 0
CT Fac. Spec. - SO2 Rate Annual v3.1, Unit 1212 and retrofits | 372 | 1769 | Rate Constraint in lbs/MMBtu | FALSE | L | Annual | Allowances Withdrawn (n:1) | Thousand Tons | 0 | 0 | 0 | 0 | 0 | 0 | 0 | 0
CT Fac. Spec. - SO2 Rate Annual v3.1, Unit 1212 and retrofits | 372 | 1769 | Rate Constraint in lbs/MMBtu | FALSE | L | Annual | Net Emissions Allowance Position | Thousand Tons | 0 | 0 | 0 | 0 | 0 | 0 | 0 | 0
CT Fac. Spec. - SO2 Rate Annual v3.1, Unit 1212 and retrofits | 372 | 1769 | Rate Constraint in lbs/MMBtu | FALSE | L | Annual | Fuel Consumed | TBtu | 0 | 0 | 0 | 0 | 0 | 0 | 0 | 0
CT Fac. Spec. - SO2 Rate Annual v3.1, Unit 1212 and retrofits | 372 | 1769 | Rate Constraint in lbs/MMBtu | FALSE | L | Annual | Rate | lb/MMBtu | 0 | 0 | 0 | 0 | 0 | 0 | 0 | 0
CT Fac. Spec. - SO2 Rate Annual v3.1, Unit 1212 and retrofits | 372 | 1769 | Rate Constraint in lbs/MMBtu | FALSE | L | Annual | Generation | TWh | 0 | 0 | 0 | 0 | 0 | 0 | 0 | 0
CT Fac. Spec. - SO2 Rate Annual v3.1, Unit 1212 and retrofits | 372 | 1769 | Rate Constraint in lbs/MMBtu | FALSE | L | Annual | Qualifying Generation | TWh | 0 | 0 | 0 | 0 | 0 | 0 | 0 | 0
CT Fac. Spec. - SO2 Rate Annual v3.1, Unit 1212 and retrofits | 372 | 1769 | Rate Constraint in lbs/MMBtu | FALSE | L | Annual | Rate | lb/MWh | 0 | 0 | 0 | 0 | 0 | 0 | 0 | 0
CT Fac. Spec. - SO2 Rate Annual v3.1, Unit 1212 and retrofits | 372 | 1769 | Rate Constraint in lbs/MMBtu | FALSE | L | Annual | Constraint Shadow Price | US2016$/Ton | 0 | 0 | 0 | 0 | 0 | 0 | 0 | 0
CT Fac. Spec. - SO2 Rate Annual v3.1, Unit 1213 and retrofits | 373 | 1769 | Rate Constraint in lbs/MMBtu | FALSE | L | Annual | Seasons Included | Seasons | Winter, WintShld, Summer | Winter, WintShld, Summer | Winter, WintShld, Summer | Winter, WintShld, Summer | Winter, WintShld, Summer | Winter, WintShld, Summer | Winter, WintShld, Summer | Winter, WintShld, Summer
CT Fac. Spec. - SO2 Rate Annual v3.1, Unit 1213 and retrofits | 373 | 1769 | Rate Constraint in lbs/MMBtu | FALSE | L | Annual | Standard SO2 | lb/MMBtu | 0.33 | 0.33 | 0.33 | 0.33 | 0.33 | 0.33 | 0.33 | 0.33
CT Fac. Spec. - SO2 Rate Annual v3.1, Unit 1213 and retrofits | 373 | 1769 | Rate Constraint in lbs/MMBtu | FALSE | L | Annual | Emissions at Affected Plants SO2 | Thousand Tons | 0 | 0 | 0 | 0 | 0 | 0 | 0 | 0
CT Fac. Spec. - SO2 Rate Annual v3.1, Unit 1213 and retrofits | 373 | 1769 | Rate Constraint in lbs/MMBtu | FALSE | L | Annual | Allowances Purchased SO2 | Thousand Tons | 0 | 0 | 0 | 0 | 0 | 0 | 0 | 0
CT Fac. Spec. - SO2 Rate Annual v3.1, Unit 1213 and retrofits | 373 | 1769 | Rate Constraint in lbs/MMBtu | FALSE | L | Annual | Allowances Sold SO2 | Thousand Tons | 0 | 0 | 0 | 0 | 0 | 0 | 0 | 0
CT Fac. Spec. - SO2 Rate Annual v3.1, Unit 1213 and retrofits | 373 | 1769 | Rate Constraint in lbs/MMBtu | FALSE | L | Annual | Allowances Banked | Thousand Tons | 0 | 0 | 0 | 0 | 0 | 0 | 0 | 0
CT Fac. Spec. - SO2 Rate Annual v3.1, Unit 1213 and retrofits | 373 | 1769 | Rate Constraint in lbs/MMBtu | FALSE | L | Annual | Allowances Withdrawn (1:1) | Thousand Tons | 0 | 0 | 0 | 0 | 0 | 0 | 0 | 0
CT Fac. Spec. - SO2 Rate Annual v3.1, Unit 1213 and retrofits | 373 | 1769 | Rate Constraint in lbs/MMBtu | FALSE | L | Annual | Allowances Withdrawn (n:1) | Thousand Tons | 0 | 0 | 0 | 0 | 0 | 0 | 0 | 0
CT Fac. Spec. - SO2 Rate Annual v3.1, Unit 1213 and retrofits | 373 | 1769 | Rate Constraint in lbs/MMBtu | FALSE | L | Annual | Net Emissions Allowance Position | Thousand Tons | 0 | 0 | 0 | 0 | 0 | 0 | 0 | 0
CT Fac. Spec. - SO2 Rate Annual v3.1, Unit 1213 and retrofits | 373 | 1769 | Rate Constraint in lbs/MMBtu | FALSE | L | Annual | Fuel Consumed | TBtu | 0 | 0 | 0 | 0 | 0 | 0 | 0 | 0
CT Fac. Spec. - SO2 Rate Annual v3.1, Unit 1213 and retrofits | 373 | 1769 | Rate Constraint in lbs/MMBtu | FALSE | L | Annual | Rate | lb/MMBtu | 0 | 0 | 0 | 0 | 0 | 0 | 0 | 0
CT Fac. Spec. - SO2 Rate Annual v3.1, Unit 1213 and retrofits | 373 | 1769 | Rate Constraint in lbs/MMBtu | FALSE | L | Annual | Generation | TWh | 0 | 0 | 0 | 0 | 0 | 0 | 0 | 0
CT Fac. Spec. - SO2 Rate Annual v3.1, Unit 1213 and retrofits | 373 | 1769 | Rate Constraint in lbs/MMBtu | FALSE | L | Annual | Qualifying Generation | TWh | 0 | 0 | 0 | 0 | 0 | 0 | 0 | 0
CT Fac. Spec. - SO2 Rate Annual v3.1, Unit 1213 and retrofits | 373 | 1769 | Rate Constraint in lbs/MMBtu | FALSE | L | Annual | Rate | lb/MWh | 0 | 0 | 0 | 0 | 0 | 0 | 0 | 0
CT Fac. Spec. - SO2 Rate Annual v3.1, Unit 1213 and retrofits | 373 | 1769 | Rate Constraint in lbs/MMBtu | FALSE | L | Annual | Constraint Shadow Price | US2016$/Ton | 0 | 0 | 0 | 0 | 0 | 0 | 0 | 0
CT Fac. Spec. - SO2 Rate Annual v3.1, Unit 1214 and retrofits | 374 | 1769 | Rate Constraint in lbs/MMBtu | FALSE | L | Annual | Seasons Included | Seasons | Winter, WintShld, Summer | Winter, WintShld, Summer | Winter, WintShld, Summer | Winter, WintShld, Summer | Winter, WintShld, Summer | Winter, WintShld, Summer | Winter, WintShld, Summer | Winter, WintShld, Summer
CT Fac. Spec. - SO2 Rate Annual v3.1, Unit 1214 and retrofits | 374 | 1769 | Rate Constraint in lbs/MMBtu | FALSE | L | Annual | Standard SO2 | lb/MMBtu | 0.33 | 0.33 | 0.33 | 0.33 | 0.33 | 0.33 | 0.33 | 0.33
CT Fac. Spec. - SO2 Rate Annual v3.1, Unit 1214 and retrofits | 374 | 1769 | Rate Constraint in lbs/MMBtu | FALSE | L | Annual | Emissions at Affected Plants SO2 | Thousand Tons | 0 | 0 | 0 | 0 | 0 | 0 | 0 | 0
CT Fac. Spec. - SO2 Rate Annual v3.1, Unit 1214 and retrofits | 374 | 1769 | Rate Constraint in lbs/MMBtu | FALSE | L | Annual | Allowances Purchased SO2 | Thousand Tons | 0 | 0 | 0 | 0 | 0 | 0 | 0 | 0
CT Fac. Spec. - SO2 Rate Annual v3.1, Unit 1214 and retrofits | 374 | 1769 | Rate Constraint in lbs/MMBtu | FALSE | L | Annual | Allowances Sold SO2 | Thousand Tons | 0 | 0 | 0 | 0 | 0 | 0 | 0 | 0
CT Fac. Spec. - SO2 Rate Annual v3.1, Unit 1214 and retrofits | 374 | 1769 | Rate Constraint in lbs/MMBtu | FALSE | L | Annual | Allowances Banked | Thousand Tons | 0 | 0 | 0 | 0 | 0 | 0 | 0 | 0
CT Fac. Spec. - SO2 Rate Annual v3.1, Unit 1214 and retrofits | 374 | 1769 | Rate Constraint in lbs/MMBtu | FALSE | L | Annual | Allowances Withdrawn (1:1) | Thousand Tons | 0 | 0 | 0 | 0 | 0 | 0 | 0 | 0
CT Fac. Spec. - SO2 Rate Annual v3.1, Unit 1214 and retrofits | 374 | 1769 | Rate Constraint in lbs/MMBtu | FALSE | L | Annual | Allowances Withdrawn (n:1) | Thousand Tons | 0 | 0 | 0 | 0 | 0 | 0 | 0 | 0
CT Fac. Spec. - SO2 Rate Annual v3.1, Unit 1214 and retrofits | 374 | 1769 | Rate Constraint in lbs/MMBtu | FALSE | L | Annual | Net Emissions Allowance Position | Thousand Tons | 0 | 0 | 0 | 0 | 0 | 0 | 0 | 0
CT Fac. Spec. - SO2 Rate Annual v3.1, Unit 1214 and retrofits | 374 | 1769 | Rate Constraint in lbs/MMBtu | FALSE | L | Annual | Fuel Consumed | TBtu | 0 | 0 | 0 | 0 | 0 | 0 | 0 | 0
CT Fac. Spec. - SO2 Rate Annual v3.1, Unit 1214 and retrofits | 374 | 1769 | Rate Constraint in lbs/MMBtu | FALSE | L | Annual | Rate | lb/MMBtu | 0 | 0 | 0 | 0 | 0 | 0 | 0 | 0
CT Fac. Spec. - SO2 Rate Annual v3.1, Unit 1214 and retrofits | 374 | 1769 | Rate Constraint in lbs/MMBtu | FALSE | L | Annual | Generation | TWh | 0 | 0 | 0 | 0 | 0 | 0 | 0 | 0
CT Fac. Spec. - SO2 Rate Annual v3.1, Unit 1214 and retrofits | 374 | 1769 | Rate Constraint in lbs/MMBtu | FALSE | L | Annual | Qualifying Generation | TWh | 0 | 0 | 0 | 0 | 0 | 0 | 0 | 0
CT Fac. Spec. - SO2 Rate Annual v3.1, Unit 1214 and retrofits | 374 | 1769 | Rate Constraint in lbs/MMBtu | FALSE | L | Annual | Rate | lb/MWh | 0 | 0 | 0 | 0 | 0 | 0 | 0 | 0
CT Fac. Spec. - SO2 Rate Annual v3.1, Unit 1214 and retrofits | 374 | 1769 | Rate Constraint in lbs/MMBtu | FALSE | L | Annual | Constraint Shadow Price | US2016$/Ton | 0 | 0 | 0 | 0 | 0 | 0 | 0 | 0
CT Fac. Spec. - SO2 Rate Annual v3.1, Unit 1215 and retrofits | 375 | 1769 | Rate Constraint in lbs/MMBtu | FALSE | L | Annual | Seasons Included | Seasons | Winter, WintShld, Summer | Winter, WintShld, Summer | Winter, WintShld, Summer | Winter, WintShld, Summer | Winter, WintShld, Summer | Winter, WintShld, Summer | Winter, WintShld, Summer | Winter, WintShld, Summer
CT Fac. Spec. - SO2 Rate Annual v3.1, Unit 1215 and retrofits | 375 | 1769 | Rate Constraint in lbs/MMBtu | FALSE | L | Annual | Standard SO2 | lb/MMBtu | 0.33 | 0.33 | 0.33 | 0.33 | 0.33 | 0.33 | 0.33 | 0.33
CT Fac. Spec. - SO2 Rate Annual v3.1, Unit 1215 and retrofits | 375 | 1769 | Rate Constraint in lbs/MMBtu | FALSE | L | Annual | Emissions at Affected Plants SO2 | Thousand Tons | 0 | 0 | 0 | 0 | 0 | 0 | 0 | 0
CT Fac. Spec. - SO2 Rate Annual v3.1, Unit 1215 and retrofits | 375 | 1769 | Rate Constraint in lbs/MMBtu | FALSE | L | Annual | Allowances Purchased SO2 | Thousand Tons | 0 | 0 | 0 | 0 | 0 | 0 | 0 | 0
CT Fac. Spec. - SO2 Rate Annual v3.1, Unit 1215 and retrofits | 375 | 1769 | Rate Constraint in lbs/MMBtu | FALSE | L | Annual | Allowances Sold SO2 | Thousand Tons | 0 | 0 | 0 | 0 | 0 | 0 | 0 | 0
CT Fac. Spec. - SO2 Rate Annual v3.1, Unit 1215 and retrofits | 375 | 1769 | Rate Constraint in lbs/MMBtu | FALSE | L | Annual | Allowances Banked | Thousand Tons | 0 | 0 | 0 | 0 | 0 | 0 | 0 | 0
CT Fac. Spec. - SO2 Rate Annual v3.1, Unit 1215 and retrofits | 375 | 1769 | Rate Constraint in lbs/MMBtu | FALSE | L | Annual | Allowances Withdrawn (1:1) | Thousand Tons | 0 | 0 | 0 | 0 | 0 | 0 | 0 | 0
CT Fac. Spec. - SO2 Rate Annual v3.1, Unit 1215 and retrofits | 375 | 1769 | Rate Constraint in lbs/MMBtu | FALSE | L | Annual | Allowances Withdrawn (n:1) | Thousand Tons | 0 | 0 | 0 | 0 | 0 | 0 | 0 | 0
CT Fac. Spec. - SO2 Rate Annual v3.1, Unit 1215 and retrofits | 375 | 1769 | Rate Constraint in lbs/MMBtu | FALSE | L | Annual | Net Emissions Allowance Position | Thousand Tons | 0 | 0 | 0 | 0 | 0 | 0 | 0 | 0
CT Fac. Spec. - SO2 Rate Annual v3.1, Unit 1215 and retrofits | 375 | 1769 | Rate Constraint in lbs/MMBtu | FALSE | L | Annual | Fuel Consumed | TBtu | 0 | 0 | 0 | 0 | 0 | 0 | 0 | 0
CT Fac. Spec. - SO2 Rate Annual v3.1, Unit 1215 and retrofits | 375 | 1769 | Rate Constraint in lbs/MMBtu | FALSE | L | Annual | Rate | lb/MMBtu | 0 | 0 | 0 | 0 | 0 | 0 | 0 | 0
CT Fac. Spec. - SO2 Rate Annual v3.1, Unit 1215 and retrofits | 375 | 1769 | Rate Constraint in lbs/MMBtu | FALSE | L | Annual | Generation | TWh | 0 | 0 | 0 | 0 | 0 | 0 | 0 | 0
CT Fac. Spec. - SO2 Rate Annual v3.1, Unit 1215 and retrofits | 375 | 1769 | Rate Constraint in lbs/MMBtu | FALSE | L | Annual | Qualifying Generation | TWh | 0 | 0 | 0 | 0 | 0 | 0 | 0 | 0
CT Fac. Spec. - SO2 Rate Annual v3.1, Unit 1215 and retrofits | 375 | 1769 | Rate Constraint in lbs/MMBtu | FALSE | L | Annual | Rate | lb/MWh | 0 | 0 | 0 | 0 | 0 | 0 | 0 | 0
CT Fac. Spec. - SO2 Rate Annual v3.1, Unit 1215 and retrofits | 375 | 1769 | Rate Constraint in lbs/MMBtu | FALSE | L | Annual | Constraint Shadow Price | US2016$/Ton | 0 | 0 | 0 | 0 | 0 | 0 | 0 | 0
CT Fac. Spec. - SO2 Rate Annual v3.1, Unit 1216 and retrofits | 376 | 1769 | Rate Constraint in lbs/MMBtu | FALSE | L | Annual | Seasons Included | Seasons | Winter, WintShld, Summer | Winter, WintShld, Summer | Winter, WintShld, Summer | Winter, WintShld, Summer | Winter, WintShld, Summer | Winter, WintShld, Summer | Winter, WintShld, Summer | Winter, WintShld, Summer
CT Fac. Spec. - SO2 Rate Annual v3.1, Unit 1216 and retrofits | 376 | 1769 | Rate Constraint in lbs/MMBtu | FALSE | L | Annual | Standard SO2 | lb/MMBtu | 0.33 | 0.33 | 0.33 | 0.33 | 0.33 | 0.33 | 0.33 | 0.33
CT Fac. Spec. - SO2 Rate Annual v3.1, Unit 1216 and retrofits | 376 | 1769 | Rate Constraint in lbs/MMBtu | FALSE | L | Annual | Emissions at Affected Plants SO2 | Thousand Tons | 0 | 0 | 0 | 0 | 0 | 0 | 0 | 0
CT Fac. Spec. - SO2 Rate Annual v3.1, Unit 1216 and retrofits | 376 | 1769 | Rate Constraint in lbs/MMBtu | FALSE | L | Annual | Allowances Purchased SO2 | Thousand Tons | 0 | 0 | 0 | 0 | 0 | 0 | 0 | 0
CT Fac. Spec. - SO2 Rate Annual v3.1, Unit 1216 and retrofits | 376 | 1769 | Rate Constraint in lbs/MMBtu | FALSE | L | Annual | Allowances Sold SO2 | Thousand Tons | 0 | 0 | 0 | 0 | 0 | 0 | 0 | 0
CT Fac. Spec. - SO2 Rate Annual v3.1, Unit 1216 and retrofits | 376 | 1769 | Rate Constraint in lbs/MMBtu | FALSE | L | Annual | Allowances Banked | Thousand Tons | 0 | 0 | 0 | 0 | 0 | 0 | 0 | 0
CT Fac. Spec. - SO2 Rate Annual v3.1, Unit 1216 and retrofits | 376 | 1769 | Rate Constraint in lbs/MMBtu | FALSE | L | Annual | Allowances Withdrawn (1:1) | Thousand Tons | 0 | 0 | 0 | 0 | 0 | 0 | 0 | 0
CT Fac. Spec. - SO2 Rate Annual v3.1, Unit 1216 and retrofits | 376 | 1769 | Rate Constraint in lbs/MMBtu | FALSE | L | Annual | Allowances Withdrawn (n:1) | Thousand Tons | 0 | 0 | 0 | 0 | 0 | 0 | 0 | 0
CT Fac. Spec. - SO2 Rate Annual v3.1, Unit 1216 and retrofits | 376 | 1769 | Rate Constraint in lbs/MMBtu | FALSE | L | Annual | Net Emissions Allowance Position | Thousand Tons | 0 | 0 | 0 | 0 | 0 | 0 | 0 | 0
CT Fac. Spec. - SO2 Rate Annual v3.1, Unit 1216 and retrofits | 376 | 1769 | Rate Constraint in lbs/MMBtu | FALSE | L | Annual | Fuel Consumed | TBtu | 0 | 0 | 0 | 0 | 0 | 0 | 0 | 0
CT Fac. Spec. - SO2 Rate Annual v3.1, Unit 1216 and retrofits | 376 | 1769 | Rate Constraint in lbs/MMBtu | FALSE | L | Annual | Rate | lb/MMBtu | 0 | 0 | 0 | 0 | 0 | 0 | 0 | 0
CT Fac. Spec. - SO2 Rate Annual v3.1, Unit 1216 and retrofits | 376 | 1769 | Rate Constraint in lbs/MMBtu | FALSE | L | Annual | Generation | TWh | 0 | 0 | 0 | 0 | 0 | 0 | 0 | 0
CT Fac. Spec. - SO2 Rate Annual v3.1, Unit 1216 and retrofits | 376 | 1769 | Rate Constraint in lbs/MMBtu | FALSE | L | Annual | Qualifying Generation | TWh | 0 | 0 | 0 | 0 | 0 | 0 | 0 | 0
CT Fac. Spec. - SO2 Rate Annual v3.1, Unit 1216 and retrofits | 376 | 1769 | Rate Constraint in lbs/MMBtu | FALSE | L | Annual | Rate | lb/MWh | 0 | 0 | 0 | 0 | 0 | 0 | 0 | 0
CT Fac. Spec. - SO2 Rate Annual v3.1, Unit 1216 and retrofits | 376 | 1769 | Rate Constraint in lbs/MMBtu | FALSE | L | Annual | Constraint Shadow Price | US2016$/Ton | 0 | 0 | 0 | 0 | 0 | 0 | 0 | 0
CT Fac. Spec. - SO2 Rate Annual v3.1, Unit 1221 and retrofits | 377 | 1769 | Rate Constraint in lbs/MMBtu | FALSE | L | Annual | Seasons Included | Seasons | Winter, WintShld, Summer | Winter, WintShld, Summer | Winter, WintShld, Summer | Winter, WintShld, Summer | Winter, WintShld, Summer | Winter, WintShld, Summer | Winter, WintShld, Summer | Winter, WintShld, Summer
CT Fac. Spec. - SO2 Rate Annual v3.1, Unit 1221 and retrofits | 377 | 1769 | Rate Constraint in lbs/MMBtu | FALSE | L | Annual | Standard SO2 | lb/MMBtu | 0.33 | 0.33 | 0.33 | 0.33 | 0.33 | 0.33 | 0.33 | 0.33
CT Fac. Spec. - SO2 Rate Annual v3.1, Unit 1221 and retrofits | 377 | 1769 | Rate Constraint in lbs/MMBtu | FALSE | L | Annual | Emissions at Affected Plants SO2 | Thousand Tons | 0 | 0 | 0 | 0 | 0 | 0 | 0 | 0
CT Fac. Spec. - SO2 Rate Annual v3.1, Unit 1221 and retrofits | 377 | 1769 | Rate Constraint in lbs/MMBtu | FALSE | L | Annual | Allowances Purchased SO2 | Thousand Tons | 0 | 0 | 0 | 0 | 0 | 0 | 0 | 0
CT Fac. Spec. - SO2 Rate Annual v3.1, Unit 1221 and retrofits | 377 | 1769 | Rate Constraint in lbs/MMBtu | FALSE | L | Annual | Allowances Sold SO2 | Thousand Tons | 0 | 0 | 0 | 0 | 0 | 0 | 0 | 0
CT Fac. Spec. - SO2 Rate Annual v3.1, Unit 1221 and retrofits | 377 | 1769 | Rate Constraint in lbs/MMBtu | FALSE | L | Annual | Allowances Banked | Thousand Tons | 0 | 0 | 0 | 0 | 0 | 0 | 0 | 0
CT Fac. Spec. - SO2 Rate Annual v3.1, Unit 1221 and retrofits | 377 | 1769 | Rate Constraint in lbs/MMBtu | FALSE | L | Annual | Allowances Withdrawn (1:1) | Thousand Tons | 0 | 0 | 0 | 0 | 0 | 0 | 0 | 0
CT Fac. Spec. - SO2 Rate Annual v3.1, Unit 1221 and retrofits | 377 | 1769 | Rate Constraint in lbs/MMBtu | FALSE | L | Annual | Allowances Withdrawn (n:1) | Thousand Tons | 0 | 0 | 0 | 0 | 0 | 0 | 0 | 0
CT Fac. Spec. - SO2 Rate Annual v3.1, Unit 1221 and retrofits | 377 | 1769 | Rate Constraint in lbs/MMBtu | FALSE | L | Annual | Net Emissions Allowance Position | Thousand Tons | 0 | 0 | 0 | 0 | 0 | 0 | 0 | 0
CT Fac. Spec. - SO2 Rate Annual v3.1, Unit 1221 and retrofits | 377 | 1769 | Rate Constraint in lbs/MMBtu | FALSE | L | Annual | Fuel Consumed | TBtu | 0.013078 | 0.018282 | 0.013078 | 0.013078 | 0.013078 | 0.013078 | 0.013078 | 0.013078
CT Fac. Spec. - SO2 Rate Annual v3.1, Unit 1221 and retrofits | 377 | 1769 | Rate Constraint in lbs/MMBtu | FALSE | L | Annual | Rate | lb/MMBtu | 0 | 0 | 0 | 0 | 0 | 0 | 0 | 0
CT Fac. Spec. - SO2 Rate Annual v3.1, Unit 1221 and retrofits | 377 | 1769 | Rate Constraint in lbs/MMBtu | FALSE | L | Annual | Generation | TWh | 0.0014394 | 0.0020121 | 0.0014394 | 0.0014394 | 0.0014394 | 0.0014394 | 0.0014394 | 0.0014394
CT Fac. Spec. - SO2 Rate Annual v3.1, Unit 1221 and retrofits | 377 | 1769 | Rate Constraint in lbs/MMBtu | FALSE | L | Annual | Qualifying Generation | TWh | 0.0014394 | 0.0020121 | 0.0014394 | 0.0014394 | 0.0014394 | 0.0014394 | 0.0014394 | 0.0014394
CT Fac. Spec. - SO2 Rate Annual v3.1, Unit 1221 and retrofits | 377 | 1769 | Rate Constraint in lbs/MMBtu | FALSE | L | Annual | Rate | lb/MWh | 0 | 0 | 0 | 0 | 0 | 0 | 0 | 0
CT Fac. Spec. - SO2 Rate Annual v3.1, Unit 1221 and retrofits | 377 | 1769 | Rate Constraint in lbs/MMBtu | FALSE | L | Annual | Constraint Shadow Price | US2016$/Ton | 0 | 0 | 0 | 0 | 0 | 0 | 0 | 0
CT Fac. Spec. - SO2 Rate Annual v3.1, Unit 1222 and retrofits | 378 | 1769 | Rate Constraint in lbs/MMBtu | FALSE | L | Annual | Seasons Included | Seasons | Winter, WintShld, Summer | Winter, WintShld, Summer | Winter, WintShld, Summer | Winter, WintShld, Summer | Winter, WintShld, Summer | Winter, WintShld, Summer | Winter, WintShld, Summer | Winter, WintShld, Summer
CT Fac. Spec. - SO2 Rate Annual v3.1, Unit 1222 and retrofits | 378 | 1769 | Rate Constraint in lbs/MMBtu | FALSE | L | Annual | Standard SO2 | lb/MMBtu | 0.33 | 0.33 | 0.33 | 0.33 | 0.33 | 0.33 | 0.33 | 0.33
CT Fac. Spec. - SO2 Rate Annual v3.1, Unit 1222 and retrofits | 378 | 1769 | Rate Constraint in lbs/MMBtu | FALSE | L | Annual | Emissions at Affected Plants SO2 | Thousand Tons | 0 | 0 | 0 | 0 | 0 | 0 | 0 | 0
CT Fac. Spec. - SO2 Rate Annual v3.1, Unit 1222 and retrofits | 378 | 1769 | Rate Constraint in lbs/MMBtu | FALSE | L | Annual | Allowances Purchased SO2 | Thousand Tons | 0 | 0 | 0 | 0 | 0 | 0 | 0 | 0
CT Fac. Spec. - SO2 Rate Annual v3.1, Unit 1222 and retrofits | 378 | 1769 | Rate Constraint in lbs/MMBtu | FALSE | L | Annual | Allowances Sold SO2 | Thousand Tons | 0 | 0 | 0 | 0 | 0 | 0 | 0 | 0
CT Fac. Spec. - SO2 Rate Annual v3.1, Unit 1222 and retrofits | 378 | 1769 | Rate Constraint in lbs/MMBtu | FALSE | L | Annual | Allowances Banked | Thousand Tons | 0 | 0 | 0 | 0 | 0 | 0 | 0 | 0
CT Fac. Spec. - SO2 Rate Annual v3.1, Unit 1222 and retrofits | 378 | 1769 | Rate Constraint in lbs/MMBtu | FALSE | L | Annual | Allowances Withdrawn (1:1) | Thousand Tons | 0 | 0 | 0 | 0 | 0 | 0 | 0 | 0
CT Fac. Spec. - SO2 Rate Annual v3.1, Unit 1222 and retrofits | 378 | 1769 | Rate Constraint in lbs/MMBtu | FALSE | L | Annual | Allowances Withdrawn (n:1) | Thousand Tons | 0 | 0 | 0 | 0 | 0 | 0 | 0 | 0
CT Fac. Spec. - SO2 Rate Annual v3.1, Unit 1222 and retrofits | 378 | 1769 | Rate Constraint in lbs/MMBtu | FALSE | L | Annual | Net Emissions Allowance Position | Thousand Tons | 0 | 0 | 0 | 0 | 0 | 0 | 0 | 0
CT Fac. Spec. - SO2 Rate Annual v3.1, Unit 1222 and retrofits | 378 | 1769 | Rate Constraint in lbs/MMBtu | FALSE | L | Annual | Fuel Consumed | TBtu | 0.013078 | 0.013078 | 0.013078 | 0.013078 | 0.013078 | 0.013078 | 0.013078 | 0.013078
CT Fac. Spec. - SO2 Rate Annual v3.1, Unit 1222 and retrofits | 378 | 1769 | Rate Constraint in lbs/MMBtu | FALSE | L | Annual | Rate | lb/MMBtu | 0 | 0 | 0 | 0 | 0 | 0 | 0 | 0
CT Fac. Spec. - SO2 Rate Annual v3.1, Unit 1222 and retrofits | 378 | 1769 | Rate Constraint in lbs/MMBtu | FALSE | L | Annual | Generation | TWh | 0.0014394 | 0.0014394 | 0.0014394 | 0.0014394 | 0.0014394 | 0.0014394 | 0.0014394 | 0.0014394
CT Fac. Spec. - SO2 Rate Annual v3.1, Unit 1222 and retrofits | 378 | 1769 | Rate Constraint in lbs/MMBtu | FALSE | L | Annual | Qualifying Generation | TWh | 0.0014394 | 0.0014394 | 0.0014394 | 0.0014394 | 0.0014394 | 0.0014394 | 0.0014394 | 0.0014394
CT Fac. Spec. - SO2 Rate Annual v3.1, Unit 1222 and retrofits | 378 | 1769 | Rate Constraint in lbs/MMBtu | FALSE | L | Annual | Rate | lb/MWh | 0 | 0 | 0 | 0 | 0 | 0 | 0 | 0
CT Fac. Spec. - SO2 Rate Annual v3.1, Unit 1222 and retrofits | 378 | 1769 | Rate Constraint in lbs/MMBtu | FALSE | L | Annual | Constraint Shadow Price | US2016$/Ton | 0 | 0 | 0 | 0 | 0 | 0 | 0 | 0
CT Fac. Spec. - SO2 Rate Annual v3.1, Unit 3131 and retrofits | 379 | 1769 | Rate Constraint in lbs/MMBtu | FALSE | L | Annual | Seasons Included | Seasons | Winter, WintShld, Summer | Winter, WintShld, Summer | Winter, WintShld, Summer | Winter, WintShld, Summer | Winter, WintShld, Summer | Winter, WintShld, Summer | Winter, WintShld, Summer | Winter, WintShld, Summer
CT Fac. Spec. - SO2 Rate Annual v3.1, Unit 3131 and retrofits | 379 | 1769 | Rate Constraint in lbs/MMBtu | FALSE | L | Annual | Standard SO2 | lb/MMBtu | 0.33 | 0.33 | 0.33 | 0.33 | 0.33 | 0.33 | 0.33 | 0.33
CT Fac. Spec. - SO2 Rate Annual v3.1, Unit 3131 and retrofits | 379 | 1769 | Rate Constraint in lbs/MMBtu | FALSE | L | Annual | Emissions at Affected Plants SO2 | Thousand Tons | 0 | 0 | 0 | 0 | 0 | 0 | 0 | 0
CT Fac. Spec. - SO2 Rate Annual v3.1, Unit 3131 and retrofits | 379 | 1769 | Rate Constraint in lbs/MMBtu | FALSE | L | Annual | Allowances Purchased SO2 | Thousand Tons | 0 | 0 | 0 | 0 | 0 | 0 | 0 | 0
CT Fac. Spec. - SO2 Rate Annual v3.1, Unit 3131 and retrofits | 379 | 1769 | Rate Constraint in lbs/MMBtu | FALSE | L | Annual | Allowances Sold SO2 | Thousand Tons | 0 | 0 | 0 | 0 | 0 | 0 | 0 | 0
CT Fac. Spec. - SO2 Rate Annual v3.1, Unit 3131 and retrofits | 379 | 1769 | Rate Constraint in lbs/MMBtu | FALSE | L | Annual | Allowances Banked | Thousand Tons | 0 | 0 | 0 | 0 | 0 | 0 | 0 | 0
CT Fac. Spec. - SO2 Rate Annual v3.1, Unit 3131 and retrofits | 379 | 1769 | Rate Constraint in lbs/MMBtu | FALSE | L | Annual | Allowances Withdrawn (1:1) | Thousand Tons | 0 | 0 | 0 | 0 | 0 | 0 | 0 | 0
CT Fac. Spec. - SO2 Rate Annual v3.1, Unit 3131 and retrofits | 379 | 1769 | Rate Constraint in lbs/MMBtu | FALSE | L | Annual | Allowances Withdrawn (n:1) | Thousand Tons | 0 | 0 | 0 | 0 | 0 | 0 | 0 | 0
CT Fac. Spec. - SO2 Rate Annual v3.1, Unit 3131 and retrofits | 379 | 1769 | Rate Constraint in lbs/MMBtu | FALSE | L | Annual | Net Emissions Allowance Position | Thousand Tons | 0 | 0 | 0 | 0 | 0 | 0 | 0 | 0
CT Fac. Spec. - SO2 Rate Annual v3.1, Unit 3131 and retrofits | 379 | 1769 | Rate Constraint in lbs/MMBtu | FALSE | L | Annual | Fuel Consumed | TBtu | 7.842 | 8.0833 | 7.9728 | 5.4428 | 5.4584 | 5.4776 | 5.421 | 5.4759
CT Fac. Spec. - SO2 Rate Annual v3.1, Unit 3131 and retrofits | 379 | 1769 | Rate Constraint in lbs/MMBtu | FALSE | L | Annual | Rate | lb/MMBtu | 0 | 0 | 0 | 0 | 0 | 0 | 0 | 0
CT Fac. Spec. - SO2 Rate Annual v3.1, Unit 3131 and retrofits | 379 | 1769 | Rate Constraint in lbs/MMBtu | FALSE | L | Annual | Generation | TWh | 1.104 | 1.138 | 1.1225 | 0.76627 | 0.76847 | 0.77117 | 0.7632 | 0.77093
CT Fac. Spec. - SO2 Rate Annual v3.1, Unit 3131 and retrofits | 379 | 1769 | Rate Constraint in lbs/MMBtu | FALSE | L | Annual | Qualifying Generation | TWh | 1.104 | 1.138 | 1.1225 | 0.76627 | 0.76847 | 0.77117 | 0.7632 | 0.77093
CT Fac. Spec. - SO2 Rate Annual v3.1, Unit 3131 and retrofits | 379 | 1769 | Rate Constraint in lbs/MMBtu | FALSE | L | Annual | Rate | lb/MWh | 0 | 0 | 0 | 0 | 0 | 0 | 0 | 0
CT Fac. Spec. - SO2 Rate Annual v3.1, Unit 3131 and retrofits | 379 | 1769 | Rate Constraint in lbs/MMBtu | FALSE | L | Annual | Constraint Shadow Price | US2016$/Ton | 0 | 0 | 0 | 0 | 0 | 0 | 0 | 0
CT Fac. Spec. - SO2 Rate Annual v3.1, Unit 3132 and retrofits | 380 | 1769 | Rate Constraint in lbs/MMBtu | FALSE | L | Annual | Seasons Included | Seasons | Winter, WintShld, Summer | Winter, WintShld, Summer | Winter, WintShld, Summer | Winter, WintShld, Summer | Winter, WintShld, Summer | Winter, WintShld, Summer | Winter, WintShld, Summer | Winter, WintShld, Summer
CT Fac. Spec. - SO2 Rate Annual v3.1, Unit 3132 and retrofits | 380 | 1769 | Rate Constraint in lbs/MMBtu | FALSE | L | Annual | Standard SO2 | lb/MMBtu | 0.33 | 0.33 | 0.33 | 0.33 | 0.33 | 0.33 | 0.33 | 0.33
CT Fac. Spec. - SO2 Rate Annual v3.1, Unit 3132 and retrofits | 380 | 1769 | Rate Constraint in lbs/MMBtu | FALSE | L | Annual | Emissions at Affected Plants SO2 | Thousand Tons | 0 | 0 | 0 | 0 | 0 | 0 | 0 | 0
CT Fac. Spec. - SO2 Rate Annual v3.1, Unit 3132 and retrofits | 380 | 1769 | Rate Constraint in lbs/MMBtu | FALSE | L | Annual | Allowances Purchased SO2 | Thousand Tons | 0 | 0 | 0 | 0 | 0 | 0 | 0 | 0
CT Fac. Spec. - SO2 Rate Annual v3.1, Unit 3132 and retrofits | 380 | 1769 | Rate Constraint in lbs/MMBtu | FALSE | L | Annual | Allowances Sold SO2 | Thousand Tons | 0 | 0 | 0 | 0 | 0 | 0 | 0 | 0
CT Fac. Spec. - SO2 Rate Annual v3.1, Unit 3132 and retrofits | 380 | 1769 | Rate Constraint in lbs/MMBtu | FALSE | L | Annual | Allowances Banked | Thousand Tons | 0 | 0 | 0 | 0 | 0 | 0 | 0 | 0
CT Fac. Spec. - SO2 Rate Annual v3.1, Unit 3132 and retrofits | 380 | 1769 | Rate Constraint in lbs/MMBtu | FALSE | L | Annual | Allowances Withdrawn (1:1) | Thousand Tons | 0 | 0 | 0 | 0 | 0 | 0 | 0 | 0
CT Fac. Spec. - SO2 Rate Annual v3.1, Unit 3132 and retrofits | 380 | 1769 | Rate Constraint in lbs/MMBtu | FALSE | L | Annual | Allowances Withdrawn (n:1) | Thousand Tons | 0 | 0 | 0 | 0 | 0 | 0 | 0 | 0
CT Fac. Spec. - SO2 Rate Annual v3.1, Unit 3132 and retrofits | 380 | 1769 | Rate Constraint in lbs/MMBtu | FALSE | L | Annual | Net Emissions Allowance Position | Thousand Tons | 0 | 0 | 0 | 0 | 0 | 0 | 0 | 0
CT Fac. Spec. - SO2 Rate Annual v3.1, Unit 3132 and retrofits | 380 | 1769 | Rate Constraint in lbs/MMBtu | FALSE | L | Annual | Fuel Consumed | TBtu | 7.6494 | 8.0018 | 7.7116 | 4.7416 | 5.349 | 4.7027 | 4.5812 | 4.7139
CT Fac. Spec. - SO2 Rate Annual v3.1, Unit 3132 and retrofits | 380 | 1769 | Rate Constraint in lbs/MMBtu | FALSE | L | Annual | Rate | lb/MMBtu | 0 | 0 | 0 | 0 | 0 | 0 | 0 | 0
CT Fac. Spec. - SO2 Rate Annual v3.1, Unit 3132 and retrofits | 380 | 1769 | Rate Constraint in lbs/MMBtu | FALSE | L | Annual | Generation | TWh | 1.0769 | 1.1265 | 1.0857 | 0.66754 | 0.75306 | 0.66207 | 0.64497 | 0.66366
CT Fac. Spec. - SO2 Rate Annual v3.1, Unit 3132 and retrofits | 380 | 1769 | Rate Constraint in lbs/MMBtu | FALSE | L | Annual | Qualifying Generation | TWh | 1.0769 | 1.1265 | 1.0857 | 0.66754 | 0.75306 | 0.66207 | 0.64497 | 0.66366
CT Fac. Spec. - SO2 Rate Annual v3.1, Unit 3132 and retrofits | 380 | 1769 | Rate Constraint in lbs/MMBtu | FALSE | L | Annual | Rate | lb/MWh | 0 | 0 | 0 | 0 | 0 | 0 | 0 | 0
CT Fac. Spec. - SO2 Rate Annual v3.1, Unit 3132 and retrofits | 380 | 1769 | Rate Constraint in lbs/MMBtu | FALSE | L | Annual | Constraint Shadow Price | US2016$/Ton | 0 | 0 | 0 | 0 | 0 | 0 | 0 | 0
CT Fac. Spec. - SO2 Rate Annual v3.1, Unit 3133 and retrofits | 381 | 1769 | Rate Constraint in lbs/MMBtu | FALSE | L | Annual | Seasons Included | Seasons | Winter, WintShld, Summer | Winter, WintShld, Summer | Winter, WintShld, Summer | Winter, WintShld, Summer | Winter, WintShld, Summer | Winter, WintShld, Summer | Winter, WintShld, Summer | Winter, WintShld, Summer
CT Fac. Spec. - SO2 Rate Annual v3.1, Unit 3133 and retrofits | 381 | 1769 | Rate Constraint in lbs/MMBtu | FALSE | L | Annual | Standard SO2 | lb/MMBtu | 0.33 | 0.33 | 0.33 | 0.33 | 0.33 | 0.33 | 0.33 | 0.33
CT Fac. Spec. - SO2 Rate Annual v3.1, Unit 3133 and retrofits | 381 | 1769 | Rate Constraint in lbs/MMBtu | FALSE | L | Annual | Emissions at Affected Plants SO2 | Thousand Tons | 0 | 0 | 0 | 0 | 0 | 0 | 0 | 0
CT Fac. Spec. - SO2 Rate Annual v3.1, Unit 3133 and retrofits | 381 | 1769 | Rate Constraint in lbs/MMBtu | FALSE | L | Annual | Allowances Purchased SO2 | Thousand Tons | 0 | 0 | 0 | 0 | 0 | 0 | 0 | 0
CT Fac. Spec. - SO2 Rate Annual v3.1, Unit 3133 and retrofits | 381 | 1769 | Rate Constraint in lbs/MMBtu | FALSE | L | Annual | Allowances Sold SO2 | Thousand Tons | 0 | 0 | 0 | 0 | 0 | 0 | 0 | 0
CT Fac. Spec. - SO2 Rate Annual v3.1, Unit 3133 and retrofits | 381 | 1769 | Rate Constraint in lbs/MMBtu | FALSE | L | Annual | Allowances Banked | Thousand Tons | 0 | 0 | 0 | 0 | 0 | 0 | 0 | 0
CT Fac. Spec. - SO2 Rate Annual v3.1, Unit 3133 and retrofits | 381 | 1769 | Rate Constraint in lbs/MMBtu | FALSE | L | Annual | Allowances Withdrawn (1:1) | Thousand Tons | 0 | 0 | 0 | 0 | 0 | 0 | 0 | 0
CT Fac. Spec. - SO2 Rate Annual v3.1, Unit 3133 and retrofits | 381 | 1769 | Rate Constraint in lbs/MMBtu | FALSE | L | Annual | Allowances Withdrawn (n:1) | Thousand Tons | 0 | 0 | 0 | 0 | 0 | 0 | 0 | 0
CT Fac. Spec. - SO2 Rate Annual v3.1, Unit 3133 and retrofits | 381 | 1769 | Rate Constraint in lbs/MMBtu | FALSE | L | Annual | Net Emissions Allowance Position | Thousand Tons | 0 | 0 | 0 | 0 | 0 | 0 | 0 | 0
CT Fac. Spec. - SO2 Rate Annual v3.1, Unit 3133 and retrofits | 381 | 1769 | Rate Constraint in lbs/MMBtu | FALSE | L | Annual | Fuel Consumed | TBtu | 11.5821 | 10.6942 | 11.369 | 6.9724 | 7.4157 | 7.3443 | 6.9332 | 7.0021
CT Fac. Spec. - SO2 Rate Annual v3.1, Unit 3133 and retrofits | 381 | 1769 | Rate Constraint in lbs/MMBtu | FALSE | L | Annual | Rate | lb/MMBtu | 0 | 0 | 0 | 0 | 0 | 0 | 0 | 0
CT Fac. Spec. - SO2 Rate Annual v3.1, Unit 3133 and retrofits | 381 | 1769 | Rate Constraint in lbs/MMBtu | FALSE | L | Annual | Generation | TWh | 1.6306 | 1.5056 | 1.6006 | 0.98162 | 1.044 | 1.034 | 0.9761 | 0.98579
CT Fac. Spec. - SO2 Rate Annual v3.1, Unit 3133 and retrofits | 381 | 1769 | Rate Constraint in lbs/MMBtu | FALSE | L | Annual | Qualifying Generation | TWh | 1.6306 | 1.5056 | 1.6006 | 0.98162 | 1.044 | 1.034 | 0.9761 | 0.98579
CT Fac. Spec. - SO2 Rate Annual v3.1, Unit 3133 and retrofits | 381 | 1769 | Rate Constraint in lbs/MMBtu | FALSE | L | Annual | Rate | lb/MWh | 0 | 0 | 0 | 0 | 0 | 0 | 0 | 0
CT Fac. Spec. - SO2 Rate Annual v3.1, Unit 3133 and retrofits | 381 | 1769 | Rate Constraint in lbs/MMBtu | FALSE | L | Annual | Constraint Shadow Price | US2016$/Ton | 0 | 0 | 0 | 0 | 0 | 0 | 0 | 0
CT Fac. Spec. - SO2 Rate Annual v3.1, Unit 3136 and retrofits | 382 | 1769 | Rate Constraint in lbs/MMBtu | FALSE | L | Annual | Seasons Included | Seasons | Winter, WintShld, Summer | Winter, WintShld, Summer | Winter, WintShld, Summer | Winter, WintShld, Summer | Winter, WintShld, Summer | Winter, WintShld, Summer | Winter, WintShld, Summer | Winter, WintShld, Summer
CT Fac. Spec. - SO2 Rate Annual v3.1, Unit 3136 and retrofits | 382 | 1769 | Rate Constraint in lbs/MMBtu | FALSE | L | Annual | Standard SO2 | lb/MMBtu | 0.33 | 0.33 | 0.33 | 0.33 | 0.33 | 0.33 | 0.33 | 0.33
CT Fac. Spec. - SO2 Rate Annual v3.1, Unit 3136 and retrofits | 382 | 1769 | Rate Constraint in lbs/MMBtu | FALSE | L | Annual | Emissions at Affected Plants SO2 | Thousand Tons | 0 | 0 | 0 | 0 | 0 | 0 | 0 | 0
CT Fac. Spec. - SO2 Rate Annual v3.1, Unit 3136 and retrofits | 382 | 1769 | Rate Constraint in lbs/MMBtu | FALSE | L | Annual | Allowances Purchased SO2 | Thousand Tons | 0 | 0 | 0 | 0 | 0 | 0 | 0 | 0
CT Fac. Spec. - SO2 Rate Annual v3.1, Unit 3136 and retrofits | 382 | 1769 | Rate Constraint in lbs/MMBtu | FALSE | L | Annual | Allowances Sold SO2 | Thousand Tons | 0 | 0 | 0 | 0 | 0 | 0 | 0 | 0
CT Fac. Spec. - SO2 Rate Annual v3.1, Unit 3136 and retrofits | 382 | 1769 | Rate Constraint in lbs/MMBtu | FALSE | L | Annual | Allowances Banked | Thousand Tons | 0 | 0 | 0 | 0 | 0 | 0 | 0 | 0
CT Fac. Spec. - SO2 Rate Annual v3.1, Unit 3136 and retrofits | 382 | 1769 | Rate Constraint in lbs/MMBtu | FALSE | L | Annual | Allowances Withdrawn (1:1) | Thousand Tons | 0 | 0 | 0 | 0 | 0 | 0 | 0 | 0
CT Fac. Spec. - SO2 Rate Annual v3.1, Unit 3136 and retrofits | 382 | 1769 | Rate Constraint in lbs/MMBtu | FALSE | L | Annual | Allowances Withdrawn (n:1) | Thousand Tons | 0 | 0 | 0 | 0 | 0 | 0 | 0 | 0
CT Fac. Spec. - SO2 Rate Annual v3.1, Unit 3136 and retrofits | 382 | 1769 | Rate Constraint in lbs/MMBtu | FALSE | L | Annual | Net Emissions Allowance Position | Thousand Tons | 0 | 0 | 0 | 0 | 0 | 0 | 0 | 0
CT Fac. Spec. - SO2 Rate Annual v3.1, Unit 3136 and retrofits | 382 | 1769 | Rate Constraint in lbs/MMBtu | FALSE | L | Annual | Fuel Consumed | TBtu | 0.053419 | 0.053419 | 0.053419 | 0.010509 | 0.010509 | 0.010509 | 0.010509 | 0.010509
CT Fac. Spec. - SO2 Rate Annual v3.1, Unit 3136 and retrofits | 382 | 1769 | Rate Constraint in lbs/MMBtu | FALSE | L | Annual | Rate | lb/MMBtu | 0 | 0 | 0 | 0 | 0 | 0 | 0 | 0
CT Fac. Spec. - SO2 Rate Annual v3.1, Unit 3136 and retrofits | 382 | 1769 | Rate Constraint in lbs/MMBtu | FALSE | L | Annual | Generation | TWh | 0.0052177 | 0.0052177 | 0.0052177 | 0.0010264 | 0.0010264 | 0.0010264 | 0.0010264 | 0.0010264
CT Fac. Spec. - SO2 Rate Annual v3.1, Unit 3136 and retrofits | 382 | 1769 | Rate Constraint in lbs/MMBtu | FALSE | L | Annual | Qualifying Generation | TWh | 0.0052177 | 0.0052177 | 0.0052177 | 0.0010264 | 0.0010264 | 0.0010264 | 0.0010264 | 0.0010264
CT Fac. Spec. - SO2 Rate Annual v3.1, Unit 3136 and retrofits | 382 | 1769 | Rate Constraint in lbs/MMBtu | FALSE | L | Annual | Rate | lb/MWh | 0 | 0 | 0 | 0 | 0 | 0 | 0 | 0
CT Fac. Spec. - SO2 Rate Annual v3.1, Unit 3136 and retrofits | 382 | 1769 | Rate Constraint in lbs/MMBtu | FALSE | L | Annual | Constraint Shadow Price | US2016$/Ton | 0 | 0 | 0 | 0 | 0 | 0 | 0 | 0
CT Fac. Spec. - SO2 Rate Annual v3.1, Unit 3138 and retrofits | 383 | 1769 | Rate Constraint in lbs/MMBtu | FALSE | L | Annual | Seasons Included | Seasons | Winter, WintShld, Summer | Winter, WintShld, Summer | Winter, WintShld, Summer | Winter, WintShld, Summer | Winter, WintShld, Summer | Winter, WintShld, Summer | Winter, WintShld, Summer | Winter, WintShld, Summer
CT Fac. Spec. - SO2 Rate Annual v3.1, Unit 3138 and retrofits | 383 | 1769 | Rate Constraint in lbs/MMBtu | FALSE | L | Annual | Standard SO2 | lb/MMBtu | 0.33 | 0.33 | 0.33 | 0.33 | 0.33 | 0.33 | 0.33 | 0.33
CT Fac. Spec. - SO2 Rate Annual v3.1, Unit 3138 and retrofits | 383 | 1769 | Rate Constraint in lbs/MMBtu | FALSE | L | Annual | Emissions at Affected Plants SO2 | Thousand Tons | 0 | 0 | 0 | 0 | 0 | 0 | 0 | 0
CT Fac. Spec. - SO2 Rate Annual v3.1, Unit 3138 and retrofits | 383 | 1769 | Rate Constraint in lbs/MMBtu | FALSE | L | Annual | Allowances Purchased SO2 | Thousand Tons | 0 | 0 | 0 | 0 | 0 | 0 | 0 | 0
CT Fac. Spec. - SO2 Rate Annual v3.1, Unit 3138 and retrofits | 383 | 1769 | Rate Constraint in lbs/MMBtu | FALSE | L | Annual | Allowances Sold SO2 | Thousand Tons | 0 | 0 | 0 | 0 | 0 | 0 | 0 | 0
CT Fac. Spec. - SO2 Rate Annual v3.1, Unit 3138 and retrofits | 383 | 1769 | Rate Constraint in lbs/MMBtu | FALSE | L | Annual | Allowances Banked | Thousand Tons | 0 | 0 | 0 | 0 | 0 | 0 | 0 | 0
CT Fac. Spec. - SO2 Rate Annual v3.1, Unit 3138 and retrofits | 383 | 1769 | Rate Constraint in lbs/MMBtu | FALSE | L | Annual | Allowances Withdrawn (1:1) | Thousand Tons | 0 | 0 | 0 | 0 | 0 | 0 | 0 | 0
CT Fac. Spec. - SO2 Rate Annual v3.1, Unit 3138 and retrofits | 383 | 1769 | Rate Constraint in lbs/MMBtu | FALSE | L | Annual | Allowances Withdrawn (n:1) | Thousand Tons | 0 | 0 | 0 | 0 | 0 | 0 | 0 | 0
CT Fac. Spec. - SO2 Rate Annual v3.1, Unit 3138 and retrofits | 383 | 1769 | Rate Constraint in lbs/MMBtu | FALSE | L | Annual | Net Emissions Allowance Position | Thousand Tons | 0 | 0 | 0 | 0 | 0 | 0 | 0 | 0
CT Fac. Spec. - SO2 Rate Annual v3.1, Unit 3138 and retrofits | 383 | 1769 | Rate Constraint in lbs/MMBtu | FALSE | L | Annual | Fuel Consumed | TBtu | 2.9734 | 3.2477 | 3.2397 | 3.0767 | 3.0495 | 3.1402 | 3.0626 | 3.0999
CT Fac. Spec. - SO2 Rate Annual v3.1, Unit 3138 and retrofits | 383 | 1769 | Rate Constraint in lbs/MMBtu | FALSE | L | Annual | Rate | lb/MMBtu | 0 | 0 | 0 | 0 | 0 | 0 | 0 | 0
CT Fac. Spec. - SO2 Rate Annual v3.1, Unit 3138 and retrofits | 383 | 1769 | Rate Constraint in lbs/MMBtu | FALSE | L | Annual | Generation | TWh | 0.40378 | 0.44102 | 0.43994 | 0.4178 | 0.41411 | 0.42643 | 0.41589 | 0.42096
CT Fac. Spec. - SO2 Rate Annual v3.1, Unit 3138 and retrofits | 383 | 1769 | Rate Constraint in lbs/MMBtu | FALSE | L | Annual | Qualifying Generation | TWh | 0.40378 | 0.44102 | 0.43994 | 0.4178 | 0.41411 | 0.42643 | 0.41589 | 0.42096
CT Fac. Spec. - SO2 Rate Annual v3.1, Unit 3138 and retrofits | 383 | 1769 | Rate Constraint in lbs/MMBtu | FALSE | L | Annual | Rate | lb/MWh | 0 | 0 | 0 | 0 | 0 | 0 | 0 | 0
CT Fac. Spec. - SO2 Rate Annual v3.1, Unit 3138 and retrofits | 383 | 1769 | Rate Constraint in lbs/MMBtu | FALSE | L | Annual | Constraint Shadow Price | US2016$/Ton | 0 | 0 | 0 | 0 | 0 | 0 | 0 | 0
CT Fac. Spec. - SO2 Rate Annual v3.1, Unit 3139 and retrofits | 384 | 1769 | Rate Constraint in lbs/MMBtu | FALSE | L | Annual | Seasons Included | Seasons | Winter, WintShld, Summer | Winter, WintShld, Summer | Winter, WintShld, Summer | Winter, WintShld, Summer | Winter, WintShld, Summer | Winter, WintShld, Summer | Winter, WintShld, Summer | Winter, WintShld, Summer
CT Fac. Spec. - SO2 Rate Annual v3.1, Unit 3139 and retrofits | 384 | 1769 | Rate Constraint in lbs/MMBtu | FALSE | L | Annual | Standard SO2 | lb/MMBtu | 0.33 | 0.33 | 0.33 | 0.33 | 0.33 | 0.33 | 0.33 | 0.33
CT Fac. Spec. - SO2 Rate Annual v3.1, Unit 3139 and retrofits | 384 | 1769 | Rate Constraint in lbs/MMBtu | FALSE | L | Annual | Emissions at Affected Plants SO2 | Thousand Tons | 0 | 0 | 0 | 0 | 0 | 0 | 0 | 0
CT Fac. Spec. - SO2 Rate Annual v3.1, Unit 3139 and retrofits | 384 | 1769 | Rate Constraint in lbs/MMBtu | FALSE | L | Annual | Allowances Purchased SO2 | Thousand Tons | 0 | 0 | 0 | 0 | 0 | 0 | 0 | 0
CT Fac. Spec. - SO2 Rate Annual v3.1, Unit 3139 and retrofits | 384 | 1769 | Rate Constraint in lbs/MMBtu | FALSE | L | Annual | Allowances Sold SO2 | Thousand Tons | 0 | 0 | 0 | 0 | 0 | 0 | 0 | 0
CT Fac. Spec. - SO2 Rate Annual v3.1, Unit 3139 and retrofits | 384 | 1769 | Rate Constraint in lbs/MMBtu | FALSE | L | Annual | Allowances Banked | Thousand Tons | 0 | 0 | 0 | 0 | 0 | 0 | 0 | 0
CT Fac. Spec. - SO2 Rate Annual v3.1, Unit 3139 and retrofits | 384 | 1769 | Rate Constraint in lbs/MMBtu | FALSE | L | Annual | Allowances Withdrawn (1:1) | Thousand Tons | 0 | 0 | 0 | 0 | 0 | 0 | 0 | 0
CT Fac. Spec. - SO2 Rate Annual v3.1, Unit 3139 and retrofits | 384 | 1769 | Rate Constraint in lbs/MMBtu | FALSE | L | Annual | Allowances Withdrawn (n:1) | Thousand Tons | 0 | 0 | 0 | 0 | 0 | 0 | 0 | 0
CT Fac. Spec. - SO2 Rate Annual v3.1, Unit 3139 and retrofits | 384 | 1769 | Rate Constraint in lbs/MMBtu | FALSE | L | Annual | Net Emissions Allowance Position | Thousand Tons | 0 | 0 | 0 | 0 | 0 | 0 | 0 | 0
CT Fac. Spec. - SO2 Rate Annual v3.1, Unit 3139 and retrofits | 384 | 1769 | Rate Constraint in lbs/MMBtu | FALSE | L | Annual | Fuel Consumed | TBtu | 0 | 0 | 0 | 0 | 0 | 0 | 0 | 0
CT Fac. Spec. - SO2 Rate Annual v3.1, Unit 3139 and retrofits | 384 | 1769 | Rate Constraint in lbs/MMBtu | FALSE | L | Annual | Rate | lb/MMBtu | 0 | 0 | 0 | 0 | 0 | 0 | 0 | 0
CT Fac. Spec. - SO2 Rate Annual v3.1, Unit 3139 and retrofits | 384 | 1769 | Rate Constraint in lbs/MMBtu | FALSE | L | Annual | Generation | TWh | 0 | 0 | 0 | 0 | 0 | 0 | 0 | 0
CT Fac. Spec. - SO2 Rate Annual v3.1, Unit 3139 and retrofits | 384 | 1769 | Rate Constraint in lbs/MMBtu | FALSE | L | Annual | Qualifying Generation | TWh | 0 | 0 | 0 | 0 | 0 | 0 | 0 | 0
CT Fac. Spec. - SO2 Rate Annual v3.1, Unit 3139 and retrofits | 384 | 1769 | Rate Constraint in lbs/MMBtu | FALSE | L | Annual | Rate | lb/MWh | 0 | 0 | 0 | 0 | 0 | 0 | 0 | 0
CT Fac. Spec. - SO2 Rate Annual v3.1, Unit 3139 and retrofits | 384 | 1769 | Rate Constraint in lbs/MMBtu | FALSE | L | Annual | Constraint Shadow Price | US2016$/Ton | 0 | 0 | 0 | 0 | 0 | 0 | 0 | 0
CT Fac. Spec. - SO2 Rate Annual v3.1, Unit 3140 and retrofits | 385 | 1769 | Rate Constraint in lbs/MMBtu | FALSE | L | Annual | Seasons Included | Seasons | Winter, WintShld, Summer | Winter, WintShld, Summer | Winter, WintShld, Summer | Winter, WintShld, Summer | Winter, WintShld, Summer | Winter, WintShld, Summer | Winter, WintShld, Summer | Winter, WintShld, Summer
CT Fac. Spec. - SO2 Rate Annual v3.1, Unit 3140 and retrofits | 385 | 1769 | Rate Constraint in lbs/MMBtu | FALSE | L | Annual | Standard SO2 | lb/MMBtu | 0.33 | 0.33 | 0.33 | 0.33 | 0.33 | 0.33 | 0.33 | 0.33
CT Fac. Spec. - SO2 Rate Annual v3.1, Unit 3140 and retrofits | 385 | 1769 | Rate Constraint in lbs/MMBtu | FALSE | L | Annual | Emissions at Affected Plants SO2 | Thousand Tons | 0 | 0 | 0 | 0 | 0 | 0 | 0 | 0
CT Fac. Spec. - SO2 Rate Annual v3.1, Unit 3140 and retrofits | 385 | 1769 | Rate Constraint in lbs/MMBtu | FALSE | L | Annual | Allowances Purchased SO2 | Thousand Tons | 0 | 0 | 0 | 0 | 0 | 0 | 0 | 0
CT Fac. Spec. - SO2 Rate Annual v3.1, Unit 3140 and retrofits | 385 | 1769 | Rate Constraint in lbs/MMBtu | FALSE | L | Annual | Allowances Sold SO2 | Thousand Tons | 0 | 0 | 0 | 0 | 0 | 0 | 0 | 0
CT Fac. Spec. - SO2 Rate Annual v3.1, Unit 3140 and retrofits | 385 | 1769 | Rate Constraint in lbs/MMBtu | FALSE | L | Annual | Allowances Banked | Thousand Tons | 0 | 0 | 0 | 0 | 0 | 0 | 0 | 0
CT Fac. Spec. - SO2 Rate Annual v3.1, Unit 3140 and retrofits | 385 | 1769 | Rate Constraint in lbs/MMBtu | FALSE | L | Annual | Allowances Withdrawn (1:1) | Thousand Tons | 0 | 0 | 0 | 0 | 0 | 0 | 0 | 0
CT Fac. Spec. - SO2 Rate Annual v3.1, Unit 3140 and retrofits | 385 | 1769 | Rate Constraint in lbs/MMBtu | FALSE | L | Annual | Allowances Withdrawn (n:1) | Thousand Tons | 0 | 0 | 0 | 0 | 0 | 0 | 0 | 0
CT Fac. Spec. - SO2 Rate Annual v3.1, Unit 3140 and retrofits | 385 | 1769 | Rate Constraint in lbs/MMBtu | FALSE | L | Annual | Net Emissions Allowance Position | Thousand Tons | 0 | 0 | 0 | 0 | 0 | 0 | 0 | 0
CT Fac. Spec. - SO2 Rate Annual v3.1, Unit 3140 and retrofits | 385 | 1769 | Rate Constraint in lbs/MMBtu | FALSE | L | Annual | Fuel Consumed | TBtu | 3.2961 | 3.4101 | 3.4922 | 3.5977 | 3.3231 | 3.3932 | 3.3241 | 3.3305
CT Fac. Spec. - SO2 Rate Annual v3.1, Unit 3140 and retrofits | 385 | 1769 | Rate Constraint in lbs/MMBtu | FALSE | L | Annual | Rate | lb/MMBtu | 0 | 0 | 0 | 0 | 0 | 0 | 0 | 0
CT Fac. Spec. - SO2 Rate Annual v3.1, Unit 3140 and retrofits | 385 | 1769 | Rate Constraint in lbs/MMBtu | FALSE | L | Annual | Generation | TWh | 0.44772 | 0.4632 | 0.47435 | 0.48868 | 0.45138 | 0.4609 | 0.45152 | 0.4524
CT Fac. Spec. - SO2 Rate Annual v3.1, Unit 3140 and retrofits | 385 | 1769 | Rate Constraint in lbs/MMBtu | FALSE | L | Annual | Qualifying Generation | TWh | 0.44772 | 0.4632 | 0.47435 | 0.48868 | 0.45138 | 0.4609 | 0.45152 | 0.4524
CT Fac. Spec. - SO2 Rate Annual v3.1, Unit 3140 and retrofits | 385 | 1769 | Rate Constraint in lbs/MMBtu | FALSE | L | Annual | Rate | lb/MWh | 0 | 0 | 0 | 0 | 0 | 0 | 0 | 0
CT Fac. Spec. - SO2 Rate Annual v3.1, Unit 3140 and retrofits | 385 | 1769 | Rate Constraint in lbs/MMBtu | FALSE | L | Annual | Constraint Shadow Price | US2016$/Ton | 0 | 0 | 0 | 0 | 0 | 0 | 0 | 0
CT Fac. Spec. - SO2 Rate Annual v3.1, Unit 3141 and retrofits | 386 | 1769 | Rate Constraint in lbs/MMBtu | FALSE | L | Annual | Seasons Included | Seasons | Winter, WintShld, Summer | Winter, WintShld, Summer | Winter, WintShld, Summer | Winter, WintShld, Summer | Winter, WintShld, Summer | Winter, WintShld, Summer | Winter, WintShld, Summer | Winter, WintShld, Summer
CT Fac. Spec. - SO2 Rate Annual v3.1, Unit 3141 and retrofits | 386 | 1769 | Rate Constraint in lbs/MMBtu | FALSE | L | Annual | Standard SO2 | lb/MMBtu | 0.33 | 0.33 | 0.33 | 0.33 | 0.33 | 0.33 | 0.33 | 0.33
CT Fac. Spec. - SO2 Rate Annual v3.1, Unit 3141 and retrofits | 386 | 1769 | Rate Constraint in lbs/MMBtu | FALSE | L | Annual | Emissions at Affected Plants SO2 | Thousand Tons | 0 | 0 | 0 | 0 | 0 | 0 | 0 | 0
CT Fac. Spec. - SO2 Rate Annual v3.1, Unit 3141 and retrofits | 386 | 1769 | Rate Constraint in lbs/MMBtu | FALSE | L | Annual | Allowances Purchased SO2 | Thousand Tons | 0 | 0 | 0 | 0 | 0 | 0 | 0 | 0
CT Fac. Spec. - SO2 Rate Annual v3.1, Unit 3141 and retrofits | 386 | 1769 | Rate Constraint in lbs/MMBtu | FALSE | L | Annual | Allowances Sold SO2 | Thousand Tons | 0 | 0 | 0 | 0 | 0 | 0 | 0 | 0
CT Fac. Spec. - SO2 Rate Annual v3.1, Unit 3141 and retrofits | 386 | 1769 | Rate Constraint in lbs/MMBtu | FALSE | L | Annual | Allowances Banked | Thousand Tons | 0 | 0 | 0 | 0 | 0 | 0 | 0 | 0
CT Fac. Spec. - SO2 Rate Annual v3.1, Unit 3141 and retrofits | 386 | 1769 | Rate Constraint in lbs/MMBtu | FALSE | L | Annual | Allowances Withdrawn (1:1) | Thousand Tons | 0 | 0 | 0 | 0 | 0 | 0 | 0 | 0
CT Fac. Spec. - SO2 Rate Annual v3.1, Unit 3141 and retrofits | 386 | 1769 | Rate Constraint in lbs/MMBtu | FALSE | L | Annual | Allowances Withdrawn (n:1) | Thousand Tons | 0 | 0 | 0 | 0 | 0 | 0 | 0 | 0
CT Fac. Spec. - SO2 Rate Annual v3.1, Unit 3141 and retrofits | 386 | 1769 | Rate Constraint in lbs/MMBtu | FALSE | L | Annual | Net Emissions Allowance Position | Thousand Tons | 0 | 0 | 0 | 0 | 0 | 0 | 0 | 0
CT Fac. Spec. - SO2 Rate Annual v3.1, Unit 3141 and retrofits | 386 | 1769 | Rate Constraint in lbs/MMBtu | FALSE | L | Annual | Fuel Consumed | TBtu | 2.9076 | 2.9731 | 2.9731 | 1.7422 | 1.9218 | 1.8137 | 1.0113 | 1.3102
CT Fac. Spec. - SO2 Rate Annual v3.1, Unit 3141 and retrofits | 386 | 1769 | Rate Constraint in lbs/MMBtu | FALSE | L | Annual | Rate | lb/MMBtu | 0 | 0 | 0 | 0 | 0 | 0 | 0 | 0
CT Fac. Spec. - SO2 Rate Annual v3.1, Unit 3141 and retrofits | 386 | 1769 | Rate Constraint in lbs/MMBtu | FALSE | L | Annual | Generation | TWh | 0.39208 | 0.4009 | 0.4009 | 0.23493 | 0.25914 | 0.24456 | 0.13637 | 0.17668
CT Fac. Spec. - SO2 Rate Annual v3.1, Unit 3141 and retrofits | 386 | 1769 | Rate Constraint in lbs/MMBtu | FALSE | L | Annual | Qualifying Generation | TWh | 0.39208 | 0.4009 | 0.4009 | 0.23493 | 0.25914 | 0.24456 | 0.13637 | 0.17668
CT Fac. Spec. - SO2 Rate Annual v3.1, Unit 3141 and retrofits | 386 | 1769 | Rate Constraint in lbs/MMBtu | FALSE | L | Annual | Rate | lb/MWh | 0 | 0 | 0 | 0 | 0 | 0 | 0 | 0
CT Fac. Spec. - SO2 Rate Annual v3.1, Unit 3141 and retrofits | 386 | 1769 | Rate Constraint in lbs/MMBtu | FALSE | L | Annual | Constraint Shadow Price | US2016$/Ton | 0 | 0 | 0 | 0 | 0 | 0 | 0 | 0
CT Fac. Spec. - SO2 Rate Annual v3.1, Unit 3142 and retrofits | 387 | 1769 | Rate Constraint in lbs/MMBtu | FALSE | L | Annual | Seasons Included | Seasons | Winter, WintShld, Summer | Winter, WintShld, Summer | Winter, WintShld, Summer | Winter, WintShld, Summer | Winter, WintShld, Summer | Winter, WintShld, Summer | Winter, WintShld, Summer | Winter, WintShld, Summer
CT Fac. Spec. - SO2 Rate Annual v3.1, Unit 3142 and retrofits | 387 | 1769 | Rate Constraint in lbs/MMBtu | FALSE | L | Annual | Standard SO2 | lb/MMBtu | 0.33 | 0.33 | 0.33 | 0.33 | 0.33 | 0.33 | 0.33 | 0.33
CT Fac. Spec. - SO2 Rate Annual v3.1, Unit 3142 and retrofits | 387 | 1769 | Rate Constraint in lbs/MMBtu | FALSE | L | Annual | Emissions at Affected Plants SO2 | Thousand Tons | 0 | 0 | 0 | 0 | 0 | 0 | 0 | 0
CT Fac. Spec. - SO2 Rate Annual v3.1, Unit 3142 and retrofits | 387 | 1769 | Rate Constraint in lbs/MMBtu | FALSE | L | Annual | Allowances Purchased SO2 | Thousand Tons | 0 | 0 | 0 | 0 | 0 | 0 | 0 | 0
CT Fac. Spec. - SO2 Rate Annual v3.1, Unit 3142 and retrofits | 387 | 1769 | Rate Constraint in lbs/MMBtu | FALSE | L | Annual | Allowances Sold SO2 | Thousand Tons | 0 | 0 | 0 | 0 | 0 | 0 | 0 | 0
CT Fac. Spec. - SO2 Rate Annual v3.1, Unit 3142 and retrofits | 387 | 1769 | Rate Constraint in lbs/MMBtu | FALSE | L | Annual | Allowances Banked | Thousand Tons | 0 | 0 | 0 | 0 | 0 | 0 | 0 | 0
CT Fac. Spec. - SO2 Rate Annual v3.1, Unit 3142 and retrofits | 387 | 1769 | Rate Constraint in lbs/MMBtu | FALSE | L | Annual | Allowances Withdrawn (1:1) | Thousand Tons | 0 | 0 | 0 | 0 | 0 | 0 | 0 | 0
CT Fac. Spec. - SO2 Rate Annual v3.1, Unit 3142 and retrofits | 387 | 1769 | Rate Constraint in lbs/MMBtu | FALSE | L | Annual | Allowances Withdrawn (n:1) | Thousand Tons | 0 | 0 | 0 | 0 | 0 | 0 | 0 | 0
CT Fac. Spec. - SO2 Rate Annual v3.1, Unit 3142 and retrofits | 387 | 1769 | Rate Constraint in lbs/MMBtu | FALSE | L | Annual | Net Emissions Allowance Position | Thousand Tons | 0 | 0 | 0 | 0 | 0 | 0 | 0 | 0
CT Fac. Spec. - SO2 Rate Annual v3.1, Unit 3142 and retrofits | 387 | 1769 | Rate Constraint in lbs/MMBtu | FALSE | L | Annual | Fuel Consumed | TBtu | 2.9346 | 3.0006 | 3.0175 | 2.9668 | 2.966 | 2.9701 | 1.5336 | 1.3699
CT Fac. Spec. - SO2 Rate Annual v3.1, Unit 3142 and retrofits | 387 | 1769 | Rate Constraint in lbs/MMBtu | FALSE | L | Annual | Rate | lb/MMBtu | 0 | 0 | 0 | 0 | 0 | 0 | 0 | 0
CT Fac. Spec. - SO2 Rate Annual v3.1, Unit 3142 and retrofits | 387 | 1769 | Rate Constraint in lbs/MMBtu | FALSE | L | Annual | Generation | TWh | 0.39592 | 0.40483 | 0.4071 | 0.40027 | 0.40016 | 0.40071 | 0.20691 | 0.18482
CT Fac. Spec. - SO2 Rate Annual v3.1, Unit 3142 and retrofits | 387 | 1769 | Rate Constraint in lbs/MMBtu | FALSE | L | Annual | Qualifying Generation | TWh | 0.39592 | 0.40483 | 0.4071 | 0.40027 | 0.40016 | 0.40071 | 0.20691 | 0.18482
CT Fac. Spec. - SO2 Rate Annual v3.1, Unit 3142 and retrofits | 387 | 1769 | Rate Constraint in lbs/MMBtu | FALSE | L | Annual | Rate | lb/MWh | 0 | 0 | 0 | 0 | 0 | 0 | 0 | 0
CT Fac. Spec. - SO2 Rate Annual v3.1, Unit 3142 and retrofits | 387 | 1769 | Rate Constraint in lbs/MMBtu | FALSE | L | Annual | Constraint Shadow Price | US2016$/Ton | 0 | 0 | 0 | 0 | 0 | 0 | 0 | 0
CT Fac. Spec. - SO2 Rate Annual v3.1, Unit 3144 and retrofits | 388 | 1769 | Rate Constraint in lbs/MMBtu | FALSE | L | Annual | Seasons Included | Seasons | Winter, WintShld, Summer | Winter, WintShld, Summer | Winter, WintShld, Summer | Winter, WintShld, Summer | Winter, WintShld, Summer | Winter, WintShld, Summer | Winter, WintShld, Summer | Winter, WintShld, Summer
CT Fac. Spec. - SO2 Rate Annual v3.1, Unit 3144 and retrofits | 388 | 1769 | Rate Constraint in lbs/MMBtu | FALSE | L | Annual | Standard SO2 | lb/MMBtu | 0.33 | 0.33 | 0.33 | 0.33 | 0.33 | 0.33 | 0.33 | 0.33
CT Fac. Spec. - SO2 Rate Annual v3.1, Unit 3144 and retrofits | 388 | 1769 | Rate Constraint in lbs/MMBtu | FALSE | L | Annual | Emissions at Affected Plants SO2 | Thousand Tons | 0 | 0 | 0 | 0 | 0 | 0 | 0 | 0
CT Fac. Spec. - SO2 Rate Annual v3.1, Unit 3144 and retrofits | 388 | 1769 | Rate Constraint in lbs/MMBtu | FALSE | L | Annual | Allowances Purchased SO2 | Thousand Tons | 0 | 0 | 0 | 0 | 0 | 0 | 0 | 0
CT Fac. Spec. - SO2 Rate Annual v3.1, Unit 3144 and retrofits | 388 | 1769 | Rate Constraint in lbs/MMBtu | FALSE | L | Annual | Allowances Sold SO2 | Thousand Tons | 0 | 0 | 0 | 0 | 0 | 0 | 0 | 0
CT Fac. Spec. - SO2 Rate Annual v3.1, Unit 3144 and retrofits | 388 | 1769 | Rate Constraint in lbs/MMBtu | FALSE | L | Annual | Allowances Banked | Thousand Tons | 0 | 0 | 0 | 0 | 0 | 0 | 0 | 0
CT Fac. Spec. - SO2 Rate Annual v3.1, Unit 3144 and retrofits | 388 | 1769 | Rate Constraint in lbs/MMBtu | FALSE | L | Annual | Allowances Withdrawn (1:1) | Thousand Tons | 0 | 0 | 0 | 0 | 0 | 0 | 0 | 0
CT Fac. Spec. - SO2 Rate Annual v3.1, Unit 3144 and retrofits | 388 | 1769 | Rate Constraint in lbs/MMBtu | FALSE | L | Annual | Allowances Withdrawn (n:1) | Thousand Tons | 0 | 0 | 0 | 0 | 0 | 0 | 0 | 0
CT Fac. Spec. - SO2 Rate Annual v3.1, Unit 3144 and retrofits | 388 | 1769 | Rate Constraint in lbs/MMBtu | FALSE | L | Annual | Net Emissions Allowance Position | Thousand Tons | 0 | 0 | 0 | 0 | 0 | 0 | 0 | 0
CT Fac. Spec. - SO2 Rate Annual v3.1, Unit 3144 and retrofits | 388 | 1769 | Rate Constraint in lbs/MMBtu | FALSE | L | Annual | Fuel Consumed | TBtu | 0.46852 | 0.44861 | 0.44861 | 0.16031 | 0.14189 | 0.15842 | 0.16559 | 0.16519
CT Fac. Spec. - SO2 Rate Annual v3.1, Unit 3144 and retrofits | 388 | 1769 | Rate Constraint in lbs/MMBtu | FALSE | L | Annual | Rate | lb/MMBtu | 0 | 0 | 0 | 0 | 0 | 0 | 0 | 0
CT Fac. Spec. - SO2 Rate Annual v3.1, Unit 3144 and retrofits | 388 | 1769 | Rate Constraint in lbs/MMBtu | FALSE | L | Annual | Generation | TWh | 0.066856 | 0.064014 | 0.064014 | 0.022875 | 0.020246 | 0.022605 | 0.023629 | 0.023572
CT Fac. Spec. - SO2 Rate Annual v3.1, Unit 3144 and retrofits | 388 | 1769 | Rate Constraint in lbs/MMBtu | FALSE | L | Annual | Qualifying Generation | TWh | 0.066856 | 0.064014 | 0.064014 | 0.022875 | 0.020246 | 0.022605 | 0.023629 | 0.023572
CT Fac. Spec. - SO2 Rate Annual v3.1, Unit 3144 and retrofits | 388 | 1769 | Rate Constraint in lbs/MMBtu | FALSE | L | Annual | Rate | lb/MWh | 0 | 0 | 0 | 0 | 0 | 0 | 0 | 0
CT Fac. Spec. - SO2 Rate Annual v3.1, Unit 3144 and retrofits | 388 | 1769 | Rate Constraint in lbs/MMBtu | FALSE | L | Annual | Constraint Shadow Price | US2016$/Ton | 0 | 0 | 0 | 0 | 0 | 0 | 0 | 0
CT Fac. Spec. - SO2 Rate Annual v3.1, Unit 3145 and retrofits | 389 | 1769 | Rate Constraint in lbs/MMBtu | FALSE | L | Annual | Seasons Included | Seasons | Winter, WintShld, Summer | Winter, WintShld, Summer | Winter, WintShld, Summer | Winter, WintShld, Summer | Winter, WintShld, Summer | Winter, WintShld, Summer | Winter, WintShld, Summer | Winter, WintShld, Summer
CT Fac. Spec. - SO2 Rate Annual v3.1, Unit 3145 and retrofits | 389 | 1769 | Rate Constraint in lbs/MMBtu | FALSE | L | Annual | Standard SO2 | lb/MMBtu | 0.33 | 0.33 | 0.33 | 0.33 | 0.33 | 0.33 | 0.33 | 0.33
CT Fac. Spec. - SO2 Rate Annual v3.1, Unit 3145 and retrofits | 389 | 1769 | Rate Constraint in lbs/MMBtu | FALSE | L | Annual | Emissions at Affected Plants SO2 | Thousand Tons | 0 | 0 | 0 | 0 | 0 | 0 | 0 | 0
CT Fac. Spec. - SO2 Rate Annual v3.1, Unit 3145 and retrofits | 389 | 1769 | Rate Constraint in lbs/MMBtu | FALSE | L | Annual | Allowances Purchased SO2 | Thousand Tons | 0 | 0 | 0 | 0 | 0 | 0 | 0 | 0
CT Fac. Spec. - SO2 Rate Annual v3.1, Unit 3145 and retrofits | 389 | 1769 | Rate Constraint in lbs/MMBtu | FALSE | L | Annual | Allowances Sold SO2 | Thousand Tons | 0 | 0 | 0 | 0 | 0 | 0 | 0 | 0
CT Fac. Spec. - SO2 Rate Annual v3.1, Unit 3145 and retrofits | 389 | 1769 | Rate Constraint in lbs/MMBtu | FALSE | L | Annual | Allowances Banked | Thousand Tons | 0 | 0 | 0 | 0 | 0 | 0 | 0 | 0
CT Fac. Spec. - SO2 Rate Annual v3.1, Unit 3145 and retrofits | 389 | 1769 | Rate Constraint in lbs/MMBtu | FALSE | L | Annual | Allowances Withdrawn (1:1) | Thousand Tons | 0 | 0 | 0 | 0 | 0 | 0 | 0 | 0
CT Fac. Spec. - SO2 Rate Annual v3.1, Unit 3145 and retrofits | 389 | 1769 | Rate Constraint in lbs/MMBtu | FALSE | L | Annual | Allowances Withdrawn (n:1) | Thousand Tons | 0 | 0 | 0 | 0 | 0 | 0 | 0 | 0
CT Fac. Spec. - SO2 Rate Annual v3.1, Unit 3145 and retrofits | 389 | 1769 | Rate Constraint in lbs/MMBtu | FALSE | L | Annual | Net Emissions Allowance Position | Thousand Tons | 0 | 0 | 0 | 0 | 0 | 0 | 0 | 0
CT Fac. Spec. - SO2 Rate Annual v3.1, Unit 3145 and retrofits | 389 | 1769 | Rate Constraint in lbs/MMBtu | FALSE | L | Annual | Fuel Consumed | TBtu | 10.8238 | 10.8238 | 10.8238 | 10.7279 | 10.5068 | 10.8238 | 10.0537 | 9.9568
CT Fac. Spec. - SO2 Rate Annual v3.1, Unit 3145 and retrofits | 389 | 1769 | Rate Constraint in lbs/MMBtu | FALSE | L | Annual | Rate | lb/MMBtu | 0 | 0 | 0 | 0 | 0 | 0 | 0 | 0
CT Fac. Spec. - SO2 Rate Annual v3.1, Unit 3145 and retrofits | 389 | 1769 | Rate Constraint in lbs/MMBtu | FALSE | L | Annual | Generation | TWh | 1.7318 | 1.7318 | 1.7318 | 1.7165 | 1.6811 | 1.7318 | 1.6086 | 1.5931
CT Fac. Spec. - SO2 Rate Annual v3.1, Unit 3145 and retrofits | 389 | 1769 | Rate Constraint in lbs/MMBtu | FALSE | L | Annual | Qualifying Generation | TWh | 1.7318 | 1.7318 | 1.7318 | 1.7165 | 1.6811 | 1.7318 | 1.6086 | 1.5931
CT Fac. Spec. - SO2 Rate Annual v3.1, Unit 3145 and retrofits | 389 | 1769 | Rate Constraint in lbs/MMBtu | FALSE | L | Annual | Rate | lb/MWh | 0 | 0 | 0 | 0 | 0 | 0 | 0 | 0
CT Fac. Spec. - SO2 Rate Annual v3.1, Unit 3145 and retrofits | 389 | 1769 | Rate Constraint in lbs/MMBtu | FALSE | L | Annual | Constraint Shadow Price | US2016$/Ton | 0 | 0 | 0 | 0 | 0 | 0 | 0 | 0
CT Fac. Spec. - SO2 Rate Annual v3.1, Unit 3146 and retrofits | 390 | 1769 | Rate Constraint in lbs/MMBtu | FALSE | L | Annual | Seasons Included | Seasons | Winter, WintShld, Summer | Winter, WintShld, Summer | Winter, WintShld, Summer | Winter, WintShld, Summer | Winter, WintShld, Summer | Winter, WintShld, Summer | Winter, WintShld, Summer | Winter, WintShld, Summer
CT Fac. Spec. - SO2 Rate Annual v3.1, Unit 3146 and retrofits | 390 | 1769 | Rate Constraint in lbs/MMBtu | FALSE | L | Annual | Standard SO2 | lb/MMBtu | 0.33 | 0.33 | 0.33 | 0.33 | 0.33 | 0.33 | 0.33 | 0.33
CT Fac. Spec. - SO2 Rate Annual v3.1, Unit 3146 and retrofits | 390 | 1769 | Rate Constraint in lbs/MMBtu | FALSE | L | Annual | Emissions at Affected Plants SO2 | Thousand Tons | 0 | 0 | 0 | 0 | 0 | 0 | 0 | 0
CT Fac. Spec. - SO2 Rate Annual v3.1, Unit 3146 and retrofits | 390 | 1769 | Rate Constraint in lbs/MMBtu | FALSE | L | Annual | Allowances Purchased SO2 | Thousand Tons | 0 | 0 | 0 | 0 | 0 | 0 | 0 | 0
CT Fac. Spec. - SO2 Rate Annual v3.1, Unit 3146 and retrofits | 390 | 1769 | Rate Constraint in lbs/MMBtu | FALSE | L | Annual | Allowances Sold SO2 | Thousand Tons | 0 | 0 | 0 | 0 | 0 | 0 | 0 | 0
CT Fac. Spec. - SO2 Rate Annual v3.1, Unit 3146 and retrofits | 390 | 1769 | Rate Constraint in lbs/MMBtu | FALSE | L | Annual | Allowances Banked | Thousand Tons | 0 | 0 | 0 | 0 | 0 | 0 | 0 | 0
CT Fac. Spec. - SO2 Rate Annual v3.1, Unit 3146 and retrofits | 390 | 1769 | Rate Constraint in lbs/MMBtu | FALSE | L | Annual | Allowances Withdrawn (1:1) | Thousand Tons | 0 | 0 | 0 | 0 | 0 | 0 | 0 | 0
CT Fac. Spec. - SO2 Rate Annual v3.1, Unit 3146 and retrofits | 390 | 1769 | Rate Constraint in lbs/MMBtu | FALSE | L | Annual | Allowances Withdrawn (n:1) | Thousand Tons | 0 | 0 | 0 | 0 | 0 | 0 | 0 | 0
CT Fac. Spec. - SO2 Rate Annual v3.1, Unit 3146 and retrofits | 390 | 1769 | Rate Constraint in lbs/MMBtu | FALSE | L | Annual | Net Emissions Allowance Position | Thousand Tons | 0 | 0 | 0 | 0 | 0 | 0 | 0 | 0
CT Fac. Spec. - SO2 Rate Annual v3.1, Unit 3146 and retrofits | 390 | 1769 | Rate Constraint in lbs/MMBtu | FALSE | L | Annual | Fuel Consumed | TBtu | 10.8238 | 10.8238 | 10.8238 | 9.4415 | 9.3869 | 10.8238 | 9.4415 | 9.3869
CT Fac. Spec. - SO2 Rate Annual v3.1, Unit 3146 and retrofits | 390 | 1769 | Rate Constraint in lbs/MMBtu | FALSE | L | Annual | Rate | lb/MMBtu | 0 | 0 | 0 | 0 | 0 | 0 | 0 | 0
CT Fac. Spec. - SO2 Rate Annual v3.1, Unit 3146 and retrofits | 390 | 1769 | Rate Constraint in lbs/MMBtu | FALSE | L | Annual | Generation | TWh | 1.7318 | 1.7318 | 1.7318 | 1.5106 | 1.5019 | 1.7318 | 1.5106 | 1.5019
CT Fac. Spec. - SO2 Rate Annual v3.1, Unit 3146 and retrofits | 390 | 1769 | Rate Constraint in lbs/MMBtu | FALSE | L | Annual | Qualifying Generation | TWh | 1.7318 | 1.7318 | 1.7318 | 1.5106 | 1.5019 | 1.7318 | 1.5106 | 1.5019
CT Fac. Spec. - SO2 Rate Annual v3.1, Unit 3146 and retrofits | 390 | 1769 | Rate Constraint in lbs/MMBtu | FALSE | L | Annual | Rate | lb/MWh | 0 | 0 | 0 | 0 | 0 | 0 | 0 | 0
CT Fac. Spec. - SO2 Rate Annual v3.1, Unit 3146 and retrofits | 390 | 1769 | Rate Constraint in lbs/MMBtu | FALSE | L | Annual | Constraint Shadow Price | US2016$/Ton | 0 | 0 | 0 | 0 | 0 | 0 | 0 | 0
CT Fac. Spec. - SO2 Rate Annual v3.1, Unit 3147 and retrofits | 391 | 1769 | Rate Constraint in lbs/MMBtu | FALSE | L | Annual | Seasons Included | Seasons | Winter, WintShld, Summer | Winter, WintShld, Summer | Winter, WintShld, Summer | Winter, WintShld, Summer | Winter, WintShld, Summer | Winter, WintShld, Summer | Winter, WintShld, Summer | Winter, WintShld, Summer
CT Fac. Spec. - SO2 Rate Annual v3.1, Unit 3147 and retrofits | 391 | 1769 | Rate Constraint in lbs/MMBtu | FALSE | L | Annual | Standard SO2 | lb/MMBtu | 0.33 | 0.33 | 0.33 | 0.33 | 0.33 | 0.33 | 0.33 | 0.33
CT Fac. Spec. - SO2 Rate Annual v3.1, Unit 3147 and retrofits | 391 | 1769 | Rate Constraint in lbs/MMBtu | FALSE | L | Annual | Emissions at Affected Plants SO2 | Thousand Tons | 0 | 0 | 0 | 0 | 0 | 0 | 0 | 0
CT Fac. Spec. - SO2 Rate Annual v3.1, Unit 3147 and retrofits | 391 | 1769 | Rate Constraint in lbs/MMBtu | FALSE | L | Annual | Allowances Purchased SO2 | Thousand Tons | 0 | 0 | 0 | 0 | 0 | 0 | 0 | 0
CT Fac. Spec. - SO2 Rate Annual v3.1, Unit 3147 and retrofits | 391 | 1769 | Rate Constraint in lbs/MMBtu | FALSE | L | Annual | Allowances Sold SO2 | Thousand Tons | 0 | 0 | 0 | 0 | 0 | 0 | 0 | 0
CT Fac. Spec. - SO2 Rate Annual v3.1, Unit 3147 and retrofits | 391 | 1769 | Rate Constraint in lbs/MMBtu | FALSE | L | Annual | Allowances Banked | Thousand Tons | 0 | 0 | 0 | 0 | 0 | 0 | 0 | 0
CT Fac. Spec. - SO2 Rate Annual v3.1, Unit 3147 and retrofits | 391 | 1769 | Rate Constraint in lbs/MMBtu | FALSE | L | Annual | Allowances Withdrawn (1:1) | Thousand Tons | 0 | 0 | 0 | 0 | 0 | 0 | 0 | 0
CT Fac. Spec. - SO2 Rate Annual v3.1, Unit 3147 and retrofits | 391 | 1769 | Rate Constraint in lbs/MMBtu | FALSE | L | Annual | Allowances Withdrawn (n:1) | Thousand Tons | 0 | 0 | 0 | 0 | 0 | 0 | 0 | 0
CT Fac. Spec. - SO2 Rate Annual v3.1, Unit 3147 and retrofits | 391 | 1769 | Rate Constraint in lbs/MMBtu | FALSE | L | Annual | Net Emissions Allowance Position | Thousand Tons | 0 | 0 | 0 | 0 | 0 | 0 | 0 | 0
CT Fac. Spec. - SO2 Rate Annual v3.1, Unit 3147 and retrofits | 391 | 1769 | Rate Constraint in lbs/MMBtu | FALSE | L | Annual | Fuel Consumed | TBtu | 12.8718 | 12.8718 | 12.5156 | 11.3975 | 11.2038 | 12.5461 | 11.1777 | 11.1959
CT Fac. Spec. - SO2 Rate Annual v3.1, Unit 3147 and retrofits | 391 | 1769 | Rate Constraint in lbs/MMBtu | FALSE | L | Annual | Rate | lb/MMBtu | 0 | 0 | 0 | 0 | 0 | 0 | 0 | 0
CT Fac. Spec. - SO2 Rate Annual v3.1, Unit 3147 and retrofits | 391 | 1769 | Rate Constraint in lbs/MMBtu | FALSE | L | Annual | Generation | TWh | 2.0595 | 2.0595 | 2.0025 | 1.8236 | 1.7926 | 2.0074 | 1.7884 | 1.7913
CT Fac. Spec. - SO2 Rate Annual v3.1, Unit 3147 and retrofits | 391 | 1769 | Rate Constraint in lbs/MMBtu | FALSE | L | Annual | Qualifying Generation | TWh | 2.0595 | 2.0595 | 2.0025 | 1.8236 | 1.7926 | 2.0074 | 1.7884 | 1.7913
CT Fac. Spec. - SO2 Rate Annual v3.1, Unit 3147 and retrofits | 391 | 1769 | Rate Constraint in lbs/MMBtu | FALSE | L | Annual | Rate | lb/MWh | 0 | 0 | 0 | 0 | 0 | 0 | 0 | 0
CT Fac. Spec. - SO2 Rate Annual v3.1, Unit 3147 and retrofits | 391 | 1769 | Rate Constraint in lbs/MMBtu | FALSE | L | Annual | Constraint Shadow Price | US2016$/Ton | 0 | 0 | 0 | 0 | 0 | 0 | 0 | 0
CT Fac. Spec. - SO2 Rate Annual v3.1, Unit 3148 and retrofits | 392 | 1769 | Rate Constraint in lbs/MMBtu | FALSE | L | Annual | Seasons Included | Seasons | Winter, WintShld, Summer | Winter, WintShld, Summer | Winter, WintShld, Summer | Winter, WintShld, Summer | Winter, WintShld, Summer | Winter, WintShld, Summer | Winter, WintShld, Summer | Winter, WintShld, Summer
CT Fac. Spec. - SO2 Rate Annual v3.1, Unit 3148 and retrofits | 392 | 1769 | Rate Constraint in lbs/MMBtu | FALSE | L | Annual | Standard SO2 | lb/MMBtu | 0.33 | 0.33 | 0.33 | 0.33 | 0.33 | 0.33 | 0.33 | 0.33
CT Fac. Spec. - SO2 Rate Annual v3.1, Unit 3148 and retrofits | 392 | 1769 | Rate Constraint in lbs/MMBtu | FALSE | L | Annual | Emissions at Affected Plants SO2 | Thousand Tons | 0 | 0 | 0 | 0 | 0 | 0 | 0 | 0
CT Fac. Spec. - SO2 Rate Annual v3.1, Unit 3148 and retrofits | 392 | 1769 | Rate Constraint in lbs/MMBtu | FALSE | L | Annual | Allowances Purchased SO2 | Thousand Tons | 0 | 0 | 0 | 0 | 0 | 0 | 0 | 0
CT Fac. Spec. - SO2 Rate Annual v3.1, Unit 3148 and retrofits | 392 | 1769 | Rate Constraint in lbs/MMBtu | FALSE | L | Annual | Allowances Sold SO2 | Thousand Tons | 0 | 0 | 0 | 0 | 0 | 0 | 0 | 0
CT Fac. Spec. - SO2 Rate Annual v3.1, Unit 3148 and retrofits | 392 | 1769 | Rate Constraint in lbs/MMBtu | FALSE | L | Annual | Allowances Banked | Thousand Tons | 0 | 0 | 0 | 0 | 0 | 0 | 0 | 0
CT Fac. Spec. - SO2 Rate Annual v3.1, Unit 3148 and retrofits | 392 | 1769 | Rate Constraint in lbs/MMBtu | FALSE | L | Annual | Allowances Withdrawn (1:1) | Thousand Tons | 0 | 0 | 0 | 0 | 0 | 0 | 0 | 0
CT Fac. Spec. - SO2 Rate Annual v3.1, Unit 3148 and retrofits | 392 | 1769 | Rate Constraint in lbs/MMBtu | FALSE | L | Annual | Allowances Withdrawn (n:1) | Thousand Tons | 0 | 0 | 0 | 0 | 0 | 0 | 0 | 0
CT Fac. Spec. - SO2 Rate Annual v3.1, Unit 3148 and retrofits | 392 | 1769 | Rate Constraint in lbs/MMBtu | FALSE | L | Annual | Net Emissions Allowance Position | Thousand Tons | 0 | 0 | 0 | 0 | 0 | 0 | 0 | 0
CT Fac. Spec. - SO2 Rate Annual v3.1, Unit 3148 and retrofits | 392 | 1769 | Rate Constraint in lbs/MMBtu | FALSE | L | Annual | Fuel Consumed | TBtu | 4.2356 | 3.6734 | 3.984 | 4.0088 | 3.9269 | 4.3843 | 3.521 | 4.0426
CT Fac. Spec. - SO2 Rate Annual v3.1, Unit 3148 and retrofits | 392 | 1769 | Rate Constraint in lbs/MMBtu | FALSE | L | Annual | Rate | lb/MMBtu | 0 | 0 | 0 | 0 | 0 | 0 | 0 | 0
CT Fac. Spec. - SO2 Rate Annual v3.1, Unit 3148 and retrofits | 392 | 1769 | Rate Constraint in lbs/MMBtu | FALSE | L | Annual | Generation | TWh | 0.59265 | 0.51398 | 0.55744 | 0.56091 | 0.54945 | 0.61345 | 0.49266 | 0.56564
CT Fac. Spec. - SO2 Rate Annual v3.1, Unit 3148 and retrofits | 392 | 1769 | Rate Constraint in lbs/MMBtu | FALSE | L | Annual | Qualifying Generation | TWh | 0.59265 | 0.51398 | 0.55744 | 0.56091 | 0.54945 | 0.61345 | 0.49266 | 0.56564
CT Fac. Spec. - SO2 Rate Annual v3.1, Unit 3148 and retrofits | 392 | 1769 | Rate Constraint in lbs/MMBtu | FALSE | L | Annual | Rate | lb/MWh | 0 | 0 | 0 | 0 | 0 | 0 | 0 | 0
CT Fac. Spec. - SO2 Rate Annual v3.1, Unit 3148 and retrofits | 392 | 1769 | Rate Constraint in lbs/MMBtu | FALSE | L | Annual | Constraint Shadow Price | US2016$/Ton | 0 | 0 | 0 | 0 | 0 | 0 | 0 | 0
CT Fac. Spec. - SO2 Rate Annual v3.1, Unit 3149 and retrofits | 393 | 1769 | Rate Constraint in lbs/MMBtu | FALSE | L | Annual | Seasons Included | Seasons | Winter, WintShld, Summer | Winter, WintShld, Summer | Winter, WintShld, Summer | Winter, WintShld, Summer | Winter, WintShld, Summer | Winter, WintShld, Summer | Winter, WintShld, Summer | Winter, WintShld, Summer
CT Fac. Spec. - SO2 Rate Annual v3.1, Unit 3149 and retrofits | 393 | 1769 | Rate Constraint in lbs/MMBtu | FALSE | L | Annual | Standard SO2 | lb/MMBtu | 0.33 | 0.33 | 0.33 | 0.33 | 0.33 | 0.33 | 0.33 | 0.33
CT Fac. Spec. - SO2 Rate Annual v3.1, Unit 3149 and retrofits | 393 | 1769 | Rate Constraint in lbs/MMBtu | FALSE | L | Annual | Emissions at Affected Plants SO2 | Thousand Tons | 0 | 0 | 0 | 0 | 0 | 0 | 0 | 0
CT Fac. Spec. - SO2 Rate Annual v3.1, Unit 3149 and retrofits | 393 | 1769 | Rate Constraint in lbs/MMBtu | FALSE | L | Annual | Allowances Purchased SO2 | Thousand Tons | 0 | 0 | 0 | 0 | 0 | 0 | 0 | 0
CT Fac. Spec. - SO2 Rate Annual v3.1, Unit 3149 and retrofits | 393 | 1769 | Rate Constraint in lbs/MMBtu | FALSE | L | Annual | Allowances Sold SO2 | Thousand Tons | 0 | 0 | 0 | 0 | 0 | 0 | 0 | 0
CT Fac. Spec. - SO2 Rate Annual v3.1, Unit 3149 and retrofits | 393 | 1769 | Rate Constraint in lbs/MMBtu | FALSE | L | Annual | Allowances Banked | Thousand Tons | 0 | 0 | 0 | 0 | 0 | 0 | 0 | 0
CT Fac. Spec. - SO2 Rate Annual v3.1, Unit 3149 and retrofits | 393 | 1769 | Rate Constraint in lbs/MMBtu | FALSE | L | Annual | Allowances Withdrawn (1:1) | Thousand Tons | 0 | 0 | 0 | 0 | 0 | 0 | 0 | 0
CT Fac. Spec. - SO2 Rate Annual v3.1, Unit 3149 and retrofits | 393 | 1769 | Rate Constraint in lbs/MMBtu | FALSE | L | Annual | Allowances Withdrawn (n:1) | Thousand Tons | 0 | 0 | 0 | 0 | 0 | 0 | 0 | 0
CT Fac. Spec. - SO2 Rate Annual v3.1, Unit 3149 and retrofits | 393 | 1769 | Rate Constraint in lbs/MMBtu | FALSE | L | Annual | Net Emissions Allowance Position | Thousand Tons | 0 | 0 | 0 | 0 | 0 | 0 | 0 | 0
CT Fac. Spec. - SO2 Rate Annual v3.1, Unit 3149 and retrofits | 393 | 1769 | Rate Constraint in lbs/MMBtu | FALSE | L | Annual | Fuel Consumed | TBtu | 3.9809 | 3.503 | 4.0901 | 3.8935 | 3.5981 | 4.3555 | 3.521 | 4.029
CT Fac. Spec. - SO2 Rate Annual v3.1, Unit 3149 and retrofits | 393 | 1769 | Rate Constraint in lbs/MMBtu | FALSE | L | Annual | Rate | lb/MMBtu | 0 | 0 | 0 | 0 | 0 | 0 | 0 | 0
CT Fac. Spec. - SO2 Rate Annual v3.1, Unit 3149 and retrofits | 393 | 1769 | Rate Constraint in lbs/MMBtu | FALSE | L | Annual | Generation | TWh | 0.55701 | 0.49013 | 0.57229 | 0.54478 | 0.50345 | 0.60942 | 0.49266 | 0.56373
CT Fac. Spec. - SO2 Rate Annual v3.1, Unit 3149 and retrofits | 393 | 1769 | Rate Constraint in lbs/MMBtu | FALSE | L | Annual | Qualifying Generation | TWh | 0.55701 | 0.49013 | 0.57229 | 0.54478 | 0.50345 | 0.60942 | 0.49266 | 0.56373
CT Fac. Spec. - SO2 Rate Annual v3.1, Unit 3149 and retrofits | 393 | 1769 | Rate Constraint in lbs/MMBtu | FALSE | L | Annual | Rate | lb/MWh | 0 | 0 | 0 | 0 | 0 | 0 | 0 | 0
CT Fac. Spec. - SO2 Rate Annual v3.1, Unit 3149 and retrofits | 393 | 1769 | Rate Constraint in lbs/MMBtu | FALSE | L | Annual | Constraint Shadow Price | US2016$/Ton | 0 | 0 | 0 | 0 | 0 | 0 | 0 | 0
CT Fac. Spec. - SO2 Rate Annual v3.1, Unit 3150 and retrofits | 394 | 1769 | Rate Constraint in lbs/MMBtu | FALSE | L | Annual | Seasons Included | Seasons | Winter, WintShld, Summer | Winter, WintShld, Summer | Winter, WintShld, Summer | Winter, WintShld, Summer | Winter, WintShld, Summer | Winter, WintShld, Summer | Winter, WintShld, Summer | Winter, WintShld, Summer
CT Fac. Spec. - SO2 Rate Annual v3.1, Unit 3150 and retrofits | 394 | 1769 | Rate Constraint in lbs/MMBtu | FALSE | L | Annual | Standard SO2 | lb/MMBtu | 0.33 | 0.33 | 0.33 | 0.33 | 0.33 | 0.33 | 0.33 | 0.33
CT Fac. Spec. - SO2 Rate Annual v3.1, Unit 3150 and retrofits | 394 | 1769 | Rate Constraint in lbs/MMBtu | FALSE | L | Annual | Emissions at Affected Plants SO2 | Thousand Tons | 0 | 0 | 0 | 0 | 0 | 0 | 0 | 0
CT Fac. Spec. - SO2 Rate Annual v3.1, Unit 3150 and retrofits | 394 | 1769 | Rate Constraint in lbs/MMBtu | FALSE | L | Annual | Allowances Purchased SO2 | Thousand Tons | 0 | 0 | 0 | 0 | 0 | 0 | 0 | 0
CT Fac. Spec. - SO2 Rate Annual v3.1, Unit 3150 and retrofits | 394 | 1769 | Rate Constraint in lbs/MMBtu | FALSE | L | Annual | Allowances Sold SO2 | Thousand Tons | 0 | 0 | 0 | 0 | 0 | 0 | 0 | 0
CT Fac. Spec. - SO2 Rate Annual v3.1, Unit 3150 and retrofits | 394 | 1769 | Rate Constraint in lbs/MMBtu | FALSE | L | Annual | Allowances Banked | Thousand Tons | 0 | 0 | 0 | 0 | 0 | 0 | 0 | 0
CT Fac. Spec. - SO2 Rate Annual v3.1, Unit 3150 and retrofits | 394 | 1769 | Rate Constraint in lbs/MMBtu | FALSE | L | Annual | Allowances Withdrawn (1:1) | Thousand Tons | 0 | 0 | 0 | 0 | 0 | 0 | 0 | 0
CT Fac. Spec. - SO2 Rate Annual v3.1, Unit 3150 and retrofits | 394 | 1769 | Rate Constraint in lbs/MMBtu | FALSE | L | Annual | Allowances Withdrawn (n:1) | Thousand Tons | 0 | 0 | 0 | 0 | 0 | 0 | 0 | 0
CT Fac. Spec. - SO2 Rate Annual v3.1, Unit 3150 and retrofits | 394 | 1769 | Rate Constraint in lbs/MMBtu | FALSE | L | Annual | Net Emissions Allowance Position | Thousand Tons | 0 | 0 | 0 | 0 | 0 | 0 | 0 | 0
CT Fac. Spec. - SO2 Rate Annual v3.1, Unit 3150 and retrofits | 394 | 1769 | Rate Constraint in lbs/MMBtu | FALSE | L | Annual | Fuel Consumed | TBtu | 3.521 | 3.503 | 3.4652 | 3.5981 | 3.5981 | 4.1197 | 3.521 | 2.9692
CT Fac. Spec. - SO2 Rate Annual v3.1, Unit 3150 and retrofits | 394 | 1769 | Rate Constraint in lbs/MMBtu | FALSE | L | Annual | Rate | lb/MMBtu | 0 | 0 | 0 | 0 | 0 | 0 | 0 | 0
CT Fac. Spec. - SO2 Rate Annual v3.1, Unit 3150 and retrofits | 394 | 1769 | Rate Constraint in lbs/MMBtu | FALSE | L | Annual | Generation | TWh | 0.49266 | 0.49013 | 0.48484 | 0.50345 | 0.50345 | 0.57643 | 0.49266 | 0.41544
CT Fac. Spec. - SO2 Rate Annual v3.1, Unit 3150 and retrofits | 394 | 1769 | Rate Constraint in lbs/MMBtu | FALSE | L | Annual | Qualifying Generation | TWh | 0.49266 | 0.49013 | 0.48484 | 0.50345 | 0.50345 | 0.57643 | 0.49266 | 0.41544
CT Fac. Spec. - SO2 Rate Annual v3.1, Unit 3150 and retrofits | 394 | 1769 | Rate Constraint in lbs/MMBtu | FALSE | L | Annual | Rate | lb/MWh | 0 | 0 | 0 | 0 | 0 | 0 | 0 | 0
CT Fac. Spec. - SO2 Rate Annual v3.1, Unit 3150 and retrofits | 394 | 1769 | Rate Constraint in lbs/MMBtu | FALSE | L | Annual | Constraint Shadow Price | US2016$/Ton | 0 | 0 | 0 | 0 | 0 | 0 | 0 | 0
CT Fac. Spec. - SO2 Rate Annual v3.1, Unit 3151 and retrofits | 395 | 1769 | Rate Constraint in lbs/MMBtu | FALSE | L | Annual | Seasons Included | Seasons | Winter, WintShld, Summer | Winter, WintShld, Summer | Winter, WintShld, Summer | Winter, WintShld, Summer | Winter, WintShld, Summer | Winter, WintShld, Summer | Winter, WintShld, Summer | Winter, WintShld, Summer
CT Fac. Spec. - SO2 Rate Annual v3.1, Unit 3151 and retrofits | 395 | 1769 | Rate Constraint in lbs/MMBtu | FALSE | L | Annual | Standard SO2 | lb/MMBtu | 0.33 | 0.33 | 0.33 | 0.33 | 0.33 | 0.33 | 0.33 | 0.33
CT Fac. Spec. - SO2 Rate Annual v3.1, Unit 3151 and retrofits | 395 | 1769 | Rate Constraint in lbs/MMBtu | FALSE | L | Annual | Emissions at Affected Plants SO2 | Thousand Tons | 0 | 0 | 0 | 0 | 0 | 0 | 0 | 0
CT Fac. Spec. - SO2 Rate Annual v3.1, Unit 3151 and retrofits | 395 | 1769 | Rate Constraint in lbs/MMBtu | FALSE | L | Annual | Allowances Purchased SO2 | Thousand Tons | 0 | 0 | 0 | 0 | 0 | 0 | 0 | 0
CT Fac. Spec. - SO2 Rate Annual v3.1, Unit 3151 and retrofits | 395 | 1769 | Rate Constraint in lbs/MMBtu | FALSE | L | Annual | Allowances Sold SO2 | Thousand Tons | 0 | 0 | 0 | 0 | 0 | 0 | 0 | 0
CT Fac. Spec. - SO2 Rate Annual v3.1, Unit 3151 and retrofits | 395 | 1769 | Rate Constraint in lbs/MMBtu | FALSE | L | Annual | Allowances Banked | Thousand Tons | 0 | 0 | 0 | 0 | 0 | 0 | 0 | 0
CT Fac. Spec. - SO2 Rate Annual v3.1, Unit 3151 and retrofits | 395 | 1769 | Rate Constraint in lbs/MMBtu | FALSE | L | Annual | Allowances Withdrawn (1:1) | Thousand Tons | 0 | 0 | 0 | 0 | 0 | 0 | 0 | 0
CT Fac. Spec. - SO2 Rate Annual v3.1, Unit 3151 and retrofits | 395 | 1769 | Rate Constraint in lbs/MMBtu | FALSE | L | Annual | Allowances Withdrawn (n:1) | Thousand Tons | 0 | 0 | 0 | 0 | 0 | 0 | 0 | 0
CT Fac. Spec. - SO2 Rate Annual v3.1, Unit 3151 and retrofits | 395 | 1769 | Rate Constraint in lbs/MMBtu | FALSE | L | Annual | Net Emissions Allowance Position | Thousand Tons | 0 | 0 | 0 | 0 | 0 | 0 | 0 | 0
CT Fac. Spec. - SO2 Rate Annual v3.1, Unit 3151 and retrofits | 395 | 1769 | Rate Constraint in lbs/MMBtu | FALSE | L | Annual | Fuel Consumed | TBtu | 22.4724 | 21.9914 | 21.2712 | 19.4892 | 19.4892 | 21.2374 | 19.4892 | 19.4892
CT Fac. Spec. - SO2 Rate Annual v3.1, Unit 3151 and retrofits | 395 | 1769 | Rate Constraint in lbs/MMBtu | FALSE | L | Annual | Rate | lb/MMBtu | 0 | 0 | 0 | 0 | 0 | 0 | 0 | 0
CT Fac. Spec. - SO2 Rate Annual v3.1, Unit 3151 and retrofits | 395 | 1769 | Rate Constraint in lbs/MMBtu | FALSE | L | Annual | Generation | TWh | 3.5956 | 3.5186 | 3.4034 | 3.1183 | 3.1183 | 3.398 | 3.1183 | 3.1183
CT Fac. Spec. - SO2 Rate Annual v3.1, Unit 3151 and retrofits | 395 | 1769 | Rate Constraint in lbs/MMBtu | FALSE | L | Annual | Qualifying Generation | TWh | 3.5956 | 3.5186 | 3.4034 | 3.1183 | 3.1183 | 3.398 | 3.1183 | 3.1183
CT Fac. Spec. - SO2 Rate Annual v3.1, Unit 3151 and retrofits | 395 | 1769 | Rate Constraint in lbs/MMBtu | FALSE | L | Annual | Rate | lb/MWh | 0 | 0 | 0 | 0 | 0 | 0 | 0 | 0
CT Fac. Spec. - SO2 Rate Annual v3.1, Unit 3151 and retrofits | 395 | 1769 | Rate Constraint in lbs/MMBtu | FALSE | L | Annual | Constraint Shadow Price | US2016$/Ton | 0 | 0 | 0 | 0 | 0 | 0 | 0 | 0
CT Fac. Spec. - SO2 Rate Annual v3.1, Unit 3682 and retrofits | 396 | 1769 | Rate Constraint in lbs/MMBtu | FALSE | L | Annual | Seasons Included | Seasons | Winter, WintShld, Summer | Winter, WintShld, Summer | Winter, WintShld, Summer | Winter, WintShld, Summer | Winter, WintShld, Summer | Winter, WintShld, Summer | Winter, WintShld, Summer | Winter, WintShld, Summer
CT Fac. Spec. - SO2 Rate Annual v3.1, Unit 3682 and retrofits | 396 | 1769 | Rate Constraint in lbs/MMBtu | FALSE | L | Annual | Standard SO2 | lb/MMBtu | 0.33 | 0.33 | 0.33 | 0.33 | 0.33 | 0.33 | 0.33 | 0.33
CT Fac. Spec. - SO2 Rate Annual v3.1, Unit 3682 and retrofits | 396 | 1769 | Rate Constraint in lbs/MMBtu | FALSE | L | Annual | Emissions at Affected Plants SO2 | Thousand Tons | 0 | 0 | 0 | 0 | 0 | 0 | 0 | 0
CT Fac. Spec. - SO2 Rate Annual v3.1, Unit 3682 and retrofits | 396 | 1769 | Rate Constraint in lbs/MMBtu | FALSE | L | Annual | Allowances Purchased SO2 | Thousand Tons | 0 | 0 | 0 | 0 | 0 | 0 | 0 | 0
CT Fac. Spec. - SO2 Rate Annual v3.1, Unit 3682 and retrofits | 396 | 1769 | Rate Constraint in lbs/MMBtu | FALSE | L | Annual | Allowances Sold SO2 | Thousand Tons | 0 | 0 | 0 | 0 | 0 | 0 | 0 | 0
CT Fac. Spec. - SO2 Rate Annual v3.1, Unit 3682 and retrofits | 396 | 1769 | Rate Constraint in lbs/MMBtu | FALSE | L | Annual | Allowances Banked | Thousand Tons | 0 | 0 | 0 | 0 | 0 | 0 | 0 | 0
CT Fac. Spec. - SO2 Rate Annual v3.1, Unit 3682 and retrofits | 396 | 1769 | Rate Constraint in lbs/MMBtu | FALSE | L | Annual | Allowances Withdrawn (1:1) | Thousand Tons | 0 | 0 | 0 | 0 | 0 | 0 | 0 | 0
CT Fac. Spec. - SO2 Rate Annual v3.1, Unit 3682 and retrofits | 396 | 1769 | Rate Constraint in lbs/MMBtu | FALSE | L | Annual | Allowances Withdrawn (n:1) | Thousand Tons | 0 | 0 | 0 | 0 | 0 | 0 | 0 | 0
CT Fac. Spec. - SO2 Rate Annual v3.1, Unit 3682 and retrofits | 396 | 1769 | Rate Constraint in lbs/MMBtu | FALSE | L | Annual | Net Emissions Allowance Position | Thousand Tons | 0 | 0 | 0 | 0 | 0 | 0 | 0 | 0
CT Fac. Spec. - SO2 Rate Annual v3.1, Unit 3682 and retrofits | 396 | 1769 | Rate Constraint in lbs/MMBtu | FALSE | L | Annual | Fuel Consumed | TBtu | 0 | 0 | 0 | 0 | 0 | 0 | 0 | 0
CT Fac. Spec. - SO2 Rate Annual v3.1, Unit 3682 and retrofits | 396 | 1769 | Rate Constraint in lbs/MMBtu | FALSE | L | Annual | Rate | lb/MMBtu | 0 | 0 | 0 | 0 | 0 | 0 | 0 | 0
CT Fac. Spec. - SO2 Rate Annual v3.1, Unit 3682 and retrofits | 396 | 1769 | Rate Constraint in lbs/MMBtu | FALSE | L | Annual | Generation | TWh | 0 | 0 | 0 | 0 | 0 | 0 | 0 | 0
CT Fac. Spec. - SO2 Rate Annual v3.1, Unit 3682 and retrofits | 396 | 1769 | Rate Constraint in lbs/MMBtu | FALSE | L | Annual | Qualifying Generation | TWh | 0 | 0 | 0 | 0 | 0 | 0 | 0 | 0
CT Fac. Spec. - SO2 Rate Annual v3.1, Unit 3682 and retrofits | 396 | 1769 | Rate Constraint in lbs/MMBtu | FALSE | L | Annual | Rate | lb/MWh | 0 | 0 | 0 | 0 | 0 | 0 | 0 | 0
CT Fac. Spec. - SO2 Rate Annual v3.1, Unit 3682 and retrofits | 396 | 1769 | Rate Constraint in lbs/MMBtu | FALSE | L | Annual | Constraint Shadow Price | US2016$/Ton | 0 | 0 | 0 | 0 | 0 | 0 | 0 | 0
CT Fac. Spec. - SO2 Rate Annual v3.1, Unit 3683 and retrofits | 397 | 1769 | Rate Constraint in lbs/MMBtu | FALSE | L | Annual | Seasons Included | Seasons | Winter, WintShld, Summer | Winter, WintShld, Summer | Winter, WintShld, Summer | Winter, WintShld, Summer | Winter, WintShld, Summer | Winter, WintShld, Summer | Winter, WintShld, Summer | Winter, WintShld, Summer
CT Fac. Spec. - SO2 Rate Annual v3.1, Unit 3683 and retrofits | 397 | 1769 | Rate Constraint in lbs/MMBtu | FALSE | L | Annual | Standard SO2 | lb/MMBtu | 0.33 | 0.33 | 0.33 | 0.33 | 0.33 | 0.33 | 0.33 | 0.33
CT Fac. Spec. - SO2 Rate Annual v3.1, Unit 3683 and retrofits | 397 | 1769 | Rate Constraint in lbs/MMBtu | FALSE | L | Annual | Emissions at Affected Plants SO2 | Thousand Tons | 0 | 0 | 0 | 0 | 0 | 0 | 0 | 0
CT Fac. Spec. - SO2 Rate Annual v3.1, Unit 3683 and retrofits | 397 | 1769 | Rate Constraint in lbs/MMBtu | FALSE | L | Annual | Allowances Purchased SO2 | Thousand Tons | 0 | 0 | 0 | 0 | 0 | 0 | 0 | 0
CT Fac. Spec. - SO2 Rate Annual v3.1, Unit 3683 and retrofits | 397 | 1769 | Rate Constraint in lbs/MMBtu | FALSE | L | Annual | Allowances Sold SO2 | Thousand Tons | 0 | 0 | 0 | 0 | 0 | 0 | 0 | 0
CT Fac. Spec. - SO2 Rate Annual v3.1, Unit 3683 and retrofits | 397 | 1769 | Rate Constraint in lbs/MMBtu | FALSE | L | Annual | Allowances Banked | Thousand Tons | 0 | 0 | 0 | 0 | 0 | 0 | 0 | 0
CT Fac. Spec. - SO2 Rate Annual v3.1, Unit 3683 and retrofits | 397 | 1769 | Rate Constraint in lbs/MMBtu | FALSE | L | Annual | Allowances Withdrawn (1:1) | Thousand Tons | 0 | 0 | 0 | 0 | 0 | 0 | 0 | 0
CT Fac. Spec. - SO2 Rate Annual v3.1, Unit 3683 and retrofits | 397 | 1769 | Rate Constraint in lbs/MMBtu | FALSE | L | Annual | Allowances Withdrawn (n:1) | Thousand Tons | 0 | 0 | 0 | 0 | 0 | 0 | 0 | 0
CT Fac. Spec. - SO2 Rate Annual v3.1, Unit 3683 and retrofits | 397 | 1769 | Rate Constraint in lbs/MMBtu | FALSE | L | Annual | Net Emissions Allowance Position | Thousand Tons | 0 | 0 | 0 | 0 | 0 | 0 | 0 | 0
CT Fac. Spec. - SO2 Rate Annual v3.1, Unit 3683 and retrofits | 397 | 1769 | Rate Constraint in lbs/MMBtu | FALSE | L | Annual | Fuel Consumed | TBtu | 0 | 0 | 0 | 0 | 0 | 0 | 0 | 0
CT Fac. Spec. - SO2 Rate Annual v3.1, Unit 3683 and retrofits | 397 | 1769 | Rate Constraint in lbs/MMBtu | FALSE | L | Annual | Rate | lb/MMBtu | 0 | 0 | 0 | 0 | 0 | 0 | 0 | 0
CT Fac. Spec. - SO2 Rate Annual v3.1, Unit 3683 and retrofits | 397 | 1769 | Rate Constraint in lbs/MMBtu | FALSE | L | Annual | Generation | TWh | 0 | 0 | 0 | 0 | 0 | 0 | 0 | 0
CT Fac. Spec. - SO2 Rate Annual v3.1, Unit 3683 and retrofits | 397 | 1769 | Rate Constraint in lbs/MMBtu | FALSE | L | Annual | Qualifying Generation | TWh | 0 | 0 | 0 | 0 | 0 | 0 | 0 | 0
CT Fac. Spec. - SO2 Rate Annual v3.1, Unit 3683 and retrofits | 397 | 1769 | Rate Constraint in lbs/MMBtu | FALSE | L | Annual | Rate | lb/MWh | 0 | 0 | 0 | 0 | 0 | 0 | 0 | 0
CT Fac. Spec. - SO2 Rate Annual v3.1, Unit 3683 and retrofits | 397 | 1769 | Rate Constraint in lbs/MMBtu | FALSE | L | Annual | Constraint Shadow Price | US2016$/Ton | 0 | 0 | 0 | 0 | 0 | 0 | 0 | 0
CT Fac. Spec. - SO2 Rate Annual v3.1, Unit 3817 and retrofits | 398 | 1769 | Rate Constraint in lbs/MMBtu | FALSE | L | Annual | Seasons Included | Seasons | Winter, WintShld, Summer | Winter, WintShld, Summer | Winter, WintShld, Summer | Winter, WintShld, Summer | Winter, WintShld, Summer | Winter, WintShld, Summer | Winter, WintShld, Summer | Winter, WintShld, Summer
CT Fac. Spec. - SO2 Rate Annual v3.1, Unit 3817 and retrofits | 398 | 1769 | Rate Constraint in lbs/MMBtu | FALSE | L | Annual | Standard SO2 | lb/MMBtu | 0.33 | 0.33 | 0.33 | 0.33 | 0.33 | 0.33 | 0.33 | 0.33
CT Fac. Spec. - SO2 Rate Annual v3.1, Unit 3817 and retrofits | 398 | 1769 | Rate Constraint in lbs/MMBtu | FALSE | L | Annual | Emissions at Affected Plants SO2 | Thousand Tons | 0 | 0 | 0 | 0 | 0 | 0 | 0 | 0
CT Fac. Spec. - SO2 Rate Annual v3.1, Unit 3817 and retrofits | 398 | 1769 | Rate Constraint in lbs/MMBtu | FALSE | L | Annual | Allowances Purchased SO2 | Thousand Tons | 0 | 0 | 0 | 0 | 0 | 0 | 0 | 0
CT Fac. Spec. - SO2 Rate Annual v3.1, Unit 3817 and retrofits | 398 | 1769 | Rate Constraint in lbs/MMBtu | FALSE | L | Annual | Allowances Sold SO2 | Thousand Tons | 0 | 0 | 0 | 0 | 0 | 0 | 0 | 0
CT Fac. Spec. - SO2 Rate Annual v3.1, Unit 3817 and retrofits | 398 | 1769 | Rate Constraint in lbs/MMBtu | FALSE | L | Annual | Allowances Banked | Thousand Tons | 0 | 0 | 0 | 0 | 0 | 0 | 0 | 0
CT Fac. Spec. - SO2 Rate Annual v3.1, Unit 3817 and retrofits | 398 | 1769 | Rate Constraint in lbs/MMBtu | FALSE | L | Annual | Allowances Withdrawn (1:1) | Thousand Tons | 0 | 0 | 0 | 0 | 0 | 0 | 0 | 0
CT Fac. Spec. - SO2 Rate Annual v3.1, Unit 3817 and retrofits | 398 | 1769 | Rate Constraint in lbs/MMBtu | FALSE | L | Annual | Allowances Withdrawn (n:1) | Thousand Tons | 0 | 0 | 0 | 0 | 0 | 0 | 0 | 0
CT Fac. Spec. - SO2 Rate Annual v3.1, Unit 3817 and retrofits | 398 | 1769 | Rate Constraint in lbs/MMBtu | FALSE | L | Annual | Net Emissions Allowance Position | Thousand Tons | 0 | 0 | 0 | 0 | 0 | 0 | 0 | 0
CT Fac. Spec. - SO2 Rate Annual v3.1, Unit 3817 and retrofits | 398 | 1769 | Rate Constraint in lbs/MMBtu | FALSE | L | Annual | Fuel Consumed | TBtu | 0 | 0 | 0 | 0 | 0 | 0 | 0 | 0
CT Fac. Spec. - SO2 Rate Annual v3.1, Unit 3817 and retrofits | 398 | 1769 | Rate Constraint in lbs/MMBtu | FALSE | L | Annual | Rate | lb/MMBtu | 0 | 0 | 0 | 0 | 0 | 0 | 0 | 0
CT Fac. Spec. - SO2 Rate Annual v3.1, Unit 3817 and retrofits | 398 | 1769 | Rate Constraint in lbs/MMBtu | FALSE | L | Annual | Generation | TWh | 0 | 0 | 0 | 0 | 0 | 0 | 0 | 0
CT Fac. Spec. - SO2 Rate Annual v3.1, Unit 3817 and retrofits | 398 | 1769 | Rate Constraint in lbs/MMBtu | FALSE | L | Annual | Qualifying Generation | TWh | 0 | 0 | 0 | 0 | 0 | 0 | 0 | 0
CT Fac. Spec. - SO2 Rate Annual v3.1, Unit 3817 and retrofits | 398 | 1769 | Rate Constraint in lbs/MMBtu | FALSE | L | Annual | Rate | lb/MWh | 0 | 0 | 0 | 0 | 0 | 0 | 0 | 0
CT Fac. Spec. - SO2 Rate Annual v3.1, Unit 3817 and retrofits | 398 | 1769 | Rate Constraint in lbs/MMBtu | FALSE | L | Annual | Constraint Shadow Price | US2016$/Ton | 0 | 0 | 0 | 0 | 0 | 0 | 0 | 0
CT Fac. Spec. - SO2 Rate Annual v3.1, Unit 3818 and retrofits | 399 | 1769 | Rate Constraint in lbs/MMBtu | FALSE | L | Annual | Seasons Included | Seasons | Winter, WintShld, Summer | Winter, WintShld, Summer | Winter, WintShld, Summer | Winter, WintShld, Summer | Winter, WintShld, Summer | Winter, WintShld, Summer | Winter, WintShld, Summer | Winter, WintShld, Summer
CT Fac. Spec. - SO2 Rate Annual v3.1, Unit 3818 and retrofits | 399 | 1769 | Rate Constraint in lbs/MMBtu | FALSE | L | Annual | Standard SO2 | lb/MMBtu | 0.33 | 0.33 | 0.33 | 0.33 | 0.33 | 0.33 | 0.33 | 0.33
CT Fac. Spec. - SO2 Rate Annual v3.1, Unit 3818 and retrofits | 399 | 1769 | Rate Constraint in lbs/MMBtu | FALSE | L | Annual | Emissions at Affected Plants SO2 | Thousand Tons | 0 | 0 | 0 | 0 | 0 | 0 | 0 | 0
CT Fac. Spec. - SO2 Rate Annual v3.1, Unit 3818 and retrofits | 399 | 1769 | Rate Constraint in lbs/MMBtu | FALSE | L | Annual | Allowances Purchased SO2 | Thousand Tons | 0 | 0 | 0 | 0 | 0 | 0 | 0 | 0
CT Fac. Spec. - SO2 Rate Annual v3.1, Unit 3818 and retrofits | 399 | 1769 | Rate Constraint in lbs/MMBtu | FALSE | L | Annual | Allowances Sold SO2 | Thousand Tons | 0 | 0 | 0 | 0 | 0 | 0 | 0 | 0
CT Fac. Spec. - SO2 Rate Annual v3.1, Unit 3818 and retrofits | 399 | 1769 | Rate Constraint in lbs/MMBtu | FALSE | L | Annual | Allowances Banked | Thousand Tons | 0 | 0 | 0 | 0 | 0 | 0 | 0 | 0
CT Fac. Spec. - SO2 Rate Annual v3.1, Unit 3818 and retrofits | 399 | 1769 | Rate Constraint in lbs/MMBtu | FALSE | L | Annual | Allowances Withdrawn (1:1) | Thousand Tons | 0 | 0 | 0 | 0 | 0 | 0 | 0 | 0
CT Fac. Spec. - SO2 Rate Annual v3.1, Unit 3818 and retrofits | 399 | 1769 | Rate Constraint in lbs/MMBtu | FALSE | L | Annual | Allowances Withdrawn (n:1) | Thousand Tons | 0 | 0 | 0 | 0 | 0 | 0 | 0 | 0
CT Fac. Spec. - SO2 Rate Annual v3.1, Unit 3818 and retrofits | 399 | 1769 | Rate Constraint in lbs/MMBtu | FALSE | L | Annual | Net Emissions Allowance Position | Thousand Tons | 0 | 0 | 0 | 0 | 0 | 0 | 0 | 0
CT Fac. Spec. - SO2 Rate Annual v3.1, Unit 3818 and retrofits | 399 | 1769 | Rate Constraint in lbs/MMBtu | FALSE | L | Annual | Fuel Consumed | TBtu | 0 | 0 | 0 | 0 | 0 | 0 | 0 | 0
CT Fac. Spec. - SO2 Rate Annual v3.1, Unit 3818 and retrofits | 399 | 1769 | Rate Constraint in lbs/MMBtu | FALSE | L | Annual | Rate | lb/MMBtu | 0 | 0 | 0 | 0 | 0 | 0 | 0 | 0
CT Fac. Spec. - SO2 Rate Annual v3.1, Unit 3818 and retrofits | 399 | 1769 | Rate Constraint in lbs/MMBtu | FALSE | L | Annual | Generation | TWh | 0 | 0 | 0 | 0 | 0 | 0 | 0 | 0
CT Fac. Spec. - SO2 Rate Annual v3.1, Unit 3818 and retrofits | 399 | 1769 | Rate Constraint in lbs/MMBtu | FALSE | L | Annual | Qualifying Generation | TWh | 0 | 0 | 0 | 0 | 0 | 0 | 0 | 0
CT Fac. Spec. - SO2 Rate Annual v3.1, Unit 3818 and retrofits | 399 | 1769 | Rate Constraint in lbs/MMBtu | FALSE | L | Annual | Rate | lb/MWh | 0 | 0 | 0 | 0 | 0 | 0 | 0 | 0
CT Fac. Spec. - SO2 Rate Annual v3.1, Unit 3818 and retrofits | 399 | 1769 | Rate Constraint in lbs/MMBtu | FALSE | L | Annual | Constraint Shadow Price | US2016$/Ton | 0 | 0 | 0 | 0 | 0 | 0 | 0 | 0
CT Fac. Spec. - SO2 Rate Annual v3.1, Unit 3819 and retrofits | 400 | 1769 | Rate Constraint in lbs/MMBtu | FALSE | L | Annual | Seasons Included | Seasons | Winter, WintShld, Summer | Winter, WintShld, Summer | Winter, WintShld, Summer | Winter, WintShld, Summer | Winter, WintShld, Summer | Winter, WintShld, Summer | Winter, WintShld, Summer | Winter, WintShld, Summer
CT Fac. Spec. - SO2 Rate Annual v3.1, Unit 3819 and retrofits | 400 | 1769 | Rate Constraint in lbs/MMBtu | FALSE | L | Annual | Standard SO2 | lb/MMBtu | 0.33 | 0.33 | 0.33 | 0.33 | 0.33 | 0.33 | 0.33 | 0.33
CT Fac. Spec. - SO2 Rate Annual v3.1, Unit 3819 and retrofits | 400 | 1769 | Rate Constraint in lbs/MMBtu | FALSE | L | Annual | Emissions at Affected Plants SO2 | Thousand Tons | 0 | 0 | 0 | 0 | 0 | 0 | 0 | 0
CT Fac. Spec. - SO2 Rate Annual v3.1, Unit 3819 and retrofits | 400 | 1769 | Rate Constraint in lbs/MMBtu | FALSE | L | Annual | Allowances Purchased SO2 | Thousand Tons | 0 | 0 | 0 | 0 | 0 | 0 | 0 | 0
CT Fac. Spec. - SO2 Rate Annual v3.1, Unit 3819 and retrofits | 400 | 1769 | Rate Constraint in lbs/MMBtu | FALSE | L | Annual | Allowances Sold SO2 | Thousand Tons | 0 | 0 | 0 | 0 | 0 | 0 | 0 | 0
CT Fac. Spec. - SO2 Rate Annual v3.1, Unit 3819 and retrofits | 400 | 1769 | Rate Constraint in lbs/MMBtu | FALSE | L | Annual | Allowances Banked | Thousand Tons | 0 | 0 | 0 | 0 | 0 | 0 | 0 | 0
CT Fac. Spec. - SO2 Rate Annual v3.1, Unit 3819 and retrofits | 400 | 1769 | Rate Constraint in lbs/MMBtu | FALSE | L | Annual | Allowances Withdrawn (1:1) | Thousand Tons | 0 | 0 | 0 | 0 | 0 | 0 | 0 | 0
CT Fac. Spec. - SO2 Rate Annual v3.1, Unit 3819 and retrofits | 400 | 1769 | Rate Constraint in lbs/MMBtu | FALSE | L | Annual | Allowances Withdrawn (n:1) | Thousand Tons | 0 | 0 | 0 | 0 | 0 | 0 | 0 | 0
CT Fac. Spec. - SO2 Rate Annual v3.1, Unit 3819 and retrofits | 400 | 1769 | Rate Constraint in lbs/MMBtu | FALSE | L | Annual | Net Emissions Allowance Position | Thousand Tons | 0 | 0 | 0 | 0 | 0 | 0 | 0 | 0
CT Fac. Spec. - SO2 Rate Annual v3.1, Unit 3819 and retrofits | 400 | 1769 | Rate Constraint in lbs/MMBtu | FALSE | L | Annual | Fuel Consumed | TBtu | 0 | 0 | 0 | 0 | 0 | 0 | 0 | 0
CT Fac. Spec. - SO2 Rate Annual v3.1, Unit 3819 and retrofits | 400 | 1769 | Rate Constraint in lbs/MMBtu | FALSE | L | Annual | Rate | lb/MMBtu | 0 | 0 | 0 | 0 | 0 | 0 | 0 | 0
CT Fac. Spec. - SO2 Rate Annual v3.1, Unit 3819 and retrofits | 400 | 1769 | Rate Constraint in lbs/MMBtu | FALSE | L | Annual | Generation | TWh | 0 | 0 | 0 | 0 | 0 | 0 | 0 | 0
CT Fac. Spec. - SO2 Rate Annual v3.1, Unit 3819 and retrofits | 400 | 1769 | Rate Constraint in lbs/MMBtu | FALSE | L | Annual | Qualifying Generation | TWh | 0 | 0 | 0 | 0 | 0 | 0 | 0 | 0
CT Fac. Spec. - SO2 Rate Annual v3.1, Unit 3819 and retrofits | 400 | 1769 | Rate Constraint in lbs/MMBtu | FALSE | L | Annual | Rate | lb/MWh | 0 | 0 | 0 | 0 | 0 | 0 | 0 | 0
CT Fac. Spec. - SO2 Rate Annual v3.1, Unit 3819 and retrofits | 400 | 1769 | Rate Constraint in lbs/MMBtu | FALSE | L | Annual | Constraint Shadow Price | US2016$/Ton | 0 | 0 | 0 | 0 | 0 | 0 | 0 | 0
CT Fac. Spec. - SO2 Rate Annual v3.1, Unit 3820 and retrofits | 401 | 1769 | Rate Constraint in lbs/MMBtu | FALSE | L | Annual | Seasons Included | Seasons | Winter, WintShld, Summer | Winter, WintShld, Summer | Winter, WintShld, Summer | Winter, WintShld, Summer | Winter, WintShld, Summer | Winter, WintShld, Summer | Winter, WintShld, Summer | Winter, WintShld, Summer
CT Fac. Spec. - SO2 Rate Annual v3.1, Unit 3820 and retrofits | 401 | 1769 | Rate Constraint in lbs/MMBtu | FALSE | L | Annual | Standard SO2 | lb/MMBtu | 0.33 | 0.33 | 0.33 | 0.33 | 0.33 | 0.33 | 0.33 | 0.33
CT Fac. Spec. - SO2 Rate Annual v3.1, Unit 3820 and retrofits | 401 | 1769 | Rate Constraint in lbs/MMBtu | FALSE | L | Annual | Emissions at Affected Plants SO2 | Thousand Tons | 0 | 0 | 0 | 0 | 0 | 0 | 0 | 0
CT Fac. Spec. - SO2 Rate Annual v3.1, Unit 3820 and retrofits | 401 | 1769 | Rate Constraint in lbs/MMBtu | FALSE | L | Annual | Allowances Purchased SO2 | Thousand Tons | 0 | 0 | 0 | 0 | 0 | 0 | 0 | 0
CT Fac. Spec. - SO2 Rate Annual v3.1, Unit 3820 and retrofits | 401 | 1769 | Rate Constraint in lbs/MMBtu | FALSE | L | Annual | Allowances Sold SO2 | Thousand Tons | 0 | 0 | 0 | 0 | 0 | 0 | 0 | 0
CT Fac. Spec. - SO2 Rate Annual v3.1, Unit 3820 and retrofits | 401 | 1769 | Rate Constraint in lbs/MMBtu | FALSE | L | Annual | Allowances Banked | Thousand Tons | 0 | 0 | 0 | 0 | 0 | 0 | 0 | 0
CT Fac. Spec. - SO2 Rate Annual v3.1, Unit 3820 and retrofits | 401 | 1769 | Rate Constraint in lbs/MMBtu | FALSE | L | Annual | Allowances Withdrawn (1:1) | Thousand Tons | 0 | 0 | 0 | 0 | 0 | 0 | 0 | 0
CT Fac. Spec. - SO2 Rate Annual v3.1, Unit 3820 and retrofits | 401 | 1769 | Rate Constraint in lbs/MMBtu | FALSE | L | Annual | Allowances Withdrawn (n:1) | Thousand Tons | 0 | 0 | 0 | 0 | 0 | 0 | 0 | 0
CT Fac. Spec. - SO2 Rate Annual v3.1, Unit 3820 and retrofits | 401 | 1769 | Rate Constraint in lbs/MMBtu | FALSE | L | Annual | Net Emissions Allowance Position | Thousand Tons | 0 | 0 | 0 | 0 | 0 | 0 | 0 | 0
CT Fac. Spec. - SO2 Rate Annual v3.1, Unit 3820 and retrofits | 401 | 1769 | Rate Constraint in lbs/MMBtu | FALSE | L | Annual | Fuel Consumed | TBtu | 0.17418 | 0.17401 | 0.17418 | 0 | 0.096425 | 0.034793 | 0 | 0
CT Fac. Spec. - SO2 Rate Annual v3.1, Unit 3820 and retrofits | 401 | 1769 | Rate Constraint in lbs/MMBtu | FALSE | L | Annual | Rate | lb/MMBtu | 0 | 0 | 0 | 0 | 0 | 0 | 0 | 0
CT Fac. Spec. - SO2 Rate Annual v3.1, Unit 3820 and retrofits | 401 | 1769 | Rate Constraint in lbs/MMBtu | FALSE | L | Annual | Generation | TWh | 0.013137 | 0.013124 | 0.013137 | 0 | 0.0072724 | 0.0026241 | 0 | 0
CT Fac. Spec. - SO2 Rate Annual v3.1, Unit 3820 and retrofits | 401 | 1769 | Rate Constraint in lbs/MMBtu | FALSE | L | Annual | Qualifying Generation | TWh | 0.013137 | 0.013124 | 0.013137 | 0 | 0.0072724 | 0.0026241 | 0 | 0
CT Fac. Spec. - SO2 Rate Annual v3.1, Unit 3820 and retrofits | 401 | 1769 | Rate Constraint in lbs/MMBtu | FALSE | L | Annual | Rate | lb/MWh | 0 | 0 | 0 | 0 | 0 | 0 | 0 | 0
CT Fac. Spec. - SO2 Rate Annual v3.1, Unit 3820 and retrofits | 401 | 1769 | Rate Constraint in lbs/MMBtu | FALSE | L | Annual | Constraint Shadow Price | US2016$/Ton | 0 | 0 | 0 | 0 | 0 | 0 | 0 | 0
DE Facility Specific - Hg Annual Reduction v3.1 | 402 | 1521 | MACT Fuel Choice Floor in lbs/MMBtu | FALSE | L | Annual | Seasons Included | Seasons | Winter, WintShld, Summer | Winter, WintShld, Summer | Winter, WintShld, Summer | Winter, WintShld, Summer | Winter, WintShld, Summer | Winter, WintShld, Summer | Winter, WintShld, Summer | Winter, WintShld, Summer
DE Facility Specific - Hg Annual Reduction v3.1 | 402 | 1521 | MACT Fuel Choice Floor in lbs/MMBtu | FALSE | L | Annual | Emission Floor | lbs/MMBtu | 6e-07 | 6e-07 | 6e-07 | 6e-07 | 6e-07 | 6e-07 | 6e-07 | 6e-07
DE Facility Specific - Hg Annual Reduction v3.1 | 402 | 1521 | MACT Fuel Choice Floor in lbs/MMBtu | FALSE | L | Annual | Emissions at Affected Plants MER | lbs | 0 | 0 | 0 | 0 | 0 | 0 | 0 | 0
DE Facility Specific - Hg Annual Reduction v3.1 | 402 | 1521 | MACT Fuel Choice Floor in lbs/MMBtu | FALSE | L | Annual | Allowances Purchased MER | lbs | 0 | 0 | 0 | 0 | 0 | 0 | 0 | 0
DE Facility Specific - Hg Annual Reduction v3.1 | 402 | 1521 | MACT Fuel Choice Floor in lbs/MMBtu | FALSE | L | Annual | Allowances Sold MER | lbs | 0 | 0 | 0 | 0 | 0 | 0 | 0 | 0
DE Facility Specific - Hg Annual Reduction v3.1 | 402 | 1521 | MACT Fuel Choice Floor in lbs/MMBtu | FALSE | L | Annual | Allowances Banked | lbs | 0 | 0 | 0 | 0 | 0 | 0 | 0 | 0
DE Facility Specific - Hg Annual Reduction v3.1 | 402 | 1521 | MACT Fuel Choice Floor in lbs/MMBtu | FALSE | L | Annual | Allowances Withdrawn (1:1) | lbs | 0 | 0 | 0 | 0 | 0 | 0 | 0 | 0
DE Facility Specific - Hg Annual Reduction v3.1 | 402 | 1521 | MACT Fuel Choice Floor in lbs/MMBtu | FALSE | L | Annual | Allowances Withdrawn (n:1) | lbs | 0 | 0 | 0 | 0 | 0 | 0 | 0 | 0
DE Facility Specific - Hg Annual Reduction v3.1 | 402 | 1521 | MACT Fuel Choice Floor in lbs/MMBtu | FALSE | L | Annual | Net Emissions Allowance Position | lbs | 0 | 0 | 0 | 0 | 0 | 0 | 0 | 0
DE Facility Specific - Hg Annual Reduction v3.1 | 402 | 1521 | MACT Fuel Choice Floor in lbs/MMBtu | FALSE | L | Annual | Fuel Consumed | TBtu | 0 | 0 | 0 | 0 | 0 | 0 | 0 | 0
DE Facility Specific - Hg Annual Reduction v3.1 | 402 | 1521 | MACT Fuel Choice Floor in lbs/MMBtu | FALSE | L | Annual | Rate | lb/MMBtu | 0 | 0 | 0 | 0 | 0 | 0 | 0 | 0
DE Facility Specific - Hg Annual Reduction v3.1 | 402 | 1521 | MACT Fuel Choice Floor in lbs/MMBtu | FALSE | L | Annual | Generation | TWh | 0 | 0 | 0 | 0 | 0 | 0 | 0 | 0
DE Facility Specific - Hg Annual Reduction v3.1 | 402 | 1521 | MACT Fuel Choice Floor in lbs/MMBtu | FALSE | L | Annual | Qualifying Generation | TWh | 0 | 0 | 0 | 0 | 0 | 0 | 0 | 0
DE Facility Specific - Hg Annual Reduction v3.1 | 402 | 1521 | MACT Fuel Choice Floor in lbs/MMBtu | FALSE | L | Annual | Constraint Shadow Price | US2016$/Lb | 0 | 0 | 0 | 0 | 0 | 0 | 0 | 0
DE Facility Specific - NOx Annual Rate v3.1, Unit 3677 and retrofits | 403 | 1519 | Rate Constraint in lbs/MMBtu | FALSE | L | Annual | Seasons Included | Seasons | Winter, WintShld, Summer | Winter, WintShld, Summer | Winter, WintShld, Summer | Winter, WintShld, Summer | Winter, WintShld, Summer | Winter, WintShld, Summer | Winter, WintShld, Summer | Winter, WintShld, Summer
DE Facility Specific - NOx Annual Rate v3.1, Unit 3677 and retrofits | 403 | 1519 | Rate Constraint in lbs/MMBtu | FALSE | L | Annual | Standard NOX | lb/MMBtu | 0.125 | 0.125 | 0.125 | 0.125 | 0.125 | 0.125 | 0.125 | 0.125
DE Facility Specific - NOx Annual Rate v3.1, Unit 3677 and retrofits | 403 | 1519 | Rate Constraint in lbs/MMBtu | FALSE | L | Annual | Emissions at Affected Plants NOX | Thousand Tons | 0.026487 | 0.026487 | 0.026487 | 0.026487 | 0.026487 | 0.013647 | 0.0052106 | 0.0052106
DE Facility Specific - NOx Annual Rate v3.1, Unit 3677 and retrofits | 403 | 1519 | Rate Constraint in lbs/MMBtu | FALSE | L | Annual | Allowances Purchased NOX | Thousand Tons | 0 | 0 | 0 | 0 | 0 | 0 | 0 | 0
DE Facility Specific - NOx Annual Rate v3.1, Unit 3677 and retrofits | 403 | 1519 | Rate Constraint in lbs/MMBtu | FALSE | L | Annual | Allowances Sold NOX | Thousand Tons | 0 | 0 | 0 | 0 | 0 | 0 | 0 | 0
DE Facility Specific - NOx Annual Rate v3.1, Unit 3677 and retrofits | 403 | 1519 | Rate Constraint in lbs/MMBtu | FALSE | L | Annual | Allowances Banked | Thousand Tons | 0 | 0 | 0 | 0 | 0 | 0 | 0 | 0
DE Facility Specific - NOx Annual Rate v3.1, Unit 3677 and retrofits | 403 | 1519 | Rate Constraint in lbs/MMBtu | FALSE | L | Annual | Allowances Withdrawn (1:1) | Thousand Tons | 0 | 0 | 0 | 0 | 0 | 0 | 0 | 0
DE Facility Specific - NOx Annual Rate v3.1, Unit 3677 and retrofits | 403 | 1519 | Rate Constraint in lbs/MMBtu | FALSE | L | Annual | Allowances Withdrawn (n:1) | Thousand Tons | 0 | 0 | 0 | 0 | 0 | 0 | 0 | 0
DE Facility Specific - NOx Annual Rate v3.1, Unit 3677 and retrofits | 403 | 1519 | Rate Constraint in lbs/MMBtu | FALSE | L | Annual | Net Emissions Allowance Position | Thousand Tons | 0.026487 | 0.026487 | 0.026487 | 0.026487 | 0.026487 | 0.013647 | 0.0052106 | 0.0052106
DE Facility Specific - NOx Annual Rate v3.1, Unit 3677 and retrofits | 403 | 1519 | Rate Constraint in lbs/MMBtu | FALSE | L | Annual | Fuel Consumed | TBtu | 0.78656 | 0.78656 | 0.78656 | 0.78656 | 0.78656 | 0.40524 | 0.15473 | 0.15473
DE Facility Specific - NOx Annual Rate v3.1, Unit 3677 and retrofits | 403 | 1519 | Rate Constraint in lbs/MMBtu | FALSE | L | Annual | Rate | lb/MMBtu | 0.06735 | 0.06735 | 0.06735 | 0.06735 | 0.06735 | 0.06735 | 0.06735 | 0.06735
DE Facility Specific - NOx Annual Rate v3.1, Unit 3677 and retrofits | 403 | 1519 | Rate Constraint in lbs/MMBtu | FALSE | L | Annual | Generation | TWh | 0.067988 | 0.067988 | 0.067988 | 0.067988 | 0.067988 | 0.035028 | 0.013375 | 0.013375
DE Facility Specific - NOx Annual Rate v3.1, Unit 3677 and retrofits | 403 | 1519 | Rate Constraint in lbs/MMBtu | FALSE | L | Annual | Qualifying Generation | TWh | 0.067988 | 0.067988 | 0.067988 | 0.067988 | 0.067988 | 0.035028 | 0.013375 | 0.013375
DE Facility Specific - NOx Annual Rate v3.1, Unit 3677 and retrofits | 403 | 1519 | Rate Constraint in lbs/MMBtu | FALSE | L | Annual | Rate | lb/MWh | 0.77917 | 0.77917 | 0.77917 | 0.77917 | 0.77917 | 0.77917 | 0.77917 | 0.77917
DE Facility Specific - NOx Annual Rate v3.1, Unit 3677 and retrofits | 403 | 1519 | Rate Constraint in lbs/MMBtu | FALSE | L | Annual | Constraint Shadow Price | US2016$/Ton | 0 | 0 | 0 | 0 | 0 | 0 | 0 | 0
DE Facility Specific - NOx Annual Rate v3.1, Unit 4170 and retrofits | 404 | 1519 | Rate Constraint in lbs/MMBtu | FALSE | L | Annual | Seasons Included | Seasons | Winter, WintShld, Summer | Winter, WintShld, Summer | Winter, WintShld, Summer | Winter, WintShld, Summer | Winter, WintShld, Summer | Winter, WintShld, Summer | Winter, WintShld, Summer | Winter, WintShld, Summer
DE Facility Specific - NOx Annual Rate v3.1, Unit 4170 and retrofits | 404 | 1519 | Rate Constraint in lbs/MMBtu | FALSE | L | Annual | Standard NOX | lb/MMBtu | 0.125 | 0.125 | 0.125 | 0.125 | 0.125 | 0.125 | 0.125 | 0.125
DE Facility Specific - NOx Annual Rate v3.1, Unit 4170 and retrofits | 404 | 1519 | Rate Constraint in lbs/MMBtu | FALSE | L | Annual | Emissions at Affected Plants NOX | Thousand Tons | 0 | 0 | 0 | 0 | 0 | 0 | 0 | 0
DE Facility Specific - NOx Annual Rate v3.1, Unit 4170 and retrofits | 404 | 1519 | Rate Constraint in lbs/MMBtu | FALSE | L | Annual | Allowances Purchased NOX | Thousand Tons | 0 | 0 | 0 | 0 | 0 | 0 | 0 | 0
DE Facility Specific - NOx Annual Rate v3.1, Unit 4170 and retrofits | 404 | 1519 | Rate Constraint in lbs/MMBtu | FALSE | L | Annual | Allowances Sold NOX | Thousand Tons | 0 | 0 | 0 | 0 | 0 | 0 | 0 | 0
DE Facility Specific - NOx Annual Rate v3.1, Unit 4170 and retrofits | 404 | 1519 | Rate Constraint in lbs/MMBtu | FALSE | L | Annual | Allowances Banked | Thousand Tons | 0 | 0 | 0 | 0 | 0 | 0 | 0 | 0
DE Facility Specific - NOx Annual Rate v3.1, Unit 4170 and retrofits | 404 | 1519 | Rate Constraint in lbs/MMBtu | FALSE | L | Annual | Allowances Withdrawn (1:1) | Thousand Tons | 0 | 0 | 0 | 0 | 0 | 0 | 0 | 0
DE Facility Specific - NOx Annual Rate v3.1, Unit 4170 and retrofits | 404 | 1519 | Rate Constraint in lbs/MMBtu | FALSE | L | Annual | Allowances Withdrawn (n:1) | Thousand Tons | 0 | 0 | 0 | 0 | 0 | 0 | 0 | 0
DE Facility Specific - NOx Annual Rate v3.1, Unit 4170 and retrofits | 404 | 1519 | Rate Constraint in lbs/MMBtu | FALSE | L | Annual | Net Emissions Allowance Position | Thousand Tons | 0 | 0 | 0 | 0 | 0 | 0 | 0 | 0
DE Facility Specific - NOx Annual Rate v3.1, Unit 4170 and retrofits | 404 | 1519 | Rate Constraint in lbs/MMBtu | FALSE | L | Annual | Fuel Consumed | TBtu | 0 | 0 | 0 | 0 | 0 | 0 | 0 | 0
DE Facility Specific - NOx Annual Rate v3.1, Unit 4170 and retrofits | 404 | 1519 | Rate Constraint in lbs/MMBtu | FALSE | L | Annual | Rate | lb/MMBtu | 0 | 0 | 0 | 0 | 0 | 0 | 0 | 0
DE Facility Specific - NOx Annual Rate v3.1, Unit 4170 and retrofits | 404 | 1519 | Rate Constraint in lbs/MMBtu | FALSE | L | Annual | Generation | TWh | 0 | 0 | 0 | 0 | 0 | 0 | 0 | 0
DE Facility Specific - NOx Annual Rate v3.1, Unit 4170 and retrofits | 404 | 1519 | Rate Constraint in lbs/MMBtu | FALSE | L | Annual | Qualifying Generation | TWh | 0 | 0 | 0 | 0 | 0 | 0 | 0 | 0
DE Facility Specific - NOx Annual Rate v3.1, Unit 4170 and retrofits | 404 | 1519 | Rate Constraint in lbs/MMBtu | FALSE | L | Annual | Rate | lb/MWh | 0 | 0 | 0 | 0 | 0 | 0 | 0 | 0
DE Facility Specific - NOx Annual Rate v3.1, Unit 4170 and retrofits | 404 | 1519 | Rate Constraint in lbs/MMBtu | FALSE | L | Annual | Constraint Shadow Price | US2016$/Ton | 0 | 0 | 0 | 0 | 0 | 0 | 0 | 0
DE Facility Specific - SO2 Annual Rate v3.1, Unit 3677 and retrofits | 405 | 1520 | Rate Constraint in lbs/MMBtu | FALSE | L | Annual | Seasons Included | Seasons | Winter, WintShld, Summer | Winter, WintShld, Summer | Winter, WintShld, Summer | Winter, WintShld, Summer | Winter, WintShld, Summer | Winter, WintShld, Summer | Winter, WintShld, Summer | Winter, WintShld, Summer
DE Facility Specific - SO2 Annual Rate v3.1, Unit 3677 and retrofits | 405 | 1520 | Rate Constraint in lbs/MMBtu | FALSE | L | Annual | Standard SO2 | lb/MMBtu | 0.26 | 0.26 | 0.26 | 0.26 | 0.26 | 0.26 | 0.26 | 0.26
DE Facility Specific - SO2 Annual Rate v3.1, Unit 3677 and retrofits | 405 | 1520 | Rate Constraint in lbs/MMBtu | FALSE | L | Annual | Emissions at Affected Plants SO2 | Thousand Tons | 0 | 0 | 0 | 0 | 0 | 0 | 0 | 0
DE Facility Specific - SO2 Annual Rate v3.1, Unit 3677 and retrofits | 405 | 1520 | Rate Constraint in lbs/MMBtu | FALSE | L | Annual | Allowances Purchased SO2 | Thousand Tons | 0 | 0 | 0 | 0 | 0 | 0 | 0 | 0
DE Facility Specific - SO2 Annual Rate v3.1, Unit 3677 and retrofits | 405 | 1520 | Rate Constraint in lbs/MMBtu | FALSE | L | Annual | Allowances Sold SO2 | Thousand Tons | 0 | 0 | 0 | 0 | 0 | 0 | 0 | 0
DE Facility Specific - SO2 Annual Rate v3.1, Unit 3677 and retrofits | 405 | 1520 | Rate Constraint in lbs/MMBtu | FALSE | L | Annual | Allowances Banked | Thousand Tons | 0 | 0 | 0 | 0 | 0 | 0 | 0 | 0
DE Facility Specific - SO2 Annual Rate v3.1, Unit 3677 and retrofits | 405 | 1520 | Rate Constraint in lbs/MMBtu | FALSE | L | Annual | Allowances Withdrawn (1:1) | Thousand Tons | 0 | 0 | 0 | 0 | 0 | 0 | 0 | 0
DE Facility Specific - SO2 Annual Rate v3.1, Unit 3677 and retrofits | 405 | 1520 | Rate Constraint in lbs/MMBtu | FALSE | L | Annual | Allowances Withdrawn (n:1) | Thousand Tons | 0 | 0 | 0 | 0 | 0 | 0 | 0 | 0
DE Facility Specific - SO2 Annual Rate v3.1, Unit 3677 and retrofits | 405 | 1520 | Rate Constraint in lbs/MMBtu | FALSE | L | Annual | Net Emissions Allowance Position | Thousand Tons | 0 | 0 | 0 | 0 | 0 | 0 | 0 | 0
DE Facility Specific - SO2 Annual Rate v3.1, Unit 3677 and retrofits | 405 | 1520 | Rate Constraint in lbs/MMBtu | FALSE | L | Annual | Fuel Consumed | TBtu | 0.78656 | 0.78656 | 0.78656 | 0.78656 | 0.78656 | 0.40524 | 0.15473 | 0.15473
DE Facility Specific - SO2 Annual Rate v3.1, Unit 3677 and retrofits | 405 | 1520 | Rate Constraint in lbs/MMBtu | FALSE | L | Annual | Rate | lb/MMBtu | 0 | 0 | 0 | 0 | 0 | 0 | 0 | 0
DE Facility Specific - SO2 Annual Rate v3.1, Unit 3677 and retrofits | 405 | 1520 | Rate Constraint in lbs/MMBtu | FALSE | L | Annual | Generation | TWh | 0.067988 | 0.067988 | 0.067988 | 0.067988 | 0.067988 | 0.035028 | 0.013375 | 0.013375
DE Facility Specific - SO2 Annual Rate v3.1, Unit 3677 and retrofits | 405 | 1520 | Rate Constraint in lbs/MMBtu | FALSE | L | Annual | Qualifying Generation | TWh | 0.067988 | 0.067988 | 0.067988 | 0.067988 | 0.067988 | 0.035028 | 0.013375 | 0.013375
DE Facility Specific - SO2 Annual Rate v3.1, Unit 3677 and retrofits | 405 | 1520 | Rate Constraint in lbs/MMBtu | FALSE | L | Annual | Rate | lb/MWh | 0 | 0 | 0 | 0 | 0 | 0 | 0 | 0
DE Facility Specific - SO2 Annual Rate v3.1, Unit 3677 and retrofits | 405 | 1520 | Rate Constraint in lbs/MMBtu | FALSE | L | Annual | Constraint Shadow Price | US2016$/Ton | 0 | 0 | 0 | 0 | 0 | 0 | 0 | 0
DE Facility Specific - SO2 Annual Rate v3.1, Unit 4170 and retrofits | 406 | 1520 | Rate Constraint in lbs/MMBtu | FALSE | L | Annual | Seasons Included | Seasons | Winter, WintShld, Summer | Winter, WintShld, Summer | Winter, WintShld, Summer | Winter, WintShld, Summer | Winter, WintShld, Summer | Winter, WintShld, Summer | Winter, WintShld, Summer | Winter, WintShld, Summer
DE Facility Specific - SO2 Annual Rate v3.1, Unit 4170 and retrofits | 406 | 1520 | Rate Constraint in lbs/MMBtu | FALSE | L | Annual | Standard SO2 | lb/MMBtu | 0.26 | 0.26 | 0.26 | 0.26 | 0.26 | 0.26 | 0.26 | 0.26
DE Facility Specific - SO2 Annual Rate v3.1, Unit 4170 and retrofits | 406 | 1520 | Rate Constraint in lbs/MMBtu | FALSE | L | Annual | Emissions at Affected Plants SO2 | Thousand Tons | 0 | 0 | 0 | 0 | 0 | 0 | 0 | 0
DE Facility Specific - SO2 Annual Rate v3.1, Unit 4170 and retrofits | 406 | 1520 | Rate Constraint in lbs/MMBtu | FALSE | L | Annual | Allowances Purchased SO2 | Thousand Tons | 0 | 0 | 0 | 0 | 0 | 0 | 0 | 0
DE Facility Specific - SO2 Annual Rate v3.1, Unit 4170 and retrofits | 406 | 1520 | Rate Constraint in lbs/MMBtu | FALSE | L | Annual | Allowances Sold SO2 | Thousand Tons | 0 | 0 | 0 | 0 | 0 | 0 | 0 | 0
DE Facility Specific - SO2 Annual Rate v3.1, Unit 4170 and retrofits | 406 | 1520 | Rate Constraint in lbs/MMBtu | FALSE | L | Annual | Allowances Banked | Thousand Tons | 0 | 0 | 0 | 0 | 0 | 0 | 0 | 0
DE Facility Specific - SO2 Annual Rate v3.1, Unit 4170 and retrofits | 406 | 1520 | Rate Constraint in lbs/MMBtu | FALSE | L | Annual | Allowances Withdrawn (1:1) | Thousand Tons | 0 | 0 | 0 | 0 | 0 | 0 | 0 | 0
DE Facility Specific - SO2 Annual Rate v3.1, Unit 4170 and retrofits | 406 | 1520 | Rate Constraint in lbs/MMBtu | FALSE | L | Annual | Allowances Withdrawn (n:1) | Thousand Tons | 0 | 0 | 0 | 0 | 0 | 0 | 0 | 0
DE Facility Specific - SO2 Annual Rate v3.1, Unit 4170 and retrofits | 406 | 1520 | Rate Constraint in lbs/MMBtu | FALSE | L | Annual | Net Emissions Allowance Position | Thousand Tons | 0 | 0 | 0 | 0 | 0 | 0 | 0 | 0
DE Facility Specific - SO2 Annual Rate v3.1, Unit 4170 and retrofits | 406 | 1520 | Rate Constraint in lbs/MMBtu | FALSE | L | Annual | Fuel Consumed | TBtu | 0 | 0 | 0 | 0 | 0 | 0 | 0 | 0
DE Facility Specific - SO2 Annual Rate v3.1, Unit 4170 and retrofits | 406 | 1520 | Rate Constraint in lbs/MMBtu | FALSE | L | Annual | Rate | lb/MMBtu | 0 | 0 | 0 | 0 | 0 | 0 | 0 | 0
DE Facility Specific - SO2 Annual Rate v3.1, Unit 4170 and retrofits | 406 | 1520 | Rate Constraint in lbs/MMBtu | FALSE | L | Annual | Generation | TWh | 0 | 0 | 0 | 0 | 0 | 0 | 0 | 0
DE Facility Specific - SO2 Annual Rate v3.1, Unit 4170 and retrofits | 406 | 1520 | Rate Constraint in lbs/MMBtu | FALSE | L | Annual | Qualifying Generation | TWh | 0 | 0 | 0 | 0 | 0 | 0 | 0 | 0
DE Facility Specific - SO2 Annual Rate v3.1, Unit 4170 and retrofits | 406 | 1520 | Rate Constraint in lbs/MMBtu | FALSE | L | Annual | Rate | lb/MWh | 0 | 0 | 0 | 0 | 0 | 0 | 0 | 0
DE Facility Specific - SO2 Annual Rate v3.1, Unit 4170 and retrofits | 406 | 1520 | Rate Constraint in lbs/MMBtu | FALSE | L | Annual | Constraint Shadow Price | US2016$/Ton | 0 | 0 | 0 | 0 | 0 | 0 | 0 | 0
DE Unit Level EdMoore3 - MER Cap Annual v3.1 | 407 | 1539 | Rate Constraint in MTons | FALSE | L | Annual | Seasons Included | Seasons | Winter, WintShld, Summer | Winter, WintShld, Summer | Winter, WintShld, Summer | Winter, WintShld, Summer | Winter, WintShld, Summer | Winter, WintShld, Summer | Winter, WintShld, Summer | Winter, WintShld, Summer
DE Unit Level EdMoore3 - MER Cap Annual v3.1 | 407 | 1539 | Rate Constraint in MTons | FALSE | L | Annual | Standard MER | lbs | 6.6 | 6.6 | 6.6 | 6.6 | 6.6 | 6.6 | 6.6 | 6.6
DE Unit Level EdMoore3 - MER Cap Annual v3.1 | 407 | 1539 | Rate Constraint in MTons | FALSE | L | Annual | Emissions at Affected Plants MER | lbs | 0 | 0 | 0 | 0 | 0 | 0 | 0 | 0
DE Unit Level EdMoore3 - MER Cap Annual v3.1 | 407 | 1539 | Rate Constraint in MTons | FALSE | L | Annual | Allowances Purchased MER | lbs | 0 | 0 | 0 | 0 | 0 | 0 | 0 | 0
DE Unit Level EdMoore3 - MER Cap Annual v3.1 | 407 | 1539 | Rate Constraint in MTons | FALSE | L | Annual | Allowances Sold MER | lbs | 0 | 0 | 0 | 0 | 0 | 0 | 0 | 0
DE Unit Level EdMoore3 - MER Cap Annual v3.1 | 407 | 1539 | Rate Constraint in MTons | FALSE | L | Annual | Allowances Banked | lbs | 0 | 0 | 0 | 0 | 0 | 0 | 0 | 0
DE Unit Level EdMoore3 - MER Cap Annual v3.1 | 407 | 1539 | Rate Constraint in MTons | FALSE | L | Annual | Allowances Withdrawn (1:1) | lbs | 0 | 0 | 0 | 0 | 0 | 0 | 0 | 0
DE Unit Level EdMoore3 - MER Cap Annual v3.1 | 407 | 1539 | Rate Constraint in MTons | FALSE | L | Annual | Allowances Withdrawn (n:1) | lbs | 0 | 0 | 0 | 0 | 0 | 0 | 0 | 0
DE Unit Level EdMoore3 - MER Cap Annual v3.1 | 407 | 1539 | Rate Constraint in MTons | FALSE | L | Annual | Net Emissions Allowance Position | lbs | 0 | 0 | 0 | 0 | 0 | 0 | 0 | 0
DE Unit Level EdMoore3 - MER Cap Annual v3.1 | 407 | 1539 | Rate Constraint in MTons | FALSE | L | Annual | Fuel Consumed | TBtu | 0 | 0 | 0 | 0 | 0 | 0 | 0 | 0
DE Unit Level EdMoore3 - MER Cap Annual v3.1 | 407 | 1539 | Rate Constraint in MTons | FALSE | L | Annual | Rate | lb/MMBtu | 0 | 0 | 0 | 0 | 0 | 0 | 0 | 0
DE Unit Level EdMoore3 - MER Cap Annual v3.1 | 407 | 1539 | Rate Constraint in MTons | FALSE | L | Annual | Generation | TWh | 0 | 0 | 0 | 0 | 0 | 0 | 0 | 0
DE Unit Level EdMoore3 - MER Cap Annual v3.1 | 407 | 1539 | Rate Constraint in MTons | FALSE | L | Annual | Qualifying Generation | TWh | 0 | 0 | 0 | 0 | 0 | 0 | 0 | 0
DE Unit Level EdMoore3 - MER Cap Annual v3.1 | 407 | 1539 | Rate Constraint in MTons | FALSE | L | Annual | Rate | lb/MWh | 0 | 0 | 0 | 0 | 0 | 0 | 0 | 0
DE Unit Level EdMoore3 - MER Cap Annual v3.1 | 407 | 1539 | Rate Constraint in MTons | FALSE | L | Annual | Constraint Shadow Price | US2016$/Lb | 0 | 0 | 0 | 0 | 0 | 0 | 0 | 0
DE Unit Level EdMoore3 - NOX Cap Annual v3.1 | 408 | 1522 | Rate Constraint in MTons | FALSE | L | Annual | Seasons Included | Seasons | Winter, WintShld, Summer | Winter, WintShld, Summer | Winter, WintShld, Summer | Winter, WintShld, Summer | Winter, WintShld, Summer | Winter, WintShld, Summer | Winter, WintShld, Summer | Winter, WintShld, Summer
DE Unit Level EdMoore3 - NOX Cap Annual v3.1 | 408 | 1522 | Rate Constraint in MTons | FALSE | L | Annual | Standard NOX | Thousand Tons | 0.773 | 0.773 | 0.773 | 0.773 | 0.773 | 0.773 | 0.773 | 0.773
DE Unit Level EdMoore3 - NOX Cap Annual v3.1 | 408 | 1522 | Rate Constraint in MTons | FALSE | L | Annual | Emissions at Affected Plants NOX | Thousand Tons | 0 | 0 | 0 | 0 | 0 | 0 | 0 | 0
DE Unit Level EdMoore3 - NOX Cap Annual v3.1 | 408 | 1522 | Rate Constraint in MTons | FALSE | L | Annual | Allowances Purchased NOX | Thousand Tons | 0 | 0 | 0 | 0 | 0 | 0 | 0 | 0
DE Unit Level EdMoore3 - NOX Cap Annual v3.1 | 408 | 1522 | Rate Constraint in MTons | FALSE | L | Annual | Allowances Sold NOX | Thousand Tons | 0 | 0 | 0 | 0 | 0 | 0 | 0 | 0
DE Unit Level EdMoore3 - NOX Cap Annual v3.1 | 408 | 1522 | Rate Constraint in MTons | FALSE | L | Annual | Allowances Banked | Thousand Tons | 0 | 0 | 0 | 0 | 0 | 0 | 0 | 0
DE Unit Level EdMoore3 - NOX Cap Annual v3.1 | 408 | 1522 | Rate Constraint in MTons | FALSE | L | Annual | Allowances Withdrawn (1:1) | Thousand Tons | 0 | 0 | 0 | 0 | 0 | 0 | 0 | 0
DE Unit Level EdMoore3 - NOX Cap Annual v3.1 | 408 | 1522 | Rate Constraint in MTons | FALSE | L | Annual | Allowances Withdrawn (n:1) | Thousand Tons | 0 | 0 | 0 | 0 | 0 | 0 | 0 | 0
DE Unit Level EdMoore3 - NOX Cap Annual v3.1 | 408 | 1522 | Rate Constraint in MTons | FALSE | L | Annual | Net Emissions Allowance Position | Thousand Tons | 0 | 0 | 0 | 0 | 0 | 0 | 0 | 0
DE Unit Level EdMoore3 - NOX Cap Annual v3.1 | 408 | 1522 | Rate Constraint in MTons | FALSE | L | Annual | Fuel Consumed | TBtu | 0 | 0 | 0 | 0 | 0 | 0 | 0 | 0
DE Unit Level EdMoore3 - NOX Cap Annual v3.1 | 408 | 1522 | Rate Constraint in MTons | FALSE | L | Annual | Rate | lb/MMBtu | 0 | 0 | 0 | 0 | 0 | 0 | 0 | 0
DE Unit Level EdMoore3 - NOX Cap Annual v3.1 | 408 | 1522 | Rate Constraint in MTons | FALSE | L | Annual | Generation | TWh | 0 | 0 | 0 | 0 | 0 | 0 | 0 | 0
DE Unit Level EdMoore3 - NOX Cap Annual v3.1 | 408 | 1522 | Rate Constraint in MTons | FALSE | L | Annual | Qualifying Generation | TWh | 0 | 0 | 0 | 0 | 0 | 0 | 0 | 0
DE Unit Level EdMoore3 - NOX Cap Annual v3.1 | 408 | 1522 | Rate Constraint in MTons | FALSE | L | Annual | Rate | lb/MWh | 0 | 0 | 0 | 0 | 0 | 0 | 0 | 0
DE Unit Level EdMoore3 - NOX Cap Annual v3.1 | 408 | 1522 | Rate Constraint in MTons | FALSE | L | Annual | Constraint Shadow Price | US2016$/Ton | 0 | 0 | 0 | 0 | 0 | 0 | 0 | 0
DE Unit Level EdMoore3 - SO2 Cap Annual v3.1 | 409 | 1530 | Rate Constraint in MTons | FALSE | L | Annual | Seasons Included | Seasons | Winter, WintShld, Summer | Winter, WintShld, Summer | Winter, WintShld, Summer | Winter, WintShld, Summer | Winter, WintShld, Summer | Winter, WintShld, Summer | Winter, WintShld, Summer | Winter, WintShld, Summer
DE Unit Level EdMoore3 - SO2 Cap Annual v3.1 | 409 | 1530 | Rate Constraint in MTons | FALSE | L | Annual | Standard SO2 | Thousand Tons | 1.391 | 1.391 | 1.391 | 1.391 | 1.391 | 1.391 | 1.391 | 1.391
DE Unit Level EdMoore3 - SO2 Cap Annual v3.1 | 409 | 1530 | Rate Constraint in MTons | FALSE | L | Annual | Emissions at Affected Plants SO2 | Thousand Tons | 0 | 0 | 0 | 0 | 0 | 0 | 0 | 0
DE Unit Level EdMoore3 - SO2 Cap Annual v3.1 | 409 | 1530 | Rate Constraint in MTons | FALSE | L | Annual | Allowances Purchased SO2 | Thousand Tons | 0 | 0 | 0 | 0 | 0 | 0 | 0 | 0
DE Unit Level EdMoore3 - SO2 Cap Annual v3.1 | 409 | 1530 | Rate Constraint in MTons | FALSE | L | Annual | Allowances Sold SO2 | Thousand Tons | 0 | 0 | 0 | 0 | 0 | 0 | 0 | 0
DE Unit Level EdMoore3 - SO2 Cap Annual v3.1 | 409 | 1530 | Rate Constraint in MTons | FALSE | L | Annual | Allowances Banked | Thousand Tons | 0 | 0 | 0 | 0 | 0 | 0 | 0 | 0
DE Unit Level EdMoore3 - SO2 Cap Annual v3.1 | 409 | 1530 | Rate Constraint in MTons | FALSE | L | Annual | Allowances Withdrawn (1:1) | Thousand Tons | 0 | 0 | 0 | 0 | 0 | 0 | 0 | 0
DE Unit Level EdMoore3 - SO2 Cap Annual v3.1 | 409 | 1530 | Rate Constraint in MTons | FALSE | L | Annual | Allowances Withdrawn (n:1) | Thousand Tons | 0 | 0 | 0 | 0 | 0 | 0 | 0 | 0
DE Unit Level EdMoore3 - SO2 Cap Annual v3.1 | 409 | 1530 | Rate Constraint in MTons | FALSE | L | Annual | Net Emissions Allowance Position | Thousand Tons | 0 | 0 | 0 | 0 | 0 | 0 | 0 | 0
DE Unit Level EdMoore3 - SO2 Cap Annual v3.1 | 409 | 1530 | Rate Constraint in MTons | FALSE | L | Annual | Fuel Consumed | TBtu | 0 | 0 | 0 | 0 | 0 | 0 | 0 | 0
DE Unit Level EdMoore3 - SO2 Cap Annual v3.1 | 409 | 1530 | Rate Constraint in MTons | FALSE | L | Annual | Rate | lb/MMBtu | 0 | 0 | 0 | 0 | 0 | 0 | 0 | 0
DE Unit Level EdMoore3 - SO2 Cap Annual v3.1 | 409 | 1530 | Rate Constraint in MTons | FALSE | L | Annual | Generation | TWh | 0 | 0 | 0 | 0 | 0 | 0 | 0 | 0
DE Unit Level EdMoore3 - SO2 Cap Annual v3.1 | 409 | 1530 | Rate Constraint in MTons | FALSE | L | Annual | Qualifying Generation | TWh | 0 | 0 | 0 | 0 | 0 | 0 | 0 | 0
DE Unit Level EdMoore3 - SO2 Cap Annual v3.1 | 409 | 1530 | Rate Constraint in MTons | FALSE | L | Annual | Rate | lb/MWh | 0 | 0 | 0 | 0 | 0 | 0 | 0 | 0
DE Unit Level EdMoore3 - SO2 Cap Annual v3.1 | 409 | 1530 | Rate Constraint in MTons | FALSE | L | Annual | Constraint Shadow Price | US2016$/Ton | 0 | 0 | 0 | 0 | 0 | 0 | 0 | 0
DE Unit Level EdMoore4 - MER Cap Annual v3.1 | 410 | 1540 | Rate Constraint in MTons | FALSE | L | Annual | Seasons Included | Seasons | Winter, WintShld, Summer | Winter, WintShld, Summer | Winter, WintShld, Summer | Winter, WintShld, Summer | Winter, WintShld, Summer | Winter, WintShld, Summer | Winter, WintShld, Summer | Winter, WintShld, Summer
DE Unit Level EdMoore4 - MER Cap Annual v3.1 | 410 | 1540 | Rate Constraint in MTons | FALSE | L | Annual | Standard MER | lbs | 11.4 | 11.4 | 11.4 | 11.4 | 11.4 | 11.4 | 11.4 | 11.4
DE Unit Level EdMoore4 - MER Cap Annual v3.1 | 410 | 1540 | Rate Constraint in MTons | FALSE | L | Annual | Emissions at Affected Plants MER | lbs | 0 | 0 | 0 | 0 | 0 | 0 | 0 | 0
DE Unit Level EdMoore4 - MER Cap Annual v3.1 | 410 | 1540 | Rate Constraint in MTons | FALSE | L | Annual | Allowances Purchased MER | lbs | 0 | 0 | 0 | 0 | 0 | 0 | 0 | 0
DE Unit Level EdMoore4 - MER Cap Annual v3.1 | 410 | 1540 | Rate Constraint in MTons | FALSE | L | Annual | Allowances Sold MER | lbs | 0 | 0 | 0 | 0 | 0 | 0 | 0 | 0
DE Unit Level EdMoore4 - MER Cap Annual v3.1 | 410 | 1540 | Rate Constraint in MTons | FALSE | L | Annual | Allowances Banked | lbs | 0 | 0 | 0 | 0 | 0 | 0 | 0 | 0
DE Unit Level EdMoore4 - MER Cap Annual v3.1 | 410 | 1540 | Rate Constraint in MTons | FALSE | L | Annual | Allowances Withdrawn (1:1) | lbs | 0 | 0 | 0 | 0 | 0 | 0 | 0 | 0
DE Unit Level EdMoore4 - MER Cap Annual v3.1 | 410 | 1540 | Rate Constraint in MTons | FALSE | L | Annual | Allowances Withdrawn (n:1) | lbs | 0 | 0 | 0 | 0 | 0 | 0 | 0 | 0
DE Unit Level EdMoore4 - MER Cap Annual v3.1 | 410 | 1540 | Rate Constraint in MTons | FALSE | L | Annual | Net Emissions Allowance Position | lbs | 0 | 0 | 0 | 0 | 0 | 0 | 0 | 0
DE Unit Level EdMoore4 - MER Cap Annual v3.1 | 410 | 1540 | Rate Constraint in MTons | FALSE | L | Annual | Fuel Consumed | TBtu | 0 | 0 | 0 | 0 | 0 | 0 | 0 | 0
DE Unit Level EdMoore4 - MER Cap Annual v3.1 | 410 | 1540 | Rate Constraint in MTons | FALSE | L | Annual | Rate | lb/MMBtu | 0 | 0 | 0 | 0 | 0 | 0 | 0 | 0
DE Unit Level EdMoore4 - MER Cap Annual v3.1 | 410 | 1540 | Rate Constraint in MTons | FALSE | L | Annual | Generation | TWh | 0 | 0 | 0 | 0 | 0 | 0 | 0 | 0
DE Unit Level EdMoore4 - MER Cap Annual v3.1 | 410 | 1540 | Rate Constraint in MTons | FALSE | L | Annual | Qualifying Generation | TWh | 0 | 0 | 0 | 0 | 0 | 0 | 0 | 0
DE Unit Level EdMoore4 - MER Cap Annual v3.1 | 410 | 1540 | Rate Constraint in MTons | FALSE | L | Annual | Rate | lb/MWh | 0 | 0 | 0 | 0 | 0 | 0 | 0 | 0
DE Unit Level EdMoore4 - MER Cap Annual v3.1 | 410 | 1540 | Rate Constraint in MTons | FALSE | L | Annual | Constraint Shadow Price | US2016$/Lb | 0 | 0 | 0 | 0 | 0 | 0 | 0 | 0
DE Unit Level EdMoore4 - NOX Cap Annual v3.1 | 411 | 1523 | Rate Constraint in MTons | FALSE | L | Annual | Seasons Included | Seasons | Winter, WintShld, Summer | Winter, WintShld, Summer | Winter, WintShld, Summer | Winter, WintShld, Summer | Winter, WintShld, Summer | Winter, WintShld, Summer | Winter, WintShld, Summer | Winter, WintShld, Summer
DE Unit Level EdMoore4 - NOX Cap Annual v3.1 | 411 | 1523 | Rate Constraint in MTons | FALSE | L | Annual | Standard NOX | Thousand Tons | 1.339 | 1.339 | 1.339 | 1.339 | 1.339 | 1.339 | 1.339 | 1.339
DE Unit Level EdMoore4 - NOX Cap Annual v3.1 | 411 | 1523 | Rate Constraint in MTons | FALSE | L | Annual | Emissions at Affected Plants NOX | Thousand Tons | 0 | 0 | 0 | 0 | 0 | 0 | 0 | 0
DE Unit Level EdMoore4 - NOX Cap Annual v3.1 | 411 | 1523 | Rate Constraint in MTons | FALSE | L | Annual | Allowances Purchased NOX | Thousand Tons | 0 | 0 | 0 | 0 | 0 | 0 | 0 | 0
DE Unit Level EdMoore4 - NOX Cap Annual v3.1 | 411 | 1523 | Rate Constraint in MTons | FALSE | L | Annual | Allowances Sold NOX | Thousand Tons | 0 | 0 | 0 | 0 | 0 | 0 | 0 | 0
DE Unit Level EdMoore4 - NOX Cap Annual v3.1 | 411 | 1523 | Rate Constraint in MTons | FALSE | L | Annual | Allowances Banked | Thousand Tons | 0 | 0 | 0 | 0 | 0 | 0 | 0 | 0
DE Unit Level EdMoore4 - NOX Cap Annual v3.1 | 411 | 1523 | Rate Constraint in MTons | FALSE | L | Annual | Allowances Withdrawn (1:1) | Thousand Tons | 0 | 0 | 0 | 0 | 0 | 0 | 0 | 0
DE Unit Level EdMoore4 - NOX Cap Annual v3.1 | 411 | 1523 | Rate Constraint in MTons | FALSE | L | Annual | Allowances Withdrawn (n:1) | Thousand Tons | 0 | 0 | 0 | 0 | 0 | 0 | 0 | 0
DE Unit Level EdMoore4 - NOX Cap Annual v3.1 | 411 | 1523 | Rate Constraint in MTons | FALSE | L | Annual | Net Emissions Allowance Position | Thousand Tons | 0 | 0 | 0 | 0 | 0 | 0 | 0 | 0
DE Unit Level EdMoore4 - NOX Cap Annual v3.1 | 411 | 1523 | Rate Constraint in MTons | FALSE | L | Annual | Fuel Consumed | TBtu | 0 | 0 | 0 | 0 | 0 | 0 | 0 | 0
DE Unit Level EdMoore4 - NOX Cap Annual v3.1 | 411 | 1523 | Rate Constraint in MTons | FALSE | L | Annual | Rate | lb/MMBtu | 0 | 0 | 0 | 0 | 0 | 0 | 0 | 0
DE Unit Level EdMoore4 - NOX Cap Annual v3.1 | 411 | 1523 | Rate Constraint in MTons | FALSE | L | Annual | Generation | TWh | 0 | 0 | 0 | 0 | 0 | 0 | 0 | 0
DE Unit Level EdMoore4 - NOX Cap Annual v3.1 | 411 | 1523 | Rate Constraint in MTons | FALSE | L | Annual | Qualifying Generation | TWh | 0 | 0 | 0 | 0 | 0 | 0 | 0 | 0
DE Unit Level EdMoore4 - NOX Cap Annual v3.1 | 411 | 1523 | Rate Constraint in MTons | FALSE | L | Annual | Rate | lb/MWh | 0 | 0 | 0 | 0 | 0 | 0 | 0 | 0
DE Unit Level EdMoore4 - NOX Cap Annual v3.1 | 411 | 1523 | Rate Constraint in MTons | FALSE | L | Annual | Constraint Shadow Price | US2016$/Ton | 0 | 0 | 0 | 0 | 0 | 0 | 0 | 0
DE Unit Level EdMoore4 - SO2 Cap Annual v3.1 | 412 | 1531 | Rate Constraint in MTons | FALSE | L | Annual | Seasons Included | Seasons | Winter, WintShld, Summer | Winter, WintShld, Summer | Winter, WintShld, Summer | Winter, WintShld, Summer | Winter, WintShld, Summer | Winter, WintShld, Summer | Winter, WintShld, Summer | Winter, WintShld, Summer
DE Unit Level EdMoore4 - SO2 Cap Annual v3.1 | 412 | 1531 | Rate Constraint in MTons | FALSE | L | Annual | Standard SO2 | Thousand Tons | 2.41 | 2.41 | 2.41 | 2.41 | 2.41 | 2.41 | 2.41 | 2.41
DE Unit Level EdMoore4 - SO2 Cap Annual v3.1 | 412 | 1531 | Rate Constraint in MTons | FALSE | L | Annual | Emissions at Affected Plants SO2 | Thousand Tons | 0 | 0 | 0 | 0 | 0 | 0 | 0 | 0
DE Unit Level EdMoore4 - SO2 Cap Annual v3.1 | 412 | 1531 | Rate Constraint in MTons | FALSE | L | Annual | Allowances Purchased SO2 | Thousand Tons | 0 | 0 | 0 | 0 | 0 | 0 | 0 | 0
DE Unit Level EdMoore4 - SO2 Cap Annual v3.1 | 412 | 1531 | Rate Constraint in MTons | FALSE | L | Annual | Allowances Sold SO2 | Thousand Tons | 0 | 0 | 0 | 0 | 0 | 0 | 0 | 0
DE Unit Level EdMoore4 - SO2 Cap Annual v3.1 | 412 | 1531 | Rate Constraint in MTons | FALSE | L | Annual | Allowances Banked | Thousand Tons | 0 | 0 | 0 | 0 | 0 | 0 | 0 | 0
DE Unit Level EdMoore4 - SO2 Cap Annual v3.1 | 412 | 1531 | Rate Constraint in MTons | FALSE | L | Annual | Allowances Withdrawn (1:1) | Thousand Tons | 0 | 0 | 0 | 0 | 0 | 0 | 0 | 0
DE Unit Level EdMoore4 - SO2 Cap Annual v3.1 | 412 | 1531 | Rate Constraint in MTons | FALSE | L | Annual | Allowances Withdrawn (n:1) | Thousand Tons | 0 | 0 | 0 | 0 | 0 | 0 | 0 | 0
DE Unit Level EdMoore4 - SO2 Cap Annual v3.1 | 412 | 1531 | Rate Constraint in MTons | FALSE | L | Annual | Net Emissions Allowance Position | Thousand Tons | 0 | 0 | 0 | 0 | 0 | 0 | 0 | 0
DE Unit Level EdMoore4 - SO2 Cap Annual v3.1 | 412 | 1531 | Rate Constraint in MTons | FALSE | L | Annual | Fuel Consumed | TBtu | 0 | 0 | 0 | 0 | 0 | 0 | 0 | 0
DE Unit Level EdMoore4 - SO2 Cap Annual v3.1 | 412 | 1531 | Rate Constraint in MTons | FALSE | L | Annual | Rate | lb/MMBtu | 0 | 0 | 0 | 0 | 0 | 0 | 0 | 0
DE Unit Level EdMoore4 - SO2 Cap Annual v3.1 | 412 | 1531 | Rate Constraint in MTons | FALSE | L | Annual | Generation | TWh | 0 | 0 | 0 | 0 | 0 | 0 | 0 | 0
DE Unit Level EdMoore4 - SO2 Cap Annual v3.1 | 412 | 1531 | Rate Constraint in MTons | FALSE | L | Annual | Qualifying Generation | TWh | 0 | 0 | 0 | 0 | 0 | 0 | 0 | 0
DE Unit Level EdMoore4 - SO2 Cap Annual v3.1 | 412 | 1531 | Rate Constraint in MTons | FALSE | L | Annual | Rate | lb/MWh | 0 | 0 | 0 | 0 | 0 | 0 | 0 | 0
DE Unit Level EdMoore4 - SO2 Cap Annual v3.1 | 412 | 1531 | Rate Constraint in MTons | FALSE | L | Annual | Constraint Shadow Price | US2016$/Ton | 0 | 0 | 0 | 0 | 0 | 0 | 0 | 0
DE Unit Level EdMoore5 - NOX Cap Annual v3.1 | 413 | 1524 | Rate Constraint in MTons | FALSE | L | Annual | Seasons Included | Seasons | Winter, WintShld, Summer | Winter, WintShld, Summer | Winter, WintShld, Summer | Winter, WintShld, Summer | Winter, WintShld, Summer | Winter, WintShld, Summer | Winter, WintShld, Summer | Winter, WintShld, Summer
DE Unit Level EdMoore5 - NOX Cap Annual v3.1 | 413 | 1524 | Rate Constraint in MTons | FALSE | L | Annual | Standard NOX | Thousand Tons | 1.348 | 1.348 | 1.348 | 1.348 | 1.348 | 1.348 | 1.348 | 1.348
DE Unit Level EdMoore5 - NOX Cap Annual v3.1 | 413 | 1524 | Rate Constraint in MTons | FALSE | L | Annual | Emissions at Affected Plants NOX | Thousand Tons | 0.026487 | 0.026487 | 0.026487 | 0.026487 | 0.026487 | 0.013647 | 0.0052106 | 0.0052106
DE Unit Level EdMoore5 - NOX Cap Annual v3.1 | 413 | 1524 | Rate Constraint in MTons | FALSE | L | Annual | Allowances Purchased NOX | Thousand Tons | 0 | 0 | 0 | 0 | 0 | 0 | 0 | 0
DE Unit Level EdMoore5 - NOX Cap Annual v3.1 | 413 | 1524 | Rate Constraint in MTons | FALSE | L | Annual | Allowances Sold NOX | Thousand Tons | 0 | 0 | 0 | 0 | 0 | 0 | 0 | 0
DE Unit Level EdMoore5 - NOX Cap Annual v3.1 | 413 | 1524 | Rate Constraint in MTons | FALSE | L | Annual | Allowances Banked | Thousand Tons | 0 | 0 | 0 | 0 | 0 | 0 | 0 | 0
DE Unit Level EdMoore5 - NOX Cap Annual v3.1 | 413 | 1524 | Rate Constraint in MTons | FALSE | L | Annual | Allowances Withdrawn (1:1) | Thousand Tons | 0 | 0 | 0 | 0 | 0 | 0 | 0 | 0
DE Unit Level EdMoore5 - NOX Cap Annual v3.1 | 413 | 1524 | Rate Constraint in MTons | FALSE | L | Annual | Allowances Withdrawn (n:1) | Thousand Tons | 0 | 0 | 0 | 0 | 0 | 0 | 0 | 0
DE Unit Level EdMoore5 - NOX Cap Annual v3.1 | 413 | 1524 | Rate Constraint in MTons | FALSE | L | Annual | Net Emissions Allowance Position | Thousand Tons | 0.026487 | 0.026487 | 0.026487 | 0.026487 | 0.026487 | 0.013647 | 0.0052106 | 0.0052106
DE Unit Level EdMoore5 - NOX Cap Annual v3.1 | 413 | 1524 | Rate Constraint in MTons | FALSE | L | Annual | Fuel Consumed | TBtu | 0.78656 | 0.78656 | 0.78656 | 0.78656 | 0.78656 | 0.40524 | 0.15473 | 0.15473
DE Unit Level EdMoore5 - NOX Cap Annual v3.1 | 413 | 1524 | Rate Constraint in MTons | FALSE | L | Annual | Rate | lb/MMBtu | 0.06735 | 0.06735 | 0.06735 | 0.06735 | 0.06735 | 0.06735 | 0.06735 | 0.06735
DE Unit Level EdMoore5 - NOX Cap Annual v3.1 | 413 | 1524 | Rate Constraint in MTons | FALSE | L | Annual | Generation | TWh | 0.067988 | 0.067988 | 0.067988 | 0.067988 | 0.067988 | 0.035028 | 0.013375 | 0.013375
DE Unit Level EdMoore5 - NOX Cap Annual v3.1 | 413 | 1524 | Rate Constraint in MTons | FALSE | L | Annual | Qualifying Generation | TWh | 0.067988 | 0.067988 | 0.067988 | 0.067988 | 0.067988 | 0.035028 | 0.013375 | 0.013375
DE Unit Level EdMoore5 - NOX Cap Annual v3.1 | 413 | 1524 | Rate Constraint in MTons | FALSE | L | Annual | Rate | lb/MWh | 0.77917 | 0.77917 | 0.77917 | 0.77917 | 0.77917 | 0.77917 | 0.77917 | 0.77917
DE Unit Level EdMoore5 - NOX Cap Annual v3.1 | 413 | 1524 | Rate Constraint in MTons | FALSE | L | Annual | Constraint Shadow Price | US2016$/Ton | 0 | 0 | 0 | 0 | 0 | 0 | 0 | 0
DE Unit Level EdMoore5 - SO2 Cap Annual v3.1 | 414 | 1533 | Rate Constraint in MTons | FALSE | L | Annual | Seasons Included | Seasons | Winter, WintShld, Summer | Winter, WintShld, Summer | Winter, WintShld, Summer | Winter, WintShld, Summer | Winter, WintShld, Summer | Winter, WintShld, Summer | Winter, WintShld, Summer | Winter, WintShld, Summer
DE Unit Level EdMoore5 - SO2 Cap Annual v3.1 | 414 | 1533 | Rate Constraint in MTons | FALSE | L | Annual | Standard SO2 | Thousand Tons | 2.427 | 2.427 | 2.427 | 2.427 | 2.427 | 2.427 | 2.427 | 2.427
DE Unit Level EdMoore5 - SO2 Cap Annual v3.1 | 414 | 1533 | Rate Constraint in MTons | FALSE | L | Annual | Emissions at Affected Plants SO2 | Thousand Tons | 0 | 0 | 0 | 0 | 0 | 0 | 0 | 0
DE Unit Level EdMoore5 - SO2 Cap Annual v3.1 | 414 | 1533 | Rate Constraint in MTons | FALSE | L | Annual | Allowances Purchased SO2 | Thousand Tons | 0 | 0 | 0 | 0 | 0 | 0 | 0 | 0
DE Unit Level EdMoore5 - SO2 Cap Annual v3.1 | 414 | 1533 | Rate Constraint in MTons | FALSE | L | Annual | Allowances Sold SO2 | Thousand Tons | 0 | 0 | 0 | 0 | 0 | 0 | 0 | 0
DE Unit Level EdMoore5 - SO2 Cap Annual v3.1 | 414 | 1533 | Rate Constraint in MTons | FALSE | L | Annual | Allowances Banked | Thousand Tons | 0 | 0 | 0 | 0 | 0 | 0 | 0 | 0
DE Unit Level EdMoore5 - SO2 Cap Annual v3.1 | 414 | 1533 | Rate Constraint in MTons | FALSE | L | Annual | Allowances Withdrawn (1:1) | Thousand Tons | 0 | 0 | 0 | 0 | 0 | 0 | 0 | 0
DE Unit Level EdMoore5 - SO2 Cap Annual v3.1 | 414 | 1533 | Rate Constraint in MTons | FALSE | L | Annual | Allowances Withdrawn (n:1) | Thousand Tons | 0 | 0 | 0 | 0 | 0 | 0 | 0 | 0
DE Unit Level EdMoore5 - SO2 Cap Annual v3.1 | 414 | 1533 | Rate Constraint in MTons | FALSE | L | Annual | Net Emissions Allowance Position | Thousand Tons | 0 | 0 | 0 | 0 | 0 | 0 | 0 | 0
DE Unit Level EdMoore5 - SO2 Cap Annual v3.1 | 414 | 1533 | Rate Constraint in MTons | FALSE | L | Annual | Fuel Consumed | TBtu | 0.78656 | 0.78656 | 0.78656 | 0.78656 | 0.78656 | 0.40524 | 0.15473 | 0.15473
DE Unit Level EdMoore5 - SO2 Cap Annual v3.1 | 414 | 1533 | Rate Constraint in MTons | FALSE | L | Annual | Rate | lb/MMBtu | 0 | 0 | 0 | 0 | 0 | 0 | 0 | 0
DE Unit Level EdMoore5 - SO2 Cap Annual v3.1 | 414 | 1533 | Rate Constraint in MTons | FALSE | L | Annual | Generation | TWh | 0.067988 | 0.067988 | 0.067988 | 0.067988 | 0.067988 | 0.035028 | 0.013375 | 0.013375
DE Unit Level EdMoore5 - SO2 Cap Annual v3.1 | 414 | 1533 | Rate Constraint in MTons | FALSE | L | Annual | Qualifying Generation | TWh | 0.067988 | 0.067988 | 0.067988 | 0.067988 | 0.067988 | 0.035028 | 0.013375 | 0.013375
DE Unit Level EdMoore5 - SO2 Cap Annual v3.1 | 414 | 1533 | Rate Constraint in MTons | FALSE | L | Annual | Rate | lb/MWh | 0 | 0 | 0 | 0 | 0 | 0 | 0 | 0
DE Unit Level EdMoore5 - SO2 Cap Annual v3.1 | 414 | 1533 | Rate Constraint in MTons | FALSE | L | Annual | Constraint Shadow Price | US2016$/Ton | 0 | 0 | 0 | 0 | 0 | 0 | 0 | 0
DE Unit Level IndRiver4 - MER Cap Annual v3.1 | 415 | 1544 | Rate Constraint in MTons | FALSE | L | Annual | Seasons Included | Seasons | Winter, WintShld, Summer | Winter, WintShld, Summer | Winter, WintShld, Summer | Winter, WintShld, Summer | Winter, WintShld, Summer | Winter, WintShld, Summer | Winter, WintShld, Summer | Winter, WintShld, Summer
DE Unit Level IndRiver4 - MER Cap Annual v3.1 | 415 | 1544 | Rate Constraint in MTons | FALSE | L | Annual | Standard MER | lbs | 17.4 | 17.4 | 17.4 | 17.4 | 17.4 | 17.4 | 17.4 | 17.4
DE Unit Level IndRiver4 - MER Cap Annual v3.1 | 415 | 1544 | Rate Constraint in MTons | FALSE | L | Annual | Emissions at Affected Plants MER | lbs | 0 | 0 | 0 | 0 | 0 | 0 | 0 | 0
DE Unit Level IndRiver4 - MER Cap Annual v3.1 | 415 | 1544 | Rate Constraint in MTons | FALSE | L | Annual | Allowances Purchased MER | lbs | 0 | 0 | 0 | 0 | 0 | 0 | 0 | 0
DE Unit Level IndRiver4 - MER Cap Annual v3.1 | 415 | 1544 | Rate Constraint in MTons | FALSE | L | Annual | Allowances Sold MER | lbs | 0 | 0 | 0 | 0 | 0 | 0 | 0 | 0
DE Unit Level IndRiver4 - MER Cap Annual v3.1 | 415 | 1544 | Rate Constraint in MTons | FALSE | L | Annual | Allowances Banked | lbs | 0 | 0 | 0 | 0 | 0 | 0 | 0 | 0
DE Unit Level IndRiver4 - MER Cap Annual v3.1 | 415 | 1544 | Rate Constraint in MTons | FALSE | L | Annual | Allowances Withdrawn (1:1) | lbs | 0 | 0 | 0 | 0 | 0 | 0 | 0 | 0
DE Unit Level IndRiver4 - MER Cap Annual v3.1 | 415 | 1544 | Rate Constraint in MTons | FALSE | L | Annual | Allowances Withdrawn (n:1) | lbs | 0 | 0 | 0 | 0 | 0 | 0 | 0 | 0
DE Unit Level IndRiver4 - MER Cap Annual v3.1 | 415 | 1544 | Rate Constraint in MTons | FALSE | L | Annual | Net Emissions Allowance Position | lbs | 0 | 0 | 0 | 0 | 0 | 0 | 0 | 0
DE Unit Level IndRiver4 - MER Cap Annual v3.1 | 415 | 1544 | Rate Constraint in MTons | FALSE | L | Annual | Fuel Consumed | TBtu | 0 | 0 | 0 | 0 | 0 | 0 | 0 | 0
DE Unit Level IndRiver4 - MER Cap Annual v3.1 | 415 | 1544 | Rate Constraint in MTons | FALSE | L | Annual | Rate | lb/MMBtu | 0 | 0 | 0 | 0 | 0 | 0 | 0 | 0
DE Unit Level IndRiver4 - MER Cap Annual v3.1 | 415 | 1544 | Rate Constraint in MTons | FALSE | L | Annual | Generation | TWh | 0 | 0 | 0 | 0 | 0 | 0 | 0 | 0
DE Unit Level IndRiver4 - MER Cap Annual v3.1 | 415 | 1544 | Rate Constraint in MTons | FALSE | L | Annual | Qualifying Generation | TWh | 0 | 0 | 0 | 0 | 0 | 0 | 0 | 0
DE Unit Level IndRiver4 - MER Cap Annual v3.1 | 415 | 1544 | Rate Constraint in MTons | FALSE | L | Annual | Rate | lb/MWh | 0 | 0 | 0 | 0 | 0 | 0 | 0 | 0
DE Unit Level IndRiver4 - MER Cap Annual v3.1 | 415 | 1544 | Rate Constraint in MTons | FALSE | L | Annual | Constraint Shadow Price | US2016$/Lb | 0 | 0 | 0 | 0 | 0 | 0 | 0 | 0
DE Unit Level IndRiver4 - NOX Cap Annual v3.1 | 416 | 1528 | Rate Constraint in MTons | FALSE | L | Annual | Seasons Included | Seasons | Winter, WintShld, Summer | Winter, WintShld, Summer | Winter, WintShld, Summer | Winter, WintShld, Summer | Winter, WintShld, Summer | Winter, WintShld, Summer | Winter, WintShld, Summer | Winter, WintShld, Summer
DE Unit Level IndRiver4 - NOX Cap Annual v3.1 | 416 | 1528 | Rate Constraint in MTons | FALSE | L | Annual | Standard NOX | Thousand Tons | 2.032 | 2.032 | 2.032 | 2.032 | 2.032 | 2.032 | 2.032 | 2.032
DE Unit Level IndRiver4 - NOX Cap Annual v3.1 | 416 | 1528 | Rate Constraint in MTons | FALSE | L | Annual | Emissions at Affected Plants NOX | Thousand Tons | 0 | 0 | 0 | 0 | 0 | 0 | 0 | 0
DE Unit Level IndRiver4 - NOX Cap Annual v3.1 | 416 | 1528 | Rate Constraint in MTons | FALSE | L | Annual | Allowances Purchased NOX | Thousand Tons | 0 | 0 | 0 | 0 | 0 | 0 | 0 | 0
DE Unit Level IndRiver4 - NOX Cap Annual v3.1 | 416 | 1528 | Rate Constraint in MTons | FALSE | L | Annual | Allowances Sold NOX | Thousand Tons | 0 | 0 | 0 | 0 | 0 | 0 | 0 | 0
DE Unit Level IndRiver4 - NOX Cap Annual v3.1 | 416 | 1528 | Rate Constraint in MTons | FALSE | L | Annual | Allowances Banked | Thousand Tons | 0 | 0 | 0 | 0 | 0 | 0 | 0 | 0
DE Unit Level IndRiver4 - NOX Cap Annual v3.1 | 416 | 1528 | Rate Constraint in MTons | FALSE | L | Annual | Allowances Withdrawn (1:1) | Thousand Tons | 0 | 0 | 0 | 0 | 0 | 0 | 0 | 0
DE Unit Level IndRiver4 - NOX Cap Annual v3.1 | 416 | 1528 | Rate Constraint in MTons | FALSE | L | Annual | Allowances Withdrawn (n:1) | Thousand Tons | 0 | 0 | 0 | 0 | 0 | 0 | 0 | 0
DE Unit Level IndRiver4 - NOX Cap Annual v3.1 | 416 | 1528 | Rate Constraint in MTons | FALSE | L | Annual | Net Emissions Allowance Position | Thousand Tons | 0 | 0 | 0 | 0 | 0 | 0 | 0 | 0
DE Unit Level IndRiver4 - NOX Cap Annual v3.1 | 416 | 1528 | Rate Constraint in MTons | FALSE | L | Annual | Fuel Consumed | TBtu | 0 | 0 | 0 | 0 | 0 | 0 | 0 | 0
DE Unit Level IndRiver4 - NOX Cap Annual v3.1 | 416 | 1528 | Rate Constraint in MTons | FALSE | L | Annual | Rate | lb/MMBtu | 0 | 0 | 0 | 0 | 0 | 0 | 0 | 0
DE Unit Level IndRiver4 - NOX Cap Annual v3.1 | 416 | 1528 | Rate Constraint in MTons | FALSE | L | Annual | Generation | TWh | 0 | 0 | 0 | 0 | 0 | 0 | 0 | 0
DE Unit Level IndRiver4 - NOX Cap Annual v3.1 | 416 | 1528 | Rate Constraint in MTons | FALSE | L | Annual | Qualifying Generation | TWh | 0 | 0 | 0 | 0 | 0 | 0 | 0 | 0
DE Unit Level IndRiver4 - NOX Cap Annual v3.1 | 416 | 1528 | Rate Constraint in MTons | FALSE | L | Annual | Rate | lb/MWh | 0 | 0 | 0 | 0 | 0 | 0 | 0 | 0
DE Unit Level IndRiver4 - NOX Cap Annual v3.1 | 416 | 1528 | Rate Constraint in MTons | FALSE | L | Annual | Constraint Shadow Price | US2016$/Ton | 0 | 0 | 0 | 0 | 0 | 0 | 0 | 0
DE Unit Level IndRiver4 - SO2 Cap Annual v3.1 | 417 | 1537 | Rate Constraint in MTons | FALSE | L | Annual | Seasons Included | Seasons | Winter, WintShld, Summer | Winter, WintShld, Summer | Winter, WintShld, Summer | Winter, WintShld, Summer | Winter, WintShld, Summer | Winter, WintShld, Summer | Winter, WintShld, Summer | Winter, WintShld, Summer
DE Unit Level IndRiver4 - SO2 Cap Annual v3.1 | 417 | 1537 | Rate Constraint in MTons | FALSE | L | Annual | Standard SO2 | Thousand Tons | 3.657 | 3.657 | 3.657 | 3.657 | 3.657 | 3.657 | 3.657 | 3.657
DE Unit Level IndRiver4 - SO2 Cap Annual v3.1 | 417 | 1537 | Rate Constraint in MTons | FALSE | L | Annual | Emissions at Affected Plants SO2 | Thousand Tons | 0 | 0 | 0 | 0 | 0 | 0 | 0 | 0
DE Unit Level IndRiver4 - SO2 Cap Annual v3.1 | 417 | 1537 | Rate Constraint in MTons | FALSE | L | Annual | Allowances Purchased SO2 | Thousand Tons | 0 | 0 | 0 | 0 | 0 | 0 | 0 | 0
DE Unit Level IndRiver4 - SO2 Cap Annual v3.1 | 417 | 1537 | Rate Constraint in MTons | FALSE | L | Annual | Allowances Sold SO2 | Thousand Tons | 0 | 0 | 0 | 0 | 0 | 0 | 0 | 0
DE Unit Level IndRiver4 - SO2 Cap Annual v3.1 | 417 | 1537 | Rate Constraint in MTons | FALSE | L | Annual | Allowances Banked | Thousand Tons | 0 | 0 | 0 | 0 | 0 | 0 | 0 | 0
DE Unit Level IndRiver4 - SO2 Cap Annual v3.1 | 417 | 1537 | Rate Constraint in MTons | FALSE | L | Annual | Allowances Withdrawn (1:1) | Thousand Tons | 0 | 0 | 0 | 0 | 0 | 0 | 0 | 0
DE Unit Level IndRiver4 - SO2 Cap Annual v3.1 | 417 | 1537 | Rate Constraint in MTons | FALSE | L | Annual | Allowances Withdrawn (n:1) | Thousand Tons | 0 | 0 | 0 | 0 | 0 | 0 | 0 | 0
DE Unit Level IndRiver4 - SO2 Cap Annual v3.1 | 417 | 1537 | Rate Constraint in MTons | FALSE | L | Annual | Net Emissions Allowance Position | Thousand Tons | 0 | 0 | 0 | 0 | 0 | 0 | 0 | 0
DE Unit Level IndRiver4 - SO2 Cap Annual v3.1 | 417 | 1537 | Rate Constraint in MTons | FALSE | L | Annual | Fuel Consumed | TBtu | 0 | 0 | 0 | 0 | 0 | 0 | 0 | 0
DE Unit Level IndRiver4 - SO2 Cap Annual v3.1 | 417 | 1537 | Rate Constraint in MTons | FALSE | L | Annual | Rate | lb/MMBtu | 0 | 0 | 0 | 0 | 0 | 0 | 0 | 0
DE Unit Level IndRiver4 - SO2 Cap Annual v3.1 | 417 | 1537 | Rate Constraint in MTons | FALSE | L | Annual | Generation | TWh | 0 | 0 | 0 | 0 | 0 | 0 | 0 | 0
DE Unit Level IndRiver4 - SO2 Cap Annual v3.1 | 417 | 1537 | Rate Constraint in MTons | FALSE | L | Annual | Qualifying Generation | TWh | 0 | 0 | 0 | 0 | 0 | 0 | 0 | 0
DE Unit Level IndRiver4 - SO2 Cap Annual v3.1 | 417 | 1537 | Rate Constraint in MTons | FALSE | L | Annual | Rate | lb/MWh | 0 | 0 | 0 | 0 | 0 | 0 | 0 | 0
DE Unit Level IndRiver4 - SO2 Cap Annual v3.1 | 417 | 1537 | Rate Constraint in MTons | FALSE | L | Annual | Constraint Shadow Price | US2016$/Ton | 0 | 0 | 0 | 0 | 0 | 0 | 0 | 0
DE Unit Level McKee3 - NOX Cap Annual v3.1 | 418 | 1529 | Rate Constraint in MTons | FALSE | L | Annual | Seasons Included | Seasons | Winter, WintShld, Summer | Winter, WintShld, Summer | Winter, WintShld, Summer | Winter, WintShld, Summer | Winter, WintShld, Summer | Winter, WintShld, Summer | Winter, WintShld, Summer | Winter, WintShld, Summer
DE Unit Level McKee3 - NOX Cap Annual v3.1 | 418 | 1529 | Rate Constraint in MTons | FALSE | L | Annual | Standard NOX | Thousand Tons | 0.244 | 0.244 | 0.244 | 0.244 | 0.244 | 0.244 | 0.244 | 0.244
DE Unit Level McKee3 - NOX Cap Annual v3.1 | 418 | 1529 | Rate Constraint in MTons | FALSE | L | Annual | Emissions at Affected Plants NOX | Thousand Tons | 0.02001 | 0.02001 | 0.02001 | 0.02001 | 0.02001 | 0.0039363 | 0.0039363 | 0
DE Unit Level McKee3 - NOX Cap Annual v3.1 | 418 | 1529 | Rate Constraint in MTons | FALSE | L | Annual | Allowances Purchased NOX | Thousand Tons | 0 | 0 | 0 | 0 | 0 | 0 | 0 | 0
DE Unit Level McKee3 - NOX Cap Annual v3.1 | 418 | 1529 | Rate Constraint in MTons | FALSE | L | Annual | Allowances Sold NOX | Thousand Tons | 0 | 0 | 0 | 0 | 0 | 0 | 0 | 0
DE Unit Level McKee3 - NOX Cap Annual v3.1 | 418 | 1529 | Rate Constraint in MTons | FALSE | L | Annual | Allowances Banked | Thousand Tons | 0 | 0 | 0 | 0 | 0 | 0 | 0 | 0
DE Unit Level McKee3 - NOX Cap Annual v3.1 | 418 | 1529 | Rate Constraint in MTons | FALSE | L | Annual | Allowances Withdrawn (1:1) | Thousand Tons | 0 | 0 | 0 | 0 | 0 | 0 | 0 | 0
DE Unit Level McKee3 - NOX Cap Annual v3.1 | 418 | 1529 | Rate Constraint in MTons | FALSE | L | Annual | Allowances Withdrawn (n:1) | Thousand Tons | 0 | 0 | 0 | 0 | 0 | 0 | 0 | 0
DE Unit Level McKee3 - NOX Cap Annual v3.1 | 418 | 1529 | Rate Constraint in MTons | FALSE | L | Annual | Net Emissions Allowance Position | Thousand Tons | 0.02001 | 0.02001 | 0.02001 | 0.02001 | 0.02001 | 0.0039363 | 0.0039363 | 0
DE Unit Level McKee3 - NOX Cap Annual v3.1 | 418 | 1529 | Rate Constraint in MTons | FALSE | L | Annual | Fuel Consumed | TBtu | 0.19505 | 0.19505 | 0.19505 | 0.19505 | 0.19505 | 0.03837 | 0.03837 | 0
DE Unit Level McKee3 - NOX Cap Annual v3.1 | 418 | 1529 | Rate Constraint in MTons | FALSE | L | Annual | Rate | lb/MMBtu | 0.20518 | 0.20518 | 0.20518 | 0.20518 | 0.20518 | 0.20518 | 0.20518 | 0
DE Unit Level McKee3 - NOX Cap Annual v3.1 | 418 | 1529 | Rate Constraint in MTons | FALSE | L | Annual | Generation | TWh | 0.016437 | 0.016437 | 0.016437 | 0.016437 | 0.016437 | 0.0032336 | 0.0032336 | 0
DE Unit Level McKee3 - NOX Cap Annual v3.1 | 418 | 1529 | Rate Constraint in MTons | FALSE | L | Annual | Qualifying Generation | TWh | 0.016437 | 0.016437 | 0.016437 | 0.016437 | 0.016437 | 0.0032336 | 0.0032336 | 0
DE Unit Level McKee3 - NOX Cap Annual v3.1 | 418 | 1529 | Rate Constraint in MTons | FALSE | L | Annual | Rate | lb/MWh | 2.4347 | 2.4347 | 2.4347 | 2.4347 | 2.4347 | 2.4347 | 2.4347 | 0
DE Unit Level McKee3 - NOX Cap Annual v3.1 | 418 | 1529 | Rate Constraint in MTons | FALSE | L | Annual | Constraint Shadow Price | US2016$/Ton | 0 | 0 | 0 | 0 | 0 | 0 | 0 | 0
DE Unit Level McKee3 - SO2 Cap Annual v3.1 | 419 | 1538 | Rate Constraint in MTons | FALSE | L | Annual | Seasons Included | Seasons | Winter, WintShld, Summer | Winter, WintShld, Summer | Winter, WintShld, Summer | Winter, WintShld, Summer | Winter, WintShld, Summer | Winter, WintShld, Summer | Winter, WintShld, Summer | Winter, WintShld, Summer
DE Unit Level McKee3 - SO2 Cap Annual v3.1 | 419 | 1538 | Rate Constraint in MTons | FALSE | L | Annual | Standard SO2 | Thousand Tons | 0.439 | 0.439 | 0.439 | 0.439 | 0.439 | 0.439 | 0.439 | 0.439
DE Unit Level McKee3 - SO2 Cap Annual v3.1 | 419 | 1538 | Rate Constraint in MTons | FALSE | L | Annual | Emissions at Affected Plants SO2 | Thousand Tons | 0 | 0 | 0 | 0 | 0 | 0 | 0 | 0
DE Unit Level McKee3 - SO2 Cap Annual v3.1 | 419 | 1538 | Rate Constraint in MTons | FALSE | L | Annual | Allowances Purchased SO2 | Thousand Tons | 0 | 0 | 0 | 0 | 0 | 0 | 0 | 0
DE Unit Level McKee3 - SO2 Cap Annual v3.1 | 419 | 1538 | Rate Constraint in MTons | FALSE | L | Annual | Allowances Sold SO2 | Thousand Tons | 0 | 0 | 0 | 0 | 0 | 0 | 0 | 0
DE Unit Level McKee3 - SO2 Cap Annual v3.1 | 419 | 1538 | Rate Constraint in MTons | FALSE | L | Annual | Allowances Banked | Thousand Tons | 0 | 0 | 0 | 0 | 0 | 0 | 0 | 0
DE Unit Level McKee3 - SO2 Cap Annual v3.1 | 419 | 1538 | Rate Constraint in MTons | FALSE | L | Annual | Allowances Withdrawn (1:1) | Thousand Tons | 0 | 0 | 0 | 0 | 0 | 0 | 0 | 0
DE Unit Level McKee3 - SO2 Cap Annual v3.1 | 419 | 1538 | Rate Constraint in MTons | FALSE | L | Annual | Allowances Withdrawn (n:1) | Thousand Tons | 0 | 0 | 0 | 0 | 0 | 0 | 0 | 0
DE Unit Level McKee3 - SO2 Cap Annual v3.1 | 419 | 1538 | Rate Constraint in MTons | FALSE | L | Annual | Net Emissions Allowance Position | Thousand Tons | 0 | 0 | 0 | 0 | 0 | 0 | 0 | 0
DE Unit Level McKee3 - SO2 Cap Annual v3.1 | 419 | 1538 | Rate Constraint in MTons | FALSE | L | Annual | Fuel Consumed | TBtu | 0.19505 | 0.19505 | 0.19505 | 0.19505 | 0.19505 | 0.03837 | 0.03837 | 0
DE Unit Level McKee3 - SO2 Cap Annual v3.1 | 419 | 1538 | Rate Constraint in MTons | FALSE | L | Annual | Rate | lb/MMBtu | 0 | 0 | 0 | 0 | 0 | 0 | 0 | 0
DE Unit Level McKee3 - SO2 Cap Annual v3.1 | 419 | 1538 | Rate Constraint in MTons | FALSE | L | Annual | Generation | TWh | 0.016437 | 0.016437 | 0.016437 | 0.016437 | 0.016437 | 0.0032336 | 0.0032336 | 0
DE Unit Level McKee3 - SO2 Cap Annual v3.1 | 419 | 1538 | Rate Constraint in MTons | FALSE | L | Annual | Qualifying Generation | TWh | 0.016437 | 0.016437 | 0.016437 | 0.016437 | 0.016437 | 0.0032336 | 0.0032336 | 0
DE Unit Level McKee3 - SO2 Cap Annual v3.1 | 419 | 1538 | Rate Constraint in MTons | FALSE | L | Annual | Rate | lb/MWh | 0 | 0 | 0 | 0 | 0 | 0 | 0 | 0
DE Unit Level McKee3 - SO2 Cap Annual v3.1 | 419 | 1538 | Rate Constraint in MTons | FALSE | L | Annual | Constraint Shadow Price | US2016$/Ton | 0 | 0 | 0 | 0 | 0 | 0 | 0 | 0
Dummy Delaware NOx Constraint v4.0 | 420 | 2168 | Rate Constraint in MTons | FALSE | L | Annual | Seasons Included | Seasons | Winter, WintShld, Summer | Winter, WintShld, Summer | Winter, WintShld, Summer | Winter, WintShld, Summer | Winter, WintShld, Summer | Winter, WintShld, Summer | Winter, WintShld, Summer | Winter, WintShld, Summer
Dummy Delaware NOx Constraint v4.0 | 420 | 2168 | Rate Constraint in MTons | FALSE | L | Annual | Standard NOX | Thousand Tons | 99999 | 99999 | 99999 | 99999 | 99999 | 99999 | 99999 | 99999
Dummy Delaware NOx Constraint v4.0 | 420 | 2168 | Rate Constraint in MTons | FALSE | L | Annual | Emissions at Affected Plants NOX | Thousand Tons | 0.0017236 | 0.0044287 | 0.0074625 | 0.007475 | 0.0024195 | 0.0021335 | 0.0017673 | 0.00025157
Dummy Delaware NOx Constraint v4.0 | 420 | 2168 | Rate Constraint in MTons | FALSE | L | Annual | Allowances Purchased NOX | Thousand Tons | 0 | 0 | 0 | 0 | 0 | 0 | 0 | 0
Dummy Delaware NOx Constraint v4.0 | 420 | 2168 | Rate Constraint in MTons | FALSE | L | Annual | Allowances Sold NOX | Thousand Tons | 0 | 0 | 0 | 0 | 0 | 0 | 0 | 0
Dummy Delaware NOx Constraint v4.0 | 420 | 2168 | Rate Constraint in MTons | FALSE | L | Annual | Allowances Banked | Thousand Tons | 0 | 0 | 0 | 0 | 0 | 0 | 0 | 0
Dummy Delaware NOx Constraint v4.0 | 420 | 2168 | Rate Constraint in MTons | FALSE | L | Annual | Allowances Withdrawn (1:1) | Thousand Tons | 0 | 0 | 0 | 0 | 0 | 0 | 0 | 0
Dummy Delaware NOx Constraint v4.0 | 420 | 2168 | Rate Constraint in MTons | FALSE | L | Annual | Allowances Withdrawn (n:1) | Thousand Tons | 0 | 0 | 0 | 0 | 0 | 0 | 0 | 0
Dummy Delaware NOx Constraint v4.0 | 420 | 2168 | Rate Constraint in MTons | FALSE | L | Annual | Net Emissions Allowance Position | Thousand Tons | 0.0017236 | 0.0044287 | 0.0074625 | 0.007475 | 0.0024195 | 0.0021335 | 0.0017673 | 0.00025157
Dummy Delaware NOx Constraint v4.0 | 420 | 2168 | Rate Constraint in MTons | FALSE | L | Annual | Fuel Consumed | TBtu | 0.22973 | 0.41484 | 0.46259 | 0.46556 | 0.39521 | 0.32719 | 0.24013 | 0.059827
Dummy Delaware NOx Constraint v4.0 | 420 | 2168 | Rate Constraint in MTons | FALSE | L | Annual | Rate | lb/MMBtu | 0.015006 | 0.021351 | 0.032264 | 0.032112 | 0.012244 | 0.013041 | 0.01472 | 0.00841
Dummy Delaware NOx Constraint v4.0 | 420 | 2168 | Rate Constraint in MTons | FALSE | L | Annual | Generation | TWh | 0.026292 | 0.046828 | 0.051507 | 0.051864 | 0.046198 | 0.038016 | 0.027542 | 0.0071968
Dummy Delaware NOx Constraint v4.0 | 420 | 2168 | Rate Constraint in MTons | FALSE | L | Annual | Qualifying Generation | TWh | 0.026292 | 0.046828 | 0.051507 | 0.051864 | 0.046198 | 0.038016 | 0.027542 | 0.0071968
Dummy Delaware NOx Constraint v4.0 | 420 | 2168 | Rate Constraint in MTons | FALSE | L | Annual | Rate | lb/MWh | 0.13111 | 0.18915 | 0.28977 | 0.28825 | 0.10474 | 0.11224 | 0.12834 | 0.069912
Dummy Delaware NOx Constraint v4.0 | 420 | 2168 | Rate Constraint in MTons | FALSE | L | Annual | Constraint Shadow Price | US2016$/Ton | 0 | 0 | 0 | 0 | 0 | 0 | 0 | 0
Dummy Hg Summer for Mode v5.13 | 421 | 6009 | Rate Constraint in MTons | FALSE | L | Annual | Seasons Included | Seasons | Summer | Summer | Summer | Summer | Summer | Summer | Summer | Summer
Dummy Hg Summer for Mode v5.13 | 421 | 6009 | Rate Constraint in MTons | FALSE | L | Annual | Standard MER | lbs | 199998000000 | 199998000000 | 199998000000 | 199998000000 | 199998000000 | 199998000000 | 199998000000 | 199998000000
Dummy Hg Summer for Mode v5.13 | 421 | 6009 | Rate Constraint in MTons | FALSE | L | Annual | Emissions at Affected Plants MER | lbs | 2226.9276 | 2268.8294 | 2221.2412 | 2253.0965 | 2188.0612 | 2333.764 | 2274.6426 | 2016.6829
Dummy Hg Summer for Mode v5.13 | 421 | 6009 | Rate Constraint in MTons | FALSE | L | Annual | Allowances Purchased MER | lbs | 0 | 0 | 0 | 0 | 0 | 0 | 0 | 0
Dummy Hg Summer for Mode v5.13 | 421 | 6009 | Rate Constraint in MTons | FALSE | L | Annual | Allowances Sold MER | lbs | 0 | 0 | 0 | 0 | 0 | 0 | 0 | 0
Dummy Hg Summer for Mode v5.13 | 421 | 6009 | Rate Constraint in MTons | FALSE | L | Annual | Allowances Banked | lbs | 0 | 0 | 0 | 0 | 0 | 0 | 0 | 0
Dummy Hg Summer for Mode v5.13 | 421 | 6009 | Rate Constraint in MTons | FALSE | L | Annual | Allowances Withdrawn (1:1) | lbs | 0 | 0 | 0 | 0 | 0 | 0 | 0 | 0
Dummy Hg Summer for Mode v5.13 | 421 | 6009 | Rate Constraint in MTons | FALSE | L | Annual | Allowances Withdrawn (n:1) | lbs | 0 | 0 | 0 | 0 | 0 | 0 | 0 | 0
Dummy Hg Summer for Mode v5.13 | 421 | 6009 | Rate Constraint in MTons | FALSE | L | Annual | Net Emissions Allowance Position | lbs | 2226.9276 | 2268.8294 | 2221.2412 | 2253.0965 | 2188.0612 | 2333.764 | 2274.6426 | 2016.6829
Dummy Hg Summer for Mode v5.13 | 421 | 6009 | Rate Constraint in MTons | FALSE | L | Annual | Fuel Consumed | TBtu | 7114.1296 | 7231.4203 | 7225.1927 | 7139.1062 | 6992.9006 | 6897.3854 | 6564.0672 | 6010.5122
Dummy Hg Summer for Mode v5.13 | 421 | 6009 | Rate Constraint in MTons | FALSE | L | Annual | Rate | lb/MMBtu | 3.1303e-07 | 3.1375e-07 | 3.0743e-07 | 3.156e-07 | 3.129e-07 | 3.3835e-07 | 3.4653e-07 | 3.3553e-07
Dummy Hg Summer for Mode v5.13 | 421 | 6009 | Rate Constraint in MTons | FALSE | L | Annual | Generation | TWh | 863.3629 | 875.4253 | 876.7103 | 859.8228 | 842.5792 | 825.6623 | 779.7454 | 719.1884
Dummy Hg Summer for Mode v5.13 | 421 | 6009 | Rate Constraint in MTons | FALSE | L | Annual | Qualifying Generation | TWh | 863.3629 | 875.4253 | 876.7103 | 859.8228 | 842.5792 | 825.6623 | 779.7454 | 719.1884
Dummy Hg Summer for Mode v5.13 | 421 | 6009 | Rate Constraint in MTons | FALSE | L | Annual | Rate | lb/MWh | 2.5794e-06 | 2.5917e-06 | 2.5336e-06 | 2.6204e-06 | 2.5969e-06 | 2.8265e-06 | 2.9172e-06 | 2.8041e-06
Dummy Hg Summer for Mode v5.13 | 421 | 6009 | Rate Constraint in MTons | FALSE | L | Annual | Constraint Shadow Price | US2016$/Lb | 0 | 0 | 0 | 0 | 0 | 0 | 0 | 0
Dummy Hg Winter for Mode v5.13 | 422 | 6008 | Rate Constraint in MTons | FALSE | L | Annual | Seasons Included | Seasons | Winter, WintShld | Winter, WintShld | Winter, WintShld | Winter, WintShld | Winter, WintShld | Winter, WintShld | Winter, WintShld | Winter, WintShld
Dummy Hg Winter for Mode v5.13 | 422 | 6008 | Rate Constraint in MTons | FALSE | L | Annual | Standard MER | lbs | 199998000000 | 199998000000 | 199998000000 | 199998000000 | 199998000000 | 199998000000 | 199998000000 | 199998000000
Dummy Hg Winter for Mode v5.13 | 422 | 6008 | Rate Constraint in MTons | FALSE | L | Annual | Emissions at Affected Plants MER | lbs | 2199.2102 | 2164.5498 | 2197.3468 | 1976.9499 | 1550.752 | 1498.2975 | 1471.2294 | 1312.1266
Dummy Hg Winter for Mode v5.13 | 422 | 6008 | Rate Constraint in MTons | FALSE | L | Annual | Allowances Purchased MER | lbs | 0 | 0 | 0 | 0 | 0 | 0 | 0 | 0
Dummy Hg Winter for Mode v5.13 | 422 | 6008 | Rate Constraint in MTons | FALSE | L | Annual | Allowances Sold MER | lbs | 0 | 0 | 0 | 0 | 0 | 0 | 0 | 0
Dummy Hg Winter for Mode v5.13 | 422 | 6008 | Rate Constraint in MTons | FALSE | L | Annual | Allowances Banked | lbs | 0 | 0 | 0 | 0 | 0 | 0 | 0 | 0
Dummy Hg Winter for Mode v5.13 | 422 | 6008 | Rate Constraint in MTons | FALSE | L | Annual | Allowances Withdrawn (1:1) | lbs | 0 | 0 | 0 | 0 | 0 | 0 | 0 | 0
Dummy Hg Winter for Mode v5.13 | 422 | 6008 | Rate Constraint in MTons | FALSE | L | Annual | Allowances Withdrawn (n:1) | lbs | 0 | 0 | 0 | 0 | 0 | 0 | 0 | 0
Dummy Hg Winter for Mode v5.13 | 422 | 6008 | Rate Constraint in MTons | FALSE | L | Annual | Net Emissions Allowance Position | lbs | 2199.2102 | 2164.5498 | 2197.3468 | 1976.9499 | 1550.752 | 1498.2975 | 1471.2294 | 1312.1266
Dummy Hg Winter for Mode v5.13 | 422 | 6008 | Rate Constraint in MTons | FALSE | L | Annual | Fuel Consumed | TBtu | 7979.5961 | 8070.1773 | 8129.8797 | 7823.7591 | 7420.0399 | 7208.2662 | 6678.0893 | 5985.0077
Dummy Hg Winter for Mode v5.13 | 422 | 6008 | Rate Constraint in MTons | FALSE | L | Annual | Rate | lb/MMBtu | 2.756e-07 | 2.6822e-07 | 2.7028e-07 | 2.5269e-07 | 2.09e-07 | 2.0786e-07 | 2.2031e-07 | 2.1924e-07
Dummy Hg Winter for Mode v5.13 | 422 | 6008 | Rate Constraint in MTons | FALSE | L | Annual | Generation | TWh | 992.2364 | 1002.4951 | 1006.8897 | 976.5204 | 940.0573 | 913.259 | 843.2754 | 757.2379
Dummy Hg Winter for Mode v5.13 | 422 | 6008 | Rate Constraint in MTons | FALSE | L | Annual | Qualifying Generation | TWh | 992.2364 | 1002.4951 | 1006.8897 | 976.5204 | 940.0573 | 913.259 | 843.2754 | 757.2379
Dummy Hg Winter for Mode v5.13 | 422 | 6008 | Rate Constraint in MTons | FALSE | L | Annual | Rate | lb/MWh | 2.2164e-06 | 2.1592e-06 | 2.1823e-06 | 2.0245e-06 | 1.6496e-06 | 1.6406e-06 | 1.7447e-06 | 1.7328e-06
Dummy Hg Winter for Mode v5.13 | 422 | 6008 | Rate Constraint in MTons | FALSE | L | Annual | Constraint Shadow Price | US2016$/Lb | 0 | 0 | 0 | 0 | 0 | 0 | 0 | 0
Dummy -SCRs through JCC - v5.12 | 423 | 5802 | Rate Constraint in MTons | FALSE | L | Annual | Seasons Included | Seasons | Winter, WintShld, Summer | Winter, WintShld, Summer | Winter, WintShld, Summer | Winter, WintShld, Summer | Winter, WintShld, Summer | Winter, WintShld, Summer | Winter, WintShld, Summer | Winter, WintShld, Summer
Dummy -SCRs through JCC - v5.12 | 423 | 5802 | Rate Constraint in MTons | FALSE | L | Annual | Standard NOX | Thousand Tons | 99999 | 99999 | 99999 | 99999 | 99999 | 99999 | 99999 | 99999
Dummy -SCRs through JCC - v5.12 | 423 | 5802 | Rate Constraint in MTons | FALSE | L | Annual | Emissions at Affected Plants NOX | Thousand Tons | 12.8986 | 8.9705 | 8.921 | 9.1307 | 8.9385 | 9.322 | 9.2073 | 8.9826
Dummy -SCRs through JCC - v5.12 | 423 | 5802 | Rate Constraint in MTons | FALSE | L | Annual | Allowances Purchased NOX | Thousand Tons | 0 | 0 | 0 | 0 | 0 | 0 | 0 | 0
Dummy -SCRs through JCC - v5.12 | 423 | 5802 | Rate Constraint in MTons | FALSE | L | Annual | Allowances Sold NOX | Thousand Tons | 0 | 0 | 0 | 0 | 0 | 0 | 0 | 0
Dummy -SCRs through JCC - v5.12 | 423 | 5802 | Rate Constraint in MTons | FALSE | L | Annual | Allowances Banked | Thousand Tons | 0 | 0 | 0 | 0 | 0 | 0 | 0 | 0
Dummy -SCRs through JCC - v5.12 | 423 | 5802 | Rate Constraint in MTons | FALSE | L | Annual | Allowances Withdrawn (1:1) | Thousand Tons | 0 | 0 | 0 | 0 | 0 | 0 | 0 | 0
Dummy -SCRs through JCC - v5.12 | 423 | 5802 | Rate Constraint in MTons | FALSE | L | Annual | Allowances Withdrawn (n:1) | Thousand Tons | 0 | 0 | 0 | 0 | 0 | 0 | 0 | 0
Dummy -SCRs through JCC - v5.12 | 423 | 5802 | Rate Constraint in MTons | FALSE | L | Annual | Net Emissions Allowance Position | Thousand Tons | 12.8986 | 8.9705 | 8.921 | 9.1307 | 8.9385 | 9.322 | 9.2073 | 8.9826
Dummy -SCRs through JCC - v5.12 | 423 | 5802 | Rate Constraint in MTons | FALSE | L | Annual | Fuel Consumed | TBtu | 208.136 | 176.9936 | 176.2196 | 176.2188 | 173.2396 | 179.3198 | 181.4462 | 177.3515
Dummy -SCRs through JCC - v5.12 | 423 | 5802 | Rate Constraint in MTons | FALSE | L | Annual | Rate | lb/MMBtu | 0.12394 | 0.10137 | 0.10125 | 0.10363 | 0.10319 | 0.10397 | 0.10149 | 0.1013
Dummy -SCRs through JCC - v5.12 | 423 | 5802 | Rate Constraint in MTons | FALSE | L | Annual | Generation | TWh | 19.9585 | 17.0392 | 16.9664 | 17.1146 | 16.8172 | 17.3803 | 17.4173 | 17.0468
Dummy -SCRs through JCC - v5.12 | 423 | 5802 | Rate Constraint in MTons | FALSE | L | Annual | Qualifying Generation | TWh | 19.9585 | 17.0392 | 16.9664 | 17.1146 | 16.8172 | 17.3803 | 17.4173 | 17.0468
Dummy -SCRs through JCC - v5.12 | 423 | 5802 | Rate Constraint in MTons | FALSE | L | Annual | Rate | lb/MWh | 1.2925 | 1.0529 | 1.0516 | 1.067 | 1.063 | 1.0727 | 1.0573 | 1.0539
Dummy -SCRs through JCC - v5.12 | 423 | 5802 | Rate Constraint in MTons | FALSE | L | Annual | Constraint Shadow Price | US2016$/Ton | 0 | 0 | 0 | 0 | 0 | 0 | 0 | 0
Dunkirk MER Rate Limit v3.1 | 424 | 2041 | Rate Constraint in lbs/MMBtu | FALSE | L | Annual | Seasons Included | Seasons | Winter, WintShld, Summer | Winter, WintShld, Summer | Winter, WintShld, Summer | Winter, WintShld, Summer | Winter, WintShld, Summer | Winter, WintShld, Summer | Winter, WintShld, Summer | Winter, WintShld, Summer
Dunkirk MER Rate Limit v3.1 | 424 | 2041 | Rate Constraint in lbs/MMBtu | FALSE | L | Annual | Standard MER | lb/MMBtu | 6e-07 | 6e-07 | 6e-07 | 6e-07 | 6e-07 | 6e-07 | 6e-07 | 6e-07
Dunkirk MER Rate Limit v3.1 | 424 | 2041 | Rate Constraint in lbs/MMBtu | FALSE | L | Annual | Emissions at Affected Plants MER | lbs | 0 | 0 | 0 | 0 | 0 | 0 | 0 | 0
Dunkirk MER Rate Limit v3.1 | 424 | 2041 | Rate Constraint in lbs/MMBtu | FALSE | L | Annual | Allowances Purchased MER | lbs | 0 | 0 | 0 | 0 | 0 | 0 | 0 | 0
Dunkirk MER Rate Limit v3.1 | 424 | 2041 | Rate Constraint in lbs/MMBtu | FALSE | L | Annual | Allowances Sold MER | lbs | 0 | 0 | 0 | 0 | 0 | 0 | 0 | 0
Dunkirk MER Rate Limit v3.1 | 424 | 2041 | Rate Constraint in lbs/MMBtu | FALSE | L | Annual | Allowances Banked | lbs | 0 | 0 | 0 | 0 | 0 | 0 | 0 | 0
Dunkirk MER Rate Limit v3.1 | 424 | 2041 | Rate Constraint in lbs/MMBtu | FALSE | L | Annual | Allowances Withdrawn (1:1) | lbs | 0 | 0 | 0 | 0 | 0 | 0 | 0 | 0
Dunkirk MER Rate Limit v3.1 | 424 | 2041 | Rate Constraint in lbs/MMBtu | FALSE | L | Annual | Allowances Withdrawn (n:1) | lbs | 0 | 0 | 0 | 0 | 0 | 0 | 0 | 0
Dunkirk MER Rate Limit v3.1 | 424 | 2041 | Rate Constraint in lbs/MMBtu | FALSE | L | Annual | Net Emissions Allowance Position | lbs | 0 | 0 | 0 | 0 | 0 | 0 | 0 | 0
Dunkirk MER Rate Limit v3.1 | 424 | 2041 | Rate Constraint in lbs/MMBtu | FALSE | L | Annual | Fuel Consumed | TBtu | 0 | 0 | 0 | 0 | 0 | 0 | 0 | 0
Dunkirk MER Rate Limit v3.1 | 424 | 2041 | Rate Constraint in lbs/MMBtu | FALSE | L | Annual | Rate | lb/MMBtu | 0 | 0 | 0 | 0 | 0 | 0 | 0 | 0
Dunkirk MER Rate Limit v3.1 | 424 | 2041 | Rate Constraint in lbs/MMBtu | FALSE | L | Annual | Generation | TWh | 0 | 0 | 0 | 0 | 0 | 0 | 0 | 0
Dunkirk MER Rate Limit v3.1 | 424 | 2041 | Rate Constraint in lbs/MMBtu | FALSE | L | Annual | Qualifying Generation | TWh | 0 | 0 | 0 | 0 | 0 | 0 | 0 | 0
Dunkirk MER Rate Limit v3.1 | 424 | 2041 | Rate Constraint in lbs/MMBtu | FALSE | L | Annual | Rate | lb/MWh | 0 | 0 | 0 | 0 | 0 | 0 | 0 | 0
Dunkirk MER Rate Limit v3.1 | 424 | 2041 | Rate Constraint in lbs/MMBtu | FALSE | L | Annual | Constraint Shadow Price | US2016$/Lb | 0 | 0 | 0 | 0 | 0 | 0 | 0 | 0
IA Riverside NOX Rate Annual v5.14 | 425 | 6148 | Rate Constraint in lbs/MMBtu | FALSE | L | Annual | Seasons Included | Seasons | Winter, WintShld, Summer | Winter, WintShld, Summer | Winter, WintShld, Summer | Winter, WintShld, Summer | Winter, WintShld, Summer | Winter, WintShld, Summer | Winter, WintShld, Summer | Winter, WintShld, Summer
IA Riverside NOX Rate Annual v5.14 | 425 | 6148 | Rate Constraint in lbs/MMBtu | FALSE | L | Annual | Standard NOX | lb/MMBtu | 0.16 | 0.16 | 0.16 | 0.16 | 0.16 | 0.16 | 0.16 | 0.16
IA Riverside NOX Rate Annual v5.14 | 425 | 6148 | Rate Constraint in lbs/MMBtu | FALSE | L | Annual | Emissions at Affected Plants NOX | Thousand Tons | 0.019254 | 0.020393 | 0.03576 | 0.06461 | 0.070237 | 0.070237 | 0 | 0
IA Riverside NOX Rate Annual v5.14 | 425 | 6148 | Rate Constraint in lbs/MMBtu | FALSE | L | Annual | Allowances Purchased NOX | Thousand Tons | 0 | 0 | 0 | 0 | 0 | 0 | 0 | 0
IA Riverside NOX Rate Annual v5.14 | 425 | 6148 | Rate Constraint in lbs/MMBtu | FALSE | L | Annual | Allowances Sold NOX | Thousand Tons | 0 | 0 | 0 | 0 | 0 | 0 | 0 | 0
IA Riverside NOX Rate Annual v5.14 | 425 | 6148 | Rate Constraint in lbs/MMBtu | FALSE | L | Annual | Allowances Banked | Thousand Tons | 0 | 0 | 0 | 0 | 0 | 0 | 0 | 0
IA Riverside NOX Rate Annual v5.14 | 425 | 6148 | Rate Constraint in lbs/MMBtu | FALSE | L | Annual | Allowances Withdrawn (1:1) | Thousand Tons | 0 | 0 | 0 | 0 | 0 | 0 | 0 | 0
IA Riverside NOX Rate Annual v5.14 | 425 | 6148 | Rate Constraint in lbs/MMBtu | FALSE | L | Annual | Allowances Withdrawn (n:1) | Thousand Tons | 0 | 0 | 0 | 0 | 0 | 0 | 0 | 0
IA Riverside NOX Rate Annual v5.14 | 425 | 6148 | Rate Constraint in lbs/MMBtu | FALSE | L | Annual | Net Emissions Allowance Position | Thousand Tons | 0.019254 | 0.020393 | 0.03576 | 0.06461 | 0.070237 | 0.070237 | 0 | 0
IA Riverside NOX Rate Annual v5.14 | 425 | 6148 | Rate Constraint in lbs/MMBtu | FALSE | L | Annual | Fuel Consumed | TBtu | 0.24685 | 0.26145 | 0.45847 | 0.82833 | 0.90048 | 0.90048 | 0 | 0
IA Riverside NOX Rate Annual v5.14 | 425 | 6148 | Rate Constraint in lbs/MMBtu | FALSE | L | Annual | Rate | lb/MMBtu | 0.156 | 0.156 | 0.156 | 0.156 | 0.156 | 0.156 | 0 | 0
IA Riverside NOX Rate Annual v5.14 | 425 | 6148 | Rate Constraint in lbs/MMBtu | FALSE | L | Annual | Generation | TWh | 0.020791 | 0.022021 | 0.038614 | 0.069766 | 0.075842 | 0.075842 | 0 | 0
IA Riverside NOX Rate Annual v5.14 | 425 | 6148 | Rate Constraint in lbs/MMBtu | FALSE | L | Annual | Qualifying Generation | TWh | 0.020791 | 0.022021 | 0.038614 | 0.069766 | 0.075842 | 0.075842 | 0 | 0
IA Riverside NOX Rate Annual v5.14 | 425 | 6148 | Rate Constraint in lbs/MMBtu | FALSE | L | Annual | Rate | lb/MWh | 1.8522 | 1.8522 | 1.8522 | 1.8522 | 1.8522 | 1.8522 | 0 | 0
IA Riverside NOX Rate Annual v5.14 | 425 | 6148 | Rate Constraint in lbs/MMBtu | FALSE | L | Annual | Constraint Shadow Price | US2016$/Ton | 0 | 0 | 0 | 0 | 0 | 0 | 0 | 0
IA Riverside SO2 Rate Annual v5.14 | 426 | 6149 | Rate Constraint in lbs/MMBtu | FALSE | L | Annual | Seasons Included | Seasons | Winter, WintShld, Summer | Winter, WintShld, Summer | Winter, WintShld, Summer | Winter, WintShld, Summer | Winter, WintShld, Summer | Winter, WintShld, Summer | Winter, WintShld, Summer | Winter, WintShld, Summer
IA Riverside SO2 Rate Annual v5.14 | 426 | 6149 | Rate Constraint in lbs/MMBtu | FALSE | L | Annual | Standard SO2 | lb/MMBtu | 0.006 | 0.006 | 0.006 | 0.006 | 0.006 | 0.006 | 0.006 | 0.006
IA Riverside SO2 Rate Annual v5.14 | 426 | 6149 | Rate Constraint in lbs/MMBtu | FALSE | L | Annual | Emissions at Affected Plants SO2 | Thousand Tons | 0 | 0 | 0 | 0 | 0 | 0 | 0 | 0
IA Riverside SO2 Rate Annual v5.14 | 426 | 6149 | Rate Constraint in lbs/MMBtu | FALSE | L | Annual | Allowances Purchased SO2 | Thousand Tons | 0 | 0 | 0 | 0 | 0 | 0 | 0 | 0
IA Riverside SO2 Rate Annual v5.14 | 426 | 6149 | Rate Constraint in lbs/MMBtu | FALSE | L | Annual | Allowances Sold SO2 | Thousand Tons | 0 | 0 | 0 | 0 | 0 | 0 | 0 | 0
IA Riverside SO2 Rate Annual v5.14 | 426 | 6149 | Rate Constraint in lbs/MMBtu | FALSE | L | Annual | Allowances Banked | Thousand Tons | 0 | 0 | 0 | 0 | 0 | 0 | 0 | 0
IA Riverside SO2 Rate Annual v5.14 | 426 | 6149 | Rate Constraint in lbs/MMBtu | FALSE | L | Annual | Allowances Withdrawn (1:1) | Thousand Tons | 0 | 0 | 0 | 0 | 0 | 0 | 0 | 0
IA Riverside SO2 Rate Annual v5.14 | 426 | 6149 | Rate Constraint in lbs/MMBtu | FALSE | L | Annual | Allowances Withdrawn (n:1) | Thousand Tons | 0 | 0 | 0 | 0 | 0 | 0 | 0 | 0
IA Riverside SO2 Rate Annual v5.14 | 426 | 6149 | Rate Constraint in lbs/MMBtu | FALSE | L | Annual | Net Emissions Allowance Position | Thousand Tons | 0 | 0 | 0 | 0 | 0 | 0 | 0 | 0
IA Riverside SO2 Rate Annual v5.14 | 426 | 6149 | Rate Constraint in lbs/MMBtu | FALSE | L | Annual | Fuel Consumed | TBtu | 0.24685 | 0.26145 | 0.45847 | 0.82833 | 0.90048 | 0.90048 | 0 | 0
IA Riverside SO2 Rate Annual v5.14 | 426 | 6149 | Rate Constraint in lbs/MMBtu | FALSE | L | Annual | Rate | lb/MMBtu | 0 | 0 | 0 | 0 | 0 | 0 | 0 | 0
IA Riverside SO2 Rate Annual v5.14 | 426 | 6149 | Rate Constraint in lbs/MMBtu | FALSE | L | Annual | Generation | TWh | 0.020791 | 0.022021 | 0.038614 | 0.069766 | 0.075842 | 0.075842 | 0 | 0
IA Riverside SO2 Rate Annual v5.14 | 426 | 6149 | Rate Constraint in lbs/MMBtu | FALSE | L | Annual | Qualifying Generation | TWh | 0.020791 | 0.022021 | 0.038614 | 0.069766 | 0.075842 | 0.075842 | 0 | 0
IA Riverside SO2 Rate Annual v5.14 | 426 | 6149 | Rate Constraint in lbs/MMBtu | FALSE | L | Annual | Rate | lb/MWh | 0 | 0 | 0 | 0 | 0 | 0 | 0 | 0
IA Riverside SO2 Rate Annual v5.14 | 426 | 6149 | Rate Constraint in lbs/MMBtu | FALSE | L | Annual | Constraint Shadow Price | US2016$/Ton | 0 | 0 | 0 | 0 | 0 | 0 | 0 | 0
IL CPS- Midwest MER Rate Annual v5.12 | 427 | 5764 | MACT Fuel Choice Floor in lbs/MMBtu | FALSE | L | Annual | Seasons Included | Seasons | Winter, WintShld, Summer | Winter, WintShld, Summer | Winter, WintShld, Summer | Winter, WintShld, Summer | Winter, WintShld, Summer | Winter, WintShld, Summer | Winter, WintShld, Summer | Winter, WintShld, Summer
IL CPS- Midwest MER Rate Annual v5.12 | 427 | 5764 | MACT Fuel Choice Floor in lbs/MMBtu | FALSE | L | Annual | Emission Floor | lbs/MMBtu | 7.4e-07 | 7.4e-07 | 7.4e-07 | 7.4e-07 | 7.4e-07 | 7.4e-07 | 7.4e-07 | 7.4e-07
IL CPS- Midwest MER Rate Annual v5.12 | 427 | 5764 | MACT Fuel Choice Floor in lbs/MMBtu | FALSE | L | Annual | Emissions at Affected Plants MER | lbs | 34.8767 | 36.7649 | 36.7783 | 37.1219 | 33.1787 | 37.1219 | 37.1219 | 37.1219
IL CPS- Midwest MER Rate Annual v5.12 | 427 | 5764 | MACT Fuel Choice Floor in lbs/MMBtu | FALSE | L | Annual | Allowances Purchased MER | lbs | 0 | 0 | 0 | 0 | 0 | 0 | 0 | 0
IL CPS- Midwest MER Rate Annual v5.12 | 427 | 5764 | MACT Fuel Choice Floor in lbs/MMBtu | FALSE | L | Annual | Allowances Sold MER | lbs | 0 | 0 | 0 | 0 | 0 | 0 | 0 | 0
IL CPS- Midwest MER Rate Annual v5.12 | 427 | 5764 | MACT Fuel Choice Floor in lbs/MMBtu | FALSE | L | Annual | Allowances Banked | lbs | 0 | 0 | 0 | 0 | 0 | 0 | 0 | 0
IL CPS- Midwest MER Rate Annual v5.12 | 427 | 5764 | MACT Fuel Choice Floor in lbs/MMBtu | FALSE | L | Annual | Allowances Withdrawn (1:1) | lbs | 0 | 0 | 0 | 0 | 0 | 0 | 0 | 0
IL CPS- Midwest MER Rate Annual v5.12 | 427 | 5764 | MACT Fuel Choice Floor in lbs/MMBtu | FALSE | L | Annual | Allowances Withdrawn (n:1) | lbs | 0 | 0 | 0 | 0 | 0 | 0 | 0 | 0
IL CPS- Midwest MER Rate Annual v5.12 | 427 | 5764 | MACT Fuel Choice Floor in lbs/MMBtu | FALSE | L | Annual | Net Emissions Allowance Position | lbs | 34.8767 | 36.7649 | 36.7783 | 37.1219 | 33.1787 | 37.1219 | 37.1219 | 37.1219
IL CPS- Midwest MER Rate Annual v5.12 | 427 | 5764 | MACT Fuel Choice Floor in lbs/MMBtu | FALSE | L | Annual | Fuel Consumed | TBtu | 62.1549 | 65.52 | 65.5438 | 66.1562 | 59.1289 | 66.1562 | 66.1562 | 66.1562
IL CPS- Midwest MER Rate Annual v5.12 | 427 | 5764 | MACT Fuel Choice Floor in lbs/MMBtu | FALSE | L | Annual | Rate | lb/MMBtu | 5.6112e-07 | 5.6112e-07 | 5.6112e-07 | 5.6112e-07 | 5.6112e-07 | 5.6112e-07 | 5.6112e-07 | 5.6112e-07
IL CPS- Midwest MER Rate Annual v5.12 | 427 | 5764 | MACT Fuel Choice Floor in lbs/MMBtu | FALSE | L | Annual | Generation | TWh | 5.5965 | 5.8995 | 5.9017 | 5.9568 | 5.3241 | 5.9568 | 5.9568 | 5.9568
IL CPS- Midwest MER Rate Annual v5.12 | 427 | 5764 | MACT Fuel Choice Floor in lbs/MMBtu | FALSE | L | Annual | Qualifying Generation | TWh | 5.5965 | 5.8995 | 5.9017 | 5.9568 | 5.3241 | 5.9568 | 5.9568 | 5.9568
IL CPS- Midwest MER Rate Annual v5.12 | 427 | 5764 | MACT Fuel Choice Floor in lbs/MMBtu | FALSE | L | Annual | Constraint Shadow Price | US2016$/Lb | 0 | 0 | 0 | 0 | 0 | 0 | 0 | 0
IL CPS- Midwest NOX rate Annual v5.12 | 428 | 5765 | Rate Constraint in lbs/MMBtu | FALSE | L | Annual | Seasons Included | Seasons | Winter, WintShld, Summer | Winter, WintShld, Summer | Winter, WintShld, Summer | Winter, WintShld, Summer | Winter, WintShld, Summer | Winter, WintShld, Summer | Winter, WintShld, Summer | Winter, WintShld, Summer
IL CPS- Midwest NOX rate Annual v5.12 | 428 | 5765 | Rate Constraint in lbs/MMBtu | FALSE | L | Annual | Standard NOX | lb/MMBtu | 0.11 | 0.11 | 0.11 | 0.11 | 0.11 | 0.11 | 0.11 | 0.11
IL CPS- Midwest NOX rate Annual v5.12 | 428 | 5765 | Rate Constraint in lbs/MMBtu | FALSE | L | Annual | Emissions at Affected Plants NOX | Thousand Tons | 3.2943 | 3.4728 | 3.4769 | 3.512 | 3.1386 | 3.512 | 3.512 | 3.512
IL CPS- Midwest NOX rate Annual v5.12 | 428 | 5765 | Rate Constraint in lbs/MMBtu | FALSE | L | Annual | Allowances Purchased NOX | Thousand Tons | 0 | 0 | 0 | 0 | 0 | 0 | 0 | 0
IL CPS- Midwest NOX rate Annual v5.12 | 428 | 5765 | Rate Constraint in lbs/MMBtu | FALSE | L | Annual | Allowances Sold NOX | Thousand Tons | 0 | 0 | 0 | 0 | 0 | 0 | 0 | 0
IL CPS- Midwest NOX rate Annual v5.12 | 428 | 5765 | Rate Constraint in lbs/MMBtu | FALSE | L | Annual | Allowances Banked | Thousand Tons | 0 | 0 | 0 | 0 | 0 | 0 | 0 | 0
IL CPS- Midwest NOX rate Annual v5.12 | 428 | 5765 | Rate Constraint in lbs/MMBtu | FALSE | L | Annual | Allowances Withdrawn (1:1) | Thousand Tons | 0 | 0 | 0 | 0 | 0 | 0 | 0 | 0
IL CPS- Midwest NOX rate Annual v5.12 | 428 | 5765 | Rate Constraint in lbs/MMBtu | FALSE | L | Annual | Allowances Withdrawn (n:1) | Thousand Tons | 0 | 0 | 0 | 0 | 0 | 0 | 0 | 0
IL CPS- Midwest NOX rate Annual v5.12 | 428 | 5765 | Rate Constraint in lbs/MMBtu | FALSE | L | Annual | Net Emissions Allowance Position | Thousand Tons | 3.2943 | 3.4728 | 3.4769 | 3.512 | 3.1386 | 3.512 | 3.512 | 3.512
IL CPS- Midwest NOX rate Annual v5.12 | 428 | 5765 | Rate Constraint in lbs/MMBtu | FALSE | L | Annual | Fuel Consumed | TBtu | 62.1549 | 65.52 | 65.5438 | 66.1562 | 59.1289 | 66.1562 | 66.1562 | 66.1562
IL CPS- Midwest NOX rate Annual v5.12 | 428 | 5765 | Rate Constraint in lbs/MMBtu | FALSE | L | Annual | Rate | lb/MMBtu | 0.106 | 0.10601 | 0.10609 | 0.10617 | 0.10616 | 0.10617 | 0.10617 | 0.10617
IL CPS- Midwest NOX rate Annual v5.12 | 428 | 5765 | Rate Constraint in lbs/MMBtu | FALSE | L | Annual | Generation | TWh | 5.5965 | 5.8995 | 5.9017 | 5.9568 | 5.3241 | 5.9568 | 5.9568 | 5.9568
IL CPS- Midwest NOX rate Annual v5.12 | 428 | 5765 | Rate Constraint in lbs/MMBtu | FALSE | L | Annual | Qualifying Generation | TWh | 5.5965 | 5.8995 | 5.9017 | 5.9568 | 5.3241 | 5.9568 | 5.9568 | 5.9568
IL CPS- Midwest NOX rate Annual v5.12 | 428 | 5765 | Rate Constraint in lbs/MMBtu | FALSE | L | Annual | Rate | lb/MWh | 1.1773 | 1.1773 | 1.1783 | 1.1791 | 1.179 | 1.1791 | 1.1791 | 1.1791
IL CPS- Midwest NOX rate Annual v5.12 | 428 | 5765 | Rate Constraint in lbs/MMBtu | FALSE | L | Annual | Constraint Shadow Price | US2016$/Ton | 0 | 0 | 0 | 0 | 0 | 0 | 0 | 0
IL CPS- Midwest NOX rate Summer v5.12 | 429 | 5766 | Rate Constraint in lbs/MMBtu | FALSE | L | Annual | Seasons Included | Seasons | Summer | Summer | Summer | Summer | Summer | Summer | Summer | Summer
IL CPS- Midwest NOX rate Summer v5.12 | 429 | 5766 | Rate Constraint in lbs/MMBtu | FALSE | L | Annual | Standard NOX | lb/MMBtu | 0.11 | 0.11 | 0.11 | 0.11 | 0.11 | 0.11 | 0.11 | 0.11
IL CPS- Midwest NOX rate Summer v5.12 | 429 | 5766 | Rate Constraint in lbs/MMBtu | FALSE | L | Annual | Emissions at Affected Plants NOX | Thousand Tons | 1.9204 | 2.0019 | 1.9671 | 1.9671 | 1.5937 | 1.9671 | 1.9671 | 1.9671
IL CPS- Midwest NOX rate Summer v5.12 | 429 | 5766 | Rate Constraint in lbs/MMBtu | FALSE | L | Annual | Allowances Purchased NOX | Thousand Tons | 0 | 0 | 0 | 0 | 0 | 0 | 0 | 0
IL CPS- Midwest NOX rate Summer v5.12 | 429 | 5766 | Rate Constraint in lbs/MMBtu | FALSE | L | Annual | Allowances Sold NOX | Thousand Tons | 0 | 0 | 0 | 0 | 0 | 0 | 0 | 0
IL CPS- Midwest NOX rate Summer v5.12 | 429 | 5766 | Rate Constraint in lbs/MMBtu | FALSE | L | Annual | Allowances Banked | Thousand Tons | 0 | 0 | 0 | 0 | 0 | 0 | 0 | 0
IL CPS- Midwest NOX rate Summer v5.12 | 429 | 5766 | Rate Constraint in lbs/MMBtu | FALSE | L | Annual | Allowances Withdrawn (1:1) | Thousand Tons | 0 | 0 | 0 | 0 | 0 | 0 | 0 | 0
IL CPS- Midwest NOX rate Summer v5.12 | 429 | 5766 | Rate Constraint in lbs/MMBtu | FALSE | L | Annual | Allowances Withdrawn (n:1) | Thousand Tons | 0 | 0 | 0 | 0 | 0 | 0 | 0 | 0
IL CPS- Midwest NOX rate Summer v5.12 | 429 | 5766 | Rate Constraint in lbs/MMBtu | FALSE | L | Annual | Net Emissions Allowance Position | Thousand Tons | 1.9204 | 2.0019 | 1.9671 | 1.9671 | 1.5937 | 1.9671 | 1.9671 | 1.9671
IL CPS- Midwest NOX rate Summer v5.12 | 429 | 5766 | Rate Constraint in lbs/MMBtu | FALSE | L | Annual | Fuel Consumed | TBtu | 36.1804 | 37.7156 | 37.0601 | 37.0601 | 30.0328 | 37.0601 | 37.0601 | 37.0601
IL CPS- Midwest NOX rate Summer v5.12 | 429 | 5766 | Rate Constraint in lbs/MMBtu | FALSE | L | Annual | Rate | lb/MMBtu | 0.10616 | 0.10616 | 0.10616 | 0.10616 | 0.10613 | 0.10616 | 0.10616 | 0.10616
IL CPS- Midwest NOX rate Summer v5.12 | 429 | 5766 | Rate Constraint in lbs/MMBtu | FALSE | L | Annual | Generation | TWh | 3.2577 | 3.396 | 3.3369 | 3.3369 | 2.7042 | 3.3369 | 3.3369 | 3.3369
IL CPS- Midwest NOX rate Summer v5.12 | 429 | 5766 | Rate Constraint in lbs/MMBtu | FALSE | L | Annual | Qualifying Generation | TWh | 3.2577 | 3.396 | 3.3369 | 3.3369 | 2.7042 | 3.3369 | 3.3369 | 3.3369
IL CPS- Midwest NOX rate Summer v5.12 | 429 | 5766 | Rate Constraint in lbs/MMBtu | FALSE | L | Annual | Rate | lb/MWh | 1.179 | 1.179 | 1.179 | 1.179 | 1.1787 | 1.179 | 1.179 | 1.179
IL CPS- Midwest NOX rate Summer v5.12 | 429 | 5766 | Rate Constraint in lbs/MMBtu | FALSE | L | Annual | Constraint Shadow Price | US2016$/Ton | 0 | 0 | 0 | 0 | 0 | 0 | 0 | 0
IL CPS- Midwest SO2 Rate Annual v5.12 | 430 | 5767 | Rate Constraint in lbs/MMBtu | FALSE | L | Annual | Seasons Included | Seasons | Winter, WintShld, Summer | Winter, WintShld, Summer | Winter, WintShld, Summer | Winter, WintShld, Summer | Winter, WintShld, Summer | Winter, WintShld, Summer | Winter, WintShld, Summer | Winter, WintShld, Summer
IL CPS- Midwest SO2 Rate Annual v5.12 | 430 | 5767 | Rate Constraint in lbs/MMBtu | FALSE | L | Annual | Standard SO2 | lb/MMBtu | 0.11 | 0.11 | 0.11 | 0.11 | 0.11 | 0.11 | 0.11 | 0.11
IL CPS- Midwest SO2 Rate Annual v5.12 | 430 | 5767 | Rate Constraint in lbs/MMBtu | FALSE | L | Annual | Emissions at Affected Plants SO2 | Thousand Tons | 2.4862 | 2.6208 | 2.6218 | 2.6462 | 2.3652 | 2.6462 | 2.6462 | 2.6462
IL CPS- Midwest SO2 Rate Annual v5.12 | 430 | 5767 | Rate Constraint in lbs/MMBtu | FALSE | L | Annual | Allowances Purchased SO2 | Thousand Tons | 0 | 0 | 0 | 0 | 0 | 0 | 0 | 0
IL CPS- Midwest SO2 Rate Annual v5.12 | 430 | 5767 | Rate Constraint in lbs/MMBtu | FALSE | L | Annual | Allowances Sold SO2 | Thousand Tons | 0 | 0 | 0 | 0 | 0 | 0 | 0 | 0
IL CPS- Midwest SO2 Rate Annual v5.12 | 430 | 5767 | Rate Constraint in lbs/MMBtu | FALSE | L | Annual | Allowances Banked | Thousand Tons | 0 | 0 | 0 | 0 | 0 | 0 | 0 | 0
IL CPS- Midwest SO2 Rate Annual v5.12 | 430 | 5767 | Rate Constraint in lbs/MMBtu | FALSE | L | Annual | Allowances Withdrawn (1:1) | Thousand Tons | 0 | 0 | 0 | 0 | 0 | 0 | 0 | 0
IL CPS- Midwest SO2 Rate Annual v5.12 | 430 | 5767 | Rate Constraint in lbs/MMBtu | FALSE | L | Annual | Allowances Withdrawn (n:1) | Thousand Tons | 0 | 0 | 0 | 0 | 0 | 0 | 0 | 0
IL CPS- Midwest SO2 Rate Annual v5.12 | 430 | 5767 | Rate Constraint in lbs/MMBtu | FALSE | L | Annual | Net Emissions Allowance Position | Thousand Tons | 2.4862 | 2.6208 | 2.6218 | 2.6462 | 2.3652 | 2.6462 | 2.6462 | 2.6462
IL CPS- Midwest SO2 Rate Annual v5.12 | 430 | 5767 | Rate Constraint in lbs/MMBtu | FALSE | L | Annual | Fuel Consumed | TBtu | 62.1549 | 65.52 | 65.5438 | 66.1562 | 59.1289 | 66.1562 | 66.1562 | 66.1562
IL CPS- Midwest SO2 Rate Annual v5.12 | 430 | 5767 | Rate Constraint in lbs/MMBtu | FALSE | L | Annual | Rate | lb/MMBtu | 0.08 | 0.08 | 0.08 | 0.08 | 0.08 | 0.08 | 0.08 | 0.08
IL CPS- Midwest SO2 Rate Annual v5.12 | 430 | 5767 | Rate Constraint in lbs/MMBtu | FALSE | L | Annual | Generation | TWh | 5.5965 | 5.8995 | 5.9017 | 5.9568 | 5.3241 | 5.9568 | 5.9568 | 5.9568
IL CPS- Midwest SO2 Rate Annual v5.12 | 430 | 5767 | Rate Constraint in lbs/MMBtu | FALSE | L | Annual | Qualifying Generation | TWh | 5.5965 | 5.8995 | 5.9017 | 5.9568 | 5.3241 | 5.9568 | 5.9568 | 5.9568
IL CPS- Midwest SO2 Rate Annual v5.12 | 430 | 5767 | Rate Constraint in lbs/MMBtu | FALSE | L | Annual | Rate | lb/MWh | 0.88848 | 0.88848 | 0.88848 | 0.88848 | 0.88848 | 0.88848 | 0.88848 | 0.88848
IL CPS- Midwest SO2 Rate Annual v5.12 | 430 | 5767 | Rate Constraint in lbs/MMBtu | FALSE | L | Annual | Constraint Shadow Price | US2016$/Ton | 0 | 0 | 0 | 0 | 0 | 0 | 0 | 0
IL Fac. Spec. - NOX Rate Summer v3.1, Unit 527 and retrofits | 431 | 1797 | Rate Constraint in lbs/MMBtu | FALSE | L | Annual | Seasons Included | Seasons | Summer | Summer | Summer | Summer | Summer | Summer | Summer | Summer
IL Fac. Spec. - NOX Rate Summer v3.1, Unit 527 and retrofits | 431 | 1797 | Rate Constraint in lbs/MMBtu | FALSE | L | Annual | Standard NOX | lb/MMBtu | 0.25 | 0.25 | 0.25 | 0.25 | 0.25 | 0.25 | 0.25 | 0.25
IL Fac. Spec. - NOX Rate Summer v3.1, Unit 527 and retrofits | 431 | 1797 | Rate Constraint in lbs/MMBtu | FALSE | L | Annual | Emissions at Affected Plants NOX | Thousand Tons | 0.00044872 | 0.00066204 | 0.00087782 | 0.00087782 | 0.00087782 | 0.00087782 | 0.00087782 | 0.00087782
IL Fac. Spec. - NOX Rate Summer v3.1, Unit 527 and retrofits | 431 | 1797 | Rate Constraint in lbs/MMBtu | FALSE | L | Annual | Allowances Purchased NOX | Thousand Tons | 0 | 0 | 0 | 0 | 0 | 0 | 0 | 0
IL Fac. Spec. - NOX Rate Summer v3.1, Unit 527 and retrofits | 431 | 1797 | Rate Constraint in lbs/MMBtu | FALSE | L | Annual | Allowances Sold NOX | Thousand Tons | 0 | 0 | 0 | 0 | 0 | 0 | 0 | 0
IL Fac. Spec. - NOX Rate Summer v3.1, Unit 527 and retrofits | 431 | 1797 | Rate Constraint in lbs/MMBtu | FALSE | L | Annual | Allowances Banked | Thousand Tons | 0 | 0 | 0 | 0 | 0 | 0 | 0 | 0
IL Fac. Spec. - NOX Rate Summer v3.1, Unit 527 and retrofits | 431 | 1797 | Rate Constraint in lbs/MMBtu | FALSE | L | Annual | Allowances Withdrawn (1:1) | Thousand Tons | 0 | 0 | 0 | 0 | 0 | 0 | 0 | 0
IL Fac. Spec. - NOX Rate Summer v3.1, Unit 527 and retrofits | 431 | 1797 | Rate Constraint in lbs/MMBtu | FALSE | L | Annual | Allowances Withdrawn (n:1) | Thousand Tons | 0 | 0 | 0 | 0 | 0 | 0 | 0 | 0
IL Fac. Spec. - NOX Rate Summer v3.1, Unit 527 and retrofits | 431 | 1797 | Rate Constraint in lbs/MMBtu | FALSE | L | Annual | Net Emissions Allowance Position | Thousand Tons | 0.00044872 | 0.00066204 | 0.00087782 | 0.00087782 | 0.00087782 | 0.00087782 | 0.00087782 | 0.00087782
IL Fac. Spec. - NOX Rate Summer v3.1, Unit 527 and retrofits | 431 | 1797 | Rate Constraint in lbs/MMBtu | FALSE | L | Annual | Fuel Consumed | TBtu | 0.07338 | 0.10826 | 0.14355 | 0.14355 | 0.14355 | 0.14355 | 0.14355 | 0.14355
IL Fac. Spec. - NOX Rate Summer v3.1, Unit 527 and retrofits | 431 | 1797 | Rate Constraint in lbs/MMBtu | FALSE | L | Annual | Rate | lb/MMBtu | 0.01223 | 0.01223 | 0.01223 | 0.01223 | 0.01223 | 0.01223 | 0.01223 | 0.01223
IL Fac. Spec. - NOX Rate Summer v3.1, Unit 527 and retrofits | 431 | 1797 | Rate Constraint in lbs/MMBtu | FALSE | L | Annual | Generation | TWh | 0.0068292 | 0.010076 | 0.01336 | 0.01336 | 0.01336 | 0.01336 | 0.01336 | 0.01336
IL Fac. Spec. - NOX Rate Summer v3.1, Unit 527 and retrofits | 431 | 1797 | Rate Constraint in lbs/MMBtu | FALSE | L | Annual | Qualifying Generation | TWh | 0.0068292 | 0.010076 | 0.01336 | 0.01336 | 0.01336 | 0.01336 | 0.01336 | 0.01336
IL Fac. Spec. - NOX Rate Summer v3.1, Unit 527 and retrofits | 431 | 1797 | Rate Constraint in lbs/MMBtu | FALSE | L | Annual | Rate | lb/MWh | 0.13141 | 0.13141 | 0.13141 | 0.13141 | 0.13141 | 0.13141 | 0.13141 | 0.13141
IL Fac. Spec. - NOX Rate Summer v3.1, Unit 527 and retrofits | 431 | 1797 | Rate Constraint in lbs/MMBtu | FALSE | L | Annual | Constraint Shadow Price | US2016$/Ton | 0 | 0 | 0 | 0 | 0 | 0 | 0 | 0
IL Fac. Spec. - NOX Rate Summer v3.1, Unit 528 and retrofits | 432 | 1797 | Rate Constraint in lbs/MMBtu | FALSE | L | Annual | Seasons Included | Seasons | Summer | Summer | Summer | Summer | Summer | Summer | Summer | Summer
IL Fac. Spec. - NOX Rate Summer v3.1, Unit 528 and retrofits | 432 | 1797 | Rate Constraint in lbs/MMBtu | FALSE | L | Annual | Standard NOX | lb/MMBtu | 0.25 | 0.25 | 0.25 | 0.25 | 0.25 | 0.25 | 0.25 | 0.25
IL Fac. Spec. - NOX Rate Summer v3.1, Unit 528 and retrofits | 432 | 1797 | Rate Constraint in lbs/MMBtu | FALSE | L | Annual | Emissions at Affected Plants NOX | Thousand Tons | 0.00025552 | 0.00085475 | 0.0011333 | 0.0011333 | 0.0011333 | 0.0011333 | 0.0011333 | 0.0011333
IL Fac. Spec. - NOX Rate Summer v3.1, Unit 528 and retrofits | 432 | 1797 | Rate Constraint in lbs/MMBtu | FALSE | L | Annual | Allowances Purchased NOX | Thousand Tons | 0 | 0 | 0 | 0 | 0 | 0 | 0 | 0
IL Fac. Spec. - NOX Rate Summer v3.1, Unit 528 and retrofits | 432 | 1797 | Rate Constraint in lbs/MMBtu | FALSE | L | Annual | Allowances Sold NOX | Thousand Tons | 0 | 0 | 0 | 0 | 0 | 0 | 0 | 0
IL Fac. Spec. - NOX Rate Summer v3.1, Unit 528 and retrofits | 432 | 1797 | Rate Constraint in lbs/MMBtu | FALSE | L | Annual | Allowances Banked | Thousand Tons | 0 | 0 | 0 | 0 | 0 | 0 | 0 | 0
IL Fac. Spec. - NOX Rate Summer v3.1, Unit 528 and retrofits | 432 | 1797 | Rate Constraint in lbs/MMBtu | FALSE | L | Annual | Allowances Withdrawn (1:1) | Thousand Tons | 0 | 0 | 0 | 0 | 0 | 0 | 0 | 0
IL Fac. Spec. - NOX Rate Summer v3.1, Unit 528 and retrofits | 432 | 1797 | Rate Constraint in lbs/MMBtu | FALSE | L | Annual | Allowances Withdrawn (n:1) | Thousand Tons | 0 | 0 | 0 | 0 | 0 | 0 | 0 | 0
IL Fac. Spec. - NOX Rate Summer v3.1, Unit 528 and retrofits | 432 | 1797 | Rate Constraint in lbs/MMBtu | FALSE | L | Annual | Net Emissions Allowance Position | Thousand Tons | 0.00025552 | 0.00085475 | 0.0011333 | 0.0011333 | 0.0011333 | 0.0011333 | 0.0011333 | 0.0011333
IL Fac. Spec. - NOX Rate Summer v3.1, Unit 528 and retrofits | 432 | 1797 | Rate Constraint in lbs/MMBtu | FALSE | L | Annual | Fuel Consumed | TBtu | 0.032365 | 0.10826 | 0.14355 | 0.14355 | 0.14355 | 0.14355 | 0.14355 | 0.14355
IL Fac. Spec. - NOX Rate Summer v3.1, Unit 528 and retrofits | 432 | 1797 | Rate Constraint in lbs/MMBtu | FALSE | L | Annual | Rate | lb/MMBtu | 0.01579 | 0.01579 | 0.01579 | 0.01579 | 0.01579 | 0.01579 | 0.01579 | 0.01579
IL Fac. Spec. - NOX Rate Summer v3.1, Unit 528 and retrofits | 432 | 1797 | Rate Constraint in lbs/MMBtu | FALSE | L | Annual | Generation | TWh | 0.0030121 | 0.010076 | 0.01336 | 0.01336 | 0.01336 | 0.01336 | 0.01336 | 0.01336
IL Fac. Spec. - NOX Rate Summer v3.1, Unit 528 and retrofits | 432 | 1797 | Rate Constraint in lbs/MMBtu | FALSE | L | Annual | Qualifying Generation | TWh | 0.0030121 | 0.010076 | 0.01336 | 0.01336 | 0.01336 | 0.01336 | 0.01336 | 0.01336
IL Fac. Spec. - NOX Rate Summer v3.1, Unit 528 and retrofits | 432 | 1797 | Rate Constraint in lbs/MMBtu | FALSE | L | Annual | Rate | lb/MWh | 0.16966 | 0.16966 | 0.16966 | 0.16966 | 0.16966 | 0.16966 | 0.16966 | 0.16966
IL Fac. Spec. - NOX Rate Summer v3.1, Unit 528 and retrofits | 432 | 1797 | Rate Constraint in lbs/MMBtu | FALSE | L | Annual | Constraint Shadow Price | US2016$/Ton | 0 | 0 | 0 | 0 | 0 | 0 | 0 | 0
IL Fac. Spec. - NOX Rate Summer v3.1, Unit 529 and retrofits | 433 | 1797 | Rate Constraint in lbs/MMBtu | FALSE | L | Annual | Seasons Included | Seasons | Summer | Summer | Summer | Summer | Summer | Summer | Summer | Summer
IL Fac. Spec. - NOX Rate Summer v3.1, Unit 529 and retrofits | 433 | 1797 | Rate Constraint in lbs/MMBtu | FALSE | L | Annual | Standard NOX | lb/MMBtu | 0.25 | 0.25 | 0.25 | 0.25 | 0.25 | 0.25 | 0.25 | 0.25
IL Fac. Spec. - NOX Rate Summer v3.1, Unit 529 and retrofits | 433 | 1797 | Rate Constraint in lbs/MMBtu | FALSE | L | Annual | Emissions at Affected Plants NOX | Thousand Tons | 0.0006285 | 0.00092729 | 0.0012295 | 0.0012295 | 0.0012295 | 0.0012295 | 0.0012295 | 0.0012295
IL Fac. Spec. - NOX Rate Summer v3.1, Unit 529 and retrofits | 433 | 1797 | Rate Constraint in lbs/MMBtu | FALSE | L | Annual | Allowances Purchased NOX | Thousand Tons | 0 | 0 | 0 | 0 | 0 | 0 | 0 | 0
IL Fac. Spec. - NOX Rate Summer v3.1, Unit 529 and retrofits | 433 | 1797 | Rate Constraint in lbs/MMBtu | FALSE | L | Annual | Allowances Sold NOX | Thousand Tons | 0 | 0 | 0 | 0 | 0 | 0 | 0 | 0
IL Fac. Spec. - NOX Rate Summer v3.1, Unit 529 and retrofits | 433 | 1797 | Rate Constraint in lbs/MMBtu | FALSE | L | Annual | Allowances Banked | Thousand Tons | 0 | 0 | 0 | 0 | 0 | 0 | 0 | 0
IL Fac. Spec. - NOX Rate Summer v3.1, Unit 529 and retrofits | 433 | 1797 | Rate Constraint in lbs/MMBtu | FALSE | L | Annual | Allowances Withdrawn (1:1) | Thousand Tons | 0 | 0 | 0 | 0 | 0 | 0 | 0 | 0
IL Fac. Spec. - NOX Rate Summer v3.1, Unit 529 and retrofits | 433 | 1797 | Rate Constraint in lbs/MMBtu | FALSE | L | Annual | Allowances Withdrawn (n:1) | Thousand Tons | 0 | 0 | 0 | 0 | 0 | 0 | 0 | 0
IL Fac. Spec. - NOX Rate Summer v3.1, Unit 529 and retrofits | 433 | 1797 | Rate Constraint in lbs/MMBtu | FALSE | L | Annual | Net Emissions Allowance Position | Thousand Tons | 0.0006285 | 0.00092729 | 0.0012295 | 0.0012295 | 0.0012295 | 0.0012295 | 0.0012295 | 0.0012295
IL Fac. Spec. - NOX Rate Summer v3.1, Unit 529 and retrofits | 433 | 1797 | Rate Constraint in lbs/MMBtu | FALSE | L | Annual | Fuel Consumed | TBtu | 0.07338 | 0.10826 | 0.14355 | 0.14355 | 0.14355 | 0.14355 | 0.14355 | 0.14355
IL Fac. Spec. - NOX Rate Summer v3.1, Unit 529 and retrofits | 433 | 1797 | Rate Constraint in lbs/MMBtu | FALSE | L | Annual | Rate | lb/MMBtu | 0.01713 | 0.01713 | 0.01713 | 0.01713 | 0.01713 | 0.01713 | 0.01713 | 0.01713
IL Fac. Spec. - NOX Rate Summer v3.1, Unit 529 and retrofits | 433 | 1797 | Rate Constraint in lbs/MMBtu | FALSE | L | Annual | Generation | TWh | 0.0068292 | 0.010076 | 0.01336 | 0.01336 | 0.01336 | 0.01336 | 0.01336 | 0.01336
IL Fac. Spec. - NOX Rate Summer v3.1, Unit 529 and retrofits | 433 | 1797 | Rate Constraint in lbs/MMBtu | FALSE | L | Annual | Qualifying Generation | TWh | 0.0068292 | 0.010076 | 0.01336 | 0.01336 | 0.01336 | 0.01336 | 0.01336 | 0.01336
IL Fac. Spec. - NOX Rate Summer v3.1, Unit 529 and retrofits | 433 | 1797 | Rate Constraint in lbs/MMBtu | FALSE | L | Annual | Rate | lb/MWh | 0.18406 | 0.18406 | 0.18406 | 0.18406 | 0.18406 | 0.18406 | 0.18406 | 0.18406
IL Fac. Spec. - NOX Rate Summer v3.1, Unit 529 and retrofits | 433 | 1797 | Rate Constraint in lbs/MMBtu | FALSE | L | Annual | Constraint Shadow Price | US2016$/Ton | 0 | 0 | 0 | 0 | 0 | 0 | 0 | 0
IL Fac. Spec. - NOX Rate Summer v3.1, Unit 530 and retrofits | 434 | 1797 | Rate Constraint in lbs/MMBtu | FALSE | L | Annual | Seasons Included | Seasons | Summer | Summer | Summer | Summer | Summer | Summer | Summer | Summer
IL Fac. Spec. - NOX Rate Summer v3.1, Unit 530 and retrofits | 434 | 1797 | Rate Constraint in lbs/MMBtu | FALSE | L | Annual | Standard NOX | lb/MMBtu | 0.25 | 0.25 | 0.25 | 0.25 | 0.25 | 0.25 | 0.25 | 0.25
IL Fac. Spec. - NOX Rate Summer v3.1, Unit 530 and retrofits | 434 | 1797 | Rate Constraint in lbs/MMBtu | FALSE | L | Annual | Emissions at Affected Plants NOX | Thousand Tons | 0.00057346 | 0.00084609 | 0.0011219 | 0.0011219 | 0.0011219 | 0.0011219 | 0.0011219 | 0.0011219
IL Fac. Spec. - NOX Rate Summer v3.1, Unit 530 and retrofits | 434 | 1797 | Rate Constraint in lbs/MMBtu | FALSE | L | Annual | Allowances Purchased NOX | Thousand Tons | 0 | 0 | 0 | 0 | 0 | 0 | 0 | 0
IL Fac. Spec. - NOX Rate Summer v3.1, Unit 530 and retrofits | 434 | 1797 | Rate Constraint in lbs/MMBtu | FALSE | L | Annual | Allowances Sold NOX | Thousand Tons | 0 | 0 | 0 | 0 | 0 | 0 | 0 | 0
IL Fac. Spec. - NOX Rate Summer v3.1, Unit 530 and retrofits | 434 | 1797 | Rate Constraint in lbs/MMBtu | FALSE | L | Annual | Allowances Banked | Thousand Tons | 0 | 0 | 0 | 0 | 0 | 0 | 0 | 0
IL Fac. Spec. - NOX Rate Summer v3.1, Unit 530 and retrofits | 434 | 1797 | Rate Constraint in lbs/MMBtu | FALSE | L | Annual | Allowances Withdrawn (1:1) | Thousand Tons | 0 | 0 | 0 | 0 | 0 | 0 | 0 | 0
IL Fac. Spec. - NOX Rate Summer v3.1, Unit 530 and retrofits | 434 | 1797 | Rate Constraint in lbs/MMBtu | FALSE | L | Annual | Allowances Withdrawn (n:1) | Thousand Tons | 0 | 0 | 0 | 0 | 0 | 0 | 0 | 0
IL Fac. Spec. - NOX Rate Summer v3.1, Unit 530 and retrofits | 434 | 1797 | Rate Constraint in lbs/MMBtu | FALSE | L | Annual | Net Emissions Allowance Position | Thousand Tons | 0.00057346 | 0.00084609 | 0.0011219 | 0.0011219 | 0.0011219 | 0.0011219 | 0.0011219 | 0.0011219
IL Fac. Spec. - NOX Rate Summer v3.1, Unit 530 and retrofits | 434 | 1797 | Rate Constraint in lbs/MMBtu | FALSE | L | Annual | Fuel Consumed | TBtu | 0.07338 | 0.10826 | 0.14355 | 0.14355 | 0.14355 | 0.14355 | 0.14355 | 0.14355
IL Fac. Spec. - NOX Rate Summer v3.1, Unit 530 and retrofits | 434 | 1797 | Rate Constraint in lbs/MMBtu | FALSE | L | Annual | Rate | lb/MMBtu | 0.01563 | 0.01563 | 0.01563 | 0.01563 | 0.01563 | 0.01563 | 0.01563 | 0.01563
IL Fac. Spec. - NOX Rate Summer v3.1, Unit 530 and retrofits | 434 | 1797 | Rate Constraint in lbs/MMBtu | FALSE | L | Annual | Generation | TWh | 0.0068292 | 0.010076 | 0.01336 | 0.01336 | 0.01336 | 0.01336 | 0.01336 | 0.01336
IL Fac. Spec. - NOX Rate Summer v3.1, Unit 530 and retrofits | 434 | 1797 | Rate Constraint in lbs/MMBtu | FALSE | L | Annual | Qualifying Generation | TWh | 0.0068292 | 0.010076 | 0.01336 | 0.01336 | 0.01336 | 0.01336 | 0.01336 | 0.01336
IL Fac. Spec. - NOX Rate Summer v3.1, Unit 530 and retrofits | 434 | 1797 | Rate Constraint in lbs/MMBtu | FALSE | L | Annual | Rate | lb/MWh | 0.16794 | 0.16794 | 0.16794 | 0.16794 | 0.16794 | 0.16794 | 0.16794 | 0.16794
IL Fac. Spec. - NOX Rate Summer v3.1, Unit 530 and retrofits | 434 | 1797 | Rate Constraint in lbs/MMBtu | FALSE | L | Annual | Constraint Shadow Price | US2016$/Ton | 0 | 0 | 0 | 0 | 0 | 0 | 0 | 0
IL Fac. Spec. - NOX Rate Summer v3.1, Unit 531 and retrofits | 435 | 1797 | Rate Constraint in lbs/MMBtu | FALSE | L | Annual | Seasons Included | Seasons | Summer | Summer | Summer | Summer | Summer | Summer | Summer | Summer
IL Fac. Spec. - NOX Rate Summer v3.1, Unit 531 and retrofits | 435 | 1797 | Rate Constraint in lbs/MMBtu | FALSE | L | Annual | Standard NOX | lb/MMBtu | 0.25 | 0.25 | 0.25 | 0.25 | 0.25 | 0.25 | 0.25 | 0.25
IL Fac. Spec. - NOX Rate Summer v3.1, Unit 531 and retrofits | 435 | 1797 | Rate Constraint in lbs/MMBtu | FALSE | L | Annual | Emissions at Affected Plants NOX | Thousand Tons | 0.00054191 | 0.00079954 | 0.0010601 | 0.0010601 | 0.0010601 | 0.0010601 | 0.0010601 | 0.0010601
IL Fac. Spec. - NOX Rate Summer v3.1, Unit 531 and retrofits | 435 | 1797 | Rate Constraint in lbs/MMBtu | FALSE | L | Annual | Allowances Purchased NOX | Thousand Tons | 0 | 0 | 0 | 0 | 0 | 0 | 0 | 0
IL Fac. Spec. - NOX Rate Summer v3.1, Unit 531 and retrofits | 435 | 1797 | Rate Constraint in lbs/MMBtu | FALSE | L | Annual | Allowances Sold NOX | Thousand Tons | 0 | 0 | 0 | 0 | 0 | 0 | 0 | 0
IL Fac. Spec. - NOX Rate Summer v3.1, Unit 531 and retrofits | 435 | 1797 | Rate Constraint in lbs/MMBtu | FALSE | L | Annual | Allowances Banked | Thousand Tons | 0 | 0 | 0 | 0 | 0 | 0 | 0 | 0
IL Fac. Spec. - NOX Rate Summer v3.1, Unit 531 and retrofits | 435 | 1797 | Rate Constraint in lbs/MMBtu | FALSE | L | Annual | Allowances Withdrawn (1:1) | Thousand Tons | 0 | 0 | 0 | 0 | 0 | 0 | 0 | 0
IL Fac. Spec. - NOX Rate Summer v3.1, Unit 531 and retrofits | 435 | 1797 | Rate Constraint in lbs/MMBtu | FALSE | L | Annual | Allowances Withdrawn (n:1) | Thousand Tons | 0 | 0 | 0 | 0 | 0 | 0 | 0 | 0
IL Fac. Spec. - NOX Rate Summer v3.1, Unit 531 and retrofits | 435 | 1797 | Rate Constraint in lbs/MMBtu | FALSE | L | Annual | Net Emissions Allowance Position | Thousand Tons | 0.00054191 | 0.00079954 | 0.0010601 | 0.0010601 | 0.0010601 | 0.0010601 | 0.0010601 | 0.0010601
IL Fac. Spec. - NOX Rate Summer v3.1, Unit 531 and retrofits | 435 | 1797 | Rate Constraint in lbs/MMBtu | FALSE | L | Annual | Fuel Consumed | TBtu | 0.07338 | 0.10826 | 0.14355 | 0.14355 | 0.14355 | 0.14355 | 0.14355 | 0.14355
IL Fac. Spec. - NOX Rate Summer v3.1, Unit 531 and retrofits | 435 | 1797 | Rate Constraint in lbs/MMBtu | FALSE | L | Annual | Rate | lb/MMBtu | 0.01477 | 0.01477 | 0.01477 | 0.01477 | 0.01477 | 0.01477 | 0.01477 | 0.01477
IL Fac. Spec. - NOX Rate Summer v3.1, Unit 531 and retrofits | 435 | 1797 | Rate Constraint in lbs/MMBtu | FALSE | L | Annual | Generation | TWh | 0.0068292 | 0.010076 | 0.01336 | 0.01336 | 0.01336 | 0.01336 | 0.01336 | 0.01336
IL Fac. Spec. - NOX Rate Summer v3.1, Unit 531 and retrofits | 435 | 1797 | Rate Constraint in lbs/MMBtu | FALSE | L | Annual | Qualifying Generation | TWh | 0.0068292 | 0.010076 | 0.01336 | 0.01336 | 0.01336 | 0.01336 | 0.01336 | 0.01336
IL Fac. Spec. - NOX Rate Summer v3.1, Unit 531 and retrofits | 435 | 1797 | Rate Constraint in lbs/MMBtu | FALSE | L | Annual | Rate | lb/MWh | 0.1587 | 0.1587 | 0.1587 | 0.1587 | 0.1587 | 0.1587 | 0.1587 | 0.1587
IL Fac. Spec. - NOX Rate Summer v3.1, Unit 531 and retrofits | 435 | 1797 | Rate Constraint in lbs/MMBtu | FALSE | L | Annual | Constraint Shadow Price | US2016$/Ton | 0 | 0 | 0 | 0 | 0 | 0 | 0 | 0
IL Fac. Spec. - NOX Rate Summer v3.1, Unit 532 and retrofits | 436 | 1797 | Rate Constraint in lbs/MMBtu | FALSE | L | Annual | Seasons Included | Seasons | Summer | Summer | Summer | Summer | Summer | Summer | Summer | Summer
IL Fac. Spec. - NOX Rate Summer v3.1, Unit 532 and retrofits | 436 | 1797 | Rate Constraint in lbs/MMBtu | FALSE | L | Annual | Standard NOX | lb/MMBtu | 0.25 | 0.25 | 0.25 | 0.25 | 0.25 | 0.25 | 0.25 | 0.25
IL Fac. Spec. - NOX Rate Summer v3.1, Unit 532 and retrofits | 436 | 1797 | Rate Constraint in lbs/MMBtu | FALSE | L | Annual | Emissions at Affected Plants NOX | Thousand Tons | 0.00049311 | 0.00072754 | 0.00096466 | 0.00096466 | 0.00096466 | 0.00096466 | 0.00096466 | 0.00096466
IL Fac. Spec. - NOX Rate Summer v3.1, Unit 532 and retrofits | 436 | 1797 | Rate Constraint in lbs/MMBtu | FALSE | L | Annual | Allowances Purchased NOX | Thousand Tons | 0 | 0 | 0 | 0 | 0 | 0 | 0 | 0
IL Fac. Spec. - NOX Rate Summer v3.1, Unit 532 and retrofits | 436 | 1797 | Rate Constraint in lbs/MMBtu | FALSE | L | Annual | Allowances Sold NOX | Thousand Tons | 0 | 0 | 0 | 0 | 0 | 0 | 0 | 0
IL Fac. Spec. - NOX Rate Summer v3.1, Unit 532 and retrofits | 436 | 1797 | Rate Constraint in lbs/MMBtu | FALSE | L | Annual | Allowances Banked | Thousand Tons | 0 | 0 | 0 | 0 | 0 | 0 | 0 | 0
IL Fac. Spec. - NOX Rate Summer v3.1, Unit 532 and retrofits | 436 | 1797 | Rate Constraint in lbs/MMBtu | FALSE | L | Annual | Allowances Withdrawn (1:1) | Thousand Tons | 0 | 0 | 0 | 0 | 0 | 0 | 0 | 0
IL Fac. Spec. - NOX Rate Summer v3.1, Unit 532 and retrofits | 436 | 1797 | Rate Constraint in lbs/MMBtu | FALSE | L | Annual | Allowances Withdrawn (n:1) | Thousand Tons | 0 | 0 | 0 | 0 | 0 | 0 | 0 | 0
IL Fac. Spec. - NOX Rate Summer v3.1, Unit 532 and retrofits | 436 | 1797 | Rate Constraint in lbs/MMBtu | FALSE | L | Annual | Net Emissions Allowance Position | Thousand Tons | 0.00049311 | 0.00072754 | 0.00096466 | 0.00096466 | 0.00096466 | 0.00096466 | 0.00096466 | 0.00096466
IL Fac. Spec. - NOX Rate Summer v3.1, Unit 532 and retrofits | 436 | 1797 | Rate Constraint in lbs/MMBtu | FALSE | L | Annual | Fuel Consumed | TBtu | 0.07338 | 0.10826 | 0.14355 | 0.14355 | 0.14355 | 0.14355 | 0.14355 | 0.14355
IL Fac. Spec. - NOX Rate Summer v3.1, Unit 532 and retrofits | 436 | 1797 | Rate Constraint in lbs/MMBtu | FALSE | L | Annual | Rate | lb/MMBtu | 0.01344 | 0.01344 | 0.01344 | 0.01344 | 0.01344 | 0.01344 | 0.01344 | 0.01344
IL Fac. Spec. - NOX Rate Summer v3.1, Unit 532 and retrofits | 436 | 1797 | Rate Constraint in lbs/MMBtu | FALSE | L | Annual | Generation | TWh | 0.0068292 | 0.010076 | 0.01336 | 0.01336 | 0.01336 | 0.01336 | 0.01336 | 0.01336
IL Fac. Spec. - NOX Rate Summer v3.1, Unit 532 and retrofits | 436 | 1797 | Rate Constraint in lbs/MMBtu | FALSE | L | Annual | Qualifying Generation | TWh | 0.0068292 | 0.010076 | 0.01336 | 0.01336 | 0.01336 | 0.01336 | 0.01336 | 0.01336
IL Fac. Spec. - NOX Rate Summer v3.1, Unit 532 and retrofits | 436 | 1797 | Rate Constraint in lbs/MMBtu | FALSE | L | Annual | Rate | lb/MWh | 0.14441 | 0.14441 | 0.14441 | 0.14441 | 0.14441 | 0.14441 | 0.14441 | 0.14441
IL Fac. Spec. - NOX Rate Summer v3.1, Unit 532 and retrofits | 436 | 1797 | Rate Constraint in lbs/MMBtu | FALSE | L | Annual | Constraint Shadow Price | US2016$/Ton | 0 | 0 | 0 | 0 | 0 | 0 | 0 | 0
IL Fac. Spec. - NOX Rate Summer v3.1, Unit 533 and retrofits | 437 | 1797 | Rate Constraint in lbs/MMBtu | FALSE | L | Annual | Seasons Included | Seasons | Summer | Summer | Summer | Summer | Summer | Summer | Summer | Summer
IL Fac. Spec. - NOX Rate Summer v3.1, Unit 533 and retrofits | 437 | 1797 | Rate Constraint in lbs/MMBtu | FALSE | L | Annual | Standard NOX | lb/MMBtu | 0.25 | 0.25 | 0.25 | 0.25 | 0.25 | 0.25 | 0.25 | 0.25
IL Fac. Spec. - NOX Rate Summer v3.1, Unit 533 and retrofits | 437 | 1797 | Rate Constraint in lbs/MMBtu | FALSE | L | Annual | Emissions at Affected Plants NOX | Thousand Tons | 0.0008468 | 0.0012494 | 0.0016566 | 0.0016566 | 0.0016566 | 0.0016566 | 0.0016566 | 0.0016566
IL Fac. Spec. - NOX Rate Summer v3.1, Unit 533 and retrofits | 437 | 1797 | Rate Constraint in lbs/MMBtu | FALSE | L | Annual | Allowances Purchased NOX | Thousand Tons | 0 | 0 | 0 | 0 | 0 | 0 | 0 | 0
IL Fac. Spec. - NOX Rate Summer v3.1, Unit 533 and retrofits | 437 | 1797 | Rate Constraint in lbs/MMBtu | FALSE | L | Annual | Allowances Sold NOX | Thousand Tons | 0 | 0 | 0 | 0 | 0 | 0 | 0 | 0
IL Fac. Spec. - NOX Rate Summer v3.1, Unit 533 and retrofits | 437 | 1797 | Rate Constraint in lbs/MMBtu | FALSE | L | Annual | Allowances Banked | Thousand Tons | 0 | 0 | 0 | 0 | 0 | 0 | 0 | 0
IL Fac. Spec. - NOX Rate Summer v3.1, Unit 533 and retrofits | 437 | 1797 | Rate Constraint in lbs/MMBtu | FALSE | L | Annual | Allowances Withdrawn (1:1) | Thousand Tons | 0 | 0 | 0 | 0 | 0 | 0 | 0 | 0
IL Fac. Spec. - NOX Rate Summer v3.1, Unit 533 and retrofits | 437 | 1797 | Rate Constraint in lbs/MMBtu | FALSE | L | Annual | Allowances Withdrawn (n:1) | Thousand Tons | 0 | 0 | 0 | 0 | 0 | 0 | 0 | 0
IL Fac. Spec. - NOX Rate Summer v3.1, Unit 533 and retrofits | 437 | 1797 | Rate Constraint in lbs/MMBtu | FALSE | L | Annual | Net Emissions Allowance Position | Thousand Tons | 0.0008468 | 0.0012494 | 0.0016566 | 0.0016566 | 0.0016566 | 0.0016566 | 0.0016566 | 0.0016566
IL Fac. Spec. - NOX Rate Summer v3.1, Unit 533 and retrofits | 437 | 1797 | Rate Constraint in lbs/MMBtu | FALSE | L | Annual | Fuel Consumed | TBtu | 0.07338 | 0.10826 | 0.14355 | 0.14355 | 0.14355 | 0.14355 | 0.14355 | 0.14355
IL Fac. Spec. - NOX Rate Summer v3.1, Unit 533 and retrofits | 437 | 1797 | Rate Constraint in lbs/MMBtu | FALSE | L | Annual | Rate | lb/MMBtu | 0.02308 | 0.02308 | 0.02308 | 0.02308 | 0.02308 | 0.02308 | 0.02308 | 0.02308
IL Fac. Spec. - NOX Rate Summer v3.1, Unit 533 and retrofits | 437 | 1797 | Rate Constraint in lbs/MMBtu | FALSE | L | Annual | Generation | TWh | 0.0068292 | 0.010076 | 0.01336 | 0.01336 | 0.01336 | 0.01336 | 0.01336 | 0.01336
IL Fac. Spec. - NOX Rate Summer v3.1, Unit 533 and retrofits | 437 | 1797 | Rate Constraint in lbs/MMBtu | FALSE | L | Annual | Qualifying Generation | TWh | 0.0068292 | 0.010076 | 0.01336 | 0.01336 | 0.01336 | 0.01336 | 0.01336 | 0.01336
IL Fac. Spec. - NOX Rate Summer v3.1, Unit 533 and retrofits | 437 | 1797 | Rate Constraint in lbs/MMBtu | FALSE | L | Annual | Rate | lb/MWh | 0.24799 | 0.24799 | 0.24799 | 0.24799 | 0.24799 | 0.24799 | 0.24799 | 0.24799
IL Fac. Spec. - NOX Rate Summer v3.1, Unit 533 and retrofits | 437 | 1797 | Rate Constraint in lbs/MMBtu | FALSE | L | Annual | Constraint Shadow Price | US2016$/Ton | 0 | 0 | 0 | 0 | 0 | 0 | 0 | 0
IL Fac. Spec. - NOX Rate Summer v3.1, Unit 534 and retrofits | 438 | 1797 | Rate Constraint in lbs/MMBtu | FALSE | L | Annual | Seasons Included | Seasons | Summer | Summer | Summer | Summer | Summer | Summer | Summer | Summer
IL Fac. Spec. - NOX Rate Summer v3.1, Unit 534 and retrofits | 438 | 1797 | Rate Constraint in lbs/MMBtu | FALSE | L | Annual | Standard NOX | lb/MMBtu | 0.25 | 0.25 | 0.25 | 0.25 | 0.25 | 0.25 | 0.25 | 0.25
IL Fac. Spec. - NOX Rate Summer v3.1, Unit 534 and retrofits | 438 | 1797 | Rate Constraint in lbs/MMBtu | FALSE | L | Annual | Emissions at Affected Plants NOX | Thousand Tons | 0.00054521 | 0.00080441 | 0.0010666 | 0.0010666 | 0.0010666 | 0.0010666 | 0.0010666 | 0.0010666
IL Fac. Spec. - NOX Rate Summer v3.1, Unit 534 and retrofits | 438 | 1797 | Rate Constraint in lbs/MMBtu | FALSE | L | Annual | Allowances Purchased NOX | Thousand Tons | 0 | 0 | 0 | 0 | 0 | 0 | 0 | 0
IL Fac. Spec. - NOX Rate Summer v3.1, Unit 534 and retrofits | 438 | 1797 | Rate Constraint in lbs/MMBtu | FALSE | L | Annual | Allowances Sold NOX | Thousand Tons | 0 | 0 | 0 | 0 | 0 | 0 | 0 | 0
IL Fac. Spec. - NOX Rate Summer v3.1, Unit 534 and retrofits | 438 | 1797 | Rate Constraint in lbs/MMBtu | FALSE | L | Annual | Allowances Banked | Thousand Tons | 0 | 0 | 0 | 0 | 0 | 0 | 0 | 0
IL Fac. Spec. - NOX Rate Summer v3.1, Unit 534 and retrofits | 438 | 1797 | Rate Constraint in lbs/MMBtu | FALSE | L | Annual | Allowances Withdrawn (1:1) | Thousand Tons | 0 | 0 | 0 | 0 | 0 | 0 | 0 | 0
IL Fac. Spec. - NOX Rate Summer v3.1, Unit 534 and retrofits | 438 | 1797 | Rate Constraint in lbs/MMBtu | FALSE | L | Annual | Allowances Withdrawn (n:1) | Thousand Tons | 0 | 0 | 0 | 0 | 0 | 0 | 0 | 0
IL Fac. Spec. - NOX Rate Summer v3.1, Unit 534 and retrofits | 438 | 1797 | Rate Constraint in lbs/MMBtu | FALSE | L | Annual | Net Emissions Allowance Position | Thousand Tons | 0.00054521 | 0.00080441 | 0.0010666 | 0.0010666 | 0.0010666 | 0.0010666 | 0.0010666 | 0.0010666
IL Fac. Spec. - NOX Rate Summer v3.1, Unit 534 and retrofits | 438 | 1797 | Rate Constraint in lbs/MMBtu | FALSE | L | Annual | Fuel Consumed | TBtu | 0.07338 | 0.10826 | 0.14355 | 0.14355 | 0.14355 | 0.14355 | 0.14355 | 0.14355
IL Fac. Spec. - NOX Rate Summer v3.1, Unit 534 and retrofits | 438 | 1797 | Rate Constraint in lbs/MMBtu | FALSE | L | Annual | Rate | lb/MMBtu | 0.01486 | 0.01486 | 0.01486 | 0.01486 | 0.01486 | 0.01486 | 0.01486 | 0.01486
IL Fac. Spec. - NOX Rate Summer v3.1, Unit 534 and retrofits | 438 | 1797 | Rate Constraint in lbs/MMBtu | FALSE | L | Annual | Generation | TWh | 0.0068292 | 0.010076 | 0.01336 | 0.01336 | 0.01336 | 0.01336 | 0.01336 | 0.01336
IL Fac. Spec. - NOX Rate Summer v3.1, Unit 534 and retrofits | 438 | 1797 | Rate Constraint in lbs/MMBtu | FALSE | L | Annual | Qualifying Generation | TWh | 0.0068292 | 0.010076 | 0.01336 | 0.01336 | 0.01336 | 0.01336 | 0.01336 | 0.01336
IL Fac. Spec. - NOX Rate Summer v3.1, Unit 534 and retrofits | 438 | 1797 | Rate Constraint in lbs/MMBtu | FALSE | L | Annual | Rate | lb/MWh | 0.15967 | 0.15967 | 0.15967 | 0.15967 | 0.15967 | 0.15967 | 0.15967 | 0.15967
IL Fac. Spec. - NOX Rate Summer v3.1, Unit 534 and retrofits | 438 | 1797 | Rate Constraint in lbs/MMBtu | FALSE | L | Annual | Constraint Shadow Price | US2016$/Ton | 0 | 0 | 0 | 0 | 0 | 0 | 0 | 0
IL Fac. Spec. - NOX Rate Summer v3.1, Unit 535 and retrofits | 439 | 1797 | Rate Constraint in lbs/MMBtu | FALSE | L | Annual | Seasons Included | Seasons | Summer | Summer | Summer | Summer | Summer | Summer | Summer | Summer
IL Fac. Spec. - NOX Rate Summer v3.1, Unit 535 and retrofits | 439 | 1797 | Rate Constraint in lbs/MMBtu | FALSE | L | Annual | Standard NOX | lb/MMBtu | 0.25 | 0.25 | 0.25 | 0.25 | 0.25 | 0.25 | 0.25 | 0.25
IL Fac. Spec. - NOX Rate Summer v3.1, Unit 535 and retrofits | 439 | 1797 | Rate Constraint in lbs/MMBtu | FALSE | L | Annual | Emissions at Affected Plants NOX | Thousand Tons | 0.00016189 | 0.0012142 | 0.0016099 | 0.0016099 | 0.0016099 | 0.0016099 | 0.0016099 | 0.0016099
IL Fac. Spec. - NOX Rate Summer v3.1, Unit 535 and retrofits | 439 | 1797 | Rate Constraint in lbs/MMBtu | FALSE | L | Annual | Allowances Purchased NOX | Thousand Tons | 0 | 0 | 0 | 0 | 0 | 0 | 0 | 0
IL Fac. Spec. - NOX Rate Summer v3.1, Unit 535 and retrofits | 439 | 1797 | Rate Constraint in lbs/MMBtu | FALSE | L | Annual | Allowances Sold NOX | Thousand Tons | 0 | 0 | 0 | 0 | 0 | 0 | 0 | 0
IL Fac. Spec. - NOX Rate Summer v3.1, Unit 535 and retrofits | 439 | 1797 | Rate Constraint in lbs/MMBtu | FALSE | L | Annual | Allowances Banked | Thousand Tons | 0 | 0 | 0 | 0 | 0 | 0 | 0 | 0
IL Fac. Spec. - NOX Rate Summer v3.1, Unit 535 and retrofits | 439 | 1797 | Rate Constraint in lbs/MMBtu | FALSE | L | Annual | Allowances Withdrawn (1:1) | Thousand Tons | 0 | 0 | 0 | 0 | 0 | 0 | 0 | 0
IL Fac. Spec. - NOX Rate Summer v3.1, Unit 535 and retrofits | 439 | 1797 | Rate Constraint in lbs/MMBtu | FALSE | L | Annual | Allowances Withdrawn (n:1) | Thousand Tons | 0 | 0 | 0 | 0 | 0 | 0 | 0 | 0
IL Fac. Spec. - NOX Rate Summer v3.1, Unit 535 and retrofits | 439 | 1797 | Rate Constraint in lbs/MMBtu | FALSE | L | Annual | Net Emissions Allowance Position | Thousand Tons | 0.00016189 | 0.0012142 | 0.0016099 | 0.0016099 | 0.0016099 | 0.0016099 | 0.0016099 | 0.0016099
IL Fac. Spec. - NOX Rate Summer v3.1, Unit 535 and retrofits | 439 | 1797 | Rate Constraint in lbs/MMBtu | FALSE | L | Annual | Fuel Consumed | TBtu | 0.014435 | 0.10826 | 0.14355 | 0.14355 | 0.14355 | 0.14355 | 0.14355 | 0.14355
IL Fac. Spec. - NOX Rate Summer v3.1, Unit 535 and retrofits | 439 | 1797 | Rate Constraint in lbs/MMBtu | FALSE | L | Annual | Rate | lb/MMBtu | 0.02243 | 0.02243 | 0.02243 | 0.02243 | 0.02243 | 0.02243 | 0.02243 | 0.02243
IL Fac. Spec. - NOX Rate Summer v3.1, Unit 535 and retrofits | 439 | 1797 | Rate Constraint in lbs/MMBtu | FALSE | L | Annual | Generation | TWh | 0.0013434 | 0.010076 | 0.01336 | 0.01336 | 0.01336 | 0.01336 | 0.01336 | 0.01336
IL Fac. Spec. - NOX Rate Summer v3.1, Unit 535 and retrofits | 439 | 1797 | Rate Constraint in lbs/MMBtu | FALSE | L | Annual | Qualifying Generation | TWh | 0.0013434 | 0.010076 | 0.01336 | 0.01336 | 0.01336 | 0.01336 | 0.01336 | 0.01336
IL Fac. Spec. - NOX Rate Summer v3.1, Unit 535 and retrofits | 439 | 1797 | Rate Constraint in lbs/MMBtu | FALSE | L | Annual | Rate | lb/MWh | 0.24101 | 0.24101 | 0.24101 | 0.24101 | 0.24101 | 0.24101 | 0.24101 | 0.24101
IL Fac. Spec. - NOX Rate Summer v3.1, Unit 535 and retrofits | 439 | 1797 | Rate Constraint in lbs/MMBtu | FALSE | L | Annual | Constraint Shadow Price | US2016$/Ton | 0 | 0 | 0 | 0 | 0 | 0 | 0 | 0
IL Fac. Spec. - NOX Rate Summer v3.1, Unit 536 and retrofits | 440 | 1797 | Rate Constraint in lbs/MMBtu | FALSE | L | Annual | Seasons Included | Seasons | Summer | Summer | Summer | Summer | Summer | Summer | Summer | Summer
IL Fac. Spec. - NOX Rate Summer v3.1, Unit 536 and retrofits | 440 | 1797 | Rate Constraint in lbs/MMBtu | FALSE | L | Annual | Standard NOX | lb/MMBtu | 0.25 | 0.25 | 0.25 | 0.25 | 0.25 | 0.25 | 0.25 | 0.25
IL Fac. Spec. - NOX Rate Summer v3.1, Unit 536 and retrofits | 440 | 1797 | Rate Constraint in lbs/MMBtu | FALSE | L | Annual | Emissions at Affected Plants NOX | Thousand Tons | 0.00057493 | 0.00084826 | 0.0011247 | 0.0011247 | 0.0011247 | 0.0011247 | 0.0011247 | 0.0011247
IL Fac. Spec. - NOX Rate Summer v3.1, Unit 536 and retrofits | 440 | 1797 | Rate Constraint in lbs/MMBtu | FALSE | L | Annual | Allowances Purchased NOX | Thousand Tons | 0 | 0 | 0 | 0 | 0 | 0 | 0 | 0
IL Fac. Spec. - NOX Rate Summer v3.1, Unit 536 and retrofits | 440 | 1797 | Rate Constraint in lbs/MMBtu | FALSE | L | Annual | Allowances Sold NOX | Thousand Tons | 0 | 0 | 0 | 0 | 0 | 0 | 0 | 0
IL Fac. Spec. - NOX Rate Summer v3.1, Unit 536 and retrofits | 440 | 1797 | Rate Constraint in lbs/MMBtu | FALSE | L | Annual | Allowances Banked | Thousand Tons | 0 | 0 | 0 | 0 | 0 | 0 | 0 | 0
IL Fac. Spec. - NOX Rate Summer v3.1, Unit 536 and retrofits | 440 | 1797 | Rate Constraint in lbs/MMBtu | FALSE | L | Annual | Allowances Withdrawn (1:1) | Thousand Tons | 0 | 0 | 0 | 0 | 0 | 0 | 0 | 0
IL Fac. Spec. - NOX Rate Summer v3.1, Unit 536 and retrofits | 440 | 1797 | Rate Constraint in lbs/MMBtu | FALSE | L | Annual | Allowances Withdrawn (n:1) | Thousand Tons | 0 | 0 | 0 | 0 | 0 | 0 | 0 | 0
IL Fac. Spec. - NOX Rate Summer v3.1, Unit 536 and retrofits | 440 | 1797 | Rate Constraint in lbs/MMBtu | FALSE | L | Annual | Net Emissions Allowance Position | Thousand Tons | 0.00057493 | 0.00084826 | 0.0011247 | 0.0011247 | 0.0011247 | 0.0011247 | 0.0011247 | 0.0011247
IL Fac. Spec. - NOX Rate Summer v3.1, Unit 536 and retrofits | 440 | 1797 | Rate Constraint in lbs/MMBtu | FALSE | L | Annual | Fuel Consumed | TBtu | 0.07338 | 0.10826 | 0.14355 | 0.14355 | 0.14355 | 0.14355 | 0.14355 | 0.14355
IL Fac. Spec. - NOX Rate Summer v3.1, Unit 536 and retrofits | 440 | 1797 | Rate Constraint in lbs/MMBtu | FALSE | L | Annual | Rate | lb/MMBtu | 0.01567 | 0.01567 | 0.01567 | 0.01567 | 0.01567 | 0.01567 | 0.01567 | 0.01567
IL Fac. Spec. - NOX Rate Summer v3.1, Unit 536 and retrofits | 440 | 1797 | Rate Constraint in lbs/MMBtu | FALSE | L | Annual | Generation | TWh | 0.0068292 | 0.010076 | 0.01336 | 0.01336 | 0.01336 | 0.01336 | 0.01336 | 0.01336
IL Fac. Spec. - NOX Rate Summer v3.1, Unit 536 and retrofits | 440 | 1797 | Rate Constraint in lbs/MMBtu | FALSE | L | Annual | Qualifying Generation | TWh | 0.0068292 | 0.010076 | 0.01336 | 0.01336 | 0.01336 | 0.01336 | 0.01336 | 0.01336
IL Fac. Spec. - NOX Rate Summer v3.1, Unit 536 and retrofits | 440 | 1797 | Rate Constraint in lbs/MMBtu | FALSE | L | Annual | Rate | lb/MWh | 0.16837 | 0.16837 | 0.16837 | 0.16837 | 0.16837 | 0.16837 | 0.16837 | 0.16837
IL Fac. Spec. - NOX Rate Summer v3.1, Unit 536 and retrofits | 440 | 1797 | Rate Constraint in lbs/MMBtu | FALSE | L | Annual | Constraint Shadow Price | US2016$/Ton | 0 | 0 | 0 | 0 | 0 | 0 | 0 | 0
IL Fac. Spec. - NOX Rate Summer v3.1, Unit 537 and retrofits | 441 | 1797 | Rate Constraint in lbs/MMBtu | FALSE | L | Annual | Seasons Included | Seasons | Summer | Summer | Summer | Summer | Summer | Summer | Summer | Summer
IL Fac. Spec. - NOX Rate Summer v3.1, Unit 537 and retrofits | 441 | 1797 | Rate Constraint in lbs/MMBtu | FALSE | L | Annual | Standard NOX | lb/MMBtu | 0.25 | 0.25 | 0.25 | 0.25 | 0.25 | 0.25 | 0.25 | 0.25
IL Fac. Spec. - NOX Rate Summer v3.1, Unit 537 and retrofits | 441 | 1797 | Rate Constraint in lbs/MMBtu | FALSE | L | Annual | Emissions at Affected Plants NOX | Thousand Tons | 0.00067509 | 0.00099604 | 0.0013207 | 0.0013207 | 0.0013207 | 0.0013207 | 0.0013207 | 0.0013207
IL Fac. Spec. - NOX Rate Summer v3.1, Unit 537 and retrofits | 441 | 1797 | Rate Constraint in lbs/MMBtu | FALSE | L | Annual | Allowances Purchased NOX | Thousand Tons | 0 | 0 | 0 | 0 | 0 | 0 | 0 | 0
IL Fac. Spec. - NOX Rate Summer v3.1, Unit 537 and retrofits | 441 | 1797 | Rate Constraint in lbs/MMBtu | FALSE | L | Annual | Allowances Sold NOX | Thousand Tons | 0 | 0 | 0 | 0 | 0 | 0 | 0 | 0
IL Fac. Spec. - NOX Rate Summer v3.1, Unit 537 and retrofits | 441 | 1797 | Rate Constraint in lbs/MMBtu | FALSE | L | Annual | Allowances Banked | Thousand Tons | 0 | 0 | 0 | 0 | 0 | 0 | 0 | 0
IL Fac. Spec. - NOX Rate Summer v3.1, Unit 537 and retrofits | 441 | 1797 | Rate Constraint in lbs/MMBtu | FALSE | L | Annual | Allowances Withdrawn (1:1) | Thousand Tons | 0 | 0 | 0 | 0 | 0 | 0 | 0 | 0
IL Fac. Spec. - NOX Rate Summer v3.1, Unit 537 and retrofits | 441 | 1797 | Rate Constraint in lbs/MMBtu | FALSE | L | Annual | Allowances Withdrawn (n:1) | Thousand Tons | 0 | 0 | 0 | 0 | 0 | 0 | 0 | 0
IL Fac. Spec. - NOX Rate Summer v3.1, Unit 537 and retrofits | 441 | 1797 | Rate Constraint in lbs/MMBtu | FALSE | L | Annual | Net Emissions Allowance Position | Thousand Tons | 0.00067509 | 0.00099604 | 0.0013207 | 0.0013207 | 0.0013207 | 0.0013207 | 0.0013207 | 0.0013207
IL Fac. Spec. - NOX Rate Summer v3.1, Unit 537 and retrofits | 441 | 1797 | Rate Constraint in lbs/MMBtu | FALSE | L | Annual | Fuel Consumed | TBtu | 0.07338 | 0.10826 | 0.14355 | 0.14355 | 0.14355 | 0.14355 | 0.14355 | 0.14355
IL Fac. Spec. - NOX Rate Summer v3.1, Unit 537 and retrofits | 441 | 1797 | Rate Constraint in lbs/MMBtu | FALSE | L | Annual | Rate | lb/MMBtu | 0.0184 | 0.0184 | 0.0184 | 0.0184 | 0.0184 | 0.0184 | 0.0184 | 0.0184
IL Fac. Spec. - NOX Rate Summer v3.1, Unit 537 and retrofits | 441 | 1797 | Rate Constraint in lbs/MMBtu | FALSE | L | Annual | Generation | TWh | 0.0068292 | 0.010076 | 0.01336 | 0.01336 | 0.01336 | 0.01336 | 0.01336 | 0.01336
IL Fac. Spec. - NOX Rate Summer v3.1, Unit 537 and retrofits | 441 | 1797 | Rate Constraint in lbs/MMBtu | FALSE | L | Annual | Qualifying Generation | TWh | 0.0068292 | 0.010076 | 0.01336 | 0.01336 | 0.01336 | 0.01336 | 0.01336 | 0.01336
IL Fac. Spec. - NOX Rate Summer v3.1, Unit 537 and retrofits | 441 | 1797 | Rate Constraint in lbs/MMBtu | FALSE | L | Annual | Rate | lb/MWh | 0.19771 | 0.19771 | 0.19771 | 0.19771 | 0.19771 | 0.19771 | 0.19771 | 0.19771
IL Fac. Spec. - NOX Rate Summer v3.1, Unit 537 and retrofits | 441 | 1797 | Rate Constraint in lbs/MMBtu | FALSE | L | Annual | Constraint Shadow Price | US2016$/Ton | 0 | 0 | 0 | 0 | 0 | 0 | 0 | 0
IL Fac. Spec. - NOX Rate Summer v3.1, Unit 538 and retrofits | 442 | 1797 | Rate Constraint in lbs/MMBtu | FALSE | L | Annual | Seasons Included | Seasons | Summer | Summer | Summer | Summer | Summer | Summer | Summer | Summer
IL Fac. Spec. - NOX Rate Summer v3.1, Unit 538 and retrofits | 442 | 1797 | Rate Constraint in lbs/MMBtu | FALSE | L | Annual | Standard NOX | lb/MMBtu | 0.25 | 0.25 | 0.25 | 0.25 | 0.25 | 0.25 | 0.25 | 0.25
IL Fac. Spec. - NOX Rate Summer v3.1, Unit 538 and retrofits | 442 | 1797 | Rate Constraint in lbs/MMBtu | FALSE | L | Annual | Emissions at Affected Plants NOX | Thousand Tons | 0.000532 | 0.00078492 | 0.0010407 | 0.0010407 | 0.0010407 | 0.0010407 | 0.0010407 | 0.0010407
IL Fac. Spec. - NOX Rate Summer v3.1, Unit 538 and retrofits | 442 | 1797 | Rate Constraint in lbs/MMBtu | FALSE | L | Annual | Allowances Purchased NOX | Thousand Tons | 0 | 0 | 0 | 0 | 0 | 0 | 0 | 0
IL Fac. Spec. - NOX Rate Summer v3.1, Unit 538 and retrofits | 442 | 1797 | Rate Constraint in lbs/MMBtu | FALSE | L | Annual | Allowances Sold NOX | Thousand Tons | 0 | 0 | 0 | 0 | 0 | 0 | 0 | 0
IL Fac. Spec. - NOX Rate Summer v3.1, Unit 538 and retrofits | 442 | 1797 | Rate Constraint in lbs/MMBtu | FALSE | L | Annual | Allowances Banked | Thousand Tons | 0 | 0 | 0 | 0 | 0 | 0 | 0 | 0
IL Fac. Spec. - NOX Rate Summer v3.1, Unit 538 and retrofits | 442 | 1797 | Rate Constraint in lbs/MMBtu | FALSE | L | Annual | Allowances Withdrawn (1:1) | Thousand Tons | 0 | 0 | 0 | 0 | 0 | 0 | 0 | 0
IL Fac. Spec. - NOX Rate Summer v3.1, Unit 538 and retrofits | 442 | 1797 | Rate Constraint in lbs/MMBtu | FALSE | L | Annual | Allowances Withdrawn (n:1) | Thousand Tons | 0 | 0 | 0 | 0 | 0 | 0 | 0 | 0
IL Fac. Spec. - NOX Rate Summer v3.1, Unit 538 and retrofits | 442 | 1797 | Rate Constraint in lbs/MMBtu | FALSE | L | Annual | Net Emissions Allowance Position | Thousand Tons | 0.000532 | 0.00078492 | 0.0010407 | 0.0010407 | 0.0010407 | 0.0010407 | 0.0010407 | 0.0010407
IL Fac. Spec. - NOX Rate Summer v3.1, Unit 538 and retrofits | 442 | 1797 | Rate Constraint in lbs/MMBtu | FALSE | L | Annual | Fuel Consumed | TBtu | 0.07338 | 0.10826 | 0.14355 | 0.14355 | 0.14355 | 0.14355 | 0.14355 | 0.14355
IL Fac. Spec. - NOX Rate Summer v3.1, Unit 538 and retrofits | 442 | 1797 | Rate Constraint in lbs/MMBtu | FALSE | L | Annual | Rate | lb/MMBtu | 0.0145 | 0.0145 | 0.0145 | 0.0145 | 0.0145 | 0.0145 | 0.0145 | 0.0145
IL Fac. Spec. - NOX Rate Summer v3.1, Unit 538 and retrofits | 442 | 1797 | Rate Constraint in lbs/MMBtu | FALSE | L | Annual | Generation | TWh | 0.0068292 | 0.010076 | 0.01336 | 0.01336 | 0.01336 | 0.01336 | 0.01336 | 0.01336
IL Fac. Spec. - NOX Rate Summer v3.1, Unit 538 and retrofits | 442 | 1797 | Rate Constraint in lbs/MMBtu | FALSE | L | Annual | Qualifying Generation | TWh | 0.0068292 | 0.010076 | 0.01336 | 0.01336 | 0.01336 | 0.01336 | 0.01336 | 0.01336
IL Fac. Spec. - NOX Rate Summer v3.1, Unit 538 and retrofits | 442 | 1797 | Rate Constraint in lbs/MMBtu | FALSE | L | Annual | Rate | lb/MWh | 0.1558 | 0.1558 | 0.1558 | 0.1558 | 0.1558 | 0.1558 | 0.1558 | 0.1558
IL Fac. Spec. - NOX Rate Summer v3.1, Unit 538 and retrofits | 442 | 1797 | Rate Constraint in lbs/MMBtu | FALSE | L | Annual | Constraint Shadow Price | US2016$/Ton | 0 | 0 | 0 | 0 | 0 | 0 | 0 | 0
IL Fac. Spec. - NOX Rate Summer v3.1, Unit 540 and retrofits | 443 | 1797 | Rate Constraint in lbs/MMBtu | FALSE | L | Annual | Seasons Included | Seasons | Summer | Summer | Summer | Summer | Summer | Summer | Summer | Summer
IL Fac. Spec. - NOX Rate Summer v3.1, Unit 540 and retrofits | 443 | 1797 | Rate Constraint in lbs/MMBtu | FALSE | L | Annual | Standard NOX | lb/MMBtu | 0.25 | 0.25 | 0.25 | 0.25 | 0.25 | 0.25 | 0.25 | 0.25
IL Fac. Spec. - NOX Rate Summer v3.1, Unit 540 and retrofits | 443 | 1797 | Rate Constraint in lbs/MMBtu | FALSE | L | Annual | Emissions at Affected Plants NOX | Thousand Tons | 0.00059552 | 0.00059552 | 0.00059552 | 0.0044664 | 0.0059221 | 0.0030272 | 0.0030272 | 0.0030272
IL Fac. Spec. - NOX Rate Summer v3.1, Unit 540 and retrofits | 443 | 1797 | Rate Constraint in lbs/MMBtu | FALSE | L | Annual | Allowances Purchased NOX | Thousand Tons | 0 | 0 | 0 | 0 | 0 | 0 | 0 | 0
IL Fac. Spec. - NOX Rate Summer v3.1, Unit 540 and retrofits | 443 | 1797 | Rate Constraint in lbs/MMBtu | FALSE | L | Annual | Allowances Sold NOX | Thousand Tons | 0 | 0 | 0 | 0 | 0 | 0 | 0 | 0
IL Fac. Spec. - NOX Rate Summer v3.1, Unit 540 and retrofits | 443 | 1797 | Rate Constraint in lbs/MMBtu | FALSE | L | Annual | Allowances Banked | Thousand Tons | 0 | 0 | 0 | 0 | 0 | 0 | 0 | 0
IL Fac. Spec. - NOX Rate Summer v3.1, Unit 540 and retrofits | 443 | 1797 | Rate Constraint in lbs/MMBtu | FALSE | L | Annual | Allowances Withdrawn (1:1) | Thousand Tons | 0 | 0 | 0 | 0 | 0 | 0 | 0 | 0
IL Fac. Spec. - NOX Rate Summer v3.1, Unit 540 and retrofits | 443 | 1797 | Rate Constraint in lbs/MMBtu | FALSE | L | Annual | Allowances Withdrawn (n:1) | Thousand Tons | 0 | 0 | 0 | 0 | 0 | 0 | 0 | 0
IL Fac. Spec. - NOX Rate Summer v3.1, Unit 540 and retrofits | 443 | 1797 | Rate Constraint in lbs/MMBtu | FALSE | L | Annual | Net Emissions Allowance Position | Thousand Tons | 0.00059552 | 0.00059552 | 0.00059552 | 0.0044664 | 0.0059221 | 0.0030272 | 0.0030272 | 0.0030272
IL Fac. Spec. - NOX Rate Summer v3.1, Unit 540 and retrofits | 443 | 1797 | Rate Constraint in lbs/MMBtu | FALSE | L | Annual | Fuel Consumed | TBtu | 0.016437 | 0.016437 | 0.016437 | 0.12328 | 0.16346 | 0.083556 | 0.083556 | 0.083556
IL Fac. Spec. - NOX Rate Summer v3.1, Unit 540 and retrofits | 443 | 1797 | Rate Constraint in lbs/MMBtu | FALSE | L | Annual | Rate | lb/MMBtu | 0.07246 | 0.07246 | 0.07246 | 0.07246 | 0.07246 | 0.07246 | 0.07246 | 0.07246
IL Fac. Spec. - NOX Rate Summer v3.1, Unit 540 and retrofits | 443 | 1797 | Rate Constraint in lbs/MMBtu | FALSE | L | Annual | Generation | TWh | 0.0014554 | 0.0014554 | 0.0014554 | 0.010915 | 0.014473 | 0.0073983 | 0.0073983 | 0.0073983
IL Fac. Spec. - NOX Rate Summer v3.1, Unit 540 and retrofits | 443 | 1797 | Rate Constraint in lbs/MMBtu | FALSE | L | Annual | Qualifying Generation | TWh | 0.0014554 | 0.0014554 | 0.0014554 | 0.010915 | 0.014473 | 0.0073983 | 0.0073983 | 0.0073983
IL Fac. Spec. - NOX Rate Summer v3.1, Unit 540 and retrofits | 443 | 1797 | Rate Constraint in lbs/MMBtu | FALSE | L | Annual | Rate | lb/MWh | 0.81836 | 0.81836 | 0.81836 | 0.81836 | 0.81836 | 0.81836 | 0.81836 | 0.81836
IL Fac. Spec. - NOX Rate Summer v3.1, Unit 540 and retrofits | 443 | 1797 | Rate Constraint in lbs/MMBtu | FALSE | L | Annual | Constraint Shadow Price | US2016$/Ton | 0 | 0 | 0 | 0 | 0 | 0 | 0 | 0
IL Fac. Spec. - NOX Rate Summer v3.1, Unit 543 and retrofits | 444 | 1797 | Rate Constraint in lbs/MMBtu | FALSE | L | Annual | Seasons Included | Seasons | Summer | Summer | Summer | Summer | Summer | Summer | Summer | Summer
IL Fac. Spec. - NOX Rate Summer v3.1, Unit 543 and retrofits | 444 | 1797 | Rate Constraint in lbs/MMBtu | FALSE | L | Annual | Standard NOX | lb/MMBtu | 0.25 | 0.25 | 0.25 | 0.25 | 0.25 | 0.25 | 0.25 | 0.25
IL Fac. Spec. - NOX Rate Summer v3.1, Unit 543 and retrofits | 444 | 1797 | Rate Constraint in lbs/MMBtu | FALSE | L | Annual | Emissions at Affected Plants NOX | Thousand Tons | 0.0014702 | 0.0014702 | 0.0014702 | 0.011026 | 0.01462 | 0.0074733 | 0.0074733 | 0.0074733
IL Fac. Spec. - NOX Rate Summer v3.1, Unit 543 and retrofits | 444 | 1797 | Rate Constraint in lbs/MMBtu | FALSE | L | Annual | Allowances Purchased NOX | Thousand Tons | 0 | 0 | 0 | 0 | 0 | 0 | 0 | 0
IL Fac. Spec. - NOX Rate Summer v3.1, Unit 543 and retrofits | 444 | 1797 | Rate Constraint in lbs/MMBtu | FALSE | L | Annual | Allowances Sold NOX | Thousand Tons | 0 | 0 | 0 | 0 | 0 | 0 | 0 | 0
IL Fac. Spec. - NOX Rate Summer v3.1, Unit 543 and retrofits | 444 | 1797 | Rate Constraint in lbs/MMBtu | FALSE | L | Annual | Allowances Banked | Thousand Tons | 0 | 0 | 0 | 0 | 0 | 0 | 0 | 0
IL Fac. Spec. - NOX Rate Summer v3.1, Unit 543 and retrofits | 444 | 1797 | Rate Constraint in lbs/MMBtu | FALSE | L | Annual | Allowances Withdrawn (1:1) | Thousand Tons | 0 | 0 | 0 | 0 | 0 | 0 | 0 | 0
IL Fac. Spec. - NOX Rate Summer v3.1, Unit 543 and retrofits | 444 | 1797 | Rate Constraint in lbs/MMBtu | FALSE | L | Annual | Allowances Withdrawn (n:1) | Thousand Tons | 0 | 0 | 0 | 0 | 0 | 0 | 0 | 0
IL Fac. Spec. - NOX Rate Summer v3.1, Unit 543 and retrofits | 444 | 1797 | Rate Constraint in lbs/MMBtu | FALSE | L | Annual | Net Emissions Allowance Position | Thousand Tons | 0.0014702 | 0.0014702 | 0.0014702 | 0.011026 | 0.01462 | 0.0074733 | 0.0074733 | 0.0074733
IL Fac. Spec. - NOX Rate Summer v3.1, Unit 543 and retrofits | 444 | 1797 | Rate Constraint in lbs/MMBtu | FALSE | L | Annual | Fuel Consumed | TBtu | 0.055709 | 0.055709 | 0.055709 | 0.41781 | 0.55399 | 0.28319 | 0.28319 | 0.28319
IL Fac. Spec. - NOX Rate Summer v3.1, Unit 543 and retrofits | 444 | 1797 | Rate Constraint in lbs/MMBtu | FALSE | L | Annual | Rate | lb/MMBtu | 0.05278 | 0.05278 | 0.05278 | 0.05278 | 0.05278 | 0.05278 | 0.05278 | 0.05278
IL Fac. Spec. - NOX Rate Summer v3.1, Unit 543 and retrofits | 444 | 1797 | Rate Constraint in lbs/MMBtu | FALSE | L | Annual | Generation | TWh | 0.004944 | 0.004944 | 0.004944 | 0.03708 | 0.049165 | 0.025132 | 0.025132 | 0.025132
IL Fac. Spec. - NOX Rate Summer v3.1, Unit 543 and retrofits | 444 | 1797 | Rate Constraint in lbs/MMBtu | FALSE | L | Annual | Qualifying Generation | TWh | 0.004944 | 0.004944 | 0.004944 | 0.03708 | 0.049165 | 0.025132 | 0.025132 | 0.025132
IL Fac. Spec. - NOX Rate Summer v3.1, Unit 543 and retrofits | 444 | 1797 | Rate Constraint in lbs/MMBtu | FALSE | L | Annual | Rate | lb/MWh | 0.59473 | 0.59473 | 0.59473 | 0.59473 | 0.59473 | 0.59473 | 0.59473 | 0.59473
IL Fac. Spec. - NOX Rate Summer v3.1, Unit 543 and retrofits | 444 | 1797 | Rate Constraint in lbs/MMBtu | FALSE | L | Annual | Constraint Shadow Price | US2016$/Ton | 0 | 0 | 0 | 0 | 0 | 0 | 0 | 0
IL Fac. Spec. - NOX Rate Summer v3.1, Unit 544 and retrofits | 445 | 1797 | Rate Constraint in lbs/MMBtu | FALSE | L | Annual | Seasons Included | Seasons | Summer | Summer | Summer | Summer | Summer | Summer | Summer | Summer
IL Fac. Spec. - NOX Rate Summer v3.1, Unit 544 and retrofits | 445 | 1797 | Rate Constraint in lbs/MMBtu | FALSE | L | Annual | Standard NOX | lb/MMBtu | 0.25 | 0.25 | 0.25 | 0.25 | 0.25 | 0.25 | 0.25 | 0.25
IL Fac. Spec. - NOX Rate Summer v3.1, Unit 544 and retrofits | 445 | 1797 | Rate Constraint in lbs/MMBtu | FALSE | L | Annual | Emissions at Affected Plants NOX | Thousand Tons | 0.0012459 | 0.0012459 | 0.0012459 | 0.0093445 | 0.01239 | 0.0063335 | 0.0063335 | 0.0063335
IL Fac. Spec. - NOX Rate Summer v3.1, Unit 544 and retrofits | 445 | 1797 | Rate Constraint in lbs/MMBtu | FALSE | L | Annual | Allowances Purchased NOX | Thousand Tons | 0 | 0 | 0 | 0 | 0 | 0 | 0 | 0
IL Fac. Spec. - NOX Rate Summer v3.1, Unit 544 and retrofits | 445 | 1797 | Rate Constraint in lbs/MMBtu | FALSE | L | Annual | Allowances Sold NOX | Thousand Tons | 0 | 0 | 0 | 0 | 0 | 0 | 0 | 0
IL Fac. Spec. - NOX Rate Summer v3.1, Unit 544 and retrofits | 445 | 1797 | Rate Constraint in lbs/MMBtu | FALSE | L | Annual | Allowances Banked | Thousand Tons | 0 | 0 | 0 | 0 | 0 | 0 | 0 | 0
IL Fac. Spec. - NOX Rate Summer v3.1, Unit 544 and retrofits | 445 | 1797 | Rate Constraint in lbs/MMBtu | FALSE | L | Annual | Allowances Withdrawn (1:1) | Thousand Tons | 0 | 0 | 0 | 0 | 0 | 0 | 0 | 0
IL Fac. Spec. - NOX Rate Summer v3.1, Unit 544 and retrofits | 445 | 1797 | Rate Constraint in lbs/MMBtu | FALSE | L | Annual | Allowances Withdrawn (n:1) | Thousand Tons | 0 | 0 | 0 | 0 | 0 | 0 | 0 | 0
IL Fac. Spec. - NOX Rate Summer v3.1, Unit 544 and retrofits | 445 | 1797 | Rate Constraint in lbs/MMBtu | FALSE | L | Annual | Net Emissions Allowance Position | Thousand Tons | 0.0012459 | 0.0012459 | 0.0012459 | 0.0093445 | 0.01239 | 0.0063335 | 0.0063335 | 0.0063335
IL Fac. Spec. - NOX Rate Summer v3.1, Unit 544 and retrofits | 445 | 1797 | Rate Constraint in lbs/MMBtu | FALSE | L | Annual | Fuel Consumed | TBtu | 0.05556 | 0.05556 | 0.05556 | 0.4167 | 0.55251 | 0.28243 | 0.28243 | 0.28243
IL Fac. Spec. - NOX Rate Summer v3.1, Unit 544 and retrofits | 445 | 1797 | Rate Constraint in lbs/MMBtu | FALSE | L | Annual | Rate | lb/MMBtu | 0.04485 | 0.04485 | 0.04485 | 0.04485 | 0.04485 | 0.04485 | 0.04485 | 0.04485
IL Fac. Spec. - NOX Rate Summer v3.1, Unit 544 and retrofits | 445 | 1797 | Rate Constraint in lbs/MMBtu | FALSE | L | Annual | Generation | TWh | 0.0049308 | 0.0049308 | 0.0049308 | 0.036981 | 0.049034 | 0.025065 | 0.025065 | 0.025065
IL Fac. Spec. - NOX Rate Summer v3.1, Unit 544 and retrofits | 445 | 1797 | Rate Constraint in lbs/MMBtu | FALSE | L | Annual | Qualifying Generation | TWh | 0.0049308 | 0.0049308 | 0.0049308 | 0.036981 | 0.049034 | 0.025065 | 0.025065 | 0.025065
IL Fac. Spec. - NOX Rate Summer v3.1, Unit 544 and retrofits | 445 | 1797 | Rate Constraint in lbs/MMBtu | FALSE | L | Annual | Rate | lb/MWh | 0.50537 | 0.50537 | 0.50537 | 0.50537 | 0.50537 | 0.50537 | 0.50537 | 0.50537
IL Fac. Spec. - NOX Rate Summer v3.1, Unit 544 and retrofits | 445 | 1797 | Rate Constraint in lbs/MMBtu | FALSE | L | Annual | Constraint Shadow Price | US2016$/Ton | 0 | 0 | 0 | 0 | 0 | 0 | 0 | 0
IL Fac. Spec. - NOX Rate Summer v3.1, Unit 545 and retrofits | 446 | 1797 | Rate Constraint in lbs/MMBtu | FALSE | L | Annual | Seasons Included | Seasons | Summer | Summer | Summer | Summer | Summer | Summer | Summer | Summer
IL Fac. Spec. - NOX Rate Summer v3.1, Unit 545 and retrofits | 446 | 1797 | Rate Constraint in lbs/MMBtu | FALSE | L | Annual | Standard NOX | lb/MMBtu | 0.25 | 0.25 | 0.25 | 0.25 | 0.25 | 0.25 | 0.25 | 0.25
IL Fac. Spec. - NOX Rate Summer v3.1, Unit 545 and retrofits | 446 | 1797 | Rate Constraint in lbs/MMBtu | FALSE | L | Annual | Emissions at Affected Plants NOX | Thousand Tons | 0 | 0 | 0 | 0 | 0.0016275 | 0 | 0 | 0.0016275
IL Fac. Spec. - NOX Rate Summer v3.1, Unit 545 and retrofits | 446 | 1797 | Rate Constraint in lbs/MMBtu | FALSE | L | Annual | Allowances Purchased NOX | Thousand Tons | 0 | 0 | 0 | 0 | 0 | 0 | 0 | 0
IL Fac. Spec. - NOX Rate Summer v3.1, Unit 545 and retrofits | 446 | 1797 | Rate Constraint in lbs/MMBtu | FALSE | L | Annual | Allowances Sold NOX | Thousand Tons | 0 | 0 | 0 | 0 | 0 | 0 | 0 | 0
IL Fac. Spec. - NOX Rate Summer v3.1, Unit 545 and retrofits | 446 | 1797 | Rate Constraint in lbs/MMBtu | FALSE | L | Annual | Allowances Banked | Thousand Tons | 0 | 0 | 0 | 0 | 0 | 0 | 0 | 0
IL Fac. Spec. - NOX Rate Summer v3.1, Unit 545 and retrofits | 446 | 1797 | Rate Constraint in lbs/MMBtu | FALSE | L | Annual | Allowances Withdrawn (1:1) | Thousand Tons | 0 | 0 | 0 | 0 | 0 | 0 | 0 | 0
IL Fac. Spec. - NOX Rate Summer v3.1, Unit 545 and retrofits | 446 | 1797 | Rate Constraint in lbs/MMBtu | FALSE | L | Annual | Allowances Withdrawn (n:1) | Thousand Tons | 0 | 0 | 0 | 0 | 0 | 0 | 0 | 0
IL Fac. Spec. - NOX Rate Summer v3.1, Unit 545 and retrofits | 446 | 1797 | Rate Constraint in lbs/MMBtu | FALSE | L | Annual | Net Emissions Allowance Position | Thousand Tons | 0 | 0 | 0 | 0 | 0.0016275 | 0 | 0 | 0.0016275
IL Fac. Spec. - NOX Rate Summer v3.1, Unit 545 and retrofits | 446 | 1797 | Rate Constraint in lbs/MMBtu | FALSE | L | Annual | Fuel Consumed | TBtu | 0 | 0 | 0 | 0 | 0.049627 | 0 | 0 | 0.049627
IL Fac. Spec. - NOX Rate Summer v3.1, Unit 545 and retrofits | 446 | 1797 | Rate Constraint in lbs/MMBtu | FALSE | L | Annual | Rate | lb/MMBtu | 0 | 0 | 0 | 0 | 0.06559 | 0 | 0 | 0.06559
IL Fac. Spec. - NOX Rate Summer v3.1, Unit 545 and retrofits | 446 | 1797 | Rate Constraint in lbs/MMBtu | FALSE | L | Annual | Generation | TWh | 0 | 0 | 0 | 0 | 0.0037904 | 0 | 0 | 0.0037904
IL Fac. Spec. - NOX Rate Summer v3.1, Unit 545 and retrofits | 446 | 1797 | Rate Constraint in lbs/MMBtu | FALSE | L | Annual | Qualifying Generation | TWh | 0 | 0 | 0 | 0 | 0.0037904 | 0 | 0 | 0.0037904
IL Fac. Spec. - NOX Rate Summer v3.1, Unit 545 and retrofits | 446 | 1797 | Rate Constraint in lbs/MMBtu | FALSE | L | Annual | Rate | lb/MWh | 0 | 0 | 0 | 0 | 0.85877 | 0 | 0 | 0.85877
IL Fac. Spec. - NOX Rate Summer v3.1, Unit 545 and retrofits | 446 | 1797 | Rate Constraint in lbs/MMBtu | FALSE | L | Annual | Constraint Shadow Price | US2016$/Ton | 0 | 0 | 0 | 0 | 0 | 0 | 0 | 0
IL Fac. Spec. - NOX Rate Summer v3.1, Unit 546 and retrofits | 447 | 1797 | Rate Constraint in lbs/MMBtu | FALSE | L | Annual | Seasons Included | Seasons | Summer | Summer | Summer | Summer | Summer | Summer | Summer | Summer
IL Fac. Spec. - NOX Rate Summer v3.1, Unit 546 and retrofits | 447 | 1797 | Rate Constraint in lbs/MMBtu | FALSE | L | Annual | Standard NOX | lb/MMBtu | 0.25 | 0.25 | 0.25 | 0.25 | 0.25 | 0.25 | 0.25 | 0.25
IL Fac. Spec. - NOX Rate Summer v3.1, Unit 546 and retrofits | 447 | 1797 | Rate Constraint in lbs/MMBtu | FALSE | L | Annual | Emissions at Affected Plants NOX | Thousand Tons | 0 | 0 | 0 | 0 | 0.0015511 | 0 | 0 | 0.0015511
IL Fac. Spec. - NOX Rate Summer v3.1, Unit 546 and retrofits | 447 | 1797 | Rate Constraint in lbs/MMBtu | FALSE | L | Annual | Allowances Purchased NOX | Thousand Tons | 0 | 0 | 0 | 0 | 0 | 0 | 0 | 0
IL Fac. Spec. - NOX Rate Summer v3.1, Unit 546 and retrofits | 447 | 1797 | Rate Constraint in lbs/MMBtu | FALSE | L | Annual | Allowances Sold NOX | Thousand Tons | 0 | 0 | 0 | 0 | 0 | 0 | 0 | 0
IL Fac. Spec. - NOX Rate Summer v3.1, Unit 546 and retrofits | 447 | 1797 | Rate Constraint in lbs/MMBtu | FALSE | L | Annual | Allowances Banked | Thousand Tons | 0 | 0 | 0 | 0 | 0 | 0 | 0 | 0
IL Fac. Spec. - NOX Rate Summer v3.1, Unit 546 and retrofits | 447 | 1797 | Rate Constraint in lbs/MMBtu | FALSE | L | Annual | Allowances Withdrawn (1:1) | Thousand Tons | 0 | 0 | 0 | 0 | 0 | 0 | 0 | 0
IL Fac. Spec. - NOX Rate Summer v3.1, Unit 546 and retrofits | 447 | 1797 | Rate Constraint in lbs/MMBtu | FALSE | L | Annual | Allowances Withdrawn (n:1) | Thousand Tons | 0 | 0 | 0 | 0 | 0 | 0 | 0 | 0
IL Fac. Spec. - NOX Rate Summer v3.1, Unit 546 and retrofits | 447 | 1797 | Rate Constraint in lbs/MMBtu | FALSE | L | Annual | Net Emissions Allowance Position | Thousand Tons | 0 | 0 | 0 | 0 | 0.0015511 | 0 | 0 | 0.0015511
IL Fac. Spec. - NOX Rate Summer v3.1, Unit 546 and retrofits | 447 | 1797 | Rate Constraint in lbs/MMBtu | FALSE | L | Annual | Fuel Consumed | TBtu | 0 | 0 | 0 | 0 | 0.049627 | 0 | 0 | 0.049627
IL Fac. Spec. - NOX Rate Summer v3.1, Unit 546 and retrofits | 447 | 1797 | Rate Constraint in lbs/MMBtu | FALSE | L | Annual | Rate | lb/MMBtu | 0 | 0 | 0 | 0 | 0.06251 | 0 | 0 | 0.06251
IL Fac. Spec. - NOX Rate Summer v3.1, Unit 546 and retrofits | 447 | 1797 | Rate Constraint in lbs/MMBtu | FALSE | L | Annual | Generation | TWh | 0 | 0 | 0 | 0 | 0.0037904 | 0 | 0 | 0.0037904
IL Fac. Spec. - NOX Rate Summer v3.1, Unit 546 and retrofits | 447 | 1797 | Rate Constraint in lbs/MMBtu | FALSE | L | Annual | Qualifying Generation | TWh | 0 | 0 | 0 | 0 | 0.0037904 | 0 | 0 | 0.0037904
IL Fac. Spec. - NOX Rate Summer v3.1, Unit 546 and retrofits | 447 | 1797 | Rate Constraint in lbs/MMBtu | FALSE | L | Annual | Rate | lb/MWh | 0 | 0 | 0 | 0 | 0.81844 | 0 | 0 | 0.81844
IL Fac. Spec. - NOX Rate Summer v3.1, Unit 546 and retrofits | 447 | 1797 | Rate Constraint in lbs/MMBtu | FALSE | L | Annual | Constraint Shadow Price | US2016$/Ton | 0 | 0 | 0 | 0 | 0 | 0 | 0 | 0
IL Fac. Spec. - NOX Rate Summer v3.1, Unit 547 and retrofits | 448 | 1797 | Rate Constraint in lbs/MMBtu | FALSE | L | Annual | Seasons Included | Seasons | Summer | Summer | Summer | Summer | Summer | Summer | Summer | Summer
IL Fac. Spec. - NOX Rate Summer v3.1, Unit 547 and retrofits | 448 | 1797 | Rate Constraint in lbs/MMBtu | FALSE | L | Annual | Standard NOX | lb/MMBtu | 0.25 | 0.25 | 0.25 | 0.25 | 0.25 | 0.25 | 0.25 | 0.25
IL Fac. Spec. - NOX Rate Summer v3.1, Unit 547 and retrofits | 448 | 1797 | Rate Constraint in lbs/MMBtu | FALSE | L | Annual | Emissions at Affected Plants NOX | Thousand Tons | 0 | 0 | 0 | 0 | 0.0017647 | 0 | 0 | 0.0017647
IL Fac. Spec. - NOX Rate Summer v3.1, Unit 547 and retrofits | 448 | 1797 | Rate Constraint in lbs/MMBtu | FALSE | L | Annual | Allowances Purchased NOX | Thousand Tons | 0 | 0 | 0 | 0 | 0 | 0 | 0 | 0
IL Fac. Spec. - NOX Rate Summer v3.1, Unit 547 and retrofits | 448 | 1797 | Rate Constraint in lbs/MMBtu | FALSE | L | Annual | Allowances Sold NOX | Thousand Tons | 0 | 0 | 0 | 0 | 0 | 0 | 0 | 0
IL Fac. Spec. - NOX Rate Summer v3.1, Unit 547 and retrofits | 448 | 1797 | Rate Constraint in lbs/MMBtu | FALSE | L | Annual | Allowances Banked | Thousand Tons | 0 | 0 | 0 | 0 | 0 | 0 | 0 | 0
IL Fac. Spec. - NOX Rate Summer v3.1, Unit 547 and retrofits | 448 | 1797 | Rate Constraint in lbs/MMBtu | FALSE | L | Annual | Allowances Withdrawn (1:1) | Thousand Tons | 0 | 0 | 0 | 0 | 0 | 0 | 0 | 0
IL Fac. Spec. - NOX Rate Summer v3.1, Unit 547 and retrofits | 448 | 1797 | Rate Constraint in lbs/MMBtu | FALSE | L | Annual | Allowances Withdrawn (n:1) | Thousand Tons | 0 | 0 | 0 | 0 | 0 | 0 | 0 | 0
IL Fac. Spec. - NOX Rate Summer v3.1, Unit 547 and retrofits | 448 | 1797 | Rate Constraint in lbs/MMBtu | FALSE | L | Annual | Net Emissions Allowance Position | Thousand Tons | 0 | 0 | 0 | 0 | 0.0017647 | 0 | 0 | 0.0017647
IL Fac. Spec. - NOX Rate Summer v3.1, Unit 547 and retrofits | 448 | 1797 | Rate Constraint in lbs/MMBtu | FALSE | L | Annual | Fuel Consumed | TBtu | 0 | 0 | 0 | 0 | 0.049627 | 0 | 0 | 0.049627
IL Fac. Spec. - NOX Rate Summer v3.1, Unit 547 and retrofits | 448 | 1797 | Rate Constraint in lbs/MMBtu | FALSE | L | Annual | Rate | lb/MMBtu | 0 | 0 | 0 | 0 | 0.07112 | 0 | 0 | 0.07112
IL Fac. Spec. - NOX Rate Summer v3.1, Unit 547 and retrofits | 448 | 1797 | Rate Constraint in lbs/MMBtu | FALSE | L | Annual | Generation | TWh | 0 | 0 | 0 | 0 | 0.0037904 | 0 | 0 | 0.0037904
IL Fac. Spec. - NOX Rate Summer v3.1, Unit 547 and retrofits | 448 | 1797 | Rate Constraint in lbs/MMBtu | FALSE | L | Annual | Qualifying Generation | TWh | 0 | 0 | 0 | 0 | 0.0037904 | 0 | 0 | 0.0037904
IL Fac. Spec. - NOX Rate Summer v3.1, Unit 547 and retrofits | 448 | 1797 | Rate Constraint in lbs/MMBtu | FALSE | L | Annual | Rate | lb/MWh | 0 | 0 | 0 | 0 | 0.93117 | 0 | 0 | 0.93117
IL Fac. Spec. - NOX Rate Summer v3.1, Unit 547 and retrofits | 448 | 1797 | Rate Constraint in lbs/MMBtu | FALSE | L | Annual | Constraint Shadow Price | US2016$/Ton | 0 | 0 | 0 | 0 | 0 | 0 | 0 | 0
IL Fac. Spec. - NOX Rate Summer v3.1, Unit 548 and retrofits | 449 | 1797 | Rate Constraint in lbs/MMBtu | FALSE | L | Annual | Seasons Included | Seasons | Summer | Summer | Summer | Summer | Summer | Summer | Summer | Summer
IL Fac. Spec. - NOX Rate Summer v3.1, Unit 548 and retrofits | 449 | 1797 | Rate Constraint in lbs/MMBtu | FALSE | L | Annual | Standard NOX | lb/MMBtu | 0.25 | 0.25 | 0.25 | 0.25 | 0.25 | 0.25 | 0.25 | 0.25
IL Fac. Spec. - NOX Rate Summer v3.1, Unit 548 and retrofits | 449 | 1797 | Rate Constraint in lbs/MMBtu | FALSE | L | Annual | Emissions at Affected Plants NOX | Thousand Tons | 0 | 0 | 0 | 0 | 0.001704 | 0 | 0 | 0.001704
IL Fac. Spec. - NOX Rate Summer v3.1, Unit 548 and retrofits | 449 | 1797 | Rate Constraint in lbs/MMBtu | FALSE | L | Annual | Allowances Purchased NOX | Thousand Tons | 0 | 0 | 0 | 0 | 0 | 0 | 0 | 0
IL Fac. Spec. - NOX Rate Summer v3.1, Unit 548 and retrofits | 449 | 1797 | Rate Constraint in lbs/MMBtu | FALSE | L | Annual | Allowances Sold NOX | Thousand Tons | 0 | 0 | 0 | 0 | 0 | 0 | 0 | 0
IL Fac. Spec. - NOX Rate Summer v3.1, Unit 548 and retrofits | 449 | 1797 | Rate Constraint in lbs/MMBtu | FALSE | L | Annual | Allowances Banked | Thousand Tons | 0 | 0 | 0 | 0 | 0 | 0 | 0 | 0
IL Fac. Spec. - NOX Rate Summer v3.1, Unit 548 and retrofits | 449 | 1797 | Rate Constraint in lbs/MMBtu | FALSE | L | Annual | Allowances Withdrawn (1:1) | Thousand Tons | 0 | 0 | 0 | 0 | 0 | 0 | 0 | 0
IL Fac. Spec. - NOX Rate Summer v3.1, Unit 548 and retrofits | 449 | 1797 | Rate Constraint in lbs/MMBtu | FALSE | L | Annual | Allowances Withdrawn (n:1) | Thousand Tons | 0 | 0 | 0 | 0 | 0 | 0 | 0 | 0
IL Fac. Spec. - NOX Rate Summer v3.1, Unit 548 and retrofits | 449 | 1797 | Rate Constraint in lbs/MMBtu | FALSE | L | Annual | Net Emissions Allowance Position | Thousand Tons | 0 | 0 | 0 | 0 | 0.001704 | 0 | 0 | 0.001704
IL Fac. Spec. - NOX Rate Summer v3.1, Unit 548 and retrofits | 449 | 1797 | Rate Constraint in lbs/MMBtu | FALSE | L | Annual | Fuel Consumed | TBtu | 0 | 0 | 0 | 0 | 0.049627 | 0 | 0 | 0.049627
IL Fac. Spec. - NOX Rate Summer v3.1, Unit 548 and retrofits | 449 | 1797 | Rate Constraint in lbs/MMBtu | FALSE | L | Annual | Rate | lb/MMBtu | 0 | 0 | 0 | 0 | 0.06867 | 0 | 0 | 0.06867
IL Fac. Spec. - NOX Rate Summer v3.1, Unit 548 and retrofits | 449 | 1797 | Rate Constraint in lbs/MMBtu | FALSE | L | Annual | Generation | TWh | 0 | 0 | 0 | 0 | 0.0037904 | 0 | 0 | 0.0037904
IL Fac. Spec. - NOX Rate Summer v3.1, Unit 548 and retrofits | 449 | 1797 | Rate Constraint in lbs/MMBtu | FALSE | L | Annual | Qualifying Generation | TWh | 0 | 0 | 0 | 0 | 0.0037904 | 0 | 0 | 0.0037904
IL Fac. Spec. - NOX Rate Summer v3.1, Unit 548 and retrofits | 449 | 1797 | Rate Constraint in lbs/MMBtu | FALSE | L | Annual | Rate | lb/MWh | 0 | 0 | 0 | 0 | 0.8991 | 0 | 0 | 0.8991
IL Fac. Spec. - NOX Rate Summer v3.1, Unit 548 and retrofits | 449 | 1797 | Rate Constraint in lbs/MMBtu | FALSE | L | Annual | Constraint Shadow Price | US2016$/Ton | 0 | 0 | 0 | 0 | 0 | 0 | 0 | 0
IL Fac. Spec. - NOX Rate Summer v3.1, Unit 549 and retrofits | 450 | 1797 | Rate Constraint in lbs/MMBtu | FALSE | L | Annual | Seasons Included | Seasons | Summer | Summer | Summer | Summer | Summer | Summer | Summer | Summer
IL Fac. Spec. - NOX Rate Summer v3.1, Unit 549 and retrofits | 450 | 1797 | Rate Constraint in lbs/MMBtu | FALSE | L | Annual | Standard NOX | lb/MMBtu | 0.25 | 0.25 | 0.25 | 0.25 | 0.25 | 0.25 | 0.25 | 0.25
IL Fac. Spec. - NOX Rate Summer v3.1, Unit 549 and retrofits | 450 | 1797 | Rate Constraint in lbs/MMBtu | FALSE | L | Annual | Emissions at Affected Plants NOX | Thousand Tons | 0.0094825 | 0.016816 | 0.01855 | 0.01855 | 0.01855 | 0.01855 | 0.01855 | 0.01855
IL Fac. Spec. - NOX Rate Summer v3.1, Unit 549 and retrofits | 450 | 1797 | Rate Constraint in lbs/MMBtu | FALSE | L | Annual | Allowances Purchased NOX | Thousand Tons | 0 | 0 | 0 | 0 | 0 | 0 | 0 | 0
IL Fac. Spec. - NOX Rate Summer v3.1, Unit 549 and retrofits | 450 | 1797 | Rate Constraint in lbs/MMBtu | FALSE | L | Annual | Allowances Sold NOX | Thousand Tons | 0 | 0 | 0 | 0 | 0 | 0 | 0 | 0
IL Fac. Spec. - NOX Rate Summer v3.1, Unit 549 and retrofits | 450 | 1797 | Rate Constraint in lbs/MMBtu | FALSE | L | Annual | Allowances Banked | Thousand Tons | 0 | 0 | 0 | 0 | 0 | 0 | 0 | 0
IL Fac. Spec. - NOX Rate Summer v3.1, Unit 549 and retrofits | 450 | 1797 | Rate Constraint in lbs/MMBtu | FALSE | L | Annual | Allowances Withdrawn (1:1) | Thousand Tons | 0 | 0 | 0 | 0 | 0 | 0 | 0 | 0
IL Fac. Spec. - NOX Rate Summer v3.1, Unit 549 and retrofits | 450 | 1797 | Rate Constraint in lbs/MMBtu | FALSE | L | Annual | Allowances Withdrawn (n:1) | Thousand Tons | 0 | 0 | 0 | 0 | 0 | 0 | 0 | 0
IL Fac. Spec. - NOX Rate Summer v3.1, Unit 549 and retrofits | 450 | 1797 | Rate Constraint in lbs/MMBtu | FALSE | L | Annual | Net Emissions Allowance Position | Thousand Tons | 0.0094825 | 0.016816 | 0.01855 | 0.01855 | 0.01855 | 0.01855 | 0.01855 | 0.01855
IL Fac. Spec. - NOX Rate Summer v3.1, Unit 549 and retrofits | 450 | 1797 | Rate Constraint in lbs/MMBtu | FALSE | L | Annual | Fuel Consumed | TBtu | 0.28192 | 0.49996 | 0.55152 | 0.55152 | 0.55152 | 0.55152 | 0.55152 | 0.55152
IL Fac. Spec. - NOX Rate Summer v3.1, Unit 549 and retrofits | 450 | 1797 | Rate Constraint in lbs/MMBtu | FALSE | L | Annual | Rate | lb/MMBtu | 0.06727 | 0.06727 | 0.06727 | 0.06727 | 0.06727 | 0.06727 | 0.06727 | 0.06727
IL Fac. Spec. - NOX Rate Summer v3.1, Unit 549 and retrofits | 450 | 1797 | Rate Constraint in lbs/MMBtu | FALSE | L | Annual | Generation | TWh | 0.026238 | 0.04653 | 0.051328 | 0.051328 | 0.051328 | 0.051328 | 0.051328 | 0.051328
IL Fac. Spec. - NOX Rate Summer v3.1, Unit 549 and retrofits | 450 | 1797 | Rate Constraint in lbs/MMBtu | FALSE | L | Annual | Qualifying Generation | TWh | 0.026238 | 0.04653 | 0.051328 | 0.051328 | 0.051328 | 0.051328 | 0.051328 | 0.051328
IL Fac. Spec. - NOX Rate Summer v3.1, Unit 549 and retrofits | 450 | 1797 | Rate Constraint in lbs/MMBtu | FALSE | L | Annual | Rate | lb/MWh | 0.72282 | 0.72282 | 0.72282 | 0.72282 | 0.72282 | 0.72282 | 0.72282 | 0.72282
IL Fac. Spec. - NOX Rate Summer v3.1, Unit 549 and retrofits | 450 | 1797 | Rate Constraint in lbs/MMBtu | FALSE | L | Annual | Constraint Shadow Price | US2016$/Ton | 0 | 0 | 0 | 0 | 0 | 0 | 0 | 0
IL Fac. Spec. - NOX Rate Summer v3.1, Unit 550 and retrofits | 451 | 1797 | Rate Constraint in lbs/MMBtu | FALSE | L | Annual | Seasons Included | Seasons | Summer | Summer | Summer | Summer | Summer | Summer | Summer | Summer
IL Fac. Spec. - NOX Rate Summer v3.1, Unit 550 and retrofits | 451 | 1797 | Rate Constraint in lbs/MMBtu | FALSE | L | Annual | Standard NOX | lb/MMBtu | 0.25 | 0.25 | 0.25 | 0.25 | 0.25 | 0.25 | 0.25 | 0.25
IL Fac. Spec. - NOX Rate Summer v3.1, Unit 550 and retrofits | 451 | 1797 | Rate Constraint in lbs/MMBtu | FALSE | L | Annual | Emissions at Affected Plants NOX | Thousand Tons | 0.0012503 | 0.0012503 | 0.0012503 | 0.0093775 | 0.012434 | 0.0063559 | 0.0063559 | 0.0063559
IL Fac. Spec. - NOX Rate Summer v3.1, Unit 550 and retrofits | 451 | 1797 | Rate Constraint in lbs/MMBtu | FALSE | L | Annual | Allowances Purchased NOX | Thousand Tons | 0 | 0 | 0 | 0 | 0 | 0 | 0 | 0
IL Fac. Spec. - NOX Rate Summer v3.1, Unit 550 and retrofits | 451 | 1797 | Rate Constraint in lbs/MMBtu | FALSE | L | Annual | Allowances Sold NOX | Thousand Tons | 0 | 0 | 0 | 0 | 0 | 0 | 0 | 0
IL Fac. Spec. - NOX Rate Summer v3.1, Unit 550 and retrofits | 451 | 1797 | Rate Constraint in lbs/MMBtu | FALSE | L | Annual | Allowances Banked | Thousand Tons | 0 | 0 | 0 | 0 | 0 | 0 | 0 | 0
IL Fac. Spec. - NOX Rate Summer v3.1, Unit 550 and retrofits | 451 | 1797 | Rate Constraint in lbs/MMBtu | FALSE | L | Annual | Allowances Withdrawn (1:1) | Thousand Tons | 0 | 0 | 0 | 0 | 0 | 0 | 0 | 0
IL Fac. Spec. - NOX Rate Summer v3.1, Unit 550 and retrofits | 451 | 1797 | Rate Constraint in lbs/MMBtu | FALSE | L | Annual | Allowances Withdrawn (n:1) | Thousand Tons | 0 | 0 | 0 | 0 | 0 | 0 | 0 | 0
IL Fac. Spec. - NOX Rate Summer v3.1, Unit 550 and retrofits | 451 | 1797 | Rate Constraint in lbs/MMBtu | FALSE | L | Annual | Net Emissions Allowance Position | Thousand Tons | 0.0012503 | 0.0012503 | 0.0012503 | 0.0093775 | 0.012434 | 0.0063559 | 0.0063559 | 0.0063559
IL Fac. Spec. - NOX Rate Summer v3.1, Unit 550 and retrofits | 451 | 1797 | Rate Constraint in lbs/MMBtu | FALSE | L | Annual | Fuel Consumed | TBtu | 0.061426 | 0.061426 | 0.061426 | 0.4607 | 0.61085 | 0.31225 | 0.31225 | 0.31225
IL Fac. Spec. - NOX Rate Summer v3.1, Unit 550 and retrofits | 451 | 1797 | Rate Constraint in lbs/MMBtu | FALSE | L | Annual | Rate | lb/MMBtu | 0.04071 | 0.04071 | 0.04071 | 0.04071 | 0.04071 | 0.04071 | 0.04071 | 0.04071
IL Fac. Spec. - NOX Rate Summer v3.1, Unit 550 and retrofits | 451 | 1797 | Rate Constraint in lbs/MMBtu | FALSE | L | Annual | Generation | TWh | 0.0054384 | 0.0054384 | 0.0054384 | 0.040788 | 0.054082 | 0.027645 | 0.027645 | 0.027645
IL Fac. Spec. - NOX Rate Summer v3.1, Unit 550 and retrofits | 451 | 1797 | Rate Constraint in lbs/MMBtu | FALSE | L | Annual | Qualifying Generation | TWh | 0.0054384 | 0.0054384 | 0.0054384 | 0.040788 | 0.054082 | 0.027645 | 0.027645 | 0.027645
IL Fac. Spec. - NOX Rate Summer v3.1, Unit 550 and retrofits | 451 | 1797 | Rate Constraint in lbs/MMBtu | FALSE | L | Annual | Rate | lb/MWh | 0.45982 | 0.45982 | 0.45982 | 0.45982 | 0.45982 | 0.45982 | 0.45982 | 0.45982
IL Fac. Spec. - NOX Rate Summer v3.1, Unit 550 and retrofits | 451 | 1797 | Rate Constraint in lbs/MMBtu | FALSE | L | Annual | Constraint Shadow Price | US2016$/Ton | 0 | 0 | 0 | 0 | 0 | 0 | 0 | 0
IL Fac. Spec. - NOX Rate Summer v3.1, Unit 551 and retrofits | 452 | 1797 | Rate Constraint in lbs/MMBtu | FALSE | L | Annual | Seasons Included | Seasons | Summer | Summer | Summer | Summer | Summer | Summer | Summer | Summer
IL Fac. Spec. - NOX Rate Summer v3.1, Unit 551 and retrofits | 452 | 1797 | Rate Constraint in lbs/MMBtu | FALSE | L | Annual | Standard NOX | lb/MMBtu | 0.25 | 0.25 | 0.25 | 0.25 | 0.25 | 0.25 | 0.25 | 0.25
IL Fac. Spec. - NOX Rate Summer v3.1, Unit 551 and retrofits | 452 | 1797 | Rate Constraint in lbs/MMBtu | FALSE | L | Annual | Emissions at Affected Plants NOX | Thousand Tons | 0.0011267 | 0.0011267 | 0.0011267 | 0.0084505 | 0.011205 | 0.0057275 | 0.002596 | 0.0057275
IL Fac. Spec. - NOX Rate Summer v3.1, Unit 551 and retrofits | 452 | 1797 | Rate Constraint in lbs/MMBtu | FALSE | L | Annual | Allowances Purchased NOX | Thousand Tons | 0 | 0 | 0 | 0 | 0 | 0 | 0 | 0
IL Fac. Spec. - NOX Rate Summer v3.1, Unit 551 and retrofits | 452 | 1797 | Rate Constraint in lbs/MMBtu | FALSE | L | Annual | Allowances Sold NOX | Thousand Tons | 0 | 0 | 0 | 0 | 0 | 0 | 0 | 0
IL Fac. Spec. - NOX Rate Summer v3.1, Unit 551 and retrofits | 452 | 1797 | Rate Constraint in lbs/MMBtu | FALSE | L | Annual | Allowances Banked | Thousand Tons | 0 | 0 | 0 | 0 | 0 | 0 | 0 | 0
IL Fac. Spec. - NOX Rate Summer v3.1, Unit 551 and retrofits | 452 | 1797 | Rate Constraint in lbs/MMBtu | FALSE | L | Annual | Allowances Withdrawn (1:1) | Thousand Tons | 0 | 0 | 0 | 0 | 0 | 0 | 0 | 0
IL Fac. Spec. - NOX Rate Summer v3.1, Unit 551 and retrofits | 452 | 1797 | Rate Constraint in lbs/MMBtu | FALSE | L | Annual | Allowances Withdrawn (n:1) | Thousand Tons | 0 | 0 | 0 | 0 | 0 | 0 | 0 | 0
IL Fac. Spec. - NOX Rate Summer v3.1, Unit 551 and retrofits | 452 | 1797 | Rate Constraint in lbs/MMBtu | FALSE | L | Annual | Net Emissions Allowance Position | Thousand Tons | 0.0011267 | 0.0011267 | 0.0011267 | 0.0084505 | 0.011205 | 0.0057275 | 0.002596 | 0.0057275
IL Fac. Spec. - NOX Rate Summer v3.1, Unit 551 and retrofits | 452 | 1797 | Rate Constraint in lbs/MMBtu | FALSE | L | Annual | Fuel Consumed | TBtu | 0.060496 | 0.060496 | 0.060496 | 0.45372 | 0.6016 | 0.30752 | 0.13938 | 0.30752
IL Fac. Spec. - NOX Rate Summer v3.1, Unit 551 and retrofits | 452 | 1797 | Rate Constraint in lbs/MMBtu | FALSE | L | Annual | Rate | lb/MMBtu | 0.03725 | 0.03725 | 0.03725 | 0.03725 | 0.03725 | 0.03725 | 0.03725 | 0.03725
IL Fac. Spec. - NOX Rate Summer v3.1, Unit 551 and retrofits | 452 | 1797 | Rate Constraint in lbs/MMBtu | FALSE | L | Annual | Generation | TWh | 0.005356 | 0.005356 | 0.005356 | 0.04017 | 0.053262 | 0.027226 | 0.01234 | 0.027226
IL Fac. Spec. - NOX Rate Summer v3.1, Unit 551 and retrofits | 452 | 1797 | Rate Constraint in lbs/MMBtu | FALSE | L | Annual | Qualifying Generation | TWh | 0.005356 | 0.005356 | 0.005356 | 0.04017 | 0.053262 | 0.027226 | 0.01234 | 0.027226
IL Fac. Spec. - NOX Rate Summer v3.1, Unit 551 and retrofits | 452 | 1797 | Rate Constraint in lbs/MMBtu | FALSE | L | Annual | Rate | lb/MWh | 0.42074 | 0.42074 | 0.42074 | 0.42074 | 0.42074 | 0.42074 | 0.42074 | 0.42074
IL Fac. Spec. - NOX Rate Summer v3.1, Unit 551 and retrofits | 452 | 1797 | Rate Constraint in lbs/MMBtu | FALSE | L | Annual | Constraint Shadow Price | US2016$/Ton | 0 | 0 | 0 | 0 | 0 | 0 | 0 | 0
IL Fac. Spec. - NOX Rate Summer v3.1, Unit 552 and retrofits | 453 | 1797 | Rate Constraint in lbs/MMBtu | FALSE | L | Annual | Seasons Included | Seasons | Summer | Summer | Summer | Summer | Summer | Summer | Summer | Summer
IL Fac. Spec. - NOX Rate Summer v3.1, Unit 552 and retrofits | 453 | 1797 | Rate Constraint in lbs/MMBtu | FALSE | L | Annual | Standard NOX | lb/MMBtu | 0.25 | 0.25 | 0.25 | 0.25 | 0.25 | 0.25 | 0.25 | 0.25
IL Fac. Spec. - NOX Rate Summer v3.1, Unit 552 and retrofits | 453 | 1797 | Rate Constraint in lbs/MMBtu | FALSE | L | Annual | Emissions at Affected Plants NOX | Thousand Tons | 0.0011069 | 0.0011069 | 0.0011069 | 0.0083018 | 0.011008 | 0.0056268 | 0.0056268 | 0.0056268
IL Fac. Spec. - NOX Rate Summer v3.1, Unit 552 and retrofits | 453 | 1797 | Rate Constraint in lbs/MMBtu | FALSE | L | Annual | Allowances Purchased NOX | Thousand Tons | 0 | 0 | 0 | 0 | 0 | 0 | 0 | 0
IL Fac. Spec. - NOX Rate Summer v3.1, Unit 552 and retrofits | 453 | 1797 | Rate Constraint in lbs/MMBtu | FALSE | L | Annual | Allowances Sold NOX | Thousand Tons | 0 | 0 | 0 | 0 | 0 | 0 | 0 | 0
IL Fac. Spec. - NOX Rate Summer v3.1, Unit 552 and retrofits | 453 | 1797 | Rate Constraint in lbs/MMBtu | FALSE | L | Annual | Allowances Banked | Thousand Tons | 0 | 0 | 0 | 0 | 0 | 0 | 0 | 0
IL Fac. Spec. - NOX Rate Summer v3.1, Unit 552 and retrofits | 453 | 1797 | Rate Constraint in lbs/MMBtu | FALSE | L | Annual | Allowances Withdrawn (1:1) | Thousand Tons | 0 | 0 | 0 | 0 | 0 | 0 | 0 | 0
IL Fac. Spec. - NOX Rate Summer v3.1, Unit 552 and retrofits | 453 | 1797 | Rate Constraint in lbs/MMBtu | FALSE | L | Annual | Allowances Withdrawn (n:1) | Thousand Tons | 0 | 0 | 0 | 0 | 0 | 0 | 0 | 0
IL Fac. Spec. - NOX Rate Summer v3.1, Unit 552 and retrofits | 453 | 1797 | Rate Constraint in lbs/MMBtu | FALSE | L | Annual | Net Emissions Allowance Position | Thousand Tons | 0.0011069 | 0.0011069 | 0.0011069 | 0.0083018 | 0.011008 | 0.0056268 | 0.0056268 | 0.0056268
IL Fac. Spec. - NOX Rate Summer v3.1, Unit 552 and retrofits | 453 | 1797 | Rate Constraint in lbs/MMBtu | FALSE | L | Annual | Fuel Consumed | TBtu | 0.061054 | 0.061054 | 0.061054 | 0.45791 | 0.60715 | 0.31036 | 0.31036 | 0.31036
IL Fac. Spec. - NOX Rate Summer v3.1, Unit 552 and retrofits | 453 | 1797 | Rate Constraint in lbs/MMBtu | FALSE | L | Annual | Rate | lb/MMBtu | 0.03626 | 0.03626 | 0.03626 | 0.03626 | 0.03626 | 0.03626 | 0.03626 | 0.03626
IL Fac. Spec. - NOX Rate Summer v3.1, Unit 552 and retrofits | 453 | 1797 | Rate Constraint in lbs/MMBtu | FALSE | L | Annual | Generation | TWh | 0.0054054 | 0.0054054 | 0.0054054 | 0.040541 | 0.053754 | 0.027477 | 0.027477 | 0.027477
IL Fac. Spec. - NOX Rate Summer v3.1, Unit 552 and retrofits | 453 | 1797 | Rate Constraint in lbs/MMBtu | FALSE | L | Annual | Qualifying Generation | TWh | 0.0054054 | 0.0054054 | 0.0054054 | 0.040541 | 0.053754 | 0.027477 | 0.027477 | 0.027477
IL Fac. Spec. - NOX Rate Summer v3.1, Unit 552 and retrofits | 453 | 1797 | Rate Constraint in lbs/MMBtu | FALSE | L | Annual | Rate | lb/MWh | 0.40956 | 0.40956 | 0.40956 | 0.40956 | 0.40956 | 0.40956 | 0.40956 | 0.40956
IL Fac. Spec. - NOX Rate Summer v3.1, Unit 552 and retrofits | 453 | 1797 | Rate Constraint in lbs/MMBtu | FALSE | L | Annual | Constraint Shadow Price | US2016$/Ton | 0 | 0 | 0 | 0 | 0 | 0 | 0 | 0
IL Fac. Spec. - NOX Rate Summer v3.1, Unit 553 and retrofits | 454 | 1797 | Rate Constraint in lbs/MMBtu | FALSE | L | Annual | Seasons Included | Seasons | Summer | Summer | Summer | Summer | Summer | Summer | Summer | Summer
IL Fac. Spec. - NOX Rate Summer v3.1, Unit 553 and retrofits | 454 | 1797 | Rate Constraint in lbs/MMBtu | FALSE | L | Annual | Standard NOX | lb/MMBtu | 0.25 | 0.25 | 0.25 | 0.25 | 0.25 | 0.25 | 0.25 | 0.25
IL Fac. Spec. - NOX Rate Summer v3.1, Unit 553 and retrofits | 454 | 1797 | Rate Constraint in lbs/MMBtu | FALSE | L | Annual | Emissions at Affected Plants NOX | Thousand Tons | 0.0010631 | 0.0010631 | 0.0010631 | 0.0079735 | 0.010572 | 0.0054042 | 0.0054042 | 0.0054042
IL Fac. Spec. - NOX Rate Summer v3.1, Unit 553 and retrofits | 454 | 1797 | Rate Constraint in lbs/MMBtu | FALSE | L | Annual | Allowances Purchased NOX | Thousand Tons | 0 | 0 | 0 | 0 | 0 | 0 | 0 | 0
IL Fac. Spec. - NOX Rate Summer v3.1, Unit 553 and retrofits | 454 | 1797 | Rate Constraint in lbs/MMBtu | FALSE | L | Annual | Allowances Sold NOX | Thousand Tons | 0 | 0 | 0 | 0 | 0 | 0 | 0 | 0
IL Fac. Spec. - NOX Rate Summer v3.1, Unit 553 and retrofits | 454 | 1797 | Rate Constraint in lbs/MMBtu | FALSE | L | Annual | Allowances Banked | Thousand Tons | 0 | 0 | 0 | 0 | 0 | 0 | 0 | 0
IL Fac. Spec. - NOX Rate Summer v3.1, Unit 553 and retrofits | 454 | 1797 | Rate Constraint in lbs/MMBtu | FALSE | L | Annual | Allowances Withdrawn (1:1) | Thousand Tons | 0 | 0 | 0 | 0 | 0 | 0 | 0 | 0
IL Fac. Spec. - NOX Rate Summer v3.1, Unit 553 and retrofits | 454 | 1797 | Rate Constraint in lbs/MMBtu | FALSE | L | Annual | Allowances Withdrawn (n:1) | Thousand Tons | 0 | 0 | 0 | 0 | 0 | 0 | 0 | 0
IL Fac. Spec. - NOX Rate Summer v3.1, Unit 553 and retrofits | 454 | 1797 | Rate Constraint in lbs/MMBtu | FALSE | L | Annual | Net Emissions Allowance Position | Thousand Tons | 0.0010631 | 0.0010631 | 0.0010631 | 0.0079735 | 0.010572 | 0.0054042 | 0.0054042 | 0.0054042
IL Fac. Spec. - NOX Rate Summer v3.1, Unit 553 and retrofits | 454 | 1797 | Rate Constraint in lbs/MMBtu | FALSE | L | Annual | Fuel Consumed | TBtu | 0.06124 | 0.06124 | 0.06124 | 0.4593 | 0.609 | 0.3113 | 0.3113 | 0.3113
IL Fac. Spec. - NOX Rate Summer v3.1, Unit 553 and retrofits | 454 | 1797 | Rate Constraint in lbs/MMBtu | FALSE | L | Annual | Rate | lb/MMBtu | 0.03472 | 0.03472 | 0.03472 | 0.03472 | 0.03472 | 0.03472 | 0.03472 | 0.03472
IL Fac. Spec. - NOX Rate Summer v3.1, Unit 553 and retrofits | 454 | 1797 | Rate Constraint in lbs/MMBtu | FALSE | L | Annual | Generation | TWh | 0.0054219 | 0.0054219 | 0.0054219 | 0.040664 | 0.053918 | 0.027561 | 0.027561 | 0.027561
IL Fac. Spec. - NOX Rate Summer v3.1, Unit 553 and retrofits | 454 | 1797 | Rate Constraint in lbs/MMBtu | FALSE | L | Annual | Qualifying Generation | TWh | 0.0054219 | 0.0054219 | 0.0054219 | 0.040664 | 0.053918 | 0.027561 | 0.027561 | 0.027561
IL Fac. Spec. - NOX Rate Summer v3.1, Unit 553 and retrofits | 454 | 1797 | Rate Constraint in lbs/MMBtu | FALSE | L | Annual | Rate | lb/MWh | 0.39216 | 0.39216 | 0.39216 | 0.39216 | 0.39216 | 0.39216 | 0.39216 | 0.39216
IL Fac. Spec. - NOX Rate Summer v3.1, Unit 553 and retrofits | 454 | 1797 | Rate Constraint in lbs/MMBtu | FALSE | L | Annual | Constraint Shadow Price | US2016$/Ton | 0 | 0 | 0 | 0 | 0 | 0 | 0 | 0
IL Fac. Spec. - NOX Rate Summer v3.1, Unit 554 and retrofits | 455 | 1797 | Rate Constraint in lbs/MMBtu | FALSE | L | Annual | Seasons Included | Seasons | Summer | Summer | Summer | Summer | Summer | Summer | Summer | Summer
IL Fac. Spec. - NOX Rate Summer v3.1, Unit 554 and retrofits | 455 | 1797 | Rate Constraint in lbs/MMBtu | FALSE | L | Annual | Standard NOX | lb/MMBtu | 0.25 | 0.25 | 0.25 | 0.25 | 0.25 | 0.25 | 0.25 | 0.25
IL Fac. Spec. - NOX Rate Summer v3.1, Unit 554 and retrofits | 455 | 1797 | Rate Constraint in lbs/MMBtu | FALSE | L | Annual | Emissions at Affected Plants NOX | Thousand Tons | 0.00061089 | 0.00061089 | 0.00061089 | 0.0045817 | 0.006075 | 0.0031054 | 0.0031054 | 0.0031054
IL Fac. Spec. - NOX Rate Summer v3.1, Unit 554 and retrofits | 455 | 1797 | Rate Constraint in lbs/MMBtu | FALSE | L | Annual | Allowances Purchased NOX | Thousand Tons | 0 | 0 | 0 | 0 | 0 | 0 | 0 | 0
IL Fac. Spec. - NOX Rate Summer v3.1, Unit 554 and retrofits | 455 | 1797 | Rate Constraint in lbs/MMBtu | FALSE | L | Annual | Allowances Sold NOX | Thousand Tons | 0 | 0 | 0 | 0 | 0 | 0 | 0 | 0
IL Fac. Spec. - NOX Rate Summer v3.1, Unit 554 and retrofits | 455 | 1797 | Rate Constraint in lbs/MMBtu | FALSE | L | Annual | Allowances Banked | Thousand Tons | 0 | 0 | 0 | 0 | 0 | 0 | 0 | 0
IL Fac. Spec. - NOX Rate Summer v3.1, Unit 554 and retrofits | 455 | 1797 | Rate Constraint in lbs/MMBtu | FALSE | L | Annual | Allowances Withdrawn (1:1) | Thousand Tons | 0 | 0 | 0 | 0 | 0 | 0 | 0 | 0
IL Fac. Spec. - NOX Rate Summer v3.1, Unit 554 and retrofits | 455 | 1797 | Rate Constraint in lbs/MMBtu | FALSE | L | Annual | Allowances Withdrawn (n:1) | Thousand Tons | 0 | 0 | 0 | 0 | 0 | 0 | 0 | 0
IL Fac. Spec. - NOX Rate Summer v3.1, Unit 554 and retrofits | 455 | 1797 | Rate Constraint in lbs/MMBtu | FALSE | L | Annual | Net Emissions Allowance Position | Thousand Tons | 0.00061089 | 0.00061089 | 0.00061089 | 0.0045817 | 0.006075 | 0.0031054 | 0.0031054 | 0.0031054
IL Fac. Spec. - NOX Rate Summer v3.1, Unit 554 and retrofits | 455 | 1797 | Rate Constraint in lbs/MMBtu | FALSE | L | Annual | Fuel Consumed | TBtu | 0.016437 | 0.016437 | 0.016437 | 0.12328 | 0.16346 | 0.083556 | 0.083556 | 0.083556
IL Fac. Spec. - NOX Rate Summer v3.1, Unit 554 and retrofits | 455 | 1797 | Rate Constraint in lbs/MMBtu | FALSE | L | Annual | Rate | lb/MMBtu | 0.07433 | 0.07433 | 0.07433 | 0.07433 | 0.07433 | 0.07433 | 0.07433 | 0.07433
IL Fac. Spec. - NOX Rate Summer v3.1, Unit 554 and retrofits | 455 | 1797 | Rate Constraint in lbs/MMBtu | FALSE | L | Annual | Generation | TWh | 0.0014554 | 0.0014554 | 0.0014554 | 0.010915 | 0.014473 | 0.0073983 | 0.0073983 | 0.0073983
IL Fac. Spec. - NOX Rate Summer v3.1, Unit 554 and retrofits | 455 | 1797 | Rate Constraint in lbs/MMBtu | FALSE | L | Annual | Qualifying Generation | TWh | 0.0014554 | 0.0014554 | 0.0014554 | 0.010915 | 0.014473 | 0.0073983 | 0.0073983 | 0.0073983
IL Fac. Spec. - NOX Rate Summer v3.1, Unit 554 and retrofits | 455 | 1797 | Rate Constraint in lbs/MMBtu | FALSE | L | Annual | Rate | lb/MWh | 0.83948 | 0.83948 | 0.83948 | 0.83948 | 0.83948 | 0.83948 | 0.83948 | 0.83948
IL Fac. Spec. - NOX Rate Summer v3.1, Unit 554 and retrofits | 455 | 1797 | Rate Constraint in lbs/MMBtu | FALSE | L | Annual | Constraint Shadow Price | US2016$/Ton | 0 | 0 | 0 | 0 | 0 | 0 | 0 | 0
IL Fac. Spec. - NOX Rate Summer v3.1, Unit 555 and retrofits | 456 | 1797 | Rate Constraint in lbs/MMBtu | FALSE | L | Annual | Seasons Included | Seasons | Summer | Summer | Summer | Summer | Summer | Summer | Summer | Summer
IL Fac. Spec. - NOX Rate Summer v3.1, Unit 555 and retrofits | 456 | 1797 | Rate Constraint in lbs/MMBtu | FALSE | L | Annual | Standard NOX | lb/MMBtu | 0.25 | 0.25 | 0.25 | 0.25 | 0.25 | 0.25 | 0.25 | 0.25
IL Fac. Spec. - NOX Rate Summer v3.1, Unit 555 and retrofits | 456 | 1797 | Rate Constraint in lbs/MMBtu | FALSE | L | Annual | Emissions at Affected Plants NOX | Thousand Tons | 0.00061645 | 0.00061645 | 0.00061645 | 0.0046234 | 0.0061303 | 0.0031336 | 0.0031336 | 0.0031336
IL Fac. Spec. - NOX Rate Summer v3.1, Unit 555 and retrofits | 456 | 1797 | Rate Constraint in lbs/MMBtu | FALSE | L | Annual | Allowances Purchased NOX | Thousand Tons | 0 | 0 | 0 | 0 | 0 | 0 | 0 | 0
IL Fac. Spec. - NOX Rate Summer v3.1, Unit 555 and retrofits | 456 | 1797 | Rate Constraint in lbs/MMBtu | FALSE | L | Annual | Allowances Sold NOX | Thousand Tons | 0 | 0 | 0 | 0 | 0 | 0 | 0 | 0
IL Fac. Spec. - NOX Rate Summer v3.1, Unit 555 and retrofits | 456 | 1797 | Rate Constraint in lbs/MMBtu | FALSE | L | Annual | Allowances Banked | Thousand Tons | 0 | 0 | 0 | 0 | 0 | 0 | 0 | 0
IL Fac. Spec. - NOX Rate Summer v3.1, Unit 555 and retrofits | 456 | 1797 | Rate Constraint in lbs/MMBtu | FALSE | L | Annual | Allowances Withdrawn (1:1) | Thousand Tons | 0 | 0 | 0 | 0 | 0 | 0 | 0 | 0
IL Fac. Spec. - NOX Rate Summer v3.1, Unit 555 and retrofits | 456 | 1797 | Rate Constraint in lbs/MMBtu | FALSE | L | Annual | Allowances Withdrawn (n:1) | Thousand Tons | 0 | 0 | 0 | 0 | 0 | 0 | 0 | 0
IL Fac. Spec. - NOX Rate Summer v3.1, Unit 555 and retrofits | 456 | 1797 | Rate Constraint in lbs/MMBtu | FALSE | L | Annual | Net Emissions Allowance Position | Thousand Tons | 0.00061645 | 0.00061645 | 0.00061645 | 0.0046234 | 0.0061303 | 0.0031336 | 0.0031336 | 0.0031336
IL Fac. Spec. - NOX Rate Summer v3.1, Unit 555 and retrofits | 456 | 1797 | Rate Constraint in lbs/MMBtu | FALSE | L | Annual | Fuel Consumed | TBtu | 0.016257 | 0.016257 | 0.016257 | 0.12192 | 0.16166 | 0.082638 | 0.082638 | 0.082638
IL Fac. Spec. - NOX Rate Summer v3.1, Unit 555 and retrofits | 456 | 1797 | Rate Constraint in lbs/MMBtu | FALSE | L | Annual | Rate | lb/MMBtu | 0.07584 | 0.07584 | 0.07584 | 0.07584 | 0.07584 | 0.07584 | 0.07584 | 0.07584
IL Fac. Spec. - NOX Rate Summer v3.1, Unit 555 and retrofits | 456 | 1797 | Rate Constraint in lbs/MMBtu | FALSE | L | Annual | Generation | TWh | 0.0014394 | 0.0014394 | 0.0014394 | 0.010796 | 0.014314 | 0.007317 | 0.007317 | 0.007317
IL Fac. Spec. - NOX Rate Summer v3.1, Unit 555 and retrofits | 456 | 1797 | Rate Constraint in lbs/MMBtu | FALSE | L | Annual | Qualifying Generation | TWh | 0.0014394 | 0.0014394 | 0.0014394 | 0.010796 | 0.014314 | 0.007317 | 0.007317 | 0.007317
IL Fac. Spec. - NOX Rate Summer v3.1, Unit 555 and retrofits | 456 | 1797 | Rate Constraint in lbs/MMBtu | FALSE | L | Annual | Rate | lb/MWh | 0.85654 | 0.85654 | 0.85654 | 0.85654 | 0.85654 | 0.85654 | 0.85654 | 0.85654
IL Fac. Spec. - NOX Rate Summer v3.1, Unit 555 and retrofits | 456 | 1797 | Rate Constraint in lbs/MMBtu | FALSE | L | Annual | Constraint Shadow Price | US2016$/Ton | 0 | 0 | 0 | 0 | 0 | 0 | 0 | 0
IL Fac. Spec. - NOX Rate Summer v3.1, Unit 556 and retrofits | 457 | 1797 | Rate Constraint in lbs/MMBtu | FALSE | L | Annual | Seasons Included | Seasons | Summer | Summer | Summer | Summer | Summer | Summer | Summer | Summer
IL Fac. Spec. - NOX Rate Summer v3.1, Unit 556 and retrofits | 457 | 1797 | Rate Constraint in lbs/MMBtu | FALSE | L | Annual | Standard NOX | lb/MMBtu | 0.25 | 0.25 | 0.25 | 0.25 | 0.25 | 0.25 | 0.25 | 0.25
IL Fac. Spec. - NOX Rate Summer v3.1, Unit 556 and retrofits | 457 | 1797 | Rate Constraint in lbs/MMBtu | FALSE | L | Annual | Emissions at Affected Plants NOX | Thousand Tons | 0.00069018 | 0.00069018 | 0.00069018 | 0.0051763 | 0.0068634 | 0.0035084 | 0.0035084 | 0.0035084
IL Fac. Spec. - NOX Rate Summer v3.1, Unit 556 and retrofits | 457 | 1797 | Rate Constraint in lbs/MMBtu | FALSE | L | Annual | Allowances Purchased NOX | Thousand Tons | 0 | 0 | 0 | 0 | 0 | 0 | 0 | 0
IL Fac. Spec. - NOX Rate Summer v3.1, Unit 556 and retrofits | 457 | 1797 | Rate Constraint in lbs/MMBtu | FALSE | L | Annual | Allowances Sold NOX | Thousand Tons | 0 | 0 | 0 | 0 | 0 | 0 | 0 | 0
IL Fac. Spec. - NOX Rate Summer v3.1, Unit 556 and retrofits | 457 | 1797 | Rate Constraint in lbs/MMBtu | FALSE | L | Annual | Allowances Banked | Thousand Tons | 0 | 0 | 0 | 0 | 0 | 0 | 0 | 0
IL Fac. Spec. - NOX Rate Summer v3.1, Unit 556 and retrofits | 457 | 1797 | Rate Constraint in lbs/MMBtu | FALSE | L | Annual | Allowances Withdrawn (1:1) | Thousand Tons | 0 | 0 | 0 | 0 | 0 | 0 | 0 | 0
IL Fac. Spec. - NOX Rate Summer v3.1, Unit 556 and retrofits | 457 | 1797 | Rate Constraint in lbs/MMBtu | FALSE | L | Annual | Allowances Withdrawn (n:1) | Thousand Tons | 0 | 0 | 0 | 0 | 0 | 0 | 0 | 0
IL Fac. Spec. - NOX Rate Summer v3.1, Unit 556 and retrofits | 457 | 1797 | Rate Constraint in lbs/MMBtu | FALSE | L | Annual | Net Emissions Allowance Position | Thousand Tons | 0.00069018 | 0.00069018 | 0.00069018 | 0.0051763 | 0.0068634 | 0.0035084 | 0.0035084 | 0.0035084
IL Fac. Spec. - NOX Rate Summer v3.1, Unit 556 and retrofits | 457 | 1797 | Rate Constraint in lbs/MMBtu | FALSE | L | Annual | Fuel Consumed | TBtu | 0.016257 | 0.016257 | 0.016257 | 0.12192 | 0.16166 | 0.082638 | 0.082638 | 0.082638
IL Fac. Spec. - NOX Rate Summer v3.1, Unit 556 and retrofits | 457 | 1797 | Rate Constraint in lbs/MMBtu | FALSE | L | Annual | Rate | lb/MMBtu | 0.08491 | 0.08491 | 0.08491 | 0.08491 | 0.08491 | 0.08491 | 0.08491 | 0.08491
IL Fac. Spec. - NOX Rate Summer v3.1, Unit 556 and retrofits | 457 | 1797 | Rate Constraint in lbs/MMBtu | FALSE | L | Annual | Generation | TWh | 0.0014394 | 0.0014394 | 0.0014394 | 0.010796 | 0.014314 | 0.007317 | 0.007317 | 0.007317
IL Fac. Spec. - NOX Rate Summer v3.1, Unit 556 and retrofits | 457 | 1797 | Rate Constraint in lbs/MMBtu | FALSE | L | Annual | Qualifying Generation | TWh | 0.0014394 | 0.0014394 | 0.0014394 | 0.010796 | 0.014314 | 0.007317 | 0.007317 | 0.007317
IL Fac. Spec. - NOX Rate Summer v3.1, Unit 556 and retrofits | 457 | 1797 | Rate Constraint in lbs/MMBtu | FALSE | L | Annual | Rate | lb/MWh | 0.95897 | 0.95897 | 0.95897 | 0.95897 | 0.95897 | 0.95897 | 0.95897 | 0.95897
IL Fac. Spec. - NOX Rate Summer v3.1, Unit 556 and retrofits | 457 | 1797 | Rate Constraint in lbs/MMBtu | FALSE | L | Annual | Constraint Shadow Price | US2016$/Ton | 0 | 0 | 0 | 0 | 0 | 0 | 0 | 0
IL Fac. Spec. - NOX Rate Summer v3.1, Unit 557 and retrofits | 458 | 1797 | Rate Constraint in lbs/MMBtu | FALSE | L | Annual | Seasons Included | Seasons | Summer | Summer | Summer | Summer | Summer | Summer | Summer | Summer
IL Fac. Spec. - NOX Rate Summer v3.1, Unit 557 and retrofits | 458 | 1797 | Rate Constraint in lbs/MMBtu | FALSE | L | Annual | Standard NOX | lb/MMBtu | 0.25 | 0.25 | 0.25 | 0.25 | 0.25 | 0.25 | 0.25 | 0.25
IL Fac. Spec. - NOX Rate Summer v3.1, Unit 557 and retrofits | 458 | 1797 | Rate Constraint in lbs/MMBtu | FALSE | L | Annual | Emissions at Affected Plants NOX | Thousand Tons | 0.00064483 | 0.00064483 | 0.00064483 | 0.0048363 | 0.0064125 | 0.0032779 | 0.0032779 | 0.0032779
IL Fac. Spec. - NOX Rate Summer v3.1, Unit 557 and retrofits | 458 | 1797 | Rate Constraint in lbs/MMBtu | FALSE | L | Annual | Allowances Purchased NOX | Thousand Tons | 0 | 0 | 0 | 0 | 0 | 0 | 0 | 0
IL Fac. Spec. - NOX Rate Summer v3.1, Unit 557 and retrofits | 458 | 1797 | Rate Constraint in lbs/MMBtu | FALSE | L | Annual | Allowances Sold NOX | Thousand Tons | 0 | 0 | 0 | 0 | 0 | 0 | 0 | 0
IL Fac. Spec. - NOX Rate Summer v3.1, Unit 557 and retrofits | 458 | 1797 | Rate Constraint in lbs/MMBtu | FALSE | L | Annual | Allowances Banked | Thousand Tons | 0 | 0 | 0 | 0 | 0 | 0 | 0 | 0
IL Fac. Spec. - NOX Rate Summer v3.1, Unit 557 and retrofits | 458 | 1797 | Rate Constraint in lbs/MMBtu | FALSE | L | Annual | Allowances Withdrawn (1:1) | Thousand Tons | 0 | 0 | 0 | 0 | 0 | 0 | 0 | 0
IL Fac. Spec. - NOX Rate Summer v3.1, Unit 557 and retrofits | 458 | 1797 | Rate Constraint in lbs/MMBtu | FALSE | L | Annual | Allowances Withdrawn (n:1) | Thousand Tons | 0 | 0 | 0 | 0 | 0 | 0 | 0 | 0
IL Fac. Spec. - NOX Rate Summer v3.1, Unit 557 and retrofits | 458 | 1797 | Rate Constraint in lbs/MMBtu | FALSE | L | Annual | Net Emissions Allowance Position | Thousand Tons | 0.00064483 | 0.00064483 | 0.00064483 | 0.0048363 | 0.0064125 | 0.0032779 | 0.0032779 | 0.0032779
IL Fac. Spec. - NOX Rate Summer v3.1, Unit 557 and retrofits | 458 | 1797 | Rate Constraint in lbs/MMBtu | FALSE | L | Annual | Fuel Consumed | TBtu | 0.016437 | 0.016437 | 0.016437 | 0.12328 | 0.16346 | 0.083556 | 0.083556 | 0.083556
IL Fac. Spec. - NOX Rate Summer v3.1, Unit 557 and retrofits | 458 | 1797 | Rate Constraint in lbs/MMBtu | FALSE | L | Annual | Rate | lb/MMBtu | 0.07846 | 0.07846 | 0.07846 | 0.07846 | 0.07846 | 0.07846 | 0.07846 | 0.07846
IL Fac. Spec. - NOX Rate Summer v3.1, Unit 557 and retrofits | 458 | 1797 | Rate Constraint in lbs/MMBtu | FALSE | L | Annual | Generation | TWh | 0.0014554 | 0.0014554 | 0.0014554 | 0.010915 | 0.014473 | 0.0073983 | 0.0073983 | 0.0073983
IL Fac. Spec. - NOX Rate Summer v3.1, Unit 557 and retrofits | 458 | 1797 | Rate Constraint in lbs/MMBtu | FALSE | L | Annual | Qualifying Generation | TWh | 0.0014554 | 0.0014554 | 0.0014554 | 0.010915 | 0.014473 | 0.0073983 | 0.0073983 | 0.0073983
IL Fac. Spec. - NOX Rate Summer v3.1, Unit 557 and retrofits | 458 | 1797 | Rate Constraint in lbs/MMBtu | FALSE | L | Annual | Rate | lb/MWh | 0.88613 | 0.88613 | 0.88613 | 0.88613 | 0.88613 | 0.88613 | 0.88613 | 0.88613
IL Fac. Spec. - NOX Rate Summer v3.1, Unit 557 and retrofits | 458 | 1797 | Rate Constraint in lbs/MMBtu | FALSE | L | Annual | Constraint Shadow Price | US2016$/Ton | 0 | 0 | 0 | 0 | 0 | 0 | 0 | 0
IL Fac. Spec. - NOX Rate Summer v3.1, Unit 558 and retrofits | 459 | 1797 | Rate Constraint in lbs/MMBtu | FALSE | L | Annual | Seasons Included | Seasons | Summer | Summer | Summer | Summer | Summer | Summer | Summer | Summer
IL Fac. Spec. - NOX Rate Summer v3.1, Unit 558 and retrofits | 459 | 1797 | Rate Constraint in lbs/MMBtu | FALSE | L | Annual | Standard NOX | lb/MMBtu | 0.25 | 0.25 | 0.25 | 0.25 | 0.25 | 0.25 | 0.25 | 0.25
IL Fac. Spec. - NOX Rate Summer v3.1, Unit 558 and retrofits | 459 | 1797 | Rate Constraint in lbs/MMBtu | FALSE | L | Annual | Emissions at Affected Plants NOX | Thousand Tons | 0.00059774 | 0.00059774 | 0.00059774 | 0.0044831 | 0.0059442 | 0.0030385 | 0.0030385 | 0.0030385
IL Fac. Spec. - NOX Rate Summer v3.1, Unit 558 and retrofits | 459 | 1797 | Rate Constraint in lbs/MMBtu | FALSE | L | Annual | Allowances Purchased NOX | Thousand Tons | 0 | 0 | 0 | 0 | 0 | 0 | 0 | 0
IL Fac. Spec. - NOX Rate Summer v3.1, Unit 558 and retrofits | 459 | 1797 | Rate Constraint in lbs/MMBtu | FALSE | L | Annual | Allowances Sold NOX | Thousand Tons | 0 | 0 | 0 | 0 | 0 | 0 | 0 | 0
IL Fac. Spec. - NOX Rate Summer v3.1, Unit 558 and retrofits | 459 | 1797 | Rate Constraint in lbs/MMBtu | FALSE | L | Annual | Allowances Banked | Thousand Tons | 0 | 0 | 0 | 0 | 0 | 0 | 0 | 0
IL Fac. Spec. - NOX Rate Summer v3.1, Unit 558 and retrofits | 459 | 1797 | Rate Constraint in lbs/MMBtu | FALSE | L | Annual | Allowances Withdrawn (1:1) | Thousand Tons | 0 | 0 | 0 | 0 | 0 | 0 | 0 | 0
IL Fac. Spec. - NOX Rate Summer v3.1, Unit 558 and retrofits | 459 | 1797 | Rate Constraint in lbs/MMBtu | FALSE | L | Annual | Allowances Withdrawn (n:1) | Thousand Tons | 0 | 0 | 0 | 0 | 0 | 0 | 0 | 0
IL Fac. Spec. - NOX Rate Summer v3.1, Unit 558 and retrofits | 459 | 1797 | Rate Constraint in lbs/MMBtu | FALSE | L | Annual | Net Emissions Allowance Position | Thousand Tons | 0.00059774 | 0.00059774 | 0.00059774 | 0.0044831 | 0.0059442 | 0.0030385 | 0.0030385 | 0.0030385
IL Fac. Spec. - NOX Rate Summer v3.1, Unit 558 and retrofits | 459 | 1797 | Rate Constraint in lbs/MMBtu | FALSE | L | Annual | Fuel Consumed | TBtu | 0.016437 | 0.016437 | 0.016437 | 0.12328 | 0.16346 | 0.083556 | 0.083556 | 0.083556
IL Fac. Spec. - NOX Rate Summer v3.1, Unit 558 and retrofits | 459 | 1797 | Rate Constraint in lbs/MMBtu | FALSE | L | Annual | Rate | lb/MMBtu | 0.07273 | 0.07273 | 0.07273 | 0.07273 | 0.07273 | 0.07273 | 0.07273 | 0.07273
IL Fac. Spec. - NOX Rate Summer v3.1, Unit 558 and retrofits | 459 | 1797 | Rate Constraint in lbs/MMBtu | FALSE | L | Annual | Generation | TWh | 0.0014554 | 0.0014554 | 0.0014554 | 0.010915 | 0.014473 | 0.0073983 | 0.0073983 | 0.0073983
IL Fac. Spec. - NOX Rate Summer v3.1, Unit 558 and retrofits | 459 | 1797 | Rate Constraint in lbs/MMBtu | FALSE | L | Annual | Qualifying Generation | TWh | 0.0014554 | 0.0014554 | 0.0014554 | 0.010915 | 0.014473 | 0.0073983 | 0.0073983 | 0.0073983
IL Fac. Spec. - NOX Rate Summer v3.1, Unit 558 and retrofits | 459 | 1797 | Rate Constraint in lbs/MMBtu | FALSE | L | Annual | Rate | lb/MWh | 0.82141 | 0.82141 | 0.82141 | 0.82141 | 0.82141 | 0.82141 | 0.82141 | 0.82141
IL Fac. Spec. - NOX Rate Summer v3.1, Unit 558 and retrofits | 459 | 1797 | Rate Constraint in lbs/MMBtu | FALSE | L | Annual | Constraint Shadow Price | US2016$/Ton | 0 | 0 | 0 | 0 | 0 | 0 | 0 | 0
IL Fac. Spec. - NOX Rate Summer v3.1, Unit 561 and retrofits | 460 | 1797 | Rate Constraint in lbs/MMBtu | FALSE | L | Annual | Seasons Included | Seasons | Summer | Summer | Summer | Summer | Summer | Summer | Summer | Summer
IL Fac. Spec. - NOX Rate Summer v3.1, Unit 561 and retrofits | 460 | 1797 | Rate Constraint in lbs/MMBtu | FALSE | L | Annual | Standard NOX | lb/MMBtu | 0.25 | 0.25 | 0.25 | 0.25 | 0.25 | 0.25 | 0.25 | 0.25
IL Fac. Spec. - NOX Rate Summer v3.1, Unit 561 and retrofits | 460 | 1797 | Rate Constraint in lbs/MMBtu | FALSE | L | Annual | Emissions at Affected Plants NOX | Thousand Tons | 0 | 0 | 0 | 0.0015958 | 0.0015958 | 0.0015958 | 0.0015958 | 0.0015958
IL Fac. Spec. - NOX Rate Summer v3.1, Unit 561 and retrofits | 460 | 1797 | Rate Constraint in lbs/MMBtu | FALSE | L | Annual | Allowances Purchased NOX | Thousand Tons | 0 | 0 | 0 | 0 | 0 | 0 | 0 | 0
IL Fac. Spec. - NOX Rate Summer v3.1, Unit 561 and retrofits | 460 | 1797 | Rate Constraint in lbs/MMBtu | FALSE | L | Annual | Allowances Sold NOX | Thousand Tons | 0 | 0 | 0 | 0 | 0 | 0 | 0 | 0
IL Fac. Spec. - NOX Rate Summer v3.1, Unit 561 and retrofits | 460 | 1797 | Rate Constraint in lbs/MMBtu | FALSE | L | Annual | Allowances Banked | Thousand Tons | 0 | 0 | 0 | 0 | 0 | 0 | 0 | 0
IL Fac. Spec. - NOX Rate Summer v3.1, Unit 561 and retrofits | 460 | 1797 | Rate Constraint in lbs/MMBtu | FALSE | L | Annual | Allowances Withdrawn (1:1) | Thousand Tons | 0 | 0 | 0 | 0 | 0 | 0 | 0 | 0
IL Fac. Spec. - NOX Rate Summer v3.1, Unit 561 and retrofits | 460 | 1797 | Rate Constraint in lbs/MMBtu | FALSE | L | Annual | Allowances Withdrawn (n:1) | Thousand Tons | 0 | 0 | 0 | 0 | 0 | 0 | 0 | 0
IL Fac. Spec. - NOX Rate Summer v3.1, Unit 561 and retrofits | 460 | 1797 | Rate Constraint in lbs/MMBtu | FALSE | L | Annual | Net Emissions Allowance Position | Thousand Tons | 0 | 0 | 0 | 0.0015958 | 0.0015958 | 0.0015958 | 0.0015958 | 0.0015958
IL Fac. Spec. - NOX Rate Summer v3.1, Unit 561 and retrofits | 460 | 1797 | Rate Constraint in lbs/MMBtu | FALSE | L | Annual | Fuel Consumed | TBtu | 0 | 0 | 0 | 0.042402 | 0.042402 | 0.042402 | 0.042402 | 0.042402
IL Fac. Spec. - NOX Rate Summer v3.1, Unit 561 and retrofits | 460 | 1797 | Rate Constraint in lbs/MMBtu | FALSE | L | Annual | Rate | lb/MMBtu | 0 | 0 | 0 | 0.07527 | 0.07527 | 0.07527 | 0.07527 | 0.07527
IL Fac. Spec. - NOX Rate Summer v3.1, Unit 561 and retrofits | 460 | 1797 | Rate Constraint in lbs/MMBtu | FALSE | L | Annual | Generation | TWh | 0 | 0 | 0 | 0.0034278 | 0.0034278 | 0.0034278 | 0.0034278 | 0.0034278
IL Fac. Spec. - NOX Rate Summer v3.1, Unit 561 and retrofits | 460 | 1797 | Rate Constraint in lbs/MMBtu | FALSE | L | Annual | Qualifying Generation | TWh | 0 | 0 | 0 | 0.0034278 | 0.0034278 | 0.0034278 | 0.0034278 | 0.0034278
IL Fac. Spec. - NOX Rate Summer v3.1, Unit 561 and retrofits | 460 | 1797 | Rate Constraint in lbs/MMBtu | FALSE | L | Annual | Rate | lb/MWh | 0 | 0 | 0 | 0.93109 | 0.93109 | 0.93109 | 0.93109 | 0.93109
IL Fac. Spec. - NOX Rate Summer v3.1, Unit 561 and retrofits | 460 | 1797 | Rate Constraint in lbs/MMBtu | FALSE | L | Annual | Constraint Shadow Price | US2016$/Ton | 0 | 0 | 0 | 0 | 0 | 0 | 0 | 0
IL Fac. Spec. - NOX Rate Summer v3.1, Unit 562 and retrofits | 461 | 1797 | Rate Constraint in lbs/MMBtu | FALSE | L | Annual | Seasons Included | Seasons | Summer | Summer | Summer | Summer | Summer | Summer | Summer | Summer
IL Fac. Spec. - NOX Rate Summer v3.1, Unit 562 and retrofits | 461 | 1797 | Rate Constraint in lbs/MMBtu | FALSE | L | Annual | Standard NOX | lb/MMBtu | 0.25 | 0.25 | 0.25 | 0.25 | 0.25 | 0.25 | 0.25 | 0.25
IL Fac. Spec. - NOX Rate Summer v3.1, Unit 562 and retrofits | 461 | 1797 | Rate Constraint in lbs/MMBtu | FALSE | L | Annual | Emissions at Affected Plants NOX | Thousand Tons | 0 | 0 | 0 | 0.0017359 | 0.0017359 | 0.0017359 | 0.0017359 | 0.0017359
IL Fac. Spec. - NOX Rate Summer v3.1, Unit 562 and retrofits | 461 | 1797 | Rate Constraint in lbs/MMBtu | FALSE | L | Annual | Allowances Purchased NOX | Thousand Tons | 0 | 0 | 0 | 0 | 0 | 0 | 0 | 0
IL Fac. Spec. - NOX Rate Summer v3.1, Unit 562 and retrofits | 461 | 1797 | Rate Constraint in lbs/MMBtu | FALSE | L | Annual | Allowances Sold NOX | Thousand Tons | 0 | 0 | 0 | 0 | 0 | 0 | 0 | 0
IL Fac. Spec. - NOX Rate Summer v3.1, Unit 562 and retrofits | 461 | 1797 | Rate Constraint in lbs/MMBtu | FALSE | L | Annual | Allowances Banked | Thousand Tons | 0 | 0 | 0 | 0 | 0 | 0 | 0 | 0
IL Fac. Spec. - NOX Rate Summer v3.1, Unit 562 and retrofits | 461 | 1797 | Rate Constraint in lbs/MMBtu | FALSE | L | Annual | Allowances Withdrawn (1:1) | Thousand Tons | 0 | 0 | 0 | 0 | 0 | 0 | 0 | 0
IL Fac. Spec. - NOX Rate Summer v3.1, Unit 562 and retrofits | 461 | 1797 | Rate Constraint in lbs/MMBtu | FALSE | L | Annual | Allowances Withdrawn (n:1) | Thousand Tons | 0 | 0 | 0 | 0 | 0 | 0 | 0 | 0
IL Fac. Spec. - NOX Rate Summer v3.1, Unit 562 and retrofits | 461 | 1797 | Rate Constraint in lbs/MMBtu | FALSE | L | Annual | Net Emissions Allowance Position | Thousand Tons | 0 | 0 | 0 | 0.0017359 | 0.0017359 | 0.0017359 | 0.0017359 | 0.0017359
IL Fac. Spec. - NOX Rate Summer v3.1, Unit 562 and retrofits | 461 | 1797 | Rate Constraint in lbs/MMBtu | FALSE | L | Annual | Fuel Consumed | TBtu | 0 | 0 | 0 | 0.040758 | 0.040758 | 0.040758 | 0.040758 | 0.040758
IL Fac. Spec. - NOX Rate Summer v3.1, Unit 562 and retrofits | 461 | 1797 | Rate Constraint in lbs/MMBtu | FALSE | L | Annual | Rate | lb/MMBtu | 0 | 0 | 0 | 0.08518 | 0.08518 | 0.08518 | 0.08518 | 0.08518
IL Fac. Spec. - NOX Rate Summer v3.1, Unit 562 and retrofits | 461 | 1797 | Rate Constraint in lbs/MMBtu | FALSE | L | Annual | Generation | TWh | 0 | 0 | 0 | 0.003296 | 0.003296 | 0.003296 | 0.003296 | 0.003296
IL Fac. Spec. - NOX Rate Summer v3.1, Unit 562 and retrofits | 461 | 1797 | Rate Constraint in lbs/MMBtu | FALSE | L | Annual | Qualifying Generation | TWh | 0 | 0 | 0 | 0.003296 | 0.003296 | 0.003296 | 0.003296 | 0.003296
IL Fac. Spec. - NOX Rate Summer v3.1, Unit 562 and retrofits | 461 | 1797 | Rate Constraint in lbs/MMBtu | FALSE | L | Annual | Rate | lb/MWh | 0 | 0 | 0 | 1.0533 | 1.0533 | 1.0533 | 1.0533 | 1.0533
IL Fac. Spec. - NOX Rate Summer v3.1, Unit 562 and retrofits | 461 | 1797 | Rate Constraint in lbs/MMBtu | FALSE | L | Annual | Constraint Shadow Price | US2016$/Ton | 0 | 0 | 0 | 0 | 0 | 0 | 0 | 0
IL Fac. Spec. - NOX Rate Summer v3.1, Unit 563 and retrofits | 462 | 1797 | Rate Constraint in lbs/MMBtu | FALSE | L | Annual | Seasons Included | Seasons | Summer | Summer | Summer | Summer | Summer | Summer | Summer | Summer
IL Fac. Spec. - NOX Rate Summer v3.1, Unit 563 and retrofits | 462 | 1797 | Rate Constraint in lbs/MMBtu | FALSE | L | Annual | Standard NOX | lb/MMBtu | 0.25 | 0.25 | 0.25 | 0.25 | 0.25 | 0.25 | 0.25 | 0.25
IL Fac. Spec. - NOX Rate Summer v3.1, Unit 563 and retrofits | 462 | 1797 | Rate Constraint in lbs/MMBtu | FALSE | L | Annual | Emissions at Affected Plants NOX | Thousand Tons | 0 | 0 | 0 | 0.0017068 | 0.0017068 | 0.0017068 | 0.0017068 | 0.0017068
IL Fac. Spec. - NOX Rate Summer v3.1, Unit 563 and retrofits | 462 | 1797 | Rate Constraint in lbs/MMBtu | FALSE | L | Annual | Allowances Purchased NOX | Thousand Tons | 0 | 0 | 0 | 0 | 0 | 0 | 0 | 0
IL Fac. Spec. - NOX Rate Summer v3.1, Unit 563 and retrofits | 462 | 1797 | Rate Constraint in lbs/MMBtu | FALSE | L | Annual | Allowances Sold NOX | Thousand Tons | 0 | 0 | 0 | 0 | 0 | 0 | 0 | 0
IL Fac. Spec. - NOX Rate Summer v3.1, Unit 563 and retrofits | 462 | 1797 | Rate Constraint in lbs/MMBtu | FALSE | L | Annual | Allowances Banked | Thousand Tons | 0 | 0 | 0 | 0 | 0 | 0 | 0 | 0
IL Fac. Spec. - NOX Rate Summer v3.1, Unit 563 and retrofits | 462 | 1797 | Rate Constraint in lbs/MMBtu | FALSE | L | Annual | Allowances Withdrawn (1:1) | Thousand Tons | 0 | 0 | 0 | 0 | 0 | 0 | 0 | 0
IL Fac. Spec. - NOX Rate Summer v3.1, Unit 563 and retrofits | 462 | 1797 | Rate Constraint in lbs/MMBtu | FALSE | L | Annual | Allowances Withdrawn (n:1) | Thousand Tons | 0 | 0 | 0 | 0 | 0 | 0 | 0 | 0
IL Fac. Spec. - NOX Rate Summer v3.1, Unit 563 and retrofits | 462 | 1797 | Rate Constraint in lbs/MMBtu | FALSE | L | Annual | Net Emissions Allowance Position | Thousand Tons | 0 | 0 | 0 | 0.0017068 | 0.0017068 | 0.0017068 | 0.0017068 | 0.0017068
IL Fac. Spec. - NOX Rate Summer v3.1, Unit 563 and retrofits | 462 | 1797 | Rate Constraint in lbs/MMBtu | FALSE | L | Annual | Fuel Consumed | TBtu | 0 | 0 | 0 | 0.041342 | 0.041342 | 0.041342 | 0.041342 | 0.041342
IL Fac. Spec. - NOX Rate Summer v3.1, Unit 563 and retrofits | 462 | 1797 | Rate Constraint in lbs/MMBtu | FALSE | L | Annual | Rate | lb/MMBtu | 0 | 0 | 0 | 0.08257 | 0.08257 | 0.08257 | 0.08257 | 0.08257
IL Fac. Spec. - NOX Rate Summer v3.1, Unit 563 and retrofits | 462 | 1797 | Rate Constraint in lbs/MMBtu | FALSE | L | Annual | Generation | TWh | 0 | 0 | 0 | 0.0033421 | 0.0033421 | 0.0033421 | 0.0033421 | 0.0033421
IL Fac. Spec. - NOX Rate Summer v3.1, Unit 563 and retrofits | 462 | 1797 | Rate Constraint in lbs/MMBtu | FALSE | L | Annual | Qualifying Generation | TWh | 0 | 0 | 0 | 0.0033421 | 0.0033421 | 0.0033421 | 0.0033421 | 0.0033421
IL Fac. Spec. - NOX Rate Summer v3.1, Unit 563 and retrofits | 462 | 1797 | Rate Constraint in lbs/MMBtu | FALSE | L | Annual | Rate | lb/MWh | 0 | 0 | 0 | 1.0214 | 1.0214 | 1.0214 | 1.0214 | 1.0214
IL Fac. Spec. - NOX Rate Summer v3.1, Unit 563 and retrofits | 462 | 1797 | Rate Constraint in lbs/MMBtu | FALSE | L | Annual | Constraint Shadow Price | US2016$/Ton | 0 | 0 | 0 | 0 | 0 | 0 | 0 | 0
IL Fac. Spec. - NOX Rate Summer v3.1, Unit 564 and retrofits | 463 | 1797 | Rate Constraint in lbs/MMBtu | FALSE | L | Annual | Seasons Included | Seasons | Summer | Summer | Summer | Summer | Summer | Summer | Summer | Summer
IL Fac. Spec. - NOX Rate Summer v3.1, Unit 564 and retrofits | 463 | 1797 | Rate Constraint in lbs/MMBtu | FALSE | L | Annual | Standard NOX | lb/MMBtu | 0.25 | 0.25 | 0.25 | 0.25 | 0.25 | 0.25 | 0.25 | 0.25
IL Fac. Spec. - NOX Rate Summer v3.1, Unit 564 and retrofits | 463 | 1797 | Rate Constraint in lbs/MMBtu | FALSE | L | Annual | Emissions at Affected Plants NOX | Thousand Tons | 0 | 0 | 0 | 0.0010733 | 0.0010733 | 0.0010733 | 0.0010733 | 0.0010733
IL Fac. Spec. - NOX Rate Summer v3.1, Unit 564 and retrofits | 463 | 1797 | Rate Constraint in lbs/MMBtu | FALSE | L | Annual | Allowances Purchased NOX | Thousand Tons | 0 | 0 | 0 | 0 | 0 | 0 | 0 | 0
IL Fac. Spec. - NOX Rate Summer v3.1, Unit 564 and retrofits | 463 | 1797 | Rate Constraint in lbs/MMBtu | FALSE | L | Annual | Allowances Sold NOX | Thousand Tons | 0 | 0 | 0 | 0 | 0 | 0 | 0 | 0
IL Fac. Spec. - NOX Rate Summer v3.1, Unit 564 and retrofits | 463 | 1797 | Rate Constraint in lbs/MMBtu | FALSE | L | Annual | Allowances Banked | Thousand Tons | 0 | 0 | 0 | 0 | 0 | 0 | 0 | 0
IL Fac. Spec. - NOX Rate Summer v3.1, Unit 564 and retrofits | 463 | 1797 | Rate Constraint in lbs/MMBtu | FALSE | L | Annual | Allowances Withdrawn (1:1) | Thousand Tons | 0 | 0 | 0 | 0 | 0 | 0 | 0 | 0
IL Fac. Spec. - NOX Rate Summer v3.1, Unit 564 and retrofits | 463 | 1797 | Rate Constraint in lbs/MMBtu | FALSE | L | Annual | Allowances Withdrawn (n:1) | Thousand Tons | 0 | 0 | 0 | 0 | 0 | 0 | 0 | 0
IL Fac. Spec. - NOX Rate Summer v3.1, Unit 564 and retrofits | 463 | 1797 | Rate Constraint in lbs/MMBtu | FALSE | L | Annual | Net Emissions Allowance Position | Thousand Tons | 0 | 0 | 0 | 0.0010733 | 0.0010733 | 0.0010733 | 0.0010733 | 0.0010733
IL Fac. Spec. - NOX Rate Summer v3.1, Unit 564 and retrofits | 463 | 1797 | Rate Constraint in lbs/MMBtu | FALSE | L | Annual | Fuel Consumed | TBtu | 0 | 0 | 0 | 0.010516 | 0.010516 | 0.010516 | 0.010516 | 0.010516
IL Fac. Spec. - NOX Rate Summer v3.1, Unit 564 and retrofits | 463 | 1797 | Rate Constraint in lbs/MMBtu | FALSE | L | Annual | Rate | lb/MMBtu | 0 | 0 | 0 | 0.20412 | 0.20412 | 0.20412 | 0.20412 | 0.20412
IL Fac. Spec. - NOX Rate Summer v3.1, Unit 564 and retrofits | 463 | 1797 | Rate Constraint in lbs/MMBtu | FALSE | L | Annual | Generation | TWh | 0 | 0 | 0 | 0.00085085 | 0.00085085 | 0.00085085 | 0.00085085 | 0.00085085
IL Fac. Spec. - NOX Rate Summer v3.1, Unit 564 and retrofits | 463 | 1797 | Rate Constraint in lbs/MMBtu | FALSE | L | Annual | Qualifying Generation | TWh | 0 | 0 | 0 | 0.00085085 | 0.00085085 | 0.00085085 | 0.00085085 | 0.00085085
IL Fac. Spec. - NOX Rate Summer v3.1, Unit 564 and retrofits | 463 | 1797 | Rate Constraint in lbs/MMBtu | FALSE | L | Annual | Rate | lb/MWh | 0 | 0 | 0 | 2.5229 | 2.5229 | 2.5229 | 2.5229 | 2.5229
IL Fac. Spec. - NOX Rate Summer v3.1, Unit 564 and retrofits | 463 | 1797 | Rate Constraint in lbs/MMBtu | FALSE | L | Annual | Constraint Shadow Price | US2016$/Ton | 0 | 0 | 0 | 0 | 0 | 0 | 0 | 0
IL Fac. Spec. - NOX Rate Summer v3.1, Unit 565 and retrofits | 464 | 1797 | Rate Constraint in lbs/MMBtu | FALSE | L | Annual | Seasons Included | Seasons | Summer | Summer | Summer | Summer | Summer | Summer | Summer | Summer
IL Fac. Spec. - NOX Rate Summer v3.1, Unit 565 and retrofits | 464 | 1797 | Rate Constraint in lbs/MMBtu | FALSE | L | Annual | Standard NOX | lb/MMBtu | 0.25 | 0.25 | 0.25 | 0.25 | 0.25 | 0.25 | 0.25 | 0.25
IL Fac. Spec. - NOX Rate Summer v3.1, Unit 565 and retrofits | 464 | 1797 | Rate Constraint in lbs/MMBtu | FALSE | L | Annual | Emissions at Affected Plants NOX | Thousand Tons | 0.0011098 | 0.0056413 | 0.0083233 | 0.011036 | 0.011036 | 0.0056413 | 0.0056413 | 0.011036
IL Fac. Spec. - NOX Rate Summer v3.1, Unit 565 and retrofits | 464 | 1797 | Rate Constraint in lbs/MMBtu | FALSE | L | Annual | Allowances Purchased NOX | Thousand Tons | 0 | 0 | 0 | 0 | 0 | 0 | 0 | 0
IL Fac. Spec. - NOX Rate Summer v3.1, Unit 565 and retrofits | 464 | 1797 | Rate Constraint in lbs/MMBtu | FALSE | L | Annual | Allowances Sold NOX | Thousand Tons | 0 | 0 | 0 | 0 | 0 | 0 | 0 | 0
IL Fac. Spec. - NOX Rate Summer v3.1, Unit 565 and retrofits | 464 | 1797 | Rate Constraint in lbs/MMBtu | FALSE | L | Annual | Allowances Banked | Thousand Tons | 0 | 0 | 0 | 0 | 0 | 0 | 0 | 0
IL Fac. Spec. - NOX Rate Summer v3.1, Unit 565 and retrofits | 464 | 1797 | Rate Constraint in lbs/MMBtu | FALSE | L | Annual | Allowances Withdrawn (1:1) | Thousand Tons | 0 | 0 | 0 | 0 | 0 | 0 | 0 | 0
IL Fac. Spec. - NOX Rate Summer v3.1, Unit 565 and retrofits | 464 | 1797 | Rate Constraint in lbs/MMBtu | FALSE | L | Annual | Allowances Withdrawn (n:1) | Thousand Tons | 0 | 0 | 0 | 0 | 0 | 0 | 0 | 0
IL Fac. Spec. - NOX Rate Summer v3.1, Unit 565 and retrofits | 464 | 1797 | Rate Constraint in lbs/MMBtu | FALSE | L | Annual | Net Emissions Allowance Position | Thousand Tons | 0.0011098 | 0.0056413 | 0.0083233 | 0.011036 | 0.011036 | 0.0056413 | 0.0056413 | 0.011036
IL Fac. Spec. - NOX Rate Summer v3.1, Unit 565 and retrofits | 464 | 1797 | Rate Constraint in lbs/MMBtu | FALSE | L | Annual | Fuel Consumed | TBtu | 0.05513 | 0.28025 | 0.41348 | 0.54824 | 0.54824 | 0.28025 | 0.28025 | 0.54824
IL Fac. Spec. - NOX Rate Summer v3.1, Unit 565 and retrofits | 464 | 1797 | Rate Constraint in lbs/MMBtu | FALSE | L | Annual | Rate | lb/MMBtu | 0.04026 | 0.04026 | 0.04026 | 0.04026 | 0.04026 | 0.04026 | 0.04026 | 0.04026
IL Fac. Spec. - NOX Rate Summer v3.1, Unit 565 and retrofits | 464 | 1797 | Rate Constraint in lbs/MMBtu | FALSE | L | Annual | Generation | TWh | 0.004944 | 0.025132 | 0.03708 | 0.049165 | 0.049165 | 0.025132 | 0.025132 | 0.049165
IL Fac. Spec. - NOX Rate Summer v3.1, Unit 565 and retrofits | 464 | 1797 | Rate Constraint in lbs/MMBtu | FALSE | L | Annual | Qualifying Generation | TWh | 0.004944 | 0.025132 | 0.03708 | 0.049165 | 0.049165 | 0.025132 | 0.025132 | 0.049165
IL Fac. Spec. - NOX Rate Summer v3.1, Unit 565 and retrofits | 464 | 1797 | Rate Constraint in lbs/MMBtu | FALSE | L | Annual | Rate | lb/MWh | 0.44894 | 0.44894 | 0.44894 | 0.44894 | 0.44894 | 0.44894 | 0.44894 | 0.44894
IL Fac. Spec. - NOX Rate Summer v3.1, Unit 565 and retrofits | 464 | 1797 | Rate Constraint in lbs/MMBtu | FALSE | L | Annual | Constraint Shadow Price | US2016$/Ton | 0 | 0 | 0 | 0 | 0 | 0 | 0 | 0
IL Fac. Spec. - NOX Rate Summer v3.1, Unit 566 and retrofits | 465 | 1797 | Rate Constraint in lbs/MMBtu | FALSE | L | Annual | Seasons Included | Seasons | Summer | Summer | Summer | Summer | Summer | Summer | Summer | Summer
IL Fac. Spec. - NOX Rate Summer v3.1, Unit 566 and retrofits | 465 | 1797 | Rate Constraint in lbs/MMBtu | FALSE | L | Annual | Standard NOX | lb/MMBtu | 0.25 | 0.25 | 0.25 | 0.25 | 0.25 | 0.25 | 0.25 | 0.25
IL Fac. Spec. - NOX Rate Summer v3.1, Unit 566 and retrofits | 465 | 1797 | Rate Constraint in lbs/MMBtu | FALSE | L | Annual | Emissions at Affected Plants NOX | Thousand Tons | 0.0010081 | 0.0010081 | 0.0075604 | 0.010025 | 0.010025 | 0.0051243 | 0.0051243 | 0.010025
IL Fac. Spec. - NOX Rate Summer v3.1, Unit 566 and retrofits | 465 | 1797 | Rate Constraint in lbs/MMBtu | FALSE | L | Annual | Allowances Purchased NOX | Thousand Tons | 0 | 0 | 0 | 0 | 0 | 0 | 0 | 0
IL Fac. Spec. - NOX Rate Summer v3.1, Unit 566 and retrofits | 465 | 1797 | Rate Constraint in lbs/MMBtu | FALSE | L | Annual | Allowances Sold NOX | Thousand Tons | 0 | 0 | 0 | 0 | 0 | 0 | 0 | 0
IL Fac. Spec. - NOX Rate Summer v3.1, Unit 566 and retrofits | 465 | 1797 | Rate Constraint in lbs/MMBtu | FALSE | L | Annual | Allowances Banked | Thousand Tons | 0 | 0 | 0 | 0 | 0 | 0 | 0 | 0
IL Fac. Spec. - NOX Rate Summer v3.1, Unit 566 and retrofits | 465 | 1797 | Rate Constraint in lbs/MMBtu | FALSE | L | Annual | Allowances Withdrawn (1:1) | Thousand Tons | 0 | 0 | 0 | 0 | 0 | 0 | 0 | 0
IL Fac. Spec. - NOX Rate Summer v3.1, Unit 566 and retrofits | 465 | 1797 | Rate Constraint in lbs/MMBtu | FALSE | L | Annual | Allowances Withdrawn (n:1) | Thousand Tons | 0 | 0 | 0 | 0 | 0 | 0 | 0 | 0
IL Fac. Spec. - NOX Rate Summer v3.1, Unit 566 and retrofits | 465 | 1797 | Rate Constraint in lbs/MMBtu | FALSE | L | Annual | Net Emissions Allowance Position | Thousand Tons | 0.0010081 | 0.0010081 | 0.0075604 | 0.010025 | 0.010025 | 0.0051243 | 0.0051243 | 0.010025
IL Fac. Spec. - NOX Rate Summer v3.1, Unit 566 and retrofits | 465 | 1797 | Rate Constraint in lbs/MMBtu | FALSE | L | Annual | Fuel Consumed | TBtu | 0.05513 | 0.05513 | 0.41348 | 0.54824 | 0.54824 | 0.28025 | 0.28025 | 0.54824
IL Fac. Spec. - NOX Rate Summer v3.1, Unit 566 and retrofits | 465 | 1797 | Rate Constraint in lbs/MMBtu | FALSE | L | Annual | Rate | lb/MMBtu | 0.03657 | 0.03657 | 0.03657 | 0.03657 | 0.03657 | 0.03657 | 0.03657 | 0.03657
IL Fac. Spec. - NOX Rate Summer v3.1, Unit 566 and retrofits | 465 | 1797 | Rate Constraint in lbs/MMBtu | FALSE | L | Annual | Generation | TWh | 0.004944 | 0.004944 | 0.03708 | 0.049165 | 0.049165 | 0.025132 | 0.025132 | 0.049165
IL Fac. Spec. - NOX Rate Summer v3.1, Unit 566 and retrofits | 465 | 1797 | Rate Constraint in lbs/MMBtu | FALSE | L | Annual | Qualifying Generation | TWh | 0.004944 | 0.004944 | 0.03708 | 0.049165 | 0.049165 | 0.025132 | 0.025132 | 0.049165
IL Fac. Spec. - NOX Rate Summer v3.1, Unit 566 and retrofits | 465 | 1797 | Rate Constraint in lbs/MMBtu | FALSE | L | Annual | Rate | lb/MWh | 0.40779 | 0.40779 | 0.40779 | 0.40779 | 0.40779 | 0.40779 | 0.40779 | 0.40779
IL Fac. Spec. - NOX Rate Summer v3.1, Unit 566 and retrofits | 465 | 1797 | Rate Constraint in lbs/MMBtu | FALSE | L | Annual | Constraint Shadow Price | US2016$/Ton | 0 | 0 | 0 | 0 | 0 | 0 | 0 | 0
IL Fac. Spec. - NOX Rate Summer v3.1, Unit 567 and retrofits | 466 | 1797 | Rate Constraint in lbs/MMBtu | FALSE | L | Annual | Seasons Included | Seasons | Summer | Summer | Summer | Summer | Summer | Summer | Summer | Summer
IL Fac. Spec. - NOX Rate Summer v3.1, Unit 567 and retrofits | 466 | 1797 | Rate Constraint in lbs/MMBtu | FALSE | L | Annual | Standard NOX | lb/MMBtu | 0.25 | 0.25 | 0.25 | 0.25 | 0.25 | 0.25 | 0.25 | 0.25
IL Fac. Spec. - NOX Rate Summer v3.1, Unit 567 and retrofits | 466 | 1797 | Rate Constraint in lbs/MMBtu | FALSE | L | Annual | Emissions at Affected Plants NOX | Thousand Tons | 0.00099813 | 0.00099813 | 0.007486 | 0.0099259 | 0.0099259 | 0.0050738 | 0.0050738 | 0.0099259
IL Fac. Spec. - NOX Rate Summer v3.1, Unit 567 and retrofits | 466 | 1797 | Rate Constraint in lbs/MMBtu | FALSE | L | Annual | Allowances Purchased NOX | Thousand Tons | 0 | 0 | 0 | 0 | 0 | 0 | 0 | 0
IL Fac. Spec. - NOX Rate Summer v3.1, Unit 567 and retrofits | 466 | 1797 | Rate Constraint in lbs/MMBtu | FALSE | L | Annual | Allowances Sold NOX | Thousand Tons | 0 | 0 | 0 | 0 | 0 | 0 | 0 | 0
IL Fac. Spec. - NOX Rate Summer v3.1, Unit 567 and retrofits | 466 | 1797 | Rate Constraint in lbs/MMBtu | FALSE | L | Annual | Allowances Banked | Thousand Tons | 0 | 0 | 0 | 0 | 0 | 0 | 0 | 0
IL Fac. Spec. - NOX Rate Summer v3.1, Unit 567 and retrofits | 466 | 1797 | Rate Constraint in lbs/MMBtu | FALSE | L | Annual | Allowances Withdrawn (1:1) | Thousand Tons | 0 | 0 | 0 | 0 | 0 | 0 | 0 | 0
IL Fac. Spec. - NOX Rate Summer v3.1, Unit 567 and retrofits | 466 | 1797 | Rate Constraint in lbs/MMBtu | FALSE | L | Annual | Allowances Withdrawn (n:1) | Thousand Tons | 0 | 0 | 0 | 0 | 0 | 0 | 0 | 0
IL Fac. Spec. - NOX Rate Summer v3.1, Unit 567 and retrofits | 466 | 1797 | Rate Constraint in lbs/MMBtu | FALSE | L | Annual | Net Emissions Allowance Position | Thousand Tons | 0.00099813 | 0.00099813 | 0.007486 | 0.0099259 | 0.0099259 | 0.0050738 | 0.0050738 | 0.0099259
IL Fac. Spec. - NOX Rate Summer v3.1, Unit 567 and retrofits | 466 | 1797 | Rate Constraint in lbs/MMBtu | FALSE | L | Annual | Fuel Consumed | TBtu | 0.05513 | 0.05513 | 0.41348 | 0.54824 | 0.54824 | 0.28025 | 0.28025 | 0.54824
IL Fac. Spec. - NOX Rate Summer v3.1, Unit 567 and retrofits | 466 | 1797 | Rate Constraint in lbs/MMBtu | FALSE | L | Annual | Rate | lb/MMBtu | 0.03621 | 0.03621 | 0.03621 | 0.03621 | 0.03621 | 0.03621 | 0.03621 | 0.03621
IL Fac. Spec. - NOX Rate Summer v3.1, Unit 567 and retrofits | 466 | 1797 | Rate Constraint in lbs/MMBtu | FALSE | L | Annual | Generation | TWh | 0.004944 | 0.004944 | 0.03708 | 0.049165 | 0.049165 | 0.025132 | 0.025132 | 0.049165
IL Fac. Spec. - NOX Rate Summer v3.1, Unit 567 and retrofits | 466 | 1797 | Rate Constraint in lbs/MMBtu | FALSE | L | Annual | Qualifying Generation | TWh | 0.004944 | 0.004944 | 0.03708 | 0.049165 | 0.049165 | 0.025132 | 0.025132 | 0.049165
IL Fac. Spec. - NOX Rate Summer v3.1, Unit 567 and retrofits | 466 | 1797 | Rate Constraint in lbs/MMBtu | FALSE | L | Annual | Rate | lb/MWh | 0.40378 | 0.40378 | 0.40378 | 0.40378 | 0.40378 | 0.40378 | 0.40378 | 0.40378
IL Fac. Spec. - NOX Rate Summer v3.1, Unit 567 and retrofits | 466 | 1797 | Rate Constraint in lbs/MMBtu | FALSE | L | Annual | Constraint Shadow Price | US2016$/Ton | 0 | 0 | 0 | 0 | 0 | 0 | 0 | 0
IL Fac. Spec. - NOX Rate Summer v3.1, Unit 568 and retrofits | 467 | 1797 | Rate Constraint in lbs/MMBtu | FALSE | L | Annual | Seasons Included | Seasons | Summer | Summer | Summer | Summer | Summer | Summer | Summer | Summer
IL Fac. Spec. - NOX Rate Summer v3.1, Unit 568 and retrofits | 467 | 1797 | Rate Constraint in lbs/MMBtu | FALSE | L | Annual | Standard NOX | lb/MMBtu | 0.25 | 0.25 | 0.25 | 0.25 | 0.25 | 0.25 | 0.25 | 0.25
IL Fac. Spec. - NOX Rate Summer v3.1, Unit 568 and retrofits | 467 | 1797 | Rate Constraint in lbs/MMBtu | FALSE | L | Annual | Emissions at Affected Plants NOX | Thousand Tons | 0.0010417 | 0.0010417 | 0.0078126 | 0.010359 | 0.010359 | 0.0052952 | 0.0052952 | 0.010359
IL Fac. Spec. - NOX Rate Summer v3.1, Unit 568 and retrofits | 467 | 1797 | Rate Constraint in lbs/MMBtu | FALSE | L | Annual | Allowances Purchased NOX | Thousand Tons | 0 | 0 | 0 | 0 | 0 | 0 | 0 | 0
IL Fac. Spec. - NOX Rate Summer v3.1, Unit 568 and retrofits | 467 | 1797 | Rate Constraint in lbs/MMBtu | FALSE | L | Annual | Allowances Sold NOX | Thousand Tons | 0 | 0 | 0 | 0 | 0 | 0 | 0 | 0
IL Fac. Spec. - NOX Rate Summer v3.1, Unit 568 and retrofits | 467 | 1797 | Rate Constraint in lbs/MMBtu | FALSE | L | Annual | Allowances Banked | Thousand Tons | 0 | 0 | 0 | 0 | 0 | 0 | 0 | 0
IL Fac. Spec. - NOX Rate Summer v3.1, Unit 568 and retrofits | 467 | 1797 | Rate Constraint in lbs/MMBtu | FALSE | L | Annual | Allowances Withdrawn (1:1) | Thousand Tons | 0 | 0 | 0 | 0 | 0 | 0 | 0 | 0
IL Fac. Spec. - NOX Rate Summer v3.1, Unit 568 and retrofits | 467 | 1797 | Rate Constraint in lbs/MMBtu | FALSE | L | Annual | Allowances Withdrawn (n:1) | Thousand Tons | 0 | 0 | 0 | 0 | 0 | 0 | 0 | 0
IL Fac. Spec. - NOX Rate Summer v3.1, Unit 568 and retrofits | 467 | 1797 | Rate Constraint in lbs/MMBtu | FALSE | L | Annual | Net Emissions Allowance Position | Thousand Tons | 0.0010417 | 0.0010417 | 0.0078126 | 0.010359 | 0.010359 | 0.0052952 | 0.0052952 | 0.010359
IL Fac. Spec. - NOX Rate Summer v3.1, Unit 568 and retrofits | 467 | 1797 | Rate Constraint in lbs/MMBtu | FALSE | L | Annual | Fuel Consumed | TBtu | 0.05513 | 0.05513 | 0.41348 | 0.54824 | 0.54824 | 0.28025 | 0.28025 | 0.54824
IL Fac. Spec. - NOX Rate Summer v3.1, Unit 568 and retrofits | 467 | 1797 | Rate Constraint in lbs/MMBtu | FALSE | L | Annual | Rate | lb/MMBtu | 0.03779 | 0.03779 | 0.03779 | 0.03779 | 0.03779 | 0.03779 | 0.03779 | 0.03779
IL Fac. Spec. - NOX Rate Summer v3.1, Unit 568 and retrofits | 467 | 1797 | Rate Constraint in lbs/MMBtu | FALSE | L | Annual | Generation | TWh | 0.004944 | 0.004944 | 0.03708 | 0.049165 | 0.049165 | 0.025132 | 0.025132 | 0.049165
IL Fac. Spec. - NOX Rate Summer v3.1, Unit 568 and retrofits | 467 | 1797 | Rate Constraint in lbs/MMBtu | FALSE | L | Annual | Qualifying Generation | TWh | 0.004944 | 0.004944 | 0.03708 | 0.049165 | 0.049165 | 0.025132 | 0.025132 | 0.049165
IL Fac. Spec. - NOX Rate Summer v3.1, Unit 568 and retrofits | 467 | 1797 | Rate Constraint in lbs/MMBtu | FALSE | L | Annual | Rate | lb/MWh | 0.4214 | 0.4214 | 0.4214 | 0.4214 | 0.4214 | 0.4214 | 0.4214 | 0.4214
IL Fac. Spec. - NOX Rate Summer v3.1, Unit 568 and retrofits | 467 | 1797 | Rate Constraint in lbs/MMBtu | FALSE | L | Annual | Constraint Shadow Price | US2016$/Ton | 0 | 0 | 0 | 0 | 0 | 0 | 0 | 0
IL Fac. Spec. - NOX Rate Summer v3.1, Unit 569 and retrofits | 468 | 1797 | Rate Constraint in lbs/MMBtu | FALSE | L | Annual | Seasons Included | Seasons | Summer | Summer | Summer | Summer | Summer | Summer | Summer | Summer
IL Fac. Spec. - NOX Rate Summer v3.1, Unit 569 and retrofits | 468 | 1797 | Rate Constraint in lbs/MMBtu | FALSE | L | Annual | Standard NOX | lb/MMBtu | 0.25 | 0.25 | 0.25 | 0.25 | 0.25 | 0.25 | 0.25 | 0.25
IL Fac. Spec. - NOX Rate Summer v3.1, Unit 569 and retrofits | 468 | 1797 | Rate Constraint in lbs/MMBtu | FALSE | L | Annual | Emissions at Affected Plants NOX | Thousand Tons | 0 | 0 | 0.00070809 | 0.00070809 | 0.00070809 | 0.00070809 | 0.00070809 | 0.00070809
IL Fac. Spec. - NOX Rate Summer v3.1, Unit 569 and retrofits | 468 | 1797 | Rate Constraint in lbs/MMBtu | FALSE | L | Annual | Allowances Purchased NOX | Thousand Tons | 0 | 0 | 0 | 0 | 0 | 0 | 0 | 0
IL Fac. Spec. - NOX Rate Summer v3.1, Unit 569 and retrofits | 468 | 1797 | Rate Constraint in lbs/MMBtu | FALSE | L | Annual | Allowances Sold NOX | Thousand Tons | 0 | 0 | 0 | 0 | 0 | 0 | 0 | 0
IL Fac. Spec. - NOX Rate Summer v3.1, Unit 569 and retrofits | 468 | 1797 | Rate Constraint in lbs/MMBtu | FALSE | L | Annual | Allowances Banked | Thousand Tons | 0 | 0 | 0 | 0 | 0 | 0 | 0 | 0
IL Fac. Spec. - NOX Rate Summer v3.1, Unit 569 and retrofits | 468 | 1797 | Rate Constraint in lbs/MMBtu | FALSE | L | Annual | Allowances Withdrawn (1:1) | Thousand Tons | 0 | 0 | 0 | 0 | 0 | 0 | 0 | 0
IL Fac. Spec. - NOX Rate Summer v3.1, Unit 569 and retrofits | 468 | 1797 | Rate Constraint in lbs/MMBtu | FALSE | L | Annual | Allowances Withdrawn (n:1) | Thousand Tons | 0 | 0 | 0 | 0 | 0 | 0 | 0 | 0
IL Fac. Spec. - NOX Rate Summer v3.1, Unit 569 and retrofits | 468 | 1797 | Rate Constraint in lbs/MMBtu | FALSE | L | Annual | Net Emissions Allowance Position | Thousand Tons | 0 | 0 | 0.00070809 | 0.00070809 | 0.00070809 | 0.00070809 | 0.00070809 | 0.00070809
IL Fac. Spec. - NOX Rate Summer v3.1, Unit 569 and retrofits | 468 | 1797 | Rate Constraint in lbs/MMBtu | FALSE | L | Annual | Fuel Consumed | TBtu | 0 | 0 | 0.031534 | 0.031534 | 0.031534 | 0.031534 | 0.031534 | 0.031534
IL Fac. Spec. - NOX Rate Summer v3.1, Unit 569 and retrofits | 468 | 1797 | Rate Constraint in lbs/MMBtu | FALSE | L | Annual | Rate | lb/MMBtu | 0 | 0 | 0.04491 | 0.04491 | 0.04491 | 0.04491 | 0.04491 | 0.04491
IL Fac. Spec. - NOX Rate Summer v3.1, Unit 569 and retrofits | 468 | 1797 | Rate Constraint in lbs/MMBtu | FALSE | L | Annual | Generation | TWh | 0 | 0 | 0.0025544 | 0.0025544 | 0.0025544 | 0.0025544 | 0.0025544 | 0.0025544
IL Fac. Spec. - NOX Rate Summer v3.1, Unit 569 and retrofits | 468 | 1797 | Rate Constraint in lbs/MMBtu | FALSE | L | Annual | Qualifying Generation | TWh | 0 | 0 | 0.0025544 | 0.0025544 | 0.0025544 | 0.0025544 | 0.0025544 | 0.0025544
IL Fac. Spec. - NOX Rate Summer v3.1, Unit 569 and retrofits | 468 | 1797 | Rate Constraint in lbs/MMBtu | FALSE | L | Annual | Rate | lb/MWh | 0 | 0 | 0.55441 | 0.55441 | 0.55441 | 0.55441 | 0.55441 | 0.55441
IL Fac. Spec. - NOX Rate Summer v3.1, Unit 569 and retrofits | 468 | 1797 | Rate Constraint in lbs/MMBtu | FALSE | L | Annual | Constraint Shadow Price | US2016$/Ton | 0 | 0 | 0 | 0 | 0 | 0 | 0 | 0
IL Fac. Spec. - NOX Rate Summer v3.1, Unit 570 and retrofits | 469 | 1797 | Rate Constraint in lbs/MMBtu | FALSE | L | Annual | Seasons Included | Seasons | Summer | Summer | Summer | Summer | Summer | Summer | Summer | Summer
IL Fac. Spec. - NOX Rate Summer v3.1, Unit 570 and retrofits | 469 | 1797 | Rate Constraint in lbs/MMBtu | FALSE | L | Annual | Standard NOX | lb/MMBtu | 0.25 | 0.25 | 0.25 | 0.25 | 0.25 | 0.25 | 0.25 | 0.25
IL Fac. Spec. - NOX Rate Summer v3.1, Unit 570 and retrofits | 469 | 1797 | Rate Constraint in lbs/MMBtu | FALSE | L | Annual | Emissions at Affected Plants NOX | Thousand Tons | 0 | 0 | 0.00057107 | 0.00057107 | 0.00057107 | 0.00057107 | 0.00057107 | 0.00057107
IL Fac. Spec. - NOX Rate Summer v3.1, Unit 570 and retrofits | 469 | 1797 | Rate Constraint in lbs/MMBtu | FALSE | L | Annual | Allowances Purchased NOX | Thousand Tons | 0 | 0 | 0 | 0 | 0 | 0 | 0 | 0
IL Fac. Spec. - NOX Rate Summer v3.1, Unit 570 and retrofits | 469 | 1797 | Rate Constraint in lbs/MMBtu | FALSE | L | Annual | Allowances Sold NOX | Thousand Tons | 0 | 0 | 0 | 0 | 0 | 0 | 0 | 0
IL Fac. Spec. - NOX Rate Summer v3.1, Unit 570 and retrofits | 469 | 1797 | Rate Constraint in lbs/MMBtu | FALSE | L | Annual | Allowances Banked | Thousand Tons | 0 | 0 | 0 | 0 | 0 | 0 | 0 | 0
IL Fac. Spec. - NOX Rate Summer v3.1, Unit 570 and retrofits | 469 | 1797 | Rate Constraint in lbs/MMBtu | FALSE | L | Annual | Allowances Withdrawn (1:1) | Thousand Tons | 0 | 0 | 0 | 0 | 0 | 0 | 0 | 0
IL Fac. Spec. - NOX Rate Summer v3.1, Unit 570 and retrofits | 469 | 1797 | Rate Constraint in lbs/MMBtu | FALSE | L | Annual | Allowances Withdrawn (n:1) | Thousand Tons | 0 | 0 | 0 | 0 | 0 | 0 | 0 | 0
IL Fac. Spec. - NOX Rate Summer v3.1, Unit 570 and retrofits | 469 | 1797 | Rate Constraint in lbs/MMBtu | FALSE | L | Annual | Net Emissions Allowance Position | Thousand Tons | 0 | 0 | 0.00057107 | 0.00057107 | 0.00057107 | 0.00057107 | 0.00057107 | 0.00057107
IL Fac. Spec. - NOX Rate Summer v3.1, Unit 570 and retrofits | 469 | 1797 | Rate Constraint in lbs/MMBtu | FALSE | L | Annual | Fuel Consumed | TBtu | 0 | 0 | 0.031656 | 0.031656 | 0.031656 | 0.031656 | 0.031656 | 0.031656
IL Fac. Spec. - NOX Rate Summer v3.1, Unit 570 and retrofits | 469 | 1797 | Rate Constraint in lbs/MMBtu | FALSE | L | Annual | Rate | lb/MMBtu | 0 | 0 | 0.03608 | 0.03608 | 0.03608 | 0.03608 | 0.03608 | 0.03608
IL Fac. Spec. - NOX Rate Summer v3.1, Unit 570 and retrofits | 469 | 1797 | Rate Constraint in lbs/MMBtu | FALSE | L | Annual | Generation | TWh | 0 | 0 | 0.0025643 | 0.0025643 | 0.0025643 | 0.0025643 | 0.0025643 | 0.0025643
IL Fac. Spec. - NOX Rate Summer v3.1, Unit 570 and retrofits | 469 | 1797 | Rate Constraint in lbs/MMBtu | FALSE | L | Annual | Qualifying Generation | TWh | 0 | 0 | 0.0025643 | 0.0025643 | 0.0025643 | 0.0025643 | 0.0025643 | 0.0025643
IL Fac. Spec. - NOX Rate Summer v3.1, Unit 570 and retrofits | 469 | 1797 | Rate Constraint in lbs/MMBtu | FALSE | L | Annual | Rate | lb/MWh | 0 | 0 | 0.44541 | 0.44541 | 0.44541 | 0.44541 | 0.44541 | 0.44541
IL Fac. Spec. - NOX Rate Summer v3.1, Unit 570 and retrofits | 469 | 1797 | Rate Constraint in lbs/MMBtu | FALSE | L | Annual | Constraint Shadow Price | US2016$/Ton | 0 | 0 | 0 | 0 | 0 | 0 | 0 | 0
IL Fac. Spec. - NOX Rate Summer v3.1, Unit 571 and retrofits | 470 | 1797 | Rate Constraint in lbs/MMBtu | FALSE | L | Annual | Seasons Included | Seasons | Summer | Summer | Summer | Summer | Summer | Summer | Summer | Summer
IL Fac. Spec. - NOX Rate Summer v3.1, Unit 571 and retrofits | 470 | 1797 | Rate Constraint in lbs/MMBtu | FALSE | L | Annual | Standard NOX | lb/MMBtu | 0.25 | 0.25 | 0.25 | 0.25 | 0.25 | 0.25 | 0.25 | 0.25
IL Fac. Spec. - NOX Rate Summer v3.1, Unit 571 and retrofits | 470 | 1797 | Rate Constraint in lbs/MMBtu | FALSE | L | Annual | Emissions at Affected Plants NOX | Thousand Tons | 0 | 0 | 0 | 0.00049399 | 0.00049399 | 0.00049399 | 0.00049399 | 0.00049399
IL Fac. Spec. - NOX Rate Summer v3.1, Unit 571 and retrofits | 470 | 1797 | Rate Constraint in lbs/MMBtu | FALSE | L | Annual | Allowances Purchased NOX | Thousand Tons | 0 | 0 | 0 | 0 | 0 | 0 | 0 | 0
IL Fac. Spec. - NOX Rate Summer v3.1, Unit 571 and retrofits | 470 | 1797 | Rate Constraint in lbs/MMBtu | FALSE | L | Annual | Allowances Sold NOX | Thousand Tons | 0 | 0 | 0 | 0 | 0 | 0 | 0 | 0
IL Fac. Spec. - NOX Rate Summer v3.1, Unit 571 and retrofits | 470 | 1797 | Rate Constraint in lbs/MMBtu | FALSE | L | Annual | Allowances Banked | Thousand Tons | 0 | 0 | 0 | 0 | 0 | 0 | 0 | 0
IL Fac. Spec. - NOX Rate Summer v3.1, Unit 571 and retrofits | 470 | 1797 | Rate Constraint in lbs/MMBtu | FALSE | L | Annual | Allowances Withdrawn (1:1) | Thousand Tons | 0 | 0 | 0 | 0 | 0 | 0 | 0 | 0
IL Fac. Spec. - NOX Rate Summer v3.1, Unit 571 and retrofits | 470 | 1797 | Rate Constraint in lbs/MMBtu | FALSE | L | Annual | Allowances Withdrawn (n:1) | Thousand Tons | 0 | 0 | 0 | 0 | 0 | 0 | 0 | 0
IL Fac. Spec. - NOX Rate Summer v3.1, Unit 571 and retrofits | 470 | 1797 | Rate Constraint in lbs/MMBtu | FALSE | L | Annual | Net Emissions Allowance Position | Thousand Tons | 0 | 0 | 0 | 0.00049399 | 0.00049399 | 0.00049399 | 0.00049399 | 0.00049399
IL Fac. Spec. - NOX Rate Summer v3.1, Unit 571 and retrofits | 470 | 1797 | Rate Constraint in lbs/MMBtu | FALSE | L | Annual | Fuel Consumed | TBtu | 0 | 0 | 0 | 0.031737 | 0.031737 | 0.031737 | 0.031737 | 0.031737
IL Fac. Spec. - NOX Rate Summer v3.1, Unit 571 and retrofits | 470 | 1797 | Rate Constraint in lbs/MMBtu | FALSE | L | Annual | Rate | lb/MMBtu | 0 | 0 | 0 | 0.03113 | 0.03113 | 0.03113 | 0.03113 | 0.03113
IL Fac. Spec. - NOX Rate Summer v3.1, Unit 571 and retrofits | 470 | 1797 | Rate Constraint in lbs/MMBtu | FALSE | L | Annual | Generation | TWh | 0 | 0 | 0 | 0.0025709 | 0.0025709 | 0.0025709 | 0.0025709 | 0.0025709
IL Fac. Spec. - NOX Rate Summer v3.1, Unit 571 and retrofits | 470 | 1797 | Rate Constraint in lbs/MMBtu | FALSE | L | Annual | Qualifying Generation | TWh | 0 | 0 | 0 | 0.0025709 | 0.0025709 | 0.0025709 | 0.0025709 | 0.0025709
IL Fac. Spec. - NOX Rate Summer v3.1, Unit 571 and retrofits | 470 | 1797 | Rate Constraint in lbs/MMBtu | FALSE | L | Annual | Rate | lb/MWh | 0 | 0 | 0 | 0.3843 | 0.3843 | 0.3843 | 0.3843 | 0.3843
IL Fac. Spec. - NOX Rate Summer v3.1, Unit 571 and retrofits | 470 | 1797 | Rate Constraint in lbs/MMBtu | FALSE | L | Annual | Constraint Shadow Price | US2016$/Ton | 0 | 0 | 0 | 0 | 0 | 0 | 0 | 0
IL Fac. Spec. - NOX Rate Summer v3.1, Unit 572 and retrofits | 471 | 1797 | Rate Constraint in lbs/MMBtu | FALSE | L | Annual | Seasons Included | Seasons | Summer | Summer | Summer | Summer | Summer | Summer | Summer | Summer
IL Fac. Spec. - NOX Rate Summer v3.1, Unit 572 and retrofits | 471 | 1797 | Rate Constraint in lbs/MMBtu | FALSE | L | Annual | Standard NOX | lb/MMBtu | 0.25 | 0.25 | 0.25 | 0.25 | 0.25 | 0.25 | 0.25 | 0.25
IL Fac. Spec. - NOX Rate Summer v3.1, Unit 572 and retrofits | 471 | 1797 | Rate Constraint in lbs/MMBtu | FALSE | L | Annual | Emissions at Affected Plants NOX | Thousand Tons | 0 | 0 | 1.9876e-05 | 0.00052081 | 0.00052081 | 0.00052081 | 0.00052081 | 0.00052081
IL Fac. Spec. - NOX Rate Summer v3.1, Unit 572 and retrofits | 471 | 1797 | Rate Constraint in lbs/MMBtu | FALSE | L | Annual | Allowances Purchased NOX | Thousand Tons | 0 | 0 | 0 | 0 | 0 | 0 | 0 | 0
IL Fac. Spec. - NOX Rate Summer v3.1, Unit 572 and retrofits | 471 | 1797 | Rate Constraint in lbs/MMBtu | FALSE | L | Annual | Allowances Sold NOX | Thousand Tons | 0 | 0 | 0 | 0 | 0 | 0 | 0 | 0
IL Fac. Spec. - NOX Rate Summer v3.1, Unit 572 and retrofits | 471 | 1797 | Rate Constraint in lbs/MMBtu | FALSE | L | Annual | Allowances Banked | Thousand Tons | 0 | 0 | 0 | 0 | 0 | 0 | 0 | 0
IL Fac. Spec. - NOX Rate Summer v3.1, Unit 572 and retrofits | 471 | 1797 | Rate Constraint in lbs/MMBtu | FALSE | L | Annual | Allowances Withdrawn (1:1) | Thousand Tons | 0 | 0 | 0 | 0 | 0 | 0 | 0 | 0
IL Fac. Spec. - NOX Rate Summer v3.1, Unit 572 and retrofits | 471 | 1797 | Rate Constraint in lbs/MMBtu | FALSE | L | Annual | Allowances Withdrawn (n:1) | Thousand Tons | 0 | 0 | 0 | 0 | 0 | 0 | 0 | 0
IL Fac. Spec. - NOX Rate Summer v3.1, Unit 572 and retrofits | 471 | 1797 | Rate Constraint in lbs/MMBtu | FALSE | L | Annual | Net Emissions Allowance Position | Thousand Tons | 0 | 0 | 1.9876e-05 | 0.00052081 | 0.00052081 | 0.00052081 | 0.00052081 | 0.00052081
IL Fac. Spec. - NOX Rate Summer v3.1, Unit 572 and retrofits | 471 | 1797 | Rate Constraint in lbs/MMBtu | FALSE | L | Annual | Fuel Consumed | TBtu | 0 | 0 | 0.0012112 | 0.031737 | 0.031737 | 0.031737 | 0.031737 | 0.031737
IL Fac. Spec. - NOX Rate Summer v3.1, Unit 572 and retrofits | 471 | 1797 | Rate Constraint in lbs/MMBtu | FALSE | L | Annual | Rate | lb/MMBtu | 0 | 0 | 0.03282 | 0.03282 | 0.03282 | 0.03282 | 0.03282 | 0.03282
IL Fac. Spec. - NOX Rate Summer v3.1, Unit 572 and retrofits | 471 | 1797 | Rate Constraint in lbs/MMBtu | FALSE | L | Annual | Generation | TWh | 0 | 0 | 9.8115e-05 | 0.0025709 | 0.0025709 | 0.0025709 | 0.0025709 | 0.0025709
IL Fac. Spec. - NOX Rate Summer v3.1, Unit 572 and retrofits | 471 | 1797 | Rate Constraint in lbs/MMBtu | FALSE | L | Annual | Qualifying Generation | TWh | 0 | 0 | 9.8115e-05 | 0.0025709 | 0.0025709 | 0.0025709 | 0.0025709 | 0.0025709
IL Fac. Spec. - NOX Rate Summer v3.1, Unit 572 and retrofits | 471 | 1797 | Rate Constraint in lbs/MMBtu | FALSE | L | Annual | Rate | lb/MWh | 0 | 0 | 0.40516 | 0.40516 | 0.40516 | 0.40516 | 0.40516 | 0.40516
IL Fac. Spec. - NOX Rate Summer v3.1, Unit 572 and retrofits | 471 | 1797 | Rate Constraint in lbs/MMBtu | FALSE | L | Annual | Constraint Shadow Price | US2016$/Ton | 0 | 0 | 0 | 0 | 0 | 0 | 0 | 0
IL Fac. Spec. - NOX Rate Summer v3.1, Unit 573 and retrofits | 472 | 1797 | Rate Constraint in lbs/MMBtu | FALSE | L | Annual | Seasons Included | Seasons | Summer | Summer | Summer | Summer | Summer | Summer | Summer | Summer
IL Fac. Spec. - NOX Rate Summer v3.1, Unit 573 and retrofits | 472 | 1797 | Rate Constraint in lbs/MMBtu | FALSE | L | Annual | Standard NOX | lb/MMBtu | 0.25 | 0.25 | 0.25 | 0.25 | 0.25 | 0.25 | 0.25 | 0.25
IL Fac. Spec. - NOX Rate Summer v3.1, Unit 573 and retrofits | 472 | 1797 | Rate Constraint in lbs/MMBtu | FALSE | L | Annual | Emissions at Affected Plants NOX | Thousand Tons | 0 | 0 | 0 | 0.00056083 | 0.00056083 | 0.00056083 | 0.00056083 | 0.00056083
IL Fac. Spec. - NOX Rate Summer v3.1, Unit 573 and retrofits | 472 | 1797 | Rate Constraint in lbs/MMBtu | FALSE | L | Annual | Allowances Purchased NOX | Thousand Tons | 0 | 0 | 0 | 0 | 0 | 0 | 0 | 0
IL Fac. Spec. - NOX Rate Summer v3.1, Unit 573 and retrofits | 472 | 1797 | Rate Constraint in lbs/MMBtu | FALSE | L | Annual | Allowances Sold NOX | Thousand Tons | 0 | 0 | 0 | 0 | 0 | 0 | 0 | 0
IL Fac. Spec. - NOX Rate Summer v3.1, Unit 573 and retrofits | 472 | 1797 | Rate Constraint in lbs/MMBtu | FALSE | L | Annual | Allowances Banked | Thousand Tons | 0 | 0 | 0 | 0 | 0 | 0 | 0 | 0
IL Fac. Spec. - NOX Rate Summer v3.1, Unit 573 and retrofits | 472 | 1797 | Rate Constraint in lbs/MMBtu | FALSE | L | Annual | Allowances Withdrawn (1:1) | Thousand Tons | 0 | 0 | 0 | 0 | 0 | 0 | 0 | 0
IL Fac. Spec. - NOX Rate Summer v3.1, Unit 573 and retrofits | 472 | 1797 | Rate Constraint in lbs/MMBtu | FALSE | L | Annual | Allowances Withdrawn (n:1) | Thousand Tons | 0 | 0 | 0 | 0 | 0 | 0 | 0 | 0
IL Fac. Spec. - NOX Rate Summer v3.1, Unit 573 and retrofits | 472 | 1797 | Rate Constraint in lbs/MMBtu | FALSE | L | Annual | Net Emissions Allowance Position | Thousand Tons | 0 | 0 | 0 | 0.00056083 | 0.00056083 | 0.00056083 | 0.00056083 | 0.00056083
IL Fac. Spec. - NOX Rate Summer v3.1, Unit 573 and retrofits | 472 | 1797 | Rate Constraint in lbs/MMBtu | FALSE | L | Annual | Fuel Consumed | TBtu | 0 | 0 | 0 | 0.031534 | 0.031534 | 0.031534 | 0.031534 | 0.031534
IL Fac. Spec. - NOX Rate Summer v3.1, Unit 573 and retrofits | 472 | 1797 | Rate Constraint in lbs/MMBtu | FALSE | L | Annual | Rate | lb/MMBtu | 0 | 0 | 0 | 0.03557 | 0.03557 | 0.03557 | 0.03557 | 0.03557
IL Fac. Spec. - NOX Rate Summer v3.1, Unit 573 and retrofits | 472 | 1797 | Rate Constraint in lbs/MMBtu | FALSE | L | Annual | Generation | TWh | 0 | 0 | 0 | 0.0025544 | 0.0025544 | 0.0025544 | 0.0025544 | 0.0025544
IL Fac. Spec. - NOX Rate Summer v3.1, Unit 573 and retrofits | 472 | 1797 | Rate Constraint in lbs/MMBtu | FALSE | L | Annual | Qualifying Generation | TWh | 0 | 0 | 0 | 0.0025544 | 0.0025544 | 0.0025544 | 0.0025544 | 0.0025544
IL Fac. Spec. - NOX Rate Summer v3.1, Unit 573 and retrofits | 472 | 1797 | Rate Constraint in lbs/MMBtu | FALSE | L | Annual | Rate | lb/MWh | 0 | 0 | 0 | 0.43911 | 0.43911 | 0.43911 | 0.43911 | 0.43911
IL Fac. Spec. - NOX Rate Summer v3.1, Unit 573 and retrofits | 472 | 1797 | Rate Constraint in lbs/MMBtu | FALSE | L | Annual | Constraint Shadow Price | US2016$/Ton | 0 | 0 | 0 | 0 | 0 | 0 | 0 | 0
IL Fac. Spec. - NOX Rate Summer v3.1, Unit 574 and retrofits | 473 | 1797 | Rate Constraint in lbs/MMBtu | FALSE | L | Annual | Seasons Included | Seasons | Summer | Summer | Summer | Summer | Summer | Summer | Summer | Summer
IL Fac. Spec. - NOX Rate Summer v3.1, Unit 574 and retrofits | 473 | 1797 | Rate Constraint in lbs/MMBtu | FALSE | L | Annual | Standard NOX | lb/MMBtu | 0.25 | 0.25 | 0.25 | 0.25 | 0.25 | 0.25 | 0.25 | 0.25
IL Fac. Spec. - NOX Rate Summer v3.1, Unit 574 and retrofits | 473 | 1797 | Rate Constraint in lbs/MMBtu | FALSE | L | Annual | Emissions at Affected Plants NOX | Thousand Tons | 0 | 0 | 0 | 0.00059083 | 0.00059083 | 0.00059083 | 0.00059083 | 0.00059083
IL Fac. Spec. - NOX Rate Summer v3.1, Unit 574 and retrofits | 473 | 1797 | Rate Constraint in lbs/MMBtu | FALSE | L | Annual | Allowances Purchased NOX | Thousand Tons | 0 | 0 | 0 | 0 | 0 | 0 | 0 | 0
IL Fac. Spec. - NOX Rate Summer v3.1, Unit 574 and retrofits | 473 | 1797 | Rate Constraint in lbs/MMBtu | FALSE | L | Annual | Allowances Sold NOX | Thousand Tons | 0 | 0 | 0 | 0 | 0 | 0 | 0 | 0
IL Fac. Spec. - NOX Rate Summer v3.1, Unit 574 and retrofits | 473 | 1797 | Rate Constraint in lbs/MMBtu | FALSE | L | Annual | Allowances Banked | Thousand Tons | 0 | 0 | 0 | 0 | 0 | 0 | 0 | 0
IL Fac. Spec. - NOX Rate Summer v3.1, Unit 574 and retrofits | 473 | 1797 | Rate Constraint in lbs/MMBtu | FALSE | L | Annual | Allowances Withdrawn (1:1) | Thousand Tons | 0 | 0 | 0 | 0 | 0 | 0 | 0 | 0
IL Fac. Spec. - NOX Rate Summer v3.1, Unit 574 and retrofits | 473 | 1797 | Rate Constraint in lbs/MMBtu | FALSE | L | Annual | Allowances Withdrawn (n:1) | Thousand Tons | 0 | 0 | 0 | 0 | 0 | 0 | 0 | 0
IL Fac. Spec. - NOX Rate Summer v3.1, Unit 574 and retrofits | 473 | 1797 | Rate Constraint in lbs/MMBtu | FALSE | L | Annual | Net Emissions Allowance Position | Thousand Tons | 0 | 0 | 0 | 0.00059083 | 0.00059083 | 0.00059083 | 0.00059083 | 0.00059083
IL Fac. Spec. - NOX Rate Summer v3.1, Unit 574 and retrofits | 473 | 1797 | Rate Constraint in lbs/MMBtu | FALSE | L | Annual | Fuel Consumed | TBtu | 0 | 0 | 0 | 0.031452 | 0.031452 | 0.031452 | 0.031452 | 0.031452
IL Fac. Spec. - NOX Rate Summer v3.1, Unit 574 and retrofits | 473 | 1797 | Rate Constraint in lbs/MMBtu | FALSE | L | Annual | Rate | lb/MMBtu | 0 | 0 | 0 | 0.03757 | 0.03757 | 0.03757 | 0.03757 | 0.03757
IL Fac. Spec. - NOX Rate Summer v3.1, Unit 574 and retrofits | 473 | 1797 | Rate Constraint in lbs/MMBtu | FALSE | L | Annual | Generation | TWh | 0 | 0 | 0 | 0.0025478 | 0.0025478 | 0.0025478 | 0.0025478 | 0.0025478
IL Fac. Spec. - NOX Rate Summer v3.1, Unit 574 and retrofits | 473 | 1797 | Rate Constraint in lbs/MMBtu | FALSE | L | Annual | Qualifying Generation | TWh | 0 | 0 | 0 | 0.0025478 | 0.0025478 | 0.0025478 | 0.0025478 | 0.0025478
IL Fac. Spec. - NOX Rate Summer v3.1, Unit 574 and retrofits | 473 | 1797 | Rate Constraint in lbs/MMBtu | FALSE | L | Annual | Rate | lb/MWh | 0 | 0 | 0 | 0.4638 | 0.4638 | 0.4638 | 0.4638 | 0.4638
IL Fac. Spec. - NOX Rate Summer v3.1, Unit 574 and retrofits | 473 | 1797 | Rate Constraint in lbs/MMBtu | FALSE | L | Annual | Constraint Shadow Price | US2016$/Ton | 0 | 0 | 0 | 0 | 0 | 0 | 0 | 0
IL Fac. Spec. - NOX Rate Summer v3.1, Unit 575 and retrofits | 474 | 1797 | Rate Constraint in lbs/MMBtu | FALSE | L | Annual | Seasons Included | Seasons | Summer | Summer | Summer | Summer | Summer | Summer | Summer | Summer
IL Fac. Spec. - NOX Rate Summer v3.1, Unit 575 and retrofits | 474 | 1797 | Rate Constraint in lbs/MMBtu | FALSE | L | Annual | Standard NOX | lb/MMBtu | 0.25 | 0.25 | 0.25 | 0.25 | 0.25 | 0.25 | 0.25 | 0.25
IL Fac. Spec. - NOX Rate Summer v3.1, Unit 575 and retrofits | 474 | 1797 | Rate Constraint in lbs/MMBtu | FALSE | L | Annual | Emissions at Affected Plants NOX | Thousand Tons | 0 | 0 | 0.00055094 | 0.00055094 | 0.00055094 | 0.00055094 | 0.00055094 | 0.00055094
IL Fac. Spec. - NOX Rate Summer v3.1, Unit 575 and retrofits | 474 | 1797 | Rate Constraint in lbs/MMBtu | FALSE | L | Annual | Allowances Purchased NOX | Thousand Tons | 0 | 0 | 0 | 0 | 0 | 0 | 0 | 0
IL Fac. Spec. - NOX Rate Summer v3.1, Unit 575 and retrofits | 474 | 1797 | Rate Constraint in lbs/MMBtu | FALSE | L | Annual | Allowances Sold NOX | Thousand Tons | 0 | 0 | 0 | 0 | 0 | 0 | 0 | 0
IL Fac. Spec. - NOX Rate Summer v3.1, Unit 575 and retrofits | 474 | 1797 | Rate Constraint in lbs/MMBtu | FALSE | L | Annual | Allowances Banked | Thousand Tons | 0 | 0 | 0 | 0 | 0 | 0 | 0 | 0
IL Fac. Spec. - NOX Rate Summer v3.1, Unit 575 and retrofits | 474 | 1797 | Rate Constraint in lbs/MMBtu | FALSE | L | Annual | Allowances Withdrawn (1:1) | Thousand Tons | 0 | 0 | 0 | 0 | 0 | 0 | 0 | 0
IL Fac. Spec. - NOX Rate Summer v3.1, Unit 575 and retrofits | 474 | 1797 | Rate Constraint in lbs/MMBtu | FALSE | L | Annual | Allowances Withdrawn (n:1) | Thousand Tons | 0 | 0 | 0 | 0 | 0 | 0 | 0 | 0
IL Fac. Spec. - NOX Rate Summer v3.1, Unit 575 and retrofits | 474 | 1797 | Rate Constraint in lbs/MMBtu | FALSE | L | Annual | Net Emissions Allowance Position | Thousand Tons | 0 | 0 | 0.00055094 | 0.00055094 | 0.00055094 | 0.00055094 | 0.00055094 | 0.00055094
IL Fac. Spec. - NOX Rate Summer v3.1, Unit 575 and retrofits | 474 | 1797 | Rate Constraint in lbs/MMBtu | FALSE | L | Annual | Fuel Consumed | TBtu | 0 | 0 | 0.031819 | 0.031819 | 0.031819 | 0.031819 | 0.031819 | 0.031819
IL Fac. Spec. - NOX Rate Summer v3.1, Unit 575 and retrofits | 474 | 1797 | Rate Constraint in lbs/MMBtu | FALSE | L | Annual | Rate | lb/MMBtu | 0 | 0 | 0.03463 | 0.03463 | 0.03463 | 0.03463 | 0.03463 | 0.03463
IL Fac. Spec. - NOX Rate Summer v3.1, Unit 575 and retrofits | 474 | 1797 | Rate Constraint in lbs/MMBtu | FALSE | L | Annual | Generation | TWh | 0 | 0 | 0.0025775 | 0.0025775 | 0.0025775 | 0.0025775 | 0.0025775 | 0.0025775
IL Fac. Spec. - NOX Rate Summer v3.1, Unit 575 and retrofits | 474 | 1797 | Rate Constraint in lbs/MMBtu | FALSE | L | Annual | Qualifying Generation | TWh | 0 | 0 | 0.0025775 | 0.0025775 | 0.0025775 | 0.0025775 | 0.0025775 | 0.0025775
IL Fac. Spec. - NOX Rate Summer v3.1, Unit 575 and retrofits | 474 | 1797 | Rate Constraint in lbs/MMBtu | FALSE | L | Annual | Rate | lb/MWh | 0 | 0 | 0.42751 | 0.42751 | 0.42751 | 0.42751 | 0.42751 | 0.42751
IL Fac. Spec. - NOX Rate Summer v3.1, Unit 575 and retrofits | 474 | 1797 | Rate Constraint in lbs/MMBtu | FALSE | L | Annual | Constraint Shadow Price | US2016$/Ton | 0 | 0 | 0 | 0 | 0 | 0 | 0 | 0
IL Fac. Spec. - NOX Rate Summer v3.1, Unit 576 and retrofits | 475 | 1797 | Rate Constraint in lbs/MMBtu | FALSE | L | Annual | Seasons Included | Seasons | Summer | Summer | Summer | Summer | Summer | Summer | Summer | Summer
IL Fac. Spec. - NOX Rate Summer v3.1, Unit 576 and retrofits | 475 | 1797 | Rate Constraint in lbs/MMBtu | FALSE | L | Annual | Standard NOX | lb/MMBtu | 0.25 | 0.25 | 0.25 | 0.25 | 0.25 | 0.25 | 0.25 | 0.25
IL Fac. Spec. - NOX Rate Summer v3.1, Unit 576 and retrofits | 475 | 1797 | Rate Constraint in lbs/MMBtu | FALSE | L | Annual | Emissions at Affected Plants NOX | Thousand Tons | 0 | 0 | 0 | 0.00050339 | 0.00050339 | 0.00050339 | 0.00050339 | 0.00050339
IL Fac. Spec. - NOX Rate Summer v3.1, Unit 576 and retrofits | 475 | 1797 | Rate Constraint in lbs/MMBtu | FALSE | L | Annual | Allowances Purchased NOX | Thousand Tons | 0 | 0 | 0 | 0 | 0 | 0 | 0 | 0
IL Fac. Spec. - NOX Rate Summer v3.1, Unit 576 and retrofits | 475 | 1797 | Rate Constraint in lbs/MMBtu | FALSE | L | Annual | Allowances Sold NOX | Thousand Tons | 0 | 0 | 0 | 0 | 0 | 0 | 0 | 0
IL Fac. Spec. - NOX Rate Summer v3.1, Unit 576 and retrofits | 475 | 1797 | Rate Constraint in lbs/MMBtu | FALSE | L | Annual | Allowances Banked | Thousand Tons | 0 | 0 | 0 | 0 | 0 | 0 | 0 | 0
IL Fac. Spec. - NOX Rate Summer v3.1, Unit 576 and retrofits | 475 | 1797 | Rate Constraint in lbs/MMBtu | FALSE | L | Annual | Allowances Withdrawn (1:1) | Thousand Tons | 0 | 0 | 0 | 0 | 0 | 0 | 0 | 0
IL Fac. Spec. - NOX Rate Summer v3.1, Unit 576 and retrofits | 475 | 1797 | Rate Constraint in lbs/MMBtu | FALSE | L | Annual | Allowances Withdrawn (n:1) | Thousand Tons | 0 | 0 | 0 | 0 | 0 | 0 | 0 | 0
IL Fac. Spec. - NOX Rate Summer v3.1, Unit 576 and retrofits | 475 | 1797 | Rate Constraint in lbs/MMBtu | FALSE | L | Annual | Net Emissions Allowance Position | Thousand Tons | 0 | 0 | 0 | 0.00050339 | 0.00050339 | 0.00050339 | 0.00050339 | 0.00050339
IL Fac. Spec. - NOX Rate Summer v3.1, Unit 576 and retrofits | 475 | 1797 | Rate Constraint in lbs/MMBtu | FALSE | L | Annual | Fuel Consumed | TBtu | 0 | 0 | 0 | 0.031981 | 0.031981 | 0.031981 | 0.031981 | 0.031981
IL Fac. Spec. - NOX Rate Summer v3.1, Unit 576 and retrofits | 475 | 1797 | Rate Constraint in lbs/MMBtu | FALSE | L | Annual | Rate | lb/MMBtu | 0 | 0 | 0 | 0.03148 | 0.03148 | 0.03148 | 0.03148 | 0.03148
IL Fac. Spec. - NOX Rate Summer v3.1, Unit 576 and retrofits | 475 | 1797 | Rate Constraint in lbs/MMBtu | FALSE | L | Annual | Generation | TWh | 0 | 0 | 0 | 0.0025906 | 0.0025906 | 0.0025906 | 0.0025906 | 0.0025906
IL Fac. Spec. - NOX Rate Summer v3.1, Unit 576 and retrofits | 475 | 1797 | Rate Constraint in lbs/MMBtu | FALSE | L | Annual | Qualifying Generation | TWh | 0 | 0 | 0 | 0.0025906 | 0.0025906 | 0.0025906 | 0.0025906 | 0.0025906
IL Fac. Spec. - NOX Rate Summer v3.1, Unit 576 and retrofits | 475 | 1797 | Rate Constraint in lbs/MMBtu | FALSE | L | Annual | Rate | lb/MWh | 0 | 0 | 0 | 0.38862 | 0.38862 | 0.38862 | 0.38862 | 0.38862
IL Fac. Spec. - NOX Rate Summer v3.1, Unit 576 and retrofits | 475 | 1797 | Rate Constraint in lbs/MMBtu | FALSE | L | Annual | Constraint Shadow Price | US2016$/Ton | 0 | 0 | 0 | 0 | 0 | 0 | 0 | 0
IL Fac. Spec. - NOX Rate Summer v3.1, Unit 577 and retrofits | 476 | 1797 | Rate Constraint in lbs/MMBtu | FALSE | L | Annual | Seasons Included | Seasons | Summer | Summer | Summer | Summer | Summer | Summer | Summer | Summer
IL Fac. Spec. - NOX Rate Summer v3.1, Unit 577 and retrofits | 476 | 1797 | Rate Constraint in lbs/MMBtu | FALSE | L | Annual | Standard NOX | lb/MMBtu | 0.25 | 0.25 | 0.25 | 0.25 | 0.25 | 0.25 | 0.25 | 0.25
IL Fac. Spec. - NOX Rate Summer v3.1, Unit 577 and retrofits | 476 | 1797 | Rate Constraint in lbs/MMBtu | FALSE | L | Annual | Emissions at Affected Plants NOX | Thousand Tons | 0.0010651 | 0.0010651 | 0.0079884 | 0.010592 | 0.010592 | 0.0054143 | 0.0054143 | 0.010592
IL Fac. Spec. - NOX Rate Summer v3.1, Unit 577 and retrofits | 476 | 1797 | Rate Constraint in lbs/MMBtu | FALSE | L | Annual | Allowances Purchased NOX | Thousand Tons | 0 | 0 | 0 | 0 | 0 | 0 | 0 | 0
IL Fac. Spec. - NOX Rate Summer v3.1, Unit 577 and retrofits | 476 | 1797 | Rate Constraint in lbs/MMBtu | FALSE | L | Annual | Allowances Sold NOX | Thousand Tons | 0 | 0 | 0 | 0 | 0 | 0 | 0 | 0
IL Fac. Spec. - NOX Rate Summer v3.1, Unit 577 and retrofits | 476 | 1797 | Rate Constraint in lbs/MMBtu | FALSE | L | Annual | Allowances Banked | Thousand Tons | 0 | 0 | 0 | 0 | 0 | 0 | 0 | 0
IL Fac. Spec. - NOX Rate Summer v3.1, Unit 577 and retrofits | 476 | 1797 | Rate Constraint in lbs/MMBtu | FALSE | L | Annual | Allowances Withdrawn (1:1) | Thousand Tons | 0 | 0 | 0 | 0 | 0 | 0 | 0 | 0
IL Fac. Spec. - NOX Rate Summer v3.1, Unit 577 and retrofits | 476 | 1797 | Rate Constraint in lbs/MMBtu | FALSE | L | Annual | Allowances Withdrawn (n:1) | Thousand Tons | 0 | 0 | 0 | 0 | 0 | 0 | 0 | 0
IL Fac. Spec. - NOX Rate Summer v3.1, Unit 577 and retrofits | 476 | 1797 | Rate Constraint in lbs/MMBtu | FALSE | L | Annual | Net Emissions Allowance Position | Thousand Tons | 0.0010651 | 0.0010651 | 0.0079884 | 0.010592 | 0.010592 | 0.0054143 | 0.0054143 | 0.010592
IL Fac. Spec. - NOX Rate Summer v3.1, Unit 577 and retrofits | 476 | 1797 | Rate Constraint in lbs/MMBtu | FALSE | L | Annual | Fuel Consumed | TBtu | 0.05513 | 0.05513 | 0.41348 | 0.54824 | 0.54824 | 0.28025 | 0.28025 | 0.54824
IL Fac. Spec. - NOX Rate Summer v3.1, Unit 577 and retrofits | 476 | 1797 | Rate Constraint in lbs/MMBtu | FALSE | L | Annual | Rate | lb/MMBtu | 0.03864 | 0.03864 | 0.03864 | 0.03864 | 0.03864 | 0.03864 | 0.03864 | 0.03864
IL Fac. Spec. - NOX Rate Summer v3.1, Unit 577 and retrofits | 476 | 1797 | Rate Constraint in lbs/MMBtu | FALSE | L | Annual | Generation | TWh | 0.004944 | 0.004944 | 0.03708 | 0.049165 | 0.049165 | 0.025132 | 0.025132 | 0.049165
IL Fac. Spec. - NOX Rate Summer v3.1, Unit 577 and retrofits | 476 | 1797 | Rate Constraint in lbs/MMBtu | FALSE | L | Annual | Qualifying Generation | TWh | 0.004944 | 0.004944 | 0.03708 | 0.049165 | 0.049165 | 0.025132 | 0.025132 | 0.049165
IL Fac. Spec. - NOX Rate Summer v3.1, Unit 577 and retrofits | 476 | 1797 | Rate Constraint in lbs/MMBtu | FALSE | L | Annual | Rate | lb/MWh | 0.43087 | 0.43087 | 0.43087 | 0.43087 | 0.43087 | 0.43087 | 0.43087 | 0.43087
IL Fac. Spec. - NOX Rate Summer v3.1, Unit 577 and retrofits | 476 | 1797 | Rate Constraint in lbs/MMBtu | FALSE | L | Annual | Constraint Shadow Price | US2016$/Ton | 0 | 0 | 0 | 0 | 0 | 0 | 0 | 0
IL Fac. Spec. - NOX Rate Summer v3.1, Unit 578 and retrofits | 477 | 1797 | Rate Constraint in lbs/MMBtu | FALSE | L | Annual | Seasons Included | Seasons | Summer | Summer | Summer | Summer | Summer | Summer | Summer | Summer
IL Fac. Spec. - NOX Rate Summer v3.1, Unit 578 and retrofits | 477 | 1797 | Rate Constraint in lbs/MMBtu | FALSE | L | Annual | Standard NOX | lb/MMBtu | 0.25 | 0.25 | 0.25 | 0.25 | 0.25 | 0.25 | 0.25 | 0.25
IL Fac. Spec. - NOX Rate Summer v3.1, Unit 578 and retrofits | 477 | 1797 | Rate Constraint in lbs/MMBtu | FALSE | L | Annual | Emissions at Affected Plants NOX | Thousand Tons | 0.00097195 | 0.00097195 | 0.0072896 | 0.0096655 | 0.0096655 | 0.0049407 | 0.0049407 | 0.0096655
IL Fac. Spec. - NOX Rate Summer v3.1, Unit 578 and retrofits | 477 | 1797 | Rate Constraint in lbs/MMBtu | FALSE | L | Annual | Allowances Purchased NOX | Thousand Tons | 0 | 0 | 0 | 0 | 0 | 0 | 0 | 0
IL Fac. Spec. - NOX Rate Summer v3.1, Unit 578 and retrofits | 477 | 1797 | Rate Constraint in lbs/MMBtu | FALSE | L | Annual | Allowances Sold NOX | Thousand Tons | 0 | 0 | 0 | 0 | 0 | 0 | 0 | 0
IL Fac. Spec. - NOX Rate Summer v3.1, Unit 578 and retrofits | 477 | 1797 | Rate Constraint in lbs/MMBtu | FALSE | L | Annual | Allowances Banked | Thousand Tons | 0 | 0 | 0 | 0 | 0 | 0 | 0 | 0
IL Fac. Spec. - NOX Rate Summer v3.1, Unit 578 and retrofits | 477 | 1797 | Rate Constraint in lbs/MMBtu | FALSE | L | Annual | Allowances Withdrawn (1:1) | Thousand Tons | 0 | 0 | 0 | 0 | 0 | 0 | 0 | 0
IL Fac. Spec. - NOX Rate Summer v3.1, Unit 578 and retrofits | 477 | 1797 | Rate Constraint in lbs/MMBtu | FALSE | L | Annual | Allowances Withdrawn (n:1) | Thousand Tons | 0 | 0 | 0 | 0 | 0 | 0 | 0 | 0
IL Fac. Spec. - NOX Rate Summer v3.1, Unit 578 and retrofits | 477 | 1797 | Rate Constraint in lbs/MMBtu | FALSE | L | Annual | Net Emissions Allowance Position | Thousand Tons | 0.00097195 | 0.00097195 | 0.0072896 | 0.0096655 | 0.0096655 | 0.0049407 | 0.0049407 | 0.0096655
IL Fac. Spec. - NOX Rate Summer v3.1, Unit 578 and retrofits | 477 | 1797 | Rate Constraint in lbs/MMBtu | FALSE | L | Annual | Fuel Consumed | TBtu | 0.05513 | 0.05513 | 0.41348 | 0.54824 | 0.54824 | 0.28025 | 0.28025 | 0.54824
IL Fac. Spec. - NOX Rate Summer v3.1, Unit 578 and retrofits | 477 | 1797 | Rate Constraint in lbs/MMBtu | FALSE | L | Annual | Rate | lb/MMBtu | 0.03526 | 0.03526 | 0.03526 | 0.03526 | 0.03526 | 0.03526 | 0.03526 | 0.03526
IL Fac. Spec. - NOX Rate Summer v3.1, Unit 578 and retrofits | 477 | 1797 | Rate Constraint in lbs/MMBtu | FALSE | L | Annual | Generation | TWh | 0.004944 | 0.004944 | 0.03708 | 0.049165 | 0.049165 | 0.025132 | 0.025132 | 0.049165
IL Fac. Spec. - NOX Rate Summer v3.1, Unit 578 and retrofits | 477 | 1797 | Rate Constraint in lbs/MMBtu | FALSE | L | Annual | Qualifying Generation | TWh | 0.004944 | 0.004944 | 0.03708 | 0.049165 | 0.049165 | 0.025132 | 0.025132 | 0.049165
IL Fac. Spec. - NOX Rate Summer v3.1, Unit 578 and retrofits | 477 | 1797 | Rate Constraint in lbs/MMBtu | FALSE | L | Annual | Rate | lb/MWh | 0.39318 | 0.39318 | 0.39318 | 0.39318 | 0.39318 | 0.39318 | 0.39318 | 0.39318
IL Fac. Spec. - NOX Rate Summer v3.1, Unit 578 and retrofits | 477 | 1797 | Rate Constraint in lbs/MMBtu | FALSE | L | Annual | Constraint Shadow Price | US2016$/Ton | 0 | 0 | 0 | 0 | 0 | 0 | 0 | 0
IL Fac. Spec. - NOX Rate Summer v3.1, Unit 579 and retrofits | 478 | 1797 | Rate Constraint in lbs/MMBtu | FALSE | L | Annual | Seasons Included | Seasons | Summer | Summer | Summer | Summer | Summer | Summer | Summer | Summer
IL Fac. Spec. - NOX Rate Summer v3.1, Unit 579 and retrofits | 478 | 1797 | Rate Constraint in lbs/MMBtu | FALSE | L | Annual | Standard NOX | lb/MMBtu | 0.25 | 0.25 | 0.25 | 0.25 | 0.25 | 0.25 | 0.25 | 0.25
IL Fac. Spec. - NOX Rate Summer v3.1, Unit 579 and retrofits | 478 | 1797 | Rate Constraint in lbs/MMBtu | FALSE | L | Annual | Emissions at Affected Plants NOX | Thousand Tons | 0.00095623 | 0.002743 | 0.0071717 | 0.0095092 | 0.0095092 | 0.0048609 | 0.0048609 | 0.0095092
IL Fac. Spec. - NOX Rate Summer v3.1, Unit 579 and retrofits | 478 | 1797 | Rate Constraint in lbs/MMBtu | FALSE | L | Annual | Allowances Purchased NOX | Thousand Tons | 0 | 0 | 0 | 0 | 0 | 0 | 0 | 0
IL Fac. Spec. - NOX Rate Summer v3.1, Unit 579 and retrofits | 478 | 1797 | Rate Constraint in lbs/MMBtu | FALSE | L | Annual | Allowances Sold NOX | Thousand Tons | 0 | 0 | 0 | 0 | 0 | 0 | 0 | 0
IL Fac. Spec. - NOX Rate Summer v3.1, Unit 579 and retrofits | 478 | 1797 | Rate Constraint in lbs/MMBtu | FALSE | L | Annual | Allowances Banked | Thousand Tons | 0 | 0 | 0 | 0 | 0 | 0 | 0 | 0
IL Fac. Spec. - NOX Rate Summer v3.1, Unit 579 and retrofits | 478 | 1797 | Rate Constraint in lbs/MMBtu | FALSE | L | Annual | Allowances Withdrawn (1:1) | Thousand Tons | 0 | 0 | 0 | 0 | 0 | 0 | 0 | 0
IL Fac. Spec. - NOX Rate Summer v3.1, Unit 579 and retrofits | 478 | 1797 | Rate Constraint in lbs/MMBtu | FALSE | L | Annual | Allowances Withdrawn (n:1) | Thousand Tons | 0 | 0 | 0 | 0 | 0 | 0 | 0 | 0
IL Fac. Spec. - NOX Rate Summer v3.1, Unit 579 and retrofits | 478 | 1797 | Rate Constraint in lbs/MMBtu | FALSE | L | Annual | Net Emissions Allowance Position | Thousand Tons | 0.00095623 | 0.002743 | 0.0071717 | 0.0095092 | 0.0095092 | 0.0048609 | 0.0048609 | 0.0095092
IL Fac. Spec. - NOX Rate Summer v3.1, Unit 579 and retrofits | 478 | 1797 | Rate Constraint in lbs/MMBtu | FALSE | L | Annual | Fuel Consumed | TBtu | 0.05513 | 0.15814 | 0.41348 | 0.54824 | 0.54824 | 0.28025 | 0.28025 | 0.54824
IL Fac. Spec. - NOX Rate Summer v3.1, Unit 579 and retrofits | 478 | 1797 | Rate Constraint in lbs/MMBtu | FALSE | L | Annual | Rate | lb/MMBtu | 0.03469 | 0.03469 | 0.03469 | 0.03469 | 0.03469 | 0.03469 | 0.03469 | 0.03469
IL Fac. Spec. - NOX Rate Summer v3.1, Unit 579 and retrofits | 478 | 1797 | Rate Constraint in lbs/MMBtu | FALSE | L | Annual | Generation | TWh | 0.004944 | 0.014182 | 0.03708 | 0.049165 | 0.049165 | 0.025132 | 0.025132 | 0.049165
IL Fac. Spec. - NOX Rate Summer v3.1, Unit 579 and retrofits | 478 | 1797 | Rate Constraint in lbs/MMBtu | FALSE | L | Annual | Qualifying Generation | TWh | 0.004944 | 0.014182 | 0.03708 | 0.049165 | 0.049165 | 0.025132 | 0.025132 | 0.049165
IL Fac. Spec. - NOX Rate Summer v3.1, Unit 579 and retrofits | 478 | 1797 | Rate Constraint in lbs/MMBtu | FALSE | L | Annual | Rate | lb/MWh | 0.38683 | 0.38683 | 0.38683 | 0.38683 | 0.38683 | 0.38683 | 0.38683 | 0.38683
IL Fac. Spec. - NOX Rate Summer v3.1, Unit 579 and retrofits | 478 | 1797 | Rate Constraint in lbs/MMBtu | FALSE | L | Annual | Constraint Shadow Price | US2016$/Ton | 0 | 0 | 0 | 0 | 0 | 0 | 0 | 0
IL Fac. Spec. - NOX Rate Summer v3.1, Unit 580 and retrofits | 479 | 1797 | Rate Constraint in lbs/MMBtu | FALSE | L | Annual | Seasons Included | Seasons | Summer | Summer | Summer | Summer | Summer | Summer | Summer | Summer
IL Fac. Spec. - NOX Rate Summer v3.1, Unit 580 and retrofits | 479 | 1797 | Rate Constraint in lbs/MMBtu | FALSE | L | Annual | Standard NOX | lb/MMBtu | 0.25 | 0.25 | 0.25 | 0.25 | 0.25 | 0.25 | 0.25 | 0.25
IL Fac. Spec. - NOX Rate Summer v3.1, Unit 580 and retrofits | 479 | 1797 | Rate Constraint in lbs/MMBtu | FALSE | L | Annual | Emissions at Affected Plants NOX | Thousand Tons | 0.00090331 | 0.00090331 | 0.0067748 | 0.0089829 | 0.0089829 | 0.0045918 | 0.0045918 | 0.0089829
IL Fac. Spec. - NOX Rate Summer v3.1, Unit 580 and retrofits | 479 | 1797 | Rate Constraint in lbs/MMBtu | FALSE | L | Annual | Allowances Purchased NOX | Thousand Tons | 0 | 0 | 0 | 0 | 0 | 0 | 0 | 0
IL Fac. Spec. - NOX Rate Summer v3.1, Unit 580 and retrofits | 479 | 1797 | Rate Constraint in lbs/MMBtu | FALSE | L | Annual | Allowances Sold NOX | Thousand Tons | 0 | 0 | 0 | 0 | 0 | 0 | 0 | 0
IL Fac. Spec. - NOX Rate Summer v3.1, Unit 580 and retrofits | 479 | 1797 | Rate Constraint in lbs/MMBtu | FALSE | L | Annual | Allowances Banked | Thousand Tons | 0 | 0 | 0 | 0 | 0 | 0 | 0 | 0
IL Fac. Spec. - NOX Rate Summer v3.1, Unit 580 and retrofits | 479 | 1797 | Rate Constraint in lbs/MMBtu | FALSE | L | Annual | Allowances Withdrawn (1:1) | Thousand Tons | 0 | 0 | 0 | 0 | 0 | 0 | 0 | 0
IL Fac. Spec. - NOX Rate Summer v3.1, Unit 580 and retrofits | 479 | 1797 | Rate Constraint in lbs/MMBtu | FALSE | L | Annual | Allowances Withdrawn (n:1) | Thousand Tons | 0 | 0 | 0 | 0 | 0 | 0 | 0 | 0
IL Fac. Spec. - NOX Rate Summer v3.1, Unit 580 and retrofits | 479 | 1797 | Rate Constraint in lbs/MMBtu | FALSE | L | Annual | Net Emissions Allowance Position | Thousand Tons | 0.00090331 | 0.00090331 | 0.0067748 | 0.0089829 | 0.0089829 | 0.0045918 | 0.0045918 | 0.0089829
IL Fac. Spec. - NOX Rate Summer v3.1, Unit 580 and retrofits | 479 | 1797 | Rate Constraint in lbs/MMBtu | FALSE | L | Annual | Fuel Consumed | TBtu | 0.05513 | 0.05513 | 0.41348 | 0.54824 | 0.54824 | 0.28025 | 0.28025 | 0.54824
IL Fac. Spec. - NOX Rate Summer v3.1, Unit 580 and retrofits | 479 | 1797 | Rate Constraint in lbs/MMBtu | FALSE | L | Annual | Rate | lb/MMBtu | 0.03277 | 0.03277 | 0.03277 | 0.03277 | 0.03277 | 0.03277 | 0.03277 | 0.03277
IL Fac. Spec. - NOX Rate Summer v3.1, Unit 580 and retrofits | 479 | 1797 | Rate Constraint in lbs/MMBtu | FALSE | L | Annual | Generation | TWh | 0.004944 | 0.004944 | 0.03708 | 0.049165 | 0.049165 | 0.025132 | 0.025132 | 0.049165
IL Fac. Spec. - NOX Rate Summer v3.1, Unit 580 and retrofits | 479 | 1797 | Rate Constraint in lbs/MMBtu | FALSE | L | Annual | Qualifying Generation | TWh | 0.004944 | 0.004944 | 0.03708 | 0.049165 | 0.049165 | 0.025132 | 0.025132 | 0.049165
IL Fac. Spec. - NOX Rate Summer v3.1, Unit 580 and retrofits | 479 | 1797 | Rate Constraint in lbs/MMBtu | FALSE | L | Annual | Rate | lb/MWh | 0.36542 | 0.36542 | 0.36542 | 0.36542 | 0.36542 | 0.36542 | 0.36542 | 0.36542
IL Fac. Spec. - NOX Rate Summer v3.1, Unit 580 and retrofits | 479 | 1797 | Rate Constraint in lbs/MMBtu | FALSE | L | Annual | Constraint Shadow Price | US2016$/Ton | 0 | 0 | 0 | 0 | 0 | 0 | 0 | 0
IL Fac. Spec. - NOX Rate Summer v3.1, Unit 581 and retrofits | 480 | 1797 | Rate Constraint in lbs/MMBtu | FALSE | L | Annual | Seasons Included | Seasons | Summer | Summer | Summer | Summer | Summer | Summer | Summer | Summer
IL Fac. Spec. - NOX Rate Summer v3.1, Unit 581 and retrofits | 480 | 1797 | Rate Constraint in lbs/MMBtu | FALSE | L | Annual | Standard NOX | lb/MMBtu | 0.25 | 0.25 | 0.25 | 0.25 | 0.25 | 0.25 | 0.25 | 0.25
IL Fac. Spec. - NOX Rate Summer v3.1, Unit 581 and retrofits | 480 | 1797 | Rate Constraint in lbs/MMBtu | FALSE | L | Annual | Emissions at Affected Plants NOX | Thousand Tons | 0.00092757 | 0.00092757 | 0.0069567 | 0.0092241 | 0.0092241 | 0.0047151 | 0.0047151 | 0.0092241
IL Fac. Spec. - NOX Rate Summer v3.1, Unit 581 and retrofits | 480 | 1797 | Rate Constraint in lbs/MMBtu | FALSE | L | Annual | Allowances Purchased NOX | Thousand Tons | 0 | 0 | 0 | 0 | 0 | 0 | 0 | 0
IL Fac. Spec. - NOX Rate Summer v3.1, Unit 581 and retrofits | 480 | 1797 | Rate Constraint in lbs/MMBtu | FALSE | L | Annual | Allowances Sold NOX | Thousand Tons | 0 | 0 | 0 | 0 | 0 | 0 | 0 | 0
IL Fac. Spec. - NOX Rate Summer v3.1, Unit 581 and retrofits | 480 | 1797 | Rate Constraint in lbs/MMBtu | FALSE | L | Annual | Allowances Banked | Thousand Tons | 0 | 0 | 0 | 0 | 0 | 0 | 0 | 0
IL Fac. Spec. - NOX Rate Summer v3.1, Unit 581 and retrofits | 480 | 1797 | Rate Constraint in lbs/MMBtu | FALSE | L | Annual | Allowances Withdrawn (1:1) | Thousand Tons | 0 | 0 | 0 | 0 | 0 | 0 | 0 | 0
IL Fac. Spec. - NOX Rate Summer v3.1, Unit 581 and retrofits | 480 | 1797 | Rate Constraint in lbs/MMBtu | FALSE | L | Annual | Allowances Withdrawn (n:1) | Thousand Tons | 0 | 0 | 0 | 0 | 0 | 0 | 0 | 0
IL Fac. Spec. - NOX Rate Summer v3.1, Unit 581 and retrofits | 480 | 1797 | Rate Constraint in lbs/MMBtu | FALSE | L | Annual | Net Emissions Allowance Position | Thousand Tons | 0.00092757 | 0.00092757 | 0.0069567 | 0.0092241 | 0.0092241 | 0.0047151 | 0.0047151 | 0.0092241
IL Fac. Spec. - NOX Rate Summer v3.1, Unit 581 and retrofits | 480 | 1797 | Rate Constraint in lbs/MMBtu | FALSE | L | Annual | Fuel Consumed | TBtu | 0.05513 | 0.05513 | 0.41348 | 0.54824 | 0.54824 | 0.28025 | 0.28025 | 0.54824
IL Fac. Spec. - NOX Rate Summer v3.1, Unit 581 and retrofits | 480 | 1797 | Rate Constraint in lbs/MMBtu | FALSE | L | Annual | Rate | lb/MMBtu | 0.03365 | 0.03365 | 0.03365 | 0.03365 | 0.03365 | 0.03365 | 0.03365 | 0.03365
IL Fac. Spec. - NOX Rate Summer v3.1, Unit 581 and retrofits | 480 | 1797 | Rate Constraint in lbs/MMBtu | FALSE | L | Annual | Generation | TWh | 0.004944 | 0.004944 | 0.03708 | 0.049165 | 0.049165 | 0.025132 | 0.025132 | 0.049165
IL Fac. Spec. - NOX Rate Summer v3.1, Unit 581 and retrofits | 480 | 1797 | Rate Constraint in lbs/MMBtu | FALSE | L | Annual | Qualifying Generation | TWh | 0.004944 | 0.004944 | 0.03708 | 0.049165 | 0.049165 | 0.025132 | 0.025132 | 0.049165
IL Fac. Spec. - NOX Rate Summer v3.1, Unit 581 and retrofits | 480 | 1797 | Rate Constraint in lbs/MMBtu | FALSE | L | Annual | Rate | lb/MWh | 0.37523 | 0.37523 | 0.37523 | 0.37523 | 0.37523 | 0.37523 | 0.37523 | 0.37523
IL Fac. Spec. - NOX Rate Summer v3.1, Unit 581 and retrofits | 480 | 1797 | Rate Constraint in lbs/MMBtu | FALSE | L | Annual | Constraint Shadow Price | US2016$/Ton | 0 | 0 | 0 | 0 | 0 | 0 | 0 | 0
IL Fac. Spec. - NOX Rate Summer v3.1, Unit 582 and retrofits | 481 | 1797 | Rate Constraint in lbs/MMBtu | FALSE | L | Annual | Seasons Included | Seasons | Summer | Summer | Summer | Summer | Summer | Summer | Summer | Summer
IL Fac. Spec. - NOX Rate Summer v3.1, Unit 582 and retrofits | 481 | 1797 | Rate Constraint in lbs/MMBtu | FALSE | L | Annual | Standard NOX | lb/MMBtu | 0.25 | 0.25 | 0.25 | 0.25 | 0.25 | 0.25 | 0.25 | 0.25
IL Fac. Spec. - NOX Rate Summer v3.1, Unit 582 and retrofits | 481 | 1797 | Rate Constraint in lbs/MMBtu | FALSE | L | Annual | Emissions at Affected Plants NOX | Thousand Tons | 0 | 0 | 0 | 0.00051643 | 0.00051643 | 0.00051643 | 0.00051643 | 0.00051643
IL Fac. Spec. - NOX Rate Summer v3.1, Unit 582 and retrofits | 481 | 1797 | Rate Constraint in lbs/MMBtu | FALSE | L | Annual | Allowances Purchased NOX | Thousand Tons | 0 | 0 | 0 | 0 | 0 | 0 | 0 | 0
IL Fac. Spec. - NOX Rate Summer v3.1, Unit 582 and retrofits | 481 | 1797 | Rate Constraint in lbs/MMBtu | FALSE | L | Annual | Allowances Sold NOX | Thousand Tons | 0 | 0 | 0 | 0 | 0 | 0 | 0 | 0
IL Fac. Spec. - NOX Rate Summer v3.1, Unit 582 and retrofits | 481 | 1797 | Rate Constraint in lbs/MMBtu | FALSE | L | Annual | Allowances Banked | Thousand Tons | 0 | 0 | 0 | 0 | 0 | 0 | 0 | 0
IL Fac. Spec. - NOX Rate Summer v3.1, Unit 582 and retrofits | 481 | 1797 | Rate Constraint in lbs/MMBtu | FALSE | L | Annual | Allowances Withdrawn (1:1) | Thousand Tons | 0 | 0 | 0 | 0 | 0 | 0 | 0 | 0
IL Fac. Spec. - NOX Rate Summer v3.1, Unit 582 and retrofits | 481 | 1797 | Rate Constraint in lbs/MMBtu | FALSE | L | Annual | Allowances Withdrawn (n:1) | Thousand Tons | 0 | 0 | 0 | 0 | 0 | 0 | 0 | 0
IL Fac. Spec. - NOX Rate Summer v3.1, Unit 582 and retrofits | 481 | 1797 | Rate Constraint in lbs/MMBtu | FALSE | L | Annual | Net Emissions Allowance Position | Thousand Tons | 0 | 0 | 0 | 0.00051643 | 0.00051643 | 0.00051643 | 0.00051643 | 0.00051643
IL Fac. Spec. - NOX Rate Summer v3.1, Unit 582 and retrofits | 481 | 1797 | Rate Constraint in lbs/MMBtu | FALSE | L | Annual | Fuel Consumed | TBtu | 0 | 0 | 0 | 0.031518 | 0.031518 | 0.031518 | 0.031518 | 0.031518
IL Fac. Spec. - NOX Rate Summer v3.1, Unit 582 and retrofits | 481 | 1797 | Rate Constraint in lbs/MMBtu | FALSE | L | Annual | Rate | lb/MMBtu | 0 | 0 | 0 | 0.03277 | 0.03277 | 0.03277 | 0.03277 | 0.03277
IL Fac. Spec. - NOX Rate Summer v3.1, Unit 582 and retrofits | 481 | 1797 | Rate Constraint in lbs/MMBtu | FALSE | L | Annual | Generation | TWh | 0 | 0 | 0 | 0.0025379 | 0.0025379 | 0.0025379 | 0.0025379 | 0.0025379
IL Fac. Spec. - NOX Rate Summer v3.1, Unit 582 and retrofits | 481 | 1797 | Rate Constraint in lbs/MMBtu | FALSE | L | Annual | Qualifying Generation | TWh | 0 | 0 | 0 | 0.0025379 | 0.0025379 | 0.0025379 | 0.0025379 | 0.0025379
IL Fac. Spec. - NOX Rate Summer v3.1, Unit 582 and retrofits | 481 | 1797 | Rate Constraint in lbs/MMBtu | FALSE | L | Annual | Rate | lb/MWh | 0 | 0 | 0 | 0.40697 | 0.40697 | 0.40697 | 0.40697 | 0.40697
IL Fac. Spec. - NOX Rate Summer v3.1, Unit 582 and retrofits | 481 | 1797 | Rate Constraint in lbs/MMBtu | FALSE | L | Annual | Constraint Shadow Price | US2016$/Ton | 0 | 0 | 0 | 0 | 0 | 0 | 0 | 0
IL Fac. Spec. - NOX Rate Summer v3.1, Unit 583 and retrofits | 482 | 1797 | Rate Constraint in lbs/MMBtu | FALSE | L | Annual | Seasons Included | Seasons | Summer | Summer | Summer | Summer | Summer | Summer | Summer | Summer
IL Fac. Spec. - NOX Rate Summer v3.1, Unit 583 and retrofits | 482 | 1797 | Rate Constraint in lbs/MMBtu | FALSE | L | Annual | Standard NOX | lb/MMBtu | 0.25 | 0.25 | 0.25 | 0.25 | 0.25 | 0.25 | 0.25 | 0.25
IL Fac. Spec. - NOX Rate Summer v3.1, Unit 583 and retrofits | 482 | 1797 | Rate Constraint in lbs/MMBtu | FALSE | L | Annual | Emissions at Affected Plants NOX | Thousand Tons | 0 | 0 | 0 | 0.00052525 | 0.00052525 | 0.00052525 | 0.00052525 | 0.00052525
IL Fac. Spec. - NOX Rate Summer v3.1, Unit 583 and retrofits | 482 | 1797 | Rate Constraint in lbs/MMBtu | FALSE | L | Annual | Allowances Purchased NOX | Thousand Tons | 0 | 0 | 0 | 0 | 0 | 0 | 0 | 0
IL Fac. Spec. - NOX Rate Summer v3.1, Unit 583 and retrofits | 482 | 1797 | Rate Constraint in lbs/MMBtu | FALSE | L | Annual | Allowances Sold NOX | Thousand Tons | 0 | 0 | 0 | 0 | 0 | 0 | 0 | 0
IL Fac. Spec. - NOX Rate Summer v3.1, Unit 583 and retrofits | 482 | 1797 | Rate Constraint in lbs/MMBtu | FALSE | L | Annual | Allowances Banked | Thousand Tons | 0 | 0 | 0 | 0 | 0 | 0 | 0 | 0
IL Fac. Spec. - NOX Rate Summer v3.1, Unit 583 and retrofits | 482 | 1797 | Rate Constraint in lbs/MMBtu | FALSE | L | Annual | Allowances Withdrawn (1:1) | Thousand Tons | 0 | 0 | 0 | 0 | 0 | 0 | 0 | 0
IL Fac. Spec. - NOX Rate Summer v3.1, Unit 583 and retrofits | 482 | 1797 | Rate Constraint in lbs/MMBtu | FALSE | L | Annual | Allowances Withdrawn (n:1) | Thousand Tons | 0 | 0 | 0 | 0 | 0 | 0 | 0 | 0
IL Fac. Spec. - NOX Rate Summer v3.1, Unit 583 and retrofits | 482 | 1797 | Rate Constraint in lbs/MMBtu | FALSE | L | Annual | Net Emissions Allowance Position | Thousand Tons | 0 | 0 | 0 | 0.00052525 | 0.00052525 | 0.00052525 | 0.00052525 | 0.00052525
IL Fac. Spec. - NOX Rate Summer v3.1, Unit 583 and retrofits | 482 | 1797 | Rate Constraint in lbs/MMBtu | FALSE | L | Annual | Fuel Consumed | TBtu | 0 | 0 | 0 | 0.031518 | 0.031518 | 0.031518 | 0.031518 | 0.031518
IL Fac. Spec. - NOX Rate Summer v3.1, Unit 583 and retrofits | 482 | 1797 | Rate Constraint in lbs/MMBtu | FALSE | L | Annual | Rate | lb/MMBtu | 0 | 0 | 0 | 0.03333 | 0.03333 | 0.03333 | 0.03333 | 0.03333
IL Fac. Spec. - NOX Rate Summer v3.1, Unit 583 and retrofits | 482 | 1797 | Rate Constraint in lbs/MMBtu | FALSE | L | Annual | Generation | TWh | 0 | 0 | 0 | 0.0025379 | 0.0025379 | 0.0025379 | 0.0025379 | 0.0025379
IL Fac. Spec. - NOX Rate Summer v3.1, Unit 583 and retrofits | 482 | 1797 | Rate Constraint in lbs/MMBtu | FALSE | L | Annual | Qualifying Generation | TWh | 0 | 0 | 0 | 0.0025379 | 0.0025379 | 0.0025379 | 0.0025379 | 0.0025379
IL Fac. Spec. - NOX Rate Summer v3.1, Unit 583 and retrofits | 482 | 1797 | Rate Constraint in lbs/MMBtu | FALSE | L | Annual | Rate | lb/MWh | 0 | 0 | 0 | 0.41393 | 0.41393 | 0.41393 | 0.41393 | 0.41393
IL Fac. Spec. - NOX Rate Summer v3.1, Unit 583 and retrofits | 482 | 1797 | Rate Constraint in lbs/MMBtu | FALSE | L | Annual | Constraint Shadow Price | US2016$/Ton | 0 | 0 | 0 | 0 | 0 | 0 | 0 | 0
IL Fac. Spec. - NOX Rate Summer v3.1, Unit 584 and retrofits | 483 | 1797 | Rate Constraint in lbs/MMBtu | FALSE | L | Annual | Seasons Included | Seasons | Summer | Summer | Summer | Summer | Summer | Summer | Summer | Summer
IL Fac. Spec. - NOX Rate Summer v3.1, Unit 584 and retrofits | 483 | 1797 | Rate Constraint in lbs/MMBtu | FALSE | L | Annual | Standard NOX | lb/MMBtu | 0.25 | 0.25 | 0.25 | 0.25 | 0.25 | 0.25 | 0.25 | 0.25
IL Fac. Spec. - NOX Rate Summer v3.1, Unit 584 and retrofits | 483 | 1797 | Rate Constraint in lbs/MMBtu | FALSE | L | Annual | Emissions at Affected Plants NOX | Thousand Tons | 0 | 0 | 0 | 0.00052667 | 0.00052667 | 0.00052667 | 0.00052667 | 0.00052667
IL Fac. Spec. - NOX Rate Summer v3.1, Unit 584 and retrofits | 483 | 1797 | Rate Constraint in lbs/MMBtu | FALSE | L | Annual | Allowances Purchased NOX | Thousand Tons | 0 | 0 | 0 | 0 | 0 | 0 | 0 | 0
IL Fac. Spec. - NOX Rate Summer v3.1, Unit 584 and retrofits | 483 | 1797 | Rate Constraint in lbs/MMBtu | FALSE | L | Annual | Allowances Sold NOX | Thousand Tons | 0 | 0 | 0 | 0 | 0 | 0 | 0 | 0
IL Fac. Spec. - NOX Rate Summer v3.1, Unit 584 and retrofits | 483 | 1797 | Rate Constraint in lbs/MMBtu | FALSE | L | Annual | Allowances Banked | Thousand Tons | 0 | 0 | 0 | 0 | 0 | 0 | 0 | 0
IL Fac. Spec. - NOX Rate Summer v3.1, Unit 584 and retrofits | 483 | 1797 | Rate Constraint in lbs/MMBtu | FALSE | L | Annual | Allowances Withdrawn (1:1) | Thousand Tons | 0 | 0 | 0 | 0 | 0 | 0 | 0 | 0
IL Fac. Spec. - NOX Rate Summer v3.1, Unit 584 and retrofits | 483 | 1797 | Rate Constraint in lbs/MMBtu | FALSE | L | Annual | Allowances Withdrawn (n:1) | Thousand Tons | 0 | 0 | 0 | 0 | 0 | 0 | 0 | 0
IL Fac. Spec. - NOX Rate Summer v3.1, Unit 584 and retrofits | 483 | 1797 | Rate Constraint in lbs/MMBtu | FALSE | L | Annual | Net Emissions Allowance Position | Thousand Tons | 0 | 0 | 0 | 0.00052667 | 0.00052667 | 0.00052667 | 0.00052667 | 0.00052667
IL Fac. Spec. - NOX Rate Summer v3.1, Unit 584 and retrofits | 483 | 1797 | Rate Constraint in lbs/MMBtu | FALSE | L | Annual | Fuel Consumed | TBtu | 0 | 0 | 0 | 0.031518 | 0.031518 | 0.031518 | 0.031518 | 0.031518
IL Fac. Spec. - NOX Rate Summer v3.1, Unit 584 and retrofits | 483 | 1797 | Rate Constraint in lbs/MMBtu | FALSE | L | Annual | Rate | lb/MMBtu | 0 | 0 | 0 | 0.03342 | 0.03342 | 0.03342 | 0.03342 | 0.03342
IL Fac. Spec. - NOX Rate Summer v3.1, Unit 584 and retrofits | 483 | 1797 | Rate Constraint in lbs/MMBtu | FALSE | L | Annual | Generation | TWh | 0 | 0 | 0 | 0.0025379 | 0.0025379 | 0.0025379 | 0.0025379 | 0.0025379
IL Fac. Spec. - NOX Rate Summer v3.1, Unit 584 and retrofits | 483 | 1797 | Rate Constraint in lbs/MMBtu | FALSE | L | Annual | Qualifying Generation | TWh | 0 | 0 | 0 | 0.0025379 | 0.0025379 | 0.0025379 | 0.0025379 | 0.0025379
IL Fac. Spec. - NOX Rate Summer v3.1, Unit 584 and retrofits | 483 | 1797 | Rate Constraint in lbs/MMBtu | FALSE | L | Annual | Rate | lb/MWh | 0 | 0 | 0 | 0.41504 | 0.41504 | 0.41504 | 0.41504 | 0.41504
IL Fac. Spec. - NOX Rate Summer v3.1, Unit 584 and retrofits | 483 | 1797 | Rate Constraint in lbs/MMBtu | FALSE | L | Annual | Constraint Shadow Price | US2016$/Ton | 0 | 0 | 0 | 0 | 0 | 0 | 0 | 0
IL Fac. Spec. - NOX Rate Summer v3.1, Unit 585 and retrofits | 484 | 1797 | Rate Constraint in lbs/MMBtu | FALSE | L | Annual | Seasons Included | Seasons | Summer | Summer | Summer | Summer | Summer | Summer | Summer | Summer
IL Fac. Spec. - NOX Rate Summer v3.1, Unit 585 and retrofits | 484 | 1797 | Rate Constraint in lbs/MMBtu | FALSE | L | Annual | Standard NOX | lb/MMBtu | 0.25 | 0.25 | 0.25 | 0.25 | 0.25 | 0.25 | 0.25 | 0.25
IL Fac. Spec. - NOX Rate Summer v3.1, Unit 585 and retrofits | 484 | 1797 | Rate Constraint in lbs/MMBtu | FALSE | L | Annual | Emissions at Affected Plants NOX | Thousand Tons | 0 | 0 | 0 | 0.00083917 | 0.00083917 | 0.00083917 | 0.00083917 | 0.00083917
IL Fac. Spec. - NOX Rate Summer v3.1, Unit 585 and retrofits | 484 | 1797 | Rate Constraint in lbs/MMBtu | FALSE | L | Annual | Allowances Purchased NOX | Thousand Tons | 0 | 0 | 0 | 0 | 0 | 0 | 0 | 0
IL Fac. Spec. - NOX Rate Summer v3.1, Unit 585 and retrofits | 484 | 1797 | Rate Constraint in lbs/MMBtu | FALSE | L | Annual | Allowances Sold NOX | Thousand Tons | 0 | 0 | 0 | 0 | 0 | 0 | 0 | 0
IL Fac. Spec. - NOX Rate Summer v3.1, Unit 585 and retrofits | 484 | 1797 | Rate Constraint in lbs/MMBtu | FALSE | L | Annual | Allowances Banked | Thousand Tons | 0 | 0 | 0 | 0 | 0 | 0 | 0 | 0
IL Fac. Spec. - NOX Rate Summer v3.1, Unit 585 and retrofits | 484 | 1797 | Rate Constraint in lbs/MMBtu | FALSE | L | Annual | Allowances Withdrawn (1:1) | Thousand Tons | 0 | 0 | 0 | 0 | 0 | 0 | 0 | 0
IL Fac. Spec. - NOX Rate Summer v3.1, Unit 585 and retrofits | 484 | 1797 | Rate Constraint in lbs/MMBtu | FALSE | L | Annual | Allowances Withdrawn (n:1) | Thousand Tons | 0 | 0 | 0 | 0 | 0 | 0 | 0 | 0
IL Fac. Spec. - NOX Rate Summer v3.1, Unit 585 and retrofits | 484 | 1797 | Rate Constraint in lbs/MMBtu | FALSE | L | Annual | Net Emissions Allowance Position | Thousand Tons | 0 | 0 | 0 | 0.00083917 | 0.00083917 | 0.00083917 | 0.00083917 | 0.00083917
IL Fac. Spec. - NOX Rate Summer v3.1, Unit 585 and retrofits | 484 | 1797 | Rate Constraint in lbs/MMBtu | FALSE | L | Annual | Fuel Consumed | TBtu | 0 | 0 | 0 | 0.031518 | 0.031518 | 0.031518 | 0.031518 | 0.031518
IL Fac. Spec. - NOX Rate Summer v3.1, Unit 585 and retrofits | 484 | 1797 | Rate Constraint in lbs/MMBtu | FALSE | L | Annual | Rate | lb/MMBtu | 0 | 0 | 0 | 0.05325 | 0.05325 | 0.05325 | 0.05325 | 0.05325
IL Fac. Spec. - NOX Rate Summer v3.1, Unit 585 and retrofits | 484 | 1797 | Rate Constraint in lbs/MMBtu | FALSE | L | Annual | Generation | TWh | 0 | 0 | 0 | 0.0025379 | 0.0025379 | 0.0025379 | 0.0025379 | 0.0025379
IL Fac. Spec. - NOX Rate Summer v3.1, Unit 585 and retrofits | 484 | 1797 | Rate Constraint in lbs/MMBtu | FALSE | L | Annual | Qualifying Generation | TWh | 0 | 0 | 0 | 0.0025379 | 0.0025379 | 0.0025379 | 0.0025379 | 0.0025379
IL Fac. Spec. - NOX Rate Summer v3.1, Unit 585 and retrofits | 484 | 1797 | Rate Constraint in lbs/MMBtu | FALSE | L | Annual | Rate | lb/MWh | 0 | 0 | 0 | 0.66131 | 0.66131 | 0.66131 | 0.66131 | 0.66131
IL Fac. Spec. - NOX Rate Summer v3.1, Unit 585 and retrofits | 484 | 1797 | Rate Constraint in lbs/MMBtu | FALSE | L | Annual | Constraint Shadow Price | US2016$/Ton | 0 | 0 | 0 | 0 | 0 | 0 | 0 | 0
IL Fac. Spec. - NOX Rate Summer v3.1, Unit 586 and retrofits | 485 | 1797 | Rate Constraint in lbs/MMBtu | FALSE | L | Annual | Seasons Included | Seasons | Summer | Summer | Summer | Summer | Summer | Summer | Summer | Summer
IL Fac. Spec. - NOX Rate Summer v3.1, Unit 586 and retrofits | 485 | 1797 | Rate Constraint in lbs/MMBtu | FALSE | L | Annual | Standard NOX | lb/MMBtu | 0.25 | 0.25 | 0.25 | 0.25 | 0.25 | 0.25 | 0.25 | 0.25
IL Fac. Spec. - NOX Rate Summer v3.1, Unit 586 and retrofits | 485 | 1797 | Rate Constraint in lbs/MMBtu | FALSE | L | Annual | Emissions at Affected Plants NOX | Thousand Tons | 0 | 0 | 0 | 0.00045575 | 0.00045575 | 0.00045575 | 0.00045575 | 0.00045575
IL Fac. Spec. - NOX Rate Summer v3.1, Unit 586 and retrofits | 485 | 1797 | Rate Constraint in lbs/MMBtu | FALSE | L | Annual | Allowances Purchased NOX | Thousand Tons | 0 | 0 | 0 | 0 | 0 | 0 | 0 | 0
IL Fac. Spec. - NOX Rate Summer v3.1, Unit 586 and retrofits | 485 | 1797 | Rate Constraint in lbs/MMBtu | FALSE | L | Annual | Allowances Sold NOX | Thousand Tons | 0 | 0 | 0 | 0 | 0 | 0 | 0 | 0
IL Fac. Spec. - NOX Rate Summer v3.1, Unit 586 and retrofits | 485 | 1797 | Rate Constraint in lbs/MMBtu | FALSE | L | Annual | Allowances Banked | Thousand Tons | 0 | 0 | 0 | 0 | 0 | 0 | 0 | 0
IL Fac. Spec. - NOX Rate Summer v3.1, Unit 586 and retrofits | 485 | 1797 | Rate Constraint in lbs/MMBtu | FALSE | L | Annual | Allowances Withdrawn (1:1) | Thousand Tons | 0 | 0 | 0 | 0 | 0 | 0 | 0 | 0
IL Fac. Spec. - NOX Rate Summer v3.1, Unit 586 and retrofits | 485 | 1797 | Rate Constraint in lbs/MMBtu | FALSE | L | Annual | Allowances Withdrawn (n:1) | Thousand Tons | 0 | 0 | 0 | 0 | 0 | 0 | 0 | 0
IL Fac. Spec. - NOX Rate Summer v3.1, Unit 586 and retrofits | 485 | 1797 | Rate Constraint in lbs/MMBtu | FALSE | L | Annual | Net Emissions Allowance Position | Thousand Tons | 0 | 0 | 0 | 0.00045575 | 0.00045575 | 0.00045575 | 0.00045575 | 0.00045575
IL Fac. Spec. - NOX Rate Summer v3.1, Unit 586 and retrofits | 485 | 1797 | Rate Constraint in lbs/MMBtu | FALSE | L | Annual | Fuel Consumed | TBtu | 0 | 0 | 0 | 0.031518 | 0.031518 | 0.031518 | 0.031518 | 0.031518
IL Fac. Spec. - NOX Rate Summer v3.1, Unit 586 and retrofits | 485 | 1797 | Rate Constraint in lbs/MMBtu | FALSE | L | Annual | Rate | lb/MMBtu | 0 | 0 | 0 | 0.02892 | 0.02892 | 0.02892 | 0.02892 | 0.02892
IL Fac. Spec. - NOX Rate Summer v3.1, Unit 586 and retrofits | 485 | 1797 | Rate Constraint in lbs/MMBtu | FALSE | L | Annual | Generation | TWh | 0 | 0 | 0 | 0.0025379 | 0.0025379 | 0.0025379 | 0.0025379 | 0.0025379
IL Fac. Spec. - NOX Rate Summer v3.1, Unit 586 and retrofits | 485 | 1797 | Rate Constraint in lbs/MMBtu | FALSE | L | Annual | Qualifying Generation | TWh | 0 | 0 | 0 | 0.0025379 | 0.0025379 | 0.0025379 | 0.0025379 | 0.0025379
IL Fac. Spec. - NOX Rate Summer v3.1, Unit 586 and retrofits | 485 | 1797 | Rate Constraint in lbs/MMBtu | FALSE | L | Annual | Rate | lb/MWh | 0 | 0 | 0 | 0.35916 | 0.35916 | 0.35916 | 0.35916 | 0.35916
IL Fac. Spec. - NOX Rate Summer v3.1, Unit 586 and retrofits | 485 | 1797 | Rate Constraint in lbs/MMBtu | FALSE | L | Annual | Constraint Shadow Price | US2016$/Ton | 0 | 0 | 0 | 0 | 0 | 0 | 0 | 0
IL Fac. Spec. - NOX Rate Summer v3.1, Unit 587 and retrofits | 486 | 1797 | Rate Constraint in lbs/MMBtu | FALSE | L | Annual | Seasons Included | Seasons | Summer | Summer | Summer | Summer | Summer | Summer | Summer | Summer
IL Fac. Spec. - NOX Rate Summer v3.1, Unit 587 and retrofits | 486 | 1797 | Rate Constraint in lbs/MMBtu | FALSE | L | Annual | Standard NOX | lb/MMBtu | 0.25 | 0.25 | 0.25 | 0.25 | 0.25 | 0.25 | 0.25 | 0.25
IL Fac. Spec. - NOX Rate Summer v3.1, Unit 587 and retrofits | 486 | 1797 | Rate Constraint in lbs/MMBtu | FALSE | L | Annual | Emissions at Affected Plants NOX | Thousand Tons | 0 | 0 | 0 | 0.00048444 | 0.00048444 | 0.00048444 | 0.00048444 | 0.00048444
IL Fac. Spec. - NOX Rate Summer v3.1, Unit 587 and retrofits | 486 | 1797 | Rate Constraint in lbs/MMBtu | FALSE | L | Annual | Allowances Purchased NOX | Thousand Tons | 0 | 0 | 0 | 0 | 0 | 0 | 0 | 0
IL Fac. Spec. - NOX Rate Summer v3.1, Unit 587 and retrofits | 486 | 1797 | Rate Constraint in lbs/MMBtu | FALSE | L | Annual | Allowances Sold NOX | Thousand Tons | 0 | 0 | 0 | 0 | 0 | 0 | 0 | 0
IL Fac. Spec. - NOX Rate Summer v3.1, Unit 587 and retrofits | 486 | 1797 | Rate Constraint in lbs/MMBtu | FALSE | L | Annual | Allowances Banked | Thousand Tons | 0 | 0 | 0 | 0 | 0 | 0 | 0 | 0
IL Fac. Spec. - NOX Rate Summer v3.1, Unit 587 and retrofits | 486 | 1797 | Rate Constraint in lbs/MMBtu | FALSE | L | Annual | Allowances Withdrawn (1:1) | Thousand Tons | 0 | 0 | 0 | 0 | 0 | 0 | 0 | 0
IL Fac. Spec. - NOX Rate Summer v3.1, Unit 587 and retrofits | 486 | 1797 | Rate Constraint in lbs/MMBtu | FALSE | L | Annual | Allowances Withdrawn (n:1) | Thousand Tons | 0 | 0 | 0 | 0 | 0 | 0 | 0 | 0
IL Fac. Spec. - NOX Rate Summer v3.1, Unit 587 and retrofits | 486 | 1797 | Rate Constraint in lbs/MMBtu | FALSE | L | Annual | Net Emissions Allowance Position | Thousand Tons | 0 | 0 | 0 | 0.00048444 | 0.00048444 | 0.00048444 | 0.00048444 | 0.00048444
IL Fac. Spec. - NOX Rate Summer v3.1, Unit 587 and retrofits | 486 | 1797 | Rate Constraint in lbs/MMBtu | FALSE | L | Annual | Fuel Consumed | TBtu | 0 | 0 | 0 | 0.031518 | 0.031518 | 0.031518 | 0.031518 | 0.031518
IL Fac. Spec. - NOX Rate Summer v3.1, Unit 587 and retrofits | 486 | 1797 | Rate Constraint in lbs/MMBtu | FALSE | L | Annual | Rate | lb/MMBtu | 0 | 0 | 0 | 0.03074 | 0.03074 | 0.03074 | 0.03074 | 0.03074
IL Fac. Spec. - NOX Rate Summer v3.1, Unit 587 and retrofits | 486 | 1797 | Rate Constraint in lbs/MMBtu | FALSE | L | Annual | Generation | TWh | 0 | 0 | 0 | 0.0025379 | 0.0025379 | 0.0025379 | 0.0025379 | 0.0025379
IL Fac. Spec. - NOX Rate Summer v3.1, Unit 587 and retrofits | 486 | 1797 | Rate Constraint in lbs/MMBtu | FALSE | L | Annual | Qualifying Generation | TWh | 0 | 0 | 0 | 0.0025379 | 0.0025379 | 0.0025379 | 0.0025379 | 0.0025379
IL Fac. Spec. - NOX Rate Summer v3.1, Unit 587 and retrofits | 486 | 1797 | Rate Constraint in lbs/MMBtu | FALSE | L | Annual | Rate | lb/MWh | 0 | 0 | 0 | 0.38176 | 0.38176 | 0.38176 | 0.38176 | 0.38176
IL Fac. Spec. - NOX Rate Summer v3.1, Unit 587 and retrofits | 486 | 1797 | Rate Constraint in lbs/MMBtu | FALSE | L | Annual | Constraint Shadow Price | US2016$/Ton | 0 | 0 | 0 | 0 | 0 | 0 | 0 | 0
IL Fac. Spec. - NOX Rate Summer v3.1, Unit 588 and retrofits | 487 | 1797 | Rate Constraint in lbs/MMBtu | FALSE | L | Annual | Seasons Included | Seasons | Summer | Summer | Summer | Summer | Summer | Summer | Summer | Summer
IL Fac. Spec. - NOX Rate Summer v3.1, Unit 588 and retrofits | 487 | 1797 | Rate Constraint in lbs/MMBtu | FALSE | L | Annual | Standard NOX | lb/MMBtu | 0.25 | 0.25 | 0.25 | 0.25 | 0.25 | 0.25 | 0.25 | 0.25
IL Fac. Spec. - NOX Rate Summer v3.1, Unit 588 and retrofits | 487 | 1797 | Rate Constraint in lbs/MMBtu | FALSE | L | Annual | Emissions at Affected Plants NOX | Thousand Tons | 0 | 0 | 0 | 0.0005689 | 0.0005689 | 0.0005689 | 0.0005689 | 0.0005689
IL Fac. Spec. - NOX Rate Summer v3.1, Unit 588 and retrofits | 487 | 1797 | Rate Constraint in lbs/MMBtu | FALSE | L | Annual | Allowances Purchased NOX | Thousand Tons | 0 | 0 | 0 | 0 | 0 | 0 | 0 | 0
IL Fac. Spec. - NOX Rate Summer v3.1, Unit 588 and retrofits | 487 | 1797 | Rate Constraint in lbs/MMBtu | FALSE | L | Annual | Allowances Sold NOX | Thousand Tons | 0 | 0 | 0 | 0 | 0 | 0 | 0 | 0
IL Fac. Spec. - NOX Rate Summer v3.1, Unit 588 and retrofits | 487 | 1797 | Rate Constraint in lbs/MMBtu | FALSE | L | Annual | Allowances Banked | Thousand Tons | 0 | 0 | 0 | 0 | 0 | 0 | 0 | 0
IL Fac. Spec. - NOX Rate Summer v3.1, Unit 588 and retrofits | 487 | 1797 | Rate Constraint in lbs/MMBtu | FALSE | L | Annual | Allowances Withdrawn (1:1) | Thousand Tons | 0 | 0 | 0 | 0 | 0 | 0 | 0 | 0
IL Fac. Spec. - NOX Rate Summer v3.1, Unit 588 and retrofits | 487 | 1797 | Rate Constraint in lbs/MMBtu | FALSE | L | Annual | Allowances Withdrawn (n:1) | Thousand Tons | 0 | 0 | 0 | 0 | 0 | 0 | 0 | 0
IL Fac. Spec. - NOX Rate Summer v3.1, Unit 588 and retrofits | 487 | 1797 | Rate Constraint in lbs/MMBtu | FALSE | L | Annual | Net Emissions Allowance Position | Thousand Tons | 0 | 0 | 0 | 0.0005689 | 0.0005689 | 0.0005689 | 0.0005689 | 0.0005689
IL Fac. Spec. - NOX Rate Summer v3.1, Unit 588 and retrofits | 487 | 1797 | Rate Constraint in lbs/MMBtu | FALSE | L | Annual | Fuel Consumed | TBtu | 0 | 0 | 0 | 0.031518 | 0.031518 | 0.031518 | 0.031518 | 0.031518
IL Fac. Spec. - NOX Rate Summer v3.1, Unit 588 and retrofits | 487 | 1797 | Rate Constraint in lbs/MMBtu | FALSE | L | Annual | Rate | lb/MMBtu | 0 | 0 | 0 | 0.0361 | 0.0361 | 0.0361 | 0.0361 | 0.0361
IL Fac. Spec. - NOX Rate Summer v3.1, Unit 588 and retrofits | 487 | 1797 | Rate Constraint in lbs/MMBtu | FALSE | L | Annual | Generation | TWh | 0 | 0 | 0 | 0.0025379 | 0.0025379 | 0.0025379 | 0.0025379 | 0.0025379
IL Fac. Spec. - NOX Rate Summer v3.1, Unit 588 and retrofits | 487 | 1797 | Rate Constraint in lbs/MMBtu | FALSE | L | Annual | Qualifying Generation | TWh | 0 | 0 | 0 | 0.0025379 | 0.0025379 | 0.0025379 | 0.0025379 | 0.0025379
IL Fac. Spec. - NOX Rate Summer v3.1, Unit 588 and retrofits | 487 | 1797 | Rate Constraint in lbs/MMBtu | FALSE | L | Annual | Rate | lb/MWh | 0 | 0 | 0 | 0.44833 | 0.44833 | 0.44833 | 0.44833 | 0.44833
IL Fac. Spec. - NOX Rate Summer v3.1, Unit 588 and retrofits | 487 | 1797 | Rate Constraint in lbs/MMBtu | FALSE | L | Annual | Constraint Shadow Price | US2016$/Ton | 0 | 0 | 0 | 0 | 0 | 0 | 0 | 0
IL Fac. Spec. - NOX Rate Summer v3.1, Unit 589 and retrofits | 488 | 1797 | Rate Constraint in lbs/MMBtu | FALSE | L | Annual | Seasons Included | Seasons | Summer | Summer | Summer | Summer | Summer | Summer | Summer | Summer
IL Fac. Spec. - NOX Rate Summer v3.1, Unit 589 and retrofits | 488 | 1797 | Rate Constraint in lbs/MMBtu | FALSE | L | Annual | Standard NOX | lb/MMBtu | 0.25 | 0.25 | 0.25 | 0.25 | 0.25 | 0.25 | 0.25 | 0.25
IL Fac. Spec. - NOX Rate Summer v3.1, Unit 589 and retrofits | 488 | 1797 | Rate Constraint in lbs/MMBtu | FALSE | L | Annual | Emissions at Affected Plants NOX | Thousand Tons | 0 | 0 | 0 | 0.00062264 | 0.00062264 | 0.00062264 | 0.00062264 | 0.00062264
IL Fac. Spec. - NOX Rate Summer v3.1, Unit 589 and retrofits | 488 | 1797 | Rate Constraint in lbs/MMBtu | FALSE | L | Annual | Allowances Purchased NOX | Thousand Tons | 0 | 0 | 0 | 0 | 0 | 0 | 0 | 0
IL Fac. Spec. - NOX Rate Summer v3.1, Unit 589 and retrofits | 488 | 1797 | Rate Constraint in lbs/MMBtu | FALSE | L | Annual | Allowances Sold NOX | Thousand Tons | 0 | 0 | 0 | 0 | 0 | 0 | 0 | 0
IL Fac. Spec. - NOX Rate Summer v3.1, Unit 589 and retrofits | 488 | 1797 | Rate Constraint in lbs/MMBtu | FALSE | L | Annual | Allowances Banked | Thousand Tons | 0 | 0 | 0 | 0 | 0 | 0 | 0 | 0
IL Fac. Spec. - NOX Rate Summer v3.1, Unit 589 and retrofits | 488 | 1797 | Rate Constraint in lbs/MMBtu | FALSE | L | Annual | Allowances Withdrawn (1:1) | Thousand Tons | 0 | 0 | 0 | 0 | 0 | 0 | 0 | 0
IL Fac. Spec. - NOX Rate Summer v3.1, Unit 589 and retrofits | 488 | 1797 | Rate Constraint in lbs/MMBtu | FALSE | L | Annual | Allowances Withdrawn (n:1) | Thousand Tons | 0 | 0 | 0 | 0 | 0 | 0 | 0 | 0
IL Fac. Spec. - NOX Rate Summer v3.1, Unit 589 and retrofits | 488 | 1797 | Rate Constraint in lbs/MMBtu | FALSE | L | Annual | Net Emissions Allowance Position | Thousand Tons | 0 | 0 | 0 | 0.00062264 | 0.00062264 | 0.00062264 | 0.00062264 | 0.00062264
IL Fac. Spec. - NOX Rate Summer v3.1, Unit 589 and retrofits | 488 | 1797 | Rate Constraint in lbs/MMBtu | FALSE | L | Annual | Fuel Consumed | TBtu | 0 | 0 | 0 | 0.031518 | 0.031518 | 0.031518 | 0.031518 | 0.031518
IL Fac. Spec. - NOX Rate Summer v3.1, Unit 589 and retrofits | 488 | 1797 | Rate Constraint in lbs/MMBtu | FALSE | L | Annual | Rate | lb/MMBtu | 0 | 0 | 0 | 0.03951 | 0.03951 | 0.03951 | 0.03951 | 0.03951
IL Fac. Spec. - NOX Rate Summer v3.1, Unit 589 and retrofits | 488 | 1797 | Rate Constraint in lbs/MMBtu | FALSE | L | Annual | Generation | TWh | 0 | 0 | 0 | 0.0025379 | 0.0025379 | 0.0025379 | 0.0025379 | 0.0025379
IL Fac. Spec. - NOX Rate Summer v3.1, Unit 589 and retrofits | 488 | 1797 | Rate Constraint in lbs/MMBtu | FALSE | L | Annual | Qualifying Generation | TWh | 0 | 0 | 0 | 0.0025379 | 0.0025379 | 0.0025379 | 0.0025379 | 0.0025379
IL Fac. Spec. - NOX Rate Summer v3.1, Unit 589 and retrofits | 488 | 1797 | Rate Constraint in lbs/MMBtu | FALSE | L | Annual | Rate | lb/MWh | 0 | 0 | 0 | 0.49067 | 0.49067 | 0.49067 | 0.49067 | 0.49067
IL Fac. Spec. - NOX Rate Summer v3.1, Unit 589 and retrofits | 488 | 1797 | Rate Constraint in lbs/MMBtu | FALSE | L | Annual | Constraint Shadow Price | US2016$/Ton | 0 | 0 | 0 | 0 | 0 | 0 | 0 | 0
IL Fac. Spec. - NOX Rate Summer v3.1, Unit 590 and retrofits | 489 | 1797 | Rate Constraint in lbs/MMBtu | FALSE | L | Annual | Seasons Included | Seasons | Summer | Summer | Summer | Summer | Summer | Summer | Summer | Summer
IL Fac. Spec. - NOX Rate Summer v3.1, Unit 590 and retrofits | 489 | 1797 | Rate Constraint in lbs/MMBtu | FALSE | L | Annual | Standard NOX | lb/MMBtu | 0.25 | 0.25 | 0.25 | 0.25 | 0.25 | 0.25 | 0.25 | 0.25
IL Fac. Spec. - NOX Rate Summer v3.1, Unit 590 and retrofits | 489 | 1797 | Rate Constraint in lbs/MMBtu | FALSE | L | Annual | Emissions at Affected Plants NOX | Thousand Tons | 0 | 0.00082221 | 0.00082221 | 0.00082221 | 0.0041796 | 0.00082221 | 0.00082221 | 0.0041796
IL Fac. Spec. - NOX Rate Summer v3.1, Unit 590 and retrofits | 489 | 1797 | Rate Constraint in lbs/MMBtu | FALSE | L | Annual | Allowances Purchased NOX | Thousand Tons | 0 | 0 | 0 | 0 | 0 | 0 | 0 | 0
IL Fac. Spec. - NOX Rate Summer v3.1, Unit 590 and retrofits | 489 | 1797 | Rate Constraint in lbs/MMBtu | FALSE | L | Annual | Allowances Sold NOX | Thousand Tons | 0 | 0 | 0 | 0 | 0 | 0 | 0 | 0
IL Fac. Spec. - NOX Rate Summer v3.1, Unit 590 and retrofits | 489 | 1797 | Rate Constraint in lbs/MMBtu | FALSE | L | Annual | Allowances Banked | Thousand Tons | 0 | 0 | 0 | 0 | 0 | 0 | 0 | 0
IL Fac. Spec. - NOX Rate Summer v3.1, Unit 590 and retrofits | 489 | 1797 | Rate Constraint in lbs/MMBtu | FALSE | L | Annual | Allowances Withdrawn (1:1) | Thousand Tons | 0 | 0 | 0 | 0 | 0 | 0 | 0 | 0
IL Fac. Spec. - NOX Rate Summer v3.1, Unit 590 and retrofits | 489 | 1797 | Rate Constraint in lbs/MMBtu | FALSE | L | Annual | Allowances Withdrawn (n:1) | Thousand Tons | 0 | 0 | 0 | 0 | 0 | 0 | 0 | 0
IL Fac. Spec. - NOX Rate Summer v3.1, Unit 590 and retrofits | 489 | 1797 | Rate Constraint in lbs/MMBtu | FALSE | L | Annual | Net Emissions Allowance Position | Thousand Tons | 0 | 0.00082221 | 0.00082221 | 0.00082221 | 0.0041796 | 0.00082221 | 0.00082221 | 0.0041796
IL Fac. Spec. - NOX Rate Summer v3.1, Unit 590 and retrofits | 489 | 1797 | Rate Constraint in lbs/MMBtu | FALSE | L | Annual | Fuel Consumed | TBtu | 0 | 0.019026 | 0.019026 | 0.019026 | 0.096716 | 0.019026 | 0.019026 | 0.096716
IL Fac. Spec. - NOX Rate Summer v3.1, Unit 590 and retrofits | 489 | 1797 | Rate Constraint in lbs/MMBtu | FALSE | L | Annual | Rate | lb/MMBtu | 0 | 0.08643 | 0.08643 | 0.08643 | 0.08643 | 0.08643 | 0.08643 | 0.08643
IL Fac. Spec. - NOX Rate Summer v3.1, Unit 590 and retrofits | 489 | 1797 | Rate Constraint in lbs/MMBtu | FALSE | L | Annual | Generation | TWh | 0 | 0.001648 | 0.001648 | 0.001648 | 0.0083773 | 0.001648 | 0.001648 | 0.0083773
IL Fac. Spec. - NOX Rate Summer v3.1, Unit 590 and retrofits | 489 | 1797 | Rate Constraint in lbs/MMBtu | FALSE | L | Annual | Qualifying Generation | TWh | 0 | 0.001648 | 0.001648 | 0.001648 | 0.0083773 | 0.001648 | 0.001648 | 0.0083773
IL Fac. Spec. - NOX Rate Summer v3.1, Unit 590 and retrofits | 489 | 1797 | Rate Constraint in lbs/MMBtu | FALSE | L | Annual | Rate | lb/MWh | 0 | 0.99783 | 0.99783 | 0.99783 | 0.99783 | 0.99783 | 0.99783 | 0.99783
IL Fac. Spec. - NOX Rate Summer v3.1, Unit 590 and retrofits | 489 | 1797 | Rate Constraint in lbs/MMBtu | FALSE | L | Annual | Constraint Shadow Price | US2016$/Ton | 0 | 0 | 0 | 0 | 0 | 0 | 0 | 0
IL Fac. Spec. - NOX Rate Summer v3.1, Unit 591 and retrofits | 490 | 1797 | Rate Constraint in lbs/MMBtu | FALSE | L | Annual | Seasons Included | Seasons | Summer | Summer | Summer | Summer | Summer | Summer | Summer | Summer
IL Fac. Spec. - NOX Rate Summer v3.1, Unit 591 and retrofits | 490 | 1797 | Rate Constraint in lbs/MMBtu | FALSE | L | Annual | Standard NOX | lb/MMBtu | 0.25 | 0.25 | 0.25 | 0.25 | 0.25 | 0.25 | 0.25 | 0.25
IL Fac. Spec. - NOX Rate Summer v3.1, Unit 591 and retrofits | 490 | 1797 | Rate Constraint in lbs/MMBtu | FALSE | L | Annual | Emissions at Affected Plants NOX | Thousand Tons | 0 | 0.0018953 | 0.0018953 | 0.0018953 | 0.0096347 | 0.0018953 | 0.0018953 | 0.0096347
IL Fac. Spec. - NOX Rate Summer v3.1, Unit 591 and retrofits | 490 | 1797 | Rate Constraint in lbs/MMBtu | FALSE | L | Annual | Allowances Purchased NOX | Thousand Tons | 0 | 0 | 0 | 0 | 0 | 0 | 0 | 0
IL Fac. Spec. - NOX Rate Summer v3.1, Unit 591 and retrofits | 490 | 1797 | Rate Constraint in lbs/MMBtu | FALSE | L | Annual | Allowances Sold NOX | Thousand Tons | 0 | 0 | 0 | 0 | 0 | 0 | 0 | 0
IL Fac. Spec. - NOX Rate Summer v3.1, Unit 591 and retrofits | 490 | 1797 | Rate Constraint in lbs/MMBtu | FALSE | L | Annual | Allowances Banked | Thousand Tons | 0 | 0 | 0 | 0 | 0 | 0 | 0 | 0
IL Fac. Spec. - NOX Rate Summer v3.1, Unit 591 and retrofits | 490 | 1797 | Rate Constraint in lbs/MMBtu | FALSE | L | Annual | Allowances Withdrawn (1:1) | Thousand Tons | 0 | 0 | 0 | 0 | 0 | 0 | 0 | 0
IL Fac. Spec. - NOX Rate Summer v3.1, Unit 591 and retrofits | 490 | 1797 | Rate Constraint in lbs/MMBtu | FALSE | L | Annual | Allowances Withdrawn (n:1) | Thousand Tons | 0 | 0 | 0 | 0 | 0 | 0 | 0 | 0
IL Fac. Spec. - NOX Rate Summer v3.1, Unit 591 and retrofits | 490 | 1797 | Rate Constraint in lbs/MMBtu | FALSE | L | Annual | Net Emissions Allowance Position | Thousand Tons | 0 | 0.0018953 | 0.0018953 | 0.0018953 | 0.0096347 | 0.0018953 | 0.0018953 | 0.0096347
IL Fac. Spec. - NOX Rate Summer v3.1, Unit 591 and retrofits | 490 | 1797 | Rate Constraint in lbs/MMBtu | FALSE | L | Annual | Fuel Consumed | TBtu | 0 | 0.019028 | 0.019028 | 0.019028 | 0.096724 | 0.019028 | 0.019028 | 0.096724
IL Fac. Spec. - NOX Rate Summer v3.1, Unit 591 and retrofits | 490 | 1797 | Rate Constraint in lbs/MMBtu | FALSE | L | Annual | Rate | lb/MMBtu | 0 | 0.19922 | 0.19922 | 0.19922 | 0.19922 | 0.19922 | 0.19922 | 0.19922
IL Fac. Spec. - NOX Rate Summer v3.1, Unit 591 and retrofits | 490 | 1797 | Rate Constraint in lbs/MMBtu | FALSE | L | Annual | Generation | TWh | 0 | 0.001648 | 0.001648 | 0.001648 | 0.0083773 | 0.001648 | 0.001648 | 0.0083773
IL Fac. Spec. - NOX Rate Summer v3.1, Unit 591 and retrofits | 490 | 1797 | Rate Constraint in lbs/MMBtu | FALSE | L | Annual | Qualifying Generation | TWh | 0 | 0.001648 | 0.001648 | 0.001648 | 0.0083773 | 0.001648 | 0.001648 | 0.0083773
IL Fac. Spec. - NOX Rate Summer v3.1, Unit 591 and retrofits | 490 | 1797 | Rate Constraint in lbs/MMBtu | FALSE | L | Annual | Rate | lb/MWh | 0 | 2.3002 | 2.3002 | 2.3002 | 2.3002 | 2.3002 | 2.3002 | 2.3002
IL Fac. Spec. - NOX Rate Summer v3.1, Unit 591 and retrofits | 490 | 1797 | Rate Constraint in lbs/MMBtu | FALSE | L | Annual | Constraint Shadow Price | US2016$/Ton | 0 | 0 | 0 | 0 | 0 | 0 | 0 | 0
IL Fac. Spec. - NOX Rate Summer v3.1, Unit 592 and retrofits | 491 | 1797 | Rate Constraint in lbs/MMBtu | FALSE | L | Annual | Seasons Included | Seasons | Summer | Summer | Summer | Summer | Summer | Summer | Summer | Summer
IL Fac. Spec. - NOX Rate Summer v3.1, Unit 592 and retrofits | 491 | 1797 | Rate Constraint in lbs/MMBtu | FALSE | L | Annual | Standard NOX | lb/MMBtu | 0.25 | 0.25 | 0.25 | 0.25 | 0.25 | 0.25 | 0.25 | 0.25
IL Fac. Spec. - NOX Rate Summer v3.1, Unit 592 and retrofits | 491 | 1797 | Rate Constraint in lbs/MMBtu | FALSE | L | Annual | Emissions at Affected Plants NOX | Thousand Tons | 0 | 0.001853 | 0.001853 | 0.001853 | 0.0094195 | 0.001853 | 0.001853 | 0.0094195
IL Fac. Spec. - NOX Rate Summer v3.1, Unit 592 and retrofits | 491 | 1797 | Rate Constraint in lbs/MMBtu | FALSE | L | Annual | Allowances Purchased NOX | Thousand Tons | 0 | 0 | 0 | 0 | 0 | 0 | 0 | 0
IL Fac. Spec. - NOX Rate Summer v3.1, Unit 592 and retrofits | 491 | 1797 | Rate Constraint in lbs/MMBtu | FALSE | L | Annual | Allowances Sold NOX | Thousand Tons | 0 | 0 | 0 | 0 | 0 | 0 | 0 | 0
IL Fac. Spec. - NOX Rate Summer v3.1, Unit 592 and retrofits | 491 | 1797 | Rate Constraint in lbs/MMBtu | FALSE | L | Annual | Allowances Banked | Thousand Tons | 0 | 0 | 0 | 0 | 0 | 0 | 0 | 0
IL Fac. Spec. - NOX Rate Summer v3.1, Unit 592 and retrofits | 491 | 1797 | Rate Constraint in lbs/MMBtu | FALSE | L | Annual | Allowances Withdrawn (1:1) | Thousand Tons | 0 | 0 | 0 | 0 | 0 | 0 | 0 | 0
IL Fac. Spec. - NOX Rate Summer v3.1, Unit 592 and retrofits | 491 | 1797 | Rate Constraint in lbs/MMBtu | FALSE | L | Annual | Allowances Withdrawn (n:1) | Thousand Tons | 0 | 0 | 0 | 0 | 0 | 0 | 0 | 0
IL Fac. Spec. - NOX Rate Summer v3.1, Unit 592 and retrofits | 491 | 1797 | Rate Constraint in lbs/MMBtu | FALSE | L | Annual | Net Emissions Allowance Position | Thousand Tons | 0 | 0.001853 | 0.001853 | 0.001853 | 0.0094195 | 0.001853 | 0.001853 | 0.0094195
IL Fac. Spec. - NOX Rate Summer v3.1, Unit 592 and retrofits | 491 | 1797 | Rate Constraint in lbs/MMBtu | FALSE | L | Annual | Fuel Consumed | TBtu | 0 | 0.019028 | 0.019028 | 0.019028 | 0.096724 | 0.019028 | 0.019028 | 0.096724
IL Fac. Spec. - NOX Rate Summer v3.1, Unit 592 and retrofits | 491 | 1797 | Rate Constraint in lbs/MMBtu | FALSE | L | Annual | Rate | lb/MMBtu | 0 | 0.19477 | 0.19477 | 0.19477 | 0.19477 | 0.19477 | 0.19477 | 0.19477
IL Fac. Spec. - NOX Rate Summer v3.1, Unit 592 and retrofits | 491 | 1797 | Rate Constraint in lbs/MMBtu | FALSE | L | Annual | Generation | TWh | 0 | 0.001648 | 0.001648 | 0.001648 | 0.0083773 | 0.001648 | 0.001648 | 0.0083773
IL Fac. Spec. - NOX Rate Summer v3.1, Unit 592 and retrofits | 491 | 1797 | Rate Constraint in lbs/MMBtu | FALSE | L | Annual | Qualifying Generation | TWh | 0 | 0.001648 | 0.001648 | 0.001648 | 0.0083773 | 0.001648 | 0.001648 | 0.0083773
IL Fac. Spec. - NOX Rate Summer v3.1, Unit 592 and retrofits | 491 | 1797 | Rate Constraint in lbs/MMBtu | FALSE | L | Annual | Rate | lb/MWh | 0 | 2.2488 | 2.2488 | 2.2488 | 2.2488 | 2.2488 | 2.2488 | 2.2488
IL Fac. Spec. - NOX Rate Summer v3.1, Unit 592 and retrofits | 491 | 1797 | Rate Constraint in lbs/MMBtu | FALSE | L | Annual | Constraint Shadow Price | US2016$/Ton | 0 | 0 | 0 | 0 | 0 | 0 | 0 | 0
IL Fac. Spec. - NOX Rate Summer v3.1, Unit 593 and retrofits | 492 | 1797 | Rate Constraint in lbs/MMBtu | FALSE | L | Annual | Seasons Included | Seasons | Summer | Summer | Summer | Summer | Summer | Summer | Summer | Summer
IL Fac. Spec. - NOX Rate Summer v3.1, Unit 593 and retrofits | 492 | 1797 | Rate Constraint in lbs/MMBtu | FALSE | L | Annual | Standard NOX | lb/MMBtu | 0.25 | 0.25 | 0.25 | 0.25 | 0.25 | 0.25 | 0.25 | 0.25
IL Fac. Spec. - NOX Rate Summer v3.1, Unit 593 and retrofits | 492 | 1797 | Rate Constraint in lbs/MMBtu | FALSE | L | Annual | Emissions at Affected Plants NOX | Thousand Tons | 0 | 0.00082057 | 0.00082057 | 0.00082057 | 0.0041712 | 0.00082057 | 0.00082057 | 0.0041712
IL Fac. Spec. - NOX Rate Summer v3.1, Unit 593 and retrofits | 492 | 1797 | Rate Constraint in lbs/MMBtu | FALSE | L | Annual | Allowances Purchased NOX | Thousand Tons | 0 | 0 | 0 | 0 | 0 | 0 | 0 | 0
IL Fac. Spec. - NOX Rate Summer v3.1, Unit 593 and retrofits | 492 | 1797 | Rate Constraint in lbs/MMBtu | FALSE | L | Annual | Allowances Sold NOX | Thousand Tons | 0 | 0 | 0 | 0 | 0 | 0 | 0 | 0
IL Fac. Spec. - NOX Rate Summer v3.1, Unit 593 and retrofits | 492 | 1797 | Rate Constraint in lbs/MMBtu | FALSE | L | Annual | Allowances Banked | Thousand Tons | 0 | 0 | 0 | 0 | 0 | 0 | 0 | 0
IL Fac. Spec. - NOX Rate Summer v3.1, Unit 593 and retrofits | 492 | 1797 | Rate Constraint in lbs/MMBtu | FALSE | L | Annual | Allowances Withdrawn (1:1) | Thousand Tons | 0 | 0 | 0 | 0 | 0 | 0 | 0 | 0
IL Fac. Spec. - NOX Rate Summer v3.1, Unit 593 and retrofits | 492 | 1797 | Rate Constraint in lbs/MMBtu | FALSE | L | Annual | Allowances Withdrawn (n:1) | Thousand Tons | 0 | 0 | 0 | 0 | 0 | 0 | 0 | 0
IL Fac. Spec. - NOX Rate Summer v3.1, Unit 593 and retrofits | 492 | 1797 | Rate Constraint in lbs/MMBtu | FALSE | L | Annual | Net Emissions Allowance Position | Thousand Tons | 0 | 0.00082057 | 0.00082057 | 0.00082057 | 0.0041712 | 0.00082057 | 0.00082057 | 0.0041712
IL Fac. Spec. - NOX Rate Summer v3.1, Unit 593 and retrofits | 492 | 1797 | Rate Constraint in lbs/MMBtu | FALSE | L | Annual | Fuel Consumed | TBtu | 0 | 0.019028 | 0.019028 | 0.019028 | 0.096724 | 0.019028 | 0.019028 | 0.096724
IL Fac. Spec. - NOX Rate Summer v3.1, Unit 593 and retrofits | 492 | 1797 | Rate Constraint in lbs/MMBtu | FALSE | L | Annual | Rate | lb/MMBtu | 0 | 0.08625 | 0.08625 | 0.08625 | 0.08625 | 0.08625 | 0.08625 | 0.08625
IL Fac. Spec. - NOX Rate Summer v3.1, Unit 593 and retrofits | 492 | 1797 | Rate Constraint in lbs/MMBtu | FALSE | L | Annual | Generation | TWh | 0 | 0.001648 | 0.001648 | 0.001648 | 0.0083773 | 0.001648 | 0.001648 | 0.0083773
IL Fac. Spec. - NOX Rate Summer v3.1, Unit 593 and retrofits | 492 | 1797 | Rate Constraint in lbs/MMBtu | FALSE | L | Annual | Qualifying Generation | TWh | 0 | 0.001648 | 0.001648 | 0.001648 | 0.0083773 | 0.001648 | 0.001648 | 0.0083773
IL Fac. Spec. - NOX Rate Summer v3.1, Unit 593 and retrofits | 492 | 1797 | Rate Constraint in lbs/MMBtu | FALSE | L | Annual | Rate | lb/MWh | 0 | 0.99584 | 0.99584 | 0.99584 | 0.99584 | 0.99584 | 0.99584 | 0.99584
IL Fac. Spec. - NOX Rate Summer v3.1, Unit 593 and retrofits | 492 | 1797 | Rate Constraint in lbs/MMBtu | FALSE | L | Annual | Constraint Shadow Price | US2016$/Ton | 0 | 0 | 0 | 0 | 0 | 0 | 0 | 0
IL Fac. Spec. - NOX Rate Summer v3.1, Unit 594 and retrofits | 493 | 1797 | Rate Constraint in lbs/MMBtu | FALSE | L | Annual | Seasons Included | Seasons | Summer | Summer | Summer | Summer | Summer | Summer | Summer | Summer
IL Fac. Spec. - NOX Rate Summer v3.1, Unit 594 and retrofits | 493 | 1797 | Rate Constraint in lbs/MMBtu | FALSE | L | Annual | Standard NOX | lb/MMBtu | 0.25 | 0.25 | 0.25 | 0.25 | 0.25 | 0.25 | 0.25 | 0.25
IL Fac. Spec. - NOX Rate Summer v3.1, Unit 594 and retrofits | 493 | 1797 | Rate Constraint in lbs/MMBtu | FALSE | L | Annual | Emissions at Affected Plants NOX | Thousand Tons | 0 | 0.00082361 | 0.00082361 | 0.00082361 | 0.0041867 | 0.00082361 | 0.00082361 | 0.0041867
IL Fac. Spec. - NOX Rate Summer v3.1, Unit 594 and retrofits | 493 | 1797 | Rate Constraint in lbs/MMBtu | FALSE | L | Annual | Allowances Purchased NOX | Thousand Tons | 0 | 0 | 0 | 0 | 0 | 0 | 0 | 0
IL Fac. Spec. - NOX Rate Summer v3.1, Unit 594 and retrofits | 493 | 1797 | Rate Constraint in lbs/MMBtu | FALSE | L | Annual | Allowances Sold NOX | Thousand Tons | 0 | 0 | 0 | 0 | 0 | 0 | 0 | 0
IL Fac. Spec. - NOX Rate Summer v3.1, Unit 594 and retrofits | 493 | 1797 | Rate Constraint in lbs/MMBtu | FALSE | L | Annual | Allowances Banked | Thousand Tons | 0 | 0 | 0 | 0 | 0 | 0 | 0 | 0
IL Fac. Spec. - NOX Rate Summer v3.1, Unit 594 and retrofits | 493 | 1797 | Rate Constraint in lbs/MMBtu | FALSE | L | Annual | Allowances Withdrawn (1:1) | Thousand Tons | 0 | 0 | 0 | 0 | 0 | 0 | 0 | 0
IL Fac. Spec. - NOX Rate Summer v3.1, Unit 594 and retrofits | 493 | 1797 | Rate Constraint in lbs/MMBtu | FALSE | L | Annual | Allowances Withdrawn (n:1) | Thousand Tons | 0 | 0 | 0 | 0 | 0 | 0 | 0 | 0
IL Fac. Spec. - NOX Rate Summer v3.1, Unit 594 and retrofits | 493 | 1797 | Rate Constraint in lbs/MMBtu | FALSE | L | Annual | Net Emissions Allowance Position | Thousand Tons | 0 | 0.00082361 | 0.00082361 | 0.00082361 | 0.0041867 | 0.00082361 | 0.00082361 | 0.0041867
IL Fac. Spec. - NOX Rate Summer v3.1, Unit 594 and retrofits | 493 | 1797 | Rate Constraint in lbs/MMBtu | FALSE | L | Annual | Fuel Consumed | TBtu | 0 | 0.019028 | 0.019028 | 0.019028 | 0.096724 | 0.019028 | 0.019028 | 0.096724
IL Fac. Spec. - NOX Rate Summer v3.1, Unit 594 and retrofits | 493 | 1797 | Rate Constraint in lbs/MMBtu | FALSE | L | Annual | Rate | lb/MMBtu | 0 | 0.08657 | 0.08657 | 0.08657 | 0.08657 | 0.08657 | 0.08657 | 0.08657
IL Fac. Spec. - NOX Rate Summer v3.1, Unit 594 and retrofits | 493 | 1797 | Rate Constraint in lbs/MMBtu | FALSE | L | Annual | Generation | TWh | 0 | 0.001648 | 0.001648 | 0.001648 | 0.0083773 | 0.001648 | 0.001648 | 0.0083773
IL Fac. Spec. - NOX Rate Summer v3.1, Unit 594 and retrofits | 493 | 1797 | Rate Constraint in lbs/MMBtu | FALSE | L | Annual | Qualifying Generation | TWh | 0 | 0.001648 | 0.001648 | 0.001648 | 0.0083773 | 0.001648 | 0.001648 | 0.0083773
IL Fac. Spec. - NOX Rate Summer v3.1, Unit 594 and retrofits | 493 | 1797 | Rate Constraint in lbs/MMBtu | FALSE | L | Annual | Rate | lb/MWh | 0 | 0.99954 | 0.99954 | 0.99954 | 0.99954 | 0.99954 | 0.99954 | 0.99954
IL Fac. Spec. - NOX Rate Summer v3.1, Unit 594 and retrofits | 493 | 1797 | Rate Constraint in lbs/MMBtu | FALSE | L | Annual | Constraint Shadow Price | US2016$/Ton | 0 | 0 | 0 | 0 | 0 | 0 | 0 | 0
IL Fac. Spec. - NOX Rate Summer v3.1, Unit 595 and retrofits | 494 | 1797 | Rate Constraint in lbs/MMBtu | FALSE | L | Annual | Seasons Included | Seasons | Summer | Summer | Summer | Summer | Summer | Summer | Summer | Summer
IL Fac. Spec. - NOX Rate Summer v3.1, Unit 595 and retrofits | 494 | 1797 | Rate Constraint in lbs/MMBtu | FALSE | L | Annual | Standard NOX | lb/MMBtu | 0.25 | 0.25 | 0.25 | 0.25 | 0.25 | 0.25 | 0.25 | 0.25
IL Fac. Spec. - NOX Rate Summer v3.1, Unit 595 and retrofits | 494 | 1797 | Rate Constraint in lbs/MMBtu | FALSE | L | Annual | Emissions at Affected Plants NOX | Thousand Tons | 0 | 0.00084616 | 0.00084616 | 0.00084616 | 0.0043013 | 0.00084616 | 0.00084616 | 0.0043013
IL Fac. Spec. - NOX Rate Summer v3.1, Unit 595 and retrofits | 494 | 1797 | Rate Constraint in lbs/MMBtu | FALSE | L | Annual | Allowances Purchased NOX | Thousand Tons | 0 | 0 | 0 | 0 | 0 | 0 | 0 | 0
IL Fac. Spec. - NOX Rate Summer v3.1, Unit 595 and retrofits | 494 | 1797 | Rate Constraint in lbs/MMBtu | FALSE | L | Annual | Allowances Sold NOX | Thousand Tons | 0 | 0 | 0 | 0 | 0 | 0 | 0 | 0
IL Fac. Spec. - NOX Rate Summer v3.1, Unit 595 and retrofits | 494 | 1797 | Rate Constraint in lbs/MMBtu | FALSE | L | Annual | Allowances Banked | Thousand Tons | 0 | 0 | 0 | 0 | 0 | 0 | 0 | 0
IL Fac. Spec. - NOX Rate Summer v3.1, Unit 595 and retrofits | 494 | 1797 | Rate Constraint in lbs/MMBtu | FALSE | L | Annual | Allowances Withdrawn (1:1) | Thousand Tons | 0 | 0 | 0 | 0 | 0 | 0 | 0 | 0
IL Fac. Spec. - NOX Rate Summer v3.1, Unit 595 and retrofits | 494 | 1797 | Rate Constraint in lbs/MMBtu | FALSE | L | Annual | Allowances Withdrawn (n:1) | Thousand Tons | 0 | 0 | 0 | 0 | 0 | 0 | 0 | 0
IL Fac. Spec. - NOX Rate Summer v3.1, Unit 595 and retrofits | 494 | 1797 | Rate Constraint in lbs/MMBtu | FALSE | L | Annual | Net Emissions Allowance Position | Thousand Tons | 0 | 0.00084616 | 0.00084616 | 0.00084616 | 0.0043013 | 0.00084616 | 0.00084616 | 0.0043013
IL Fac. Spec. - NOX Rate Summer v3.1, Unit 595 and retrofits | 494 | 1797 | Rate Constraint in lbs/MMBtu | FALSE | L | Annual | Fuel Consumed | TBtu | 0 | 0.019028 | 0.019028 | 0.019028 | 0.096724 | 0.019028 | 0.019028 | 0.096724
IL Fac. Spec. - NOX Rate Summer v3.1, Unit 595 and retrofits | 494 | 1797 | Rate Constraint in lbs/MMBtu | FALSE | L | Annual | Rate | lb/MMBtu | 0 | 0.08894 | 0.08894 | 0.08894 | 0.08894 | 0.08894 | 0.08894 | 0.08894
IL Fac. Spec. - NOX Rate Summer v3.1, Unit 595 and retrofits | 494 | 1797 | Rate Constraint in lbs/MMBtu | FALSE | L | Annual | Generation | TWh | 0 | 0.001648 | 0.001648 | 0.001648 | 0.0083773 | 0.001648 | 0.001648 | 0.0083773
IL Fac. Spec. - NOX Rate Summer v3.1, Unit 595 and retrofits | 494 | 1797 | Rate Constraint in lbs/MMBtu | FALSE | L | Annual | Qualifying Generation | TWh | 0 | 0.001648 | 0.001648 | 0.001648 | 0.0083773 | 0.001648 | 0.001648 | 0.0083773
IL Fac. Spec. - NOX Rate Summer v3.1, Unit 595 and retrofits | 494 | 1797 | Rate Constraint in lbs/MMBtu | FALSE | L | Annual | Rate | lb/MWh | 0 | 1.0269 | 1.0269 | 1.0269 | 1.0269 | 1.0269 | 1.0269 | 1.0269
IL Fac. Spec. - NOX Rate Summer v3.1, Unit 595 and retrofits | 494 | 1797 | Rate Constraint in lbs/MMBtu | FALSE | L | Annual | Constraint Shadow Price | US2016$/Ton | 0 | 0 | 0 | 0 | 0 | 0 | 0 | 0
IL Fac. Spec. - NOX Rate Summer v3.1, Unit 596 and retrofits | 495 | 1797 | Rate Constraint in lbs/MMBtu | FALSE | L | Annual | Seasons Included | Seasons | Summer | Summer | Summer | Summer | Summer | Summer | Summer | Summer
IL Fac. Spec. - NOX Rate Summer v3.1, Unit 596 and retrofits | 495 | 1797 | Rate Constraint in lbs/MMBtu | FALSE | L | Annual | Standard NOX | lb/MMBtu | 0.25 | 0.25 | 0.25 | 0.25 | 0.25 | 0.25 | 0.25 | 0.25
IL Fac. Spec. - NOX Rate Summer v3.1, Unit 596 and retrofits | 495 | 1797 | Rate Constraint in lbs/MMBtu | FALSE | L | Annual | Emissions at Affected Plants NOX | Thousand Tons | 0 | 0 | 0 | 0 | 0.00044961 | 0.00044961 | 0 | 0.00044961
IL Fac. Spec. - NOX Rate Summer v3.1, Unit 596 and retrofits | 495 | 1797 | Rate Constraint in lbs/MMBtu | FALSE | L | Annual | Allowances Purchased NOX | Thousand Tons | 0 | 0 | 0 | 0 | 0 | 0 | 0 | 0
IL Fac. Spec. - NOX Rate Summer v3.1, Unit 596 and retrofits | 495 | 1797 | Rate Constraint in lbs/MMBtu | FALSE | L | Annual | Allowances Sold NOX | Thousand Tons | 0 | 0 | 0 | 0 | 0 | 0 | 0 | 0
IL Fac. Spec. - NOX Rate Summer v3.1, Unit 596 and retrofits | 495 | 1797 | Rate Constraint in lbs/MMBtu | FALSE | L | Annual | Allowances Banked | Thousand Tons | 0 | 0 | 0 | 0 | 0 | 0 | 0 | 0
IL Fac. Spec. - NOX Rate Summer v3.1, Unit 596 and retrofits | 495 | 1797 | Rate Constraint in lbs/MMBtu | FALSE | L | Annual | Allowances Withdrawn (1:1) | Thousand Tons | 0 | 0 | 0 | 0 | 0 | 0 | 0 | 0
IL Fac. Spec. - NOX Rate Summer v3.1, Unit 596 and retrofits | 495 | 1797 | Rate Constraint in lbs/MMBtu | FALSE | L | Annual | Allowances Withdrawn (n:1) | Thousand Tons | 0 | 0 | 0 | 0 | 0 | 0 | 0 | 0
IL Fac. Spec. - NOX Rate Summer v3.1, Unit 596 and retrofits | 495 | 1797 | Rate Constraint in lbs/MMBtu | FALSE | L | Annual | Net Emissions Allowance Position | Thousand Tons | 0 | 0 | 0 | 0 | 0.00044961 | 0.00044961 | 0 | 0.00044961
IL Fac. Spec. - NOX Rate Summer v3.1, Unit 596 and retrofits | 495 | 1797 | Rate Constraint in lbs/MMBtu | FALSE | L | Annual | Fuel Consumed | TBtu | 0 | 0 | 0 | 0 | 0.031876 | 0.031876 | 0 | 0.031876
IL Fac. Spec. - NOX Rate Summer v3.1, Unit 596 and retrofits | 495 | 1797 | Rate Constraint in lbs/MMBtu | FALSE | L | Annual | Rate | lb/MMBtu | 0 | 0 | 0 | 0 | 0.02821 | 0.02821 | 0 | 0.02821
IL Fac. Spec. - NOX Rate Summer v3.1, Unit 596 and retrofits | 495 | 1797 | Rate Constraint in lbs/MMBtu | FALSE | L | Annual | Generation | TWh | 0 | 0 | 0 | 0 | 0.002472 | 0.002472 | 0 | 0.002472
IL Fac. Spec. - NOX Rate Summer v3.1, Unit 596 and retrofits | 495 | 1797 | Rate Constraint in lbs/MMBtu | FALSE | L | Annual | Qualifying Generation | TWh | 0 | 0 | 0 | 0 | 0.002472 | 0.002472 | 0 | 0.002472
IL Fac. Spec. - NOX Rate Summer v3.1, Unit 596 and retrofits | 495 | 1797 | Rate Constraint in lbs/MMBtu | FALSE | L | Annual | Rate | lb/MWh | 0 | 0 | 0 | 0 | 0.36377 | 0.36377 | 0 | 0.36377
IL Fac. Spec. - NOX Rate Summer v3.1, Unit 596 and retrofits | 495 | 1797 | Rate Constraint in lbs/MMBtu | FALSE | L | Annual | Constraint Shadow Price | US2016$/Ton | 0 | 0 | 0 | 0 | 0 | 0 | 0 | 0
IL Fac. Spec. - NOX Rate Summer v3.1, Unit 597 and retrofits | 496 | 1797 | Rate Constraint in lbs/MMBtu | FALSE | L | Annual | Seasons Included | Seasons | Summer | Summer | Summer | Summer | Summer | Summer | Summer | Summer
IL Fac. Spec. - NOX Rate Summer v3.1, Unit 597 and retrofits | 496 | 1797 | Rate Constraint in lbs/MMBtu | FALSE | L | Annual | Standard NOX | lb/MMBtu | 0.25 | 0.25 | 0.25 | 0.25 | 0.25 | 0.25 | 0.25 | 0.25
IL Fac. Spec. - NOX Rate Summer v3.1, Unit 597 and retrofits | 496 | 1797 | Rate Constraint in lbs/MMBtu | FALSE | L | Annual | Emissions at Affected Plants NOX | Thousand Tons | 0 | 0 | 0 | 0 | 0.00039734 | 0.00039734 | 0 | 0.00039734
IL Fac. Spec. - NOX Rate Summer v3.1, Unit 597 and retrofits | 496 | 1797 | Rate Constraint in lbs/MMBtu | FALSE | L | Annual | Allowances Purchased NOX | Thousand Tons | 0 | 0 | 0 | 0 | 0 | 0 | 0 | 0
IL Fac. Spec. - NOX Rate Summer v3.1, Unit 597 and retrofits | 496 | 1797 | Rate Constraint in lbs/MMBtu | FALSE | L | Annual | Allowances Sold NOX | Thousand Tons | 0 | 0 | 0 | 0 | 0 | 0 | 0 | 0
IL Fac. Spec. - NOX Rate Summer v3.1, Unit 597 and retrofits | 496 | 1797 | Rate Constraint in lbs/MMBtu | FALSE | L | Annual | Allowances Banked | Thousand Tons | 0 | 0 | 0 | 0 | 0 | 0 | 0 | 0
IL Fac. Spec. - NOX Rate Summer v3.1, Unit 597 and retrofits | 496 | 1797 | Rate Constraint in lbs/MMBtu | FALSE | L | Annual | Allowances Withdrawn (1:1) | Thousand Tons | 0 | 0 | 0 | 0 | 0 | 0 | 0 | 0
IL Fac. Spec. - NOX Rate Summer v3.1, Unit 597 and retrofits | 496 | 1797 | Rate Constraint in lbs/MMBtu | FALSE | L | Annual | Allowances Withdrawn (n:1) | Thousand Tons | 0 | 0 | 0 | 0 | 0 | 0 | 0 | 0
IL Fac. Spec. - NOX Rate Summer v3.1, Unit 597 and retrofits | 496 | 1797 | Rate Constraint in lbs/MMBtu | FALSE | L | Annual | Net Emissions Allowance Position | Thousand Tons | 0 | 0 | 0 | 0 | 0.00039734 | 0.00039734 | 0 | 0.00039734
IL Fac. Spec. - NOX Rate Summer v3.1, Unit 597 and retrofits | 496 | 1797 | Rate Constraint in lbs/MMBtu | FALSE | L | Annual | Fuel Consumed | TBtu | 0 | 0 | 0 | 0 | 0.031876 | 0.031876 | 0 | 0.031876
IL Fac. Spec. - NOX Rate Summer v3.1, Unit 597 and retrofits | 496 | 1797 | Rate Constraint in lbs/MMBtu | FALSE | L | Annual | Rate | lb/MMBtu | 0 | 0 | 0 | 0 | 0.02493 | 0.02493 | 0 | 0.02493
IL Fac. Spec. - NOX Rate Summer v3.1, Unit 597 and retrofits | 496 | 1797 | Rate Constraint in lbs/MMBtu | FALSE | L | Annual | Generation | TWh | 0 | 0 | 0 | 0 | 0.002472 | 0.002472 | 0 | 0.002472
IL Fac. Spec. - NOX Rate Summer v3.1, Unit 597 and retrofits | 496 | 1797 | Rate Constraint in lbs/MMBtu | FALSE | L | Annual | Qualifying Generation | TWh | 0 | 0 | 0 | 0 | 0.002472 | 0.002472 | 0 | 0.002472
IL Fac. Spec. - NOX Rate Summer v3.1, Unit 597 and retrofits | 496 | 1797 | Rate Constraint in lbs/MMBtu | FALSE | L | Annual | Rate | lb/MWh | 0 | 0 | 0 | 0 | 0.32147 | 0.32147 | 0 | 0.32147
IL Fac. Spec. - NOX Rate Summer v3.1, Unit 597 and retrofits | 496 | 1797 | Rate Constraint in lbs/MMBtu | FALSE | L | Annual | Constraint Shadow Price | US2016$/Ton | 0 | 0 | 0 | 0 | 0 | 0 | 0 | 0
IL Fac. Spec. - NOX Rate Summer v3.1, Unit 598 and retrofits | 497 | 1797 | Rate Constraint in lbs/MMBtu | FALSE | L | Annual | Seasons Included | Seasons | Summer | Summer | Summer | Summer | Summer | Summer | Summer | Summer
IL Fac. Spec. - NOX Rate Summer v3.1, Unit 598 and retrofits | 497 | 1797 | Rate Constraint in lbs/MMBtu | FALSE | L | Annual | Standard NOX | lb/MMBtu | 0.25 | 0.25 | 0.25 | 0.25 | 0.25 | 0.25 | 0.25 | 0.25
IL Fac. Spec. - NOX Rate Summer v3.1, Unit 598 and retrofits | 497 | 1797 | Rate Constraint in lbs/MMBtu | FALSE | L | Annual | Emissions at Affected Plants NOX | Thousand Tons | 0 | 0 | 0 | 0 | 0.00041933 | 0.00041933 | 0 | 0.00041933
IL Fac. Spec. - NOX Rate Summer v3.1, Unit 598 and retrofits | 497 | 1797 | Rate Constraint in lbs/MMBtu | FALSE | L | Annual | Allowances Purchased NOX | Thousand Tons | 0 | 0 | 0 | 0 | 0 | 0 | 0 | 0
IL Fac. Spec. - NOX Rate Summer v3.1, Unit 598 and retrofits | 497 | 1797 | Rate Constraint in lbs/MMBtu | FALSE | L | Annual | Allowances Sold NOX | Thousand Tons | 0 | 0 | 0 | 0 | 0 | 0 | 0 | 0
IL Fac. Spec. - NOX Rate Summer v3.1, Unit 598 and retrofits | 497 | 1797 | Rate Constraint in lbs/MMBtu | FALSE | L | Annual | Allowances Banked | Thousand Tons | 0 | 0 | 0 | 0 | 0 | 0 | 0 | 0
IL Fac. Spec. - NOX Rate Summer v3.1, Unit 598 and retrofits | 497 | 1797 | Rate Constraint in lbs/MMBtu | FALSE | L | Annual | Allowances Withdrawn (1:1) | Thousand Tons | 0 | 0 | 0 | 0 | 0 | 0 | 0 | 0
IL Fac. Spec. - NOX Rate Summer v3.1, Unit 598 and retrofits | 497 | 1797 | Rate Constraint in lbs/MMBtu | FALSE | L | Annual | Allowances Withdrawn (n:1) | Thousand Tons | 0 | 0 | 0 | 0 | 0 | 0 | 0 | 0
IL Fac. Spec. - NOX Rate Summer v3.1, Unit 598 and retrofits | 497 | 1797 | Rate Constraint in lbs/MMBtu | FALSE | L | Annual | Net Emissions Allowance Position | Thousand Tons | 0 | 0 | 0 | 0 | 0.00041933 | 0.00041933 | 0 | 0.00041933
IL Fac. Spec. - NOX Rate Summer v3.1, Unit 598 and retrofits | 497 | 1797 | Rate Constraint in lbs/MMBtu | FALSE | L | Annual | Fuel Consumed | TBtu | 0 | 0 | 0 | 0 | 0.031876 | 0.031876 | 0 | 0.031876
IL Fac. Spec. - NOX Rate Summer v3.1, Unit 598 and retrofits | 497 | 1797 | Rate Constraint in lbs/MMBtu | FALSE | L | Annual | Rate | lb/MMBtu | 0 | 0 | 0 | 0 | 0.02631 | 0.02631 | 0 | 0.02631
IL Fac. Spec. - NOX Rate Summer v3.1, Unit 598 and retrofits | 497 | 1797 | Rate Constraint in lbs/MMBtu | FALSE | L | Annual | Generation | TWh | 0 | 0 | 0 | 0 | 0.002472 | 0.002472 | 0 | 0.002472
IL Fac. Spec. - NOX Rate Summer v3.1, Unit 598 and retrofits | 497 | 1797 | Rate Constraint in lbs/MMBtu | FALSE | L | Annual | Qualifying Generation | TWh | 0 | 0 | 0 | 0 | 0.002472 | 0.002472 | 0 | 0.002472
IL Fac. Spec. - NOX Rate Summer v3.1, Unit 598 and retrofits | 497 | 1797 | Rate Constraint in lbs/MMBtu | FALSE | L | Annual | Rate | lb/MWh | 0 | 0 | 0 | 0 | 0.33927 | 0.33927 | 0 | 0.33927
IL Fac. Spec. - NOX Rate Summer v3.1, Unit 598 and retrofits | 497 | 1797 | Rate Constraint in lbs/MMBtu | FALSE | L | Annual | Constraint Shadow Price | US2016$/Ton | 0 | 0 | 0 | 0 | 0 | 0 | 0 | 0
IL Fac. Spec. - NOX Rate Summer v3.1, Unit 599 and retrofits | 498 | 1797 | Rate Constraint in lbs/MMBtu | FALSE | L | Annual | Seasons Included | Seasons | Summer | Summer | Summer | Summer | Summer | Summer | Summer | Summer
IL Fac. Spec. - NOX Rate Summer v3.1, Unit 599 and retrofits | 498 | 1797 | Rate Constraint in lbs/MMBtu | FALSE | L | Annual | Standard NOX | lb/MMBtu | 0.25 | 0.25 | 0.25 | 0.25 | 0.25 | 0.25 | 0.25 | 0.25
IL Fac. Spec. - NOX Rate Summer v3.1, Unit 599 and retrofits | 498 | 1797 | Rate Constraint in lbs/MMBtu | FALSE | L | Annual | Emissions at Affected Plants NOX | Thousand Tons | 0 | 0 | 0 | 0 | 0.00040865 | 0.00040865 | 0 | 0.00040865
IL Fac. Spec. - NOX Rate Summer v3.1, Unit 599 and retrofits | 498 | 1797 | Rate Constraint in lbs/MMBtu | FALSE | L | Annual | Allowances Purchased NOX | Thousand Tons | 0 | 0 | 0 | 0 | 0 | 0 | 0 | 0
IL Fac. Spec. - NOX Rate Summer v3.1, Unit 599 and retrofits | 498 | 1797 | Rate Constraint in lbs/MMBtu | FALSE | L | Annual | Allowances Sold NOX | Thousand Tons | 0 | 0 | 0 | 0 | 0 | 0 | 0 | 0
IL Fac. Spec. - NOX Rate Summer v3.1, Unit 599 and retrofits | 498 | 1797 | Rate Constraint in lbs/MMBtu | FALSE | L | Annual | Allowances Banked | Thousand Tons | 0 | 0 | 0 | 0 | 0 | 0 | 0 | 0
IL Fac. Spec. - NOX Rate Summer v3.1, Unit 599 and retrofits | 498 | 1797 | Rate Constraint in lbs/MMBtu | FALSE | L | Annual | Allowances Withdrawn (1:1) | Thousand Tons | 0 | 0 | 0 | 0 | 0 | 0 | 0 | 0
IL Fac. Spec. - NOX Rate Summer v3.1, Unit 599 and retrofits | 498 | 1797 | Rate Constraint in lbs/MMBtu | FALSE | L | Annual | Allowances Withdrawn (n:1) | Thousand Tons | 0 | 0 | 0 | 0 | 0 | 0 | 0 | 0
IL Fac. Spec. - NOX Rate Summer v3.1, Unit 599 and retrofits | 498 | 1797 | Rate Constraint in lbs/MMBtu | FALSE | L | Annual | Net Emissions Allowance Position | Thousand Tons | 0 | 0 | 0 | 0 | 0.00040865 | 0.00040865 | 0 | 0.00040865
IL Fac. Spec. - NOX Rate Summer v3.1, Unit 599 and retrofits | 498 | 1797 | Rate Constraint in lbs/MMBtu | FALSE | L | Annual | Fuel Consumed | TBtu | 0 | 0 | 0 | 0 | 0.031876 | 0.031876 | 0 | 0.031876
IL Fac. Spec. - NOX Rate Summer v3.1, Unit 599 and retrofits | 498 | 1797 | Rate Constraint in lbs/MMBtu | FALSE | L | Annual | Rate | lb/MMBtu | 0 | 0 | 0 | 0 | 0.02564 | 0.02564 | 0 | 0.02564
IL Fac. Spec. - NOX Rate Summer v3.1, Unit 599 and retrofits | 498 | 1797 | Rate Constraint in lbs/MMBtu | FALSE | L | Annual | Generation | TWh | 0 | 0 | 0 | 0 | 0.002472 | 0.002472 | 0 | 0.002472
IL Fac. Spec. - NOX Rate Summer v3.1, Unit 599 and retrofits | 498 | 1797 | Rate Constraint in lbs/MMBtu | FALSE | L | Annual | Qualifying Generation | TWh | 0 | 0 | 0 | 0 | 0.002472 | 0.002472 | 0 | 0.002472
IL Fac. Spec. - NOX Rate Summer v3.1, Unit 599 and retrofits | 498 | 1797 | Rate Constraint in lbs/MMBtu | FALSE | L | Annual | Rate | lb/MWh | 0 | 0 | 0 | 0 | 0.33063 | 0.33063 | 0 | 0.33063
IL Fac. Spec. - NOX Rate Summer v3.1, Unit 599 and retrofits | 498 | 1797 | Rate Constraint in lbs/MMBtu | FALSE | L | Annual | Constraint Shadow Price | US2016$/Ton | 0 | 0 | 0 | 0 | 0 | 0 | 0 | 0
IL Fac. Spec. - NOX Rate Summer v3.1, Unit 600 and retrofits | 499 | 1797 | Rate Constraint in lbs/MMBtu | FALSE | L | Annual | Seasons Included | Seasons | Summer | Summer | Summer | Summer | Summer | Summer | Summer | Summer
IL Fac. Spec. - NOX Rate Summer v3.1, Unit 600 and retrofits | 499 | 1797 | Rate Constraint in lbs/MMBtu | FALSE | L | Annual | Standard NOX | lb/MMBtu | 0.25 | 0.25 | 0.25 | 0.25 | 0.25 | 0.25 | 0.25 | 0.25
IL Fac. Spec. - NOX Rate Summer v3.1, Unit 600 and retrofits | 499 | 1797 | Rate Constraint in lbs/MMBtu | FALSE | L | Annual | Emissions at Affected Plants NOX | Thousand Tons | 0 | 0 | 0 | 0 | 0 | 0 | 0 | 0
IL Fac. Spec. - NOX Rate Summer v3.1, Unit 600 and retrofits | 499 | 1797 | Rate Constraint in lbs/MMBtu | FALSE | L | Annual | Allowances Purchased NOX | Thousand Tons | 0 | 0 | 0 | 0 | 0 | 0 | 0 | 0
IL Fac. Spec. - NOX Rate Summer v3.1, Unit 600 and retrofits | 499 | 1797 | Rate Constraint in lbs/MMBtu | FALSE | L | Annual | Allowances Sold NOX | Thousand Tons | 0 | 0 | 0 | 0 | 0 | 0 | 0 | 0
IL Fac. Spec. - NOX Rate Summer v3.1, Unit 600 and retrofits | 499 | 1797 | Rate Constraint in lbs/MMBtu | FALSE | L | Annual | Allowances Banked | Thousand Tons | 0 | 0 | 0 | 0 | 0 | 0 | 0 | 0
IL Fac. Spec. - NOX Rate Summer v3.1, Unit 600 and retrofits | 499 | 1797 | Rate Constraint in lbs/MMBtu | FALSE | L | Annual | Allowances Withdrawn (1:1) | Thousand Tons | 0 | 0 | 0 | 0 | 0 | 0 | 0 | 0
IL Fac. Spec. - NOX Rate Summer v3.1, Unit 600 and retrofits | 499 | 1797 | Rate Constraint in lbs/MMBtu | FALSE | L | Annual | Allowances Withdrawn (n:1) | Thousand Tons | 0 | 0 | 0 | 0 | 0 | 0 | 0 | 0
IL Fac. Spec. - NOX Rate Summer v3.1, Unit 600 and retrofits | 499 | 1797 | Rate Constraint in lbs/MMBtu | FALSE | L | Annual | Net Emissions Allowance Position | Thousand Tons | 0 | 0 | 0 | 0 | 0 | 0 | 0 | 0
IL Fac. Spec. - NOX Rate Summer v3.1, Unit 600 and retrofits | 499 | 1797 | Rate Constraint in lbs/MMBtu | FALSE | L | Annual | Fuel Consumed | TBtu | 0 | 0 | 0 | 0 | 0 | 0 | 0 | 0
IL Fac. Spec. - NOX Rate Summer v3.1, Unit 600 and retrofits | 499 | 1797 | Rate Constraint in lbs/MMBtu | FALSE | L | Annual | Rate | lb/MMBtu | 0 | 0 | 0 | 0 | 0 | 0 | 0 | 0
IL Fac. Spec. - NOX Rate Summer v3.1, Unit 600 and retrofits | 499 | 1797 | Rate Constraint in lbs/MMBtu | FALSE | L | Annual | Generation | TWh | 0 | 0 | 0 | 0 | 0 | 0 | 0 | 0
IL Fac. Spec. - NOX Rate Summer v3.1, Unit 600 and retrofits | 499 | 1797 | Rate Constraint in lbs/MMBtu | FALSE | L | Annual | Qualifying Generation | TWh | 0 | 0 | 0 | 0 | 0 | 0 | 0 | 0
IL Fac. Spec. - NOX Rate Summer v3.1, Unit 600 and retrofits | 499 | 1797 | Rate Constraint in lbs/MMBtu | FALSE | L | Annual | Rate | lb/MWh | 0 | 0 | 0 | 0 | 0 | 0 | 0 | 0
IL Fac. Spec. - NOX Rate Summer v3.1, Unit 600 and retrofits | 499 | 1797 | Rate Constraint in lbs/MMBtu | FALSE | L | Annual | Constraint Shadow Price | US2016$/Ton | 0 | 0 | 0 | 0 | 0 | 0 | 0 | 0
IL Fac. Spec. - NOX Rate Summer v3.1, Unit 601 and retrofits | 500 | 1797 | Rate Constraint in lbs/MMBtu | FALSE | L | Annual | Seasons Included | Seasons | Summer | Summer | Summer | Summer | Summer | Summer | Summer | Summer
IL Fac. Spec. - NOX Rate Summer v3.1, Unit 601 and retrofits | 500 | 1797 | Rate Constraint in lbs/MMBtu | FALSE | L | Annual | Standard NOX | lb/MMBtu | 0.25 | 0.25 | 0.25 | 0.25 | 0.25 | 0.25 | 0.25 | 0.25
IL Fac. Spec. - NOX Rate Summer v3.1, Unit 601 and retrofits | 500 | 1797 | Rate Constraint in lbs/MMBtu | FALSE | L | Annual | Emissions at Affected Plants NOX | Thousand Tons | 0 | 0 | 0 | 0 | 0 | 0 | 0 | 0
IL Fac. Spec. - NOX Rate Summer v3.1, Unit 601 and retrofits | 500 | 1797 | Rate Constraint in lbs/MMBtu | FALSE | L | Annual | Allowances Purchased NOX | Thousand Tons | 0 | 0 | 0 | 0 | 0 | 0 | 0 | 0
IL Fac. Spec. - NOX Rate Summer v3.1, Unit 601 and retrofits | 500 | 1797 | Rate Constraint in lbs/MMBtu | FALSE | L | Annual | Allowances Sold NOX | Thousand Tons | 0 | 0 | 0 | 0 | 0 | 0 | 0 | 0
IL Fac. Spec. - NOX Rate Summer v3.1, Unit 601 and retrofits | 500 | 1797 | Rate Constraint in lbs/MMBtu | FALSE | L | Annual | Allowances Banked | Thousand Tons | 0 | 0 | 0 | 0 | 0 | 0 | 0 | 0
IL Fac. Spec. - NOX Rate Summer v3.1, Unit 601 and retrofits | 500 | 1797 | Rate Constraint in lbs/MMBtu | FALSE | L | Annual | Allowances Withdrawn (1:1) | Thousand Tons | 0 | 0 | 0 | 0 | 0 | 0 | 0 | 0
IL Fac. Spec. - NOX Rate Summer v3.1, Unit 601 and retrofits | 500 | 1797 | Rate Constraint in lbs/MMBtu | FALSE | L | Annual | Allowances Withdrawn (n:1) | Thousand Tons | 0 | 0 | 0 | 0 | 0 | 0 | 0 | 0
IL Fac. Spec. - NOX Rate Summer v3.1, Unit 601 and retrofits | 500 | 1797 | Rate Constraint in lbs/MMBtu | FALSE | L | Annual | Net Emissions Allowance Position | Thousand Tons | 0 | 0 | 0 | 0 | 0 | 0 | 0 | 0
IL Fac. Spec. - NOX Rate Summer v3.1, Unit 601 and retrofits | 500 | 1797 | Rate Constraint in lbs/MMBtu | FALSE | L | Annual | Fuel Consumed | TBtu | 0 | 0 | 0 | 0 | 0 | 0 | 0 | 0
IL Fac. Spec. - NOX Rate Summer v3.1, Unit 601 and retrofits | 500 | 1797 | Rate Constraint in lbs/MMBtu | FALSE | L | Annual | Rate | lb/MMBtu | 0 | 0 | 0 | 0 | 0 | 0 | 0 | 0
IL Fac. Spec. - NOX Rate Summer v3.1, Unit 601 and retrofits | 500 | 1797 | Rate Constraint in lbs/MMBtu | FALSE | L | Annual | Generation | TWh | 0 | 0 | 0 | 0 | 0 | 0 | 0 | 0
IL Fac. Spec. - NOX Rate Summer v3.1, Unit 601 and retrofits | 500 | 1797 | Rate Constraint in lbs/MMBtu | FALSE | L | Annual | Qualifying Generation | TWh | 0 | 0 | 0 | 0 | 0 | 0 | 0 | 0
IL Fac. Spec. - NOX Rate Summer v3.1, Unit 601 and retrofits | 500 | 1797 | Rate Constraint in lbs/MMBtu | FALSE | L | Annual | Rate | lb/MWh | 0 | 0 | 0 | 0 | 0 | 0 | 0 | 0
IL Fac. Spec. - NOX Rate Summer v3.1, Unit 601 and retrofits | 500 | 1797 | Rate Constraint in lbs/MMBtu | FALSE | L | Annual | Constraint Shadow Price | US2016$/Ton | 0 | 0 | 0 | 0 | 0 | 0 | 0 | 0
IL Fac. Spec. - NOX Rate Summer v3.1, Unit 602 and retrofits | 501 | 1797 | Rate Constraint in lbs/MMBtu | FALSE | L | Annual | Seasons Included | Seasons | Summer | Summer | Summer | Summer | Summer | Summer | Summer | Summer
IL Fac. Spec. - NOX Rate Summer v3.1, Unit 602 and retrofits | 501 | 1797 | Rate Constraint in lbs/MMBtu | FALSE | L | Annual | Standard NOX | lb/MMBtu | 0.25 | 0.25 | 0.25 | 0.25 | 0.25 | 0.25 | 0.25 | 0.25
IL Fac. Spec. - NOX Rate Summer v3.1, Unit 602 and retrofits | 501 | 1797 | Rate Constraint in lbs/MMBtu | FALSE | L | Annual | Emissions at Affected Plants NOX | Thousand Tons | 0 | 0 | 0 | 0 | 0 | 0 | 0 | 0
IL Fac. Spec. - NOX Rate Summer v3.1, Unit 602 and retrofits | 501 | 1797 | Rate Constraint in lbs/MMBtu | FALSE | L | Annual | Allowances Purchased NOX | Thousand Tons | 0 | 0 | 0 | 0 | 0 | 0 | 0 | 0
IL Fac. Spec. - NOX Rate Summer v3.1, Unit 602 and retrofits | 501 | 1797 | Rate Constraint in lbs/MMBtu | FALSE | L | Annual | Allowances Sold NOX | Thousand Tons | 0 | 0 | 0 | 0 | 0 | 0 | 0 | 0
IL Fac. Spec. - NOX Rate Summer v3.1, Unit 602 and retrofits | 501 | 1797 | Rate Constraint in lbs/MMBtu | FALSE | L | Annual | Allowances Banked | Thousand Tons | 0 | 0 | 0 | 0 | 0 | 0 | 0 | 0
IL Fac. Spec. - NOX Rate Summer v3.1, Unit 602 and retrofits | 501 | 1797 | Rate Constraint in lbs/MMBtu | FALSE | L | Annual | Allowances Withdrawn (1:1) | Thousand Tons | 0 | 0 | 0 | 0 | 0 | 0 | 0 | 0
IL Fac. Spec. - NOX Rate Summer v3.1, Unit 602 and retrofits | 501 | 1797 | Rate Constraint in lbs/MMBtu | FALSE | L | Annual | Allowances Withdrawn (n:1) | Thousand Tons | 0 | 0 | 0 | 0 | 0 | 0 | 0 | 0
IL Fac. Spec. - NOX Rate Summer v3.1, Unit 602 and retrofits | 501 | 1797 | Rate Constraint in lbs/MMBtu | FALSE | L | Annual | Net Emissions Allowance Position | Thousand Tons | 0 | 0 | 0 | 0 | 0 | 0 | 0 | 0
IL Fac. Spec. - NOX Rate Summer v3.1, Unit 602 and retrofits | 501 | 1797 | Rate Constraint in lbs/MMBtu | FALSE | L | Annual | Fuel Consumed | TBtu | 0 | 0 | 0 | 0 | 0 | 0 | 0 | 0
IL Fac. Spec. - NOX Rate Summer v3.1, Unit 602 and retrofits | 501 | 1797 | Rate Constraint in lbs/MMBtu | FALSE | L | Annual | Rate | lb/MMBtu | 0 | 0 | 0 | 0 | 0 | 0 | 0 | 0
IL Fac. Spec. - NOX Rate Summer v3.1, Unit 602 and retrofits | 501 | 1797 | Rate Constraint in lbs/MMBtu | FALSE | L | Annual | Generation | TWh | 0 | 0 | 0 | 0 | 0 | 0 | 0 | 0
IL Fac. Spec. - NOX Rate Summer v3.1, Unit 602 and retrofits | 501 | 1797 | Rate Constraint in lbs/MMBtu | FALSE | L | Annual | Qualifying Generation | TWh | 0 | 0 | 0 | 0 | 0 | 0 | 0 | 0
IL Fac. Spec. - NOX Rate Summer v3.1, Unit 602 and retrofits | 501 | 1797 | Rate Constraint in lbs/MMBtu | FALSE | L | Annual | Rate | lb/MWh | 0 | 0 | 0 | 0 | 0 | 0 | 0 | 0
IL Fac. Spec. - NOX Rate Summer v3.1, Unit 602 and retrofits | 501 | 1797 | Rate Constraint in lbs/MMBtu | FALSE | L | Annual | Constraint Shadow Price | US2016$/Ton | 0 | 0 | 0 | 0 | 0 | 0 | 0 | 0
IL Fac. Spec. - NOX Rate Summer v3.1, Unit 603 and retrofits | 502 | 1797 | Rate Constraint in lbs/MMBtu | FALSE | L | Annual | Seasons Included | Seasons | Summer | Summer | Summer | Summer | Summer | Summer | Summer | Summer
IL Fac. Spec. - NOX Rate Summer v3.1, Unit 603 and retrofits | 502 | 1797 | Rate Constraint in lbs/MMBtu | FALSE | L | Annual | Standard NOX | lb/MMBtu | 0.25 | 0.25 | 0.25 | 0.25 | 0.25 | 0.25 | 0.25 | 0.25
IL Fac. Spec. - NOX Rate Summer v3.1, Unit 603 and retrofits | 502 | 1797 | Rate Constraint in lbs/MMBtu | FALSE | L | Annual | Emissions at Affected Plants NOX | Thousand Tons | 0 | 0 | 0 | 0 | 0 | 0 | 0 | 0
IL Fac. Spec. - NOX Rate Summer v3.1, Unit 603 and retrofits | 502 | 1797 | Rate Constraint in lbs/MMBtu | FALSE | L | Annual | Allowances Purchased NOX | Thousand Tons | 0 | 0 | 0 | 0 | 0 | 0 | 0 | 0
IL Fac. Spec. - NOX Rate Summer v3.1, Unit 603 and retrofits | 502 | 1797 | Rate Constraint in lbs/MMBtu | FALSE | L | Annual | Allowances Sold NOX | Thousand Tons | 0 | 0 | 0 | 0 | 0 | 0 | 0 | 0
IL Fac. Spec. - NOX Rate Summer v3.1, Unit 603 and retrofits | 502 | 1797 | Rate Constraint in lbs/MMBtu | FALSE | L | Annual | Allowances Banked | Thousand Tons | 0 | 0 | 0 | 0 | 0 | 0 | 0 | 0
IL Fac. Spec. - NOX Rate Summer v3.1, Unit 603 and retrofits | 502 | 1797 | Rate Constraint in lbs/MMBtu | FALSE | L | Annual | Allowances Withdrawn (1:1) | Thousand Tons | 0 | 0 | 0 | 0 | 0 | 0 | 0 | 0
IL Fac. Spec. - NOX Rate Summer v3.1, Unit 603 and retrofits | 502 | 1797 | Rate Constraint in lbs/MMBtu | FALSE | L | Annual | Allowances Withdrawn (n:1) | Thousand Tons | 0 | 0 | 0 | 0 | 0 | 0 | 0 | 0
IL Fac. Spec. - NOX Rate Summer v3.1, Unit 603 and retrofits | 502 | 1797 | Rate Constraint in lbs/MMBtu | FALSE | L | Annual | Net Emissions Allowance Position | Thousand Tons | 0 | 0 | 0 | 0 | 0 | 0 | 0 | 0
IL Fac. Spec. - NOX Rate Summer v3.1, Unit 603 and retrofits | 502 | 1797 | Rate Constraint in lbs/MMBtu | FALSE | L | Annual | Fuel Consumed | TBtu | 0 | 0 | 0 | 0 | 0 | 0 | 0 | 0
IL Fac. Spec. - NOX Rate Summer v3.1, Unit 603 and retrofits | 502 | 1797 | Rate Constraint in lbs/MMBtu | FALSE | L | Annual | Rate | lb/MMBtu | 0 | 0 | 0 | 0 | 0 | 0 | 0 | 0
IL Fac. Spec. - NOX Rate Summer v3.1, Unit 603 and retrofits | 502 | 1797 | Rate Constraint in lbs/MMBtu | FALSE | L | Annual | Generation | TWh | 0 | 0 | 0 | 0 | 0 | 0 | 0 | 0
IL Fac. Spec. - NOX Rate Summer v3.1, Unit 603 and retrofits | 502 | 1797 | Rate Constraint in lbs/MMBtu | FALSE | L | Annual | Qualifying Generation | TWh | 0 | 0 | 0 | 0 | 0 | 0 | 0 | 0
IL Fac. Spec. - NOX Rate Summer v3.1, Unit 603 and retrofits | 502 | 1797 | Rate Constraint in lbs/MMBtu | FALSE | L | Annual | Rate | lb/MWh | 0 | 0 | 0 | 0 | 0 | 0 | 0 | 0
IL Fac. Spec. - NOX Rate Summer v3.1, Unit 603 and retrofits | 502 | 1797 | Rate Constraint in lbs/MMBtu | FALSE | L | Annual | Constraint Shadow Price | US2016$/Ton | 0 | 0 | 0 | 0 | 0 | 0 | 0 | 0
IL Fac. Spec. - NOX Rate Summer v3.1, Unit 604 and retrofits | 503 | 1797 | Rate Constraint in lbs/MMBtu | FALSE | L | Annual | Seasons Included | Seasons | Summer | Summer | Summer | Summer | Summer | Summer | Summer | Summer
IL Fac. Spec. - NOX Rate Summer v3.1, Unit 604 and retrofits | 503 | 1797 | Rate Constraint in lbs/MMBtu | FALSE | L | Annual | Standard NOX | lb/MMBtu | 0.25 | 0.25 | 0.25 | 0.25 | 0.25 | 0.25 | 0.25 | 0.25
IL Fac. Spec. - NOX Rate Summer v3.1, Unit 604 and retrofits | 503 | 1797 | Rate Constraint in lbs/MMBtu | FALSE | L | Annual | Emissions at Affected Plants NOX | Thousand Tons | 0 | 0 | 0 | 0 | 0 | 0 | 0 | 0
IL Fac. Spec. - NOX Rate Summer v3.1, Unit 604 and retrofits | 503 | 1797 | Rate Constraint in lbs/MMBtu | FALSE | L | Annual | Allowances Purchased NOX | Thousand Tons | 0 | 0 | 0 | 0 | 0 | 0 | 0 | 0
IL Fac. Spec. - NOX Rate Summer v3.1, Unit 604 and retrofits | 503 | 1797 | Rate Constraint in lbs/MMBtu | FALSE | L | Annual | Allowances Sold NOX | Thousand Tons | 0 | 0 | 0 | 0 | 0 | 0 | 0 | 0
IL Fac. Spec. - NOX Rate Summer v3.1, Unit 604 and retrofits | 503 | 1797 | Rate Constraint in lbs/MMBtu | FALSE | L | Annual | Allowances Banked | Thousand Tons | 0 | 0 | 0 | 0 | 0 | 0 | 0 | 0
IL Fac. Spec. - NOX Rate Summer v3.1, Unit 604 and retrofits | 503 | 1797 | Rate Constraint in lbs/MMBtu | FALSE | L | Annual | Allowances Withdrawn (1:1) | Thousand Tons | 0 | 0 | 0 | 0 | 0 | 0 | 0 | 0
IL Fac. Spec. - NOX Rate Summer v3.1, Unit 604 and retrofits | 503 | 1797 | Rate Constraint in lbs/MMBtu | FALSE | L | Annual | Allowances Withdrawn (n:1) | Thousand Tons | 0 | 0 | 0 | 0 | 0 | 0 | 0 | 0
IL Fac. Spec. - NOX Rate Summer v3.1, Unit 604 and retrofits | 503 | 1797 | Rate Constraint in lbs/MMBtu | FALSE | L | Annual | Net Emissions Allowance Position | Thousand Tons | 0 | 0 | 0 | 0 | 0 | 0 | 0 | 0
IL Fac. Spec. - NOX Rate Summer v3.1, Unit 604 and retrofits | 503 | 1797 | Rate Constraint in lbs/MMBtu | FALSE | L | Annual | Fuel Consumed | TBtu | 0 | 0 | 0 | 0 | 0 | 0 | 0 | 0
IL Fac. Spec. - NOX Rate Summer v3.1, Unit 604 and retrofits | 503 | 1797 | Rate Constraint in lbs/MMBtu | FALSE | L | Annual | Rate | lb/MMBtu | 0 | 0 | 0 | 0 | 0 | 0 | 0 | 0
IL Fac. Spec. - NOX Rate Summer v3.1, Unit 604 and retrofits | 503 | 1797 | Rate Constraint in lbs/MMBtu | FALSE | L | Annual | Generation | TWh | 0 | 0 | 0 | 0 | 0 | 0 | 0 | 0
IL Fac. Spec. - NOX Rate Summer v3.1, Unit 604 and retrofits | 503 | 1797 | Rate Constraint in lbs/MMBtu | FALSE | L | Annual | Qualifying Generation | TWh | 0 | 0 | 0 | 0 | 0 | 0 | 0 | 0
IL Fac. Spec. - NOX Rate Summer v3.1, Unit 604 and retrofits | 503 | 1797 | Rate Constraint in lbs/MMBtu | FALSE | L | Annual | Rate | lb/MWh | 0 | 0 | 0 | 0 | 0 | 0 | 0 | 0
IL Fac. Spec. - NOX Rate Summer v3.1, Unit 604 and retrofits | 503 | 1797 | Rate Constraint in lbs/MMBtu | FALSE | L | Annual | Constraint Shadow Price | US2016$/Ton | 0 | 0 | 0 | 0 | 0 | 0 | 0 | 0
IL Fac. Spec. - NOX Rate Summer v3.1, Unit 605 and retrofits | 504 | 1797 | Rate Constraint in lbs/MMBtu | FALSE | L | Annual | Seasons Included | Seasons | Summer | Summer | Summer | Summer | Summer | Summer | Summer | Summer
IL Fac. Spec. - NOX Rate Summer v3.1, Unit 605 and retrofits | 504 | 1797 | Rate Constraint in lbs/MMBtu | FALSE | L | Annual | Standard NOX | lb/MMBtu | 0.25 | 0.25 | 0.25 | 0.25 | 0.25 | 0.25 | 0.25 | 0.25
IL Fac. Spec. - NOX Rate Summer v3.1, Unit 605 and retrofits | 504 | 1797 | Rate Constraint in lbs/MMBtu | FALSE | L | Annual | Emissions at Affected Plants NOX | Thousand Tons | 0 | 0 | 0 | 0 | 0 | 0 | 0 | 0
IL Fac. Spec. - NOX Rate Summer v3.1, Unit 605 and retrofits | 504 | 1797 | Rate Constraint in lbs/MMBtu | FALSE | L | Annual | Allowances Purchased NOX | Thousand Tons | 0 | 0 | 0 | 0 | 0 | 0 | 0 | 0
IL Fac. Spec. - NOX Rate Summer v3.1, Unit 605 and retrofits | 504 | 1797 | Rate Constraint in lbs/MMBtu | FALSE | L | Annual | Allowances Sold NOX | Thousand Tons | 0 | 0 | 0 | 0 | 0 | 0 | 0 | 0
IL Fac. Spec. - NOX Rate Summer v3.1, Unit 605 and retrofits | 504 | 1797 | Rate Constraint in lbs/MMBtu | FALSE | L | Annual | Allowances Banked | Thousand Tons | 0 | 0 | 0 | 0 | 0 | 0 | 0 | 0
IL Fac. Spec. - NOX Rate Summer v3.1, Unit 605 and retrofits | 504 | 1797 | Rate Constraint in lbs/MMBtu | FALSE | L | Annual | Allowances Withdrawn (1:1) | Thousand Tons | 0 | 0 | 0 | 0 | 0 | 0 | 0 | 0
IL Fac. Spec. - NOX Rate Summer v3.1, Unit 605 and retrofits | 504 | 1797 | Rate Constraint in lbs/MMBtu | FALSE | L | Annual | Allowances Withdrawn (n:1) | Thousand Tons | 0 | 0 | 0 | 0 | 0 | 0 | 0 | 0
IL Fac. Spec. - NOX Rate Summer v3.1, Unit 605 and retrofits | 504 | 1797 | Rate Constraint in lbs/MMBtu | FALSE | L | Annual | Net Emissions Allowance Position | Thousand Tons | 0 | 0 | 0 | 0 | 0 | 0 | 0 | 0
IL Fac. Spec. - NOX Rate Summer v3.1, Unit 605 and retrofits | 504 | 1797 | Rate Constraint in lbs/MMBtu | FALSE | L | Annual | Fuel Consumed | TBtu | 0 | 0 | 0 | 0 | 0 | 0 | 0 | 0
IL Fac. Spec. - NOX Rate Summer v3.1, Unit 605 and retrofits | 504 | 1797 | Rate Constraint in lbs/MMBtu | FALSE | L | Annual | Rate | lb/MMBtu | 0 | 0 | 0 | 0 | 0 | 0 | 0 | 0
IL Fac. Spec. - NOX Rate Summer v3.1, Unit 605 and retrofits | 504 | 1797 | Rate Constraint in lbs/MMBtu | FALSE | L | Annual | Generation | TWh | 0 | 0 | 0 | 0 | 0 | 0 | 0 | 0
IL Fac. Spec. - NOX Rate Summer v3.1, Unit 605 and retrofits | 504 | 1797 | Rate Constraint in lbs/MMBtu | FALSE | L | Annual | Qualifying Generation | TWh | 0 | 0 | 0 | 0 | 0 | 0 | 0 | 0
IL Fac. Spec. - NOX Rate Summer v3.1, Unit 605 and retrofits | 504 | 1797 | Rate Constraint in lbs/MMBtu | FALSE | L | Annual | Rate | lb/MWh | 0 | 0 | 0 | 0 | 0 | 0 | 0 | 0
IL Fac. Spec. - NOX Rate Summer v3.1, Unit 605 and retrofits | 504 | 1797 | Rate Constraint in lbs/MMBtu | FALSE | L | Annual | Constraint Shadow Price | US2016$/Ton | 0 | 0 | 0 | 0 | 0 | 0 | 0 | 0
IL Fac. Spec. - NOX Rate Summer v3.1, Unit 606 and retrofits | 505 | 1797 | Rate Constraint in lbs/MMBtu | FALSE | L | Annual | Seasons Included | Seasons | Summer | Summer | Summer | Summer | Summer | Summer | Summer | Summer
IL Fac. Spec. - NOX Rate Summer v3.1, Unit 606 and retrofits | 505 | 1797 | Rate Constraint in lbs/MMBtu | FALSE | L | Annual | Standard NOX | lb/MMBtu | 0.25 | 0.25 | 0.25 | 0.25 | 0.25 | 0.25 | 0.25 | 0.25
IL Fac. Spec. - NOX Rate Summer v3.1, Unit 606 and retrofits | 505 | 1797 | Rate Constraint in lbs/MMBtu | FALSE | L | Annual | Emissions at Affected Plants NOX | Thousand Tons | 0 | 0 | 0 | 0 | 0 | 0 | 0 | 0
IL Fac. Spec. - NOX Rate Summer v3.1, Unit 606 and retrofits | 505 | 1797 | Rate Constraint in lbs/MMBtu | FALSE | L | Annual | Allowances Purchased NOX | Thousand Tons | 0 | 0 | 0 | 0 | 0 | 0 | 0 | 0
IL Fac. Spec. - NOX Rate Summer v3.1, Unit 606 and retrofits | 505 | 1797 | Rate Constraint in lbs/MMBtu | FALSE | L | Annual | Allowances Sold NOX | Thousand Tons | 0 | 0 | 0 | 0 | 0 | 0 | 0 | 0
IL Fac. Spec. - NOX Rate Summer v3.1, Unit 606 and retrofits | 505 | 1797 | Rate Constraint in lbs/MMBtu | FALSE | L | Annual | Allowances Banked | Thousand Tons | 0 | 0 | 0 | 0 | 0 | 0 | 0 | 0
IL Fac. Spec. - NOX Rate Summer v3.1, Unit 606 and retrofits | 505 | 1797 | Rate Constraint in lbs/MMBtu | FALSE | L | Annual | Allowances Withdrawn (1:1) | Thousand Tons | 0 | 0 | 0 | 0 | 0 | 0 | 0 | 0
IL Fac. Spec. - NOX Rate Summer v3.1, Unit 606 and retrofits | 505 | 1797 | Rate Constraint in lbs/MMBtu | FALSE | L | Annual | Allowances Withdrawn (n:1) | Thousand Tons | 0 | 0 | 0 | 0 | 0 | 0 | 0 | 0
IL Fac. Spec. - NOX Rate Summer v3.1, Unit 606 and retrofits | 505 | 1797 | Rate Constraint in lbs/MMBtu | FALSE | L | Annual | Net Emissions Allowance Position | Thousand Tons | 0 | 0 | 0 | 0 | 0 | 0 | 0 | 0
IL Fac. Spec. - NOX Rate Summer v3.1, Unit 606 and retrofits | 505 | 1797 | Rate Constraint in lbs/MMBtu | FALSE | L | Annual | Fuel Consumed | TBtu | 0 | 0 | 0 | 0 | 0 | 0 | 0 | 0
IL Fac. Spec. - NOX Rate Summer v3.1, Unit 606 and retrofits | 505 | 1797 | Rate Constraint in lbs/MMBtu | FALSE | L | Annual | Rate | lb/MMBtu | 0 | 0 | 0 | 0 | 0 | 0 | 0 | 0
IL Fac. Spec. - NOX Rate Summer v3.1, Unit 606 and retrofits | 505 | 1797 | Rate Constraint in lbs/MMBtu | FALSE | L | Annual | Generation | TWh | 0 | 0 | 0 | 0 | 0 | 0 | 0 | 0
IL Fac. Spec. - NOX Rate Summer v3.1, Unit 606 and retrofits | 505 | 1797 | Rate Constraint in lbs/MMBtu | FALSE | L | Annual | Qualifying Generation | TWh | 0 | 0 | 0 | 0 | 0 | 0 | 0 | 0
IL Fac. Spec. - NOX Rate Summer v3.1, Unit 606 and retrofits | 505 | 1797 | Rate Constraint in lbs/MMBtu | FALSE | L | Annual | Rate | lb/MWh | 0 | 0 | 0 | 0 | 0 | 0 | 0 | 0
IL Fac. Spec. - NOX Rate Summer v3.1, Unit 606 and retrofits | 505 | 1797 | Rate Constraint in lbs/MMBtu | FALSE | L | Annual | Constraint Shadow Price | US2016$/Ton | 0 | 0 | 0 | 0 | 0 | 0 | 0 | 0
IL Fac. Spec. - NOX Rate Summer v3.1, Unit 607 and retrofits | 506 | 1797 | Rate Constraint in lbs/MMBtu | FALSE | L | Annual | Seasons Included | Seasons | Summer | Summer | Summer | Summer | Summer | Summer | Summer | Summer
IL Fac. Spec. - NOX Rate Summer v3.1, Unit 607 and retrofits | 506 | 1797 | Rate Constraint in lbs/MMBtu | FALSE | L | Annual | Standard NOX | lb/MMBtu | 0.25 | 0.25 | 0.25 | 0.25 | 0.25 | 0.25 | 0.25 | 0.25
IL Fac. Spec. - NOX Rate Summer v3.1, Unit 607 and retrofits | 506 | 1797 | Rate Constraint in lbs/MMBtu | FALSE | L | Annual | Emissions at Affected Plants NOX | Thousand Tons | 0 | 0 | 0 | 0 | 0 | 0 | 0 | 0
IL Fac. Spec. - NOX Rate Summer v3.1, Unit 607 and retrofits | 506 | 1797 | Rate Constraint in lbs/MMBtu | FALSE | L | Annual | Allowances Purchased NOX | Thousand Tons | 0 | 0 | 0 | 0 | 0 | 0 | 0 | 0
IL Fac. Spec. - NOX Rate Summer v3.1, Unit 607 and retrofits | 506 | 1797 | Rate Constraint in lbs/MMBtu | FALSE | L | Annual | Allowances Sold NOX | Thousand Tons | 0 | 0 | 0 | 0 | 0 | 0 | 0 | 0
IL Fac. Spec. - NOX Rate Summer v3.1, Unit 607 and retrofits | 506 | 1797 | Rate Constraint in lbs/MMBtu | FALSE | L | Annual | Allowances Banked | Thousand Tons | 0 | 0 | 0 | 0 | 0 | 0 | 0 | 0
IL Fac. Spec. - NOX Rate Summer v3.1, Unit 607 and retrofits | 506 | 1797 | Rate Constraint in lbs/MMBtu | FALSE | L | Annual | Allowances Withdrawn (1:1) | Thousand Tons | 0 | 0 | 0 | 0 | 0 | 0 | 0 | 0
IL Fac. Spec. - NOX Rate Summer v3.1, Unit 607 and retrofits | 506 | 1797 | Rate Constraint in lbs/MMBtu | FALSE | L | Annual | Allowances Withdrawn (n:1) | Thousand Tons | 0 | 0 | 0 | 0 | 0 | 0 | 0 | 0
IL Fac. Spec. - NOX Rate Summer v3.1, Unit 607 and retrofits | 506 | 1797 | Rate Constraint in lbs/MMBtu | FALSE | L | Annual | Net Emissions Allowance Position | Thousand Tons | 0 | 0 | 0 | 0 | 0 | 0 | 0 | 0
IL Fac. Spec. - NOX Rate Summer v3.1, Unit 607 and retrofits | 506 | 1797 | Rate Constraint in lbs/MMBtu | FALSE | L | Annual | Fuel Consumed | TBtu | 0 | 0 | 0 | 0 | 0 | 0 | 0 | 0
IL Fac. Spec. - NOX Rate Summer v3.1, Unit 607 and retrofits | 506 | 1797 | Rate Constraint in lbs/MMBtu | FALSE | L | Annual | Rate | lb/MMBtu | 0 | 0 | 0 | 0 | 0 | 0 | 0 | 0
IL Fac. Spec. - NOX Rate Summer v3.1, Unit 607 and retrofits | 506 | 1797 | Rate Constraint in lbs/MMBtu | FALSE | L | Annual | Generation | TWh | 0 | 0 | 0 | 0 | 0 | 0 | 0 | 0
IL Fac. Spec. - NOX Rate Summer v3.1, Unit 607 and retrofits | 506 | 1797 | Rate Constraint in lbs/MMBtu | FALSE | L | Annual | Qualifying Generation | TWh | 0 | 0 | 0 | 0 | 0 | 0 | 0 | 0
IL Fac. Spec. - NOX Rate Summer v3.1, Unit 607 and retrofits | 506 | 1797 | Rate Constraint in lbs/MMBtu | FALSE | L | Annual | Rate | lb/MWh | 0 | 0 | 0 | 0 | 0 | 0 | 0 | 0
IL Fac. Spec. - NOX Rate Summer v3.1, Unit 607 and retrofits | 506 | 1797 | Rate Constraint in lbs/MMBtu | FALSE | L | Annual | Constraint Shadow Price | US2016$/Ton | 0 | 0 | 0 | 0 | 0 | 0 | 0 | 0
IL Fac. Spec. - NOX Rate Summer v3.1, Unit 608 and retrofits | 507 | 1797 | Rate Constraint in lbs/MMBtu | FALSE | L | Annual | Seasons Included | Seasons | Summer | Summer | Summer | Summer | Summer | Summer | Summer | Summer
IL Fac. Spec. - NOX Rate Summer v3.1, Unit 608 and retrofits | 507 | 1797 | Rate Constraint in lbs/MMBtu | FALSE | L | Annual | Standard NOX | lb/MMBtu | 0.25 | 0.25 | 0.25 | 0.25 | 0.25 | 0.25 | 0.25 | 0.25
IL Fac. Spec. - NOX Rate Summer v3.1, Unit 608 and retrofits | 507 | 1797 | Rate Constraint in lbs/MMBtu | FALSE | L | Annual | Emissions at Affected Plants NOX | Thousand Tons | 0.011251 | 0.0166 | 0.02201 | 0.02201 | 0.02201 | 0.02201 | 0.02201 | 0.02201
IL Fac. Spec. - NOX Rate Summer v3.1, Unit 608 and retrofits | 507 | 1797 | Rate Constraint in lbs/MMBtu | FALSE | L | Annual | Allowances Purchased NOX | Thousand Tons | 0 | 0 | 0 | 0 | 0 | 0 | 0 | 0
IL Fac. Spec. - NOX Rate Summer v3.1, Unit 608 and retrofits | 507 | 1797 | Rate Constraint in lbs/MMBtu | FALSE | L | Annual | Allowances Sold NOX | Thousand Tons | 0 | 0 | 0 | 0 | 0 | 0 | 0 | 0
IL Fac. Spec. - NOX Rate Summer v3.1, Unit 608 and retrofits | 507 | 1797 | Rate Constraint in lbs/MMBtu | FALSE | L | Annual | Allowances Banked | Thousand Tons | 0 | 0 | 0 | 0 | 0 | 0 | 0 | 0
IL Fac. Spec. - NOX Rate Summer v3.1, Unit 608 and retrofits | 507 | 1797 | Rate Constraint in lbs/MMBtu | FALSE | L | Annual | Allowances Withdrawn (1:1) | Thousand Tons | 0 | 0 | 0 | 0 | 0 | 0 | 0 | 0
IL Fac. Spec. - NOX Rate Summer v3.1, Unit 608 and retrofits | 507 | 1797 | Rate Constraint in lbs/MMBtu | FALSE | L | Annual | Allowances Withdrawn (n:1) | Thousand Tons | 0 | 0 | 0 | 0 | 0 | 0 | 0 | 0
IL Fac. Spec. - NOX Rate Summer v3.1, Unit 608 and retrofits | 507 | 1797 | Rate Constraint in lbs/MMBtu | FALSE | L | Annual | Net Emissions Allowance Position | Thousand Tons | 0.011251 | 0.0166 | 0.02201 | 0.02201 | 0.02201 | 0.02201 | 0.02201 | 0.02201
IL Fac. Spec. - NOX Rate Summer v3.1, Unit 608 and retrofits | 507 | 1797 | Rate Constraint in lbs/MMBtu | FALSE | L | Annual | Fuel Consumed | TBtu | 0.283 | 0.41755 | 0.55364 | 0.55364 | 0.55364 | 0.55364 | 0.55364 | 0.55364
IL Fac. Spec. - NOX Rate Summer v3.1, Unit 608 and retrofits | 507 | 1797 | Rate Constraint in lbs/MMBtu | FALSE | L | Annual | Rate | lb/MMBtu | 0.07951 | 0.07951 | 0.07951 | 0.07951 | 0.07951 | 0.07951 | 0.07951 | 0.07951
IL Fac. Spec. - NOX Rate Summer v3.1, Unit 608 and retrofits | 507 | 1797 | Rate Constraint in lbs/MMBtu | FALSE | L | Annual | Generation | TWh | 0.026338 | 0.03886 | 0.051525 | 0.051525 | 0.051525 | 0.051525 | 0.051525 | 0.051525
IL Fac. Spec. - NOX Rate Summer v3.1, Unit 608 and retrofits | 507 | 1797 | Rate Constraint in lbs/MMBtu | FALSE | L | Annual | Qualifying Generation | TWh | 0.026338 | 0.03886 | 0.051525 | 0.051525 | 0.051525 | 0.051525 | 0.051525 | 0.051525
IL Fac. Spec. - NOX Rate Summer v3.1, Unit 608 and retrofits | 507 | 1797 | Rate Constraint in lbs/MMBtu | FALSE | L | Annual | Rate | lb/MWh | 0.85433 | 0.85433 | 0.85433 | 0.85433 | 0.85433 | 0.85433 | 0.85433 | 0.85433
IL Fac. Spec. - NOX Rate Summer v3.1, Unit 608 and retrofits | 507 | 1797 | Rate Constraint in lbs/MMBtu | FALSE | L | Annual | Constraint Shadow Price | US2016$/Ton | 0 | 0 | 0 | 0 | 0 | 0 | 0 | 0
IL Fac. Spec. - NOX Rate Summer v3.1, Unit 609 and retrofits | 508 | 1797 | Rate Constraint in lbs/MMBtu | FALSE | L | Annual | Seasons Included | Seasons | Summer | Summer | Summer | Summer | Summer | Summer | Summer | Summer
IL Fac. Spec. - NOX Rate Summer v3.1, Unit 609 and retrofits | 508 | 1797 | Rate Constraint in lbs/MMBtu | FALSE | L | Annual | Standard NOX | lb/MMBtu | 0.25 | 0.25 | 0.25 | 0.25 | 0.25 | 0.25 | 0.25 | 0.25
IL Fac. Spec. - NOX Rate Summer v3.1, Unit 609 and retrofits | 508 | 1797 | Rate Constraint in lbs/MMBtu | FALSE | L | Annual | Emissions at Affected Plants NOX | Thousand Tons | 0.011918 | 0.017583 | 0.023314 | 0.023314 | 0.023314 | 0.023314 | 0.023314 | 0.023314
IL Fac. Spec. - NOX Rate Summer v3.1, Unit 609 and retrofits | 508 | 1797 | Rate Constraint in lbs/MMBtu | FALSE | L | Annual | Allowances Purchased NOX | Thousand Tons | 0 | 0 | 0 | 0 | 0 | 0 | 0 | 0
IL Fac. Spec. - NOX Rate Summer v3.1, Unit 609 and retrofits | 508 | 1797 | Rate Constraint in lbs/MMBtu | FALSE | L | Annual | Allowances Sold NOX | Thousand Tons | 0 | 0 | 0 | 0 | 0 | 0 | 0 | 0
IL Fac. Spec. - NOX Rate Summer v3.1, Unit 609 and retrofits | 508 | 1797 | Rate Constraint in lbs/MMBtu | FALSE | L | Annual | Allowances Banked | Thousand Tons | 0 | 0 | 0 | 0 | 0 | 0 | 0 | 0
IL Fac. Spec. - NOX Rate Summer v3.1, Unit 609 and retrofits | 508 | 1797 | Rate Constraint in lbs/MMBtu | FALSE | L | Annual | Allowances Withdrawn (1:1) | Thousand Tons | 0 | 0 | 0 | 0 | 0 | 0 | 0 | 0
IL Fac. Spec. - NOX Rate Summer v3.1, Unit 609 and retrofits | 508 | 1797 | Rate Constraint in lbs/MMBtu | FALSE | L | Annual | Allowances Withdrawn (n:1) | Thousand Tons | 0 | 0 | 0 | 0 | 0 | 0 | 0 | 0
IL Fac. Spec. - NOX Rate Summer v3.1, Unit 609 and retrofits | 508 | 1797 | Rate Constraint in lbs/MMBtu | FALSE | L | Annual | Net Emissions Allowance Position | Thousand Tons | 0.011918 | 0.017583 | 0.023314 | 0.023314 | 0.023314 | 0.023314 | 0.023314 | 0.023314
IL Fac. Spec. - NOX Rate Summer v3.1, Unit 609 and retrofits | 508 | 1797 | Rate Constraint in lbs/MMBtu | FALSE | L | Annual | Fuel Consumed | TBtu | 0.29525 | 0.43561 | 0.57758 | 0.57758 | 0.57758 | 0.57758 | 0.57758 | 0.57758
IL Fac. Spec. - NOX Rate Summer v3.1, Unit 609 and retrofits | 508 | 1797 | Rate Constraint in lbs/MMBtu | FALSE | L | Annual | Rate | lb/MMBtu | 0.08073 | 0.08073 | 0.08073 | 0.08073 | 0.08073 | 0.08073 | 0.08073 | 0.08073
IL Fac. Spec. - NOX Rate Summer v3.1, Unit 609 and retrofits | 508 | 1797 | Rate Constraint in lbs/MMBtu | FALSE | L | Annual | Generation | TWh | 0.027477 | 0.040541 | 0.053754 | 0.053754 | 0.053754 | 0.053754 | 0.053754 | 0.053754
IL Fac. Spec. - NOX Rate Summer v3.1, Unit 609 and retrofits | 508 | 1797 | Rate Constraint in lbs/MMBtu | FALSE | L | Annual | Qualifying Generation | TWh | 0.027477 | 0.040541 | 0.053754 | 0.053754 | 0.053754 | 0.053754 | 0.053754 | 0.053754
IL Fac. Spec. - NOX Rate Summer v3.1, Unit 609 and retrofits | 508 | 1797 | Rate Constraint in lbs/MMBtu | FALSE | L | Annual | Rate | lb/MWh | 0.86744 | 0.86744 | 0.86744 | 0.86744 | 0.86744 | 0.86744 | 0.86744 | 0.86744
IL Fac. Spec. - NOX Rate Summer v3.1, Unit 609 and retrofits | 508 | 1797 | Rate Constraint in lbs/MMBtu | FALSE | L | Annual | Constraint Shadow Price | US2016$/Ton | 0 | 0 | 0 | 0 | 0 | 0 | 0 | 0
IL Fac. Spec. - NOX Rate Summer v3.1, Unit 610 and retrofits | 509 | 1797 | Rate Constraint in lbs/MMBtu | FALSE | L | Annual | Seasons Included | Seasons | Summer | Summer | Summer | Summer | Summer | Summer | Summer | Summer
IL Fac. Spec. - NOX Rate Summer v3.1, Unit 610 and retrofits | 509 | 1797 | Rate Constraint in lbs/MMBtu | FALSE | L | Annual | Standard NOX | lb/MMBtu | 0.25 | 0.25 | 0.25 | 0.25 | 0.25 | 0.25 | 0.25 | 0.25
IL Fac. Spec. - NOX Rate Summer v3.1, Unit 610 and retrofits | 509 | 1797 | Rate Constraint in lbs/MMBtu | FALSE | L | Annual | Emissions at Affected Plants NOX | Thousand Tons | 0 | 0 | 0 | 0 | 0 | 0 | 0 | 0
IL Fac. Spec. - NOX Rate Summer v3.1, Unit 610 and retrofits | 509 | 1797 | Rate Constraint in lbs/MMBtu | FALSE | L | Annual | Allowances Purchased NOX | Thousand Tons | 0 | 0 | 0 | 0 | 0 | 0 | 0 | 0
IL Fac. Spec. - NOX Rate Summer v3.1, Unit 610 and retrofits | 509 | 1797 | Rate Constraint in lbs/MMBtu | FALSE | L | Annual | Allowances Sold NOX | Thousand Tons | 0 | 0 | 0 | 0 | 0 | 0 | 0 | 0
IL Fac. Spec. - NOX Rate Summer v3.1, Unit 610 and retrofits | 509 | 1797 | Rate Constraint in lbs/MMBtu | FALSE | L | Annual | Allowances Banked | Thousand Tons | 0 | 0 | 0 | 0 | 0 | 0 | 0 | 0
IL Fac. Spec. - NOX Rate Summer v3.1, Unit 610 and retrofits | 509 | 1797 | Rate Constraint in lbs/MMBtu | FALSE | L | Annual | Allowances Withdrawn (1:1) | Thousand Tons | 0 | 0 | 0 | 0 | 0 | 0 | 0 | 0
IL Fac. Spec. - NOX Rate Summer v3.1, Unit 610 and retrofits | 509 | 1797 | Rate Constraint in lbs/MMBtu | FALSE | L | Annual | Allowances Withdrawn (n:1) | Thousand Tons | 0 | 0 | 0 | 0 | 0 | 0 | 0 | 0
IL Fac. Spec. - NOX Rate Summer v3.1, Unit 610 and retrofits | 509 | 1797 | Rate Constraint in lbs/MMBtu | FALSE | L | Annual | Net Emissions Allowance Position | Thousand Tons | 0 | 0 | 0 | 0 | 0 | 0 | 0 | 0
IL Fac. Spec. - NOX Rate Summer v3.1, Unit 610 and retrofits | 509 | 1797 | Rate Constraint in lbs/MMBtu | FALSE | L | Annual | Fuel Consumed | TBtu | 0 | 0 | 0 | 0 | 0 | 0 | 0 | 0
IL Fac. Spec. - NOX Rate Summer v3.1, Unit 610 and retrofits | 509 | 1797 | Rate Constraint in lbs/MMBtu | FALSE | L | Annual | Rate | lb/MMBtu | 0 | 0 | 0 | 0 | 0 | 0 | 0 | 0
IL Fac. Spec. - NOX Rate Summer v3.1, Unit 610 and retrofits | 509 | 1797 | Rate Constraint in lbs/MMBtu | FALSE | L | Annual | Generation | TWh | 0 | 0 | 0 | 0 | 0 | 0 | 0 | 0
IL Fac. Spec. - NOX Rate Summer v3.1, Unit 610 and retrofits | 509 | 1797 | Rate Constraint in lbs/MMBtu | FALSE | L | Annual | Qualifying Generation | TWh | 0 | 0 | 0 | 0 | 0 | 0 | 0 | 0
IL Fac. Spec. - NOX Rate Summer v3.1, Unit 610 and retrofits | 509 | 1797 | Rate Constraint in lbs/MMBtu | FALSE | L | Annual | Rate | lb/MWh | 0 | 0 | 0 | 0 | 0 | 0 | 0 | 0
IL Fac. Spec. - NOX Rate Summer v3.1, Unit 610 and retrofits | 509 | 1797 | Rate Constraint in lbs/MMBtu | FALSE | L | Annual | Constraint Shadow Price | US2016$/Ton | 0 | 0 | 0 | 0 | 0 | 0 | 0 | 0
IL Fac. Spec. - NOX Rate Summer v3.1, Unit 611 and retrofits | 510 | 1797 | Rate Constraint in lbs/MMBtu | FALSE | L | Annual | Seasons Included | Seasons | Summer | Summer | Summer | Summer | Summer | Summer | Summer | Summer
IL Fac. Spec. - NOX Rate Summer v3.1, Unit 611 and retrofits | 510 | 1797 | Rate Constraint in lbs/MMBtu | FALSE | L | Annual | Standard NOX | lb/MMBtu | 0.25 | 0.25 | 0.25 | 0.25 | 0.25 | 0.25 | 0.25 | 0.25
IL Fac. Spec. - NOX Rate Summer v3.1, Unit 611 and retrofits | 510 | 1797 | Rate Constraint in lbs/MMBtu | FALSE | L | Annual | Emissions at Affected Plants NOX | Thousand Tons | 0 | 0 | 0 | 0 | 0 | 0 | 0 | 0
IL Fac. Spec. - NOX Rate Summer v3.1, Unit 611 and retrofits | 510 | 1797 | Rate Constraint in lbs/MMBtu | FALSE | L | Annual | Allowances Purchased NOX | Thousand Tons | 0 | 0 | 0 | 0 | 0 | 0 | 0 | 0
IL Fac. Spec. - NOX Rate Summer v3.1, Unit 611 and retrofits | 510 | 1797 | Rate Constraint in lbs/MMBtu | FALSE | L | Annual | Allowances Sold NOX | Thousand Tons | 0 | 0 | 0 | 0 | 0 | 0 | 0 | 0
IL Fac. Spec. - NOX Rate Summer v3.1, Unit 611 and retrofits | 510 | 1797 | Rate Constraint in lbs/MMBtu | FALSE | L | Annual | Allowances Banked | Thousand Tons | 0 | 0 | 0 | 0 | 0 | 0 | 0 | 0
IL Fac. Spec. - NOX Rate Summer v3.1, Unit 611 and retrofits | 510 | 1797 | Rate Constraint in lbs/MMBtu | FALSE | L | Annual | Allowances Withdrawn (1:1) | Thousand Tons | 0 | 0 | 0 | 0 | 0 | 0 | 0 | 0
IL Fac. Spec. - NOX Rate Summer v3.1, Unit 611 and retrofits | 510 | 1797 | Rate Constraint in lbs/MMBtu | FALSE | L | Annual | Allowances Withdrawn (n:1) | Thousand Tons | 0 | 0 | 0 | 0 | 0 | 0 | 0 | 0
IL Fac. Spec. - NOX Rate Summer v3.1, Unit 611 and retrofits | 510 | 1797 | Rate Constraint in lbs/MMBtu | FALSE | L | Annual | Net Emissions Allowance Position | Thousand Tons | 0 | 0 | 0 | 0 | 0 | 0 | 0 | 0
IL Fac. Spec. - NOX Rate Summer v3.1, Unit 611 and retrofits | 510 | 1797 | Rate Constraint in lbs/MMBtu | FALSE | L | Annual | Fuel Consumed | TBtu | 0 | 0 | 0 | 0 | 0 | 0 | 0 | 0
IL Fac. Spec. - NOX Rate Summer v3.1, Unit 611 and retrofits | 510 | 1797 | Rate Constraint in lbs/MMBtu | FALSE | L | Annual | Rate | lb/MMBtu | 0 | 0 | 0 | 0 | 0 | 0 | 0 | 0
IL Fac. Spec. - NOX Rate Summer v3.1, Unit 611 and retrofits | 510 | 1797 | Rate Constraint in lbs/MMBtu | FALSE | L | Annual | Generation | TWh | 0 | 0 | 0 | 0 | 0 | 0 | 0 | 0
IL Fac. Spec. - NOX Rate Summer v3.1, Unit 611 and retrofits | 510 | 1797 | Rate Constraint in lbs/MMBtu | FALSE | L | Annual | Qualifying Generation | TWh | 0 | 0 | 0 | 0 | 0 | 0 | 0 | 0
IL Fac. Spec. - NOX Rate Summer v3.1, Unit 611 and retrofits | 510 | 1797 | Rate Constraint in lbs/MMBtu | FALSE | L | Annual | Rate | lb/MWh | 0 | 0 | 0 | 0 | 0 | 0 | 0 | 0
IL Fac. Spec. - NOX Rate Summer v3.1, Unit 611 and retrofits | 510 | 1797 | Rate Constraint in lbs/MMBtu | FALSE | L | Annual | Constraint Shadow Price | US2016$/Ton | 0 | 0 | 0 | 0 | 0 | 0 | 0 | 0
IL Fac. Spec. - NOX Rate Summer v3.1, Unit 612 and retrofits | 511 | 1797 | Rate Constraint in lbs/MMBtu | FALSE | L | Annual | Seasons Included | Seasons | Summer | Summer | Summer | Summer | Summer | Summer | Summer | Summer
IL Fac. Spec. - NOX Rate Summer v3.1, Unit 612 and retrofits | 511 | 1797 | Rate Constraint in lbs/MMBtu | FALSE | L | Annual | Standard NOX | lb/MMBtu | 0.25 | 0.25 | 0.25 | 0.25 | 0.25 | 0.25 | 0.25 | 0.25
IL Fac. Spec. - NOX Rate Summer v3.1, Unit 612 and retrofits | 511 | 1797 | Rate Constraint in lbs/MMBtu | FALSE | L | Annual | Emissions at Affected Plants NOX | Thousand Tons | 0 | 0 | 0 | 0 | 0 | 0 | 0 | 0
IL Fac. Spec. - NOX Rate Summer v3.1, Unit 612 and retrofits | 511 | 1797 | Rate Constraint in lbs/MMBtu | FALSE | L | Annual | Allowances Purchased NOX | Thousand Tons | 0 | 0 | 0 | 0 | 0 | 0 | 0 | 0
IL Fac. Spec. - NOX Rate Summer v3.1, Unit 612 and retrofits | 511 | 1797 | Rate Constraint in lbs/MMBtu | FALSE | L | Annual | Allowances Sold NOX | Thousand Tons | 0 | 0 | 0 | 0 | 0 | 0 | 0 | 0
IL Fac. Spec. - NOX Rate Summer v3.1, Unit 612 and retrofits | 511 | 1797 | Rate Constraint in lbs/MMBtu | FALSE | L | Annual | Allowances Banked | Thousand Tons | 0 | 0 | 0 | 0 | 0 | 0 | 0 | 0
IL Fac. Spec. - NOX Rate Summer v3.1, Unit 612 and retrofits | 511 | 1797 | Rate Constraint in lbs/MMBtu | FALSE | L | Annual | Allowances Withdrawn (1:1) | Thousand Tons | 0 | 0 | 0 | 0 | 0 | 0 | 0 | 0
IL Fac. Spec. - NOX Rate Summer v3.1, Unit 612 and retrofits | 511 | 1797 | Rate Constraint in lbs/MMBtu | FALSE | L | Annual | Allowances Withdrawn (n:1) | Thousand Tons | 0 | 0 | 0 | 0 | 0 | 0 | 0 | 0
IL Fac. Spec. - NOX Rate Summer v3.1, Unit 612 and retrofits | 511 | 1797 | Rate Constraint in lbs/MMBtu | FALSE | L | Annual | Net Emissions Allowance Position | Thousand Tons | 0 | 0 | 0 | 0 | 0 | 0 | 0 | 0
IL Fac. Spec. - NOX Rate Summer v3.1, Unit 612 and retrofits | 511 | 1797 | Rate Constraint in lbs/MMBtu | FALSE | L | Annual | Fuel Consumed | TBtu | 0 | 0 | 0 | 0 | 0 | 0 | 0 | 0
IL Fac. Spec. - NOX Rate Summer v3.1, Unit 612 and retrofits | 511 | 1797 | Rate Constraint in lbs/MMBtu | FALSE | L | Annual | Rate | lb/MMBtu | 0 | 0 | 0 | 0 | 0 | 0 | 0 | 0
IL Fac. Spec. - NOX Rate Summer v3.1, Unit 612 and retrofits | 511 | 1797 | Rate Constraint in lbs/MMBtu | FALSE | L | Annual | Generation | TWh | 0 | 0 | 0 | 0 | 0 | 0 | 0 | 0
IL Fac. Spec. - NOX Rate Summer v3.1, Unit 612 and retrofits | 511 | 1797 | Rate Constraint in lbs/MMBtu | FALSE | L | Annual | Qualifying Generation | TWh | 0 | 0 | 0 | 0 | 0 | 0 | 0 | 0
IL Fac. Spec. - NOX Rate Summer v3.1, Unit 612 and retrofits | 511 | 1797 | Rate Constraint in lbs/MMBtu | FALSE | L | Annual | Rate | lb/MWh | 0 | 0 | 0 | 0 | 0 | 0 | 0 | 0
IL Fac. Spec. - NOX Rate Summer v3.1, Unit 612 and retrofits | 511 | 1797 | Rate Constraint in lbs/MMBtu | FALSE | L | Annual | Constraint Shadow Price | US2016$/Ton | 0 | 0 | 0 | 0 | 0 | 0 | 0 | 0
IL Fac. Spec. - NOX Rate Summer v3.1, Unit 613 and retrofits | 512 | 1797 | Rate Constraint in lbs/MMBtu | FALSE | L | Annual | Seasons Included | Seasons | Summer | Summer | Summer | Summer | Summer | Summer | Summer | Summer
IL Fac. Spec. - NOX Rate Summer v3.1, Unit 613 and retrofits | 512 | 1797 | Rate Constraint in lbs/MMBtu | FALSE | L | Annual | Standard NOX | lb/MMBtu | 0.25 | 0.25 | 0.25 | 0.25 | 0.25 | 0.25 | 0.25 | 0.25
IL Fac. Spec. - NOX Rate Summer v3.1, Unit 613 and retrofits | 512 | 1797 | Rate Constraint in lbs/MMBtu | FALSE | L | Annual | Emissions at Affected Plants NOX | Thousand Tons | 0 | 0 | 0 | 0 | 0 | 0 | 0 | 0
IL Fac. Spec. - NOX Rate Summer v3.1, Unit 613 and retrofits | 512 | 1797 | Rate Constraint in lbs/MMBtu | FALSE | L | Annual | Allowances Purchased NOX | Thousand Tons | 0 | 0 | 0 | 0 | 0 | 0 | 0 | 0
IL Fac. Spec. - NOX Rate Summer v3.1, Unit 613 and retrofits | 512 | 1797 | Rate Constraint in lbs/MMBtu | FALSE | L | Annual | Allowances Sold NOX | Thousand Tons | 0 | 0 | 0 | 0 | 0 | 0 | 0 | 0
IL Fac. Spec. - NOX Rate Summer v3.1, Unit 613 and retrofits | 512 | 1797 | Rate Constraint in lbs/MMBtu | FALSE | L | Annual | Allowances Banked | Thousand Tons | 0 | 0 | 0 | 0 | 0 | 0 | 0 | 0
IL Fac. Spec. - NOX Rate Summer v3.1, Unit 613 and retrofits | 512 | 1797 | Rate Constraint in lbs/MMBtu | FALSE | L | Annual | Allowances Withdrawn (1:1) | Thousand Tons | 0 | 0 | 0 | 0 | 0 | 0 | 0 | 0
IL Fac. Spec. - NOX Rate Summer v3.1, Unit 613 and retrofits | 512 | 1797 | Rate Constraint in lbs/MMBtu | FALSE | L | Annual | Allowances Withdrawn (n:1) | Thousand Tons | 0 | 0 | 0 | 0 | 0 | 0 | 0 | 0
IL Fac. Spec. - NOX Rate Summer v3.1, Unit 613 and retrofits | 512 | 1797 | Rate Constraint in lbs/MMBtu | FALSE | L | Annual | Net Emissions Allowance Position | Thousand Tons | 0 | 0 | 0 | 0 | 0 | 0 | 0 | 0
IL Fac. Spec. - NOX Rate Summer v3.1, Unit 613 and retrofits | 512 | 1797 | Rate Constraint in lbs/MMBtu | FALSE | L | Annual | Fuel Consumed | TBtu | 0 | 0 | 0 | 0 | 0 | 0 | 0 | 0
IL Fac. Spec. - NOX Rate Summer v3.1, Unit 613 and retrofits | 512 | 1797 | Rate Constraint in lbs/MMBtu | FALSE | L | Annual | Rate | lb/MMBtu | 0 | 0 | 0 | 0 | 0 | 0 | 0 | 0
IL Fac. Spec. - NOX Rate Summer v3.1, Unit 613 and retrofits | 512 | 1797 | Rate Constraint in lbs/MMBtu | FALSE | L | Annual | Generation | TWh | 0 | 0 | 0 | 0 | 0 | 0 | 0 | 0
IL Fac. Spec. - NOX Rate Summer v3.1, Unit 613 and retrofits | 512 | 1797 | Rate Constraint in lbs/MMBtu | FALSE | L | Annual | Qualifying Generation | TWh | 0 | 0 | 0 | 0 | 0 | 0 | 0 | 0
IL Fac. Spec. - NOX Rate Summer v3.1, Unit 613 and retrofits | 512 | 1797 | Rate Constraint in lbs/MMBtu | FALSE | L | Annual | Rate | lb/MWh | 0 | 0 | 0 | 0 | 0 | 0 | 0 | 0
IL Fac. Spec. - NOX Rate Summer v3.1, Unit 613 and retrofits | 512 | 1797 | Rate Constraint in lbs/MMBtu | FALSE | L | Annual | Constraint Shadow Price | US2016$/Ton | 0 | 0 | 0 | 0 | 0 | 0 | 0 | 0
IL Fac. Spec. - NOX Rate Summer v3.1, Unit 614 and retrofits | 513 | 1797 | Rate Constraint in lbs/MMBtu | FALSE | L | Annual | Seasons Included | Seasons | Summer | Summer | Summer | Summer | Summer | Summer | Summer | Summer
IL Fac. Spec. - NOX Rate Summer v3.1, Unit 614 and retrofits | 513 | 1797 | Rate Constraint in lbs/MMBtu | FALSE | L | Annual | Standard NOX | lb/MMBtu | 0.25 | 0.25 | 0.25 | 0.25 | 0.25 | 0.25 | 0.25 | 0.25
IL Fac. Spec. - NOX Rate Summer v3.1, Unit 614 and retrofits | 513 | 1797 | Rate Constraint in lbs/MMBtu | FALSE | L | Annual | Emissions at Affected Plants NOX | Thousand Tons | 0 | 0 | 0 | 0 | 0 | 0 | 0 | 0
IL Fac. Spec. - NOX Rate Summer v3.1, Unit 614 and retrofits | 513 | 1797 | Rate Constraint in lbs/MMBtu | FALSE | L | Annual | Allowances Purchased NOX | Thousand Tons | 0 | 0 | 0 | 0 | 0 | 0 | 0 | 0
IL Fac. Spec. - NOX Rate Summer v3.1, Unit 614 and retrofits | 513 | 1797 | Rate Constraint in lbs/MMBtu | FALSE | L | Annual | Allowances Sold NOX | Thousand Tons | 0 | 0 | 0 | 0 | 0 | 0 | 0 | 0
IL Fac. Spec. - NOX Rate Summer v3.1, Unit 614 and retrofits | 513 | 1797 | Rate Constraint in lbs/MMBtu | FALSE | L | Annual | Allowances Banked | Thousand Tons | 0 | 0 | 0 | 0 | 0 | 0 | 0 | 0
IL Fac. Spec. - NOX Rate Summer v3.1, Unit 614 and retrofits | 513 | 1797 | Rate Constraint in lbs/MMBtu | FALSE | L | Annual | Allowances Withdrawn (1:1) | Thousand Tons | 0 | 0 | 0 | 0 | 0 | 0 | 0 | 0
IL Fac. Spec. - NOX Rate Summer v3.1, Unit 614 and retrofits | 513 | 1797 | Rate Constraint in lbs/MMBtu | FALSE | L | Annual | Allowances Withdrawn (n:1) | Thousand Tons | 0 | 0 | 0 | 0 | 0 | 0 | 0 | 0
IL Fac. Spec. - NOX Rate Summer v3.1, Unit 614 and retrofits | 513 | 1797 | Rate Constraint in lbs/MMBtu | FALSE | L | Annual | Net Emissions Allowance Position | Thousand Tons | 0 | 0 | 0 | 0 | 0 | 0 | 0 | 0
IL Fac. Spec. - NOX Rate Summer v3.1, Unit 614 and retrofits | 513 | 1797 | Rate Constraint in lbs/MMBtu | FALSE | L | Annual | Fuel Consumed | TBtu | 0 | 0 | 0 | 0 | 0 | 0 | 0 | 0
IL Fac. Spec. - NOX Rate Summer v3.1, Unit 614 and retrofits | 513 | 1797 | Rate Constraint in lbs/MMBtu | FALSE | L | Annual | Rate | lb/MMBtu | 0 | 0 | 0 | 0 | 0 | 0 | 0 | 0
IL Fac. Spec. - NOX Rate Summer v3.1, Unit 614 and retrofits | 513 | 1797 | Rate Constraint in lbs/MMBtu | FALSE | L | Annual | Generation | TWh | 0 | 0 | 0 | 0 | 0 | 0 | 0 | 0
IL Fac. Spec. - NOX Rate Summer v3.1, Unit 614 and retrofits | 513 | 1797 | Rate Constraint in lbs/MMBtu | FALSE | L | Annual | Qualifying Generation | TWh | 0 | 0 | 0 | 0 | 0 | 0 | 0 | 0
IL Fac. Spec. - NOX Rate Summer v3.1, Unit 614 and retrofits | 513 | 1797 | Rate Constraint in lbs/MMBtu | FALSE | L | Annual | Rate | lb/MWh | 0 | 0 | 0 | 0 | 0 | 0 | 0 | 0
IL Fac. Spec. - NOX Rate Summer v3.1, Unit 614 and retrofits | 513 | 1797 | Rate Constraint in lbs/MMBtu | FALSE | L | Annual | Constraint Shadow Price | US2016$/Ton | 0 | 0 | 0 | 0 | 0 | 0 | 0 | 0
IL Fac. Spec. - NOX Rate Summer v3.1, Unit 615 and retrofits | 514 | 1797 | Rate Constraint in lbs/MMBtu | FALSE | L | Annual | Seasons Included | Seasons | Summer | Summer | Summer | Summer | Summer | Summer | Summer | Summer
IL Fac. Spec. - NOX Rate Summer v3.1, Unit 615 and retrofits | 514 | 1797 | Rate Constraint in lbs/MMBtu | FALSE | L | Annual | Standard NOX | lb/MMBtu | 0.25 | 0.25 | 0.25 | 0.25 | 0.25 | 0.25 | 0.25 | 0.25
IL Fac. Spec. - NOX Rate Summer v3.1, Unit 615 and retrofits | 514 | 1797 | Rate Constraint in lbs/MMBtu | FALSE | L | Annual | Emissions at Affected Plants NOX | Thousand Tons | 0 | 0 | 0 | 0 | 0 | 0 | 0 | 0
IL Fac. Spec. - NOX Rate Summer v3.1, Unit 615 and retrofits | 514 | 1797 | Rate Constraint in lbs/MMBtu | FALSE | L | Annual | Allowances Purchased NOX | Thousand Tons | 0 | 0 | 0 | 0 | 0 | 0 | 0 | 0
IL Fac. Spec. - NOX Rate Summer v3.1, Unit 615 and retrofits | 514 | 1797 | Rate Constraint in lbs/MMBtu | FALSE | L | Annual | Allowances Sold NOX | Thousand Tons | 0 | 0 | 0 | 0 | 0 | 0 | 0 | 0
IL Fac. Spec. - NOX Rate Summer v3.1, Unit 615 and retrofits | 514 | 1797 | Rate Constraint in lbs/MMBtu | FALSE | L | Annual | Allowances Banked | Thousand Tons | 0 | 0 | 0 | 0 | 0 | 0 | 0 | 0
IL Fac. Spec. - NOX Rate Summer v3.1, Unit 615 and retrofits | 514 | 1797 | Rate Constraint in lbs/MMBtu | FALSE | L | Annual | Allowances Withdrawn (1:1) | Thousand Tons | 0 | 0 | 0 | 0 | 0 | 0 | 0 | 0
IL Fac. Spec. - NOX Rate Summer v3.1, Unit 615 and retrofits | 514 | 1797 | Rate Constraint in lbs/MMBtu | FALSE | L | Annual | Allowances Withdrawn (n:1) | Thousand Tons | 0 | 0 | 0 | 0 | 0 | 0 | 0 | 0
IL Fac. Spec. - NOX Rate Summer v3.1, Unit 615 and retrofits | 514 | 1797 | Rate Constraint in lbs/MMBtu | FALSE | L | Annual | Net Emissions Allowance Position | Thousand Tons | 0 | 0 | 0 | 0 | 0 | 0 | 0 | 0
IL Fac. Spec. - NOX Rate Summer v3.1, Unit 615 and retrofits | 514 | 1797 | Rate Constraint in lbs/MMBtu | FALSE | L | Annual | Fuel Consumed | TBtu | 0 | 0 | 0 | 0 | 0 | 0 | 0 | 0
IL Fac. Spec. - NOX Rate Summer v3.1, Unit 615 and retrofits | 514 | 1797 | Rate Constraint in lbs/MMBtu | FALSE | L | Annual | Rate | lb/MMBtu | 0 | 0 | 0 | 0 | 0 | 0 | 0 | 0
IL Fac. Spec. - NOX Rate Summer v3.1, Unit 615 and retrofits | 514 | 1797 | Rate Constraint in lbs/MMBtu | FALSE | L | Annual | Generation | TWh | 0 | 0 | 0 | 0 | 0 | 0 | 0 | 0
IL Fac. Spec. - NOX Rate Summer v3.1, Unit 615 and retrofits | 514 | 1797 | Rate Constraint in lbs/MMBtu | FALSE | L | Annual | Qualifying Generation | TWh | 0 | 0 | 0 | 0 | 0 | 0 | 0 | 0
IL Fac. Spec. - NOX Rate Summer v3.1, Unit 615 and retrofits | 514 | 1797 | Rate Constraint in lbs/MMBtu | FALSE | L | Annual | Rate | lb/MWh | 0 | 0 | 0 | 0 | 0 | 0 | 0 | 0
IL Fac. Spec. - NOX Rate Summer v3.1, Unit 615 and retrofits | 514 | 1797 | Rate Constraint in lbs/MMBtu | FALSE | L | Annual | Constraint Shadow Price | US2016$/Ton | 0 | 0 | 0 | 0 | 0 | 0 | 0 | 0
IL Fac. Spec. - NOX Rate Summer v3.1, Unit 616 and retrofits | 515 | 1797 | Rate Constraint in lbs/MMBtu | FALSE | L | Annual | Seasons Included | Seasons | Summer | Summer | Summer | Summer | Summer | Summer | Summer | Summer
IL Fac. Spec. - NOX Rate Summer v3.1, Unit 616 and retrofits | 515 | 1797 | Rate Constraint in lbs/MMBtu | FALSE | L | Annual | Standard NOX | lb/MMBtu | 0.25 | 0.25 | 0.25 | 0.25 | 0.25 | 0.25 | 0.25 | 0.25
IL Fac. Spec. - NOX Rate Summer v3.1, Unit 616 and retrofits | 515 | 1797 | Rate Constraint in lbs/MMBtu | FALSE | L | Annual | Emissions at Affected Plants NOX | Thousand Tons | 0 | 0 | 0 | 0 | 0 | 0 | 0 | 0
IL Fac. Spec. - NOX Rate Summer v3.1, Unit 616 and retrofits | 515 | 1797 | Rate Constraint in lbs/MMBtu | FALSE | L | Annual | Allowances Purchased NOX | Thousand Tons | 0 | 0 | 0 | 0 | 0 | 0 | 0 | 0
IL Fac. Spec. - NOX Rate Summer v3.1, Unit 616 and retrofits | 515 | 1797 | Rate Constraint in lbs/MMBtu | FALSE | L | Annual | Allowances Sold NOX | Thousand Tons | 0 | 0 | 0 | 0 | 0 | 0 | 0 | 0
IL Fac. Spec. - NOX Rate Summer v3.1, Unit 616 and retrofits | 515 | 1797 | Rate Constraint in lbs/MMBtu | FALSE | L | Annual | Allowances Banked | Thousand Tons | 0 | 0 | 0 | 0 | 0 | 0 | 0 | 0
IL Fac. Spec. - NOX Rate Summer v3.1, Unit 616 and retrofits | 515 | 1797 | Rate Constraint in lbs/MMBtu | FALSE | L | Annual | Allowances Withdrawn (1:1) | Thousand Tons | 0 | 0 | 0 | 0 | 0 | 0 | 0 | 0
IL Fac. Spec. - NOX Rate Summer v3.1, Unit 616 and retrofits | 515 | 1797 | Rate Constraint in lbs/MMBtu | FALSE | L | Annual | Allowances Withdrawn (n:1) | Thousand Tons | 0 | 0 | 0 | 0 | 0 | 0 | 0 | 0
IL Fac. Spec. - NOX Rate Summer v3.1, Unit 616 and retrofits | 515 | 1797 | Rate Constraint in lbs/MMBtu | FALSE | L | Annual | Net Emissions Allowance Position | Thousand Tons | 0 | 0 | 0 | 0 | 0 | 0 | 0 | 0
IL Fac. Spec. - NOX Rate Summer v3.1, Unit 616 and retrofits | 515 | 1797 | Rate Constraint in lbs/MMBtu | FALSE | L | Annual | Fuel Consumed | TBtu | 0 | 0 | 0 | 0 | 0 | 0 | 0 | 0
IL Fac. Spec. - NOX Rate Summer v3.1, Unit 616 and retrofits | 515 | 1797 | Rate Constraint in lbs/MMBtu | FALSE | L | Annual | Rate | lb/MMBtu | 0 | 0 | 0 | 0 | 0 | 0 | 0 | 0
IL Fac. Spec. - NOX Rate Summer v3.1, Unit 616 and retrofits | 515 | 1797 | Rate Constraint in lbs/MMBtu | FALSE | L | Annual | Generation | TWh | 0 | 0 | 0 | 0 | 0 | 0 | 0 | 0
IL Fac. Spec. - NOX Rate Summer v3.1, Unit 616 and retrofits | 515 | 1797 | Rate Constraint in lbs/MMBtu | FALSE | L | Annual | Qualifying Generation | TWh | 0 | 0 | 0 | 0 | 0 | 0 | 0 | 0
IL Fac. Spec. - NOX Rate Summer v3.1, Unit 616 and retrofits | 515 | 1797 | Rate Constraint in lbs/MMBtu | FALSE | L | Annual | Rate | lb/MWh | 0 | 0 | 0 | 0 | 0 | 0 | 0 | 0
IL Fac. Spec. - NOX Rate Summer v3.1, Unit 616 and retrofits | 515 | 1797 | Rate Constraint in lbs/MMBtu | FALSE | L | Annual | Constraint Shadow Price | US2016$/Ton | 0 | 0 | 0 | 0 | 0 | 0 | 0 | 0
IL Fac. Spec. - NOX Rate Summer v3.1, Unit 617 and retrofits | 516 | 1797 | Rate Constraint in lbs/MMBtu | FALSE | L | Annual | Seasons Included | Seasons | Summer | Summer | Summer | Summer | Summer | Summer | Summer | Summer
IL Fac. Spec. - NOX Rate Summer v3.1, Unit 617 and retrofits | 516 | 1797 | Rate Constraint in lbs/MMBtu | FALSE | L | Annual | Standard NOX | lb/MMBtu | 0.25 | 0.25 | 0.25 | 0.25 | 0.25 | 0.25 | 0.25 | 0.25
IL Fac. Spec. - NOX Rate Summer v3.1, Unit 617 and retrofits | 516 | 1797 | Rate Constraint in lbs/MMBtu | FALSE | L | Annual | Emissions at Affected Plants NOX | Thousand Tons | 0 | 0 | 0 | 0 | 0 | 0 | 0 | 0
IL Fac. Spec. - NOX Rate Summer v3.1, Unit 617 and retrofits | 516 | 1797 | Rate Constraint in lbs/MMBtu | FALSE | L | Annual | Allowances Purchased NOX | Thousand Tons | 0 | 0 | 0 | 0 | 0 | 0 | 0 | 0
IL Fac. Spec. - NOX Rate Summer v3.1, Unit 617 and retrofits | 516 | 1797 | Rate Constraint in lbs/MMBtu | FALSE | L | Annual | Allowances Sold NOX | Thousand Tons | 0 | 0 | 0 | 0 | 0 | 0 | 0 | 0
IL Fac. Spec. - NOX Rate Summer v3.1, Unit 617 and retrofits | 516 | 1797 | Rate Constraint in lbs/MMBtu | FALSE | L | Annual | Allowances Banked | Thousand Tons | 0 | 0 | 0 | 0 | 0 | 0 | 0 | 0
IL Fac. Spec. - NOX Rate Summer v3.1, Unit 617 and retrofits | 516 | 1797 | Rate Constraint in lbs/MMBtu | FALSE | L | Annual | Allowances Withdrawn (1:1) | Thousand Tons | 0 | 0 | 0 | 0 | 0 | 0 | 0 | 0
IL Fac. Spec. - NOX Rate Summer v3.1, Unit 617 and retrofits | 516 | 1797 | Rate Constraint in lbs/MMBtu | FALSE | L | Annual | Allowances Withdrawn (n:1) | Thousand Tons | 0 | 0 | 0 | 0 | 0 | 0 | 0 | 0
IL Fac. Spec. - NOX Rate Summer v3.1, Unit 617 and retrofits | 516 | 1797 | Rate Constraint in lbs/MMBtu | FALSE | L | Annual | Net Emissions Allowance Position | Thousand Tons | 0 | 0 | 0 | 0 | 0 | 0 | 0 | 0
IL Fac. Spec. - NOX Rate Summer v3.1, Unit 617 and retrofits | 516 | 1797 | Rate Constraint in lbs/MMBtu | FALSE | L | Annual | Fuel Consumed | TBtu | 0 | 0 | 0 | 0 | 0 | 0 | 0 | 0
IL Fac. Spec. - NOX Rate Summer v3.1, Unit 617 and retrofits | 516 | 1797 | Rate Constraint in lbs/MMBtu | FALSE | L | Annual | Rate | lb/MMBtu | 0 | 0 | 0 | 0 | 0 | 0 | 0 | 0
IL Fac. Spec. - NOX Rate Summer v3.1, Unit 617 and retrofits | 516 | 1797 | Rate Constraint in lbs/MMBtu | FALSE | L | Annual | Generation | TWh | 0 | 0 | 0 | 0 | 0 | 0 | 0 | 0
IL Fac. Spec. - NOX Rate Summer v3.1, Unit 617 and retrofits | 516 | 1797 | Rate Constraint in lbs/MMBtu | FALSE | L | Annual | Qualifying Generation | TWh | 0 | 0 | 0 | 0 | 0 | 0 | 0 | 0
IL Fac. Spec. - NOX Rate Summer v3.1, Unit 617 and retrofits | 516 | 1797 | Rate Constraint in lbs/MMBtu | FALSE | L | Annual | Rate | lb/MWh | 0 | 0 | 0 | 0 | 0 | 0 | 0 | 0
IL Fac. Spec. - NOX Rate Summer v3.1, Unit 617 and retrofits | 516 | 1797 | Rate Constraint in lbs/MMBtu | FALSE | L | Annual | Constraint Shadow Price | US2016$/Ton | 0 | 0 | 0 | 0 | 0 | 0 | 0 | 0
IL Fac. Spec. - NOX Rate Summer v3.1, Unit 622 and retrofits | 517 | 1797 | Rate Constraint in lbs/MMBtu | FALSE | L | Annual | Seasons Included | Seasons | Summer | Summer | Summer | Summer | Summer | Summer | Summer | Summer
IL Fac. Spec. - NOX Rate Summer v3.1, Unit 622 and retrofits | 517 | 1797 | Rate Constraint in lbs/MMBtu | FALSE | L | Annual | Standard NOX | lb/MMBtu | 0.25 | 0.25 | 0.25 | 0.25 | 0.25 | 0.25 | 0.25 | 0.25
IL Fac. Spec. - NOX Rate Summer v3.1, Unit 622 and retrofits | 517 | 1797 | Rate Constraint in lbs/MMBtu | FALSE | L | Annual | Emissions at Affected Plants NOX | Thousand Tons | 0.0010113 | 0.0010113 | 0.0010113 | 0.0075847 | 0.010057 | 0.0051408 | 0.0010113 | 0.0051408
IL Fac. Spec. - NOX Rate Summer v3.1, Unit 622 and retrofits | 517 | 1797 | Rate Constraint in lbs/MMBtu | FALSE | L | Annual | Allowances Purchased NOX | Thousand Tons | 0 | 0 | 0 | 0 | 0 | 0 | 0 | 0
IL Fac. Spec. - NOX Rate Summer v3.1, Unit 622 and retrofits | 517 | 1797 | Rate Constraint in lbs/MMBtu | FALSE | L | Annual | Allowances Sold NOX | Thousand Tons | 0 | 0 | 0 | 0 | 0 | 0 | 0 | 0
IL Fac. Spec. - NOX Rate Summer v3.1, Unit 622 and retrofits | 517 | 1797 | Rate Constraint in lbs/MMBtu | FALSE | L | Annual | Allowances Banked | Thousand Tons | 0 | 0 | 0 | 0 | 0 | 0 | 0 | 0
IL Fac. Spec. - NOX Rate Summer v3.1, Unit 622 and retrofits | 517 | 1797 | Rate Constraint in lbs/MMBtu | FALSE | L | Annual | Allowances Withdrawn (1:1) | Thousand Tons | 0 | 0 | 0 | 0 | 0 | 0 | 0 | 0
IL Fac. Spec. - NOX Rate Summer v3.1, Unit 622 and retrofits | 517 | 1797 | Rate Constraint in lbs/MMBtu | FALSE | L | Annual | Allowances Withdrawn (n:1) | Thousand Tons | 0 | 0 | 0 | 0 | 0 | 0 | 0 | 0
IL Fac. Spec. - NOX Rate Summer v3.1, Unit 622 and retrofits | 517 | 1797 | Rate Constraint in lbs/MMBtu | FALSE | L | Annual | Net Emissions Allowance Position | Thousand Tons | 0.0010113 | 0.0010113 | 0.0010113 | 0.0075847 | 0.010057 | 0.0051408 | 0.0010113 | 0.0051408
IL Fac. Spec. - NOX Rate Summer v3.1, Unit 622 and retrofits | 517 | 1797 | Rate Constraint in lbs/MMBtu | FALSE | L | Annual | Fuel Consumed | TBtu | 0.056942 | 0.056942 | 0.056942 | 0.42707 | 0.56626 | 0.28946 | 0.056942 | 0.28946
IL Fac. Spec. - NOX Rate Summer v3.1, Unit 622 and retrofits | 517 | 1797 | Rate Constraint in lbs/MMBtu | FALSE | L | Annual | Rate | lb/MMBtu | 0.03552 | 0.03552 | 0.03552 | 0.03552 | 0.03552 | 0.03552 | 0.03552 | 0.03552
IL Fac. Spec. - NOX Rate Summer v3.1, Unit 622 and retrofits | 517 | 1797 | Rate Constraint in lbs/MMBtu | FALSE | L | Annual | Generation | TWh | 0.0050099 | 0.0050099 | 0.0050099 | 0.037574 | 0.049821 | 0.025467 | 0.0050099 | 0.025467
IL Fac. Spec. - NOX Rate Summer v3.1, Unit 622 and retrofits | 517 | 1797 | Rate Constraint in lbs/MMBtu | FALSE | L | Annual | Qualifying Generation | TWh | 0.0050099 | 0.0050099 | 0.0050099 | 0.037574 | 0.049821 | 0.025467 | 0.0050099 | 0.025467
IL Fac. Spec. - NOX Rate Summer v3.1, Unit 622 and retrofits | 517 | 1797 | Rate Constraint in lbs/MMBtu | FALSE | L | Annual | Rate | lb/MWh | 0.40372 | 0.40372 | 0.40372 | 0.40372 | 0.40372 | 0.40372 | 0.40372 | 0.40372
IL Fac. Spec. - NOX Rate Summer v3.1, Unit 622 and retrofits | 517 | 1797 | Rate Constraint in lbs/MMBtu | FALSE | L | Annual | Constraint Shadow Price | US2016$/Ton | 0 | 0 | 0 | 0 | 0 | 0 | 0 | 0
IL Fac. Spec. - NOX Rate Summer v3.1, Unit 623 and retrofits | 518 | 1797 | Rate Constraint in lbs/MMBtu | FALSE | L | Annual | Seasons Included | Seasons | Summer | Summer | Summer | Summer | Summer | Summer | Summer | Summer
IL Fac. Spec. - NOX Rate Summer v3.1, Unit 623 and retrofits | 518 | 1797 | Rate Constraint in lbs/MMBtu | FALSE | L | Annual | Standard NOX | lb/MMBtu | 0.25 | 0.25 | 0.25 | 0.25 | 0.25 | 0.25 | 0.25 | 0.25
IL Fac. Spec. - NOX Rate Summer v3.1, Unit 623 and retrofits | 518 | 1797 | Rate Constraint in lbs/MMBtu | FALSE | L | Annual | Emissions at Affected Plants NOX | Thousand Tons | 0.00091791 | 0.00091791 | 0.00091791 | 0.00091791 | 0.0091281 | 0.004666 | 0.00091791 | 0.004666
IL Fac. Spec. - NOX Rate Summer v3.1, Unit 623 and retrofits | 518 | 1797 | Rate Constraint in lbs/MMBtu | FALSE | L | Annual | Allowances Purchased NOX | Thousand Tons | 0 | 0 | 0 | 0 | 0 | 0 | 0 | 0
IL Fac. Spec. - NOX Rate Summer v3.1, Unit 623 and retrofits | 518 | 1797 | Rate Constraint in lbs/MMBtu | FALSE | L | Annual | Allowances Sold NOX | Thousand Tons | 0 | 0 | 0 | 0 | 0 | 0 | 0 | 0
IL Fac. Spec. - NOX Rate Summer v3.1, Unit 623 and retrofits | 518 | 1797 | Rate Constraint in lbs/MMBtu | FALSE | L | Annual | Allowances Banked | Thousand Tons | 0 | 0 | 0 | 0 | 0 | 0 | 0 | 0
IL Fac. Spec. - NOX Rate Summer v3.1, Unit 623 and retrofits | 518 | 1797 | Rate Constraint in lbs/MMBtu | FALSE | L | Annual | Allowances Withdrawn (1:1) | Thousand Tons | 0 | 0 | 0 | 0 | 0 | 0 | 0 | 0
IL Fac. Spec. - NOX Rate Summer v3.1, Unit 623 and retrofits | 518 | 1797 | Rate Constraint in lbs/MMBtu | FALSE | L | Annual | Allowances Withdrawn (n:1) | Thousand Tons | 0 | 0 | 0 | 0 | 0 | 0 | 0 | 0
IL Fac. Spec. - NOX Rate Summer v3.1, Unit 623 and retrofits | 518 | 1797 | Rate Constraint in lbs/MMBtu | FALSE | L | Annual | Net Emissions Allowance Position | Thousand Tons | 0.00091791 | 0.00091791 | 0.00091791 | 0.00091791 | 0.0091281 | 0.004666 | 0.00091791 | 0.004666
IL Fac. Spec. - NOX Rate Summer v3.1, Unit 623 and retrofits | 518 | 1797 | Rate Constraint in lbs/MMBtu | FALSE | L | Annual | Fuel Consumed | TBtu | 0.056942 | 0.056942 | 0.056942 | 0.056942 | 0.56626 | 0.28946 | 0.056942 | 0.28946
IL Fac. Spec. - NOX Rate Summer v3.1, Unit 623 and retrofits | 518 | 1797 | Rate Constraint in lbs/MMBtu | FALSE | L | Annual | Rate | lb/MMBtu | 0.03224 | 0.03224 | 0.03224 | 0.03224 | 0.03224 | 0.03224 | 0.03224 | 0.03224
IL Fac. Spec. - NOX Rate Summer v3.1, Unit 623 and retrofits | 518 | 1797 | Rate Constraint in lbs/MMBtu | FALSE | L | Annual | Generation | TWh | 0.0050099 | 0.0050099 | 0.0050099 | 0.0050099 | 0.049821 | 0.025467 | 0.0050099 | 0.025467
IL Fac. Spec. - NOX Rate Summer v3.1, Unit 623 and retrofits | 518 | 1797 | Rate Constraint in lbs/MMBtu | FALSE | L | Annual | Qualifying Generation | TWh | 0.0050099 | 0.0050099 | 0.0050099 | 0.0050099 | 0.049821 | 0.025467 | 0.0050099 | 0.025467
IL Fac. Spec. - NOX Rate Summer v3.1, Unit 623 and retrofits | 518 | 1797 | Rate Constraint in lbs/MMBtu | FALSE | L | Annual | Rate | lb/MWh | 0.36644 | 0.36644 | 0.36644 | 0.36644 | 0.36644 | 0.36644 | 0.36644 | 0.36644
IL Fac. Spec. - NOX Rate Summer v3.1, Unit 623 and retrofits | 518 | 1797 | Rate Constraint in lbs/MMBtu | FALSE | L | Annual | Constraint Shadow Price | US2016$/Ton | 0 | 0 | 0 | 0 | 0 | 0 | 0 | 0
IL Fac. Spec. - NOX Rate Summer v3.1, Unit 624 and retrofits | 519 | 1797 | Rate Constraint in lbs/MMBtu | FALSE | L | Annual | Seasons Included | Seasons | Summer | Summer | Summer | Summer | Summer | Summer | Summer | Summer
IL Fac. Spec. - NOX Rate Summer v3.1, Unit 624 and retrofits | 519 | 1797 | Rate Constraint in lbs/MMBtu | FALSE | L | Annual | Standard NOX | lb/MMBtu | 0.25 | 0.25 | 0.25 | 0.25 | 0.25 | 0.25 | 0.25 | 0.25
IL Fac. Spec. - NOX Rate Summer v3.1, Unit 624 and retrofits | 519 | 1797 | Rate Constraint in lbs/MMBtu | FALSE | L | Annual | Emissions at Affected Plants NOX | Thousand Tons | 0.0010372 | 0.0010372 | 0.0010372 | 0.0023732 | 0.0095511 | 0.0052725 | 0.0010372 | 0.0052725
IL Fac. Spec. - NOX Rate Summer v3.1, Unit 624 and retrofits | 519 | 1797 | Rate Constraint in lbs/MMBtu | FALSE | L | Annual | Allowances Purchased NOX | Thousand Tons | 0 | 0 | 0 | 0 | 0 | 0 | 0 | 0
IL Fac. Spec. - NOX Rate Summer v3.1, Unit 624 and retrofits | 519 | 1797 | Rate Constraint in lbs/MMBtu | FALSE | L | Annual | Allowances Sold NOX | Thousand Tons | 0 | 0 | 0 | 0 | 0 | 0 | 0 | 0
IL Fac. Spec. - NOX Rate Summer v3.1, Unit 624 and retrofits | 519 | 1797 | Rate Constraint in lbs/MMBtu | FALSE | L | Annual | Allowances Banked | Thousand Tons | 0 | 0 | 0 | 0 | 0 | 0 | 0 | 0
IL Fac. Spec. - NOX Rate Summer v3.1, Unit 624 and retrofits | 519 | 1797 | Rate Constraint in lbs/MMBtu | FALSE | L | Annual | Allowances Withdrawn (1:1) | Thousand Tons | 0 | 0 | 0 | 0 | 0 | 0 | 0 | 0
IL Fac. Spec. - NOX Rate Summer v3.1, Unit 624 and retrofits | 519 | 1797 | Rate Constraint in lbs/MMBtu | FALSE | L | Annual | Allowances Withdrawn (n:1) | Thousand Tons | 0 | 0 | 0 | 0 | 0 | 0 | 0 | 0
IL Fac. Spec. - NOX Rate Summer v3.1, Unit 624 and retrofits | 519 | 1797 | Rate Constraint in lbs/MMBtu | FALSE | L | Annual | Net Emissions Allowance Position | Thousand Tons | 0.0010372 | 0.0010372 | 0.0010372 | 0.0023732 | 0.0095511 | 0.0052725 | 0.0010372 | 0.0052725
IL Fac. Spec. - NOX Rate Summer v3.1, Unit 624 and retrofits | 519 | 1797 | Rate Constraint in lbs/MMBtu | FALSE | L | Annual | Fuel Consumed | TBtu | 0.056942 | 0.056942 | 0.056942 | 0.13029 | 0.52435 | 0.28946 | 0.056942 | 0.28946
IL Fac. Spec. - NOX Rate Summer v3.1, Unit 624 and retrofits | 519 | 1797 | Rate Constraint in lbs/MMBtu | FALSE | L | Annual | Rate | lb/MMBtu | 0.03643 | 0.03643 | 0.03643 | 0.03643 | 0.03643 | 0.03643 | 0.03643 | 0.03643
IL Fac. Spec. - NOX Rate Summer v3.1, Unit 624 and retrofits | 519 | 1797 | Rate Constraint in lbs/MMBtu | FALSE | L | Annual | Generation | TWh | 0.0050099 | 0.0050099 | 0.0050099 | 0.011463 | 0.046133 | 0.025467 | 0.0050099 | 0.025467
IL Fac. Spec. - NOX Rate Summer v3.1, Unit 624 and retrofits | 519 | 1797 | Rate Constraint in lbs/MMBtu | FALSE | L | Annual | Qualifying Generation | TWh | 0.0050099 | 0.0050099 | 0.0050099 | 0.011463 | 0.046133 | 0.025467 | 0.0050099 | 0.025467
IL Fac. Spec. - NOX Rate Summer v3.1, Unit 624 and retrofits | 519 | 1797 | Rate Constraint in lbs/MMBtu | FALSE | L | Annual | Rate | lb/MWh | 0.41406 | 0.41406 | 0.41406 | 0.41406 | 0.41406 | 0.41406 | 0.41406 | 0.41406
IL Fac. Spec. - NOX Rate Summer v3.1, Unit 624 and retrofits | 519 | 1797 | Rate Constraint in lbs/MMBtu | FALSE | L | Annual | Constraint Shadow Price | US2016$/Ton | 0 | 0 | 0 | 0 | 0 | 0 | 0 | 0
IL Fac. Spec. - NOX Rate Summer v3.1, Unit 638 and retrofits | 520 | 1797 | Rate Constraint in lbs/MMBtu | FALSE | L | Annual | Seasons Included | Seasons | Summer | Summer | Summer | Summer | Summer | Summer | Summer | Summer
IL Fac. Spec. - NOX Rate Summer v3.1, Unit 638 and retrofits | 520 | 1797 | Rate Constraint in lbs/MMBtu | FALSE | L | Annual | Standard NOX | lb/MMBtu | 0.25 | 0.25 | 0.25 | 0.25 | 0.25 | 0.25 | 0.25 | 0.25
IL Fac. Spec. - NOX Rate Summer v3.1, Unit 638 and retrofits | 520 | 1797 | Rate Constraint in lbs/MMBtu | FALSE | L | Annual | Emissions at Affected Plants NOX | Thousand Tons | 0 | 0 | 0 | 0 | 0 | 0 | 0 | 0
IL Fac. Spec. - NOX Rate Summer v3.1, Unit 638 and retrofits | 520 | 1797 | Rate Constraint in lbs/MMBtu | FALSE | L | Annual | Allowances Purchased NOX | Thousand Tons | 0 | 0 | 0 | 0 | 0 | 0 | 0 | 0
IL Fac. Spec. - NOX Rate Summer v3.1, Unit 638 and retrofits | 520 | 1797 | Rate Constraint in lbs/MMBtu | FALSE | L | Annual | Allowances Sold NOX | Thousand Tons | 0 | 0 | 0 | 0 | 0 | 0 | 0 | 0
IL Fac. Spec. - NOX Rate Summer v3.1, Unit 638 and retrofits | 520 | 1797 | Rate Constraint in lbs/MMBtu | FALSE | L | Annual | Allowances Banked | Thousand Tons | 0 | 0 | 0 | 0 | 0 | 0 | 0 | 0
IL Fac. Spec. - NOX Rate Summer v3.1, Unit 638 and retrofits | 520 | 1797 | Rate Constraint in lbs/MMBtu | FALSE | L | Annual | Allowances Withdrawn (1:1) | Thousand Tons | 0 | 0 | 0 | 0 | 0 | 0 | 0 | 0
IL Fac. Spec. - NOX Rate Summer v3.1, Unit 638 and retrofits | 520 | 1797 | Rate Constraint in lbs/MMBtu | FALSE | L | Annual | Allowances Withdrawn (n:1) | Thousand Tons | 0 | 0 | 0 | 0 | 0 | 0 | 0 | 0
IL Fac. Spec. - NOX Rate Summer v3.1, Unit 638 and retrofits | 520 | 1797 | Rate Constraint in lbs/MMBtu | FALSE | L | Annual | Net Emissions Allowance Position | Thousand Tons | 0 | 0 | 0 | 0 | 0 | 0 | 0 | 0
IL Fac. Spec. - NOX Rate Summer v3.1, Unit 638 and retrofits | 520 | 1797 | Rate Constraint in lbs/MMBtu | FALSE | L | Annual | Fuel Consumed | TBtu | 0 | 0 | 0 | 0 | 0 | 0 | 0 | 0
IL Fac. Spec. - NOX Rate Summer v3.1, Unit 638 and retrofits | 520 | 1797 | Rate Constraint in lbs/MMBtu | FALSE | L | Annual | Rate | lb/MMBtu | 0 | 0 | 0 | 0 | 0 | 0 | 0 | 0
IL Fac. Spec. - NOX Rate Summer v3.1, Unit 638 and retrofits | 520 | 1797 | Rate Constraint in lbs/MMBtu | FALSE | L | Annual | Generation | TWh | 0 | 0 | 0 | 0 | 0 | 0 | 0 | 0
IL Fac. Spec. - NOX Rate Summer v3.1, Unit 638 and retrofits | 520 | 1797 | Rate Constraint in lbs/MMBtu | FALSE | L | Annual | Qualifying Generation | TWh | 0 | 0 | 0 | 0 | 0 | 0 | 0 | 0
IL Fac. Spec. - NOX Rate Summer v3.1, Unit 638 and retrofits | 520 | 1797 | Rate Constraint in lbs/MMBtu | FALSE | L | Annual | Rate | lb/MWh | 0 | 0 | 0 | 0 | 0 | 0 | 0 | 0
IL Fac. Spec. - NOX Rate Summer v3.1, Unit 638 and retrofits | 520 | 1797 | Rate Constraint in lbs/MMBtu | FALSE | L | Annual | Constraint Shadow Price | US2016$/Ton | 0 | 0 | 0 | 0 | 0 | 0 | 0 | 0
IL Fac. Spec. - NOX Rate Summer v3.1, Unit 639 and retrofits | 521 | 1797 | Rate Constraint in lbs/MMBtu | FALSE | L | Annual | Seasons Included | Seasons | Summer | Summer | Summer | Summer | Summer | Summer | Summer | Summer
IL Fac. Spec. - NOX Rate Summer v3.1, Unit 639 and retrofits | 521 | 1797 | Rate Constraint in lbs/MMBtu | FALSE | L | Annual | Standard NOX | lb/MMBtu | 0.25 | 0.25 | 0.25 | 0.25 | 0.25 | 0.25 | 0.25 | 0.25
IL Fac. Spec. - NOX Rate Summer v3.1, Unit 639 and retrofits | 521 | 1797 | Rate Constraint in lbs/MMBtu | FALSE | L | Annual | Emissions at Affected Plants NOX | Thousand Tons | 0 | 0 | 0 | 0 | 0 | 0 | 0 | 0
IL Fac. Spec. - NOX Rate Summer v3.1, Unit 639 and retrofits | 521 | 1797 | Rate Constraint in lbs/MMBtu | FALSE | L | Annual | Allowances Purchased NOX | Thousand Tons | 0 | 0 | 0 | 0 | 0 | 0 | 0 | 0
IL Fac. Spec. - NOX Rate Summer v3.1, Unit 639 and retrofits | 521 | 1797 | Rate Constraint in lbs/MMBtu | FALSE | L | Annual | Allowances Sold NOX | Thousand Tons | 0 | 0 | 0 | 0 | 0 | 0 | 0 | 0
IL Fac. Spec. - NOX Rate Summer v3.1, Unit 639 and retrofits | 521 | 1797 | Rate Constraint in lbs/MMBtu | FALSE | L | Annual | Allowances Banked | Thousand Tons | 0 | 0 | 0 | 0 | 0 | 0 | 0 | 0
IL Fac. Spec. - NOX Rate Summer v3.1, Unit 639 and retrofits | 521 | 1797 | Rate Constraint in lbs/MMBtu | FALSE | L | Annual | Allowances Withdrawn (1:1) | Thousand Tons | 0 | 0 | 0 | 0 | 0 | 0 | 0 | 0
IL Fac. Spec. - NOX Rate Summer v3.1, Unit 639 and retrofits | 521 | 1797 | Rate Constraint in lbs/MMBtu | FALSE | L | Annual | Allowances Withdrawn (n:1) | Thousand Tons | 0 | 0 | 0 | 0 | 0 | 0 | 0 | 0
IL Fac. Spec. - NOX Rate Summer v3.1, Unit 639 and retrofits | 521 | 1797 | Rate Constraint in lbs/MMBtu | FALSE | L | Annual | Net Emissions Allowance Position | Thousand Tons | 0 | 0 | 0 | 0 | 0 | 0 | 0 | 0
IL Fac. Spec. - NOX Rate Summer v3.1, Unit 639 and retrofits | 521 | 1797 | Rate Constraint in lbs/MMBtu | FALSE | L | Annual | Fuel Consumed | TBtu | 0 | 0 | 0 | 0 | 0 | 0 | 0 | 0
IL Fac. Spec. - NOX Rate Summer v3.1, Unit 639 and retrofits | 521 | 1797 | Rate Constraint in lbs/MMBtu | FALSE | L | Annual | Rate | lb/MMBtu | 0 | 0 | 0 | 0 | 0 | 0 | 0 | 0
IL Fac. Spec. - NOX Rate Summer v3.1, Unit 639 and retrofits | 521 | 1797 | Rate Constraint in lbs/MMBtu | FALSE | L | Annual | Generation | TWh | 0 | 0 | 0 | 0 | 0 | 0 | 0 | 0
IL Fac. Spec. - NOX Rate Summer v3.1, Unit 639 and retrofits | 521 | 1797 | Rate Constraint in lbs/MMBtu | FALSE | L | Annual | Qualifying Generation | TWh | 0 | 0 | 0 | 0 | 0 | 0 | 0 | 0
IL Fac. Spec. - NOX Rate Summer v3.1, Unit 639 and retrofits | 521 | 1797 | Rate Constraint in lbs/MMBtu | FALSE | L | Annual | Rate | lb/MWh | 0 | 0 | 0 | 0 | 0 | 0 | 0 | 0
IL Fac. Spec. - NOX Rate Summer v3.1, Unit 639 and retrofits | 521 | 1797 | Rate Constraint in lbs/MMBtu | FALSE | L | Annual | Constraint Shadow Price | US2016$/Ton | 0 | 0 | 0 | 0 | 0 | 0 | 0 | 0
IL Fac. Spec. - NOX Rate Summer v3.1, Unit 640 and retrofits | 522 | 1797 | Rate Constraint in lbs/MMBtu | FALSE | L | Annual | Seasons Included | Seasons | Summer | Summer | Summer | Summer | Summer | Summer | Summer | Summer
IL Fac. Spec. - NOX Rate Summer v3.1, Unit 640 and retrofits | 522 | 1797 | Rate Constraint in lbs/MMBtu | FALSE | L | Annual | Standard NOX | lb/MMBtu | 0.25 | 0.25 | 0.25 | 0.25 | 0.25 | 0.25 | 0.25 | 0.25
IL Fac. Spec. - NOX Rate Summer v3.1, Unit 640 and retrofits | 522 | 1797 | Rate Constraint in lbs/MMBtu | FALSE | L | Annual | Emissions at Affected Plants NOX | Thousand Tons | 0 | 0 | 0 | 0 | 0 | 0 | 0 | 0
IL Fac. Spec. - NOX Rate Summer v3.1, Unit 640 and retrofits | 522 | 1797 | Rate Constraint in lbs/MMBtu | FALSE | L | Annual | Allowances Purchased NOX | Thousand Tons | 0 | 0 | 0 | 0 | 0 | 0 | 0 | 0
IL Fac. Spec. - NOX Rate Summer v3.1, Unit 640 and retrofits | 522 | 1797 | Rate Constraint in lbs/MMBtu | FALSE | L | Annual | Allowances Sold NOX | Thousand Tons | 0 | 0 | 0 | 0 | 0 | 0 | 0 | 0
IL Fac. Spec. - NOX Rate Summer v3.1, Unit 640 and retrofits | 522 | 1797 | Rate Constraint in lbs/MMBtu | FALSE | L | Annual | Allowances Banked | Thousand Tons | 0 | 0 | 0 | 0 | 0 | 0 | 0 | 0
IL Fac. Spec. - NOX Rate Summer v3.1, Unit 640 and retrofits | 522 | 1797 | Rate Constraint in lbs/MMBtu | FALSE | L | Annual | Allowances Withdrawn (1:1) | Thousand Tons | 0 | 0 | 0 | 0 | 0 | 0 | 0 | 0
IL Fac. Spec. - NOX Rate Summer v3.1, Unit 640 and retrofits | 522 | 1797 | Rate Constraint in lbs/MMBtu | FALSE | L | Annual | Allowances Withdrawn (n:1) | Thousand Tons | 0 | 0 | 0 | 0 | 0 | 0 | 0 | 0
IL Fac. Spec. - NOX Rate Summer v3.1, Unit 640 and retrofits | 522 | 1797 | Rate Constraint in lbs/MMBtu | FALSE | L | Annual | Net Emissions Allowance Position | Thousand Tons | 0 | 0 | 0 | 0 | 0 | 0 | 0 | 0
IL Fac. Spec. - NOX Rate Summer v3.1, Unit 640 and retrofits | 522 | 1797 | Rate Constraint in lbs/MMBtu | FALSE | L | Annual | Fuel Consumed | TBtu | 0 | 0 | 0 | 0 | 0 | 0 | 0 | 0
IL Fac. Spec. - NOX Rate Summer v3.1, Unit 640 and retrofits | 522 | 1797 | Rate Constraint in lbs/MMBtu | FALSE | L | Annual | Rate | lb/MMBtu | 0 | 0 | 0 | 0 | 0 | 0 | 0 | 0
IL Fac. Spec. - NOX Rate Summer v3.1, Unit 640 and retrofits | 522 | 1797 | Rate Constraint in lbs/MMBtu | FALSE | L | Annual | Generation | TWh | 0 | 0 | 0 | 0 | 0 | 0 | 0 | 0
IL Fac. Spec. - NOX Rate Summer v3.1, Unit 640 and retrofits | 522 | 1797 | Rate Constraint in lbs/MMBtu | FALSE | L | Annual | Qualifying Generation | TWh | 0 | 0 | 0 | 0 | 0 | 0 | 0 | 0
IL Fac. Spec. - NOX Rate Summer v3.1, Unit 640 and retrofits | 522 | 1797 | Rate Constraint in lbs/MMBtu | FALSE | L | Annual | Rate | lb/MWh | 0 | 0 | 0 | 0 | 0 | 0 | 0 | 0
IL Fac. Spec. - NOX Rate Summer v3.1, Unit 640 and retrofits | 522 | 1797 | Rate Constraint in lbs/MMBtu | FALSE | L | Annual | Constraint Shadow Price | US2016$/Ton | 0 | 0 | 0 | 0 | 0 | 0 | 0 | 0
IL Fac. Spec. - NOX Rate Summer v3.1, Unit 784 and retrofits | 523 | 1797 | Rate Constraint in lbs/MMBtu | FALSE | L | Annual | Seasons Included | Seasons | Summer | Summer | Summer | Summer | Summer | Summer | Summer | Summer
IL Fac. Spec. - NOX Rate Summer v3.1, Unit 784 and retrofits | 523 | 1797 | Rate Constraint in lbs/MMBtu | FALSE | L | Annual | Standard NOX | lb/MMBtu | 0.25 | 0.25 | 0.25 | 0.25 | 0.25 | 0.25 | 0.25 | 0.25
IL Fac. Spec. - NOX Rate Summer v3.1, Unit 784 and retrofits | 523 | 1797 | Rate Constraint in lbs/MMBtu | FALSE | L | Annual | Emissions at Affected Plants NOX | Thousand Tons | 0 | 0 | 0 | 0 | 0 | 0 | 0 | 0
IL Fac. Spec. - NOX Rate Summer v3.1, Unit 784 and retrofits | 523 | 1797 | Rate Constraint in lbs/MMBtu | FALSE | L | Annual | Allowances Purchased NOX | Thousand Tons | 0 | 0 | 0 | 0 | 0 | 0 | 0 | 0
IL Fac. Spec. - NOX Rate Summer v3.1, Unit 784 and retrofits | 523 | 1797 | Rate Constraint in lbs/MMBtu | FALSE | L | Annual | Allowances Sold NOX | Thousand Tons | 0 | 0 | 0 | 0 | 0 | 0 | 0 | 0
IL Fac. Spec. - NOX Rate Summer v3.1, Unit 784 and retrofits | 523 | 1797 | Rate Constraint in lbs/MMBtu | FALSE | L | Annual | Allowances Banked | Thousand Tons | 0 | 0 | 0 | 0 | 0 | 0 | 0 | 0
IL Fac. Spec. - NOX Rate Summer v3.1, Unit 784 and retrofits | 523 | 1797 | Rate Constraint in lbs/MMBtu | FALSE | L | Annual | Allowances Withdrawn (1:1) | Thousand Tons | 0 | 0 | 0 | 0 | 0 | 0 | 0 | 0
IL Fac. Spec. - NOX Rate Summer v3.1, Unit 784 and retrofits | 523 | 1797 | Rate Constraint in lbs/MMBtu | FALSE | L | Annual | Allowances Withdrawn (n:1) | Thousand Tons | 0 | 0 | 0 | 0 | 0 | 0 | 0 | 0
IL Fac. Spec. - NOX Rate Summer v3.1, Unit 784 and retrofits | 523 | 1797 | Rate Constraint in lbs/MMBtu | FALSE | L | Annual | Net Emissions Allowance Position | Thousand Tons | 0 | 0 | 0 | 0 | 0 | 0 | 0 | 0
IL Fac. Spec. - NOX Rate Summer v3.1, Unit 784 and retrofits | 523 | 1797 | Rate Constraint in lbs/MMBtu | FALSE | L | Annual | Fuel Consumed | TBtu | 0 | 0 | 0 | 0 | 0 | 0 | 0 | 0
IL Fac. Spec. - NOX Rate Summer v3.1, Unit 784 and retrofits | 523 | 1797 | Rate Constraint in lbs/MMBtu | FALSE | L | Annual | Rate | lb/MMBtu | 0 | 0 | 0 | 0 | 0 | 0 | 0 | 0
IL Fac. Spec. - NOX Rate Summer v3.1, Unit 784 and retrofits | 523 | 1797 | Rate Constraint in lbs/MMBtu | FALSE | L | Annual | Generation | TWh | 0 | 0 | 0 | 0 | 0 | 0 | 0 | 0
IL Fac. Spec. - NOX Rate Summer v3.1, Unit 784 and retrofits | 523 | 1797 | Rate Constraint in lbs/MMBtu | FALSE | L | Annual | Qualifying Generation | TWh | 0 | 0 | 0 | 0 | 0 | 0 | 0 | 0
IL Fac. Spec. - NOX Rate Summer v3.1, Unit 784 and retrofits | 523 | 1797 | Rate Constraint in lbs/MMBtu | FALSE | L | Annual | Rate | lb/MWh | 0 | 0 | 0 | 0 | 0 | 0 | 0 | 0
IL Fac. Spec. - NOX Rate Summer v3.1, Unit 784 and retrofits | 523 | 1797 | Rate Constraint in lbs/MMBtu | FALSE | L | Annual | Constraint Shadow Price | US2016$/Ton | 0 | 0 | 0 | 0 | 0 | 0 | 0 | 0
IL Fac. Spec. - NOX Rate Summer v3.1, Unit 785 and retrofits | 524 | 1797 | Rate Constraint in lbs/MMBtu | FALSE | L | Annual | Seasons Included | Seasons | Summer | Summer | Summer | Summer | Summer | Summer | Summer | Summer
IL Fac. Spec. - NOX Rate Summer v3.1, Unit 785 and retrofits | 524 | 1797 | Rate Constraint in lbs/MMBtu | FALSE | L | Annual | Standard NOX | lb/MMBtu | 0.25 | 0.25 | 0.25 | 0.25 | 0.25 | 0.25 | 0.25 | 0.25
IL Fac. Spec. - NOX Rate Summer v3.1, Unit 785 and retrofits | 524 | 1797 | Rate Constraint in lbs/MMBtu | FALSE | L | Annual | Emissions at Affected Plants NOX | Thousand Tons | 0 | 0 | 0 | 0 | 0 | 0 | 0 | 0
IL Fac. Spec. - NOX Rate Summer v3.1, Unit 785 and retrofits | 524 | 1797 | Rate Constraint in lbs/MMBtu | FALSE | L | Annual | Allowances Purchased NOX | Thousand Tons | 0 | 0 | 0 | 0 | 0 | 0 | 0 | 0
IL Fac. Spec. - NOX Rate Summer v3.1, Unit 785 and retrofits | 524 | 1797 | Rate Constraint in lbs/MMBtu | FALSE | L | Annual | Allowances Sold NOX | Thousand Tons | 0 | 0 | 0 | 0 | 0 | 0 | 0 | 0
IL Fac. Spec. - NOX Rate Summer v3.1, Unit 785 and retrofits | 524 | 1797 | Rate Constraint in lbs/MMBtu | FALSE | L | Annual | Allowances Banked | Thousand Tons | 0 | 0 | 0 | 0 | 0 | 0 | 0 | 0
IL Fac. Spec. - NOX Rate Summer v3.1, Unit 785 and retrofits | 524 | 1797 | Rate Constraint in lbs/MMBtu | FALSE | L | Annual | Allowances Withdrawn (1:1) | Thousand Tons | 0 | 0 | 0 | 0 | 0 | 0 | 0 | 0
IL Fac. Spec. - NOX Rate Summer v3.1, Unit 785 and retrofits | 524 | 1797 | Rate Constraint in lbs/MMBtu | FALSE | L | Annual | Allowances Withdrawn (n:1) | Thousand Tons | 0 | 0 | 0 | 0 | 0 | 0 | 0 | 0
IL Fac. Spec. - NOX Rate Summer v3.1, Unit 785 and retrofits | 524 | 1797 | Rate Constraint in lbs/MMBtu | FALSE | L | Annual | Net Emissions Allowance Position | Thousand Tons | 0 | 0 | 0 | 0 | 0 | 0 | 0 | 0
IL Fac. Spec. - NOX Rate Summer v3.1, Unit 785 and retrofits | 524 | 1797 | Rate Constraint in lbs/MMBtu | FALSE | L | Annual | Fuel Consumed | TBtu | 0 | 0 | 0 | 0 | 0 | 0 | 0 | 0
IL Fac. Spec. - NOX Rate Summer v3.1, Unit 785 and retrofits | 524 | 1797 | Rate Constraint in lbs/MMBtu | FALSE | L | Annual | Rate | lb/MMBtu | 0 | 0 | 0 | 0 | 0 | 0 | 0 | 0
IL Fac. Spec. - NOX Rate Summer v3.1, Unit 785 and retrofits | 524 | 1797 | Rate Constraint in lbs/MMBtu | FALSE | L | Annual | Generation | TWh | 0 | 0 | 0 | 0 | 0 | 0 | 0 | 0
IL Fac. Spec. - NOX Rate Summer v3.1, Unit 785 and retrofits | 524 | 1797 | Rate Constraint in lbs/MMBtu | FALSE | L | Annual | Qualifying Generation | TWh | 0 | 0 | 0 | 0 | 0 | 0 | 0 | 0
IL Fac. Spec. - NOX Rate Summer v3.1, Unit 785 and retrofits | 524 | 1797 | Rate Constraint in lbs/MMBtu | FALSE | L | Annual | Rate | lb/MWh | 0 | 0 | 0 | 0 | 0 | 0 | 0 | 0
IL Fac. Spec. - NOX Rate Summer v3.1, Unit 785 and retrofits | 524 | 1797 | Rate Constraint in lbs/MMBtu | FALSE | L | Annual | Constraint Shadow Price | US2016$/Ton | 0 | 0 | 0 | 0 | 0 | 0 | 0 | 0
IL Fac. Spec. - NOX Rate Summer v3.1, Unit 787 and retrofits | 525 | 1797 | Rate Constraint in lbs/MMBtu | FALSE | L | Annual | Seasons Included | Seasons | Summer | Summer | Summer | Summer | Summer | Summer | Summer | Summer
IL Fac. Spec. - NOX Rate Summer v3.1, Unit 787 and retrofits | 525 | 1797 | Rate Constraint in lbs/MMBtu | FALSE | L | Annual | Standard NOX | lb/MMBtu | 0.25 | 0.25 | 0.25 | 0.25 | 0.25 | 0.25 | 0.25 | 0.25
IL Fac. Spec. - NOX Rate Summer v3.1, Unit 787 and retrofits | 525 | 1797 | Rate Constraint in lbs/MMBtu | FALSE | L | Annual | Emissions at Affected Plants NOX | Thousand Tons | 0.0037206 | 0.0037206 | 0.0073802 | 0.0073802 | 0.0073802 | 0.0073802 | 0.0073802 | 0.0073802
IL Fac. Spec. - NOX Rate Summer v3.1, Unit 787 and retrofits | 525 | 1797 | Rate Constraint in lbs/MMBtu | FALSE | L | Annual | Allowances Purchased NOX | Thousand Tons | 0 | 0 | 0 | 0 | 0 | 0 | 0 | 0
IL Fac. Spec. - NOX Rate Summer v3.1, Unit 787 and retrofits | 525 | 1797 | Rate Constraint in lbs/MMBtu | FALSE | L | Annual | Allowances Sold NOX | Thousand Tons | 0 | 0 | 0 | 0 | 0 | 0 | 0 | 0
IL Fac. Spec. - NOX Rate Summer v3.1, Unit 787 and retrofits | 525 | 1797 | Rate Constraint in lbs/MMBtu | FALSE | L | Annual | Allowances Banked | Thousand Tons | 0 | 0 | 0 | 0 | 0 | 0 | 0 | 0
IL Fac. Spec. - NOX Rate Summer v3.1, Unit 787 and retrofits | 525 | 1797 | Rate Constraint in lbs/MMBtu | FALSE | L | Annual | Allowances Withdrawn (1:1) | Thousand Tons | 0 | 0 | 0 | 0 | 0 | 0 | 0 | 0
IL Fac. Spec. - NOX Rate Summer v3.1, Unit 787 and retrofits | 525 | 1797 | Rate Constraint in lbs/MMBtu | FALSE | L | Annual | Allowances Withdrawn (n:1) | Thousand Tons | 0 | 0 | 0 | 0 | 0 | 0 | 0 | 0
IL Fac. Spec. - NOX Rate Summer v3.1, Unit 787 and retrofits | 525 | 1797 | Rate Constraint in lbs/MMBtu | FALSE | L | Annual | Net Emissions Allowance Position | Thousand Tons | 0.0037206 | 0.0037206 | 0.0073802 | 0.0073802 | 0.0073802 | 0.0073802 | 0.0073802 | 0.0073802
IL Fac. Spec. - NOX Rate Summer v3.1, Unit 787 and retrofits | 525 | 1797 | Rate Constraint in lbs/MMBtu | FALSE | L | Annual | Fuel Consumed | TBtu | 0.078255 | 0.078255 | 0.15523 | 0.15523 | 0.15523 | 0.15523 | 0.15523 | 0.15523
IL Fac. Spec. - NOX Rate Summer v3.1, Unit 787 and retrofits | 525 | 1797 | Rate Constraint in lbs/MMBtu | FALSE | L | Annual | Rate | lb/MMBtu | 0.09509 | 0.09509 | 0.09509 | 0.09509 | 0.09509 | 0.09509 | 0.09509 | 0.09509
IL Fac. Spec. - NOX Rate Summer v3.1, Unit 787 and retrofits | 525 | 1797 | Rate Constraint in lbs/MMBtu | FALSE | L | Annual | Generation | TWh | 0.0071544 | 0.0071544 | 0.014191 | 0.014191 | 0.014191 | 0.014191 | 0.014191 | 0.014191
IL Fac. Spec. - NOX Rate Summer v3.1, Unit 787 and retrofits | 525 | 1797 | Rate Constraint in lbs/MMBtu | FALSE | L | Annual | Qualifying Generation | TWh | 0.0071544 | 0.0071544 | 0.014191 | 0.014191 | 0.014191 | 0.014191 | 0.014191 | 0.014191
IL Fac. Spec. - NOX Rate Summer v3.1, Unit 787 and retrofits | 525 | 1797 | Rate Constraint in lbs/MMBtu | FALSE | L | Annual | Rate | lb/MWh | 1.0401 | 1.0401 | 1.0401 | 1.0401 | 1.0401 | 1.0401 | 1.0401 | 1.0401
IL Fac. Spec. - NOX Rate Summer v3.1, Unit 787 and retrofits | 525 | 1797 | Rate Constraint in lbs/MMBtu | FALSE | L | Annual | Constraint Shadow Price | US2016$/Ton | 0 | 0 | 0 | 0 | 0 | 0 | 0 | 0
IL Fac. Spec. - NOX Rate Summer v3.1, Unit 788 and retrofits | 526 | 1797 | Rate Constraint in lbs/MMBtu | FALSE | L | Annual | Seasons Included | Seasons | Summer | Summer | Summer | Summer | Summer | Summer | Summer | Summer
IL Fac. Spec. - NOX Rate Summer v3.1, Unit 788 and retrofits | 526 | 1797 | Rate Constraint in lbs/MMBtu | FALSE | L | Annual | Standard NOX | lb/MMBtu | 0.25 | 0.25 | 0.25 | 0.25 | 0.25 | 0.25 | 0.25 | 0.25
IL Fac. Spec. - NOX Rate Summer v3.1, Unit 788 and retrofits | 526 | 1797 | Rate Constraint in lbs/MMBtu | FALSE | L | Annual | Emissions at Affected Plants NOX | Thousand Tons | 0.0037347 | 0.0037347 | 0.0074082 | 0.0074082 | 0.0074082 | 0.0074082 | 0.0074082 | 0.0074082
IL Fac. Spec. - NOX Rate Summer v3.1, Unit 788 and retrofits | 526 | 1797 | Rate Constraint in lbs/MMBtu | FALSE | L | Annual | Allowances Purchased NOX | Thousand Tons | 0 | 0 | 0 | 0 | 0 | 0 | 0 | 0
IL Fac. Spec. - NOX Rate Summer v3.1, Unit 788 and retrofits | 526 | 1797 | Rate Constraint in lbs/MMBtu | FALSE | L | Annual | Allowances Sold NOX | Thousand Tons | 0 | 0 | 0 | 0 | 0 | 0 | 0 | 0
IL Fac. Spec. - NOX Rate Summer v3.1, Unit 788 and retrofits | 526 | 1797 | Rate Constraint in lbs/MMBtu | FALSE | L | Annual | Allowances Banked | Thousand Tons | 0 | 0 | 0 | 0 | 0 | 0 | 0 | 0
IL Fac. Spec. - NOX Rate Summer v3.1, Unit 788 and retrofits | 526 | 1797 | Rate Constraint in lbs/MMBtu | FALSE | L | Annual | Allowances Withdrawn (1:1) | Thousand Tons | 0 | 0 | 0 | 0 | 0 | 0 | 0 | 0
IL Fac. Spec. - NOX Rate Summer v3.1, Unit 788 and retrofits | 526 | 1797 | Rate Constraint in lbs/MMBtu | FALSE | L | Annual | Allowances Withdrawn (n:1) | Thousand Tons | 0 | 0 | 0 | 0 | 0 | 0 | 0 | 0
IL Fac. Spec. - NOX Rate Summer v3.1, Unit 788 and retrofits | 526 | 1797 | Rate Constraint in lbs/MMBtu | FALSE | L | Annual | Net Emissions Allowance Position | Thousand Tons | 0.0037347 | 0.0037347 | 0.0074082 | 0.0074082 | 0.0074082 | 0.0074082 | 0.0074082 | 0.0074082
IL Fac. Spec. - NOX Rate Summer v3.1, Unit 788 and retrofits | 526 | 1797 | Rate Constraint in lbs/MMBtu | FALSE | L | Annual | Fuel Consumed | TBtu | 0.078255 | 0.078255 | 0.15523 | 0.15523 | 0.15523 | 0.15523 | 0.15523 | 0.15523
IL Fac. Spec. - NOX Rate Summer v3.1, Unit 788 and retrofits | 526 | 1797 | Rate Constraint in lbs/MMBtu | FALSE | L | Annual | Rate | lb/MMBtu | 0.09545 | 0.09545 | 0.09545 | 0.09545 | 0.09545 | 0.09545 | 0.09545 | 0.09545
IL Fac. Spec. - NOX Rate Summer v3.1, Unit 788 and retrofits | 526 | 1797 | Rate Constraint in lbs/MMBtu | FALSE | L | Annual | Generation | TWh | 0.0071544 | 0.0071544 | 0.014191 | 0.014191 | 0.014191 | 0.014191 | 0.014191 | 0.014191
IL Fac. Spec. - NOX Rate Summer v3.1, Unit 788 and retrofits | 526 | 1797 | Rate Constraint in lbs/MMBtu | FALSE | L | Annual | Qualifying Generation | TWh | 0.0071544 | 0.0071544 | 0.014191 | 0.014191 | 0.014191 | 0.014191 | 0.014191 | 0.014191
IL Fac. Spec. - NOX Rate Summer v3.1, Unit 788 and retrofits | 526 | 1797 | Rate Constraint in lbs/MMBtu | FALSE | L | Annual | Rate | lb/MWh | 1.044 | 1.044 | 1.044 | 1.044 | 1.044 | 1.044 | 1.044 | 1.044
IL Fac. Spec. - NOX Rate Summer v3.1, Unit 788 and retrofits | 526 | 1797 | Rate Constraint in lbs/MMBtu | FALSE | L | Annual | Constraint Shadow Price | US2016$/Ton | 0 | 0 | 0 | 0 | 0 | 0 | 0 | 0
IL Fac. Spec. - NOX Rate Summer v3.1, Unit 789 and retrofits | 527 | 1797 | Rate Constraint in lbs/MMBtu | FALSE | L | Annual | Seasons Included | Seasons | Summer | Summer | Summer | Summer | Summer | Summer | Summer | Summer
IL Fac. Spec. - NOX Rate Summer v3.1, Unit 789 and retrofits | 527 | 1797 | Rate Constraint in lbs/MMBtu | FALSE | L | Annual | Standard NOX | lb/MMBtu | 0.25 | 0.25 | 0.25 | 0.25 | 0.25 | 0.25 | 0.25 | 0.25
IL Fac. Spec. - NOX Rate Summer v3.1, Unit 789 and retrofits | 527 | 1797 | Rate Constraint in lbs/MMBtu | FALSE | L | Annual | Emissions at Affected Plants NOX | Thousand Tons | 0.0038333 | 0.0038333 | 0.0076038 | 0.0076038 | 0.0076038 | 0.0076038 | 0.0076038 | 0.0076038
IL Fac. Spec. - NOX Rate Summer v3.1, Unit 789 and retrofits | 527 | 1797 | Rate Constraint in lbs/MMBtu | FALSE | L | Annual | Allowances Purchased NOX | Thousand Tons | 0 | 0 | 0 | 0 | 0 | 0 | 0 | 0
IL Fac. Spec. - NOX Rate Summer v3.1, Unit 789 and retrofits | 527 | 1797 | Rate Constraint in lbs/MMBtu | FALSE | L | Annual | Allowances Sold NOX | Thousand Tons | 0 | 0 | 0 | 0 | 0 | 0 | 0 | 0
IL Fac. Spec. - NOX Rate Summer v3.1, Unit 789 and retrofits | 527 | 1797 | Rate Constraint in lbs/MMBtu | FALSE | L | Annual | Allowances Banked | Thousand Tons | 0 | 0 | 0 | 0 | 0 | 0 | 0 | 0
IL Fac. Spec. - NOX Rate Summer v3.1, Unit 789 and retrofits | 527 | 1797 | Rate Constraint in lbs/MMBtu | FALSE | L | Annual | Allowances Withdrawn (1:1) | Thousand Tons | 0 | 0 | 0 | 0 | 0 | 0 | 0 | 0
IL Fac. Spec. - NOX Rate Summer v3.1, Unit 789 and retrofits | 527 | 1797 | Rate Constraint in lbs/MMBtu | FALSE | L | Annual | Allowances Withdrawn (n:1) | Thousand Tons | 0 | 0 | 0 | 0 | 0 | 0 | 0 | 0
IL Fac. Spec. - NOX Rate Summer v3.1, Unit 789 and retrofits | 527 | 1797 | Rate Constraint in lbs/MMBtu | FALSE | L | Annual | Net Emissions Allowance Position | Thousand Tons | 0.0038333 | 0.0038333 | 0.0076038 | 0.0076038 | 0.0076038 | 0.0076038 | 0.0076038 | 0.0076038
IL Fac. Spec. - NOX Rate Summer v3.1, Unit 789 and retrofits | 527 | 1797 | Rate Constraint in lbs/MMBtu | FALSE | L | Annual | Fuel Consumed | TBtu | 0.078255 | 0.078255 | 0.15523 | 0.15523 | 0.15523 | 0.15523 | 0.15523 | 0.15523
IL Fac. Spec. - NOX Rate Summer v3.1, Unit 789 and retrofits | 527 | 1797 | Rate Constraint in lbs/MMBtu | FALSE | L | Annual | Rate | lb/MMBtu | 0.09797 | 0.09797 | 0.09797 | 0.09797 | 0.09797 | 0.09797 | 0.09797 | 0.09797
IL Fac. Spec. - NOX Rate Summer v3.1, Unit 789 and retrofits | 527 | 1797 | Rate Constraint in lbs/MMBtu | FALSE | L | Annual | Generation | TWh | 0.0071544 | 0.0071544 | 0.014191 | 0.014191 | 0.014191 | 0.014191 | 0.014191 | 0.014191
IL Fac. Spec. - NOX Rate Summer v3.1, Unit 789 and retrofits | 527 | 1797 | Rate Constraint in lbs/MMBtu | FALSE | L | Annual | Qualifying Generation | TWh | 0.0071544 | 0.0071544 | 0.014191 | 0.014191 | 0.014191 | 0.014191 | 0.014191 | 0.014191
IL Fac. Spec. - NOX Rate Summer v3.1, Unit 789 and retrofits | 527 | 1797 | Rate Constraint in lbs/MMBtu | FALSE | L | Annual | Rate | lb/MWh | 1.0716 | 1.0716 | 1.0716 | 1.0716 | 1.0716 | 1.0716 | 1.0716 | 1.0716
IL Fac. Spec. - NOX Rate Summer v3.1, Unit 789 and retrofits | 527 | 1797 | Rate Constraint in lbs/MMBtu | FALSE | L | Annual | Constraint Shadow Price | US2016$/Ton | 0 | 0 | 0 | 0 | 0 | 0 | 0 | 0
IL Fac. Spec. - NOX Rate Summer v3.1, Unit 790 and retrofits | 528 | 1797 | Rate Constraint in lbs/MMBtu | FALSE | L | Annual | Seasons Included | Seasons | Summer | Summer | Summer | Summer | Summer | Summer | Summer | Summer
IL Fac. Spec. - NOX Rate Summer v3.1, Unit 790 and retrofits | 528 | 1797 | Rate Constraint in lbs/MMBtu | FALSE | L | Annual | Standard NOX | lb/MMBtu | 0.25 | 0.25 | 0.25 | 0.25 | 0.25 | 0.25 | 0.25 | 0.25
IL Fac. Spec. - NOX Rate Summer v3.1, Unit 790 and retrofits | 528 | 1797 | Rate Constraint in lbs/MMBtu | FALSE | L | Annual | Emissions at Affected Plants NOX | Thousand Tons | 0.0036478 | 0.0036478 | 0.0072359 | 0.0072359 | 0.0072359 | 0.0072359 | 0.0072359 | 0.0072359
IL Fac. Spec. - NOX Rate Summer v3.1, Unit 790 and retrofits | 528 | 1797 | Rate Constraint in lbs/MMBtu | FALSE | L | Annual | Allowances Purchased NOX | Thousand Tons | 0 | 0 | 0 | 0 | 0 | 0 | 0 | 0
IL Fac. Spec. - NOX Rate Summer v3.1, Unit 790 and retrofits | 528 | 1797 | Rate Constraint in lbs/MMBtu | FALSE | L | Annual | Allowances Sold NOX | Thousand Tons | 0 | 0 | 0 | 0 | 0 | 0 | 0 | 0
IL Fac. Spec. - NOX Rate Summer v3.1, Unit 790 and retrofits | 528 | 1797 | Rate Constraint in lbs/MMBtu | FALSE | L | Annual | Allowances Banked | Thousand Tons | 0 | 0 | 0 | 0 | 0 | 0 | 0 | 0
IL Fac. Spec. - NOX Rate Summer v3.1, Unit 790 and retrofits | 528 | 1797 | Rate Constraint in lbs/MMBtu | FALSE | L | Annual | Allowances Withdrawn (1:1) | Thousand Tons | 0 | 0 | 0 | 0 | 0 | 0 | 0 | 0
IL Fac. Spec. - NOX Rate Summer v3.1, Unit 790 and retrofits | 528 | 1797 | Rate Constraint in lbs/MMBtu | FALSE | L | Annual | Allowances Withdrawn (n:1) | Thousand Tons | 0 | 0 | 0 | 0 | 0 | 0 | 0 | 0
IL Fac. Spec. - NOX Rate Summer v3.1, Unit 790 and retrofits | 528 | 1797 | Rate Constraint in lbs/MMBtu | FALSE | L | Annual | Net Emissions Allowance Position | Thousand Tons | 0.0036478 | 0.0036478 | 0.0072359 | 0.0072359 | 0.0072359 | 0.0072359 | 0.0072359 | 0.0072359
IL Fac. Spec. - NOX Rate Summer v3.1, Unit 790 and retrofits | 528 | 1797 | Rate Constraint in lbs/MMBtu | FALSE | L | Annual | Fuel Consumed | TBtu | 0.078255 | 0.078255 | 0.15523 | 0.15523 | 0.15523 | 0.15523 | 0.15523 | 0.15523
IL Fac. Spec. - NOX Rate Summer v3.1, Unit 790 and retrofits | 528 | 1797 | Rate Constraint in lbs/MMBtu | FALSE | L | Annual | Rate | lb/MMBtu | 0.09323 | 0.09323 | 0.09323 | 0.09323 | 0.09323 | 0.09323 | 0.09323 | 0.09323
IL Fac. Spec. - NOX Rate Summer v3.1, Unit 790 and retrofits | 528 | 1797 | Rate Constraint in lbs/MMBtu | FALSE | L | Annual | Generation | TWh | 0.0071544 | 0.0071544 | 0.014191 | 0.014191 | 0.014191 | 0.014191 | 0.014191 | 0.014191
IL Fac. Spec. - NOX Rate Summer v3.1, Unit 790 and retrofits | 528 | 1797 | Rate Constraint in lbs/MMBtu | FALSE | L | Annual | Qualifying Generation | TWh | 0.0071544 | 0.0071544 | 0.014191 | 0.014191 | 0.014191 | 0.014191 | 0.014191 | 0.014191
IL Fac. Spec. - NOX Rate Summer v3.1, Unit 790 and retrofits | 528 | 1797 | Rate Constraint in lbs/MMBtu | FALSE | L | Annual | Rate | lb/MWh | 1.0197 | 1.0197 | 1.0197 | 1.0197 | 1.0197 | 1.0197 | 1.0197 | 1.0197
IL Fac. Spec. - NOX Rate Summer v3.1, Unit 790 and retrofits | 528 | 1797 | Rate Constraint in lbs/MMBtu | FALSE | L | Annual | Constraint Shadow Price | US2016$/Ton | 0 | 0 | 0 | 0 | 0 | 0 | 0 | 0
IL Fac. Spec. - NOX Rate Summer v3.1, Unit 791 and retrofits | 529 | 1797 | Rate Constraint in lbs/MMBtu | FALSE | L | Annual | Seasons Included | Seasons | Summer | Summer | Summer | Summer | Summer | Summer | Summer | Summer
IL Fac. Spec. - NOX Rate Summer v3.1, Unit 791 and retrofits | 529 | 1797 | Rate Constraint in lbs/MMBtu | FALSE | L | Annual | Standard NOX | lb/MMBtu | 0.25 | 0.25 | 0.25 | 0.25 | 0.25 | 0.25 | 0.25 | 0.25
IL Fac. Spec. - NOX Rate Summer v3.1, Unit 791 and retrofits | 529 | 1797 | Rate Constraint in lbs/MMBtu | FALSE | L | Annual | Emissions at Affected Plants NOX | Thousand Tons | 0.00085124 | 0.00085124 | 0.0016885 | 0.0016885 | 0.0016885 | 0.0016885 | 0.0016885 | 0.0016885
IL Fac. Spec. - NOX Rate Summer v3.1, Unit 791 and retrofits | 529 | 1797 | Rate Constraint in lbs/MMBtu | FALSE | L | Annual | Allowances Purchased NOX | Thousand Tons | 0 | 0 | 0 | 0 | 0 | 0 | 0 | 0
IL Fac. Spec. - NOX Rate Summer v3.1, Unit 791 and retrofits | 529 | 1797 | Rate Constraint in lbs/MMBtu | FALSE | L | Annual | Allowances Sold NOX | Thousand Tons | 0 | 0 | 0 | 0 | 0 | 0 | 0 | 0
IL Fac. Spec. - NOX Rate Summer v3.1, Unit 791 and retrofits | 529 | 1797 | Rate Constraint in lbs/MMBtu | FALSE | L | Annual | Allowances Banked | Thousand Tons | 0 | 0 | 0 | 0 | 0 | 0 | 0 | 0
IL Fac. Spec. - NOX Rate Summer v3.1, Unit 791 and retrofits | 529 | 1797 | Rate Constraint in lbs/MMBtu | FALSE | L | Annual | Allowances Withdrawn (1:1) | Thousand Tons | 0 | 0 | 0 | 0 | 0 | 0 | 0 | 0
IL Fac. Spec. - NOX Rate Summer v3.1, Unit 791 and retrofits | 529 | 1797 | Rate Constraint in lbs/MMBtu | FALSE | L | Annual | Allowances Withdrawn (n:1) | Thousand Tons | 0 | 0 | 0 | 0 | 0 | 0 | 0 | 0
IL Fac. Spec. - NOX Rate Summer v3.1, Unit 791 and retrofits | 529 | 1797 | Rate Constraint in lbs/MMBtu | FALSE | L | Annual | Net Emissions Allowance Position | Thousand Tons | 0.00085124 | 0.00085124 | 0.0016885 | 0.0016885 | 0.0016885 | 0.0016885 | 0.0016885 | 0.0016885
IL Fac. Spec. - NOX Rate Summer v3.1, Unit 791 and retrofits | 529 | 1797 | Rate Constraint in lbs/MMBtu | FALSE | L | Annual | Fuel Consumed | TBtu | 0.062248 | 0.062248 | 0.12348 | 0.12348 | 0.12348 | 0.12348 | 0.12348 | 0.12348
IL Fac. Spec. - NOX Rate Summer v3.1, Unit 791 and retrofits | 529 | 1797 | Rate Constraint in lbs/MMBtu | FALSE | L | Annual | Rate | lb/MMBtu | 0.02735 | 0.02735 | 0.02735 | 0.02735 | 0.02735 | 0.02735 | 0.02735 | 0.02735
IL Fac. Spec. - NOX Rate Summer v3.1, Unit 791 and retrofits | 529 | 1797 | Rate Constraint in lbs/MMBtu | FALSE | L | Annual | Generation | TWh | 0.005691 | 0.005691 | 0.011289 | 0.011289 | 0.011289 | 0.011289 | 0.011289 | 0.011289
IL Fac. Spec. - NOX Rate Summer v3.1, Unit 791 and retrofits | 529 | 1797 | Rate Constraint in lbs/MMBtu | FALSE | L | Annual | Qualifying Generation | TWh | 0.005691 | 0.005691 | 0.011289 | 0.011289 | 0.011289 | 0.011289 | 0.011289 | 0.011289
IL Fac. Spec. - NOX Rate Summer v3.1, Unit 791 and retrofits | 529 | 1797 | Rate Constraint in lbs/MMBtu | FALSE | L | Annual | Rate | lb/MWh | 0.29915 | 0.29915 | 0.29915 | 0.29915 | 0.29915 | 0.29915 | 0.29915 | 0.29915
IL Fac. Spec. - NOX Rate Summer v3.1, Unit 791 and retrofits | 529 | 1797 | Rate Constraint in lbs/MMBtu | FALSE | L | Annual | Constraint Shadow Price | US2016$/Ton | 0 | 0 | 0 | 0 | 0 | 0 | 0 | 0
IL Fac. Spec. - NOX Rate Summer v3.1, Unit 792 and retrofits | 530 | 1797 | Rate Constraint in lbs/MMBtu | FALSE | L | Annual | Seasons Included | Seasons | Summer | Summer | Summer | Summer | Summer | Summer | Summer | Summer
IL Fac. Spec. - NOX Rate Summer v3.1, Unit 792 and retrofits | 530 | 1797 | Rate Constraint in lbs/MMBtu | FALSE | L | Annual | Standard NOX | lb/MMBtu | 0.25 | 0.25 | 0.25 | 0.25 | 0.25 | 0.25 | 0.25 | 0.25
IL Fac. Spec. - NOX Rate Summer v3.1, Unit 792 and retrofits | 530 | 1797 | Rate Constraint in lbs/MMBtu | FALSE | L | Annual | Emissions at Affected Plants NOX | Thousand Tons | 0.0011609 | 0.0011609 | 0.0023028 | 0.0023028 | 0.0023028 | 0.0023028 | 0.0023028 | 0.0023028
IL Fac. Spec. - NOX Rate Summer v3.1, Unit 792 and retrofits | 530 | 1797 | Rate Constraint in lbs/MMBtu | FALSE | L | Annual | Allowances Purchased NOX | Thousand Tons | 0 | 0 | 0 | 0 | 0 | 0 | 0 | 0
IL Fac. Spec. - NOX Rate Summer v3.1, Unit 792 and retrofits | 530 | 1797 | Rate Constraint in lbs/MMBtu | FALSE | L | Annual | Allowances Sold NOX | Thousand Tons | 0 | 0 | 0 | 0 | 0 | 0 | 0 | 0
IL Fac. Spec. - NOX Rate Summer v3.1, Unit 792 and retrofits | 530 | 1797 | Rate Constraint in lbs/MMBtu | FALSE | L | Annual | Allowances Banked | Thousand Tons | 0 | 0 | 0 | 0 | 0 | 0 | 0 | 0
IL Fac. Spec. - NOX Rate Summer v3.1, Unit 792 and retrofits | 530 | 1797 | Rate Constraint in lbs/MMBtu | FALSE | L | Annual | Allowances Withdrawn (1:1) | Thousand Tons | 0 | 0 | 0 | 0 | 0 | 0 | 0 | 0
IL Fac. Spec. - NOX Rate Summer v3.1, Unit 792 and retrofits | 530 | 1797 | Rate Constraint in lbs/MMBtu | FALSE | L | Annual | Allowances Withdrawn (n:1) | Thousand Tons | 0 | 0 | 0 | 0 | 0 | 0 | 0 | 0
IL Fac. Spec. - NOX Rate Summer v3.1, Unit 792 and retrofits | 530 | 1797 | Rate Constraint in lbs/MMBtu | FALSE | L | Annual | Net Emissions Allowance Position | Thousand Tons | 0.0011609 | 0.0011609 | 0.0023028 | 0.0023028 | 0.0023028 | 0.0023028 | 0.0023028 | 0.0023028
IL Fac. Spec. - NOX Rate Summer v3.1, Unit 792 and retrofits | 530 | 1797 | Rate Constraint in lbs/MMBtu | FALSE | L | Annual | Fuel Consumed | TBtu | 0.062248 | 0.062248 | 0.12348 | 0.12348 | 0.12348 | 0.12348 | 0.12348 | 0.12348
IL Fac. Spec. - NOX Rate Summer v3.1, Unit 792 and retrofits | 530 | 1797 | Rate Constraint in lbs/MMBtu | FALSE | L | Annual | Rate | lb/MMBtu | 0.0373 | 0.0373 | 0.0373 | 0.0373 | 0.0373 | 0.0373 | 0.0373 | 0.0373
IL Fac. Spec. - NOX Rate Summer v3.1, Unit 792 and retrofits | 530 | 1797 | Rate Constraint in lbs/MMBtu | FALSE | L | Annual | Generation | TWh | 0.005691 | 0.005691 | 0.011289 | 0.011289 | 0.011289 | 0.011289 | 0.011289 | 0.011289
IL Fac. Spec. - NOX Rate Summer v3.1, Unit 792 and retrofits | 530 | 1797 | Rate Constraint in lbs/MMBtu | FALSE | L | Annual | Qualifying Generation | TWh | 0.005691 | 0.005691 | 0.011289 | 0.011289 | 0.011289 | 0.011289 | 0.011289 | 0.011289
IL Fac. Spec. - NOX Rate Summer v3.1, Unit 792 and retrofits | 530 | 1797 | Rate Constraint in lbs/MMBtu | FALSE | L | Annual | Rate | lb/MWh | 0.40799 | 0.40799 | 0.40799 | 0.40799 | 0.40799 | 0.40799 | 0.40799 | 0.40799
IL Fac. Spec. - NOX Rate Summer v3.1, Unit 792 and retrofits | 530 | 1797 | Rate Constraint in lbs/MMBtu | FALSE | L | Annual | Constraint Shadow Price | US2016$/Ton | 0 | 0 | 0 | 0 | 0 | 0 | 0 | 0
IL Fac. Spec. - NOX Rate Summer v3.1, Unit 793 and retrofits | 531 | 1797 | Rate Constraint in lbs/MMBtu | FALSE | L | Annual | Seasons Included | Seasons | Summer | Summer | Summer | Summer | Summer | Summer | Summer | Summer
IL Fac. Spec. - NOX Rate Summer v3.1, Unit 793 and retrofits | 531 | 1797 | Rate Constraint in lbs/MMBtu | FALSE | L | Annual | Standard NOX | lb/MMBtu | 0.25 | 0.25 | 0.25 | 0.25 | 0.25 | 0.25 | 0.25 | 0.25
IL Fac. Spec. - NOX Rate Summer v3.1, Unit 793 and retrofits | 531 | 1797 | Rate Constraint in lbs/MMBtu | FALSE | L | Annual | Emissions at Affected Plants NOX | Thousand Tons | 0.00099659 | 0.00099659 | 0.0019768 | 0.0019768 | 0.0019768 | 0.0019768 | 0.0019768 | 0.0019768
IL Fac. Spec. - NOX Rate Summer v3.1, Unit 793 and retrofits | 531 | 1797 | Rate Constraint in lbs/MMBtu | FALSE | L | Annual | Allowances Purchased NOX | Thousand Tons | 0 | 0 | 0 | 0 | 0 | 0 | 0 | 0
IL Fac. Spec. - NOX Rate Summer v3.1, Unit 793 and retrofits | 531 | 1797 | Rate Constraint in lbs/MMBtu | FALSE | L | Annual | Allowances Sold NOX | Thousand Tons | 0 | 0 | 0 | 0 | 0 | 0 | 0 | 0
IL Fac. Spec. - NOX Rate Summer v3.1, Unit 793 and retrofits | 531 | 1797 | Rate Constraint in lbs/MMBtu | FALSE | L | Annual | Allowances Banked | Thousand Tons | 0 | 0 | 0 | 0 | 0 | 0 | 0 | 0
IL Fac. Spec. - NOX Rate Summer v3.1, Unit 793 and retrofits | 531 | 1797 | Rate Constraint in lbs/MMBtu | FALSE | L | Annual | Allowances Withdrawn (1:1) | Thousand Tons | 0 | 0 | 0 | 0 | 0 | 0 | 0 | 0
IL Fac. Spec. - NOX Rate Summer v3.1, Unit 793 and retrofits | 531 | 1797 | Rate Constraint in lbs/MMBtu | FALSE | L | Annual | Allowances Withdrawn (n:1) | Thousand Tons | 0 | 0 | 0 | 0 | 0 | 0 | 0 | 0
IL Fac. Spec. - NOX Rate Summer v3.1, Unit 793 and retrofits | 531 | 1797 | Rate Constraint in lbs/MMBtu | FALSE | L | Annual | Net Emissions Allowance Position | Thousand Tons | 0.00099659 | 0.00099659 | 0.0019768 | 0.0019768 | 0.0019768 | 0.0019768 | 0.0019768 | 0.0019768
IL Fac. Spec. - NOX Rate Summer v3.1, Unit 793 and retrofits | 531 | 1797 | Rate Constraint in lbs/MMBtu | FALSE | L | Annual | Fuel Consumed | TBtu | 0.062248 | 0.062248 | 0.12348 | 0.12348 | 0.12348 | 0.12348 | 0.12348 | 0.12348
IL Fac. Spec. - NOX Rate Summer v3.1, Unit 793 and retrofits | 531 | 1797 | Rate Constraint in lbs/MMBtu | FALSE | L | Annual | Rate | lb/MMBtu | 0.03202 | 0.03202 | 0.03202 | 0.03202 | 0.03202 | 0.03202 | 0.03202 | 0.03202
IL Fac. Spec. - NOX Rate Summer v3.1, Unit 793 and retrofits | 531 | 1797 | Rate Constraint in lbs/MMBtu | FALSE | L | Annual | Generation | TWh | 0.005691 | 0.005691 | 0.011289 | 0.011289 | 0.011289 | 0.011289 | 0.011289 | 0.011289
IL Fac. Spec. - NOX Rate Summer v3.1, Unit 793 and retrofits | 531 | 1797 | Rate Constraint in lbs/MMBtu | FALSE | L | Annual | Qualifying Generation | TWh | 0.005691 | 0.005691 | 0.011289 | 0.011289 | 0.011289 | 0.011289 | 0.011289 | 0.011289
IL Fac. Spec. - NOX Rate Summer v3.1, Unit 793 and retrofits | 531 | 1797 | Rate Constraint in lbs/MMBtu | FALSE | L | Annual | Rate | lb/MWh | 0.35023 | 0.35023 | 0.35023 | 0.35023 | 0.35023 | 0.35023 | 0.35023 | 0.35023
IL Fac. Spec. - NOX Rate Summer v3.1, Unit 793 and retrofits | 531 | 1797 | Rate Constraint in lbs/MMBtu | FALSE | L | Annual | Constraint Shadow Price | US2016$/Ton | 0 | 0 | 0 | 0 | 0 | 0 | 0 | 0
IL Fac. Spec. - NOX Rate Summer v3.1, Unit 794 and retrofits | 532 | 1797 | Rate Constraint in lbs/MMBtu | FALSE | L | Annual | Seasons Included | Seasons | Summer | Summer | Summer | Summer | Summer | Summer | Summer | Summer
IL Fac. Spec. - NOX Rate Summer v3.1, Unit 794 and retrofits | 532 | 1797 | Rate Constraint in lbs/MMBtu | FALSE | L | Annual | Standard NOX | lb/MMBtu | 0.25 | 0.25 | 0.25 | 0.25 | 0.25 | 0.25 | 0.25 | 0.25
IL Fac. Spec. - NOX Rate Summer v3.1, Unit 794 and retrofits | 532 | 1797 | Rate Constraint in lbs/MMBtu | FALSE | L | Annual | Emissions at Affected Plants NOX | Thousand Tons | 0.00076752 | 0.00076752 | 0.0015225 | 0.0015225 | 0.0015225 | 0.0015225 | 0.0015225 | 0.0015225
IL Fac. Spec. - NOX Rate Summer v3.1, Unit 794 and retrofits | 532 | 1797 | Rate Constraint in lbs/MMBtu | FALSE | L | Annual | Allowances Purchased NOX | Thousand Tons | 0 | 0 | 0 | 0 | 0 | 0 | 0 | 0
IL Fac. Spec. - NOX Rate Summer v3.1, Unit 794 and retrofits | 532 | 1797 | Rate Constraint in lbs/MMBtu | FALSE | L | Annual | Allowances Sold NOX | Thousand Tons | 0 | 0 | 0 | 0 | 0 | 0 | 0 | 0
IL Fac. Spec. - NOX Rate Summer v3.1, Unit 794 and retrofits | 532 | 1797 | Rate Constraint in lbs/MMBtu | FALSE | L | Annual | Allowances Banked | Thousand Tons | 0 | 0 | 0 | 0 | 0 | 0 | 0 | 0
IL Fac. Spec. - NOX Rate Summer v3.1, Unit 794 and retrofits | 532 | 1797 | Rate Constraint in lbs/MMBtu | FALSE | L | Annual | Allowances Withdrawn (1:1) | Thousand Tons | 0 | 0 | 0 | 0 | 0 | 0 | 0 | 0
IL Fac. Spec. - NOX Rate Summer v3.1, Unit 794 and retrofits | 532 | 1797 | Rate Constraint in lbs/MMBtu | FALSE | L | Annual | Allowances Withdrawn (n:1) | Thousand Tons | 0 | 0 | 0 | 0 | 0 | 0 | 0 | 0
IL Fac. Spec. - NOX Rate Summer v3.1, Unit 794 and retrofits | 532 | 1797 | Rate Constraint in lbs/MMBtu | FALSE | L | Annual | Net Emissions Allowance Position | Thousand Tons | 0.00076752 | 0.00076752 | 0.0015225 | 0.0015225 | 0.0015225 | 0.0015225 | 0.0015225 | 0.0015225
IL Fac. Spec. - NOX Rate Summer v3.1, Unit 794 and retrofits | 532 | 1797 | Rate Constraint in lbs/MMBtu | FALSE | L | Annual | Fuel Consumed | TBtu | 0.062248 | 0.062248 | 0.12348 | 0.12348 | 0.12348 | 0.12348 | 0.12348 | 0.12348
IL Fac. Spec. - NOX Rate Summer v3.1, Unit 794 and retrofits | 532 | 1797 | Rate Constraint in lbs/MMBtu | FALSE | L | Annual | Rate | lb/MMBtu | 0.02466 | 0.02466 | 0.02466 | 0.02466 | 0.02466 | 0.02466 | 0.02466 | 0.02466
IL Fac. Spec. - NOX Rate Summer v3.1, Unit 794 and retrofits | 532 | 1797 | Rate Constraint in lbs/MMBtu | FALSE | L | Annual | Generation | TWh | 0.005691 | 0.005691 | 0.011289 | 0.011289 | 0.011289 | 0.011289 | 0.011289 | 0.011289
IL Fac. Spec. - NOX Rate Summer v3.1, Unit 794 and retrofits | 532 | 1797 | Rate Constraint in lbs/MMBtu | FALSE | L | Annual | Qualifying Generation | TWh | 0.005691 | 0.005691 | 0.011289 | 0.011289 | 0.011289 | 0.011289 | 0.011289 | 0.011289
IL Fac. Spec. - NOX Rate Summer v3.1, Unit 794 and retrofits | 532 | 1797 | Rate Constraint in lbs/MMBtu | FALSE | L | Annual | Rate | lb/MWh | 0.26973 | 0.26973 | 0.26973 | 0.26973 | 0.26973 | 0.26973 | 0.26973 | 0.26973
IL Fac. Spec. - NOX Rate Summer v3.1, Unit 794 and retrofits | 532 | 1797 | Rate Constraint in lbs/MMBtu | FALSE | L | Annual | Constraint Shadow Price | US2016$/Ton | 0 | 0 | 0 | 0 | 0 | 0 | 0 | 0
IL Fac. Spec. - NOX Rate Summer v3.1, Unit 795 and retrofits | 533 | 1797 | Rate Constraint in lbs/MMBtu | FALSE | L | Annual | Seasons Included | Seasons | Summer | Summer | Summer | Summer | Summer | Summer | Summer | Summer
IL Fac. Spec. - NOX Rate Summer v3.1, Unit 795 and retrofits | 533 | 1797 | Rate Constraint in lbs/MMBtu | FALSE | L | Annual | Standard NOX | lb/MMBtu | 0.25 | 0.25 | 0.25 | 0.25 | 0.25 | 0.25 | 0.25 | 0.25
IL Fac. Spec. - NOX Rate Summer v3.1, Unit 795 and retrofits | 533 | 1797 | Rate Constraint in lbs/MMBtu | FALSE | L | Annual | Emissions at Affected Plants NOX | Thousand Tons | 0 | 0 | 0.00011329 | 0.00092874 | 0.00092874 | 0.00092874 | 0.00092874 | 0
IL Fac. Spec. - NOX Rate Summer v3.1, Unit 795 and retrofits | 533 | 1797 | Rate Constraint in lbs/MMBtu | FALSE | L | Annual | Allowances Purchased NOX | Thousand Tons | 0 | 0 | 0 | 0 | 0 | 0 | 0 | 0
IL Fac. Spec. - NOX Rate Summer v3.1, Unit 795 and retrofits | 533 | 1797 | Rate Constraint in lbs/MMBtu | FALSE | L | Annual | Allowances Sold NOX | Thousand Tons | 0 | 0 | 0 | 0 | 0 | 0 | 0 | 0
IL Fac. Spec. - NOX Rate Summer v3.1, Unit 795 and retrofits | 533 | 1797 | Rate Constraint in lbs/MMBtu | FALSE | L | Annual | Allowances Banked | Thousand Tons | 0 | 0 | 0 | 0 | 0 | 0 | 0 | 0
IL Fac. Spec. - NOX Rate Summer v3.1, Unit 795 and retrofits | 533 | 1797 | Rate Constraint in lbs/MMBtu | FALSE | L | Annual | Allowances Withdrawn (1:1) | Thousand Tons | 0 | 0 | 0 | 0 | 0 | 0 | 0 | 0
IL Fac. Spec. - NOX Rate Summer v3.1, Unit 795 and retrofits | 533 | 1797 | Rate Constraint in lbs/MMBtu | FALSE | L | Annual | Allowances Withdrawn (n:1) | Thousand Tons | 0 | 0 | 0 | 0 | 0 | 0 | 0 | 0
IL Fac. Spec. - NOX Rate Summer v3.1, Unit 795 and retrofits | 533 | 1797 | Rate Constraint in lbs/MMBtu | FALSE | L | Annual | Net Emissions Allowance Position | Thousand Tons | 0 | 0 | 0.00011329 | 0.00092874 | 0.00092874 | 0.00092874 | 0.00092874 | 0
IL Fac. Spec. - NOX Rate Summer v3.1, Unit 795 and retrofits | 533 | 1797 | Rate Constraint in lbs/MMBtu | FALSE | L | Annual | Fuel Consumed | TBtu | 0 | 0 | 0.0087552 | 0.071773 | 0.071773 | 0.071773 | 0.071773 | 0
IL Fac. Spec. - NOX Rate Summer v3.1, Unit 795 and retrofits | 533 | 1797 | Rate Constraint in lbs/MMBtu | FALSE | L | Annual | Rate | lb/MMBtu | 0 | 0 | 0.02588 | 0.02588 | 0.02588 | 0.02588 | 0.02588 | 0
IL Fac. Spec. - NOX Rate Summer v3.1, Unit 795 and retrofits | 533 | 1797 | Rate Constraint in lbs/MMBtu | FALSE | L | Annual | Generation | TWh | 0 | 0 | 0.00066742 | 0.0054713 | 0.0054713 | 0.0054713 | 0.0054713 | 0
IL Fac. Spec. - NOX Rate Summer v3.1, Unit 795 and retrofits | 533 | 1797 | Rate Constraint in lbs/MMBtu | FALSE | L | Annual | Qualifying Generation | TWh | 0 | 0 | 0.00066742 | 0.0054713 | 0.0054713 | 0.0054713 | 0.0054713 | 0
IL Fac. Spec. - NOX Rate Summer v3.1, Unit 795 and retrofits | 533 | 1797 | Rate Constraint in lbs/MMBtu | FALSE | L | Annual | Rate | lb/MWh | 0 | 0 | 0.33949 | 0.33949 | 0.33949 | 0.33949 | 0.33949 | 0
IL Fac. Spec. - NOX Rate Summer v3.1, Unit 795 and retrofits | 533 | 1797 | Rate Constraint in lbs/MMBtu | FALSE | L | Annual | Constraint Shadow Price | US2016$/Ton | 0 | 0 | 0 | 0 | 0 | 0 | 0 | 0
IL Fac. Spec. - NOX Rate Summer v3.1, Unit 796 and retrofits | 534 | 1797 | Rate Constraint in lbs/MMBtu | FALSE | L | Annual | Seasons Included | Seasons | Summer | Summer | Summer | Summer | Summer | Summer | Summer | Summer
IL Fac. Spec. - NOX Rate Summer v3.1, Unit 796 and retrofits | 534 | 1797 | Rate Constraint in lbs/MMBtu | FALSE | L | Annual | Standard NOX | lb/MMBtu | 0.25 | 0.25 | 0.25 | 0.25 | 0.25 | 0.25 | 0.25 | 0.25
IL Fac. Spec. - NOX Rate Summer v3.1, Unit 796 and retrofits | 534 | 1797 | Rate Constraint in lbs/MMBtu | FALSE | L | Annual | Emissions at Affected Plants NOX | Thousand Tons | 0 | 0 | 0 | 0.00080063 | 0.00080063 | 0.00080063 | 0.00080063 | 0
IL Fac. Spec. - NOX Rate Summer v3.1, Unit 796 and retrofits | 534 | 1797 | Rate Constraint in lbs/MMBtu | FALSE | L | Annual | Allowances Purchased NOX | Thousand Tons | 0 | 0 | 0 | 0 | 0 | 0 | 0 | 0
IL Fac. Spec. - NOX Rate Summer v3.1, Unit 796 and retrofits | 534 | 1797 | Rate Constraint in lbs/MMBtu | FALSE | L | Annual | Allowances Sold NOX | Thousand Tons | 0 | 0 | 0 | 0 | 0 | 0 | 0 | 0
IL Fac. Spec. - NOX Rate Summer v3.1, Unit 796 and retrofits | 534 | 1797 | Rate Constraint in lbs/MMBtu | FALSE | L | Annual | Allowances Banked | Thousand Tons | 0 | 0 | 0 | 0 | 0 | 0 | 0 | 0
IL Fac. Spec. - NOX Rate Summer v3.1, Unit 796 and retrofits | 534 | 1797 | Rate Constraint in lbs/MMBtu | FALSE | L | Annual | Allowances Withdrawn (1:1) | Thousand Tons | 0 | 0 | 0 | 0 | 0 | 0 | 0 | 0
IL Fac. Spec. - NOX Rate Summer v3.1, Unit 796 and retrofits | 534 | 1797 | Rate Constraint in lbs/MMBtu | FALSE | L | Annual | Allowances Withdrawn (n:1) | Thousand Tons | 0 | 0 | 0 | 0 | 0 | 0 | 0 | 0
IL Fac. Spec. - NOX Rate Summer v3.1, Unit 796 and retrofits | 534 | 1797 | Rate Constraint in lbs/MMBtu | FALSE | L | Annual | Net Emissions Allowance Position | Thousand Tons | 0 | 0 | 0 | 0.00080063 | 0.00080063 | 0.00080063 | 0.00080063 | 0
IL Fac. Spec. - NOX Rate Summer v3.1, Unit 796 and retrofits | 534 | 1797 | Rate Constraint in lbs/MMBtu | FALSE | L | Annual | Fuel Consumed | TBtu | 0 | 0 | 0 | 0.071773 | 0.071773 | 0.071773 | 0.071773 | 0
IL Fac. Spec. - NOX Rate Summer v3.1, Unit 796 and retrofits | 534 | 1797 | Rate Constraint in lbs/MMBtu | FALSE | L | Annual | Rate | lb/MMBtu | 0 | 0 | 0 | 0.02231 | 0.02231 | 0.02231 | 0.02231 | 0
IL Fac. Spec. - NOX Rate Summer v3.1, Unit 796 and retrofits | 534 | 1797 | Rate Constraint in lbs/MMBtu | FALSE | L | Annual | Generation | TWh | 0 | 0 | 0 | 0.0054713 | 0.0054713 | 0.0054713 | 0.0054713 | 0
IL Fac. Spec. - NOX Rate Summer v3.1, Unit 796 and retrofits | 534 | 1797 | Rate Constraint in lbs/MMBtu | FALSE | L | Annual | Qualifying Generation | TWh | 0 | 0 | 0 | 0.0054713 | 0.0054713 | 0.0054713 | 0.0054713 | 0
IL Fac. Spec. - NOX Rate Summer v3.1, Unit 796 and retrofits | 534 | 1797 | Rate Constraint in lbs/MMBtu | FALSE | L | Annual | Rate | lb/MWh | 0 | 0 | 0 | 0.29266 | 0.29266 | 0.29266 | 0.29266 | 0
IL Fac. Spec. - NOX Rate Summer v3.1, Unit 796 and retrofits | 534 | 1797 | Rate Constraint in lbs/MMBtu | FALSE | L | Annual | Constraint Shadow Price | US2016$/Ton | 0 | 0 | 0 | 0 | 0 | 0 | 0 | 0
IL Fac. Spec. - NOX Rate Summer v3.1, Unit 797 and retrofits | 535 | 1797 | Rate Constraint in lbs/MMBtu | FALSE | L | Annual | Seasons Included | Seasons | Summer | Summer | Summer | Summer | Summer | Summer | Summer | Summer
IL Fac. Spec. - NOX Rate Summer v3.1, Unit 797 and retrofits | 535 | 1797 | Rate Constraint in lbs/MMBtu | FALSE | L | Annual | Standard NOX | lb/MMBtu | 0.25 | 0.25 | 0.25 | 0.25 | 0.25 | 0.25 | 0.25 | 0.25
IL Fac. Spec. - NOX Rate Summer v3.1, Unit 797 and retrofits | 535 | 1797 | Rate Constraint in lbs/MMBtu | FALSE | L | Annual | Emissions at Affected Plants NOX | Thousand Tons | 0 | 0 | 0 | 0.00071809 | 0.00071809 | 0.00071809 | 0.00071809 | 0
IL Fac. Spec. - NOX Rate Summer v3.1, Unit 797 and retrofits | 535 | 1797 | Rate Constraint in lbs/MMBtu | FALSE | L | Annual | Allowances Purchased NOX | Thousand Tons | 0 | 0 | 0 | 0 | 0 | 0 | 0 | 0
IL Fac. Spec. - NOX Rate Summer v3.1, Unit 797 and retrofits | 535 | 1797 | Rate Constraint in lbs/MMBtu | FALSE | L | Annual | Allowances Sold NOX | Thousand Tons | 0 | 0 | 0 | 0 | 0 | 0 | 0 | 0
IL Fac. Spec. - NOX Rate Summer v3.1, Unit 797 and retrofits | 535 | 1797 | Rate Constraint in lbs/MMBtu | FALSE | L | Annual | Allowances Banked | Thousand Tons | 0 | 0 | 0 | 0 | 0 | 0 | 0 | 0
IL Fac. Spec. - NOX Rate Summer v3.1, Unit 797 and retrofits | 535 | 1797 | Rate Constraint in lbs/MMBtu | FALSE | L | Annual | Allowances Withdrawn (1:1) | Thousand Tons | 0 | 0 | 0 | 0 | 0 | 0 | 0 | 0
IL Fac. Spec. - NOX Rate Summer v3.1, Unit 797 and retrofits | 535 | 1797 | Rate Constraint in lbs/MMBtu | FALSE | L | Annual | Allowances Withdrawn (n:1) | Thousand Tons | 0 | 0 | 0 | 0 | 0 | 0 | 0 | 0
IL Fac. Spec. - NOX Rate Summer v3.1, Unit 797 and retrofits | 535 | 1797 | Rate Constraint in lbs/MMBtu | FALSE | L | Annual | Net Emissions Allowance Position | Thousand Tons | 0 | 0 | 0 | 0.00071809 | 0.00071809 | 0.00071809 | 0.00071809 | 0
IL Fac. Spec. - NOX Rate Summer v3.1, Unit 797 and retrofits | 535 | 1797 | Rate Constraint in lbs/MMBtu | FALSE | L | Annual | Fuel Consumed | TBtu | 0 | 0 | 0 | 0.071773 | 0.071773 | 0.071773 | 0.071773 | 0
IL Fac. Spec. - NOX Rate Summer v3.1, Unit 797 and retrofits | 535 | 1797 | Rate Constraint in lbs/MMBtu | FALSE | L | Annual | Rate | lb/MMBtu | 0 | 0 | 0 | 0.02001 | 0.02001 | 0.02001 | 0.02001 | 0
IL Fac. Spec. - NOX Rate Summer v3.1, Unit 797 and retrofits | 535 | 1797 | Rate Constraint in lbs/MMBtu | FALSE | L | Annual | Generation | TWh | 0 | 0 | 0 | 0.0054713 | 0.0054713 | 0.0054713 | 0.0054713 | 0
IL Fac. Spec. - NOX Rate Summer v3.1, Unit 797 and retrofits | 535 | 1797 | Rate Constraint in lbs/MMBtu | FALSE | L | Annual | Qualifying Generation | TWh | 0 | 0 | 0 | 0.0054713 | 0.0054713 | 0.0054713 | 0.0054713 | 0
IL Fac. Spec. - NOX Rate Summer v3.1, Unit 797 and retrofits | 535 | 1797 | Rate Constraint in lbs/MMBtu | FALSE | L | Annual | Rate | lb/MWh | 0 | 0 | 0 | 0.26249 | 0.26249 | 0.26249 | 0.26249 | 0
IL Fac. Spec. - NOX Rate Summer v3.1, Unit 797 and retrofits | 535 | 1797 | Rate Constraint in lbs/MMBtu | FALSE | L | Annual | Constraint Shadow Price | US2016$/Ton | 0 | 0 | 0 | 0 | 0 | 0 | 0 | 0
IL Fac. Spec. - NOX Rate Summer v3.1, Unit 798 and retrofits | 536 | 1797 | Rate Constraint in lbs/MMBtu | FALSE | L | Annual | Seasons Included | Seasons | Summer | Summer | Summer | Summer | Summer | Summer | Summer | Summer
IL Fac. Spec. - NOX Rate Summer v3.1, Unit 798 and retrofits | 536 | 1797 | Rate Constraint in lbs/MMBtu | FALSE | L | Annual | Standard NOX | lb/MMBtu | 0.25 | 0.25 | 0.25 | 0.25 | 0.25 | 0.25 | 0.25 | 0.25
IL Fac. Spec. - NOX Rate Summer v3.1, Unit 798 and retrofits | 536 | 1797 | Rate Constraint in lbs/MMBtu | FALSE | L | Annual | Emissions at Affected Plants NOX | Thousand Tons | 0 | 0 | 0 | 0.00084046 | 0.00084046 | 0.00084046 | 0.00084046 | 0
IL Fac. Spec. - NOX Rate Summer v3.1, Unit 798 and retrofits | 536 | 1797 | Rate Constraint in lbs/MMBtu | FALSE | L | Annual | Allowances Purchased NOX | Thousand Tons | 0 | 0 | 0 | 0 | 0 | 0 | 0 | 0
IL Fac. Spec. - NOX Rate Summer v3.1, Unit 798 and retrofits | 536 | 1797 | Rate Constraint in lbs/MMBtu | FALSE | L | Annual | Allowances Sold NOX | Thousand Tons | 0 | 0 | 0 | 0 | 0 | 0 | 0 | 0
IL Fac. Spec. - NOX Rate Summer v3.1, Unit 798 and retrofits | 536 | 1797 | Rate Constraint in lbs/MMBtu | FALSE | L | Annual | Allowances Banked | Thousand Tons | 0 | 0 | 0 | 0 | 0 | 0 | 0 | 0
IL Fac. Spec. - NOX Rate Summer v3.1, Unit 798 and retrofits | 536 | 1797 | Rate Constraint in lbs/MMBtu | FALSE | L | Annual | Allowances Withdrawn (1:1) | Thousand Tons | 0 | 0 | 0 | 0 | 0 | 0 | 0 | 0
IL Fac. Spec. - NOX Rate Summer v3.1, Unit 798 and retrofits | 536 | 1797 | Rate Constraint in lbs/MMBtu | FALSE | L | Annual | Allowances Withdrawn (n:1) | Thousand Tons | 0 | 0 | 0 | 0 | 0 | 0 | 0 | 0
IL Fac. Spec. - NOX Rate Summer v3.1, Unit 798 and retrofits | 536 | 1797 | Rate Constraint in lbs/MMBtu | FALSE | L | Annual | Net Emissions Allowance Position | Thousand Tons | 0 | 0 | 0 | 0.00084046 | 0.00084046 | 0.00084046 | 0.00084046 | 0
IL Fac. Spec. - NOX Rate Summer v3.1, Unit 798 and retrofits | 536 | 1797 | Rate Constraint in lbs/MMBtu | FALSE | L | Annual | Fuel Consumed | TBtu | 0 | 0 | 0 | 0.071773 | 0.071773 | 0.071773 | 0.071773 | 0
IL Fac. Spec. - NOX Rate Summer v3.1, Unit 798 and retrofits | 536 | 1797 | Rate Constraint in lbs/MMBtu | FALSE | L | Annual | Rate | lb/MMBtu | 0 | 0 | 0 | 0.02342 | 0.02342 | 0.02342 | 0.02342 | 0
IL Fac. Spec. - NOX Rate Summer v3.1, Unit 798 and retrofits | 536 | 1797 | Rate Constraint in lbs/MMBtu | FALSE | L | Annual | Generation | TWh | 0 | 0 | 0 | 0.0054713 | 0.0054713 | 0.0054713 | 0.0054713 | 0
IL Fac. Spec. - NOX Rate Summer v3.1, Unit 798 and retrofits | 536 | 1797 | Rate Constraint in lbs/MMBtu | FALSE | L | Annual | Qualifying Generation | TWh | 0 | 0 | 0 | 0.0054713 | 0.0054713 | 0.0054713 | 0.0054713 | 0
IL Fac. Spec. - NOX Rate Summer v3.1, Unit 798 and retrofits | 536 | 1797 | Rate Constraint in lbs/MMBtu | FALSE | L | Annual | Rate | lb/MWh | 0 | 0 | 0 | 0.30722 | 0.30722 | 0.30722 | 0.30722 | 0
IL Fac. Spec. - NOX Rate Summer v3.1, Unit 798 and retrofits | 536 | 1797 | Rate Constraint in lbs/MMBtu | FALSE | L | Annual | Constraint Shadow Price | US2016$/Ton | 0 | 0 | 0 | 0 | 0 | 0 | 0 | 0
IL Fac. Spec. - NOX Rate Summer v3.1, Unit 799 and retrofits | 537 | 1797 | Rate Constraint in lbs/MMBtu | FALSE | L | Annual | Seasons Included | Seasons | Summer | Summer | Summer | Summer | Summer | Summer | Summer | Summer
IL Fac. Spec. - NOX Rate Summer v3.1, Unit 799 and retrofits | 537 | 1797 | Rate Constraint in lbs/MMBtu | FALSE | L | Annual | Standard NOX | lb/MMBtu | 0.25 | 0.25 | 0.25 | 0.25 | 0.25 | 0.25 | 0.25 | 0.25
IL Fac. Spec. - NOX Rate Summer v3.1, Unit 799 and retrofits | 537 | 1797 | Rate Constraint in lbs/MMBtu | FALSE | L | Annual | Emissions at Affected Plants NOX | Thousand Tons | 0 | 0 | 0 | 0.00082 | 0.00082 | 0.00082 | 0.00082 | 0
IL Fac. Spec. - NOX Rate Summer v3.1, Unit 799 and retrofits | 537 | 1797 | Rate Constraint in lbs/MMBtu | FALSE | L | Annual | Allowances Purchased NOX | Thousand Tons | 0 | 0 | 0 | 0 | 0 | 0 | 0 | 0
IL Fac. Spec. - NOX Rate Summer v3.1, Unit 799 and retrofits | 537 | 1797 | Rate Constraint in lbs/MMBtu | FALSE | L | Annual | Allowances Sold NOX | Thousand Tons | 0 | 0 | 0 | 0 | 0 | 0 | 0 | 0
IL Fac. Spec. - NOX Rate Summer v3.1, Unit 799 and retrofits | 537 | 1797 | Rate Constraint in lbs/MMBtu | FALSE | L | Annual | Allowances Banked | Thousand Tons | 0 | 0 | 0 | 0 | 0 | 0 | 0 | 0
IL Fac. Spec. - NOX Rate Summer v3.1, Unit 799 and retrofits | 537 | 1797 | Rate Constraint in lbs/MMBtu | FALSE | L | Annual | Allowances Withdrawn (1:1) | Thousand Tons | 0 | 0 | 0 | 0 | 0 | 0 | 0 | 0
IL Fac. Spec. - NOX Rate Summer v3.1, Unit 799 and retrofits | 537 | 1797 | Rate Constraint in lbs/MMBtu | FALSE | L | Annual | Allowances Withdrawn (n:1) | Thousand Tons | 0 | 0 | 0 | 0 | 0 | 0 | 0 | 0
IL Fac. Spec. - NOX Rate Summer v3.1, Unit 799 and retrofits | 537 | 1797 | Rate Constraint in lbs/MMBtu | FALSE | L | Annual | Net Emissions Allowance Position | Thousand Tons | 0 | 0 | 0 | 0.00082 | 0.00082 | 0.00082 | 0.00082 | 0
IL Fac. Spec. - NOX Rate Summer v3.1, Unit 799 and retrofits | 537 | 1797 | Rate Constraint in lbs/MMBtu | FALSE | L | Annual | Fuel Consumed | TBtu | 0 | 0 | 0 | 0.071773 | 0.071773 | 0.071773 | 0.071773 | 0
IL Fac. Spec. - NOX Rate Summer v3.1, Unit 799 and retrofits | 537 | 1797 | Rate Constraint in lbs/MMBtu | FALSE | L | Annual | Rate | lb/MMBtu | 0 | 0 | 0 | 0.02285 | 0.02285 | 0.02285 | 0.02285 | 0
IL Fac. Spec. - NOX Rate Summer v3.1, Unit 799 and retrofits | 537 | 1797 | Rate Constraint in lbs/MMBtu | FALSE | L | Annual | Generation | TWh | 0 | 0 | 0 | 0.0054713 | 0.0054713 | 0.0054713 | 0.0054713 | 0
IL Fac. Spec. - NOX Rate Summer v3.1, Unit 799 and retrofits | 537 | 1797 | Rate Constraint in lbs/MMBtu | FALSE | L | Annual | Qualifying Generation | TWh | 0 | 0 | 0 | 0.0054713 | 0.0054713 | 0.0054713 | 0.0054713 | 0
IL Fac. Spec. - NOX Rate Summer v3.1, Unit 799 and retrofits | 537 | 1797 | Rate Constraint in lbs/MMBtu | FALSE | L | Annual | Rate | lb/MWh | 0 | 0 | 0 | 0.29975 | 0.29975 | 0.29975 | 0.29975 | 0
IL Fac. Spec. - NOX Rate Summer v3.1, Unit 799 and retrofits | 537 | 1797 | Rate Constraint in lbs/MMBtu | FALSE | L | Annual | Constraint Shadow Price | US2016$/Ton | 0 | 0 | 0 | 0 | 0 | 0 | 0 | 0
IL Fac. Spec. - NOX Rate Summer v3.1, Unit 800 and retrofits | 538 | 1797 | Rate Constraint in lbs/MMBtu | FALSE | L | Annual | Seasons Included | Seasons | Summer | Summer | Summer | Summer | Summer | Summer | Summer | Summer
IL Fac. Spec. - NOX Rate Summer v3.1, Unit 800 and retrofits | 538 | 1797 | Rate Constraint in lbs/MMBtu | FALSE | L | Annual | Standard NOX | lb/MMBtu | 0.25 | 0.25 | 0.25 | 0.25 | 0.25 | 0.25 | 0.25 | 0.25
IL Fac. Spec. - NOX Rate Summer v3.1, Unit 800 and retrofits | 538 | 1797 | Rate Constraint in lbs/MMBtu | FALSE | L | Annual | Emissions at Affected Plants NOX | Thousand Tons | 0 | 0 | 0 | 0.00076869 | 0.00076869 | 0.00076869 | 0.00076869 | 0
IL Fac. Spec. - NOX Rate Summer v3.1, Unit 800 and retrofits | 538 | 1797 | Rate Constraint in lbs/MMBtu | FALSE | L | Annual | Allowances Purchased NOX | Thousand Tons | 0 | 0 | 0 | 0 | 0 | 0 | 0 | 0
IL Fac. Spec. - NOX Rate Summer v3.1, Unit 800 and retrofits | 538 | 1797 | Rate Constraint in lbs/MMBtu | FALSE | L | Annual | Allowances Sold NOX | Thousand Tons | 0 | 0 | 0 | 0 | 0 | 0 | 0 | 0
IL Fac. Spec. - NOX Rate Summer v3.1, Unit 800 and retrofits | 538 | 1797 | Rate Constraint in lbs/MMBtu | FALSE | L | Annual | Allowances Banked | Thousand Tons | 0 | 0 | 0 | 0 | 0 | 0 | 0 | 0
IL Fac. Spec. - NOX Rate Summer v3.1, Unit 800 and retrofits | 538 | 1797 | Rate Constraint in lbs/MMBtu | FALSE | L | Annual | Allowances Withdrawn (1:1) | Thousand Tons | 0 | 0 | 0 | 0 | 0 | 0 | 0 | 0
IL Fac. Spec. - NOX Rate Summer v3.1, Unit 800 and retrofits | 538 | 1797 | Rate Constraint in lbs/MMBtu | FALSE | L | Annual | Allowances Withdrawn (n:1) | Thousand Tons | 0 | 0 | 0 | 0 | 0 | 0 | 0 | 0
IL Fac. Spec. - NOX Rate Summer v3.1, Unit 800 and retrofits | 538 | 1797 | Rate Constraint in lbs/MMBtu | FALSE | L | Annual | Net Emissions Allowance Position | Thousand Tons | 0 | 0 | 0 | 0.00076869 | 0.00076869 | 0.00076869 | 0.00076869 | 0
IL Fac. Spec. - NOX Rate Summer v3.1, Unit 800 and retrofits | 538 | 1797 | Rate Constraint in lbs/MMBtu | FALSE | L | Annual | Fuel Consumed | TBtu | 0 | 0 | 0 | 0.071773 | 0.071773 | 0.071773 | 0.071773 | 0
IL Fac. Spec. - NOX Rate Summer v3.1, Unit 800 and retrofits | 538 | 1797 | Rate Constraint in lbs/MMBtu | FALSE | L | Annual | Rate | lb/MMBtu | 0 | 0 | 0 | 0.02142 | 0.02142 | 0.02142 | 0.02142 | 0
IL Fac. Spec. - NOX Rate Summer v3.1, Unit 800 and retrofits | 538 | 1797 | Rate Constraint in lbs/MMBtu | FALSE | L | Annual | Generation | TWh | 0 | 0 | 0 | 0.0054713 | 0.0054713 | 0.0054713 | 0.0054713 | 0
IL Fac. Spec. - NOX Rate Summer v3.1, Unit 800 and retrofits | 538 | 1797 | Rate Constraint in lbs/MMBtu | FALSE | L | Annual | Qualifying Generation | TWh | 0 | 0 | 0 | 0.0054713 | 0.0054713 | 0.0054713 | 0.0054713 | 0
IL Fac. Spec. - NOX Rate Summer v3.1, Unit 800 and retrofits | 538 | 1797 | Rate Constraint in lbs/MMBtu | FALSE | L | Annual | Rate | lb/MWh | 0 | 0 | 0 | 0.28099 | 0.28099 | 0.28099 | 0.28099 | 0
IL Fac. Spec. - NOX Rate Summer v3.1, Unit 800 and retrofits | 538 | 1797 | Rate Constraint in lbs/MMBtu | FALSE | L | Annual | Constraint Shadow Price | US2016$/Ton | 0 | 0 | 0 | 0 | 0 | 0 | 0 | 0
IL Fac. Spec. - NOX Rate Summer v3.1, Unit 801 and retrofits | 539 | 1797 | Rate Constraint in lbs/MMBtu | FALSE | L | Annual | Seasons Included | Seasons | Summer | Summer | Summer | Summer | Summer | Summer | Summer | Summer
IL Fac. Spec. - NOX Rate Summer v3.1, Unit 801 and retrofits | 539 | 1797 | Rate Constraint in lbs/MMBtu | FALSE | L | Annual | Standard NOX | lb/MMBtu | 0.25 | 0.25 | 0.25 | 0.25 | 0.25 | 0.25 | 0.25 | 0.25
IL Fac. Spec. - NOX Rate Summer v3.1, Unit 801 and retrofits | 539 | 1797 | Rate Constraint in lbs/MMBtu | FALSE | L | Annual | Emissions at Affected Plants NOX | Thousand Tons | 0 | 0 | 0 | 0 | 0 | 0 | 0 | 0
IL Fac. Spec. - NOX Rate Summer v3.1, Unit 801 and retrofits | 539 | 1797 | Rate Constraint in lbs/MMBtu | FALSE | L | Annual | Allowances Purchased NOX | Thousand Tons | 0 | 0 | 0 | 0 | 0 | 0 | 0 | 0
IL Fac. Spec. - NOX Rate Summer v3.1, Unit 801 and retrofits | 539 | 1797 | Rate Constraint in lbs/MMBtu | FALSE | L | Annual | Allowances Sold NOX | Thousand Tons | 0 | 0 | 0 | 0 | 0 | 0 | 0 | 0
IL Fac. Spec. - NOX Rate Summer v3.1, Unit 801 and retrofits | 539 | 1797 | Rate Constraint in lbs/MMBtu | FALSE | L | Annual | Allowances Banked | Thousand Tons | 0 | 0 | 0 | 0 | 0 | 0 | 0 | 0
IL Fac. Spec. - NOX Rate Summer v3.1, Unit 801 and retrofits | 539 | 1797 | Rate Constraint in lbs/MMBtu | FALSE | L | Annual | Allowances Withdrawn (1:1) | Thousand Tons | 0 | 0 | 0 | 0 | 0 | 0 | 0 | 0
IL Fac. Spec. - NOX Rate Summer v3.1, Unit 801 and retrofits | 539 | 1797 | Rate Constraint in lbs/MMBtu | FALSE | L | Annual | Allowances Withdrawn (n:1) | Thousand Tons | 0 | 0 | 0 | 0 | 0 | 0 | 0 | 0
IL Fac. Spec. - NOX Rate Summer v3.1, Unit 801 and retrofits | 539 | 1797 | Rate Constraint in lbs/MMBtu | FALSE | L | Annual | Net Emissions Allowance Position | Thousand Tons | 0 | 0 | 0 | 0 | 0 | 0 | 0 | 0
IL Fac. Spec. - NOX Rate Summer v3.1, Unit 801 and retrofits | 539 | 1797 | Rate Constraint in lbs/MMBtu | FALSE | L | Annual | Fuel Consumed | TBtu | 0 | 0 | 0 | 0 | 0 | 0 | 0 | 0
IL Fac. Spec. - NOX Rate Summer v3.1, Unit 801 and retrofits | 539 | 1797 | Rate Constraint in lbs/MMBtu | FALSE | L | Annual | Rate | lb/MMBtu | 0 | 0 | 0 | 0 | 0 | 0 | 0 | 0
IL Fac. Spec. - NOX Rate Summer v3.1, Unit 801 and retrofits | 539 | 1797 | Rate Constraint in lbs/MMBtu | FALSE | L | Annual | Generation | TWh | 0 | 0 | 0 | 0 | 0 | 0 | 0 | 0
IL Fac. Spec. - NOX Rate Summer v3.1, Unit 801 and retrofits | 539 | 1797 | Rate Constraint in lbs/MMBtu | FALSE | L | Annual | Qualifying Generation | TWh | 0 | 0 | 0 | 0 | 0 | 0 | 0 | 0
IL Fac. Spec. - NOX Rate Summer v3.1, Unit 801 and retrofits | 539 | 1797 | Rate Constraint in lbs/MMBtu | FALSE | L | Annual | Rate | lb/MWh | 0 | 0 | 0 | 0 | 0 | 0 | 0 | 0
IL Fac. Spec. - NOX Rate Summer v3.1, Unit 801 and retrofits | 539 | 1797 | Rate Constraint in lbs/MMBtu | FALSE | L | Annual | Constraint Shadow Price | US2016$/Ton | 0 | 0 | 0 | 0 | 0 | 0 | 0 | 0
IL Fac. Spec. - NOX Rate Summer v3.1, Unit 802 and retrofits | 540 | 1797 | Rate Constraint in lbs/MMBtu | FALSE | L | Annual | Seasons Included | Seasons | Summer | Summer | Summer | Summer | Summer | Summer | Summer | Summer
IL Fac. Spec. - NOX Rate Summer v3.1, Unit 802 and retrofits | 540 | 1797 | Rate Constraint in lbs/MMBtu | FALSE | L | Annual | Standard NOX | lb/MMBtu | 0.25 | 0.25 | 0.25 | 0.25 | 0.25 | 0.25 | 0.25 | 0.25
IL Fac. Spec. - NOX Rate Summer v3.1, Unit 802 and retrofits | 540 | 1797 | Rate Constraint in lbs/MMBtu | FALSE | L | Annual | Emissions at Affected Plants NOX | Thousand Tons | 0 | 0 | 0 | 0 | 0 | 0 | 0 | 0
IL Fac. Spec. - NOX Rate Summer v3.1, Unit 802 and retrofits | 540 | 1797 | Rate Constraint in lbs/MMBtu | FALSE | L | Annual | Allowances Purchased NOX | Thousand Tons | 0 | 0 | 0 | 0 | 0 | 0 | 0 | 0
IL Fac. Spec. - NOX Rate Summer v3.1, Unit 802 and retrofits | 540 | 1797 | Rate Constraint in lbs/MMBtu | FALSE | L | Annual | Allowances Sold NOX | Thousand Tons | 0 | 0 | 0 | 0 | 0 | 0 | 0 | 0
IL Fac. Spec. - NOX Rate Summer v3.1, Unit 802 and retrofits | 540 | 1797 | Rate Constraint in lbs/MMBtu | FALSE | L | Annual | Allowances Banked | Thousand Tons | 0 | 0 | 0 | 0 | 0 | 0 | 0 | 0
IL Fac. Spec. - NOX Rate Summer v3.1, Unit 802 and retrofits | 540 | 1797 | Rate Constraint in lbs/MMBtu | FALSE | L | Annual | Allowances Withdrawn (1:1) | Thousand Tons | 0 | 0 | 0 | 0 | 0 | 0 | 0 | 0
IL Fac. Spec. - NOX Rate Summer v3.1, Unit 802 and retrofits | 540 | 1797 | Rate Constraint in lbs/MMBtu | FALSE | L | Annual | Allowances Withdrawn (n:1) | Thousand Tons | 0 | 0 | 0 | 0 | 0 | 0 | 0 | 0
IL Fac. Spec. - NOX Rate Summer v3.1, Unit 802 and retrofits | 540 | 1797 | Rate Constraint in lbs/MMBtu | FALSE | L | Annual | Net Emissions Allowance Position | Thousand Tons | 0 | 0 | 0 | 0 | 0 | 0 | 0 | 0
IL Fac. Spec. - NOX Rate Summer v3.1, Unit 802 and retrofits | 540 | 1797 | Rate Constraint in lbs/MMBtu | FALSE | L | Annual | Fuel Consumed | TBtu | 0 | 0 | 0 | 0 | 0 | 0 | 0 | 0
IL Fac. Spec. - NOX Rate Summer v3.1, Unit 802 and retrofits | 540 | 1797 | Rate Constraint in lbs/MMBtu | FALSE | L | Annual | Rate | lb/MMBtu | 0 | 0 | 0 | 0 | 0 | 0 | 0 | 0
IL Fac. Spec. - NOX Rate Summer v3.1, Unit 802 and retrofits | 540 | 1797 | Rate Constraint in lbs/MMBtu | FALSE | L | Annual | Generation | TWh | 0 | 0 | 0 | 0 | 0 | 0 | 0 | 0
IL Fac. Spec. - NOX Rate Summer v3.1, Unit 802 and retrofits | 540 | 1797 | Rate Constraint in lbs/MMBtu | FALSE | L | Annual | Qualifying Generation | TWh | 0 | 0 | 0 | 0 | 0 | 0 | 0 | 0
IL Fac. Spec. - NOX Rate Summer v3.1, Unit 802 and retrofits | 540 | 1797 | Rate Constraint in lbs/MMBtu | FALSE | L | Annual | Rate | lb/MWh | 0 | 0 | 0 | 0 | 0 | 0 | 0 | 0
IL Fac. Spec. - NOX Rate Summer v3.1, Unit 802 and retrofits | 540 | 1797 | Rate Constraint in lbs/MMBtu | FALSE | L | Annual | Constraint Shadow Price | US2016$/Ton | 0 | 0 | 0 | 0 | 0 | 0 | 0 | 0
IL Fac. Spec. - NOX Rate Summer v3.1, Unit 803 and retrofits | 541 | 1797 | Rate Constraint in lbs/MMBtu | FALSE | L | Annual | Seasons Included | Seasons | Summer | Summer | Summer | Summer | Summer | Summer | Summer | Summer
IL Fac. Spec. - NOX Rate Summer v3.1, Unit 803 and retrofits | 541 | 1797 | Rate Constraint in lbs/MMBtu | FALSE | L | Annual | Standard NOX | lb/MMBtu | 0.25 | 0.25 | 0.25 | 0.25 | 0.25 | 0.25 | 0.25 | 0.25
IL Fac. Spec. - NOX Rate Summer v3.1, Unit 803 and retrofits | 541 | 1797 | Rate Constraint in lbs/MMBtu | FALSE | L | Annual | Emissions at Affected Plants NOX | Thousand Tons | 0 | 0 | 0 | 0 | 0 | 0 | 0 | 0
IL Fac. Spec. - NOX Rate Summer v3.1, Unit 803 and retrofits | 541 | 1797 | Rate Constraint in lbs/MMBtu | FALSE | L | Annual | Allowances Purchased NOX | Thousand Tons | 0 | 0 | 0 | 0 | 0 | 0 | 0 | 0
IL Fac. Spec. - NOX Rate Summer v3.1, Unit 803 and retrofits | 541 | 1797 | Rate Constraint in lbs/MMBtu | FALSE | L | Annual | Allowances Sold NOX | Thousand Tons | 0 | 0 | 0 | 0 | 0 | 0 | 0 | 0
IL Fac. Spec. - NOX Rate Summer v3.1, Unit 803 and retrofits | 541 | 1797 | Rate Constraint in lbs/MMBtu | FALSE | L | Annual | Allowances Banked | Thousand Tons | 0 | 0 | 0 | 0 | 0 | 0 | 0 | 0
IL Fac. Spec. - NOX Rate Summer v3.1, Unit 803 and retrofits | 541 | 1797 | Rate Constraint in lbs/MMBtu | FALSE | L | Annual | Allowances Withdrawn (1:1) | Thousand Tons | 0 | 0 | 0 | 0 | 0 | 0 | 0 | 0
IL Fac. Spec. - NOX Rate Summer v3.1, Unit 803 and retrofits | 541 | 1797 | Rate Constraint in lbs/MMBtu | FALSE | L | Annual | Allowances Withdrawn (n:1) | Thousand Tons | 0 | 0 | 0 | 0 | 0 | 0 | 0 | 0
IL Fac. Spec. - NOX Rate Summer v3.1, Unit 803 and retrofits | 541 | 1797 | Rate Constraint in lbs/MMBtu | FALSE | L | Annual | Net Emissions Allowance Position | Thousand Tons | 0 | 0 | 0 | 0 | 0 | 0 | 0 | 0
IL Fac. Spec. - NOX Rate Summer v3.1, Unit 803 and retrofits | 541 | 1797 | Rate Constraint in lbs/MMBtu | FALSE | L | Annual | Fuel Consumed | TBtu | 0 | 0 | 0 | 0 | 0 | 0 | 0 | 0
IL Fac. Spec. - NOX Rate Summer v3.1, Unit 803 and retrofits | 541 | 1797 | Rate Constraint in lbs/MMBtu | FALSE | L | Annual | Rate | lb/MMBtu | 0 | 0 | 0 | 0 | 0 | 0 | 0 | 0
IL Fac. Spec. - NOX Rate Summer v3.1, Unit 803 and retrofits | 541 | 1797 | Rate Constraint in lbs/MMBtu | FALSE | L | Annual | Generation | TWh | 0 | 0 | 0 | 0 | 0 | 0 | 0 | 0
IL Fac. Spec. - NOX Rate Summer v3.1, Unit 803 and retrofits | 541 | 1797 | Rate Constraint in lbs/MMBtu | FALSE | L | Annual | Qualifying Generation | TWh | 0 | 0 | 0 | 0 | 0 | 0 | 0 | 0
IL Fac. Spec. - NOX Rate Summer v3.1, Unit 803 and retrofits | 541 | 1797 | Rate Constraint in lbs/MMBtu | FALSE | L | Annual | Rate | lb/MWh | 0 | 0 | 0 | 0 | 0 | 0 | 0 | 0
IL Fac. Spec. - NOX Rate Summer v3.1, Unit 803 and retrofits | 541 | 1797 | Rate Constraint in lbs/MMBtu | FALSE | L | Annual | Constraint Shadow Price | US2016$/Ton | 0 | 0 | 0 | 0 | 0 | 0 | 0 | 0
IL Fac. Spec. - NOX Rate Summer v3.1, Unit 804 and retrofits | 542 | 1797 | Rate Constraint in lbs/MMBtu | FALSE | L | Annual | Seasons Included | Seasons | Summer | Summer | Summer | Summer | Summer | Summer | Summer | Summer
IL Fac. Spec. - NOX Rate Summer v3.1, Unit 804 and retrofits | 542 | 1797 | Rate Constraint in lbs/MMBtu | FALSE | L | Annual | Standard NOX | lb/MMBtu | 0.25 | 0.25 | 0.25 | 0.25 | 0.25 | 0.25 | 0.25 | 0.25
IL Fac. Spec. - NOX Rate Summer v3.1, Unit 804 and retrofits | 542 | 1797 | Rate Constraint in lbs/MMBtu | FALSE | L | Annual | Emissions at Affected Plants NOX | Thousand Tons | 0 | 0 | 0 | 0 | 0 | 0 | 0 | 0
IL Fac. Spec. - NOX Rate Summer v3.1, Unit 804 and retrofits | 542 | 1797 | Rate Constraint in lbs/MMBtu | FALSE | L | Annual | Allowances Purchased NOX | Thousand Tons | 0 | 0 | 0 | 0 | 0 | 0 | 0 | 0
IL Fac. Spec. - NOX Rate Summer v3.1, Unit 804 and retrofits | 542 | 1797 | Rate Constraint in lbs/MMBtu | FALSE | L | Annual | Allowances Sold NOX | Thousand Tons | 0 | 0 | 0 | 0 | 0 | 0 | 0 | 0
IL Fac. Spec. - NOX Rate Summer v3.1, Unit 804 and retrofits | 542 | 1797 | Rate Constraint in lbs/MMBtu | FALSE | L | Annual | Allowances Banked | Thousand Tons | 0 | 0 | 0 | 0 | 0 | 0 | 0 | 0
IL Fac. Spec. - NOX Rate Summer v3.1, Unit 804 and retrofits | 542 | 1797 | Rate Constraint in lbs/MMBtu | FALSE | L | Annual | Allowances Withdrawn (1:1) | Thousand Tons | 0 | 0 | 0 | 0 | 0 | 0 | 0 | 0
IL Fac. Spec. - NOX Rate Summer v3.1, Unit 804 and retrofits | 542 | 1797 | Rate Constraint in lbs/MMBtu | FALSE | L | Annual | Allowances Withdrawn (n:1) | Thousand Tons | 0 | 0 | 0 | 0 | 0 | 0 | 0 | 0
IL Fac. Spec. - NOX Rate Summer v3.1, Unit 804 and retrofits | 542 | 1797 | Rate Constraint in lbs/MMBtu | FALSE | L | Annual | Net Emissions Allowance Position | Thousand Tons | 0 | 0 | 0 | 0 | 0 | 0 | 0 | 0
IL Fac. Spec. - NOX Rate Summer v3.1, Unit 804 and retrofits | 542 | 1797 | Rate Constraint in lbs/MMBtu | FALSE | L | Annual | Fuel Consumed | TBtu | 0 | 0 | 0 | 0 | 0 | 0 | 0 | 0
IL Fac. Spec. - NOX Rate Summer v3.1, Unit 804 and retrofits | 542 | 1797 | Rate Constraint in lbs/MMBtu | FALSE | L | Annual | Rate | lb/MMBtu | 0 | 0 | 0 | 0 | 0 | 0 | 0 | 0
IL Fac. Spec. - NOX Rate Summer v3.1, Unit 804 and retrofits | 542 | 1797 | Rate Constraint in lbs/MMBtu | FALSE | L | Annual | Generation | TWh | 0 | 0 | 0 | 0 | 0 | 0 | 0 | 0
IL Fac. Spec. - NOX Rate Summer v3.1, Unit 804 and retrofits | 542 | 1797 | Rate Constraint in lbs/MMBtu | FALSE | L | Annual | Qualifying Generation | TWh | 0 | 0 | 0 | 0 | 0 | 0 | 0 | 0
IL Fac. Spec. - NOX Rate Summer v3.1, Unit 804 and retrofits | 542 | 1797 | Rate Constraint in lbs/MMBtu | FALSE | L | Annual | Rate | lb/MWh | 0 | 0 | 0 | 0 | 0 | 0 | 0 | 0
IL Fac. Spec. - NOX Rate Summer v3.1, Unit 804 and retrofits | 542 | 1797 | Rate Constraint in lbs/MMBtu | FALSE | L | Annual | Constraint Shadow Price | US2016$/Ton | 0 | 0 | 0 | 0 | 0 | 0 | 0 | 0
IL Fac. Spec. - NOX Rate Summer v3.1, Unit 805 and retrofits | 543 | 1797 | Rate Constraint in lbs/MMBtu | FALSE | L | Annual | Seasons Included | Seasons | Summer | Summer | Summer | Summer | Summer | Summer | Summer | Summer
IL Fac. Spec. - NOX Rate Summer v3.1, Unit 805 and retrofits | 543 | 1797 | Rate Constraint in lbs/MMBtu | FALSE | L | Annual | Standard NOX | lb/MMBtu | 0.25 | 0.25 | 0.25 | 0.25 | 0.25 | 0.25 | 0.25 | 0.25
IL Fac. Spec. - NOX Rate Summer v3.1, Unit 805 and retrofits | 543 | 1797 | Rate Constraint in lbs/MMBtu | FALSE | L | Annual | Emissions at Affected Plants NOX | Thousand Tons | 0.0027393 | 0.0033853 | 0.0054336 | 0.0054336 | 0.0054336 | 0.0054336 | 0.0054336 | 0.0054336
IL Fac. Spec. - NOX Rate Summer v3.1, Unit 805 and retrofits | 543 | 1797 | Rate Constraint in lbs/MMBtu | FALSE | L | Annual | Allowances Purchased NOX | Thousand Tons | 0 | 0 | 0 | 0 | 0 | 0 | 0 | 0
IL Fac. Spec. - NOX Rate Summer v3.1, Unit 805 and retrofits | 543 | 1797 | Rate Constraint in lbs/MMBtu | FALSE | L | Annual | Allowances Sold NOX | Thousand Tons | 0 | 0 | 0 | 0 | 0 | 0 | 0 | 0
IL Fac. Spec. - NOX Rate Summer v3.1, Unit 805 and retrofits | 543 | 1797 | Rate Constraint in lbs/MMBtu | FALSE | L | Annual | Allowances Banked | Thousand Tons | 0 | 0 | 0 | 0 | 0 | 0 | 0 | 0
IL Fac. Spec. - NOX Rate Summer v3.1, Unit 805 and retrofits | 543 | 1797 | Rate Constraint in lbs/MMBtu | FALSE | L | Annual | Allowances Withdrawn (1:1) | Thousand Tons | 0 | 0 | 0 | 0 | 0 | 0 | 0 | 0
IL Fac. Spec. - NOX Rate Summer v3.1, Unit 805 and retrofits | 543 | 1797 | Rate Constraint in lbs/MMBtu | FALSE | L | Annual | Allowances Withdrawn (n:1) | Thousand Tons | 0 | 0 | 0 | 0 | 0 | 0 | 0 | 0
IL Fac. Spec. - NOX Rate Summer v3.1, Unit 805 and retrofits | 543 | 1797 | Rate Constraint in lbs/MMBtu | FALSE | L | Annual | Net Emissions Allowance Position | Thousand Tons | 0.0027393 | 0.0033853 | 0.0054336 | 0.0054336 | 0.0054336 | 0.0054336 | 0.0054336 | 0.0054336
IL Fac. Spec. - NOX Rate Summer v3.1, Unit 805 and retrofits | 543 | 1797 | Rate Constraint in lbs/MMBtu | FALSE | L | Annual | Fuel Consumed | TBtu | 0.07338 | 0.090686 | 0.14556 | 0.14556 | 0.14556 | 0.14556 | 0.14556 | 0.14556
IL Fac. Spec. - NOX Rate Summer v3.1, Unit 805 and retrofits | 543 | 1797 | Rate Constraint in lbs/MMBtu | FALSE | L | Annual | Rate | lb/MMBtu | 0.07466 | 0.07466 | 0.07466 | 0.07466 | 0.07466 | 0.07466 | 0.07466 | 0.07466
IL Fac. Spec. - NOX Rate Summer v3.1, Unit 805 and retrofits | 543 | 1797 | Rate Constraint in lbs/MMBtu | FALSE | L | Annual | Generation | TWh | 0.0068292 | 0.0084398 | 0.013546 | 0.013546 | 0.013546 | 0.013546 | 0.013546 | 0.013546
IL Fac. Spec. - NOX Rate Summer v3.1, Unit 805 and retrofits | 543 | 1797 | Rate Constraint in lbs/MMBtu | FALSE | L | Annual | Qualifying Generation | TWh | 0.0068292 | 0.0084398 | 0.013546 | 0.013546 | 0.013546 | 0.013546 | 0.013546 | 0.013546
IL Fac. Spec. - NOX Rate Summer v3.1, Unit 805 and retrofits | 543 | 1797 | Rate Constraint in lbs/MMBtu | FALSE | L | Annual | Rate | lb/MWh | 0.80222 | 0.80222 | 0.80222 | 0.80222 | 0.80222 | 0.80222 | 0.80222 | 0.80222
IL Fac. Spec. - NOX Rate Summer v3.1, Unit 805 and retrofits | 543 | 1797 | Rate Constraint in lbs/MMBtu | FALSE | L | Annual | Constraint Shadow Price | US2016$/Ton | 0 | 0 | 0 | 0 | 0 | 0 | 0 | 0
IL Fac. Spec. - NOX Rate Summer v3.1, Unit 806 and retrofits | 544 | 1797 | Rate Constraint in lbs/MMBtu | FALSE | L | Annual | Seasons Included | Seasons | Summer | Summer | Summer | Summer | Summer | Summer | Summer | Summer
IL Fac. Spec. - NOX Rate Summer v3.1, Unit 806 and retrofits | 544 | 1797 | Rate Constraint in lbs/MMBtu | FALSE | L | Annual | Standard NOX | lb/MMBtu | 0.25 | 0.25 | 0.25 | 0.25 | 0.25 | 0.25 | 0.25 | 0.25
IL Fac. Spec. - NOX Rate Summer v3.1, Unit 806 and retrofits | 544 | 1797 | Rate Constraint in lbs/MMBtu | FALSE | L | Annual | Emissions at Affected Plants NOX | Thousand Tons | 0.0027213 | 0.0027213 | 0.005398 | 0.005398 | 0.005398 | 0.005398 | 0.005398 | 0.005398
IL Fac. Spec. - NOX Rate Summer v3.1, Unit 806 and retrofits | 544 | 1797 | Rate Constraint in lbs/MMBtu | FALSE | L | Annual | Allowances Purchased NOX | Thousand Tons | 0 | 0 | 0 | 0 | 0 | 0 | 0 | 0
IL Fac. Spec. - NOX Rate Summer v3.1, Unit 806 and retrofits | 544 | 1797 | Rate Constraint in lbs/MMBtu | FALSE | L | Annual | Allowances Sold NOX | Thousand Tons | 0 | 0 | 0 | 0 | 0 | 0 | 0 | 0
IL Fac. Spec. - NOX Rate Summer v3.1, Unit 806 and retrofits | 544 | 1797 | Rate Constraint in lbs/MMBtu | FALSE | L | Annual | Allowances Banked | Thousand Tons | 0 | 0 | 0 | 0 | 0 | 0 | 0 | 0
IL Fac. Spec. - NOX Rate Summer v3.1, Unit 806 and retrofits | 544 | 1797 | Rate Constraint in lbs/MMBtu | FALSE | L | Annual | Allowances Withdrawn (1:1) | Thousand Tons | 0 | 0 | 0 | 0 | 0 | 0 | 0 | 0
IL Fac. Spec. - NOX Rate Summer v3.1, Unit 806 and retrofits | 544 | 1797 | Rate Constraint in lbs/MMBtu | FALSE | L | Annual | Allowances Withdrawn (n:1) | Thousand Tons | 0 | 0 | 0 | 0 | 0 | 0 | 0 | 0
IL Fac. Spec. - NOX Rate Summer v3.1, Unit 806 and retrofits | 544 | 1797 | Rate Constraint in lbs/MMBtu | FALSE | L | Annual | Net Emissions Allowance Position | Thousand Tons | 0.0027213 | 0.0027213 | 0.005398 | 0.005398 | 0.005398 | 0.005398 | 0.005398 | 0.005398
IL Fac. Spec. - NOX Rate Summer v3.1, Unit 806 and retrofits | 544 | 1797 | Rate Constraint in lbs/MMBtu | FALSE | L | Annual | Fuel Consumed | TBtu | 0.07338 | 0.07338 | 0.14556 | 0.14556 | 0.14556 | 0.14556 | 0.14556 | 0.14556
IL Fac. Spec. - NOX Rate Summer v3.1, Unit 806 and retrofits | 544 | 1797 | Rate Constraint in lbs/MMBtu | FALSE | L | Annual | Rate | lb/MMBtu | 0.07417 | 0.07417 | 0.07417 | 0.07417 | 0.07417 | 0.07417 | 0.07417 | 0.07417
IL Fac. Spec. - NOX Rate Summer v3.1, Unit 806 and retrofits | 544 | 1797 | Rate Constraint in lbs/MMBtu | FALSE | L | Annual | Generation | TWh | 0.0068292 | 0.0068292 | 0.013546 | 0.013546 | 0.013546 | 0.013546 | 0.013546 | 0.013546
IL Fac. Spec. - NOX Rate Summer v3.1, Unit 806 and retrofits | 544 | 1797 | Rate Constraint in lbs/MMBtu | FALSE | L | Annual | Qualifying Generation | TWh | 0.0068292 | 0.0068292 | 0.013546 | 0.013546 | 0.013546 | 0.013546 | 0.013546 | 0.013546
IL Fac. Spec. - NOX Rate Summer v3.1, Unit 806 and retrofits | 544 | 1797 | Rate Constraint in lbs/MMBtu | FALSE | L | Annual | Rate | lb/MWh | 0.79696 | 0.79696 | 0.79696 | 0.79696 | 0.79696 | 0.79696 | 0.79696 | 0.79696
IL Fac. Spec. - NOX Rate Summer v3.1, Unit 806 and retrofits | 544 | 1797 | Rate Constraint in lbs/MMBtu | FALSE | L | Annual | Constraint Shadow Price | US2016$/Ton | 0 | 0 | 0 | 0 | 0 | 0 | 0 | 0
IL Fac. Spec. - NOX Rate Summer v3.1, Unit 807 and retrofits | 545 | 1797 | Rate Constraint in lbs/MMBtu | FALSE | L | Annual | Seasons Included | Seasons | Summer | Summer | Summer | Summer | Summer | Summer | Summer | Summer
IL Fac. Spec. - NOX Rate Summer v3.1, Unit 807 and retrofits | 545 | 1797 | Rate Constraint in lbs/MMBtu | FALSE | L | Annual | Standard NOX | lb/MMBtu | 0.25 | 0.25 | 0.25 | 0.25 | 0.25 | 0.25 | 0.25 | 0.25
IL Fac. Spec. - NOX Rate Summer v3.1, Unit 807 and retrofits | 545 | 1797 | Rate Constraint in lbs/MMBtu | FALSE | L | Annual | Emissions at Affected Plants NOX | Thousand Tons | 0.0027272 | 0.0027272 | 0.0054096 | 0.0054096 | 0.0054096 | 0.0054096 | 0.0054096 | 0.0054096
IL Fac. Spec. - NOX Rate Summer v3.1, Unit 807 and retrofits | 545 | 1797 | Rate Constraint in lbs/MMBtu | FALSE | L | Annual | Allowances Purchased NOX | Thousand Tons | 0 | 0 | 0 | 0 | 0 | 0 | 0 | 0
IL Fac. Spec. - NOX Rate Summer v3.1, Unit 807 and retrofits | 545 | 1797 | Rate Constraint in lbs/MMBtu | FALSE | L | Annual | Allowances Sold NOX | Thousand Tons | 0 | 0 | 0 | 0 | 0 | 0 | 0 | 0
IL Fac. Spec. - NOX Rate Summer v3.1, Unit 807 and retrofits | 545 | 1797 | Rate Constraint in lbs/MMBtu | FALSE | L | Annual | Allowances Banked | Thousand Tons | 0 | 0 | 0 | 0 | 0 | 0 | 0 | 0
IL Fac. Spec. - NOX Rate Summer v3.1, Unit 807 and retrofits | 545 | 1797 | Rate Constraint in lbs/MMBtu | FALSE | L | Annual | Allowances Withdrawn (1:1) | Thousand Tons | 0 | 0 | 0 | 0 | 0 | 0 | 0 | 0
IL Fac. Spec. - NOX Rate Summer v3.1, Unit 807 and retrofits | 545 | 1797 | Rate Constraint in lbs/MMBtu | FALSE | L | Annual | Allowances Withdrawn (n:1) | Thousand Tons | 0 | 0 | 0 | 0 | 0 | 0 | 0 | 0
IL Fac. Spec. - NOX Rate Summer v3.1, Unit 807 and retrofits | 545 | 1797 | Rate Constraint in lbs/MMBtu | FALSE | L | Annual | Net Emissions Allowance Position | Thousand Tons | 0.0027272 | 0.0027272 | 0.0054096 | 0.0054096 | 0.0054096 | 0.0054096 | 0.0054096 | 0.0054096
IL Fac. Spec. - NOX Rate Summer v3.1, Unit 807 and retrofits | 545 | 1797 | Rate Constraint in lbs/MMBtu | FALSE | L | Annual | Fuel Consumed | TBtu | 0.07338 | 0.07338 | 0.14556 | 0.14556 | 0.14556 | 0.14556 | 0.14556 | 0.14556
IL Fac. Spec. - NOX Rate Summer v3.1, Unit 807 and retrofits | 545 | 1797 | Rate Constraint in lbs/MMBtu | FALSE | L | Annual | Rate | lb/MMBtu | 0.07433 | 0.07433 | 0.07433 | 0.07433 | 0.07433 | 0.07433 | 0.07433 | 0.07433
IL Fac. Spec. - NOX Rate Summer v3.1, Unit 807 and retrofits | 545 | 1797 | Rate Constraint in lbs/MMBtu | FALSE | L | Annual | Generation | TWh | 0.0068292 | 0.0068292 | 0.013546 | 0.013546 | 0.013546 | 0.013546 | 0.013546 | 0.013546
IL Fac. Spec. - NOX Rate Summer v3.1, Unit 807 and retrofits | 545 | 1797 | Rate Constraint in lbs/MMBtu | FALSE | L | Annual | Qualifying Generation | TWh | 0.0068292 | 0.0068292 | 0.013546 | 0.013546 | 0.013546 | 0.013546 | 0.013546 | 0.013546
IL Fac. Spec. - NOX Rate Summer v3.1, Unit 807 and retrofits | 545 | 1797 | Rate Constraint in lbs/MMBtu | FALSE | L | Annual | Rate | lb/MWh | 0.79868 | 0.79868 | 0.79868 | 0.79868 | 0.79868 | 0.79868 | 0.79868 | 0.79868
IL Fac. Spec. - NOX Rate Summer v3.1, Unit 807 and retrofits | 545 | 1797 | Rate Constraint in lbs/MMBtu | FALSE | L | Annual | Constraint Shadow Price | US2016$/Ton | 0 | 0 | 0 | 0 | 0 | 0 | 0 | 0
IL Fac. Spec. - NOX Rate Summer v3.1, Unit 808 and retrofits | 546 | 1797 | Rate Constraint in lbs/MMBtu | FALSE | L | Annual | Seasons Included | Seasons | Summer | Summer | Summer | Summer | Summer | Summer | Summer | Summer
IL Fac. Spec. - NOX Rate Summer v3.1, Unit 808 and retrofits | 546 | 1797 | Rate Constraint in lbs/MMBtu | FALSE | L | Annual | Standard NOX | lb/MMBtu | 0.25 | 0.25 | 0.25 | 0.25 | 0.25 | 0.25 | 0.25 | 0.25
IL Fac. Spec. - NOX Rate Summer v3.1, Unit 808 and retrofits | 546 | 1797 | Rate Constraint in lbs/MMBtu | FALSE | L | Annual | Emissions at Affected Plants NOX | Thousand Tons | 0.0023966 | 0.0023966 | 0.0047539 | 0.0047539 | 0.0047539 | 0.0047539 | 0.0047539 | 0.0047539
IL Fac. Spec. - NOX Rate Summer v3.1, Unit 808 and retrofits | 546 | 1797 | Rate Constraint in lbs/MMBtu | FALSE | L | Annual | Allowances Purchased NOX | Thousand Tons | 0 | 0 | 0 | 0 | 0 | 0 | 0 | 0
IL Fac. Spec. - NOX Rate Summer v3.1, Unit 808 and retrofits | 546 | 1797 | Rate Constraint in lbs/MMBtu | FALSE | L | Annual | Allowances Sold NOX | Thousand Tons | 0 | 0 | 0 | 0 | 0 | 0 | 0 | 0
IL Fac. Spec. - NOX Rate Summer v3.1, Unit 808 and retrofits | 546 | 1797 | Rate Constraint in lbs/MMBtu | FALSE | L | Annual | Allowances Banked | Thousand Tons | 0 | 0 | 0 | 0 | 0 | 0 | 0 | 0
IL Fac. Spec. - NOX Rate Summer v3.1, Unit 808 and retrofits | 546 | 1797 | Rate Constraint in lbs/MMBtu | FALSE | L | Annual | Allowances Withdrawn (1:1) | Thousand Tons | 0 | 0 | 0 | 0 | 0 | 0 | 0 | 0
IL Fac. Spec. - NOX Rate Summer v3.1, Unit 808 and retrofits | 546 | 1797 | Rate Constraint in lbs/MMBtu | FALSE | L | Annual | Allowances Withdrawn (n:1) | Thousand Tons | 0 | 0 | 0 | 0 | 0 | 0 | 0 | 0
IL Fac. Spec. - NOX Rate Summer v3.1, Unit 808 and retrofits | 546 | 1797 | Rate Constraint in lbs/MMBtu | FALSE | L | Annual | Net Emissions Allowance Position | Thousand Tons | 0.0023966 | 0.0023966 | 0.0047539 | 0.0047539 | 0.0047539 | 0.0047539 | 0.0047539 | 0.0047539
IL Fac. Spec. - NOX Rate Summer v3.1, Unit 808 and retrofits | 546 | 1797 | Rate Constraint in lbs/MMBtu | FALSE | L | Annual | Fuel Consumed | TBtu | 0.07338 | 0.07338 | 0.14556 | 0.14556 | 0.14556 | 0.14556 | 0.14556 | 0.14556
IL Fac. Spec. - NOX Rate Summer v3.1, Unit 808 and retrofits | 546 | 1797 | Rate Constraint in lbs/MMBtu | FALSE | L | Annual | Rate | lb/MMBtu | 0.06532 | 0.06532 | 0.06532 | 0.06532 | 0.06532 | 0.06532 | 0.06532 | 0.06532
IL Fac. Spec. - NOX Rate Summer v3.1, Unit 808 and retrofits | 546 | 1797 | Rate Constraint in lbs/MMBtu | FALSE | L | Annual | Generation | TWh | 0.0068292 | 0.0068292 | 0.013546 | 0.013546 | 0.013546 | 0.013546 | 0.013546 | 0.013546
IL Fac. Spec. - NOX Rate Summer v3.1, Unit 808 and retrofits | 546 | 1797 | Rate Constraint in lbs/MMBtu | FALSE | L | Annual | Qualifying Generation | TWh | 0.0068292 | 0.0068292 | 0.013546 | 0.013546 | 0.013546 | 0.013546 | 0.013546 | 0.013546
IL Fac. Spec. - NOX Rate Summer v3.1, Unit 808 and retrofits | 546 | 1797 | Rate Constraint in lbs/MMBtu | FALSE | L | Annual | Rate | lb/MWh | 0.70186 | 0.70186 | 0.70186 | 0.70186 | 0.70186 | 0.70186 | 0.70186 | 0.70186
IL Fac. Spec. - NOX Rate Summer v3.1, Unit 808 and retrofits | 546 | 1797 | Rate Constraint in lbs/MMBtu | FALSE | L | Annual | Constraint Shadow Price | US2016$/Ton | 0 | 0 | 0 | 0 | 0 | 0 | 0 | 0
IL Fac. Spec. - NOX Rate Summer v3.1, Unit 809 and retrofits | 547 | 1797 | Rate Constraint in lbs/MMBtu | FALSE | L | Annual | Seasons Included | Seasons | Summer | Summer | Summer | Summer | Summer | Summer | Summer | Summer
IL Fac. Spec. - NOX Rate Summer v3.1, Unit 809 and retrofits | 547 | 1797 | Rate Constraint in lbs/MMBtu | FALSE | L | Annual | Standard NOX | lb/MMBtu | 0.25 | 0.25 | 0.25 | 0.25 | 0.25 | 0.25 | 0.25 | 0.25
IL Fac. Spec. - NOX Rate Summer v3.1, Unit 809 and retrofits | 547 | 1797 | Rate Constraint in lbs/MMBtu | FALSE | L | Annual | Emissions at Affected Plants NOX | Thousand Tons | 0.0023881 | 0.0023881 | 0.0047371 | 0.0047371 | 0.0047371 | 0.0047371 | 0.0047371 | 0.0047371
IL Fac. Spec. - NOX Rate Summer v3.1, Unit 809 and retrofits | 547 | 1797 | Rate Constraint in lbs/MMBtu | FALSE | L | Annual | Allowances Purchased NOX | Thousand Tons | 0 | 0 | 0 | 0 | 0 | 0 | 0 | 0
IL Fac. Spec. - NOX Rate Summer v3.1, Unit 809 and retrofits | 547 | 1797 | Rate Constraint in lbs/MMBtu | FALSE | L | Annual | Allowances Sold NOX | Thousand Tons | 0 | 0 | 0 | 0 | 0 | 0 | 0 | 0
IL Fac. Spec. - NOX Rate Summer v3.1, Unit 809 and retrofits | 547 | 1797 | Rate Constraint in lbs/MMBtu | FALSE | L | Annual | Allowances Banked | Thousand Tons | 0 | 0 | 0 | 0 | 0 | 0 | 0 | 0
IL Fac. Spec. - NOX Rate Summer v3.1, Unit 809 and retrofits | 547 | 1797 | Rate Constraint in lbs/MMBtu | FALSE | L | Annual | Allowances Withdrawn (1:1) | Thousand Tons | 0 | 0 | 0 | 0 | 0 | 0 | 0 | 0
IL Fac. Spec. - NOX Rate Summer v3.1, Unit 809 and retrofits | 547 | 1797 | Rate Constraint in lbs/MMBtu | FALSE | L | Annual | Allowances Withdrawn (n:1) | Thousand Tons | 0 | 0 | 0 | 0 | 0 | 0 | 0 | 0
IL Fac. Spec. - NOX Rate Summer v3.1, Unit 809 and retrofits | 547 | 1797 | Rate Constraint in lbs/MMBtu | FALSE | L | Annual | Net Emissions Allowance Position | Thousand Tons | 0.0023881 | 0.0023881 | 0.0047371 | 0.0047371 | 0.0047371 | 0.0047371 | 0.0047371 | 0.0047371
IL Fac. Spec. - NOX Rate Summer v3.1, Unit 809 and retrofits | 547 | 1797 | Rate Constraint in lbs/MMBtu | FALSE | L | Annual | Fuel Consumed | TBtu | 0.07338 | 0.07338 | 0.14556 | 0.14556 | 0.14556 | 0.14556 | 0.14556 | 0.14556
IL Fac. Spec. - NOX Rate Summer v3.1, Unit 809 and retrofits | 547 | 1797 | Rate Constraint in lbs/MMBtu | FALSE | L | Annual | Rate | lb/MMBtu | 0.06509 | 0.06509 | 0.06509 | 0.06509 | 0.06509 | 0.06509 | 0.06509 | 0.06509
IL Fac. Spec. - NOX Rate Summer v3.1, Unit 809 and retrofits | 547 | 1797 | Rate Constraint in lbs/MMBtu | FALSE | L | Annual | Generation | TWh | 0.0068292 | 0.0068292 | 0.013546 | 0.013546 | 0.013546 | 0.013546 | 0.013546 | 0.013546
IL Fac. Spec. - NOX Rate Summer v3.1, Unit 809 and retrofits | 547 | 1797 | Rate Constraint in lbs/MMBtu | FALSE | L | Annual | Qualifying Generation | TWh | 0.0068292 | 0.0068292 | 0.013546 | 0.013546 | 0.013546 | 0.013546 | 0.013546 | 0.013546
IL Fac. Spec. - NOX Rate Summer v3.1, Unit 809 and retrofits | 547 | 1797 | Rate Constraint in lbs/MMBtu | FALSE | L | Annual | Rate | lb/MWh | 0.69939 | 0.69939 | 0.69939 | 0.69939 | 0.69939 | 0.69939 | 0.69939 | 0.69939
IL Fac. Spec. - NOX Rate Summer v3.1, Unit 809 and retrofits | 547 | 1797 | Rate Constraint in lbs/MMBtu | FALSE | L | Annual | Constraint Shadow Price | US2016$/Ton | 0 | 0 | 0 | 0 | 0 | 0 | 0 | 0
IL Fac. Spec. - NOX Rate Summer v3.1, Unit 810 and retrofits | 548 | 1797 | Rate Constraint in lbs/MMBtu | FALSE | L | Annual | Seasons Included | Seasons | Summer | Summer | Summer | Summer | Summer | Summer | Summer | Summer
IL Fac. Spec. - NOX Rate Summer v3.1, Unit 810 and retrofits | 548 | 1797 | Rate Constraint in lbs/MMBtu | FALSE | L | Annual | Standard NOX | lb/MMBtu | 0.25 | 0.25 | 0.25 | 0.25 | 0.25 | 0.25 | 0.25 | 0.25
IL Fac. Spec. - NOX Rate Summer v3.1, Unit 810 and retrofits | 548 | 1797 | Rate Constraint in lbs/MMBtu | FALSE | L | Annual | Emissions at Affected Plants NOX | Thousand Tons | 0.002394 | 0.002394 | 0.0047488 | 0.0047488 | 0.0047488 | 0.0047488 | 0.0047488 | 0.0047488
IL Fac. Spec. - NOX Rate Summer v3.1, Unit 810 and retrofits | 548 | 1797 | Rate Constraint in lbs/MMBtu | FALSE | L | Annual | Allowances Purchased NOX | Thousand Tons | 0 | 0 | 0 | 0 | 0 | 0 | 0 | 0
IL Fac. Spec. - NOX Rate Summer v3.1, Unit 810 and retrofits | 548 | 1797 | Rate Constraint in lbs/MMBtu | FALSE | L | Annual | Allowances Sold NOX | Thousand Tons | 0 | 0 | 0 | 0 | 0 | 0 | 0 | 0
IL Fac. Spec. - NOX Rate Summer v3.1, Unit 810 and retrofits | 548 | 1797 | Rate Constraint in lbs/MMBtu | FALSE | L | Annual | Allowances Banked | Thousand Tons | 0 | 0 | 0 | 0 | 0 | 0 | 0 | 0
IL Fac. Spec. - NOX Rate Summer v3.1, Unit 810 and retrofits | 548 | 1797 | Rate Constraint in lbs/MMBtu | FALSE | L | Annual | Allowances Withdrawn (1:1) | Thousand Tons | 0 | 0 | 0 | 0 | 0 | 0 | 0 | 0
IL Fac. Spec. - NOX Rate Summer v3.1, Unit 810 and retrofits | 548 | 1797 | Rate Constraint in lbs/MMBtu | FALSE | L | Annual | Allowances Withdrawn (n:1) | Thousand Tons | 0 | 0 | 0 | 0 | 0 | 0 | 0 | 0
IL Fac. Spec. - NOX Rate Summer v3.1, Unit 810 and retrofits | 548 | 1797 | Rate Constraint in lbs/MMBtu | FALSE | L | Annual | Net Emissions Allowance Position | Thousand Tons | 0.002394 | 0.002394 | 0.0047488 | 0.0047488 | 0.0047488 | 0.0047488 | 0.0047488 | 0.0047488
IL Fac. Spec. - NOX Rate Summer v3.1, Unit 810 and retrofits | 548 | 1797 | Rate Constraint in lbs/MMBtu | FALSE | L | Annual | Fuel Consumed | TBtu | 0.07338 | 0.07338 | 0.14556 | 0.14556 | 0.14556 | 0.14556 | 0.14556 | 0.14556
IL Fac. Spec. - NOX Rate Summer v3.1, Unit 810 and retrofits | 548 | 1797 | Rate Constraint in lbs/MMBtu | FALSE | L | Annual | Rate | lb/MMBtu | 0.06525 | 0.06525 | 0.06525 | 0.06525 | 0.06525 | 0.06525 | 0.06525 | 0.06525
IL Fac. Spec. - NOX Rate Summer v3.1, Unit 810 and retrofits | 548 | 1797 | Rate Constraint in lbs/MMBtu | FALSE | L | Annual | Generation | TWh | 0.0068292 | 0.0068292 | 0.013546 | 0.013546 | 0.013546 | 0.013546 | 0.013546 | 0.013546
IL Fac. Spec. - NOX Rate Summer v3.1, Unit 810 and retrofits | 548 | 1797 | Rate Constraint in lbs/MMBtu | FALSE | L | Annual | Qualifying Generation | TWh | 0.0068292 | 0.0068292 | 0.013546 | 0.013546 | 0.013546 | 0.013546 | 0.013546 | 0.013546
IL Fac. Spec. - NOX Rate Summer v3.1, Unit 810 and retrofits | 548 | 1797 | Rate Constraint in lbs/MMBtu | FALSE | L | Annual | Rate | lb/MWh | 0.70111 | 0.70111 | 0.70111 | 0.70111 | 0.70111 | 0.70111 | 0.70111 | 0.70111
IL Fac. Spec. - NOX Rate Summer v3.1, Unit 810 and retrofits | 548 | 1797 | Rate Constraint in lbs/MMBtu | FALSE | L | Annual | Constraint Shadow Price | US2016$/Ton | 0 | 0 | 0 | 0 | 0 | 0 | 0 | 0
IL Fac. Spec. - NOX Rate Summer v3.1, Unit 811 and retrofits | 549 | 1797 | Rate Constraint in lbs/MMBtu | FALSE | L | Annual | Seasons Included | Seasons | Summer | Summer | Summer | Summer | Summer | Summer | Summer | Summer
IL Fac. Spec. - NOX Rate Summer v3.1, Unit 811 and retrofits | 549 | 1797 | Rate Constraint in lbs/MMBtu | FALSE | L | Annual | Standard NOX | lb/MMBtu | 0.25 | 0.25 | 0.25 | 0.25 | 0.25 | 0.25 | 0.25 | 0.25
IL Fac. Spec. - NOX Rate Summer v3.1, Unit 811 and retrofits | 549 | 1797 | Rate Constraint in lbs/MMBtu | FALSE | L | Annual | Emissions at Affected Plants NOX | Thousand Tons | 0.0023892 | 0.0023892 | 0.0047393 | 0.0047393 | 0.0047393 | 0.0047393 | 0.0047393 | 0.0047393
IL Fac. Spec. - NOX Rate Summer v3.1, Unit 811 and retrofits | 549 | 1797 | Rate Constraint in lbs/MMBtu | FALSE | L | Annual | Allowances Purchased NOX | Thousand Tons | 0 | 0 | 0 | 0 | 0 | 0 | 0 | 0
IL Fac. Spec. - NOX Rate Summer v3.1, Unit 811 and retrofits | 549 | 1797 | Rate Constraint in lbs/MMBtu | FALSE | L | Annual | Allowances Sold NOX | Thousand Tons | 0 | 0 | 0 | 0 | 0 | 0 | 0 | 0
IL Fac. Spec. - NOX Rate Summer v3.1, Unit 811 and retrofits | 549 | 1797 | Rate Constraint in lbs/MMBtu | FALSE | L | Annual | Allowances Banked | Thousand Tons | 0 | 0 | 0 | 0 | 0 | 0 | 0 | 0
IL Fac. Spec. - NOX Rate Summer v3.1, Unit 811 and retrofits | 549 | 1797 | Rate Constraint in lbs/MMBtu | FALSE | L | Annual | Allowances Withdrawn (1:1) | Thousand Tons | 0 | 0 | 0 | 0 | 0 | 0 | 0 | 0
IL Fac. Spec. - NOX Rate Summer v3.1, Unit 811 and retrofits | 549 | 1797 | Rate Constraint in lbs/MMBtu | FALSE | L | Annual | Allowances Withdrawn (n:1) | Thousand Tons | 0 | 0 | 0 | 0 | 0 | 0 | 0 | 0
IL Fac. Spec. - NOX Rate Summer v3.1, Unit 811 and retrofits | 549 | 1797 | Rate Constraint in lbs/MMBtu | FALSE | L | Annual | Net Emissions Allowance Position | Thousand Tons | 0.0023892 | 0.0023892 | 0.0047393 | 0.0047393 | 0.0047393 | 0.0047393 | 0.0047393 | 0.0047393
IL Fac. Spec. - NOX Rate Summer v3.1, Unit 811 and retrofits | 549 | 1797 | Rate Constraint in lbs/MMBtu | FALSE | L | Annual | Fuel Consumed | TBtu | 0.07338 | 0.07338 | 0.14556 | 0.14556 | 0.14556 | 0.14556 | 0.14556 | 0.14556
IL Fac. Spec. - NOX Rate Summer v3.1, Unit 811 and retrofits | 549 | 1797 | Rate Constraint in lbs/MMBtu | FALSE | L | Annual | Rate | lb/MMBtu | 0.06512 | 0.06512 | 0.06512 | 0.06512 | 0.06512 | 0.06512 | 0.06512 | 0.06512
IL Fac. Spec. - NOX Rate Summer v3.1, Unit 811 and retrofits | 549 | 1797 | Rate Constraint in lbs/MMBtu | FALSE | L | Annual | Generation | TWh | 0.0068292 | 0.0068292 | 0.013546 | 0.013546 | 0.013546 | 0.013546 | 0.013546 | 0.013546
IL Fac. Spec. - NOX Rate Summer v3.1, Unit 811 and retrofits | 549 | 1797 | Rate Constraint in lbs/MMBtu | FALSE | L | Annual | Qualifying Generation | TWh | 0.0068292 | 0.0068292 | 0.013546 | 0.013546 | 0.013546 | 0.013546 | 0.013546 | 0.013546
IL Fac. Spec. - NOX Rate Summer v3.1, Unit 811 and retrofits | 549 | 1797 | Rate Constraint in lbs/MMBtu | FALSE | L | Annual | Rate | lb/MWh | 0.69971 | 0.69971 | 0.69971 | 0.69971 | 0.69971 | 0.69971 | 0.69971 | 0.69971
IL Fac. Spec. - NOX Rate Summer v3.1, Unit 811 and retrofits | 549 | 1797 | Rate Constraint in lbs/MMBtu | FALSE | L | Annual | Constraint Shadow Price | US2016$/Ton | 0 | 0 | 0 | 0 | 0 | 0 | 0 | 0
IL Fac. Spec. - NOX Rate Summer v3.1, Unit 812 and retrofits | 550 | 1797 | Rate Constraint in lbs/MMBtu | FALSE | L | Annual | Seasons Included | Seasons | Summer | Summer | Summer | Summer | Summer | Summer | Summer | Summer
IL Fac. Spec. - NOX Rate Summer v3.1, Unit 812 and retrofits | 550 | 1797 | Rate Constraint in lbs/MMBtu | FALSE | L | Annual | Standard NOX | lb/MMBtu | 0.25 | 0.25 | 0.25 | 0.25 | 0.25 | 0.25 | 0.25 | 0.25
IL Fac. Spec. - NOX Rate Summer v3.1, Unit 812 and retrofits | 550 | 1797 | Rate Constraint in lbs/MMBtu | FALSE | L | Annual | Emissions at Affected Plants NOX | Thousand Tons | 0.00239 | 0.00239 | 0.0047408 | 0.0047408 | 0.0047408 | 0.0047408 | 0.0047408 | 0.0047408
IL Fac. Spec. - NOX Rate Summer v3.1, Unit 812 and retrofits | 550 | 1797 | Rate Constraint in lbs/MMBtu | FALSE | L | Annual | Allowances Purchased NOX | Thousand Tons | 0 | 0 | 0 | 0 | 0 | 0 | 0 | 0
IL Fac. Spec. - NOX Rate Summer v3.1, Unit 812 and retrofits | 550 | 1797 | Rate Constraint in lbs/MMBtu | FALSE | L | Annual | Allowances Sold NOX | Thousand Tons | 0 | 0 | 0 | 0 | 0 | 0 | 0 | 0
IL Fac. Spec. - NOX Rate Summer v3.1, Unit 812 and retrofits | 550 | 1797 | Rate Constraint in lbs/MMBtu | FALSE | L | Annual | Allowances Banked | Thousand Tons | 0 | 0 | 0 | 0 | 0 | 0 | 0 | 0
IL Fac. Spec. - NOX Rate Summer v3.1, Unit 812 and retrofits | 550 | 1797 | Rate Constraint in lbs/MMBtu | FALSE | L | Annual | Allowances Withdrawn (1:1) | Thousand Tons | 0 | 0 | 0 | 0 | 0 | 0 | 0 | 0
IL Fac. Spec. - NOX Rate Summer v3.1, Unit 812 and retrofits | 550 | 1797 | Rate Constraint in lbs/MMBtu | FALSE | L | Annual | Allowances Withdrawn (n:1) | Thousand Tons | 0 | 0 | 0 | 0 | 0 | 0 | 0 | 0
IL Fac. Spec. - NOX Rate Summer v3.1, Unit 812 and retrofits | 550 | 1797 | Rate Constraint in lbs/MMBtu | FALSE | L | Annual | Net Emissions Allowance Position | Thousand Tons | 0.00239 | 0.00239 | 0.0047408 | 0.0047408 | 0.0047408 | 0.0047408 | 0.0047408 | 0.0047408
IL Fac. Spec. - NOX Rate Summer v3.1, Unit 812 and retrofits | 550 | 1797 | Rate Constraint in lbs/MMBtu | FALSE | L | Annual | Fuel Consumed | TBtu | 0.07338 | 0.07338 | 0.14556 | 0.14556 | 0.14556 | 0.14556 | 0.14556 | 0.14556
IL Fac. Spec. - NOX Rate Summer v3.1, Unit 812 and retrofits | 550 | 1797 | Rate Constraint in lbs/MMBtu | FALSE | L | Annual | Rate | lb/MMBtu | 0.06514 | 0.06514 | 0.06514 | 0.06514 | 0.06514 | 0.06514 | 0.06514 | 0.06514
IL Fac. Spec. - NOX Rate Summer v3.1, Unit 812 and retrofits | 550 | 1797 | Rate Constraint in lbs/MMBtu | FALSE | L | Annual | Generation | TWh | 0.0068292 | 0.0068292 | 0.013546 | 0.013546 | 0.013546 | 0.013546 | 0.013546 | 0.013546
IL Fac. Spec. - NOX Rate Summer v3.1, Unit 812 and retrofits | 550 | 1797 | Rate Constraint in lbs/MMBtu | FALSE | L | Annual | Qualifying Generation | TWh | 0.0068292 | 0.0068292 | 0.013546 | 0.013546 | 0.013546 | 0.013546 | 0.013546 | 0.013546
IL Fac. Spec. - NOX Rate Summer v3.1, Unit 812 and retrofits | 550 | 1797 | Rate Constraint in lbs/MMBtu | FALSE | L | Annual | Rate | lb/MWh | 0.69993 | 0.69993 | 0.69993 | 0.69993 | 0.69993 | 0.69993 | 0.69993 | 0.69993
IL Fac. Spec. - NOX Rate Summer v3.1, Unit 812 and retrofits | 550 | 1797 | Rate Constraint in lbs/MMBtu | FALSE | L | Annual | Constraint Shadow Price | US2016$/Ton | 0 | 0 | 0 | 0 | 0 | 0 | 0 | 0
IL Fac. Spec. - NOX Rate Summer v3.1, Unit 813 and retrofits | 551 | 1797 | Rate Constraint in lbs/MMBtu | FALSE | L | Annual | Seasons Included | Seasons | Summer | Summer | Summer | Summer | Summer | Summer | Summer | Summer
IL Fac. Spec. - NOX Rate Summer v3.1, Unit 813 and retrofits | 551 | 1797 | Rate Constraint in lbs/MMBtu | FALSE | L | Annual | Standard NOX | lb/MMBtu | 0.25 | 0.25 | 0.25 | 0.25 | 0.25 | 0.25 | 0.25 | 0.25
IL Fac. Spec. - NOX Rate Summer v3.1, Unit 813 and retrofits | 551 | 1797 | Rate Constraint in lbs/MMBtu | FALSE | L | Annual | Emissions at Affected Plants NOX | Thousand Tons | 0.00073212 | 0.00073212 | 0.0037216 | 0.0073822 | 0.0073822 | 0.0073822 | 0.0037216 | 0.0037216
IL Fac. Spec. - NOX Rate Summer v3.1, Unit 813 and retrofits | 551 | 1797 | Rate Constraint in lbs/MMBtu | FALSE | L | Annual | Allowances Purchased NOX | Thousand Tons | 0 | 0 | 0 | 0 | 0 | 0 | 0 | 0
IL Fac. Spec. - NOX Rate Summer v3.1, Unit 813 and retrofits | 551 | 1797 | Rate Constraint in lbs/MMBtu | FALSE | L | Annual | Allowances Sold NOX | Thousand Tons | 0 | 0 | 0 | 0 | 0 | 0 | 0 | 0
IL Fac. Spec. - NOX Rate Summer v3.1, Unit 813 and retrofits | 551 | 1797 | Rate Constraint in lbs/MMBtu | FALSE | L | Annual | Allowances Banked | Thousand Tons | 0 | 0 | 0 | 0 | 0 | 0 | 0 | 0
IL Fac. Spec. - NOX Rate Summer v3.1, Unit 813 and retrofits | 551 | 1797 | Rate Constraint in lbs/MMBtu | FALSE | L | Annual | Allowances Withdrawn (1:1) | Thousand Tons | 0 | 0 | 0 | 0 | 0 | 0 | 0 | 0
IL Fac. Spec. - NOX Rate Summer v3.1, Unit 813 and retrofits | 551 | 1797 | Rate Constraint in lbs/MMBtu | FALSE | L | Annual | Allowances Withdrawn (n:1) | Thousand Tons | 0 | 0 | 0 | 0 | 0 | 0 | 0 | 0
IL Fac. Spec. - NOX Rate Summer v3.1, Unit 813 and retrofits | 551 | 1797 | Rate Constraint in lbs/MMBtu | FALSE | L | Annual | Net Emissions Allowance Position | Thousand Tons | 0.00073212 | 0.00073212 | 0.0037216 | 0.0073822 | 0.0073822 | 0.0073822 | 0.0037216 | 0.0037216
IL Fac. Spec. - NOX Rate Summer v3.1, Unit 813 and retrofits | 551 | 1797 | Rate Constraint in lbs/MMBtu | FALSE | L | Annual | Fuel Consumed | TBtu | 0.016419 | 0.016419 | 0.083463 | 0.16556 | 0.16556 | 0.16556 | 0.083463 | 0.083463
IL Fac. Spec. - NOX Rate Summer v3.1, Unit 813 and retrofits | 551 | 1797 | Rate Constraint in lbs/MMBtu | FALSE | L | Annual | Rate | lb/MMBtu | 0.08918 | 0.08918 | 0.08918 | 0.08918 | 0.08918 | 0.08918 | 0.08918 | 0.08918
IL Fac. Spec. - NOX Rate Summer v3.1, Unit 813 and retrofits | 551 | 1797 | Rate Constraint in lbs/MMBtu | FALSE | L | Annual | Generation | TWh | 0.0014074 | 0.0014074 | 0.0071544 | 0.014191 | 0.014191 | 0.014191 | 0.0071544 | 0.0071544
IL Fac. Spec. - NOX Rate Summer v3.1, Unit 813 and retrofits | 551 | 1797 | Rate Constraint in lbs/MMBtu | FALSE | L | Annual | Qualifying Generation | TWh | 0.0014074 | 0.0014074 | 0.0071544 | 0.014191 | 0.014191 | 0.014191 | 0.0071544 | 0.0071544
IL Fac. Spec. - NOX Rate Summer v3.1, Unit 813 and retrofits | 551 | 1797 | Rate Constraint in lbs/MMBtu | FALSE | L | Annual | Rate | lb/MWh | 1.0404 | 1.0404 | 1.0404 | 1.0404 | 1.0404 | 1.0404 | 1.0404 | 1.0404
IL Fac. Spec. - NOX Rate Summer v3.1, Unit 813 and retrofits | 551 | 1797 | Rate Constraint in lbs/MMBtu | FALSE | L | Annual | Constraint Shadow Price | US2016$/Ton | 0 | 0 | 0 | 0 | 0 | 0 | 0 | 0
IL Fac. Spec. - NOX Rate Summer v3.1, Unit 814 and retrofits | 552 | 1797 | Rate Constraint in lbs/MMBtu | FALSE | L | Annual | Seasons Included | Seasons | Summer | Summer | Summer | Summer | Summer | Summer | Summer | Summer
IL Fac. Spec. - NOX Rate Summer v3.1, Unit 814 and retrofits | 552 | 1797 | Rate Constraint in lbs/MMBtu | FALSE | L | Annual | Standard NOX | lb/MMBtu | 0.25 | 0.25 | 0.25 | 0.25 | 0.25 | 0.25 | 0.25 | 0.25
IL Fac. Spec. - NOX Rate Summer v3.1, Unit 814 and retrofits | 552 | 1797 | Rate Constraint in lbs/MMBtu | FALSE | L | Annual | Emissions at Affected Plants NOX | Thousand Tons | 0.00073793 | 0.00073793 | 0.0037512 | 0.0074408 | 0.0074408 | 0.0074408 | 0.0037512 | 0.0037512
IL Fac. Spec. - NOX Rate Summer v3.1, Unit 814 and retrofits | 552 | 1797 | Rate Constraint in lbs/MMBtu | FALSE | L | Annual | Allowances Purchased NOX | Thousand Tons | 0 | 0 | 0 | 0 | 0 | 0 | 0 | 0
IL Fac. Spec. - NOX Rate Summer v3.1, Unit 814 and retrofits | 552 | 1797 | Rate Constraint in lbs/MMBtu | FALSE | L | Annual | Allowances Sold NOX | Thousand Tons | 0 | 0 | 0 | 0 | 0 | 0 | 0 | 0
IL Fac. Spec. - NOX Rate Summer v3.1, Unit 814 and retrofits | 552 | 1797 | Rate Constraint in lbs/MMBtu | FALSE | L | Annual | Allowances Banked | Thousand Tons | 0 | 0 | 0 | 0 | 0 | 0 | 0 | 0
IL Fac. Spec. - NOX Rate Summer v3.1, Unit 814 and retrofits | 552 | 1797 | Rate Constraint in lbs/MMBtu | FALSE | L | Annual | Allowances Withdrawn (1:1) | Thousand Tons | 0 | 0 | 0 | 0 | 0 | 0 | 0 | 0
IL Fac. Spec. - NOX Rate Summer v3.1, Unit 814 and retrofits | 552 | 1797 | Rate Constraint in lbs/MMBtu | FALSE | L | Annual | Allowances Withdrawn (n:1) | Thousand Tons | 0 | 0 | 0 | 0 | 0 | 0 | 0 | 0
IL Fac. Spec. - NOX Rate Summer v3.1, Unit 814 and retrofits | 552 | 1797 | Rate Constraint in lbs/MMBtu | FALSE | L | Annual | Net Emissions Allowance Position | Thousand Tons | 0.00073793 | 0.00073793 | 0.0037512 | 0.0074408 | 0.0074408 | 0.0074408 | 0.0037512 | 0.0037512
IL Fac. Spec. - NOX Rate Summer v3.1, Unit 814 and retrofits | 552 | 1797 | Rate Constraint in lbs/MMBtu | FALSE | L | Annual | Fuel Consumed | TBtu | 0.01642 | 0.01642 | 0.08347 | 0.16557 | 0.16557 | 0.16557 | 0.08347 | 0.08347
IL Fac. Spec. - NOX Rate Summer v3.1, Unit 814 and retrofits | 552 | 1797 | Rate Constraint in lbs/MMBtu | FALSE | L | Annual | Rate | lb/MMBtu | 0.08988 | 0.08988 | 0.08988 | 0.08988 | 0.08988 | 0.08988 | 0.08988 | 0.08988
IL Fac. Spec. - NOX Rate Summer v3.1, Unit 814 and retrofits | 552 | 1797 | Rate Constraint in lbs/MMBtu | FALSE | L | Annual | Generation | TWh | 0.0014074 | 0.0014074 | 0.0071544 | 0.014191 | 0.014191 | 0.014191 | 0.0071544 | 0.0071544
IL Fac. Spec. - NOX Rate Summer v3.1, Unit 814 and retrofits | 552 | 1797 | Rate Constraint in lbs/MMBtu | FALSE | L | Annual | Qualifying Generation | TWh | 0.0014074 | 0.0014074 | 0.0071544 | 0.014191 | 0.014191 | 0.014191 | 0.0071544 | 0.0071544
IL Fac. Spec. - NOX Rate Summer v3.1, Unit 814 and retrofits | 552 | 1797 | Rate Constraint in lbs/MMBtu | FALSE | L | Annual | Rate | lb/MWh | 1.0486 | 1.0486 | 1.0486 | 1.0486 | 1.0486 | 1.0486 | 1.0486 | 1.0486
IL Fac. Spec. - NOX Rate Summer v3.1, Unit 814 and retrofits | 552 | 1797 | Rate Constraint in lbs/MMBtu | FALSE | L | Annual | Constraint Shadow Price | US2016$/Ton | 0 | 0 | 0 | 0 | 0 | 0 | 0 | 0
IL Fac. Spec. - NOX Rate Summer v3.1, Unit 815 and retrofits | 553 | 1797 | Rate Constraint in lbs/MMBtu | FALSE | L | Annual | Seasons Included | Seasons | Summer | Summer | Summer | Summer | Summer | Summer | Summer | Summer
IL Fac. Spec. - NOX Rate Summer v3.1, Unit 815 and retrofits | 553 | 1797 | Rate Constraint in lbs/MMBtu | FALSE | L | Annual | Standard NOX | lb/MMBtu | 0.25 | 0.25 | 0.25 | 0.25 | 0.25 | 0.25 | 0.25 | 0.25
IL Fac. Spec. - NOX Rate Summer v3.1, Unit 815 and retrofits | 553 | 1797 | Rate Constraint in lbs/MMBtu | FALSE | L | Annual | Emissions at Affected Plants NOX | Thousand Tons | 0.00078481 | 0.00078481 | 0.0039895 | 0.0079135 | 0.0079135 | 0.0079135 | 0.0039895 | 0.0039895
IL Fac. Spec. - NOX Rate Summer v3.1, Unit 815 and retrofits | 553 | 1797 | Rate Constraint in lbs/MMBtu | FALSE | L | Annual | Allowances Purchased NOX | Thousand Tons | 0 | 0 | 0 | 0 | 0 | 0 | 0 | 0
IL Fac. Spec. - NOX Rate Summer v3.1, Unit 815 and retrofits | 553 | 1797 | Rate Constraint in lbs/MMBtu | FALSE | L | Annual | Allowances Sold NOX | Thousand Tons | 0 | 0 | 0 | 0 | 0 | 0 | 0 | 0
IL Fac. Spec. - NOX Rate Summer v3.1, Unit 815 and retrofits | 553 | 1797 | Rate Constraint in lbs/MMBtu | FALSE | L | Annual | Allowances Banked | Thousand Tons | 0 | 0 | 0 | 0 | 0 | 0 | 0 | 0
IL Fac. Spec. - NOX Rate Summer v3.1, Unit 815 and retrofits | 553 | 1797 | Rate Constraint in lbs/MMBtu | FALSE | L | Annual | Allowances Withdrawn (1:1) | Thousand Tons | 0 | 0 | 0 | 0 | 0 | 0 | 0 | 0
IL Fac. Spec. - NOX Rate Summer v3.1, Unit 815 and retrofits | 553 | 1797 | Rate Constraint in lbs/MMBtu | FALSE | L | Annual | Allowances Withdrawn (n:1) | Thousand Tons | 0 | 0 | 0 | 0 | 0 | 0 | 0 | 0
IL Fac. Spec. - NOX Rate Summer v3.1, Unit 815 and retrofits | 553 | 1797 | Rate Constraint in lbs/MMBtu | FALSE | L | Annual | Net Emissions Allowance Position | Thousand Tons | 0.00078481 | 0.00078481 | 0.0039895 | 0.0079135 | 0.0079135 | 0.0079135 | 0.0039895 | 0.0039895
IL Fac. Spec. - NOX Rate Summer v3.1, Unit 815 and retrofits | 553 | 1797 | Rate Constraint in lbs/MMBtu | FALSE | L | Annual | Fuel Consumed | TBtu | 0.01642 | 0.01642 | 0.08347 | 0.16557 | 0.16557 | 0.16557 | 0.08347 | 0.08347
IL Fac. Spec. - NOX Rate Summer v3.1, Unit 815 and retrofits | 553 | 1797 | Rate Constraint in lbs/MMBtu | FALSE | L | Annual | Rate | lb/MMBtu | 0.09559 | 0.09559 | 0.09559 | 0.09559 | 0.09559 | 0.09559 | 0.09559 | 0.09559
IL Fac. Spec. - NOX Rate Summer v3.1, Unit 815 and retrofits | 553 | 1797 | Rate Constraint in lbs/MMBtu | FALSE | L | Annual | Generation | TWh | 0.0014074 | 0.0014074 | 0.0071544 | 0.014191 | 0.014191 | 0.014191 | 0.0071544 | 0.0071544
IL Fac. Spec. - NOX Rate Summer v3.1, Unit 815 and retrofits | 553 | 1797 | Rate Constraint in lbs/MMBtu | FALSE | L | Annual | Qualifying Generation | TWh | 0.0014074 | 0.0014074 | 0.0071544 | 0.014191 | 0.014191 | 0.014191 | 0.0071544 | 0.0071544
IL Fac. Spec. - NOX Rate Summer v3.1, Unit 815 and retrofits | 553 | 1797 | Rate Constraint in lbs/MMBtu | FALSE | L | Annual | Rate | lb/MWh | 1.1152 | 1.1152 | 1.1152 | 1.1152 | 1.1152 | 1.1152 | 1.1152 | 1.1152
IL Fac. Spec. - NOX Rate Summer v3.1, Unit 815 and retrofits | 553 | 1797 | Rate Constraint in lbs/MMBtu | FALSE | L | Annual | Constraint Shadow Price | US2016$/Ton | 0 | 0 | 0 | 0 | 0 | 0 | 0 | 0
IL Fac. Spec. - NOX Rate Summer v3.1, Unit 816 and retrofits | 554 | 1797 | Rate Constraint in lbs/MMBtu | FALSE | L | Annual | Seasons Included | Seasons | Summer | Summer | Summer | Summer | Summer | Summer | Summer | Summer
IL Fac. Spec. - NOX Rate Summer v3.1, Unit 816 and retrofits | 554 | 1797 | Rate Constraint in lbs/MMBtu | FALSE | L | Annual | Standard NOX | lb/MMBtu | 0.25 | 0.25 | 0.25 | 0.25 | 0.25 | 0.25 | 0.25 | 0.25
IL Fac. Spec. - NOX Rate Summer v3.1, Unit 816 and retrofits | 554 | 1797 | Rate Constraint in lbs/MMBtu | FALSE | L | Annual | Emissions at Affected Plants NOX | Thousand Tons | 0.00075066 | 0.00075066 | 0.0038158 | 0.0075691 | 0.0075691 | 0.0075691 | 0.0038158 | 0.0038158
IL Fac. Spec. - NOX Rate Summer v3.1, Unit 816 and retrofits | 554 | 1797 | Rate Constraint in lbs/MMBtu | FALSE | L | Annual | Allowances Purchased NOX | Thousand Tons | 0 | 0 | 0 | 0 | 0 | 0 | 0 | 0
IL Fac. Spec. - NOX Rate Summer v3.1, Unit 816 and retrofits | 554 | 1797 | Rate Constraint in lbs/MMBtu | FALSE | L | Annual | Allowances Sold NOX | Thousand Tons | 0 | 0 | 0 | 0 | 0 | 0 | 0 | 0
IL Fac. Spec. - NOX Rate Summer v3.1, Unit 816 and retrofits | 554 | 1797 | Rate Constraint in lbs/MMBtu | FALSE | L | Annual | Allowances Banked | Thousand Tons | 0 | 0 | 0 | 0 | 0 | 0 | 0 | 0
IL Fac. Spec. - NOX Rate Summer v3.1, Unit 816 and retrofits | 554 | 1797 | Rate Constraint in lbs/MMBtu | FALSE | L | Annual | Allowances Withdrawn (1:1) | Thousand Tons | 0 | 0 | 0 | 0 | 0 | 0 | 0 | 0
IL Fac. Spec. - NOX Rate Summer v3.1, Unit 816 and retrofits | 554 | 1797 | Rate Constraint in lbs/MMBtu | FALSE | L | Annual | Allowances Withdrawn (n:1) | Thousand Tons | 0 | 0 | 0 | 0 | 0 | 0 | 0 | 0
IL Fac. Spec. - NOX Rate Summer v3.1, Unit 816 and retrofits | 554 | 1797 | Rate Constraint in lbs/MMBtu | FALSE | L | Annual | Net Emissions Allowance Position | Thousand Tons | 0.00075066 | 0.00075066 | 0.0038158 | 0.0075691 | 0.0075691 | 0.0075691 | 0.0038158 | 0.0038158
IL Fac. Spec. - NOX Rate Summer v3.1, Unit 816 and retrofits | 554 | 1797 | Rate Constraint in lbs/MMBtu | FALSE | L | Annual | Fuel Consumed | TBtu | 0.01642 | 0.01642 | 0.08347 | 0.16557 | 0.16557 | 0.16557 | 0.08347 | 0.08347
IL Fac. Spec. - NOX Rate Summer v3.1, Unit 816 and retrofits | 554 | 1797 | Rate Constraint in lbs/MMBtu | FALSE | L | Annual | Rate | lb/MMBtu | 0.09143 | 0.09143 | 0.09143 | 0.09143 | 0.09143 | 0.09143 | 0.09143 | 0.09143
IL Fac. Spec. - NOX Rate Summer v3.1, Unit 816 and retrofits | 554 | 1797 | Rate Constraint in lbs/MMBtu | FALSE | L | Annual | Generation | TWh | 0.0014074 | 0.0014074 | 0.0071544 | 0.014191 | 0.014191 | 0.014191 | 0.0071544 | 0.0071544
IL Fac. Spec. - NOX Rate Summer v3.1, Unit 816 and retrofits | 554 | 1797 | Rate Constraint in lbs/MMBtu | FALSE | L | Annual | Qualifying Generation | TWh | 0.0014074 | 0.0014074 | 0.0071544 | 0.014191 | 0.014191 | 0.014191 | 0.0071544 | 0.0071544
IL Fac. Spec. - NOX Rate Summer v3.1, Unit 816 and retrofits | 554 | 1797 | Rate Constraint in lbs/MMBtu | FALSE | L | Annual | Rate | lb/MWh | 1.0667 | 1.0667 | 1.0667 | 1.0667 | 1.0667 | 1.0667 | 1.0667 | 1.0667
IL Fac. Spec. - NOX Rate Summer v3.1, Unit 816 and retrofits | 554 | 1797 | Rate Constraint in lbs/MMBtu | FALSE | L | Annual | Constraint Shadow Price | US2016$/Ton | 0 | 0 | 0 | 0 | 0 | 0 | 0 | 0
IL Fac. Spec. - NOX Rate Summer v3.1, Unit 817 and retrofits | 555 | 1797 | Rate Constraint in lbs/MMBtu | FALSE | L | Annual | Seasons Included | Seasons | Summer | Summer | Summer | Summer | Summer | Summer | Summer | Summer
IL Fac. Spec. - NOX Rate Summer v3.1, Unit 817 and retrofits | 555 | 1797 | Rate Constraint in lbs/MMBtu | FALSE | L | Annual | Standard NOX | lb/MMBtu | 0.25 | 0.25 | 0.25 | 0.25 | 0.25 | 0.25 | 0.25 | 0.25
IL Fac. Spec. - NOX Rate Summer v3.1, Unit 817 and retrofits | 555 | 1797 | Rate Constraint in lbs/MMBtu | FALSE | L | Annual | Emissions at Affected Plants NOX | Thousand Tons | 0.0036079 | 0.0036079 | 0.0071567 | 0.0071567 | 0.0071567 | 0.0071567 | 0.0071567 | 0.0071567
IL Fac. Spec. - NOX Rate Summer v3.1, Unit 817 and retrofits | 555 | 1797 | Rate Constraint in lbs/MMBtu | FALSE | L | Annual | Allowances Purchased NOX | Thousand Tons | 0 | 0 | 0 | 0 | 0 | 0 | 0 | 0
IL Fac. Spec. - NOX Rate Summer v3.1, Unit 817 and retrofits | 555 | 1797 | Rate Constraint in lbs/MMBtu | FALSE | L | Annual | Allowances Sold NOX | Thousand Tons | 0 | 0 | 0 | 0 | 0 | 0 | 0 | 0
IL Fac. Spec. - NOX Rate Summer v3.1, Unit 817 and retrofits | 555 | 1797 | Rate Constraint in lbs/MMBtu | FALSE | L | Annual | Allowances Banked | Thousand Tons | 0 | 0 | 0 | 0 | 0 | 0 | 0 | 0
IL Fac. Spec. - NOX Rate Summer v3.1, Unit 817 and retrofits | 555 | 1797 | Rate Constraint in lbs/MMBtu | FALSE | L | Annual | Allowances Withdrawn (1:1) | Thousand Tons | 0 | 0 | 0 | 0 | 0 | 0 | 0 | 0
IL Fac. Spec. - NOX Rate Summer v3.1, Unit 817 and retrofits | 555 | 1797 | Rate Constraint in lbs/MMBtu | FALSE | L | Annual | Allowances Withdrawn (n:1) | Thousand Tons | 0 | 0 | 0 | 0 | 0 | 0 | 0 | 0
IL Fac. Spec. - NOX Rate Summer v3.1, Unit 817 and retrofits | 555 | 1797 | Rate Constraint in lbs/MMBtu | FALSE | L | Annual | Net Emissions Allowance Position | Thousand Tons | 0.0036079 | 0.0036079 | 0.0071567 | 0.0071567 | 0.0071567 | 0.0071567 | 0.0071567 | 0.0071567
IL Fac. Spec. - NOX Rate Summer v3.1, Unit 817 and retrofits | 555 | 1797 | Rate Constraint in lbs/MMBtu | FALSE | L | Annual | Fuel Consumed | TBtu | 0.078621 | 0.078621 | 0.15595 | 0.15595 | 0.15595 | 0.15595 | 0.15595 | 0.15595
IL Fac. Spec. - NOX Rate Summer v3.1, Unit 817 and retrofits | 555 | 1797 | Rate Constraint in lbs/MMBtu | FALSE | L | Annual | Rate | lb/MMBtu | 0.09178 | 0.09178 | 0.09178 | 0.09178 | 0.09178 | 0.09178 | 0.09178 | 0.09178
IL Fac. Spec. - NOX Rate Summer v3.1, Unit 817 and retrofits | 555 | 1797 | Rate Constraint in lbs/MMBtu | FALSE | L | Annual | Generation | TWh | 0.007317 | 0.007317 | 0.014514 | 0.014514 | 0.014514 | 0.014514 | 0.014514 | 0.014514
IL Fac. Spec. - NOX Rate Summer v3.1, Unit 817 and retrofits | 555 | 1797 | Rate Constraint in lbs/MMBtu | FALSE | L | Annual | Qualifying Generation | TWh | 0.007317 | 0.007317 | 0.014514 | 0.014514 | 0.014514 | 0.014514 | 0.014514 | 0.014514
IL Fac. Spec. - NOX Rate Summer v3.1, Unit 817 and retrofits | 555 | 1797 | Rate Constraint in lbs/MMBtu | FALSE | L | Annual | Rate | lb/MWh | 0.98618 | 0.98618 | 0.98618 | 0.98618 | 0.98618 | 0.98618 | 0.98618 | 0.98618
IL Fac. Spec. - NOX Rate Summer v3.1, Unit 817 and retrofits | 555 | 1797 | Rate Constraint in lbs/MMBtu | FALSE | L | Annual | Constraint Shadow Price | US2016$/Ton | 0 | 0 | 0 | 0 | 0 | 0 | 0 | 0
IL Fac. Spec. - NOX Rate Summer v3.1, Unit 853 and retrofits | 556 | 1797 | Rate Constraint in lbs/MMBtu | FALSE | L | Annual | Seasons Included | Seasons | Summer | Summer | Summer | Summer | Summer | Summer | Summer | Summer
IL Fac. Spec. - NOX Rate Summer v3.1, Unit 853 and retrofits | 556 | 1797 | Rate Constraint in lbs/MMBtu | FALSE | L | Annual | Standard NOX | lb/MMBtu | 0.25 | 0.25 | 0.25 | 0.25 | 0.25 | 0.25 | 0.25 | 0.25
IL Fac. Spec. - NOX Rate Summer v3.1, Unit 853 and retrofits | 556 | 1797 | Rate Constraint in lbs/MMBtu | FALSE | L | Annual | Emissions at Affected Plants NOX | Thousand Tons | 0 | 0.0017508 | 0.0040366 | 0.0040366 | 0.0089 | 0.0040366 | 0.0040366 | 0.0027984
IL Fac. Spec. - NOX Rate Summer v3.1, Unit 853 and retrofits | 556 | 1797 | Rate Constraint in lbs/MMBtu | FALSE | L | Annual | Allowances Purchased NOX | Thousand Tons | 0 | 0 | 0 | 0 | 0 | 0 | 0 | 0
IL Fac. Spec. - NOX Rate Summer v3.1, Unit 853 and retrofits | 556 | 1797 | Rate Constraint in lbs/MMBtu | FALSE | L | Annual | Allowances Sold NOX | Thousand Tons | 0 | 0 | 0 | 0 | 0 | 0 | 0 | 0
IL Fac. Spec. - NOX Rate Summer v3.1, Unit 853 and retrofits | 556 | 1797 | Rate Constraint in lbs/MMBtu | FALSE | L | Annual | Allowances Banked | Thousand Tons | 0 | 0 | 0 | 0 | 0 | 0 | 0 | 0
IL Fac. Spec. - NOX Rate Summer v3.1, Unit 853 and retrofits | 556 | 1797 | Rate Constraint in lbs/MMBtu | FALSE | L | Annual | Allowances Withdrawn (1:1) | Thousand Tons | 0 | 0 | 0 | 0 | 0 | 0 | 0 | 0
IL Fac. Spec. - NOX Rate Summer v3.1, Unit 853 and retrofits | 556 | 1797 | Rate Constraint in lbs/MMBtu | FALSE | L | Annual | Allowances Withdrawn (n:1) | Thousand Tons | 0 | 0 | 0 | 0 | 0 | 0 | 0 | 0
IL Fac. Spec. - NOX Rate Summer v3.1, Unit 853 and retrofits | 556 | 1797 | Rate Constraint in lbs/MMBtu | FALSE | L | Annual | Net Emissions Allowance Position | Thousand Tons | 0 | 0.0017508 | 0.0040366 | 0.0040366 | 0.0089 | 0.0040366 | 0.0040366 | 0.0027984
IL Fac. Spec. - NOX Rate Summer v3.1, Unit 853 and retrofits | 556 | 1797 | Rate Constraint in lbs/MMBtu | FALSE | L | Annual | Fuel Consumed | TBtu | 0 | 0.047506 | 0.10953 | 0.10953 | 0.24149 | 0.10953 | 0.10953 | 0.075929
IL Fac. Spec. - NOX Rate Summer v3.1, Unit 853 and retrofits | 556 | 1797 | Rate Constraint in lbs/MMBtu | FALSE | L | Annual | Rate | lb/MMBtu | 0 | 0.07371 | 0.07371 | 0.07371 | 0.07371 | 0.07371 | 0.07371 | 0.07371
IL Fac. Spec. - NOX Rate Summer v3.1, Unit 853 and retrofits | 556 | 1797 | Rate Constraint in lbs/MMBtu | FALSE | L | Annual | Generation | TWh | 0 | 0.0036915 | 0.0085109 | 0.0085109 | 0.018765 | 0.0085109 | 0.0085109 | 0.0059001
IL Fac. Spec. - NOX Rate Summer v3.1, Unit 853 and retrofits | 556 | 1797 | Rate Constraint in lbs/MMBtu | FALSE | L | Annual | Qualifying Generation | TWh | 0 | 0.0036915 | 0.0085109 | 0.0085109 | 0.018765 | 0.0085109 | 0.0085109 | 0.0059001
IL Fac. Spec. - NOX Rate Summer v3.1, Unit 853 and retrofits | 556 | 1797 | Rate Constraint in lbs/MMBtu | FALSE | L | Annual | Rate | lb/MWh | 0 | 0.94857 | 0.94857 | 0.94857 | 0.94857 | 0.94857 | 0.94857 | 0.94857
IL Fac. Spec. - NOX Rate Summer v3.1, Unit 853 and retrofits | 556 | 1797 | Rate Constraint in lbs/MMBtu | FALSE | L | Annual | Constraint Shadow Price | US2016$/Ton | 0 | 0 | 0 | 0 | 0 | 0 | 0 | 0
IL Fac. Spec. - NOX Rate Summer v3.1, Unit 854 and retrofits | 557 | 1797 | Rate Constraint in lbs/MMBtu | FALSE | L | Annual | Seasons Included | Seasons | Summer | Summer | Summer | Summer | Summer | Summer | Summer | Summer
IL Fac. Spec. - NOX Rate Summer v3.1, Unit 854 and retrofits | 557 | 1797 | Rate Constraint in lbs/MMBtu | FALSE | L | Annual | Standard NOX | lb/MMBtu | 0.25 | 0.25 | 0.25 | 0.25 | 0.25 | 0.25 | 0.25 | 0.25
IL Fac. Spec. - NOX Rate Summer v3.1, Unit 854 and retrofits | 557 | 1797 | Rate Constraint in lbs/MMBtu | FALSE | L | Annual | Emissions at Affected Plants NOX | Thousand Tons | 0 | 0 | 0 | 0 | 0 | 0 | 0 | 0
IL Fac. Spec. - NOX Rate Summer v3.1, Unit 854 and retrofits | 557 | 1797 | Rate Constraint in lbs/MMBtu | FALSE | L | Annual | Allowances Purchased NOX | Thousand Tons | 0 | 0 | 0 | 0 | 0 | 0 | 0 | 0
IL Fac. Spec. - NOX Rate Summer v3.1, Unit 854 and retrofits | 557 | 1797 | Rate Constraint in lbs/MMBtu | FALSE | L | Annual | Allowances Sold NOX | Thousand Tons | 0 | 0 | 0 | 0 | 0 | 0 | 0 | 0
IL Fac. Spec. - NOX Rate Summer v3.1, Unit 854 and retrofits | 557 | 1797 | Rate Constraint in lbs/MMBtu | FALSE | L | Annual | Allowances Banked | Thousand Tons | 0 | 0 | 0 | 0 | 0 | 0 | 0 | 0
IL Fac. Spec. - NOX Rate Summer v3.1, Unit 854 and retrofits | 557 | 1797 | Rate Constraint in lbs/MMBtu | FALSE | L | Annual | Allowances Withdrawn (1:1) | Thousand Tons | 0 | 0 | 0 | 0 | 0 | 0 | 0 | 0
IL Fac. Spec. - NOX Rate Summer v3.1, Unit 854 and retrofits | 557 | 1797 | Rate Constraint in lbs/MMBtu | FALSE | L | Annual | Allowances Withdrawn (n:1) | Thousand Tons | 0 | 0 | 0 | 0 | 0 | 0 | 0 | 0
IL Fac. Spec. - NOX Rate Summer v3.1, Unit 854 and retrofits | 557 | 1797 | Rate Constraint in lbs/MMBtu | FALSE | L | Annual | Net Emissions Allowance Position | Thousand Tons | 0 | 0 | 0 | 0 | 0 | 0 | 0 | 0
IL Fac. Spec. - NOX Rate Summer v3.1, Unit 854 and retrofits | 557 | 1797 | Rate Constraint in lbs/MMBtu | FALSE | L | Annual | Fuel Consumed | TBtu | 0 | 0 | 0 | 0 | 0 | 0 | 0 | 0
IL Fac. Spec. - NOX Rate Summer v3.1, Unit 854 and retrofits | 557 | 1797 | Rate Constraint in lbs/MMBtu | FALSE | L | Annual | Rate | lb/MMBtu | 0 | 0 | 0 | 0 | 0 | 0 | 0 | 0
IL Fac. Spec. - NOX Rate Summer v3.1, Unit 854 and retrofits | 557 | 1797 | Rate Constraint in lbs/MMBtu | FALSE | L | Annual | Generation | TWh | 0 | 0 | 0 | 0 | 0 | 0 | 0 | 0
IL Fac. Spec. - NOX Rate Summer v3.1, Unit 854 and retrofits | 557 | 1797 | Rate Constraint in lbs/MMBtu | FALSE | L | Annual | Qualifying Generation | TWh | 0 | 0 | 0 | 0 | 0 | 0 | 0 | 0
IL Fac. Spec. - NOX Rate Summer v3.1, Unit 854 and retrofits | 557 | 1797 | Rate Constraint in lbs/MMBtu | FALSE | L | Annual | Rate | lb/MWh | 0 | 0 | 0 | 0 | 0 | 0 | 0 | 0
IL Fac. Spec. - NOX Rate Summer v3.1, Unit 854 and retrofits | 557 | 1797 | Rate Constraint in lbs/MMBtu | FALSE | L | Annual | Constraint Shadow Price | US2016$/Ton | 0 | 0 | 0 | 0 | 0 | 0 | 0 | 0
IL Fac. Spec. - NOX Rate Summer v3.1, Unit 855 and retrofits | 558 | 1797 | Rate Constraint in lbs/MMBtu | FALSE | L | Annual | Seasons Included | Seasons | Summer | Summer | Summer | Summer | Summer | Summer | Summer | Summer
IL Fac. Spec. - NOX Rate Summer v3.1, Unit 855 and retrofits | 558 | 1797 | Rate Constraint in lbs/MMBtu | FALSE | L | Annual | Standard NOX | lb/MMBtu | 0.25 | 0.25 | 0.25 | 0.25 | 0.25 | 0.25 | 0.25 | 0.25
IL Fac. Spec. - NOX Rate Summer v3.1, Unit 855 and retrofits | 558 | 1797 | Rate Constraint in lbs/MMBtu | FALSE | L | Annual | Emissions at Affected Plants NOX | Thousand Tons | 0 | 0 | 0 | 0 | 0 | 0 | 0 | 0
IL Fac. Spec. - NOX Rate Summer v3.1, Unit 855 and retrofits | 558 | 1797 | Rate Constraint in lbs/MMBtu | FALSE | L | Annual | Allowances Purchased NOX | Thousand Tons | 0 | 0 | 0 | 0 | 0 | 0 | 0 | 0
IL Fac. Spec. - NOX Rate Summer v3.1, Unit 855 and retrofits | 558 | 1797 | Rate Constraint in lbs/MMBtu | FALSE | L | Annual | Allowances Sold NOX | Thousand Tons | 0 | 0 | 0 | 0 | 0 | 0 | 0 | 0
IL Fac. Spec. - NOX Rate Summer v3.1, Unit 855 and retrofits | 558 | 1797 | Rate Constraint in lbs/MMBtu | FALSE | L | Annual | Allowances Banked | Thousand Tons | 0 | 0 | 0 | 0 | 0 | 0 | 0 | 0
IL Fac. Spec. - NOX Rate Summer v3.1, Unit 855 and retrofits | 558 | 1797 | Rate Constraint in lbs/MMBtu | FALSE | L | Annual | Allowances Withdrawn (1:1) | Thousand Tons | 0 | 0 | 0 | 0 | 0 | 0 | 0 | 0
IL Fac. Spec. - NOX Rate Summer v3.1, Unit 855 and retrofits | 558 | 1797 | Rate Constraint in lbs/MMBtu | FALSE | L | Annual | Allowances Withdrawn (n:1) | Thousand Tons | 0 | 0 | 0 | 0 | 0 | 0 | 0 | 0
IL Fac. Spec. - NOX Rate Summer v3.1, Unit 855 and retrofits | 558 | 1797 | Rate Constraint in lbs/MMBtu | FALSE | L | Annual | Net Emissions Allowance Position | Thousand Tons | 0 | 0 | 0 | 0 | 0 | 0 | 0 | 0
IL Fac. Spec. - NOX Rate Summer v3.1, Unit 855 and retrofits | 558 | 1797 | Rate Constraint in lbs/MMBtu | FALSE | L | Annual | Fuel Consumed | TBtu | 0 | 0 | 0 | 0 | 0 | 0 | 0 | 0
IL Fac. Spec. - NOX Rate Summer v3.1, Unit 855 and retrofits | 558 | 1797 | Rate Constraint in lbs/MMBtu | FALSE | L | Annual | Rate | lb/MMBtu | 0 | 0 | 0 | 0 | 0 | 0 | 0 | 0
IL Fac. Spec. - NOX Rate Summer v3.1, Unit 855 and retrofits | 558 | 1797 | Rate Constraint in lbs/MMBtu | FALSE | L | Annual | Generation | TWh | 0 | 0 | 0 | 0 | 0 | 0 | 0 | 0
IL Fac. Spec. - NOX Rate Summer v3.1, Unit 855 and retrofits | 558 | 1797 | Rate Constraint in lbs/MMBtu | FALSE | L | Annual | Qualifying Generation | TWh | 0 | 0 | 0 | 0 | 0 | 0 | 0 | 0
IL Fac. Spec. - NOX Rate Summer v3.1, Unit 855 and retrofits | 558 | 1797 | Rate Constraint in lbs/MMBtu | FALSE | L | Annual | Rate | lb/MWh | 0 | 0 | 0 | 0 | 0 | 0 | 0 | 0
IL Fac. Spec. - NOX Rate Summer v3.1, Unit 855 and retrofits | 558 | 1797 | Rate Constraint in lbs/MMBtu | FALSE | L | Annual | Constraint Shadow Price | US2016$/Ton | 0 | 0 | 0 | 0 | 0 | 0 | 0 | 0
IL Fac. Spec. - NOX Rate Summer v3.1, Unit 857 and retrofits | 559 | 1797 | Rate Constraint in lbs/MMBtu | FALSE | L | Annual | Seasons Included | Seasons | Summer | Summer | Summer | Summer | Summer | Summer | Summer | Summer
IL Fac. Spec. - NOX Rate Summer v3.1, Unit 857 and retrofits | 559 | 1797 | Rate Constraint in lbs/MMBtu | FALSE | L | Annual | Standard NOX | lb/MMBtu | 0.25 | 0.25 | 0.25 | 0.25 | 0.25 | 0.25 | 0.25 | 0.25
IL Fac. Spec. - NOX Rate Summer v3.1, Unit 857 and retrofits | 559 | 1797 | Rate Constraint in lbs/MMBtu | FALSE | L | Annual | Emissions at Affected Plants NOX | Thousand Tons | 0.00040359 | 0.00040359 | 0.00080056 | 0.00080056 | 0.00080056 | 0.00080056 | 0.00080056 | 0.00080056
IL Fac. Spec. - NOX Rate Summer v3.1, Unit 857 and retrofits | 559 | 1797 | Rate Constraint in lbs/MMBtu | FALSE | L | Annual | Allowances Purchased NOX | Thousand Tons | 0 | 0 | 0 | 0 | 0 | 0 | 0 | 0
IL Fac. Spec. - NOX Rate Summer v3.1, Unit 857 and retrofits | 559 | 1797 | Rate Constraint in lbs/MMBtu | FALSE | L | Annual | Allowances Sold NOX | Thousand Tons | 0 | 0 | 0 | 0 | 0 | 0 | 0 | 0
IL Fac. Spec. - NOX Rate Summer v3.1, Unit 857 and retrofits | 559 | 1797 | Rate Constraint in lbs/MMBtu | FALSE | L | Annual | Allowances Banked | Thousand Tons | 0 | 0 | 0 | 0 | 0 | 0 | 0 | 0
IL Fac. Spec. - NOX Rate Summer v3.1, Unit 857 and retrofits | 559 | 1797 | Rate Constraint in lbs/MMBtu | FALSE | L | Annual | Allowances Withdrawn (1:1) | Thousand Tons | 0 | 0 | 0 | 0 | 0 | 0 | 0 | 0
IL Fac. Spec. - NOX Rate Summer v3.1, Unit 857 and retrofits | 559 | 1797 | Rate Constraint in lbs/MMBtu | FALSE | L | Annual | Allowances Withdrawn (n:1) | Thousand Tons | 0 | 0 | 0 | 0 | 0 | 0 | 0 | 0
IL Fac. Spec. - NOX Rate Summer v3.1, Unit 857 and retrofits | 559 | 1797 | Rate Constraint in lbs/MMBtu | FALSE | L | Annual | Net Emissions Allowance Position | Thousand Tons | 0.00040359 | 0.00040359 | 0.00080056 | 0.00080056 | 0.00080056 | 0.00080056 | 0.00080056 | 0.00080056
IL Fac. Spec. - NOX Rate Summer v3.1, Unit 857 and retrofits | 559 | 1797 | Rate Constraint in lbs/MMBtu | FALSE | L | Annual | Fuel Consumed | TBtu | 0.07338 | 0.07338 | 0.14556 | 0.14556 | 0.14556 | 0.14556 | 0.14556 | 0.14556
IL Fac. Spec. - NOX Rate Summer v3.1, Unit 857 and retrofits | 559 | 1797 | Rate Constraint in lbs/MMBtu | FALSE | L | Annual | Rate | lb/MMBtu | 0.011 | 0.011 | 0.011 | 0.011 | 0.011 | 0.011 | 0.011 | 0.011
IL Fac. Spec. - NOX Rate Summer v3.1, Unit 857 and retrofits | 559 | 1797 | Rate Constraint in lbs/MMBtu | FALSE | L | Annual | Generation | TWh | 0.0068292 | 0.0068292 | 0.013546 | 0.013546 | 0.013546 | 0.013546 | 0.013546 | 0.013546
IL Fac. Spec. - NOX Rate Summer v3.1, Unit 857 and retrofits | 559 | 1797 | Rate Constraint in lbs/MMBtu | FALSE | L | Annual | Qualifying Generation | TWh | 0.0068292 | 0.0068292 | 0.013546 | 0.013546 | 0.013546 | 0.013546 | 0.013546 | 0.013546
IL Fac. Spec. - NOX Rate Summer v3.1, Unit 857 and retrofits | 559 | 1797 | Rate Constraint in lbs/MMBtu | FALSE | L | Annual | Rate | lb/MWh | 0.11819 | 0.11819 | 0.11819 | 0.11819 | 0.11819 | 0.11819 | 0.11819 | 0.11819
IL Fac. Spec. - NOX Rate Summer v3.1, Unit 857 and retrofits | 559 | 1797 | Rate Constraint in lbs/MMBtu | FALSE | L | Annual | Constraint Shadow Price | US2016$/Ton | 0 | 0 | 0 | 0 | 0 | 0 | 0 | 0
IL Fac. Spec. - NOX Rate Summer v3.1, Unit 865 and retrofits | 560 | 1797 | Rate Constraint in lbs/MMBtu | FALSE | L | Annual | Seasons Included | Seasons | Summer | Summer | Summer | Summer | Summer | Summer | Summer | Summer
IL Fac. Spec. - NOX Rate Summer v3.1, Unit 865 and retrofits | 560 | 1797 | Rate Constraint in lbs/MMBtu | FALSE | L | Annual | Standard NOX | lb/MMBtu | 0.25 | 0.25 | 0.25 | 0.25 | 0.25 | 0.25 | 0.25 | 0.25
IL Fac. Spec. - NOX Rate Summer v3.1, Unit 865 and retrofits | 560 | 1797 | Rate Constraint in lbs/MMBtu | FALSE | L | Annual | Emissions at Affected Plants NOX | Thousand Tons | 0.001581 | 0.001581 | 0.0080367 | 0.015942 | 0.015942 | 0.0080367 | 0.0080367 | 0.0080367
IL Fac. Spec. - NOX Rate Summer v3.1, Unit 865 and retrofits | 560 | 1797 | Rate Constraint in lbs/MMBtu | FALSE | L | Annual | Allowances Purchased NOX | Thousand Tons | 0 | 0 | 0 | 0 | 0 | 0 | 0 | 0
IL Fac. Spec. - NOX Rate Summer v3.1, Unit 865 and retrofits | 560 | 1797 | Rate Constraint in lbs/MMBtu | FALSE | L | Annual | Allowances Sold NOX | Thousand Tons | 0 | 0 | 0 | 0 | 0 | 0 | 0 | 0
IL Fac. Spec. - NOX Rate Summer v3.1, Unit 865 and retrofits | 560 | 1797 | Rate Constraint in lbs/MMBtu | FALSE | L | Annual | Allowances Banked | Thousand Tons | 0 | 0 | 0 | 0 | 0 | 0 | 0 | 0
IL Fac. Spec. - NOX Rate Summer v3.1, Unit 865 and retrofits | 560 | 1797 | Rate Constraint in lbs/MMBtu | FALSE | L | Annual | Allowances Withdrawn (1:1) | Thousand Tons | 0 | 0 | 0 | 0 | 0 | 0 | 0 | 0
IL Fac. Spec. - NOX Rate Summer v3.1, Unit 865 and retrofits | 560 | 1797 | Rate Constraint in lbs/MMBtu | FALSE | L | Annual | Allowances Withdrawn (n:1) | Thousand Tons | 0 | 0 | 0 | 0 | 0 | 0 | 0 | 0
IL Fac. Spec. - NOX Rate Summer v3.1, Unit 865 and retrofits | 560 | 1797 | Rate Constraint in lbs/MMBtu | FALSE | L | Annual | Net Emissions Allowance Position | Thousand Tons | 0.001581 | 0.001581 | 0.0080367 | 0.015942 | 0.015942 | 0.0080367 | 0.0080367 | 0.0080367
IL Fac. Spec. - NOX Rate Summer v3.1, Unit 865 and retrofits | 560 | 1797 | Rate Constraint in lbs/MMBtu | FALSE | L | Annual | Fuel Consumed | TBtu | 0.045055 | 0.045055 | 0.22903 | 0.45431 | 0.45431 | 0.22903 | 0.22903 | 0.22903
IL Fac. Spec. - NOX Rate Summer v3.1, Unit 865 and retrofits | 560 | 1797 | Rate Constraint in lbs/MMBtu | FALSE | L | Annual | Rate | lb/MMBtu | 0.07018 | 0.07018 | 0.07018 | 0.07018 | 0.07018 | 0.07018 | 0.07018 | 0.07018
IL Fac. Spec. - NOX Rate Summer v3.1, Unit 865 and retrofits | 560 | 1797 | Rate Constraint in lbs/MMBtu | FALSE | L | Annual | Generation | TWh | 0.0037574 | 0.0037574 | 0.0191 | 0.037887 | 0.037887 | 0.0191 | 0.0191 | 0.0191
IL Fac. Spec. - NOX Rate Summer v3.1, Unit 865 and retrofits | 560 | 1797 | Rate Constraint in lbs/MMBtu | FALSE | L | Annual | Qualifying Generation | TWh | 0.0037574 | 0.0037574 | 0.0191 | 0.037887 | 0.037887 | 0.0191 | 0.0191 | 0.0191
IL Fac. Spec. - NOX Rate Summer v3.1, Unit 865 and retrofits | 560 | 1797 | Rate Constraint in lbs/MMBtu | FALSE | L | Annual | Rate | lb/MWh | 0.84153 | 0.84153 | 0.84153 | 0.84153 | 0.84153 | 0.84153 | 0.84153 | 0.84153
IL Fac. Spec. - NOX Rate Summer v3.1, Unit 865 and retrofits | 560 | 1797 | Rate Constraint in lbs/MMBtu | FALSE | L | Annual | Constraint Shadow Price | US2016$/Ton | 0 | 0 | 0 | 0 | 0 | 0 | 0 | 0
IL Fac. Spec. - NOX Rate Summer v3.1, Unit 866 and retrofits | 561 | 1797 | Rate Constraint in lbs/MMBtu | FALSE | L | Annual | Seasons Included | Seasons | Summer | Summer | Summer | Summer | Summer | Summer | Summer | Summer
IL Fac. Spec. - NOX Rate Summer v3.1, Unit 866 and retrofits | 561 | 1797 | Rate Constraint in lbs/MMBtu | FALSE | L | Annual | Standard NOX | lb/MMBtu | 0.25 | 0.25 | 0.25 | 0.25 | 0.25 | 0.25 | 0.25 | 0.25
IL Fac. Spec. - NOX Rate Summer v3.1, Unit 866 and retrofits | 561 | 1797 | Rate Constraint in lbs/MMBtu | FALSE | L | Annual | Emissions at Affected Plants NOX | Thousand Tons | 0.0015908 | 0.0015908 | 0.0080866 | 0.013086 | 0.016041 | 0.0080866 | 0.0080866 | 0.0044873
IL Fac. Spec. - NOX Rate Summer v3.1, Unit 866 and retrofits | 561 | 1797 | Rate Constraint in lbs/MMBtu | FALSE | L | Annual | Allowances Purchased NOX | Thousand Tons | 0 | 0 | 0 | 0 | 0 | 0 | 0 | 0
IL Fac. Spec. - NOX Rate Summer v3.1, Unit 866 and retrofits | 561 | 1797 | Rate Constraint in lbs/MMBtu | FALSE | L | Annual | Allowances Sold NOX | Thousand Tons | 0 | 0 | 0 | 0 | 0 | 0 | 0 | 0
IL Fac. Spec. - NOX Rate Summer v3.1, Unit 866 and retrofits | 561 | 1797 | Rate Constraint in lbs/MMBtu | FALSE | L | Annual | Allowances Banked | Thousand Tons | 0 | 0 | 0 | 0 | 0 | 0 | 0 | 0
IL Fac. Spec. - NOX Rate Summer v3.1, Unit 866 and retrofits | 561 | 1797 | Rate Constraint in lbs/MMBtu | FALSE | L | Annual | Allowances Withdrawn (1:1) | Thousand Tons | 0 | 0 | 0 | 0 | 0 | 0 | 0 | 0
IL Fac. Spec. - NOX Rate Summer v3.1, Unit 866 and retrofits | 561 | 1797 | Rate Constraint in lbs/MMBtu | FALSE | L | Annual | Allowances Withdrawn (n:1) | Thousand Tons | 0 | 0 | 0 | 0 | 0 | 0 | 0 | 0
IL Fac. Spec. - NOX Rate Summer v3.1, Unit 866 and retrofits | 561 | 1797 | Rate Constraint in lbs/MMBtu | FALSE | L | Annual | Net Emissions Allowance Position | Thousand Tons | 0.0015908 | 0.0015908 | 0.0080866 | 0.013086 | 0.016041 | 0.0080866 | 0.0080866 | 0.0044873
IL Fac. Spec. - NOX Rate Summer v3.1, Unit 866 and retrofits | 561 | 1797 | Rate Constraint in lbs/MMBtu | FALSE | L | Annual | Fuel Consumed | TBtu | 0.045059 | 0.045059 | 0.22905 | 0.37065 | 0.45434 | 0.22905 | 0.22905 | 0.1271
IL Fac. Spec. - NOX Rate Summer v3.1, Unit 866 and retrofits | 561 | 1797 | Rate Constraint in lbs/MMBtu | FALSE | L | Annual | Rate | lb/MMBtu | 0.07061 | 0.07061 | 0.07061 | 0.07061 | 0.07061 | 0.07061 | 0.07061 | 0.07061
IL Fac. Spec. - NOX Rate Summer v3.1, Unit 866 and retrofits | 561 | 1797 | Rate Constraint in lbs/MMBtu | FALSE | L | Annual | Generation | TWh | 0.0037574 | 0.0037574 | 0.0191 | 0.030908 | 0.037887 | 0.0191 | 0.0191 | 0.010599
IL Fac. Spec. - NOX Rate Summer v3.1, Unit 866 and retrofits | 561 | 1797 | Rate Constraint in lbs/MMBtu | FALSE | L | Annual | Qualifying Generation | TWh | 0.0037574 | 0.0037574 | 0.0191 | 0.030908 | 0.037887 | 0.0191 | 0.0191 | 0.010599
IL Fac. Spec. - NOX Rate Summer v3.1, Unit 866 and retrofits | 561 | 1797 | Rate Constraint in lbs/MMBtu | FALSE | L | Annual | Rate | lb/MWh | 0.84676 | 0.84676 | 0.84676 | 0.84676 | 0.84676 | 0.84676 | 0.84676 | 0.84676
IL Fac. Spec. - NOX Rate Summer v3.1, Unit 866 and retrofits | 561 | 1797 | Rate Constraint in lbs/MMBtu | FALSE | L | Annual | Constraint Shadow Price | US2016$/Ton | 0 | 0 | 0 | 0 | 0 | 0 | 0 | 0
IL Fac. Spec. - NOX Rate Summer v3.1, Unit 867 and retrofits | 562 | 1797 | Rate Constraint in lbs/MMBtu | FALSE | L | Annual | Seasons Included | Seasons | Summer | Summer | Summer | Summer | Summer | Summer | Summer | Summer
IL Fac. Spec. - NOX Rate Summer v3.1, Unit 867 and retrofits | 562 | 1797 | Rate Constraint in lbs/MMBtu | FALSE | L | Annual | Standard NOX | lb/MMBtu | 0.25 | 0.25 | 0.25 | 0.25 | 0.25 | 0.25 | 0.25 | 0.25
IL Fac. Spec. - NOX Rate Summer v3.1, Unit 867 and retrofits | 562 | 1797 | Rate Constraint in lbs/MMBtu | FALSE | L | Annual | Emissions at Affected Plants NOX | Thousand Tons | 0 | 0.001627 | 0.0037511 | 0.0037511 | 0.0037511 | 0.0037511 | 0.0037511 | 0
IL Fac. Spec. - NOX Rate Summer v3.1, Unit 867 and retrofits | 562 | 1797 | Rate Constraint in lbs/MMBtu | FALSE | L | Annual | Allowances Purchased NOX | Thousand Tons | 0 | 0 | 0 | 0 | 0 | 0 | 0 | 0
IL Fac. Spec. - NOX Rate Summer v3.1, Unit 867 and retrofits | 562 | 1797 | Rate Constraint in lbs/MMBtu | FALSE | L | Annual | Allowances Sold NOX | Thousand Tons | 0 | 0 | 0 | 0 | 0 | 0 | 0 | 0
IL Fac. Spec. - NOX Rate Summer v3.1, Unit 867 and retrofits | 562 | 1797 | Rate Constraint in lbs/MMBtu | FALSE | L | Annual | Allowances Banked | Thousand Tons | 0 | 0 | 0 | 0 | 0 | 0 | 0 | 0
IL Fac. Spec. - NOX Rate Summer v3.1, Unit 867 and retrofits | 562 | 1797 | Rate Constraint in lbs/MMBtu | FALSE | L | Annual | Allowances Withdrawn (1:1) | Thousand Tons | 0 | 0 | 0 | 0 | 0 | 0 | 0 | 0
IL Fac. Spec. - NOX Rate Summer v3.1, Unit 867 and retrofits | 562 | 1797 | Rate Constraint in lbs/MMBtu | FALSE | L | Annual | Allowances Withdrawn (n:1) | Thousand Tons | 0 | 0 | 0 | 0 | 0 | 0 | 0 | 0
IL Fac. Spec. - NOX Rate Summer v3.1, Unit 867 and retrofits | 562 | 1797 | Rate Constraint in lbs/MMBtu | FALSE | L | Annual | Net Emissions Allowance Position | Thousand Tons | 0 | 0.001627 | 0.0037511 | 0.0037511 | 0.0037511 | 0.0037511 | 0.0037511 | 0
IL Fac. Spec. - NOX Rate Summer v3.1, Unit 867 and retrofits | 562 | 1797 | Rate Constraint in lbs/MMBtu | FALSE | L | Annual | Fuel Consumed | TBtu | 0 | 0.044685 | 0.10302 | 0.10302 | 0.10302 | 0.10302 | 0.10302 | 0
IL Fac. Spec. - NOX Rate Summer v3.1, Unit 867 and retrofits | 562 | 1797 | Rate Constraint in lbs/MMBtu | FALSE | L | Annual | Rate | lb/MMBtu | 0 | 0.07282 | 0.07282 | 0.07282 | 0.07282 | 0.07282 | 0.07282 | 0
IL Fac. Spec. - NOX Rate Summer v3.1, Unit 867 and retrofits | 562 | 1797 | Rate Constraint in lbs/MMBtu | FALSE | L | Annual | Generation | TWh | 0 | 0.0034278 | 0.007903 | 0.007903 | 0.007903 | 0.007903 | 0.007903 | 0
IL Fac. Spec. - NOX Rate Summer v3.1, Unit 867 and retrofits | 562 | 1797 | Rate Constraint in lbs/MMBtu | FALSE | L | Annual | Qualifying Generation | TWh | 0 | 0.0034278 | 0.007903 | 0.007903 | 0.007903 | 0.007903 | 0.007903 | 0
IL Fac. Spec. - NOX Rate Summer v3.1, Unit 867 and retrofits | 562 | 1797 | Rate Constraint in lbs/MMBtu | FALSE | L | Annual | Rate | lb/MWh | 0 | 0.94928 | 0.94928 | 0.94928 | 0.94928 | 0.94928 | 0.94928 | 0
IL Fac. Spec. - NOX Rate Summer v3.1, Unit 867 and retrofits | 562 | 1797 | Rate Constraint in lbs/MMBtu | FALSE | L | Annual | Constraint Shadow Price | US2016$/Ton | 0 | 0 | 0 | 0 | 0 | 0 | 0 | 0
IL Fac. Spec. - NOX Rate Summer v3.1, Unit 868 and retrofits | 563 | 1797 | Rate Constraint in lbs/MMBtu | FALSE | L | Annual | Seasons Included | Seasons | Summer | Summer | Summer | Summer | Summer | Summer | Summer | Summer
IL Fac. Spec. - NOX Rate Summer v3.1, Unit 868 and retrofits | 563 | 1797 | Rate Constraint in lbs/MMBtu | FALSE | L | Annual | Standard NOX | lb/MMBtu | 0.25 | 0.25 | 0.25 | 0.25 | 0.25 | 0.25 | 0.25 | 0.25
IL Fac. Spec. - NOX Rate Summer v3.1, Unit 868 and retrofits | 563 | 1797 | Rate Constraint in lbs/MMBtu | FALSE | L | Annual | Emissions at Affected Plants NOX | Thousand Tons | 0 | 0.0014958 | 0.0032871 | 0.0034518 | 0.0034518 | 0.0034518 | 0.0034518 | 0
IL Fac. Spec. - NOX Rate Summer v3.1, Unit 868 and retrofits | 563 | 1797 | Rate Constraint in lbs/MMBtu | FALSE | L | Annual | Allowances Purchased NOX | Thousand Tons | 0 | 0 | 0 | 0 | 0 | 0 | 0 | 0
IL Fac. Spec. - NOX Rate Summer v3.1, Unit 868 and retrofits | 563 | 1797 | Rate Constraint in lbs/MMBtu | FALSE | L | Annual | Allowances Sold NOX | Thousand Tons | 0 | 0 | 0 | 0 | 0 | 0 | 0 | 0
IL Fac. Spec. - NOX Rate Summer v3.1, Unit 868 and retrofits | 563 | 1797 | Rate Constraint in lbs/MMBtu | FALSE | L | Annual | Allowances Banked | Thousand Tons | 0 | 0 | 0 | 0 | 0 | 0 | 0 | 0
IL Fac. Spec. - NOX Rate Summer v3.1, Unit 868 and retrofits | 563 | 1797 | Rate Constraint in lbs/MMBtu | FALSE | L | Annual | Allowances Withdrawn (1:1) | Thousand Tons | 0 | 0 | 0 | 0 | 0 | 0 | 0 | 0
IL Fac. Spec. - NOX Rate Summer v3.1, Unit 868 and retrofits | 563 | 1797 | Rate Constraint in lbs/MMBtu | FALSE | L | Annual | Allowances Withdrawn (n:1) | Thousand Tons | 0 | 0 | 0 | 0 | 0 | 0 | 0 | 0
IL Fac. Spec. - NOX Rate Summer v3.1, Unit 868 and retrofits | 563 | 1797 | Rate Constraint in lbs/MMBtu | FALSE | L | Annual | Net Emissions Allowance Position | Thousand Tons | 0 | 0.0014958 | 0.0032871 | 0.0034518 | 0.0034518 | 0.0034518 | 0.0034518 | 0
IL Fac. Spec. - NOX Rate Summer v3.1, Unit 868 and retrofits | 563 | 1797 | Rate Constraint in lbs/MMBtu | FALSE | L | Annual | Fuel Consumed | TBtu | 0 | 0.044216 | 0.097166 | 0.10203 | 0.10203 | 0.10203 | 0.10203 | 0
IL Fac. Spec. - NOX Rate Summer v3.1, Unit 868 and retrofits | 563 | 1797 | Rate Constraint in lbs/MMBtu | FALSE | L | Annual | Rate | lb/MMBtu | 0 | 0.06766 | 0.06766 | 0.06766 | 0.06766 | 0.06766 | 0.06766 | 0
IL Fac. Spec. - NOX Rate Summer v3.1, Unit 868 and retrofits | 563 | 1797 | Rate Constraint in lbs/MMBtu | FALSE | L | Annual | Generation | TWh | 0 | 0.0033918 | 0.0074537 | 0.007827 | 0.007827 | 0.007827 | 0.007827 | 0
IL Fac. Spec. - NOX Rate Summer v3.1, Unit 868 and retrofits | 563 | 1797 | Rate Constraint in lbs/MMBtu | FALSE | L | Annual | Qualifying Generation | TWh | 0 | 0.0033918 | 0.0074537 | 0.007827 | 0.007827 | 0.007827 | 0.007827 | 0
IL Fac. Spec. - NOX Rate Summer v3.1, Unit 868 and retrofits | 563 | 1797 | Rate Constraint in lbs/MMBtu | FALSE | L | Annual | Rate | lb/MWh | 0 | 0.88202 | 0.88202 | 0.88202 | 0.88202 | 0.88202 | 0.88202 | 0
IL Fac. Spec. - NOX Rate Summer v3.1, Unit 868 and retrofits | 563 | 1797 | Rate Constraint in lbs/MMBtu | FALSE | L | Annual | Constraint Shadow Price | US2016$/Ton | 0 | 0 | 0 | 0 | 0 | 0 | 0 | 0
IL Fac. Spec. - NOX Rate Summer v3.1, Unit 1631 and retrofits | 564 | 1797 | Rate Constraint in lbs/MMBtu | FALSE | L | Annual | Seasons Included | Seasons | Summer | Summer | Summer | Summer | Summer | Summer | Summer | Summer
IL Fac. Spec. - NOX Rate Summer v3.1, Unit 1631 and retrofits | 564 | 1797 | Rate Constraint in lbs/MMBtu | FALSE | L | Annual | Standard NOX | lb/MMBtu | 0.25 | 0.25 | 0.25 | 0.25 | 0.25 | 0.25 | 0.25 | 0.25
IL Fac. Spec. - NOX Rate Summer v3.1, Unit 1631 and retrofits | 564 | 1797 | Rate Constraint in lbs/MMBtu | FALSE | L | Annual | Emissions at Affected Plants NOX | Thousand Tons | 0 | 0.00098794 | 0.00098794 | 0.00098794 | 0.00098794 | 0.00098794 | 0.00098794 | 0
IL Fac. Spec. - NOX Rate Summer v3.1, Unit 1631 and retrofits | 564 | 1797 | Rate Constraint in lbs/MMBtu | FALSE | L | Annual | Allowances Purchased NOX | Thousand Tons | 0 | 0 | 0 | 0 | 0 | 0 | 0 | 0
IL Fac. Spec. - NOX Rate Summer v3.1, Unit 1631 and retrofits | 564 | 1797 | Rate Constraint in lbs/MMBtu | FALSE | L | Annual | Allowances Sold NOX | Thousand Tons | 0 | 0 | 0 | 0 | 0 | 0 | 0 | 0
IL Fac. Spec. - NOX Rate Summer v3.1, Unit 1631 and retrofits | 564 | 1797 | Rate Constraint in lbs/MMBtu | FALSE | L | Annual | Allowances Banked | Thousand Tons | 0 | 0 | 0 | 0 | 0 | 0 | 0 | 0
IL Fac. Spec. - NOX Rate Summer v3.1, Unit 1631 and retrofits | 564 | 1797 | Rate Constraint in lbs/MMBtu | FALSE | L | Annual | Allowances Withdrawn (1:1) | Thousand Tons | 0 | 0 | 0 | 0 | 0 | 0 | 0 | 0
IL Fac. Spec. - NOX Rate Summer v3.1, Unit 1631 and retrofits | 564 | 1797 | Rate Constraint in lbs/MMBtu | FALSE | L | Annual | Allowances Withdrawn (n:1) | Thousand Tons | 0 | 0 | 0 | 0 | 0 | 0 | 0 | 0
IL Fac. Spec. - NOX Rate Summer v3.1, Unit 1631 and retrofits | 564 | 1797 | Rate Constraint in lbs/MMBtu | FALSE | L | Annual | Net Emissions Allowance Position | Thousand Tons | 0 | 0.00098794 | 0.00098794 | 0.00098794 | 0.00098794 | 0.00098794 | 0.00098794 | 0
IL Fac. Spec. - NOX Rate Summer v3.1, Unit 1631 and retrofits | 564 | 1797 | Rate Constraint in lbs/MMBtu | FALSE | L | Annual | Fuel Consumed | TBtu | 0 | 0.017001 | 0.017001 | 0.017001 | 0.017001 | 0.017001 | 0.017001 | 0
IL Fac. Spec. - NOX Rate Summer v3.1, Unit 1631 and retrofits | 564 | 1797 | Rate Constraint in lbs/MMBtu | FALSE | L | Annual | Rate | lb/MMBtu | 0 | 0.11622 | 0.11622 | 0.11622 | 0.11622 | 0.11622 | 0.11622 | 0
IL Fac. Spec. - NOX Rate Summer v3.1, Unit 1631 and retrofits | 564 | 1797 | Rate Constraint in lbs/MMBtu | FALSE | L | Annual | Generation | TWh | 0 | 0.0012493 | 0.0012493 | 0.0012493 | 0.0012493 | 0.0012493 | 0.0012493 | 0
IL Fac. Spec. - NOX Rate Summer v3.1, Unit 1631 and retrofits | 564 | 1797 | Rate Constraint in lbs/MMBtu | FALSE | L | Annual | Qualifying Generation | TWh | 0 | 0.0012493 | 0.0012493 | 0.0012493 | 0.0012493 | 0.0012493 | 0.0012493 | 0
IL Fac. Spec. - NOX Rate Summer v3.1, Unit 1631 and retrofits | 564 | 1797 | Rate Constraint in lbs/MMBtu | FALSE | L | Annual | Rate | lb/MWh | 0 | 1.5816 | 1.5816 | 1.5816 | 1.5816 | 1.5816 | 1.5816 | 0
IL Fac. Spec. - NOX Rate Summer v3.1, Unit 1631 and retrofits | 564 | 1797 | Rate Constraint in lbs/MMBtu | FALSE | L | Annual | Constraint Shadow Price | US2016$/Ton | 0 | 0 | 0 | 0 | 0 | 0 | 0 | 0
IL Fac. Spec. - NOX Rate Summer v3.1, Unit 1632 and retrofits | 565 | 1797 | Rate Constraint in lbs/MMBtu | FALSE | L | Annual | Seasons Included | Seasons | Summer | Summer | Summer | Summer | Summer | Summer | Summer | Summer
IL Fac. Spec. - NOX Rate Summer v3.1, Unit 1632 and retrofits | 565 | 1797 | Rate Constraint in lbs/MMBtu | FALSE | L | Annual | Standard NOX | lb/MMBtu | 0.25 | 0.25 | 0.25 | 0.25 | 0.25 | 0.25 | 0.25 | 0.25
IL Fac. Spec. - NOX Rate Summer v3.1, Unit 1632 and retrofits | 565 | 1797 | Rate Constraint in lbs/MMBtu | FALSE | L | Annual | Emissions at Affected Plants NOX | Thousand Tons | 0 | 0.0016523 | 0.0016523 | 0.0016523 | 0.0016523 | 0.0016523 | 0.0016523 | 0.000524
IL Fac. Spec. - NOX Rate Summer v3.1, Unit 1632 and retrofits | 565 | 1797 | Rate Constraint in lbs/MMBtu | FALSE | L | Annual | Allowances Purchased NOX | Thousand Tons | 0 | 0 | 0 | 0 | 0 | 0 | 0 | 0
IL Fac. Spec. - NOX Rate Summer v3.1, Unit 1632 and retrofits | 565 | 1797 | Rate Constraint in lbs/MMBtu | FALSE | L | Annual | Allowances Sold NOX | Thousand Tons | 0 | 0 | 0 | 0 | 0 | 0 | 0 | 0
IL Fac. Spec. - NOX Rate Summer v3.1, Unit 1632 and retrofits | 565 | 1797 | Rate Constraint in lbs/MMBtu | FALSE | L | Annual | Allowances Banked | Thousand Tons | 0 | 0 | 0 | 0 | 0 | 0 | 0 | 0
IL Fac. Spec. - NOX Rate Summer v3.1, Unit 1632 and retrofits | 565 | 1797 | Rate Constraint in lbs/MMBtu | FALSE | L | Annual | Allowances Withdrawn (1:1) | Thousand Tons | 0 | 0 | 0 | 0 | 0 | 0 | 0 | 0
IL Fac. Spec. - NOX Rate Summer v3.1, Unit 1632 and retrofits | 565 | 1797 | Rate Constraint in lbs/MMBtu | FALSE | L | Annual | Allowances Withdrawn (n:1) | Thousand Tons | 0 | 0 | 0 | 0 | 0 | 0 | 0 | 0
IL Fac. Spec. - NOX Rate Summer v3.1, Unit 1632 and retrofits | 565 | 1797 | Rate Constraint in lbs/MMBtu | FALSE | L | Annual | Net Emissions Allowance Position | Thousand Tons | 0 | 0.0016523 | 0.0016523 | 0.0016523 | 0.0016523 | 0.0016523 | 0.0016523 | 0.000524
IL Fac. Spec. - NOX Rate Summer v3.1, Unit 1632 and retrofits | 565 | 1797 | Rate Constraint in lbs/MMBtu | FALSE | L | Annual | Fuel Consumed | TBtu | 0 | 0.017001 | 0.017001 | 0.017001 | 0.017001 | 0.017001 | 0.017001 | 0.0053918
IL Fac. Spec. - NOX Rate Summer v3.1, Unit 1632 and retrofits | 565 | 1797 | Rate Constraint in lbs/MMBtu | FALSE | L | Annual | Rate | lb/MMBtu | 0 | 0.19437 | 0.19437 | 0.19437 | 0.19437 | 0.19437 | 0.19437 | 0.19437
IL Fac. Spec. - NOX Rate Summer v3.1, Unit 1632 and retrofits | 565 | 1797 | Rate Constraint in lbs/MMBtu | FALSE | L | Annual | Generation | TWh | 0 | 0.0012493 | 0.0012493 | 0.0012493 | 0.0012493 | 0.0012493 | 0.0012493 | 0.00039619
IL Fac. Spec. - NOX Rate Summer v3.1, Unit 1632 and retrofits | 565 | 1797 | Rate Constraint in lbs/MMBtu | FALSE | L | Annual | Qualifying Generation | TWh | 0 | 0.0012493 | 0.0012493 | 0.0012493 | 0.0012493 | 0.0012493 | 0.0012493 | 0.00039619
IL Fac. Spec. - NOX Rate Summer v3.1, Unit 1632 and retrofits | 565 | 1797 | Rate Constraint in lbs/MMBtu | FALSE | L | Annual | Rate | lb/MWh | 0 | 2.6452 | 2.6452 | 2.6452 | 2.6452 | 2.6452 | 2.6452 | 2.6452
IL Fac. Spec. - NOX Rate Summer v3.1, Unit 1632 and retrofits | 565 | 1797 | Rate Constraint in lbs/MMBtu | FALSE | L | Annual | Constraint Shadow Price | US2016$/Ton | 0 | 0 | 0 | 0 | 0 | 0 | 0 | 0
IL Fac. Spec. - NOX Rate Summer v3.1, Unit 1633 and retrofits | 566 | 1797 | Rate Constraint in lbs/MMBtu | FALSE | L | Annual | Seasons Included | Seasons | Summer | Summer | Summer | Summer | Summer | Summer | Summer | Summer
IL Fac. Spec. - NOX Rate Summer v3.1, Unit 1633 and retrofits | 566 | 1797 | Rate Constraint in lbs/MMBtu | FALSE | L | Annual | Standard NOX | lb/MMBtu | 0.25 | 0.25 | 0.25 | 0.25 | 0.25 | 0.25 | 0.25 | 0.25
IL Fac. Spec. - NOX Rate Summer v3.1, Unit 1633 and retrofits | 566 | 1797 | Rate Constraint in lbs/MMBtu | FALSE | L | Annual | Emissions at Affected Plants NOX | Thousand Tons | 0.0020508 | 0.0020508 | 0.0020508 | 0.0020508 | 0.0020508 | 0.0020508 | 0.0020508 | 0.0020508
IL Fac. Spec. - NOX Rate Summer v3.1, Unit 1633 and retrofits | 566 | 1797 | Rate Constraint in lbs/MMBtu | FALSE | L | Annual | Allowances Purchased NOX | Thousand Tons | 0 | 0 | 0 | 0 | 0 | 0 | 0 | 0
IL Fac. Spec. - NOX Rate Summer v3.1, Unit 1633 and retrofits | 566 | 1797 | Rate Constraint in lbs/MMBtu | FALSE | L | Annual | Allowances Sold NOX | Thousand Tons | 0 | 0 | 0 | 0 | 0 | 0 | 0 | 0
IL Fac. Spec. - NOX Rate Summer v3.1, Unit 1633 and retrofits | 566 | 1797 | Rate Constraint in lbs/MMBtu | FALSE | L | Annual | Allowances Banked | Thousand Tons | 0 | 0 | 0 | 0 | 0 | 0 | 0 | 0
IL Fac. Spec. - NOX Rate Summer v3.1, Unit 1633 and retrofits | 566 | 1797 | Rate Constraint in lbs/MMBtu | FALSE | L | Annual | Allowances Withdrawn (1:1) | Thousand Tons | 0 | 0 | 0 | 0 | 0 | 0 | 0 | 0
IL Fac. Spec. - NOX Rate Summer v3.1, Unit 1633 and retrofits | 566 | 1797 | Rate Constraint in lbs/MMBtu | FALSE | L | Annual | Allowances Withdrawn (n:1) | Thousand Tons | 0 | 0 | 0 | 0 | 0 | 0 | 0 | 0
IL Fac. Spec. - NOX Rate Summer v3.1, Unit 1633 and retrofits | 566 | 1797 | Rate Constraint in lbs/MMBtu | FALSE | L | Annual | Net Emissions Allowance Position | Thousand Tons | 0.0020508 | 0.0020508 | 0.0020508 | 0.0020508 | 0.0020508 | 0.0020508 | 0.0020508 | 0.0020508
IL Fac. Spec. - NOX Rate Summer v3.1, Unit 1633 and retrofits | 566 | 1797 | Rate Constraint in lbs/MMBtu | FALSE | L | Annual | Fuel Consumed | TBtu | 0.026039 | 0.026039 | 0.026039 | 0.026039 | 0.026039 | 0.026039 | 0.026039 | 0.026039
IL Fac. Spec. - NOX Rate Summer v3.1, Unit 1633 and retrofits | 566 | 1797 | Rate Constraint in lbs/MMBtu | FALSE | L | Annual | Rate | lb/MMBtu | 0.15752 | 0.15752 | 0.15752 | 0.15752 | 0.15752 | 0.15752 | 0.15752 | 0.15752
IL Fac. Spec. - NOX Rate Summer v3.1, Unit 1633 and retrofits | 566 | 1797 | Rate Constraint in lbs/MMBtu | FALSE | L | Annual | Generation | TWh | 0.0019135 | 0.0019135 | 0.0019135 | 0.0019135 | 0.0019135 | 0.0019135 | 0.0019135 | 0.0019135
IL Fac. Spec. - NOX Rate Summer v3.1, Unit 1633 and retrofits | 566 | 1797 | Rate Constraint in lbs/MMBtu | FALSE | L | Annual | Qualifying Generation | TWh | 0.0019135 | 0.0019135 | 0.0019135 | 0.0019135 | 0.0019135 | 0.0019135 | 0.0019135 | 0.0019135
IL Fac. Spec. - NOX Rate Summer v3.1, Unit 1633 and retrofits | 566 | 1797 | Rate Constraint in lbs/MMBtu | FALSE | L | Annual | Rate | lb/MWh | 2.1435 | 2.1435 | 2.1435 | 2.1435 | 2.1435 | 2.1435 | 2.1435 | 2.1435
IL Fac. Spec. - NOX Rate Summer v3.1, Unit 1633 and retrofits | 566 | 1797 | Rate Constraint in lbs/MMBtu | FALSE | L | Annual | Constraint Shadow Price | US2016$/Ton | 0 | 0 | 0 | 0 | 0 | 0 | 0 | 0
IL Fac. Spec. - NOX Rate Summer v3.1, Unit 1634 and retrofits | 567 | 1797 | Rate Constraint in lbs/MMBtu | FALSE | L | Annual | Seasons Included | Seasons | Summer | Summer | Summer | Summer | Summer | Summer | Summer | Summer
IL Fac. Spec. - NOX Rate Summer v3.1, Unit 1634 and retrofits | 567 | 1797 | Rate Constraint in lbs/MMBtu | FALSE | L | Annual | Standard NOX | lb/MMBtu | 0.25 | 0.25 | 0.25 | 0.25 | 0.25 | 0.25 | 0.25 | 0.25
IL Fac. Spec. - NOX Rate Summer v3.1, Unit 1634 and retrofits | 567 | 1797 | Rate Constraint in lbs/MMBtu | FALSE | L | Annual | Emissions at Affected Plants NOX | Thousand Tons | 0.00056073 | 0.0015483 | 0.0015483 | 0.0015483 | 0.0015483 | 0.0015483 | 0.0015483 | 0.0015483
IL Fac. Spec. - NOX Rate Summer v3.1, Unit 1634 and retrofits | 567 | 1797 | Rate Constraint in lbs/MMBtu | FALSE | L | Annual | Allowances Purchased NOX | Thousand Tons | 0 | 0 | 0 | 0 | 0 | 0 | 0 | 0
IL Fac. Spec. - NOX Rate Summer v3.1, Unit 1634 and retrofits | 567 | 1797 | Rate Constraint in lbs/MMBtu | FALSE | L | Annual | Allowances Sold NOX | Thousand Tons | 0 | 0 | 0 | 0 | 0 | 0 | 0 | 0
IL Fac. Spec. - NOX Rate Summer v3.1, Unit 1634 and retrofits | 567 | 1797 | Rate Constraint in lbs/MMBtu | FALSE | L | Annual | Allowances Banked | Thousand Tons | 0 | 0 | 0 | 0 | 0 | 0 | 0 | 0
IL Fac. Spec. - NOX Rate Summer v3.1, Unit 1634 and retrofits | 567 | 1797 | Rate Constraint in lbs/MMBtu | FALSE | L | Annual | Allowances Withdrawn (1:1) | Thousand Tons | 0 | 0 | 0 | 0 | 0 | 0 | 0 | 0
IL Fac. Spec. - NOX Rate Summer v3.1, Unit 1634 and retrofits | 567 | 1797 | Rate Constraint in lbs/MMBtu | FALSE | L | Annual | Allowances Withdrawn (n:1) | Thousand Tons | 0 | 0 | 0 | 0 | 0 | 0 | 0 | 0
IL Fac. Spec. - NOX Rate Summer v3.1, Unit 1634 and retrofits | 567 | 1797 | Rate Constraint in lbs/MMBtu | FALSE | L | Annual | Net Emissions Allowance Position | Thousand Tons | 0.00056073 | 0.0015483 | 0.0015483 | 0.0015483 | 0.0015483 | 0.0015483 | 0.0015483 | 0.0015483
IL Fac. Spec. - NOX Rate Summer v3.1, Unit 1634 and retrofits | 567 | 1797 | Rate Constraint in lbs/MMBtu | FALSE | L | Annual | Fuel Consumed | TBtu | 0.0094312 | 0.026041 | 0.026041 | 0.026041 | 0.026041 | 0.026041 | 0.026041 | 0.026041
IL Fac. Spec. - NOX Rate Summer v3.1, Unit 1634 and retrofits | 567 | 1797 | Rate Constraint in lbs/MMBtu | FALSE | L | Annual | Rate | lb/MMBtu | 0.11891 | 0.11891 | 0.11891 | 0.11891 | 0.11891 | 0.11891 | 0.11891 | 0.11891
IL Fac. Spec. - NOX Rate Summer v3.1, Unit 1634 and retrofits | 567 | 1797 | Rate Constraint in lbs/MMBtu | FALSE | L | Annual | Generation | TWh | 0.00069301 | 0.0019135 | 0.0019135 | 0.0019135 | 0.0019135 | 0.0019135 | 0.0019135 | 0.0019135
IL Fac. Spec. - NOX Rate Summer v3.1, Unit 1634 and retrofits | 567 | 1797 | Rate Constraint in lbs/MMBtu | FALSE | L | Annual | Qualifying Generation | TWh | 0.00069301 | 0.0019135 | 0.0019135 | 0.0019135 | 0.0019135 | 0.0019135 | 0.0019135 | 0.0019135
IL Fac. Spec. - NOX Rate Summer v3.1, Unit 1634 and retrofits | 567 | 1797 | Rate Constraint in lbs/MMBtu | FALSE | L | Annual | Rate | lb/MWh | 1.6182 | 1.6182 | 1.6182 | 1.6182 | 1.6182 | 1.6182 | 1.6182 | 1.6182
IL Fac. Spec. - NOX Rate Summer v3.1, Unit 1634 and retrofits | 567 | 1797 | Rate Constraint in lbs/MMBtu | FALSE | L | Annual | Constraint Shadow Price | US2016$/Ton | 0 | 0 | 0 | 0 | 0 | 0 | 0 | 0
IL Fac. Spec. - NOX Rate Summer v3.1, Unit 1635 and retrofits | 568 | 1797 | Rate Constraint in lbs/MMBtu | FALSE | L | Annual | Seasons Included | Seasons | Summer | Summer | Summer | Summer | Summer | Summer | Summer | Summer
IL Fac. Spec. - NOX Rate Summer v3.1, Unit 1635 and retrofits | 568 | 1797 | Rate Constraint in lbs/MMBtu | FALSE | L | Annual | Standard NOX | lb/MMBtu | 0.25 | 0.25 | 0.25 | 0.25 | 0.25 | 0.25 | 0.25 | 0.25
IL Fac. Spec. - NOX Rate Summer v3.1, Unit 1635 and retrofits | 568 | 1797 | Rate Constraint in lbs/MMBtu | FALSE | L | Annual | Emissions at Affected Plants NOX | Thousand Tons | 0 | 0.0017153 | 0.0017153 | 0.0017153 | 0.0017153 | 0.0017153 | 0.0017153 | 0
IL Fac. Spec. - NOX Rate Summer v3.1, Unit 1635 and retrofits | 568 | 1797 | Rate Constraint in lbs/MMBtu | FALSE | L | Annual | Allowances Purchased NOX | Thousand Tons | 0 | 0 | 0 | 0 | 0 | 0 | 0 | 0
IL Fac. Spec. - NOX Rate Summer v3.1, Unit 1635 and retrofits | 568 | 1797 | Rate Constraint in lbs/MMBtu | FALSE | L | Annual | Allowances Sold NOX | Thousand Tons | 0 | 0 | 0 | 0 | 0 | 0 | 0 | 0
IL Fac. Spec. - NOX Rate Summer v3.1, Unit 1635 and retrofits | 568 | 1797 | Rate Constraint in lbs/MMBtu | FALSE | L | Annual | Allowances Banked | Thousand Tons | 0 | 0 | 0 | 0 | 0 | 0 | 0 | 0
IL Fac. Spec. - NOX Rate Summer v3.1, Unit 1635 and retrofits | 568 | 1797 | Rate Constraint in lbs/MMBtu | FALSE | L | Annual | Allowances Withdrawn (1:1) | Thousand Tons | 0 | 0 | 0 | 0 | 0 | 0 | 0 | 0
IL Fac. Spec. - NOX Rate Summer v3.1, Unit 1635 and retrofits | 568 | 1797 | Rate Constraint in lbs/MMBtu | FALSE | L | Annual | Allowances Withdrawn (n:1) | Thousand Tons | 0 | 0 | 0 | 0 | 0 | 0 | 0 | 0
IL Fac. Spec. - NOX Rate Summer v3.1, Unit 1635 and retrofits | 568 | 1797 | Rate Constraint in lbs/MMBtu | FALSE | L | Annual | Net Emissions Allowance Position | Thousand Tons | 0 | 0.0017153 | 0.0017153 | 0.0017153 | 0.0017153 | 0.0017153 | 0.0017153 | 0
IL Fac. Spec. - NOX Rate Summer v3.1, Unit 1635 and retrofits | 568 | 1797 | Rate Constraint in lbs/MMBtu | FALSE | L | Annual | Fuel Consumed | TBtu | 0 | 0.026041 | 0.026041 | 0.026041 | 0.026041 | 0.026041 | 0.026041 | 0
IL Fac. Spec. - NOX Rate Summer v3.1, Unit 1635 and retrofits | 568 | 1797 | Rate Constraint in lbs/MMBtu | FALSE | L | Annual | Rate | lb/MMBtu | 0 | 0.13174 | 0.13174 | 0.13174 | 0.13174 | 0.13174 | 0.13174 | 0
IL Fac. Spec. - NOX Rate Summer v3.1, Unit 1635 and retrofits | 568 | 1797 | Rate Constraint in lbs/MMBtu | FALSE | L | Annual | Generation | TWh | 0 | 0.0019135 | 0.0019135 | 0.0019135 | 0.0019135 | 0.0019135 | 0.0019135 | 0
IL Fac. Spec. - NOX Rate Summer v3.1, Unit 1635 and retrofits | 568 | 1797 | Rate Constraint in lbs/MMBtu | FALSE | L | Annual | Qualifying Generation | TWh | 0 | 0.0019135 | 0.0019135 | 0.0019135 | 0.0019135 | 0.0019135 | 0.0019135 | 0
IL Fac. Spec. - NOX Rate Summer v3.1, Unit 1635 and retrofits | 568 | 1797 | Rate Constraint in lbs/MMBtu | FALSE | L | Annual | Rate | lb/MWh | 0 | 1.7928 | 1.7928 | 1.7928 | 1.7928 | 1.7928 | 1.7928 | 0
IL Fac. Spec. - NOX Rate Summer v3.1, Unit 1635 and retrofits | 568 | 1797 | Rate Constraint in lbs/MMBtu | FALSE | L | Annual | Constraint Shadow Price | US2016$/Ton | 0 | 0 | 0 | 0 | 0 | 0 | 0 | 0
IL Fac. Spec. - NOX Rate Summer v3.1, Unit 1950 and retrofits | 569 | 1797 | Rate Constraint in lbs/MMBtu | FALSE | L | Annual | Seasons Included | Seasons | Summer | Summer | Summer | Summer | Summer | Summer | Summer | Summer
IL Fac. Spec. - NOX Rate Summer v3.1, Unit 1950 and retrofits | 569 | 1797 | Rate Constraint in lbs/MMBtu | FALSE | L | Annual | Standard NOX | lb/MMBtu | 0.25 | 0.25 | 0.25 | 0.25 | 0.25 | 0.25 | 0.25 | 0.25
IL Fac. Spec. - NOX Rate Summer v3.1, Unit 1950 and retrofits | 569 | 1797 | Rate Constraint in lbs/MMBtu | FALSE | L | Annual | Emissions at Affected Plants NOX | Thousand Tons | 0.003822 | 0.0038523 | 0.0038523 | 0.0062943 | 0.011578 | 0.0062943 | 0.0038523 | 0.0038523
IL Fac. Spec. - NOX Rate Summer v3.1, Unit 1950 and retrofits | 569 | 1797 | Rate Constraint in lbs/MMBtu | FALSE | L | Annual | Allowances Purchased NOX | Thousand Tons | 0 | 0 | 0 | 0 | 0 | 0 | 0 | 0
IL Fac. Spec. - NOX Rate Summer v3.1, Unit 1950 and retrofits | 569 | 1797 | Rate Constraint in lbs/MMBtu | FALSE | L | Annual | Allowances Sold NOX | Thousand Tons | 0 | 0 | 0 | 0 | 0 | 0 | 0 | 0
IL Fac. Spec. - NOX Rate Summer v3.1, Unit 1950 and retrofits | 569 | 1797 | Rate Constraint in lbs/MMBtu | FALSE | L | Annual | Allowances Banked | Thousand Tons | 0 | 0 | 0 | 0 | 0 | 0 | 0 | 0
IL Fac. Spec. - NOX Rate Summer v3.1, Unit 1950 and retrofits | 569 | 1797 | Rate Constraint in lbs/MMBtu | FALSE | L | Annual | Allowances Withdrawn (1:1) | Thousand Tons | 0 | 0 | 0 | 0 | 0 | 0 | 0 | 0
IL Fac. Spec. - NOX Rate Summer v3.1, Unit 1950 and retrofits | 569 | 1797 | Rate Constraint in lbs/MMBtu | FALSE | L | Annual | Allowances Withdrawn (n:1) | Thousand Tons | 0 | 0 | 0 | 0 | 0 | 0 | 0 | 0
IL Fac. Spec. - NOX Rate Summer v3.1, Unit 1950 and retrofits | 569 | 1797 | Rate Constraint in lbs/MMBtu | FALSE | L | Annual | Net Emissions Allowance Position | Thousand Tons | 0.003822 | 0.0038523 | 0.0038523 | 0.0062943 | 0.011578 | 0.0062943 | 0.0038523 | 0.0038523
IL Fac. Spec. - NOX Rate Summer v3.1, Unit 1950 and retrofits | 569 | 1797 | Rate Constraint in lbs/MMBtu | FALSE | L | Annual | Fuel Consumed | TBtu | 0.08715 | 0.087843 | 0.087843 | 0.14352 | 0.26401 | 0.14352 | 0.087843 | 0.087843
IL Fac. Spec. - NOX Rate Summer v3.1, Unit 1950 and retrofits | 569 | 1797 | Rate Constraint in lbs/MMBtu | FALSE | L | Annual | Rate | lb/MMBtu | 0.08771 | 0.08771 | 0.08771 | 0.08771 | 0.08771 | 0.08771 | 0.08771 | 0.08771
IL Fac. Spec. - NOX Rate Summer v3.1, Unit 1950 and retrofits | 569 | 1797 | Rate Constraint in lbs/MMBtu | FALSE | L | Annual | Generation | TWh | 0.0077432 | 0.0078048 | 0.0078048 | 0.012752 | 0.023457 | 0.012752 | 0.0078048 | 0.0078048
IL Fac. Spec. - NOX Rate Summer v3.1, Unit 1950 and retrofits | 569 | 1797 | Rate Constraint in lbs/MMBtu | FALSE | L | Annual | Qualifying Generation | TWh | 0.0077432 | 0.0078048 | 0.0078048 | 0.012752 | 0.023457 | 0.012752 | 0.0078048 | 0.0078048
IL Fac. Spec. - NOX Rate Summer v3.1, Unit 1950 and retrofits | 569 | 1797 | Rate Constraint in lbs/MMBtu | FALSE | L | Annual | Rate | lb/MWh | 0.98718 | 0.98718 | 0.98718 | 0.98718 | 0.98718 | 0.98718 | 0.98718 | 0.98718
IL Fac. Spec. - NOX Rate Summer v3.1, Unit 1950 and retrofits | 569 | 1797 | Rate Constraint in lbs/MMBtu | FALSE | L | Annual | Constraint Shadow Price | US2016$/Ton | 0 | 0 | 0 | 0 | 0 | 0 | 0 | 0
IL Fac. Spec. - NOX Rate Summer v3.1, Unit 1951 and retrofits | 570 | 1797 | Rate Constraint in lbs/MMBtu | FALSE | L | Annual | Seasons Included | Seasons | Summer | Summer | Summer | Summer | Summer | Summer | Summer | Summer
IL Fac. Spec. - NOX Rate Summer v3.1, Unit 1951 and retrofits | 570 | 1797 | Rate Constraint in lbs/MMBtu | FALSE | L | Annual | Standard NOX | lb/MMBtu | 0.25 | 0.25 | 0.25 | 0.25 | 0.25 | 0.25 | 0.25 | 0.25
IL Fac. Spec. - NOX Rate Summer v3.1, Unit 1951 and retrofits | 570 | 1797 | Rate Constraint in lbs/MMBtu | FALSE | L | Annual | Emissions at Affected Plants NOX | Thousand Tons | 0.0036402 | 0.0066829 | 0.0066829 | 0.010919 | 0.020085 | 0.010919 | 0.0066829 | 0.0066829
IL Fac. Spec. - NOX Rate Summer v3.1, Unit 1951 and retrofits | 570 | 1797 | Rate Constraint in lbs/MMBtu | FALSE | L | Annual | Allowances Purchased NOX | Thousand Tons | 0 | 0 | 0 | 0 | 0 | 0 | 0 | 0
IL Fac. Spec. - NOX Rate Summer v3.1, Unit 1951 and retrofits | 570 | 1797 | Rate Constraint in lbs/MMBtu | FALSE | L | Annual | Allowances Sold NOX | Thousand Tons | 0 | 0 | 0 | 0 | 0 | 0 | 0 | 0
IL Fac. Spec. - NOX Rate Summer v3.1, Unit 1951 and retrofits | 570 | 1797 | Rate Constraint in lbs/MMBtu | FALSE | L | Annual | Allowances Banked | Thousand Tons | 0 | 0 | 0 | 0 | 0 | 0 | 0 | 0
IL Fac. Spec. - NOX Rate Summer v3.1, Unit 1951 and retrofits | 570 | 1797 | Rate Constraint in lbs/MMBtu | FALSE | L | Annual | Allowances Withdrawn (1:1) | Thousand Tons | 0 | 0 | 0 | 0 | 0 | 0 | 0 | 0
IL Fac. Spec. - NOX Rate Summer v3.1, Unit 1951 and retrofits | 570 | 1797 | Rate Constraint in lbs/MMBtu | FALSE | L | Annual | Allowances Withdrawn (n:1) | Thousand Tons | 0 | 0 | 0 | 0 | 0 | 0 | 0 | 0
IL Fac. Spec. - NOX Rate Summer v3.1, Unit 1951 and retrofits | 570 | 1797 | Rate Constraint in lbs/MMBtu | FALSE | L | Annual | Net Emissions Allowance Position | Thousand Tons | 0.0036402 | 0.0066829 | 0.0066829 | 0.010919 | 0.020085 | 0.010919 | 0.0066829 | 0.0066829
IL Fac. Spec. - NOX Rate Summer v3.1, Unit 1951 and retrofits | 570 | 1797 | Rate Constraint in lbs/MMBtu | FALSE | L | Annual | Fuel Consumed | TBtu | 0.17256 | 0.3168 | 0.3168 | 0.51762 | 0.95214 | 0.51762 | 0.3168 | 0.3168
IL Fac. Spec. - NOX Rate Summer v3.1, Unit 1951 and retrofits | 570 | 1797 | Rate Constraint in lbs/MMBtu | FALSE | L | Annual | Rate | lb/MMBtu | 0.04219 | 0.04219 | 0.04219 | 0.04219 | 0.04219 | 0.04219 | 0.04219 | 0.04219
IL Fac. Spec. - NOX Rate Summer v3.1, Unit 1951 and retrofits | 570 | 1797 | Rate Constraint in lbs/MMBtu | FALSE | L | Annual | Generation | TWh | 0.015332 | 0.028148 | 0.028148 | 0.04599 | 0.084597 | 0.04599 | 0.028148 | 0.028148
IL Fac. Spec. - NOX Rate Summer v3.1, Unit 1951 and retrofits | 570 | 1797 | Rate Constraint in lbs/MMBtu | FALSE | L | Annual | Qualifying Generation | TWh | 0.015332 | 0.028148 | 0.028148 | 0.04599 | 0.084597 | 0.04599 | 0.028148 | 0.028148
IL Fac. Spec. - NOX Rate Summer v3.1, Unit 1951 and retrofits | 570 | 1797 | Rate Constraint in lbs/MMBtu | FALSE | L | Annual | Rate | lb/MWh | 0.47485 | 0.47485 | 0.47485 | 0.47485 | 0.47485 | 0.47485 | 0.47485 | 0.47485
IL Fac. Spec. - NOX Rate Summer v3.1, Unit 1951 and retrofits | 570 | 1797 | Rate Constraint in lbs/MMBtu | FALSE | L | Annual | Constraint Shadow Price | US2016$/Ton | 0 | 0 | 0 | 0 | 0 | 0 | 0 | 0
IL Fac. Spec. - NOX Rate Summer v3.1, Unit 1952 and retrofits | 571 | 1797 | Rate Constraint in lbs/MMBtu | FALSE | L | Annual | Seasons Included | Seasons | Summer | Summer | Summer | Summer | Summer | Summer | Summer | Summer
IL Fac. Spec. - NOX Rate Summer v3.1, Unit 1952 and retrofits | 571 | 1797 | Rate Constraint in lbs/MMBtu | FALSE | L | Annual | Standard NOX | lb/MMBtu | 0.25 | 0.25 | 0.25 | 0.25 | 0.25 | 0.25 | 0.25 | 0.25
IL Fac. Spec. - NOX Rate Summer v3.1, Unit 1952 and retrofits | 571 | 1797 | Rate Constraint in lbs/MMBtu | FALSE | L | Annual | Emissions at Affected Plants NOX | Thousand Tons | 0.0013088 | 0.0068429 | 0.0068429 | 0.0068429 | 0.020566 | 0.0068429 | 0.0068429 | 0.0068429
IL Fac. Spec. - NOX Rate Summer v3.1, Unit 1952 and retrofits | 571 | 1797 | Rate Constraint in lbs/MMBtu | FALSE | L | Annual | Allowances Purchased NOX | Thousand Tons | 0 | 0 | 0 | 0 | 0 | 0 | 0 | 0
IL Fac. Spec. - NOX Rate Summer v3.1, Unit 1952 and retrofits | 571 | 1797 | Rate Constraint in lbs/MMBtu | FALSE | L | Annual | Allowances Sold NOX | Thousand Tons | 0 | 0 | 0 | 0 | 0 | 0 | 0 | 0
IL Fac. Spec. - NOX Rate Summer v3.1, Unit 1952 and retrofits | 571 | 1797 | Rate Constraint in lbs/MMBtu | FALSE | L | Annual | Allowances Banked | Thousand Tons | 0 | 0 | 0 | 0 | 0 | 0 | 0 | 0
IL Fac. Spec. - NOX Rate Summer v3.1, Unit 1952 and retrofits | 571 | 1797 | Rate Constraint in lbs/MMBtu | FALSE | L | Annual | Allowances Withdrawn (1:1) | Thousand Tons | 0 | 0 | 0 | 0 | 0 | 0 | 0 | 0
IL Fac. Spec. - NOX Rate Summer v3.1, Unit 1952 and retrofits | 571 | 1797 | Rate Constraint in lbs/MMBtu | FALSE | L | Annual | Allowances Withdrawn (n:1) | Thousand Tons | 0 | 0 | 0 | 0 | 0 | 0 | 0 | 0
IL Fac. Spec. - NOX Rate Summer v3.1, Unit 1952 and retrofits | 571 | 1797 | Rate Constraint in lbs/MMBtu | FALSE | L | Annual | Net Emissions Allowance Position | Thousand Tons | 0.0013088 | 0.0068429 | 0.0068429 | 0.0068429 | 0.020566 | 0.0068429 | 0.0068429 | 0.0068429
IL Fac. Spec. - NOX Rate Summer v3.1, Unit 1952 and retrofits | 571 | 1797 | Rate Constraint in lbs/MMBtu | FALSE | L | Annual | Fuel Consumed | TBtu | 0.060591 | 0.3168 | 0.3168 | 0.3168 | 0.95214 | 0.3168 | 0.3168 | 0.3168
IL Fac. Spec. - NOX Rate Summer v3.1, Unit 1952 and retrofits | 571 | 1797 | Rate Constraint in lbs/MMBtu | FALSE | L | Annual | Rate | lb/MMBtu | 0.0432 | 0.0432 | 0.0432 | 0.0432 | 0.0432 | 0.0432 | 0.0432 | 0.0432
IL Fac. Spec. - NOX Rate Summer v3.1, Unit 1952 and retrofits | 571 | 1797 | Rate Constraint in lbs/MMBtu | FALSE | L | Annual | Generation | TWh | 0.0053834 | 0.028148 | 0.028148 | 0.028148 | 0.084597 | 0.028148 | 0.028148 | 0.028148
IL Fac. Spec. - NOX Rate Summer v3.1, Unit 1952 and retrofits | 571 | 1797 | Rate Constraint in lbs/MMBtu | FALSE | L | Annual | Qualifying Generation | TWh | 0.0053834 | 0.028148 | 0.028148 | 0.028148 | 0.084597 | 0.028148 | 0.028148 | 0.028148
IL Fac. Spec. - NOX Rate Summer v3.1, Unit 1952 and retrofits | 571 | 1797 | Rate Constraint in lbs/MMBtu | FALSE | L | Annual | Rate | lb/MWh | 0.48622 | 0.48622 | 0.48622 | 0.48622 | 0.48622 | 0.48622 | 0.48622 | 0.48622
IL Fac. Spec. - NOX Rate Summer v3.1, Unit 1952 and retrofits | 571 | 1797 | Rate Constraint in lbs/MMBtu | FALSE | L | Annual | Constraint Shadow Price | US2016$/Ton | 0 | 0 | 0 | 0 | 0 | 0 | 0 | 0
IL Fac. Spec. - NOX Rate Summer v3.1, Unit 1953 and retrofits | 572 | 1797 | Rate Constraint in lbs/MMBtu | FALSE | L | Annual | Seasons Included | Seasons | Summer | Summer | Summer | Summer | Summer | Summer | Summer | Summer
IL Fac. Spec. - NOX Rate Summer v3.1, Unit 1953 and retrofits | 572 | 1797 | Rate Constraint in lbs/MMBtu | FALSE | L | Annual | Standard NOX | lb/MMBtu | 0.25 | 0.25 | 0.25 | 0.25 | 0.25 | 0.25 | 0.25 | 0.25
IL Fac. Spec. - NOX Rate Summer v3.1, Unit 1953 and retrofits | 572 | 1797 | Rate Constraint in lbs/MMBtu | FALSE | L | Annual | Emissions at Affected Plants NOX | Thousand Tons | 0.0010894 | 0.0056962 | 0.0056962 | 0.0064167 | 0.0098157 | 0.0064884 | 0.0056962 | 0.0056962
IL Fac. Spec. - NOX Rate Summer v3.1, Unit 1953 and retrofits | 572 | 1797 | Rate Constraint in lbs/MMBtu | FALSE | L | Annual | Allowances Purchased NOX | Thousand Tons | 0 | 0 | 0 | 0 | 0 | 0 | 0 | 0
IL Fac. Spec. - NOX Rate Summer v3.1, Unit 1953 and retrofits | 572 | 1797 | Rate Constraint in lbs/MMBtu | FALSE | L | Annual | Allowances Sold NOX | Thousand Tons | 0 | 0 | 0 | 0 | 0 | 0 | 0 | 0
IL Fac. Spec. - NOX Rate Summer v3.1, Unit 1953 and retrofits | 572 | 1797 | Rate Constraint in lbs/MMBtu | FALSE | L | Annual | Allowances Banked | Thousand Tons | 0 | 0 | 0 | 0 | 0 | 0 | 0 | 0
IL Fac. Spec. - NOX Rate Summer v3.1, Unit 1953 and retrofits | 572 | 1797 | Rate Constraint in lbs/MMBtu | FALSE | L | Annual | Allowances Withdrawn (1:1) | Thousand Tons | 0 | 0 | 0 | 0 | 0 | 0 | 0 | 0
IL Fac. Spec. - NOX Rate Summer v3.1, Unit 1953 and retrofits | 572 | 1797 | Rate Constraint in lbs/MMBtu | FALSE | L | Annual | Allowances Withdrawn (n:1) | Thousand Tons | 0 | 0 | 0 | 0 | 0 | 0 | 0 | 0
IL Fac. Spec. - NOX Rate Summer v3.1, Unit 1953 and retrofits | 572 | 1797 | Rate Constraint in lbs/MMBtu | FALSE | L | Annual | Net Emissions Allowance Position | Thousand Tons | 0.0010894 | 0.0056962 | 0.0056962 | 0.0064167 | 0.0098157 | 0.0064884 | 0.0056962 | 0.0056962
IL Fac. Spec. - NOX Rate Summer v3.1, Unit 1953 and retrofits | 572 | 1797 | Rate Constraint in lbs/MMBtu | FALSE | L | Annual | Fuel Consumed | TBtu | 0.037508 | 0.19612 | 0.19612 | 0.22092 | 0.33795 | 0.22339 | 0.19612 | 0.19612
IL Fac. Spec. - NOX Rate Summer v3.1, Unit 1953 and retrofits | 572 | 1797 | Rate Constraint in lbs/MMBtu | FALSE | L | Annual | Rate | lb/MMBtu | 0.05809 | 0.05809 | 0.05809 | 0.05809 | 0.05809 | 0.05809 | 0.05809 | 0.05809
IL Fac. Spec. - NOX Rate Summer v3.1, Unit 1953 and retrofits | 572 | 1797 | Rate Constraint in lbs/MMBtu | FALSE | L | Annual | Generation | TWh | 0.0033326 | 0.017425 | 0.017425 | 0.019629 | 0.030026 | 0.019848 | 0.017425 | 0.017425
IL Fac. Spec. - NOX Rate Summer v3.1, Unit 1953 and retrofits | 572 | 1797 | Rate Constraint in lbs/MMBtu | FALSE | L | Annual | Qualifying Generation | TWh | 0.0033326 | 0.017425 | 0.017425 | 0.019629 | 0.030026 | 0.019848 | 0.017425 | 0.017425
IL Fac. Spec. - NOX Rate Summer v3.1, Unit 1953 and retrofits | 572 | 1797 | Rate Constraint in lbs/MMBtu | FALSE | L | Annual | Rate | lb/MWh | 0.6538 | 0.6538 | 0.6538 | 0.6538 | 0.6538 | 0.6538 | 0.6538 | 0.6538
IL Fac. Spec. - NOX Rate Summer v3.1, Unit 1953 and retrofits | 572 | 1797 | Rate Constraint in lbs/MMBtu | FALSE | L | Annual | Constraint Shadow Price | US2016$/Ton | 0 | 0 | 0 | 0 | 0 | 0 | 0 | 0
IL Fac. Spec. - NOX Rate Summer v3.1, Unit 2853 and retrofits | 573 | 1797 | Rate Constraint in lbs/MMBtu | FALSE | L | Annual | Seasons Included | Seasons | Summer | Summer | Summer | Summer | Summer | Summer | Summer | Summer
IL Fac. Spec. - NOX Rate Summer v3.1, Unit 2853 and retrofits | 573 | 1797 | Rate Constraint in lbs/MMBtu | FALSE | L | Annual | Standard NOX | lb/MMBtu | 0.25 | 0.25 | 0.25 | 0.25 | 0.25 | 0.25 | 0.25 | 0.25
IL Fac. Spec. - NOX Rate Summer v3.1, Unit 2853 and retrofits | 573 | 1797 | Rate Constraint in lbs/MMBtu | FALSE | L | Annual | Emissions at Affected Plants NOX | Thousand Tons | 0.0082878 | 0.010916 | 0.010916 | 0.0048044 | 0.0048044 | 0.0048044 | 0.0048044 | 0.0048044
IL Fac. Spec. - NOX Rate Summer v3.1, Unit 2853 and retrofits | 573 | 1797 | Rate Constraint in lbs/MMBtu | FALSE | L | Annual | Allowances Purchased NOX | Thousand Tons | 0 | 0 | 0 | 0 | 0 | 0 | 0 | 0
IL Fac. Spec. - NOX Rate Summer v3.1, Unit 2853 and retrofits | 573 | 1797 | Rate Constraint in lbs/MMBtu | FALSE | L | Annual | Allowances Sold NOX | Thousand Tons | 0 | 0 | 0 | 0 | 0 | 0 | 0 | 0
IL Fac. Spec. - NOX Rate Summer v3.1, Unit 2853 and retrofits | 573 | 1797 | Rate Constraint in lbs/MMBtu | FALSE | L | Annual | Allowances Banked | Thousand Tons | 0 | 0 | 0 | 0 | 0 | 0 | 0 | 0
IL Fac. Spec. - NOX Rate Summer v3.1, Unit 2853 and retrofits | 573 | 1797 | Rate Constraint in lbs/MMBtu | FALSE | L | Annual | Allowances Withdrawn (1:1) | Thousand Tons | 0 | 0 | 0 | 0 | 0 | 0 | 0 | 0
IL Fac. Spec. - NOX Rate Summer v3.1, Unit 2853 and retrofits | 573 | 1797 | Rate Constraint in lbs/MMBtu | FALSE | L | Annual | Allowances Withdrawn (n:1) | Thousand Tons | 0 | 0 | 0 | 0 | 0 | 0 | 0 | 0
IL Fac. Spec. - NOX Rate Summer v3.1, Unit 2853 and retrofits | 573 | 1797 | Rate Constraint in lbs/MMBtu | FALSE | L | Annual | Net Emissions Allowance Position | Thousand Tons | 0.0082878 | 0.010916 | 0.010916 | 0.0048044 | 0.0048044 | 0.0048044 | 0.0048044 | 0.0048044
IL Fac. Spec. - NOX Rate Summer v3.1, Unit 2853 and retrofits | 573 | 1797 | Rate Constraint in lbs/MMBtu | FALSE | L | Annual | Fuel Consumed | TBtu | 1.4095 | 1.8565 | 1.8565 | 0.81708 | 0.81708 | 0.81708 | 0.81708 | 0.81708
IL Fac. Spec. - NOX Rate Summer v3.1, Unit 2853 and retrofits | 573 | 1797 | Rate Constraint in lbs/MMBtu | FALSE | L | Annual | Rate | lb/MMBtu | 0.01176 | 0.01176 | 0.01176 | 0.01176 | 0.01176 | 0.01176 | 0.01176 | 0.01176
IL Fac. Spec. - NOX Rate Summer v3.1, Unit 2853 and retrofits | 573 | 1797 | Rate Constraint in lbs/MMBtu | FALSE | L | Annual | Generation | TWh | 0.17579 | 0.23154 | 0.23154 | 0.10191 | 0.10191 | 0.10191 | 0.10191 | 0.10191
IL Fac. Spec. - NOX Rate Summer v3.1, Unit 2853 and retrofits | 573 | 1797 | Rate Constraint in lbs/MMBtu | FALSE | L | Annual | Qualifying Generation | TWh | 0.17579 | 0.23154 | 0.23154 | 0.10191 | 0.10191 | 0.10191 | 0.10191 | 0.10191
IL Fac. Spec. - NOX Rate Summer v3.1, Unit 2853 and retrofits | 573 | 1797 | Rate Constraint in lbs/MMBtu | FALSE | L | Annual | Rate | lb/MWh | 0.094292 | 0.094292 | 0.094292 | 0.094292 | 0.094292 | 0.094292 | 0.094292 | 0.094292
IL Fac. Spec. - NOX Rate Summer v3.1, Unit 2853 and retrofits | 573 | 1797 | Rate Constraint in lbs/MMBtu | FALSE | L | Annual | Constraint Shadow Price | US2016$/Ton | 0 | 0 | 0 | 0 | 0 | 0 | 0 | 0
IL Fac. Spec. - NOX Rate Summer v3.1, Unit 2854 and retrofits | 574 | 1797 | Rate Constraint in lbs/MMBtu | FALSE | L | Annual | Seasons Included | Seasons | Summer | Summer | Summer | Summer | Summer | Summer | Summer | Summer
IL Fac. Spec. - NOX Rate Summer v3.1, Unit 2854 and retrofits | 574 | 1797 | Rate Constraint in lbs/MMBtu | FALSE | L | Annual | Standard NOX | lb/MMBtu | 0.25 | 0.25 | 0.25 | 0.25 | 0.25 | 0.25 | 0.25 | 0.25
IL Fac. Spec. - NOX Rate Summer v3.1, Unit 2854 and retrofits | 574 | 1797 | Rate Constraint in lbs/MMBtu | FALSE | L | Annual | Emissions at Affected Plants NOX | Thousand Tons | 0.020322 | 0.020322 | 0.020322 | 0.020322 | 0.020322 | 0.01857 | 0.011411 | 0.020322
IL Fac. Spec. - NOX Rate Summer v3.1, Unit 2854 and retrofits | 574 | 1797 | Rate Constraint in lbs/MMBtu | FALSE | L | Annual | Allowances Purchased NOX | Thousand Tons | 0 | 0 | 0 | 0 | 0 | 0 | 0 | 0
IL Fac. Spec. - NOX Rate Summer v3.1, Unit 2854 and retrofits | 574 | 1797 | Rate Constraint in lbs/MMBtu | FALSE | L | Annual | Allowances Sold NOX | Thousand Tons | 0 | 0 | 0 | 0 | 0 | 0 | 0 | 0
IL Fac. Spec. - NOX Rate Summer v3.1, Unit 2854 and retrofits | 574 | 1797 | Rate Constraint in lbs/MMBtu | FALSE | L | Annual | Allowances Banked | Thousand Tons | 0 | 0 | 0 | 0 | 0 | 0 | 0 | 0
IL Fac. Spec. - NOX Rate Summer v3.1, Unit 2854 and retrofits | 574 | 1797 | Rate Constraint in lbs/MMBtu | FALSE | L | Annual | Allowances Withdrawn (1:1) | Thousand Tons | 0 | 0 | 0 | 0 | 0 | 0 | 0 | 0
IL Fac. Spec. - NOX Rate Summer v3.1, Unit 2854 and retrofits | 574 | 1797 | Rate Constraint in lbs/MMBtu | FALSE | L | Annual | Allowances Withdrawn (n:1) | Thousand Tons | 0 | 0 | 0 | 0 | 0 | 0 | 0 | 0
IL Fac. Spec. - NOX Rate Summer v3.1, Unit 2854 and retrofits | 574 | 1797 | Rate Constraint in lbs/MMBtu | FALSE | L | Annual | Net Emissions Allowance Position | Thousand Tons | 0.020322 | 0.020322 | 0.020322 | 0.020322 | 0.020322 | 0.01857 | 0.011411 | 0.020322
IL Fac. Spec. - NOX Rate Summer v3.1, Unit 2854 and retrofits | 574 | 1797 | Rate Constraint in lbs/MMBtu | FALSE | L | Annual | Fuel Consumed | TBtu | 2.2833 | 2.2833 | 2.2833 | 2.2833 | 2.2833 | 2.0865 | 1.2821 | 2.2833
IL Fac. Spec. - NOX Rate Summer v3.1, Unit 2854 and retrofits | 574 | 1797 | Rate Constraint in lbs/MMBtu | FALSE | L | Annual | Rate | lb/MMBtu | 0.0178 | 0.0178 | 0.0178 | 0.0178 | 0.0178 | 0.0178 | 0.0178 | 0.0178
IL Fac. Spec. - NOX Rate Summer v3.1, Unit 2854 and retrofits | 574 | 1797 | Rate Constraint in lbs/MMBtu | FALSE | L | Annual | Generation | TWh | 0.32387 | 0.32387 | 0.32387 | 0.32387 | 0.32387 | 0.29596 | 0.18186 | 0.32387
IL Fac. Spec. - NOX Rate Summer v3.1, Unit 2854 and retrofits | 574 | 1797 | Rate Constraint in lbs/MMBtu | FALSE | L | Annual | Qualifying Generation | TWh | 0.32387 | 0.32387 | 0.32387 | 0.32387 | 0.32387 | 0.29596 | 0.18186 | 0.32387
IL Fac. Spec. - NOX Rate Summer v3.1, Unit 2854 and retrofits | 574 | 1797 | Rate Constraint in lbs/MMBtu | FALSE | L | Annual | Rate | lb/MWh | 0.12549 | 0.12549 | 0.12549 | 0.12549 | 0.12549 | 0.12549 | 0.12549 | 0.12549
IL Fac. Spec. - NOX Rate Summer v3.1, Unit 2854 and retrofits | 574 | 1797 | Rate Constraint in lbs/MMBtu | FALSE | L | Annual | Constraint Shadow Price | US2016$/Ton | 0 | 0 | 0 | 0 | 0 | 0 | 0 | 0
IL Fac. Spec. - NOX Rate Summer v3.1, Unit 2855 and retrofits | 575 | 1797 | Rate Constraint in lbs/MMBtu | FALSE | L | Annual | Seasons Included | Seasons | Summer | Summer | Summer | Summer | Summer | Summer | Summer | Summer
IL Fac. Spec. - NOX Rate Summer v3.1, Unit 2855 and retrofits | 575 | 1797 | Rate Constraint in lbs/MMBtu | FALSE | L | Annual | Standard NOX | lb/MMBtu | 0.25 | 0.25 | 0.25 | 0.25 | 0.25 | 0.25 | 0.25 | 0.25
IL Fac. Spec. - NOX Rate Summer v3.1, Unit 2855 and retrofits | 575 | 1797 | Rate Constraint in lbs/MMBtu | FALSE | L | Annual | Emissions at Affected Plants NOX | Thousand Tons | 0.020322 | 0.020322 | 0.020322 | 0.020322 | 0.020322 | 0.01857 | 0.011411 | 0.020322
IL Fac. Spec. - NOX Rate Summer v3.1, Unit 2855 and retrofits | 575 | 1797 | Rate Constraint in lbs/MMBtu | FALSE | L | Annual | Allowances Purchased NOX | Thousand Tons | 0 | 0 | 0 | 0 | 0 | 0 | 0 | 0
IL Fac. Spec. - NOX Rate Summer v3.1, Unit 2855 and retrofits | 575 | 1797 | Rate Constraint in lbs/MMBtu | FALSE | L | Annual | Allowances Sold NOX | Thousand Tons | 0 | 0 | 0 | 0 | 0 | 0 | 0 | 0
IL Fac. Spec. - NOX Rate Summer v3.1, Unit 2855 and retrofits | 575 | 1797 | Rate Constraint in lbs/MMBtu | FALSE | L | Annual | Allowances Banked | Thousand Tons | 0 | 0 | 0 | 0 | 0 | 0 | 0 | 0
IL Fac. Spec. - NOX Rate Summer v3.1, Unit 2855 and retrofits | 575 | 1797 | Rate Constraint in lbs/MMBtu | FALSE | L | Annual | Allowances Withdrawn (1:1) | Thousand Tons | 0 | 0 | 0 | 0 | 0 | 0 | 0 | 0
IL Fac. Spec. - NOX Rate Summer v3.1, Unit 2855 and retrofits | 575 | 1797 | Rate Constraint in lbs/MMBtu | FALSE | L | Annual | Allowances Withdrawn (n:1) | Thousand Tons | 0 | 0 | 0 | 0 | 0 | 0 | 0 | 0
IL Fac. Spec. - NOX Rate Summer v3.1, Unit 2855 and retrofits | 575 | 1797 | Rate Constraint in lbs/MMBtu | FALSE | L | Annual | Net Emissions Allowance Position | Thousand Tons | 0.020322 | 0.020322 | 0.020322 | 0.020322 | 0.020322 | 0.01857 | 0.011411 | 0.020322
IL Fac. Spec. - NOX Rate Summer v3.1, Unit 2855 and retrofits | 575 | 1797 | Rate Constraint in lbs/MMBtu | FALSE | L | Annual | Fuel Consumed | TBtu | 2.2833 | 2.2833 | 2.2833 | 2.2833 | 2.2833 | 2.0865 | 1.2821 | 2.2833
IL Fac. Spec. - NOX Rate Summer v3.1, Unit 2855 and retrofits | 575 | 1797 | Rate Constraint in lbs/MMBtu | FALSE | L | Annual | Rate | lb/MMBtu | 0.0178 | 0.0178 | 0.0178 | 0.0178 | 0.0178 | 0.0178 | 0.0178 | 0.0178
IL Fac. Spec. - NOX Rate Summer v3.1, Unit 2855 and retrofits | 575 | 1797 | Rate Constraint in lbs/MMBtu | FALSE | L | Annual | Generation | TWh | 0.32387 | 0.32387 | 0.32387 | 0.32387 | 0.32387 | 0.29596 | 0.18186 | 0.32387
IL Fac. Spec. - NOX Rate Summer v3.1, Unit 2855 and retrofits | 575 | 1797 | Rate Constraint in lbs/MMBtu | FALSE | L | Annual | Qualifying Generation | TWh | 0.32387 | 0.32387 | 0.32387 | 0.32387 | 0.32387 | 0.29596 | 0.18186 | 0.32387
IL Fac. Spec. - NOX Rate Summer v3.1, Unit 2855 and retrofits | 575 | 1797 | Rate Constraint in lbs/MMBtu | FALSE | L | Annual | Rate | lb/MWh | 0.12549 | 0.12549 | 0.12549 | 0.12549 | 0.12549 | 0.12549 | 0.12549 | 0.12549
IL Fac. Spec. - NOX Rate Summer v3.1, Unit 2855 and retrofits | 575 | 1797 | Rate Constraint in lbs/MMBtu | FALSE | L | Annual | Constraint Shadow Price | US2016$/Ton | 0 | 0 | 0 | 0 | 0 | 0 | 0 | 0
IL Fac. Spec. - NOX Rate Summer v3.1, Unit 2856 and retrofits | 576 | 1797 | Rate Constraint in lbs/MMBtu | FALSE | L | Annual | Seasons Included | Seasons | Summer | Summer | Summer | Summer | Summer | Summer | Summer | Summer
IL Fac. Spec. - NOX Rate Summer v3.1, Unit 2856 and retrofits | 576 | 1797 | Rate Constraint in lbs/MMBtu | FALSE | L | Annual | Standard NOX | lb/MMBtu | 0.25 | 0.25 | 0.25 | 0.25 | 0.25 | 0.25 | 0.25 | 0.25
IL Fac. Spec. - NOX Rate Summer v3.1, Unit 2856 and retrofits | 576 | 1797 | Rate Constraint in lbs/MMBtu | FALSE | L | Annual | Emissions at Affected Plants NOX | Thousand Tons | 0.024414 | 0.024414 | 0.024414 | 0.024414 | 0.024414 | 0.02231 | 0.013709 | 0.024414
IL Fac. Spec. - NOX Rate Summer v3.1, Unit 2856 and retrofits | 576 | 1797 | Rate Constraint in lbs/MMBtu | FALSE | L | Annual | Allowances Purchased NOX | Thousand Tons | 0 | 0 | 0 | 0 | 0 | 0 | 0 | 0
IL Fac. Spec. - NOX Rate Summer v3.1, Unit 2856 and retrofits | 576 | 1797 | Rate Constraint in lbs/MMBtu | FALSE | L | Annual | Allowances Sold NOX | Thousand Tons | 0 | 0 | 0 | 0 | 0 | 0 | 0 | 0
IL Fac. Spec. - NOX Rate Summer v3.1, Unit 2856 and retrofits | 576 | 1797 | Rate Constraint in lbs/MMBtu | FALSE | L | Annual | Allowances Banked | Thousand Tons | 0 | 0 | 0 | 0 | 0 | 0 | 0 | 0
IL Fac. Spec. - NOX Rate Summer v3.1, Unit 2856 and retrofits | 576 | 1797 | Rate Constraint in lbs/MMBtu | FALSE | L | Annual | Allowances Withdrawn (1:1) | Thousand Tons | 0 | 0 | 0 | 0 | 0 | 0 | 0 | 0
IL Fac. Spec. - NOX Rate Summer v3.1, Unit 2856 and retrofits | 576 | 1797 | Rate Constraint in lbs/MMBtu | FALSE | L | Annual | Allowances Withdrawn (n:1) | Thousand Tons | 0 | 0 | 0 | 0 | 0 | 0 | 0 | 0
IL Fac. Spec. - NOX Rate Summer v3.1, Unit 2856 and retrofits | 576 | 1797 | Rate Constraint in lbs/MMBtu | FALSE | L | Annual | Net Emissions Allowance Position | Thousand Tons | 0.024414 | 0.024414 | 0.024414 | 0.024414 | 0.024414 | 0.02231 | 0.013709 | 0.024414
IL Fac. Spec. - NOX Rate Summer v3.1, Unit 2856 and retrofits | 576 | 1797 | Rate Constraint in lbs/MMBtu | FALSE | L | Annual | Fuel Consumed | TBtu | 2.7432 | 2.7432 | 2.7432 | 2.7432 | 2.7432 | 2.5067 | 1.5403 | 2.7432
IL Fac. Spec. - NOX Rate Summer v3.1, Unit 2856 and retrofits | 576 | 1797 | Rate Constraint in lbs/MMBtu | FALSE | L | Annual | Rate | lb/MMBtu | 0.0178 | 0.0178 | 0.0178 | 0.0178 | 0.0178 | 0.0178 | 0.0178 | 0.0178
IL Fac. Spec. - NOX Rate Summer v3.1, Unit 2856 and retrofits | 576 | 1797 | Rate Constraint in lbs/MMBtu | FALSE | L | Annual | Generation | TWh | 0.3891 | 0.3891 | 0.3891 | 0.3891 | 0.3891 | 0.35556 | 0.21849 | 0.3891
IL Fac. Spec. - NOX Rate Summer v3.1, Unit 2856 and retrofits | 576 | 1797 | Rate Constraint in lbs/MMBtu | FALSE | L | Annual | Qualifying Generation | TWh | 0.3891 | 0.3891 | 0.3891 | 0.3891 | 0.3891 | 0.35556 | 0.21849 | 0.3891
IL Fac. Spec. - NOX Rate Summer v3.1, Unit 2856 and retrofits | 576 | 1797 | Rate Constraint in lbs/MMBtu | FALSE | L | Annual | Rate | lb/MWh | 0.12549 | 0.12549 | 0.12549 | 0.12549 | 0.12549 | 0.12549 | 0.12549 | 0.12549
IL Fac. Spec. - NOX Rate Summer v3.1, Unit 2856 and retrofits | 576 | 1797 | Rate Constraint in lbs/MMBtu | FALSE | L | Annual | Constraint Shadow Price | US2016$/Ton | 0 | 0 | 0 | 0 | 0 | 0 | 0 | 0
IL Fac. Spec. - NOX Rate Summer v3.1, Unit 2857 and retrofits | 577 | 1797 | Rate Constraint in lbs/MMBtu | FALSE | L | Annual | Seasons Included | Seasons | Summer | Summer | Summer | Summer | Summer | Summer | Summer | Summer
IL Fac. Spec. - NOX Rate Summer v3.1, Unit 2857 and retrofits | 577 | 1797 | Rate Constraint in lbs/MMBtu | FALSE | L | Annual | Standard NOX | lb/MMBtu | 0.25 | 0.25 | 0.25 | 0.25 | 0.25 | 0.25 | 0.25 | 0.25
IL Fac. Spec. - NOX Rate Summer v3.1, Unit 2857 and retrofits | 577 | 1797 | Rate Constraint in lbs/MMBtu | FALSE | L | Annual | Emissions at Affected Plants NOX | Thousand Tons | 0.024414 | 0.024414 | 0.024414 | 0.024414 | 0.024414 | 0.02231 | 0.013709 | 0.024414
IL Fac. Spec. - NOX Rate Summer v3.1, Unit 2857 and retrofits | 577 | 1797 | Rate Constraint in lbs/MMBtu | FALSE | L | Annual | Allowances Purchased NOX | Thousand Tons | 0 | 0 | 0 | 0 | 0 | 0 | 0 | 0
IL Fac. Spec. - NOX Rate Summer v3.1, Unit 2857 and retrofits | 577 | 1797 | Rate Constraint in lbs/MMBtu | FALSE | L | Annual | Allowances Sold NOX | Thousand Tons | 0 | 0 | 0 | 0 | 0 | 0 | 0 | 0
IL Fac. Spec. - NOX Rate Summer v3.1, Unit 2857 and retrofits | 577 | 1797 | Rate Constraint in lbs/MMBtu | FALSE | L | Annual | Allowances Banked | Thousand Tons | 0 | 0 | 0 | 0 | 0 | 0 | 0 | 0
IL Fac. Spec. - NOX Rate Summer v3.1, Unit 2857 and retrofits | 577 | 1797 | Rate Constraint in lbs/MMBtu | FALSE | L | Annual | Allowances Withdrawn (1:1) | Thousand Tons | 0 | 0 | 0 | 0 | 0 | 0 | 0 | 0
IL Fac. Spec. - NOX Rate Summer v3.1, Unit 2857 and retrofits | 577 | 1797 | Rate Constraint in lbs/MMBtu | FALSE | L | Annual | Allowances Withdrawn (n:1) | Thousand Tons | 0 | 0 | 0 | 0 | 0 | 0 | 0 | 0
IL Fac. Spec. - NOX Rate Summer v3.1, Unit 2857 and retrofits | 577 | 1797 | Rate Constraint in lbs/MMBtu | FALSE | L | Annual | Net Emissions Allowance Position | Thousand Tons | 0.024414 | 0.024414 | 0.024414 | 0.024414 | 0.024414 | 0.02231 | 0.013709 | 0.024414
IL Fac. Spec. - NOX Rate Summer v3.1, Unit 2857 and retrofits | 577 | 1797 | Rate Constraint in lbs/MMBtu | FALSE | L | Annual | Fuel Consumed | TBtu | 2.7432 | 2.7432 | 2.7432 | 2.7432 | 2.7432 | 2.5067 | 1.5403 | 2.7432
IL Fac. Spec. - NOX Rate Summer v3.1, Unit 2857 and retrofits | 577 | 1797 | Rate Constraint in lbs/MMBtu | FALSE | L | Annual | Rate | lb/MMBtu | 0.0178 | 0.0178 | 0.0178 | 0.0178 | 0.0178 | 0.0178 | 0.0178 | 0.0178
IL Fac. Spec. - NOX Rate Summer v3.1, Unit 2857 and retrofits | 577 | 1797 | Rate Constraint in lbs/MMBtu | FALSE | L | Annual | Generation | TWh | 0.3891 | 0.3891 | 0.3891 | 0.3891 | 0.3891 | 0.35556 | 0.21849 | 0.3891
IL Fac. Spec. - NOX Rate Summer v3.1, Unit 2857 and retrofits | 577 | 1797 | Rate Constraint in lbs/MMBtu | FALSE | L | Annual | Qualifying Generation | TWh | 0.3891 | 0.3891 | 0.3891 | 0.3891 | 0.3891 | 0.35556 | 0.21849 | 0.3891
IL Fac. Spec. - NOX Rate Summer v3.1, Unit 2857 and retrofits | 577 | 1797 | Rate Constraint in lbs/MMBtu | FALSE | L | Annual | Rate | lb/MWh | 0.12549 | 0.12549 | 0.12549 | 0.12549 | 0.12549 | 0.12549 | 0.12549 | 0.12549
IL Fac. Spec. - NOX Rate Summer v3.1, Unit 2857 and retrofits | 577 | 1797 | Rate Constraint in lbs/MMBtu | FALSE | L | Annual | Constraint Shadow Price | US2016$/Ton | 0 | 0 | 0 | 0 | 0 | 0 | 0 | 0
IL Fac. Spec. - NOX Rate Summer v3.1, Unit 2858 and retrofits | 578 | 1797 | Rate Constraint in lbs/MMBtu | FALSE | L | Annual | Seasons Included | Seasons | Summer | Summer | Summer | Summer | Summer | Summer | Summer | Summer
IL Fac. Spec. - NOX Rate Summer v3.1, Unit 2858 and retrofits | 578 | 1797 | Rate Constraint in lbs/MMBtu | FALSE | L | Annual | Standard NOX | lb/MMBtu | 0.25 | 0.25 | 0.25 | 0.25 | 0.25 | 0.25 | 0.25 | 0.25
IL Fac. Spec. - NOX Rate Summer v3.1, Unit 2858 and retrofits | 578 | 1797 | Rate Constraint in lbs/MMBtu | FALSE | L | Annual | Emissions at Affected Plants NOX | Thousand Tons | 0.0082878 | 0.010916 | 0.010916 | 0.0048044 | 0.0048044 | 0.0048044 | 0.0048044 | 0.0048044
IL Fac. Spec. - NOX Rate Summer v3.1, Unit 2858 and retrofits | 578 | 1797 | Rate Constraint in lbs/MMBtu | FALSE | L | Annual | Allowances Purchased NOX | Thousand Tons | 0 | 0 | 0 | 0 | 0 | 0 | 0 | 0
IL Fac. Spec. - NOX Rate Summer v3.1, Unit 2858 and retrofits | 578 | 1797 | Rate Constraint in lbs/MMBtu | FALSE | L | Annual | Allowances Sold NOX | Thousand Tons | 0 | 0 | 0 | 0 | 0 | 0 | 0 | 0
IL Fac. Spec. - NOX Rate Summer v3.1, Unit 2858 and retrofits | 578 | 1797 | Rate Constraint in lbs/MMBtu | FALSE | L | Annual | Allowances Banked | Thousand Tons | 0 | 0 | 0 | 0 | 0 | 0 | 0 | 0
IL Fac. Spec. - NOX Rate Summer v3.1, Unit 2858 and retrofits | 578 | 1797 | Rate Constraint in lbs/MMBtu | FALSE | L | Annual | Allowances Withdrawn (1:1) | Thousand Tons | 0 | 0 | 0 | 0 | 0 | 0 | 0 | 0
IL Fac. Spec. - NOX Rate Summer v3.1, Unit 2858 and retrofits | 578 | 1797 | Rate Constraint in lbs/MMBtu | FALSE | L | Annual | Allowances Withdrawn (n:1) | Thousand Tons | 0 | 0 | 0 | 0 | 0 | 0 | 0 | 0
IL Fac. Spec. - NOX Rate Summer v3.1, Unit 2858 and retrofits | 578 | 1797 | Rate Constraint in lbs/MMBtu | FALSE | L | Annual | Net Emissions Allowance Position | Thousand Tons | 0.0082878 | 0.010916 | 0.010916 | 0.0048044 | 0.0048044 | 0.0048044 | 0.0048044 | 0.0048044
IL Fac. Spec. - NOX Rate Summer v3.1, Unit 2858 and retrofits | 578 | 1797 | Rate Constraint in lbs/MMBtu | FALSE | L | Annual | Fuel Consumed | TBtu | 1.4095 | 1.8565 | 1.8565 | 0.81708 | 0.81708 | 0.81708 | 0.81708 | 0.81708
IL Fac. Spec. - NOX Rate Summer v3.1, Unit 2858 and retrofits | 578 | 1797 | Rate Constraint in lbs/MMBtu | FALSE | L | Annual | Rate | lb/MMBtu | 0.01176 | 0.01176 | 0.01176 | 0.01176 | 0.01176 | 0.01176 | 0.01176 | 0.01176
IL Fac. Spec. - NOX Rate Summer v3.1, Unit 2858 and retrofits | 578 | 1797 | Rate Constraint in lbs/MMBtu | FALSE | L | Annual | Generation | TWh | 0.17579 | 0.23154 | 0.23154 | 0.10191 | 0.10191 | 0.10191 | 0.10191 | 0.10191
IL Fac. Spec. - NOX Rate Summer v3.1, Unit 2858 and retrofits | 578 | 1797 | Rate Constraint in lbs/MMBtu | FALSE | L | Annual | Qualifying Generation | TWh | 0.17579 | 0.23154 | 0.23154 | 0.10191 | 0.10191 | 0.10191 | 0.10191 | 0.10191
IL Fac. Spec. - NOX Rate Summer v3.1, Unit 2858 and retrofits | 578 | 1797 | Rate Constraint in lbs/MMBtu | FALSE | L | Annual | Rate | lb/MWh | 0.094292 | 0.094292 | 0.094292 | 0.094292 | 0.094292 | 0.094292 | 0.094292 | 0.094292
IL Fac. Spec. - NOX Rate Summer v3.1, Unit 2858 and retrofits | 578 | 1797 | Rate Constraint in lbs/MMBtu | FALSE | L | Annual | Constraint Shadow Price | US2016$/Ton | 0 | 0 | 0 | 0 | 0 | 0 | 0 | 0
IL Fac. Spec. - NOX Rate Summer v3.1, Unit 2859 and retrofits | 579 | 1797 | Rate Constraint in lbs/MMBtu | FALSE | L | Annual | Seasons Included | Seasons | Summer | Summer | Summer | Summer | Summer | Summer | Summer | Summer
IL Fac. Spec. - NOX Rate Summer v3.1, Unit 2859 and retrofits | 579 | 1797 | Rate Constraint in lbs/MMBtu | FALSE | L | Annual | Standard NOX | lb/MMBtu | 0.25 | 0.25 | 0.25 | 0.25 | 0.25 | 0.25 | 0.25 | 0.25
IL Fac. Spec. - NOX Rate Summer v3.1, Unit 2859 and retrofits | 579 | 1797 | Rate Constraint in lbs/MMBtu | FALSE | L | Annual | Emissions at Affected Plants NOX | Thousand Tons | 0.0096038 | 0.012649 | 0.012649 | 0.0055673 | 0.0055673 | 0.0055673 | 0.0055673 | 0.0055673
IL Fac. Spec. - NOX Rate Summer v3.1, Unit 2859 and retrofits | 579 | 1797 | Rate Constraint in lbs/MMBtu | FALSE | L | Annual | Allowances Purchased NOX | Thousand Tons | 0 | 0 | 0 | 0 | 0 | 0 | 0 | 0
IL Fac. Spec. - NOX Rate Summer v3.1, Unit 2859 and retrofits | 579 | 1797 | Rate Constraint in lbs/MMBtu | FALSE | L | Annual | Allowances Sold NOX | Thousand Tons | 0 | 0 | 0 | 0 | 0 | 0 | 0 | 0
IL Fac. Spec. - NOX Rate Summer v3.1, Unit 2859 and retrofits | 579 | 1797 | Rate Constraint in lbs/MMBtu | FALSE | L | Annual | Allowances Banked | Thousand Tons | 0 | 0 | 0 | 0 | 0 | 0 | 0 | 0
IL Fac. Spec. - NOX Rate Summer v3.1, Unit 2859 and retrofits | 579 | 1797 | Rate Constraint in lbs/MMBtu | FALSE | L | Annual | Allowances Withdrawn (1:1) | Thousand Tons | 0 | 0 | 0 | 0 | 0 | 0 | 0 | 0
IL Fac. Spec. - NOX Rate Summer v3.1, Unit 2859 and retrofits | 579 | 1797 | Rate Constraint in lbs/MMBtu | FALSE | L | Annual | Allowances Withdrawn (n:1) | Thousand Tons | 0 | 0 | 0 | 0 | 0 | 0 | 0 | 0
IL Fac. Spec. - NOX Rate Summer v3.1, Unit 2859 and retrofits | 579 | 1797 | Rate Constraint in lbs/MMBtu | FALSE | L | Annual | Net Emissions Allowance Position | Thousand Tons | 0.0096038 | 0.012649 | 0.012649 | 0.0055673 | 0.0055673 | 0.0055673 | 0.0055673 | 0.0055673
IL Fac. Spec. - NOX Rate Summer v3.1, Unit 2859 and retrofits | 579 | 1797 | Rate Constraint in lbs/MMBtu | FALSE | L | Annual | Fuel Consumed | TBtu | 1.6333 | 2.1512 | 2.1512 | 0.94682 | 0.94682 | 0.94682 | 0.94682 | 0.94682
IL Fac. Spec. - NOX Rate Summer v3.1, Unit 2859 and retrofits | 579 | 1797 | Rate Constraint in lbs/MMBtu | FALSE | L | Annual | Rate | lb/MMBtu | 0.01176 | 0.01176 | 0.01176 | 0.01176 | 0.01176 | 0.01176 | 0.01176 | 0.01176
IL Fac. Spec. - NOX Rate Summer v3.1, Unit 2859 and retrofits | 579 | 1797 | Rate Constraint in lbs/MMBtu | FALSE | L | Annual | Generation | TWh | 0.2037 | 0.2683 | 0.2683 | 0.11809 | 0.11809 | 0.11809 | 0.11809 | 0.11809
IL Fac. Spec. - NOX Rate Summer v3.1, Unit 2859 and retrofits | 579 | 1797 | Rate Constraint in lbs/MMBtu | FALSE | L | Annual | Qualifying Generation | TWh | 0.2037 | 0.2683 | 0.2683 | 0.11809 | 0.11809 | 0.11809 | 0.11809 | 0.11809
IL Fac. Spec. - NOX Rate Summer v3.1, Unit 2859 and retrofits | 579 | 1797 | Rate Constraint in lbs/MMBtu | FALSE | L | Annual | Rate | lb/MWh | 0.094292 | 0.094292 | 0.094292 | 0.094292 | 0.094292 | 0.094292 | 0.094292 | 0.094292
IL Fac. Spec. - NOX Rate Summer v3.1, Unit 2859 and retrofits | 579 | 1797 | Rate Constraint in lbs/MMBtu | FALSE | L | Annual | Constraint Shadow Price | US2016$/Ton | 0 | 0 | 0 | 0 | 0 | 0 | 0 | 0
IL Fac. Spec. - NOX Rate Summer v3.1, Unit 2860 and retrofits | 580 | 1797 | Rate Constraint in lbs/MMBtu | FALSE | L | Annual | Seasons Included | Seasons | Summer | Summer | Summer | Summer | Summer | Summer | Summer | Summer
IL Fac. Spec. - NOX Rate Summer v3.1, Unit 2860 and retrofits | 580 | 1797 | Rate Constraint in lbs/MMBtu | FALSE | L | Annual | Standard NOX | lb/MMBtu | 0.25 | 0.25 | 0.25 | 0.25 | 0.25 | 0.25 | 0.25 | 0.25
IL Fac. Spec. - NOX Rate Summer v3.1, Unit 2860 and retrofits | 580 | 1797 | Rate Constraint in lbs/MMBtu | FALSE | L | Annual | Emissions at Affected Plants NOX | Thousand Tons | 0.013248 | 0.013248 | 0.012901 | 0.012106 | 0.013248 | 0.0074389 | 0.0074389 | 0.0074389
IL Fac. Spec. - NOX Rate Summer v3.1, Unit 2860 and retrofits | 580 | 1797 | Rate Constraint in lbs/MMBtu | FALSE | L | Annual | Allowances Purchased NOX | Thousand Tons | 0 | 0 | 0 | 0 | 0 | 0 | 0 | 0
IL Fac. Spec. - NOX Rate Summer v3.1, Unit 2860 and retrofits | 580 | 1797 | Rate Constraint in lbs/MMBtu | FALSE | L | Annual | Allowances Sold NOX | Thousand Tons | 0 | 0 | 0 | 0 | 0 | 0 | 0 | 0
IL Fac. Spec. - NOX Rate Summer v3.1, Unit 2860 and retrofits | 580 | 1797 | Rate Constraint in lbs/MMBtu | FALSE | L | Annual | Allowances Banked | Thousand Tons | 0 | 0 | 0 | 0 | 0 | 0 | 0 | 0
IL Fac. Spec. - NOX Rate Summer v3.1, Unit 2860 and retrofits | 580 | 1797 | Rate Constraint in lbs/MMBtu | FALSE | L | Annual | Allowances Withdrawn (1:1) | Thousand Tons | 0 | 0 | 0 | 0 | 0 | 0 | 0 | 0
IL Fac. Spec. - NOX Rate Summer v3.1, Unit 2860 and retrofits | 580 | 1797 | Rate Constraint in lbs/MMBtu | FALSE | L | Annual | Allowances Withdrawn (n:1) | Thousand Tons | 0 | 0 | 0 | 0 | 0 | 0 | 0 | 0
IL Fac. Spec. - NOX Rate Summer v3.1, Unit 2860 and retrofits | 580 | 1797 | Rate Constraint in lbs/MMBtu | FALSE | L | Annual | Net Emissions Allowance Position | Thousand Tons | 0.013248 | 0.013248 | 0.012901 | 0.012106 | 0.013248 | 0.0074389 | 0.0074389 | 0.0074389
IL Fac. Spec. - NOX Rate Summer v3.1, Unit 2860 and retrofits | 580 | 1797 | Rate Constraint in lbs/MMBtu | FALSE | L | Annual | Fuel Consumed | TBtu | 2.9213 | 2.9213 | 2.8449 | 2.6695 | 2.9213 | 1.6403 | 1.6403 | 1.6403
IL Fac. Spec. - NOX Rate Summer v3.1, Unit 2860 and retrofits | 580 | 1797 | Rate Constraint in lbs/MMBtu | FALSE | L | Annual | Rate | lb/MMBtu | 0.00907 | 0.00907 | 0.00907 | 0.00907 | 0.00907 | 0.00907 | 0.00907 | 0.00907
IL Fac. Spec. - NOX Rate Summer v3.1, Unit 2860 and retrofits | 580 | 1797 | Rate Constraint in lbs/MMBtu | FALSE | L | Annual | Generation | TWh | 0.39985 | 0.39985 | 0.38939 | 0.36538 | 0.39985 | 0.22452 | 0.22452 | 0.22452
IL Fac. Spec. - NOX Rate Summer v3.1, Unit 2860 and retrofits | 580 | 1797 | Rate Constraint in lbs/MMBtu | FALSE | L | Annual | Qualifying Generation | TWh | 0.39985 | 0.39985 | 0.38939 | 0.36538 | 0.39985 | 0.22452 | 0.22452 | 0.22452
IL Fac. Spec. - NOX Rate Summer v3.1, Unit 2860 and retrofits | 580 | 1797 | Rate Constraint in lbs/MMBtu | FALSE | L | Annual | Rate | lb/MWh | 0.066265 | 0.066265 | 0.066265 | 0.066265 | 0.066265 | 0.066265 | 0.066265 | 0.066265
IL Fac. Spec. - NOX Rate Summer v3.1, Unit 2860 and retrofits | 580 | 1797 | Rate Constraint in lbs/MMBtu | FALSE | L | Annual | Constraint Shadow Price | US2016$/Ton | 0 | 0 | 0 | 0 | 0 | 0 | 0 | 0
IL Fac. Spec. - NOX Rate Summer v3.1, Unit 2861 and retrofits | 581 | 1797 | Rate Constraint in lbs/MMBtu | FALSE | L | Annual | Seasons Included | Seasons | Summer | Summer | Summer | Summer | Summer | Summer | Summer | Summer
IL Fac. Spec. - NOX Rate Summer v3.1, Unit 2861 and retrofits | 581 | 1797 | Rate Constraint in lbs/MMBtu | FALSE | L | Annual | Standard NOX | lb/MMBtu | 0.25 | 0.25 | 0.25 | 0.25 | 0.25 | 0.25 | 0.25 | 0.25
IL Fac. Spec. - NOX Rate Summer v3.1, Unit 2861 and retrofits | 581 | 1797 | Rate Constraint in lbs/MMBtu | FALSE | L | Annual | Emissions at Affected Plants NOX | Thousand Tons | 0.015293 | 0.015293 | 0.013975 | 0.013975 | 0.015293 | 0.0085872 | 0.0085872 | 0.0085872
IL Fac. Spec. - NOX Rate Summer v3.1, Unit 2861 and retrofits | 581 | 1797 | Rate Constraint in lbs/MMBtu | FALSE | L | Annual | Allowances Purchased NOX | Thousand Tons | 0 | 0 | 0 | 0 | 0 | 0 | 0 | 0
IL Fac. Spec. - NOX Rate Summer v3.1, Unit 2861 and retrofits | 581 | 1797 | Rate Constraint in lbs/MMBtu | FALSE | L | Annual | Allowances Sold NOX | Thousand Tons | 0 | 0 | 0 | 0 | 0 | 0 | 0 | 0
IL Fac. Spec. - NOX Rate Summer v3.1, Unit 2861 and retrofits | 581 | 1797 | Rate Constraint in lbs/MMBtu | FALSE | L | Annual | Allowances Banked | Thousand Tons | 0 | 0 | 0 | 0 | 0 | 0 | 0 | 0
IL Fac. Spec. - NOX Rate Summer v3.1, Unit 2861 and retrofits | 581 | 1797 | Rate Constraint in lbs/MMBtu | FALSE | L | Annual | Allowances Withdrawn (1:1) | Thousand Tons | 0 | 0 | 0 | 0 | 0 | 0 | 0 | 0
IL Fac. Spec. - NOX Rate Summer v3.1, Unit 2861 and retrofits | 581 | 1797 | Rate Constraint in lbs/MMBtu | FALSE | L | Annual | Allowances Withdrawn (n:1) | Thousand Tons | 0 | 0 | 0 | 0 | 0 | 0 | 0 | 0
IL Fac. Spec. - NOX Rate Summer v3.1, Unit 2861 and retrofits | 581 | 1797 | Rate Constraint in lbs/MMBtu | FALSE | L | Annual | Net Emissions Allowance Position | Thousand Tons | 0.015293 | 0.015293 | 0.013975 | 0.013975 | 0.015293 | 0.0085872 | 0.0085872 | 0.0085872
IL Fac. Spec. - NOX Rate Summer v3.1, Unit 2861 and retrofits | 581 | 1797 | Rate Constraint in lbs/MMBtu | FALSE | L | Annual | Fuel Consumed | TBtu | 2.9213 | 2.9213 | 2.6695 | 2.6695 | 2.9213 | 1.6403 | 1.6403 | 1.6403
IL Fac. Spec. - NOX Rate Summer v3.1, Unit 2861 and retrofits | 581 | 1797 | Rate Constraint in lbs/MMBtu | FALSE | L | Annual | Rate | lb/MMBtu | 0.01047 | 0.01047 | 0.01047 | 0.01047 | 0.01047 | 0.01047 | 0.01047 | 0.01047
IL Fac. Spec. - NOX Rate Summer v3.1, Unit 2861 and retrofits | 581 | 1797 | Rate Constraint in lbs/MMBtu | FALSE | L | Annual | Generation | TWh | 0.39985 | 0.39985 | 0.36538 | 0.36538 | 0.39985 | 0.22452 | 0.22452 | 0.22452
IL Fac. Spec. - NOX Rate Summer v3.1, Unit 2861 and retrofits | 581 | 1797 | Rate Constraint in lbs/MMBtu | FALSE | L | Annual | Qualifying Generation | TWh | 0.39985 | 0.39985 | 0.36538 | 0.36538 | 0.39985 | 0.22452 | 0.22452 | 0.22452
IL Fac. Spec. - NOX Rate Summer v3.1, Unit 2861 and retrofits | 581 | 1797 | Rate Constraint in lbs/MMBtu | FALSE | L | Annual | Rate | lb/MWh | 0.076494 | 0.076494 | 0.076494 | 0.076494 | 0.076494 | 0.076494 | 0.076494 | 0.076494
IL Fac. Spec. - NOX Rate Summer v3.1, Unit 2861 and retrofits | 581 | 1797 | Rate Constraint in lbs/MMBtu | FALSE | L | Annual | Constraint Shadow Price | US2016$/Ton | 0 | 0 | 0 | 0 | 0 | 0 | 0 | 0
IL Fac. Spec. - NOX Rate Summer v3.1, Unit 2862 and retrofits | 582 | 1797 | Rate Constraint in lbs/MMBtu | FALSE | L | Annual | Seasons Included | Seasons | Summer | Summer | Summer | Summer | Summer | Summer | Summer | Summer
IL Fac. Spec. - NOX Rate Summer v3.1, Unit 2862 and retrofits | 582 | 1797 | Rate Constraint in lbs/MMBtu | FALSE | L | Annual | Standard NOX | lb/MMBtu | 0.25 | 0.25 | 0.25 | 0.25 | 0.25 | 0.25 | 0.25 | 0.25
IL Fac. Spec. - NOX Rate Summer v3.1, Unit 2862 and retrofits | 582 | 1797 | Rate Constraint in lbs/MMBtu | FALSE | L | Annual | Emissions at Affected Plants NOX | Thousand Tons | 0.016797 | 0.016797 | 0.015349 | 0.015349 | 0.015349 | 0.009432 | 0.0041513 | 0.0041513
IL Fac. Spec. - NOX Rate Summer v3.1, Unit 2862 and retrofits | 582 | 1797 | Rate Constraint in lbs/MMBtu | FALSE | L | Annual | Allowances Purchased NOX | Thousand Tons | 0 | 0 | 0 | 0 | 0 | 0 | 0 | 0
IL Fac. Spec. - NOX Rate Summer v3.1, Unit 2862 and retrofits | 582 | 1797 | Rate Constraint in lbs/MMBtu | FALSE | L | Annual | Allowances Sold NOX | Thousand Tons | 0 | 0 | 0 | 0 | 0 | 0 | 0 | 0
IL Fac. Spec. - NOX Rate Summer v3.1, Unit 2862 and retrofits | 582 | 1797 | Rate Constraint in lbs/MMBtu | FALSE | L | Annual | Allowances Banked | Thousand Tons | 0 | 0 | 0 | 0 | 0 | 0 | 0 | 0
IL Fac. Spec. - NOX Rate Summer v3.1, Unit 2862 and retrofits | 582 | 1797 | Rate Constraint in lbs/MMBtu | FALSE | L | Annual | Allowances Withdrawn (1:1) | Thousand Tons | 0 | 0 | 0 | 0 | 0 | 0 | 0 | 0
IL Fac. Spec. - NOX Rate Summer v3.1, Unit 2862 and retrofits | 582 | 1797 | Rate Constraint in lbs/MMBtu | FALSE | L | Annual | Allowances Withdrawn (n:1) | Thousand Tons | 0 | 0 | 0 | 0 | 0 | 0 | 0 | 0
IL Fac. Spec. - NOX Rate Summer v3.1, Unit 2862 and retrofits | 582 | 1797 | Rate Constraint in lbs/MMBtu | FALSE | L | Annual | Net Emissions Allowance Position | Thousand Tons | 0.016797 | 0.016797 | 0.015349 | 0.015349 | 0.015349 | 0.009432 | 0.0041513 | 0.0041513
IL Fac. Spec. - NOX Rate Summer v3.1, Unit 2862 and retrofits | 582 | 1797 | Rate Constraint in lbs/MMBtu | FALSE | L | Annual | Fuel Consumed | TBtu | 2.9213 | 2.9213 | 2.6695 | 2.6695 | 2.6695 | 1.6403 | 0.72196 | 0.72196
IL Fac. Spec. - NOX Rate Summer v3.1, Unit 2862 and retrofits | 582 | 1797 | Rate Constraint in lbs/MMBtu | FALSE | L | Annual | Rate | lb/MMBtu | 0.0115 | 0.0115 | 0.0115 | 0.0115 | 0.0115 | 0.0115 | 0.0115 | 0.0115
IL Fac. Spec. - NOX Rate Summer v3.1, Unit 2862 and retrofits | 582 | 1797 | Rate Constraint in lbs/MMBtu | FALSE | L | Annual | Generation | TWh | 0.39985 | 0.39985 | 0.36538 | 0.36538 | 0.36538 | 0.22452 | 0.098817 | 0.098817
IL Fac. Spec. - NOX Rate Summer v3.1, Unit 2862 and retrofits | 582 | 1797 | Rate Constraint in lbs/MMBtu | FALSE | L | Annual | Qualifying Generation | TWh | 0.39985 | 0.39985 | 0.36538 | 0.36538 | 0.36538 | 0.22452 | 0.098817 | 0.098817
IL Fac. Spec. - NOX Rate Summer v3.1, Unit 2862 and retrofits | 582 | 1797 | Rate Constraint in lbs/MMBtu | FALSE | L | Annual | Rate | lb/MWh | 0.084019 | 0.084019 | 0.084019 | 0.084019 | 0.084019 | 0.084019 | 0.084019 | 0.084019
IL Fac. Spec. - NOX Rate Summer v3.1, Unit 2862 and retrofits | 582 | 1797 | Rate Constraint in lbs/MMBtu | FALSE | L | Annual | Constraint Shadow Price | US2016$/Ton | 0 | 0 | 0 | 0 | 0 | 0 | 0 | 0
IL Fac. Spec. - NOX Rate Summer v3.1, Unit 2863 and retrofits | 583 | 1797 | Rate Constraint in lbs/MMBtu | FALSE | L | Annual | Seasons Included | Seasons | Summer | Summer | Summer | Summer | Summer | Summer | Summer | Summer
IL Fac. Spec. - NOX Rate Summer v3.1, Unit 2863 and retrofits | 583 | 1797 | Rate Constraint in lbs/MMBtu | FALSE | L | Annual | Standard NOX | lb/MMBtu | 0.25 | 0.25 | 0.25 | 0.25 | 0.25 | 0.25 | 0.25 | 0.25
IL Fac. Spec. - NOX Rate Summer v3.1, Unit 2863 and retrofits | 583 | 1797 | Rate Constraint in lbs/MMBtu | FALSE | L | Annual | Emissions at Affected Plants NOX | Thousand Tons | 0.014148 | 0.015483 | 0.014148 | 0.014148 | 0.015483 | 0.0086938 | 0.0086938 | 0.0086938
IL Fac. Spec. - NOX Rate Summer v3.1, Unit 2863 and retrofits | 583 | 1797 | Rate Constraint in lbs/MMBtu | FALSE | L | Annual | Allowances Purchased NOX | Thousand Tons | 0 | 0 | 0 | 0 | 0 | 0 | 0 | 0
IL Fac. Spec. - NOX Rate Summer v3.1, Unit 2863 and retrofits | 583 | 1797 | Rate Constraint in lbs/MMBtu | FALSE | L | Annual | Allowances Sold NOX | Thousand Tons | 0 | 0 | 0 | 0 | 0 | 0 | 0 | 0
IL Fac. Spec. - NOX Rate Summer v3.1, Unit 2863 and retrofits | 583 | 1797 | Rate Constraint in lbs/MMBtu | FALSE | L | Annual | Allowances Banked | Thousand Tons | 0 | 0 | 0 | 0 | 0 | 0 | 0 | 0
IL Fac. Spec. - NOX Rate Summer v3.1, Unit 2863 and retrofits | 583 | 1797 | Rate Constraint in lbs/MMBtu | FALSE | L | Annual | Allowances Withdrawn (1:1) | Thousand Tons | 0 | 0 | 0 | 0 | 0 | 0 | 0 | 0
IL Fac. Spec. - NOX Rate Summer v3.1, Unit 2863 and retrofits | 583 | 1797 | Rate Constraint in lbs/MMBtu | FALSE | L | Annual | Allowances Withdrawn (n:1) | Thousand Tons | 0 | 0 | 0 | 0 | 0 | 0 | 0 | 0
IL Fac. Spec. - NOX Rate Summer v3.1, Unit 2863 and retrofits | 583 | 1797 | Rate Constraint in lbs/MMBtu | FALSE | L | Annual | Net Emissions Allowance Position | Thousand Tons | 0.014148 | 0.015483 | 0.014148 | 0.014148 | 0.015483 | 0.0086938 | 0.0086938 | 0.0086938
IL Fac. Spec. - NOX Rate Summer v3.1, Unit 2863 and retrofits | 583 | 1797 | Rate Constraint in lbs/MMBtu | FALSE | L | Annual | Fuel Consumed | TBtu | 2.6695 | 2.9213 | 2.6695 | 2.6695 | 2.9213 | 1.6403 | 1.6403 | 1.6403
IL Fac. Spec. - NOX Rate Summer v3.1, Unit 2863 and retrofits | 583 | 1797 | Rate Constraint in lbs/MMBtu | FALSE | L | Annual | Rate | lb/MMBtu | 0.0106 | 0.0106 | 0.0106 | 0.0106 | 0.0106 | 0.0106 | 0.0106 | 0.0106
IL Fac. Spec. - NOX Rate Summer v3.1, Unit 2863 and retrofits | 583 | 1797 | Rate Constraint in lbs/MMBtu | FALSE | L | Annual | Generation | TWh | 0.36538 | 0.39985 | 0.36538 | 0.36538 | 0.39985 | 0.22452 | 0.22452 | 0.22452
IL Fac. Spec. - NOX Rate Summer v3.1, Unit 2863 and retrofits | 583 | 1797 | Rate Constraint in lbs/MMBtu | FALSE | L | Annual | Qualifying Generation | TWh | 0.36538 | 0.39985 | 0.36538 | 0.36538 | 0.39985 | 0.22452 | 0.22452 | 0.22452
IL Fac. Spec. - NOX Rate Summer v3.1, Unit 2863 and retrofits | 583 | 1797 | Rate Constraint in lbs/MMBtu | FALSE | L | Annual | Rate | lb/MWh | 0.077444 | 0.077444 | 0.077444 | 0.077444 | 0.077444 | 0.077444 | 0.077444 | 0.077444
IL Fac. Spec. - NOX Rate Summer v3.1, Unit 2863 and retrofits | 583 | 1797 | Rate Constraint in lbs/MMBtu | FALSE | L | Annual | Constraint Shadow Price | US2016$/Ton | 0 | 0 | 0 | 0 | 0 | 0 | 0 | 0
IL Fac. Spec. - NOX Rate Summer v3.1, Unit 2864 and retrofits | 584 | 1797 | Rate Constraint in lbs/MMBtu | FALSE | L | Annual | Seasons Included | Seasons | Summer | Summer | Summer | Summer | Summer | Summer | Summer | Summer
IL Fac. Spec. - NOX Rate Summer v3.1, Unit 2864 and retrofits | 584 | 1797 | Rate Constraint in lbs/MMBtu | FALSE | L | Annual | Standard NOX | lb/MMBtu | 0.25 | 0.25 | 0.25 | 0.25 | 0.25 | 0.25 | 0.25 | 0.25
IL Fac. Spec. - NOX Rate Summer v3.1, Unit 2864 and retrofits | 584 | 1797 | Rate Constraint in lbs/MMBtu | FALSE | L | Annual | Emissions at Affected Plants NOX | Thousand Tons | 0.01035 | 0.01035 | 0.0094579 | 0.0094579 | 0.0094579 | 0.0058117 | 0.0025579 | 0.0058117
IL Fac. Spec. - NOX Rate Summer v3.1, Unit 2864 and retrofits | 584 | 1797 | Rate Constraint in lbs/MMBtu | FALSE | L | Annual | Allowances Purchased NOX | Thousand Tons | 0 | 0 | 0 | 0 | 0 | 0 | 0 | 0
IL Fac. Spec. - NOX Rate Summer v3.1, Unit 2864 and retrofits | 584 | 1797 | Rate Constraint in lbs/MMBtu | FALSE | L | Annual | Allowances Sold NOX | Thousand Tons | 0 | 0 | 0 | 0 | 0 | 0 | 0 | 0
IL Fac. Spec. - NOX Rate Summer v3.1, Unit 2864 and retrofits | 584 | 1797 | Rate Constraint in lbs/MMBtu | FALSE | L | Annual | Allowances Banked | Thousand Tons | 0 | 0 | 0 | 0 | 0 | 0 | 0 | 0
IL Fac. Spec. - NOX Rate Summer v3.1, Unit 2864 and retrofits | 584 | 1797 | Rate Constraint in lbs/MMBtu | FALSE | L | Annual | Allowances Withdrawn (1:1) | Thousand Tons | 0 | 0 | 0 | 0 | 0 | 0 | 0 | 0
IL Fac. Spec. - NOX Rate Summer v3.1, Unit 2864 and retrofits | 584 | 1797 | Rate Constraint in lbs/MMBtu | FALSE | L | Annual | Allowances Withdrawn (n:1) | Thousand Tons | 0 | 0 | 0 | 0 | 0 | 0 | 0 | 0
IL Fac. Spec. - NOX Rate Summer v3.1, Unit 2864 and retrofits | 584 | 1797 | Rate Constraint in lbs/MMBtu | FALSE | L | Annual | Net Emissions Allowance Position | Thousand Tons | 0.01035 | 0.01035 | 0.0094579 | 0.0094579 | 0.0094579 | 0.0058117 | 0.0025579 | 0.0058117
IL Fac. Spec. - NOX Rate Summer v3.1, Unit 2864 and retrofits | 584 | 1797 | Rate Constraint in lbs/MMBtu | FALSE | L | Annual | Fuel Consumed | TBtu | 2.2822 | 2.2822 | 2.0855 | 2.0855 | 2.0855 | 1.2815 | 0.56403 | 1.2815
IL Fac. Spec. - NOX Rate Summer v3.1, Unit 2864 and retrofits | 584 | 1797 | Rate Constraint in lbs/MMBtu | FALSE | L | Annual | Rate | lb/MMBtu | 0.00907 | 0.00907 | 0.00907 | 0.00907 | 0.00907 | 0.00907 | 0.00907 | 0.00907
IL Fac. Spec. - NOX Rate Summer v3.1, Unit 2864 and retrofits | 584 | 1797 | Rate Constraint in lbs/MMBtu | FALSE | L | Annual | Generation | TWh | 0.31238 | 0.31238 | 0.28545 | 0.28545 | 0.28545 | 0.17541 | 0.077201 | 0.17541
IL Fac. Spec. - NOX Rate Summer v3.1, Unit 2864 and retrofits | 584 | 1797 | Rate Constraint in lbs/MMBtu | FALSE | L | Annual | Qualifying Generation | TWh | 0.31238 | 0.31238 | 0.28545 | 0.28545 | 0.28545 | 0.17541 | 0.077201 | 0.17541
IL Fac. Spec. - NOX Rate Summer v3.1, Unit 2864 and retrofits | 584 | 1797 | Rate Constraint in lbs/MMBtu | FALSE | L | Annual | Rate | lb/MWh | 0.066265 | 0.066265 | 0.066265 | 0.066265 | 0.066265 | 0.066265 | 0.066265 | 0.066265
IL Fac. Spec. - NOX Rate Summer v3.1, Unit 2864 and retrofits | 584 | 1797 | Rate Constraint in lbs/MMBtu | FALSE | L | Annual | Constraint Shadow Price | US2016$/Ton | 0 | 0 | 0 | 0 | 0 | 0 | 0 | 0
IL Fac. Spec. - NOX Rate Summer v3.1, Unit 2865 and retrofits | 585 | 1797 | Rate Constraint in lbs/MMBtu | FALSE | L | Annual | Seasons Included | Seasons | Summer | Summer | Summer | Summer | Summer | Summer | Summer | Summer
IL Fac. Spec. - NOX Rate Summer v3.1, Unit 2865 and retrofits | 585 | 1797 | Rate Constraint in lbs/MMBtu | FALSE | L | Annual | Standard NOX | lb/MMBtu | 0.25 | 0.25 | 0.25 | 0.25 | 0.25 | 0.25 | 0.25 | 0.25
IL Fac. Spec. - NOX Rate Summer v3.1, Unit 2865 and retrofits | 585 | 1797 | Rate Constraint in lbs/MMBtu | FALSE | L | Annual | Emissions at Affected Plants NOX | Thousand Tons | 0.011948 | 0.011948 | 0.010918 | 0.010918 | 0.011948 | 0.0067087 | 0.0029527 | 0.0029527
IL Fac. Spec. - NOX Rate Summer v3.1, Unit 2865 and retrofits | 585 | 1797 | Rate Constraint in lbs/MMBtu | FALSE | L | Annual | Allowances Purchased NOX | Thousand Tons | 0 | 0 | 0 | 0 | 0 | 0 | 0 | 0
IL Fac. Spec. - NOX Rate Summer v3.1, Unit 2865 and retrofits | 585 | 1797 | Rate Constraint in lbs/MMBtu | FALSE | L | Annual | Allowances Sold NOX | Thousand Tons | 0 | 0 | 0 | 0 | 0 | 0 | 0 | 0
IL Fac. Spec. - NOX Rate Summer v3.1, Unit 2865 and retrofits | 585 | 1797 | Rate Constraint in lbs/MMBtu | FALSE | L | Annual | Allowances Banked | Thousand Tons | 0 | 0 | 0 | 0 | 0 | 0 | 0 | 0
IL Fac. Spec. - NOX Rate Summer v3.1, Unit 2865 and retrofits | 585 | 1797 | Rate Constraint in lbs/MMBtu | FALSE | L | Annual | Allowances Withdrawn (1:1) | Thousand Tons | 0 | 0 | 0 | 0 | 0 | 0 | 0 | 0
IL Fac. Spec. - NOX Rate Summer v3.1, Unit 2865 and retrofits | 585 | 1797 | Rate Constraint in lbs/MMBtu | FALSE | L | Annual | Allowances Withdrawn (n:1) | Thousand Tons | 0 | 0 | 0 | 0 | 0 | 0 | 0 | 0
IL Fac. Spec. - NOX Rate Summer v3.1, Unit 2865 and retrofits | 585 | 1797 | Rate Constraint in lbs/MMBtu | FALSE | L | Annual | Net Emissions Allowance Position | Thousand Tons | 0.011948 | 0.011948 | 0.010918 | 0.010918 | 0.011948 | 0.0067087 | 0.0029527 | 0.0029527
IL Fac. Spec. - NOX Rate Summer v3.1, Unit 2865 and retrofits | 585 | 1797 | Rate Constraint in lbs/MMBtu | FALSE | L | Annual | Fuel Consumed | TBtu | 2.2822 | 2.2822 | 2.0855 | 2.0855 | 2.2822 | 1.2815 | 0.56403 | 0.56403
IL Fac. Spec. - NOX Rate Summer v3.1, Unit 2865 and retrofits | 585 | 1797 | Rate Constraint in lbs/MMBtu | FALSE | L | Annual | Rate | lb/MMBtu | 0.01047 | 0.01047 | 0.01047 | 0.01047 | 0.01047 | 0.01047 | 0.01047 | 0.01047
IL Fac. Spec. - NOX Rate Summer v3.1, Unit 2865 and retrofits | 585 | 1797 | Rate Constraint in lbs/MMBtu | FALSE | L | Annual | Generation | TWh | 0.31238 | 0.31238 | 0.28545 | 0.28545 | 0.31238 | 0.17541 | 0.077201 | 0.077201
IL Fac. Spec. - NOX Rate Summer v3.1, Unit 2865 and retrofits | 585 | 1797 | Rate Constraint in lbs/MMBtu | FALSE | L | Annual | Qualifying Generation | TWh | 0.31238 | 0.31238 | 0.28545 | 0.28545 | 0.31238 | 0.17541 | 0.077201 | 0.077201
IL Fac. Spec. - NOX Rate Summer v3.1, Unit 2865 and retrofits | 585 | 1797 | Rate Constraint in lbs/MMBtu | FALSE | L | Annual | Rate | lb/MWh | 0.076494 | 0.076494 | 0.076494 | 0.076494 | 0.076494 | 0.076494 | 0.076494 | 0.076494
IL Fac. Spec. - NOX Rate Summer v3.1, Unit 2865 and retrofits | 585 | 1797 | Rate Constraint in lbs/MMBtu | FALSE | L | Annual | Constraint Shadow Price | US2016$/Ton | 0 | 0 | 0 | 0 | 0 | 0 | 0 | 0
IL Fac. Spec. - NOX Rate Summer v3.1, Unit 2866 and retrofits | 586 | 1797 | Rate Constraint in lbs/MMBtu | FALSE | L | Annual | Seasons Included | Seasons | Summer | Summer | Summer | Summer | Summer | Summer | Summer | Summer
IL Fac. Spec. - NOX Rate Summer v3.1, Unit 2866 and retrofits | 586 | 1797 | Rate Constraint in lbs/MMBtu | FALSE | L | Annual | Standard NOX | lb/MMBtu | 0.25 | 0.25 | 0.25 | 0.25 | 0.25 | 0.25 | 0.25 | 0.25
IL Fac. Spec. - NOX Rate Summer v3.1, Unit 2866 and retrofits | 586 | 1797 | Rate Constraint in lbs/MMBtu | FALSE | L | Annual | Emissions at Affected Plants NOX | Thousand Tons | 0.011992 | 0.013123 | 0.011992 | 0.0077536 | 0.011992 | 0.0073687 | 0.0063809 | 0.0068244
IL Fac. Spec. - NOX Rate Summer v3.1, Unit 2866 and retrofits | 586 | 1797 | Rate Constraint in lbs/MMBtu | FALSE | L | Annual | Allowances Purchased NOX | Thousand Tons | 0 | 0 | 0 | 0 | 0 | 0 | 0 | 0
IL Fac. Spec. - NOX Rate Summer v3.1, Unit 2866 and retrofits | 586 | 1797 | Rate Constraint in lbs/MMBtu | FALSE | L | Annual | Allowances Sold NOX | Thousand Tons | 0 | 0 | 0 | 0 | 0 | 0 | 0 | 0
IL Fac. Spec. - NOX Rate Summer v3.1, Unit 2866 and retrofits | 586 | 1797 | Rate Constraint in lbs/MMBtu | FALSE | L | Annual | Allowances Banked | Thousand Tons | 0 | 0 | 0 | 0 | 0 | 0 | 0 | 0
IL Fac. Spec. - NOX Rate Summer v3.1, Unit 2866 and retrofits | 586 | 1797 | Rate Constraint in lbs/MMBtu | FALSE | L | Annual | Allowances Withdrawn (1:1) | Thousand Tons | 0 | 0 | 0 | 0 | 0 | 0 | 0 | 0
IL Fac. Spec. - NOX Rate Summer v3.1, Unit 2866 and retrofits | 586 | 1797 | Rate Constraint in lbs/MMBtu | FALSE | L | Annual | Allowances Withdrawn (n:1) | Thousand Tons | 0 | 0 | 0 | 0 | 0 | 0 | 0 | 0
IL Fac. Spec. - NOX Rate Summer v3.1, Unit 2866 and retrofits | 586 | 1797 | Rate Constraint in lbs/MMBtu | FALSE | L | Annual | Net Emissions Allowance Position | Thousand Tons | 0.011992 | 0.013123 | 0.011992 | 0.0077536 | 0.011992 | 0.0073687 | 0.0063809 | 0.0068244
IL Fac. Spec. - NOX Rate Summer v3.1, Unit 2866 and retrofits | 586 | 1797 | Rate Constraint in lbs/MMBtu | FALSE | L | Annual | Fuel Consumed | TBtu | 2.0855 | 2.2822 | 2.0855 | 1.3484 | 2.0855 | 1.2815 | 1.1097 | 1.1868
IL Fac. Spec. - NOX Rate Summer v3.1, Unit 2866 and retrofits | 586 | 1797 | Rate Constraint in lbs/MMBtu | FALSE | L | Annual | Rate | lb/MMBtu | 0.0115 | 0.0115 | 0.0115 | 0.0115 | 0.0115 | 0.0115 | 0.0115 | 0.0115
IL Fac. Spec. - NOX Rate Summer v3.1, Unit 2866 and retrofits | 586 | 1797 | Rate Constraint in lbs/MMBtu | FALSE | L | Annual | Generation | TWh | 0.28545 | 0.31238 | 0.28545 | 0.18457 | 0.28545 | 0.17541 | 0.15189 | 0.16245
IL Fac. Spec. - NOX Rate Summer v3.1, Unit 2866 and retrofits | 586 | 1797 | Rate Constraint in lbs/MMBtu | FALSE | L | Annual | Qualifying Generation | TWh | 0.28545 | 0.31238 | 0.28545 | 0.18457 | 0.28545 | 0.17541 | 0.15189 | 0.16245
IL Fac. Spec. - NOX Rate Summer v3.1, Unit 2866 and retrofits | 586 | 1797 | Rate Constraint in lbs/MMBtu | FALSE | L | Annual | Rate | lb/MWh | 0.084019 | 0.084019 | 0.084019 | 0.084019 | 0.084019 | 0.084019 | 0.084019 | 0.084019
IL Fac. Spec. - NOX Rate Summer v3.1, Unit 2866 and retrofits | 586 | 1797 | Rate Constraint in lbs/MMBtu | FALSE | L | Annual | Constraint Shadow Price | US2016$/Ton | 0 | 0 | 0 | 0 | 0 | 0 | 0 | 0
IL Fac. Spec. - NOX Rate Summer v3.1, Unit 2867 and retrofits | 587 | 1797 | Rate Constraint in lbs/MMBtu | FALSE | L | Annual | Seasons Included | Seasons | Summer | Summer | Summer | Summer | Summer | Summer | Summer | Summer
IL Fac. Spec. - NOX Rate Summer v3.1, Unit 2867 and retrofits | 587 | 1797 | Rate Constraint in lbs/MMBtu | FALSE | L | Annual | Standard NOX | lb/MMBtu | 0.25 | 0.25 | 0.25 | 0.25 | 0.25 | 0.25 | 0.25 | 0.25
IL Fac. Spec. - NOX Rate Summer v3.1, Unit 2867 and retrofits | 587 | 1797 | Rate Constraint in lbs/MMBtu | FALSE | L | Annual | Emissions at Affected Plants NOX | Thousand Tons | 0.011589 | 0.012096 | 0.011053 | 0.01015 | 0.011591 | 0.006792 | 0.0029894 | 0.0029894
IL Fac. Spec. - NOX Rate Summer v3.1, Unit 2867 and retrofits | 587 | 1797 | Rate Constraint in lbs/MMBtu | FALSE | L | Annual | Allowances Purchased NOX | Thousand Tons | 0 | 0 | 0 | 0 | 0 | 0 | 0 | 0
IL Fac. Spec. - NOX Rate Summer v3.1, Unit 2867 and retrofits | 587 | 1797 | Rate Constraint in lbs/MMBtu | FALSE | L | Annual | Allowances Sold NOX | Thousand Tons | 0 | 0 | 0 | 0 | 0 | 0 | 0 | 0
IL Fac. Spec. - NOX Rate Summer v3.1, Unit 2867 and retrofits | 587 | 1797 | Rate Constraint in lbs/MMBtu | FALSE | L | Annual | Allowances Banked | Thousand Tons | 0 | 0 | 0 | 0 | 0 | 0 | 0 | 0
IL Fac. Spec. - NOX Rate Summer v3.1, Unit 2867 and retrofits | 587 | 1797 | Rate Constraint in lbs/MMBtu | FALSE | L | Annual | Allowances Withdrawn (1:1) | Thousand Tons | 0 | 0 | 0 | 0 | 0 | 0 | 0 | 0
IL Fac. Spec. - NOX Rate Summer v3.1, Unit 2867 and retrofits | 587 | 1797 | Rate Constraint in lbs/MMBtu | FALSE | L | Annual | Allowances Withdrawn (n:1) | Thousand Tons | 0 | 0 | 0 | 0 | 0 | 0 | 0 | 0
IL Fac. Spec. - NOX Rate Summer v3.1, Unit 2867 and retrofits | 587 | 1797 | Rate Constraint in lbs/MMBtu | FALSE | L | Annual | Net Emissions Allowance Position | Thousand Tons | 0.011589 | 0.012096 | 0.011053 | 0.01015 | 0.011591 | 0.006792 | 0.0029894 | 0.0029894
IL Fac. Spec. - NOX Rate Summer v3.1, Unit 2867 and retrofits | 587 | 1797 | Rate Constraint in lbs/MMBtu | FALSE | L | Annual | Fuel Consumed | TBtu | 2.1866 | 2.2822 | 2.0855 | 1.915 | 2.1871 | 1.2815 | 0.56403 | 0.56403
IL Fac. Spec. - NOX Rate Summer v3.1, Unit 2867 and retrofits | 587 | 1797 | Rate Constraint in lbs/MMBtu | FALSE | L | Annual | Rate | lb/MMBtu | 0.0106 | 0.0106 | 0.0106 | 0.0106 | 0.0106 | 0.0106 | 0.0106 | 0.0106
IL Fac. Spec. - NOX Rate Summer v3.1, Unit 2867 and retrofits | 587 | 1797 | Rate Constraint in lbs/MMBtu | FALSE | L | Annual | Generation | TWh | 0.29929 | 0.31238 | 0.28545 | 0.26212 | 0.29935 | 0.17541 | 0.077201 | 0.077201
IL Fac. Spec. - NOX Rate Summer v3.1, Unit 2867 and retrofits | 587 | 1797 | Rate Constraint in lbs/MMBtu | FALSE | L | Annual | Qualifying Generation | TWh | 0.29929 | 0.31238 | 0.28545 | 0.26212 | 0.29935 | 0.17541 | 0.077201 | 0.077201
IL Fac. Spec. - NOX Rate Summer v3.1, Unit 2867 and retrofits | 587 | 1797 | Rate Constraint in lbs/MMBtu | FALSE | L | Annual | Rate | lb/MWh | 0.077444 | 0.077444 | 0.077444 | 0.077444 | 0.077444 | 0.077444 | 0.077444 | 0.077444
IL Fac. Spec. - NOX Rate Summer v3.1, Unit 2867 and retrofits | 587 | 1797 | Rate Constraint in lbs/MMBtu | FALSE | L | Annual | Constraint Shadow Price | US2016$/Ton | 0 | 0 | 0 | 0 | 0 | 0 | 0 | 0
IL Fac. Spec. - NOX Rate Summer v3.1, Unit 2869 and retrofits | 588 | 1797 | Rate Constraint in lbs/MMBtu | FALSE | L | Annual | Seasons Included | Seasons | Summer | Summer | Summer | Summer | Summer | Summer | Summer | Summer
IL Fac. Spec. - NOX Rate Summer v3.1, Unit 2869 and retrofits | 588 | 1797 | Rate Constraint in lbs/MMBtu | FALSE | L | Annual | Standard NOX | lb/MMBtu | 0.25 | 0.25 | 0.25 | 0.25 | 0.25 | 0.25 | 0.25 | 0.25
IL Fac. Spec. - NOX Rate Summer v3.1, Unit 2869 and retrofits | 588 | 1797 | Rate Constraint in lbs/MMBtu | FALSE | L | Annual | Emissions at Affected Plants NOX | Thousand Tons | 0.054086 | 0.054086 | 0.054086 | 0.054086 | 0.054086 | 0.054086 | 0.054086 | 0.054086
IL Fac. Spec. - NOX Rate Summer v3.1, Unit 2869 and retrofits | 588 | 1797 | Rate Constraint in lbs/MMBtu | FALSE | L | Annual | Allowances Purchased NOX | Thousand Tons | 0 | 0 | 0 | 0 | 0 | 0 | 0 | 0
IL Fac. Spec. - NOX Rate Summer v3.1, Unit 2869 and retrofits | 588 | 1797 | Rate Constraint in lbs/MMBtu | FALSE | L | Annual | Allowances Sold NOX | Thousand Tons | 0 | 0 | 0 | 0 | 0 | 0 | 0 | 0
IL Fac. Spec. - NOX Rate Summer v3.1, Unit 2869 and retrofits | 588 | 1797 | Rate Constraint in lbs/MMBtu | FALSE | L | Annual | Allowances Banked | Thousand Tons | 0 | 0 | 0 | 0 | 0 | 0 | 0 | 0
IL Fac. Spec. - NOX Rate Summer v3.1, Unit 2869 and retrofits | 588 | 1797 | Rate Constraint in lbs/MMBtu | FALSE | L | Annual | Allowances Withdrawn (1:1) | Thousand Tons | 0 | 0 | 0 | 0 | 0 | 0 | 0 | 0
IL Fac. Spec. - NOX Rate Summer v3.1, Unit 2869 and retrofits | 588 | 1797 | Rate Constraint in lbs/MMBtu | FALSE | L | Annual | Allowances Withdrawn (n:1) | Thousand Tons | 0 | 0 | 0 | 0 | 0 | 0 | 0 | 0
IL Fac. Spec. - NOX Rate Summer v3.1, Unit 2869 and retrofits | 588 | 1797 | Rate Constraint in lbs/MMBtu | FALSE | L | Annual | Net Emissions Allowance Position | Thousand Tons | 0.054086 | 0.054086 | 0.054086 | 0.054086 | 0.054086 | 0.054086 | 0.054086 | 0.054086
IL Fac. Spec. - NOX Rate Summer v3.1, Unit 2869 and retrofits | 588 | 1797 | Rate Constraint in lbs/MMBtu | FALSE | L | Annual | Fuel Consumed | TBtu | 0.91193 | 0.91193 | 0.91193 | 0.91193 | 0.91193 | 0.91193 | 0.91193 | 0.91193
IL Fac. Spec. - NOX Rate Summer v3.1, Unit 2869 and retrofits | 588 | 1797 | Rate Constraint in lbs/MMBtu | FALSE | L | Annual | Rate | lb/MMBtu | 0.11862 | 0.11862 | 0.11862 | 0.11862 | 0.11862 | 0.11862 | 0.11862 | 0.11862
IL Fac. Spec. - NOX Rate Summer v3.1, Unit 2869 and retrofits | 588 | 1797 | Rate Constraint in lbs/MMBtu | FALSE | L | Annual | Generation | TWh | 0.15557 | 0.15557 | 0.15557 | 0.15557 | 0.15557 | 0.15557 | 0.15557 | 0.15557
IL Fac. Spec. - NOX Rate Summer v3.1, Unit 2869 and retrofits | 588 | 1797 | Rate Constraint in lbs/MMBtu | FALSE | L | Annual | Qualifying Generation | TWh | 0.15557 | 0.15557 | 0.15557 | 0.15557 | 0.15557 | 0.15557 | 0.15557 | 0.15557
IL Fac. Spec. - NOX Rate Summer v3.1, Unit 2869 and retrofits | 588 | 1797 | Rate Constraint in lbs/MMBtu | FALSE | L | Annual | Rate | lb/MWh | 0.69534 | 0.69534 | 0.69534 | 0.69534 | 0.69534 | 0.69534 | 0.69534 | 0.69534
IL Fac. Spec. - NOX Rate Summer v3.1, Unit 2869 and retrofits | 588 | 1797 | Rate Constraint in lbs/MMBtu | FALSE | L | Annual | Constraint Shadow Price | US2016$/Ton | 0 | 0 | 0 | 0 | 0 | 0 | 0 | 0
IL Fac. Spec. - NOX Rate Summer v3.1, Unit 2870 and retrofits | 589 | 1797 | Rate Constraint in lbs/MMBtu | FALSE | L | Annual | Seasons Included | Seasons | Summer | Summer | Summer | Summer | Summer | Summer | Summer | Summer
IL Fac. Spec. - NOX Rate Summer v3.1, Unit 2870 and retrofits | 589 | 1797 | Rate Constraint in lbs/MMBtu | FALSE | L | Annual | Standard NOX | lb/MMBtu | 0.25 | 0.25 | 0.25 | 0.25 | 0.25 | 0.25 | 0.25 | 0.25
IL Fac. Spec. - NOX Rate Summer v3.1, Unit 2870 and retrofits | 589 | 1797 | Rate Constraint in lbs/MMBtu | FALSE | L | Annual | Emissions at Affected Plants NOX | Thousand Tons | 0.054086 | 0.054086 | 0.054086 | 0.054086 | 0.054086 | 0.054086 | 0.054086 | 0.054086
IL Fac. Spec. - NOX Rate Summer v3.1, Unit 2870 and retrofits | 589 | 1797 | Rate Constraint in lbs/MMBtu | FALSE | L | Annual | Allowances Purchased NOX | Thousand Tons | 0 | 0 | 0 | 0 | 0 | 0 | 0 | 0
IL Fac. Spec. - NOX Rate Summer v3.1, Unit 2870 and retrofits | 589 | 1797 | Rate Constraint in lbs/MMBtu | FALSE | L | Annual | Allowances Sold NOX | Thousand Tons | 0 | 0 | 0 | 0 | 0 | 0 | 0 | 0
IL Fac. Spec. - NOX Rate Summer v3.1, Unit 2870 and retrofits | 589 | 1797 | Rate Constraint in lbs/MMBtu | FALSE | L | Annual | Allowances Banked | Thousand Tons | 0 | 0 | 0 | 0 | 0 | 0 | 0 | 0
IL Fac. Spec. - NOX Rate Summer v3.1, Unit 2870 and retrofits | 589 | 1797 | Rate Constraint in lbs/MMBtu | FALSE | L | Annual | Allowances Withdrawn (1:1) | Thousand Tons | 0 | 0 | 0 | 0 | 0 | 0 | 0 | 0
IL Fac. Spec. - NOX Rate Summer v3.1, Unit 2870 and retrofits | 589 | 1797 | Rate Constraint in lbs/MMBtu | FALSE | L | Annual | Allowances Withdrawn (n:1) | Thousand Tons | 0 | 0 | 0 | 0 | 0 | 0 | 0 | 0
IL Fac. Spec. - NOX Rate Summer v3.1, Unit 2870 and retrofits | 589 | 1797 | Rate Constraint in lbs/MMBtu | FALSE | L | Annual | Net Emissions Allowance Position | Thousand Tons | 0.054086 | 0.054086 | 0.054086 | 0.054086 | 0.054086 | 0.054086 | 0.054086 | 0.054086
IL Fac. Spec. - NOX Rate Summer v3.1, Unit 2870 and retrofits | 589 | 1797 | Rate Constraint in lbs/MMBtu | FALSE | L | Annual | Fuel Consumed | TBtu | 0.91193 | 0.91193 | 0.91193 | 0.91193 | 0.91193 | 0.91193 | 0.91193 | 0.91193
IL Fac. Spec. - NOX Rate Summer v3.1, Unit 2870 and retrofits | 589 | 1797 | Rate Constraint in lbs/MMBtu | FALSE | L | Annual | Rate | lb/MMBtu | 0.11862 | 0.11862 | 0.11862 | 0.11862 | 0.11862 | 0.11862 | 0.11862 | 0.11862
IL Fac. Spec. - NOX Rate Summer v3.1, Unit 2870 and retrofits | 589 | 1797 | Rate Constraint in lbs/MMBtu | FALSE | L | Annual | Generation | TWh | 0.15557 | 0.15557 | 0.15557 | 0.15557 | 0.15557 | 0.15557 | 0.15557 | 0.15557
IL Fac. Spec. - NOX Rate Summer v3.1, Unit 2870 and retrofits | 589 | 1797 | Rate Constraint in lbs/MMBtu | FALSE | L | Annual | Qualifying Generation | TWh | 0.15557 | 0.15557 | 0.15557 | 0.15557 | 0.15557 | 0.15557 | 0.15557 | 0.15557
IL Fac. Spec. - NOX Rate Summer v3.1, Unit 2870 and retrofits | 589 | 1797 | Rate Constraint in lbs/MMBtu | FALSE | L | Annual | Rate | lb/MWh | 0.69534 | 0.69534 | 0.69534 | 0.69534 | 0.69534 | 0.69534 | 0.69534 | 0.69534
IL Fac. Spec. - NOX Rate Summer v3.1, Unit 2870 and retrofits | 589 | 1797 | Rate Constraint in lbs/MMBtu | FALSE | L | Annual | Constraint Shadow Price | US2016$/Ton | 0 | 0 | 0 | 0 | 0 | 0 | 0 | 0
IL Fac. Spec. - NOX Rate Summer v3.1, Unit 2871 and retrofits | 590 | 1797 | Rate Constraint in lbs/MMBtu | FALSE | L | Annual | Seasons Included | Seasons | Summer | Summer | Summer | Summer | Summer | Summer | Summer | Summer
IL Fac. Spec. - NOX Rate Summer v3.1, Unit 2871 and retrofits | 590 | 1797 | Rate Constraint in lbs/MMBtu | FALSE | L | Annual | Standard NOX | lb/MMBtu | 0.25 | 0.25 | 0.25 | 0.25 | 0.25 | 0.25 | 0.25 | 0.25
IL Fac. Spec. - NOX Rate Summer v3.1, Unit 2871 and retrofits | 590 | 1797 | Rate Constraint in lbs/MMBtu | FALSE | L | Annual | Emissions at Affected Plants NOX | Thousand Tons | 0.050206 | 0.050206 | 0.050206 | 0.050206 | 0.050206 | 0.050206 | 0.050206 | 0.050206
IL Fac. Spec. - NOX Rate Summer v3.1, Unit 2871 and retrofits | 590 | 1797 | Rate Constraint in lbs/MMBtu | FALSE | L | Annual | Allowances Purchased NOX | Thousand Tons | 0 | 0 | 0 | 0 | 0 | 0 | 0 | 0
IL Fac. Spec. - NOX Rate Summer v3.1, Unit 2871 and retrofits | 590 | 1797 | Rate Constraint in lbs/MMBtu | FALSE | L | Annual | Allowances Sold NOX | Thousand Tons | 0 | 0 | 0 | 0 | 0 | 0 | 0 | 0
IL Fac. Spec. - NOX Rate Summer v3.1, Unit 2871 and retrofits | 590 | 1797 | Rate Constraint in lbs/MMBtu | FALSE | L | Annual | Allowances Banked | Thousand Tons | 0 | 0 | 0 | 0 | 0 | 0 | 0 | 0
IL Fac. Spec. - NOX Rate Summer v3.1, Unit 2871 and retrofits | 590 | 1797 | Rate Constraint in lbs/MMBtu | FALSE | L | Annual | Allowances Withdrawn (1:1) | Thousand Tons | 0 | 0 | 0 | 0 | 0 | 0 | 0 | 0
IL Fac. Spec. - NOX Rate Summer v3.1, Unit 2871 and retrofits | 590 | 1797 | Rate Constraint in lbs/MMBtu | FALSE | L | Annual | Allowances Withdrawn (n:1) | Thousand Tons | 0 | 0 | 0 | 0 | 0 | 0 | 0 | 0
IL Fac. Spec. - NOX Rate Summer v3.1, Unit 2871 and retrofits | 590 | 1797 | Rate Constraint in lbs/MMBtu | FALSE | L | Annual | Net Emissions Allowance Position | Thousand Tons | 0.050206 | 0.050206 | 0.050206 | 0.050206 | 0.050206 | 0.050206 | 0.050206 | 0.050206
IL Fac. Spec. - NOX Rate Summer v3.1, Unit 2871 and retrofits | 590 | 1797 | Rate Constraint in lbs/MMBtu | FALSE | L | Annual | Fuel Consumed | TBtu | 0.84652 | 0.84652 | 0.84652 | 0.84652 | 0.84652 | 0.84652 | 0.84652 | 0.84652
IL Fac. Spec. - NOX Rate Summer v3.1, Unit 2871 and retrofits | 590 | 1797 | Rate Constraint in lbs/MMBtu | FALSE | L | Annual | Rate | lb/MMBtu | 0.11862 | 0.11862 | 0.11862 | 0.11862 | 0.11862 | 0.11862 | 0.11862 | 0.11862
IL Fac. Spec. - NOX Rate Summer v3.1, Unit 2871 and retrofits | 590 | 1797 | Rate Constraint in lbs/MMBtu | FALSE | L | Annual | Generation | TWh | 0.14441 | 0.14441 | 0.14441 | 0.14441 | 0.14441 | 0.14441 | 0.14441 | 0.14441
IL Fac. Spec. - NOX Rate Summer v3.1, Unit 2871 and retrofits | 590 | 1797 | Rate Constraint in lbs/MMBtu | FALSE | L | Annual | Qualifying Generation | TWh | 0.14441 | 0.14441 | 0.14441 | 0.14441 | 0.14441 | 0.14441 | 0.14441 | 0.14441
IL Fac. Spec. - NOX Rate Summer v3.1, Unit 2871 and retrofits | 590 | 1797 | Rate Constraint in lbs/MMBtu | FALSE | L | Annual | Rate | lb/MWh | 0.69534 | 0.69534 | 0.69534 | 0.69534 | 0.69534 | 0.69534 | 0.69534 | 0.69534
IL Fac. Spec. - NOX Rate Summer v3.1, Unit 2871 and retrofits | 590 | 1797 | Rate Constraint in lbs/MMBtu | FALSE | L | Annual | Constraint Shadow Price | US2016$/Ton | 0 | 0 | 0 | 0 | 0 | 0 | 0 | 0
IL Fac. Spec. - NOX Rate Summer v3.1, Unit 2872 and retrofits | 591 | 1797 | Rate Constraint in lbs/MMBtu | FALSE | L | Annual | Seasons Included | Seasons | Summer | Summer | Summer | Summer | Summer | Summer | Summer | Summer
IL Fac. Spec. - NOX Rate Summer v3.1, Unit 2872 and retrofits | 591 | 1797 | Rate Constraint in lbs/MMBtu | FALSE | L | Annual | Standard NOX | lb/MMBtu | 0.25 | 0.25 | 0.25 | 0.25 | 0.25 | 0.25 | 0.25 | 0.25
IL Fac. Spec. - NOX Rate Summer v3.1, Unit 2872 and retrofits | 591 | 1797 | Rate Constraint in lbs/MMBtu | FALSE | L | Annual | Emissions at Affected Plants NOX | Thousand Tons | 0.070745 | 0.070745 | 0.070745 | 0.070745 | 0.070745 | 0.070745 | 0.070745 | 0.070745
IL Fac. Spec. - NOX Rate Summer v3.1, Unit 2872 and retrofits | 591 | 1797 | Rate Constraint in lbs/MMBtu | FALSE | L | Annual | Allowances Purchased NOX | Thousand Tons | 0 | 0 | 0 | 0 | 0 | 0 | 0 | 0
IL Fac. Spec. - NOX Rate Summer v3.1, Unit 2872 and retrofits | 591 | 1797 | Rate Constraint in lbs/MMBtu | FALSE | L | Annual | Allowances Sold NOX | Thousand Tons | 0 | 0 | 0 | 0 | 0 | 0 | 0 | 0
IL Fac. Spec. - NOX Rate Summer v3.1, Unit 2872 and retrofits | 591 | 1797 | Rate Constraint in lbs/MMBtu | FALSE | L | Annual | Allowances Banked | Thousand Tons | 0 | 0 | 0 | 0 | 0 | 0 | 0 | 0
IL Fac. Spec. - NOX Rate Summer v3.1, Unit 2872 and retrofits | 591 | 1797 | Rate Constraint in lbs/MMBtu | FALSE | L | Annual | Allowances Withdrawn (1:1) | Thousand Tons | 0 | 0 | 0 | 0 | 0 | 0 | 0 | 0
IL Fac. Spec. - NOX Rate Summer v3.1, Unit 2872 and retrofits | 591 | 1797 | Rate Constraint in lbs/MMBtu | FALSE | L | Annual | Allowances Withdrawn (n:1) | Thousand Tons | 0 | 0 | 0 | 0 | 0 | 0 | 0 | 0
IL Fac. Spec. - NOX Rate Summer v3.1, Unit 2872 and retrofits | 591 | 1797 | Rate Constraint in lbs/MMBtu | FALSE | L | Annual | Net Emissions Allowance Position | Thousand Tons | 0.070745 | 0.070745 | 0.070745 | 0.070745 | 0.070745 | 0.070745 | 0.070745 | 0.070745
IL Fac. Spec. - NOX Rate Summer v3.1, Unit 2872 and retrofits | 591 | 1797 | Rate Constraint in lbs/MMBtu | FALSE | L | Annual | Fuel Consumed | TBtu | 1.1928 | 1.1928 | 1.1928 | 1.1928 | 1.1928 | 1.1928 | 1.1928 | 1.1928
IL Fac. Spec. - NOX Rate Summer v3.1, Unit 2872 and retrofits | 591 | 1797 | Rate Constraint in lbs/MMBtu | FALSE | L | Annual | Rate | lb/MMBtu | 0.11862 | 0.11862 | 0.11862 | 0.11862 | 0.11862 | 0.11862 | 0.11862 | 0.11862
IL Fac. Spec. - NOX Rate Summer v3.1, Unit 2872 and retrofits | 591 | 1797 | Rate Constraint in lbs/MMBtu | FALSE | L | Annual | Generation | TWh | 0.20348 | 0.20348 | 0.20348 | 0.20348 | 0.20348 | 0.20348 | 0.20348 | 0.20348
IL Fac. Spec. - NOX Rate Summer v3.1, Unit 2872 and retrofits | 591 | 1797 | Rate Constraint in lbs/MMBtu | FALSE | L | Annual | Qualifying Generation | TWh | 0.20348 | 0.20348 | 0.20348 | 0.20348 | 0.20348 | 0.20348 | 0.20348 | 0.20348
IL Fac. Spec. - NOX Rate Summer v3.1, Unit 2872 and retrofits | 591 | 1797 | Rate Constraint in lbs/MMBtu | FALSE | L | Annual | Rate | lb/MWh | 0.69534 | 0.69534 | 0.69534 | 0.69534 | 0.69534 | 0.69534 | 0.69534 | 0.69534
IL Fac. Spec. - NOX Rate Summer v3.1, Unit 2872 and retrofits | 591 | 1797 | Rate Constraint in lbs/MMBtu | FALSE | L | Annual | Constraint Shadow Price | US2016$/Ton | 0 | 0 | 0 | 0 | 0 | 0 | 0 | 0
IL Fac. Spec. - NOX Rate Summer v3.1, Unit 3012 and retrofits | 592 | 1797 | Rate Constraint in lbs/MMBtu | FALSE | L | Annual | Seasons Included | Seasons | Summer | Summer | Summer | Summer | Summer | Summer | Summer | Summer
IL Fac. Spec. - NOX Rate Summer v3.1, Unit 3012 and retrofits | 592 | 1797 | Rate Constraint in lbs/MMBtu | FALSE | L | Annual | Standard NOX | lb/MMBtu | 0.25 | 0.25 | 0.25 | 0.25 | 0.25 | 0.25 | 0.25 | 0.25
IL Fac. Spec. - NOX Rate Summer v3.1, Unit 3012 and retrofits | 592 | 1797 | Rate Constraint in lbs/MMBtu | FALSE | L | Annual | Emissions at Affected Plants NOX | Thousand Tons | 0.0098821 | 0.0098821 | 0.014098 | 0.014098 | 0.024057 | 0.014098 | 0.013389 | 0.013389
IL Fac. Spec. - NOX Rate Summer v3.1, Unit 3012 and retrofits | 592 | 1797 | Rate Constraint in lbs/MMBtu | FALSE | L | Annual | Allowances Purchased NOX | Thousand Tons | 0 | 0 | 0 | 0 | 0 | 0 | 0 | 0
IL Fac. Spec. - NOX Rate Summer v3.1, Unit 3012 and retrofits | 592 | 1797 | Rate Constraint in lbs/MMBtu | FALSE | L | Annual | Allowances Sold NOX | Thousand Tons | 0 | 0 | 0 | 0 | 0 | 0 | 0 | 0
IL Fac. Spec. - NOX Rate Summer v3.1, Unit 3012 and retrofits | 592 | 1797 | Rate Constraint in lbs/MMBtu | FALSE | L | Annual | Allowances Banked | Thousand Tons | 0 | 0 | 0 | 0 | 0 | 0 | 0 | 0
IL Fac. Spec. - NOX Rate Summer v3.1, Unit 3012 and retrofits | 592 | 1797 | Rate Constraint in lbs/MMBtu | FALSE | L | Annual | Allowances Withdrawn (1:1) | Thousand Tons | 0 | 0 | 0 | 0 | 0 | 0 | 0 | 0
IL Fac. Spec. - NOX Rate Summer v3.1, Unit 3012 and retrofits | 592 | 1797 | Rate Constraint in lbs/MMBtu | FALSE | L | Annual | Allowances Withdrawn (n:1) | Thousand Tons | 0 | 0 | 0 | 0 | 0 | 0 | 0 | 0
IL Fac. Spec. - NOX Rate Summer v3.1, Unit 3012 and retrofits | 592 | 1797 | Rate Constraint in lbs/MMBtu | FALSE | L | Annual | Net Emissions Allowance Position | Thousand Tons | 0.0098821 | 0.0098821 | 0.014098 | 0.014098 | 0.024057 | 0.014098 | 0.013389 | 0.013389
IL Fac. Spec. - NOX Rate Summer v3.1, Unit 3012 and retrofits | 592 | 1797 | Rate Constraint in lbs/MMBtu | FALSE | L | Annual | Fuel Consumed | TBtu | 1.1835 | 1.1835 | 1.6884 | 1.6884 | 2.881 | 1.6884 | 1.6035 | 1.6035
IL Fac. Spec. - NOX Rate Summer v3.1, Unit 3012 and retrofits | 592 | 1797 | Rate Constraint in lbs/MMBtu | FALSE | L | Annual | Rate | lb/MMBtu | 0.0167 | 0.0167 | 0.0167 | 0.0167 | 0.0167 | 0.0167 | 0.0167 | 0.0167
IL Fac. Spec. - NOX Rate Summer v3.1, Unit 3012 and retrofits | 592 | 1797 | Rate Constraint in lbs/MMBtu | FALSE | L | Annual | Generation | TWh | 0.1508 | 0.1508 | 0.21513 | 0.21513 | 0.3671 | 0.21513 | 0.20432 | 0.20432
IL Fac. Spec. - NOX Rate Summer v3.1, Unit 3012 and retrofits | 592 | 1797 | Rate Constraint in lbs/MMBtu | FALSE | L | Annual | Qualifying Generation | TWh | 0.1508 | 0.1508 | 0.21513 | 0.21513 | 0.3671 | 0.21513 | 0.20432 | 0.20432
IL Fac. Spec. - NOX Rate Summer v3.1, Unit 3012 and retrofits | 592 | 1797 | Rate Constraint in lbs/MMBtu | FALSE | L | Annual | Rate | lb/MWh | 0.13106 | 0.13106 | 0.13106 | 0.13106 | 0.13106 | 0.13106 | 0.13106 | 0.13106
IL Fac. Spec. - NOX Rate Summer v3.1, Unit 3012 and retrofits | 592 | 1797 | Rate Constraint in lbs/MMBtu | FALSE | L | Annual | Constraint Shadow Price | US2016$/Ton | 0 | 0 | 0 | 0 | 0 | 0 | 0 | 0
IL Fac. Spec. - NOX Rate Summer v3.1, Unit 3013 and retrofits | 593 | 1797 | Rate Constraint in lbs/MMBtu | FALSE | L | Annual | Seasons Included | Seasons | Summer | Summer | Summer | Summer | Summer | Summer | Summer | Summer
IL Fac. Spec. - NOX Rate Summer v3.1, Unit 3013 and retrofits | 593 | 1797 | Rate Constraint in lbs/MMBtu | FALSE | L | Annual | Standard NOX | lb/MMBtu | 0.25 | 0.25 | 0.25 | 0.25 | 0.25 | 0.25 | 0.25 | 0.25
IL Fac. Spec. - NOX Rate Summer v3.1, Unit 3013 and retrofits | 593 | 1797 | Rate Constraint in lbs/MMBtu | FALSE | L | Annual | Emissions at Affected Plants NOX | Thousand Tons | 0.010248 | 0.0061154 | 0.013886 | 0.01462 | 0.01462 | 0.01462 | 0.013886 | 0.013886
IL Fac. Spec. - NOX Rate Summer v3.1, Unit 3013 and retrofits | 593 | 1797 | Rate Constraint in lbs/MMBtu | FALSE | L | Annual | Allowances Purchased NOX | Thousand Tons | 0 | 0 | 0 | 0 | 0 | 0 | 0 | 0
IL Fac. Spec. - NOX Rate Summer v3.1, Unit 3013 and retrofits | 593 | 1797 | Rate Constraint in lbs/MMBtu | FALSE | L | Annual | Allowances Sold NOX | Thousand Tons | 0 | 0 | 0 | 0 | 0 | 0 | 0 | 0
IL Fac. Spec. - NOX Rate Summer v3.1, Unit 3013 and retrofits | 593 | 1797 | Rate Constraint in lbs/MMBtu | FALSE | L | Annual | Allowances Banked | Thousand Tons | 0 | 0 | 0 | 0 | 0 | 0 | 0 | 0
IL Fac. Spec. - NOX Rate Summer v3.1, Unit 3013 and retrofits | 593 | 1797 | Rate Constraint in lbs/MMBtu | FALSE | L | Annual | Allowances Withdrawn (1:1) | Thousand Tons | 0 | 0 | 0 | 0 | 0 | 0 | 0 | 0
IL Fac. Spec. - NOX Rate Summer v3.1, Unit 3013 and retrofits | 593 | 1797 | Rate Constraint in lbs/MMBtu | FALSE | L | Annual | Allowances Withdrawn (n:1) | Thousand Tons | 0 | 0 | 0 | 0 | 0 | 0 | 0 | 0
IL Fac. Spec. - NOX Rate Summer v3.1, Unit 3013 and retrofits | 593 | 1797 | Rate Constraint in lbs/MMBtu | FALSE | L | Annual | Net Emissions Allowance Position | Thousand Tons | 0.010248 | 0.0061154 | 0.013886 | 0.01462 | 0.01462 | 0.01462 | 0.013886 | 0.013886
IL Fac. Spec. - NOX Rate Summer v3.1, Unit 3013 and retrofits | 593 | 1797 | Rate Constraint in lbs/MMBtu | FALSE | L | Annual | Fuel Consumed | TBtu | 1.2273 | 0.73238 | 1.663 | 1.7509 | 1.7509 | 1.7509 | 1.663 | 1.663
IL Fac. Spec. - NOX Rate Summer v3.1, Unit 3013 and retrofits | 593 | 1797 | Rate Constraint in lbs/MMBtu | FALSE | L | Annual | Rate | lb/MMBtu | 0.0167 | 0.0167 | 0.0167 | 0.0167 | 0.0167 | 0.0167 | 0.0167 | 0.0167
IL Fac. Spec. - NOX Rate Summer v3.1, Unit 3013 and retrofits | 593 | 1797 | Rate Constraint in lbs/MMBtu | FALSE | L | Annual | Generation | TWh | 0.15639 | 0.093321 | 0.2119 | 0.22311 | 0.22311 | 0.22311 | 0.2119 | 0.2119
IL Fac. Spec. - NOX Rate Summer v3.1, Unit 3013 and retrofits | 593 | 1797 | Rate Constraint in lbs/MMBtu | FALSE | L | Annual | Qualifying Generation | TWh | 0.15639 | 0.093321 | 0.2119 | 0.22311 | 0.22311 | 0.22311 | 0.2119 | 0.2119
IL Fac. Spec. - NOX Rate Summer v3.1, Unit 3013 and retrofits | 593 | 1797 | Rate Constraint in lbs/MMBtu | FALSE | L | Annual | Rate | lb/MWh | 0.13106 | 0.13106 | 0.13106 | 0.13106 | 0.13106 | 0.13106 | 0.13106 | 0.13106
IL Fac. Spec. - NOX Rate Summer v3.1, Unit 3013 and retrofits | 593 | 1797 | Rate Constraint in lbs/MMBtu | FALSE | L | Annual | Constraint Shadow Price | US2016$/Ton | 0 | 0 | 0 | 0 | 0 | 0 | 0 | 0
IL Fac. Spec. - NOX Rate Summer v3.1, Unit 3014 and retrofits | 594 | 1797 | Rate Constraint in lbs/MMBtu | FALSE | L | Annual | Seasons Included | Seasons | Summer | Summer | Summer | Summer | Summer | Summer | Summer | Summer
IL Fac. Spec. - NOX Rate Summer v3.1, Unit 3014 and retrofits | 594 | 1797 | Rate Constraint in lbs/MMBtu | FALSE | L | Annual | Standard NOX | lb/MMBtu | 0.25 | 0.25 | 0.25 | 0.25 | 0.25 | 0.25 | 0.25 | 0.25
IL Fac. Spec. - NOX Rate Summer v3.1, Unit 3014 and retrofits | 594 | 1797 | Rate Constraint in lbs/MMBtu | FALSE | L | Annual | Emissions at Affected Plants NOX | Thousand Tons | 0.02127 | 0.014166 | 0.029174 | 0.030344 | 0.036499 | 0.030344 | 0.028819 | 0.028819
IL Fac. Spec. - NOX Rate Summer v3.1, Unit 3014 and retrofits | 594 | 1797 | Rate Constraint in lbs/MMBtu | FALSE | L | Annual | Allowances Purchased NOX | Thousand Tons | 0 | 0 | 0 | 0 | 0 | 0 | 0 | 0
IL Fac. Spec. - NOX Rate Summer v3.1, Unit 3014 and retrofits | 594 | 1797 | Rate Constraint in lbs/MMBtu | FALSE | L | Annual | Allowances Sold NOX | Thousand Tons | 0 | 0 | 0 | 0 | 0 | 0 | 0 | 0
IL Fac. Spec. - NOX Rate Summer v3.1, Unit 3014 and retrofits | 594 | 1797 | Rate Constraint in lbs/MMBtu | FALSE | L | Annual | Allowances Banked | Thousand Tons | 0 | 0 | 0 | 0 | 0 | 0 | 0 | 0
IL Fac. Spec. - NOX Rate Summer v3.1, Unit 3014 and retrofits | 594 | 1797 | Rate Constraint in lbs/MMBtu | FALSE | L | Annual | Allowances Withdrawn (1:1) | Thousand Tons | 0 | 0 | 0 | 0 | 0 | 0 | 0 | 0
IL Fac. Spec. - NOX Rate Summer v3.1, Unit 3014 and retrofits | 594 | 1797 | Rate Constraint in lbs/MMBtu | FALSE | L | Annual | Allowances Withdrawn (n:1) | Thousand Tons | 0 | 0 | 0 | 0 | 0 | 0 | 0 | 0
IL Fac. Spec. - NOX Rate Summer v3.1, Unit 3014 and retrofits | 594 | 1797 | Rate Constraint in lbs/MMBtu | FALSE | L | Annual | Net Emissions Allowance Position | Thousand Tons | 0.02127 | 0.014166 | 0.029174 | 0.030344 | 0.036499 | 0.030344 | 0.028819 | 0.028819
IL Fac. Spec. - NOX Rate Summer v3.1, Unit 3014 and retrofits | 594 | 1797 | Rate Constraint in lbs/MMBtu | FALSE | L | Annual | Fuel Consumed | TBtu | 2.5473 | 1.6965 | 3.4939 | 3.634 | 4.3712 | 3.634 | 3.4514 | 3.4514
IL Fac. Spec. - NOX Rate Summer v3.1, Unit 3014 and retrofits | 594 | 1797 | Rate Constraint in lbs/MMBtu | FALSE | L | Annual | Rate | lb/MMBtu | 0.0167 | 0.0167 | 0.0167 | 0.0167 | 0.0167 | 0.0167 | 0.0167 | 0.0167
IL Fac. Spec. - NOX Rate Summer v3.1, Unit 3014 and retrofits | 594 | 1797 | Rate Constraint in lbs/MMBtu | FALSE | L | Annual | Generation | TWh | 0.32458 | 0.21617 | 0.4452 | 0.46304 | 0.55698 | 0.46304 | 0.43978 | 0.43978
IL Fac. Spec. - NOX Rate Summer v3.1, Unit 3014 and retrofits | 594 | 1797 | Rate Constraint in lbs/MMBtu | FALSE | L | Annual | Qualifying Generation | TWh | 0.32458 | 0.21617 | 0.4452 | 0.46304 | 0.55698 | 0.46304 | 0.43978 | 0.43978
IL Fac. Spec. - NOX Rate Summer v3.1, Unit 3014 and retrofits | 594 | 1797 | Rate Constraint in lbs/MMBtu | FALSE | L | Annual | Rate | lb/MWh | 0.13106 | 0.13106 | 0.13106 | 0.13106 | 0.13106 | 0.13106 | 0.13106 | 0.13106
IL Fac. Spec. - NOX Rate Summer v3.1, Unit 3014 and retrofits | 594 | 1797 | Rate Constraint in lbs/MMBtu | FALSE | L | Annual | Constraint Shadow Price | US2016$/Ton | 0 | 0 | 0 | 0 | 0 | 0 | 0 | 0
IL Fac. Spec. - NOX Rate Summer v3.1, Unit 3015 and retrofits | 595 | 1797 | Rate Constraint in lbs/MMBtu | FALSE | L | Annual | Seasons Included | Seasons | Summer | Summer | Summer | Summer | Summer | Summer | Summer | Summer
IL Fac. Spec. - NOX Rate Summer v3.1, Unit 3015 and retrofits | 595 | 1797 | Rate Constraint in lbs/MMBtu | FALSE | L | Annual | Standard NOX | lb/MMBtu | 0.25 | 0.25 | 0.25 | 0.25 | 0.25 | 0.25 | 0.25 | 0.25
IL Fac. Spec. - NOX Rate Summer v3.1, Unit 3015 and retrofits | 595 | 1797 | Rate Constraint in lbs/MMBtu | FALSE | L | Annual | Emissions at Affected Plants NOX | Thousand Tons | 0.027515 | 0.034401 | 0.034401 | 0.034401 | 0.058702 | 0.034401 | 0.034401 | 0.033478
IL Fac. Spec. - NOX Rate Summer v3.1, Unit 3015 and retrofits | 595 | 1797 | Rate Constraint in lbs/MMBtu | FALSE | L | Annual | Allowances Purchased NOX | Thousand Tons | 0 | 0 | 0 | 0 | 0 | 0 | 0 | 0
IL Fac. Spec. - NOX Rate Summer v3.1, Unit 3015 and retrofits | 595 | 1797 | Rate Constraint in lbs/MMBtu | FALSE | L | Annual | Allowances Sold NOX | Thousand Tons | 0 | 0 | 0 | 0 | 0 | 0 | 0 | 0
IL Fac. Spec. - NOX Rate Summer v3.1, Unit 3015 and retrofits | 595 | 1797 | Rate Constraint in lbs/MMBtu | FALSE | L | Annual | Allowances Banked | Thousand Tons | 0 | 0 | 0 | 0 | 0 | 0 | 0 | 0
IL Fac. Spec. - NOX Rate Summer v3.1, Unit 3015 and retrofits | 595 | 1797 | Rate Constraint in lbs/MMBtu | FALSE | L | Annual | Allowances Withdrawn (1:1) | Thousand Tons | 0 | 0 | 0 | 0 | 0 | 0 | 0 | 0
IL Fac. Spec. - NOX Rate Summer v3.1, Unit 3015 and retrofits | 595 | 1797 | Rate Constraint in lbs/MMBtu | FALSE | L | Annual | Allowances Withdrawn (n:1) | Thousand Tons | 0 | 0 | 0 | 0 | 0 | 0 | 0 | 0
IL Fac. Spec. - NOX Rate Summer v3.1, Unit 3015 and retrofits | 595 | 1797 | Rate Constraint in lbs/MMBtu | FALSE | L | Annual | Net Emissions Allowance Position | Thousand Tons | 0.027515 | 0.034401 | 0.034401 | 0.034401 | 0.058702 | 0.034401 | 0.034401 | 0.033478
IL Fac. Spec. - NOX Rate Summer v3.1, Unit 3015 and retrofits | 595 | 1797 | Rate Constraint in lbs/MMBtu | FALSE | L | Annual | Fuel Consumed | TBtu | 0.78985 | 0.98754 | 0.98754 | 0.98754 | 1.6852 | 0.98754 | 0.98754 | 0.96104
IL Fac. Spec. - NOX Rate Summer v3.1, Unit 3015 and retrofits | 595 | 1797 | Rate Constraint in lbs/MMBtu | FALSE | L | Annual | Rate | lb/MMBtu | 0.06967 | 0.06967 | 0.06967 | 0.06967 | 0.06967 | 0.06967 | 0.06967 | 0.06967
IL Fac. Spec. - NOX Rate Summer v3.1, Unit 3015 and retrofits | 595 | 1797 | Rate Constraint in lbs/MMBtu | FALSE | L | Annual | Generation | TWh | 0.10156 | 0.12698 | 0.12698 | 0.12698 | 0.21668 | 0.12698 | 0.12698 | 0.12358
IL Fac. Spec. - NOX Rate Summer v3.1, Unit 3015 and retrofits | 595 | 1797 | Rate Constraint in lbs/MMBtu | FALSE | L | Annual | Qualifying Generation | TWh | 0.10156 | 0.12698 | 0.12698 | 0.12698 | 0.21668 | 0.12698 | 0.12698 | 0.12358
IL Fac. Spec. - NOX Rate Summer v3.1, Unit 3015 and retrofits | 595 | 1797 | Rate Constraint in lbs/MMBtu | FALSE | L | Annual | Rate | lb/MWh | 0.54182 | 0.54182 | 0.54182 | 0.54182 | 0.54182 | 0.54182 | 0.54182 | 0.54182
IL Fac. Spec. - NOX Rate Summer v3.1, Unit 3015 and retrofits | 595 | 1797 | Rate Constraint in lbs/MMBtu | FALSE | L | Annual | Constraint Shadow Price | US2016$/Ton | 0 | 0 | 0 | 0 | 0 | 0 | 0 | 0
IL Fac. Spec. - NOX Rate Summer v3.1, Unit 3016 and retrofits | 596 | 1797 | Rate Constraint in lbs/MMBtu | FALSE | L | Annual | Seasons Included | Seasons | Summer | Summer | Summer | Summer | Summer | Summer | Summer | Summer
IL Fac. Spec. - NOX Rate Summer v3.1, Unit 3016 and retrofits | 596 | 1797 | Rate Constraint in lbs/MMBtu | FALSE | L | Annual | Standard NOX | lb/MMBtu | 0.25 | 0.25 | 0.25 | 0.25 | 0.25 | 0.25 | 0.25 | 0.25
IL Fac. Spec. - NOX Rate Summer v3.1, Unit 3016 and retrofits | 596 | 1797 | Rate Constraint in lbs/MMBtu | FALSE | L | Annual | Emissions at Affected Plants NOX | Thousand Tons | 0.029442 | 0.042001 | 0.042001 | 0.042001 | 0.071672 | 0.042001 | 0.042001 | 0.039891
IL Fac. Spec. - NOX Rate Summer v3.1, Unit 3016 and retrofits | 596 | 1797 | Rate Constraint in lbs/MMBtu | FALSE | L | Annual | Allowances Purchased NOX | Thousand Tons | 0 | 0 | 0 | 0 | 0 | 0 | 0 | 0
IL Fac. Spec. - NOX Rate Summer v3.1, Unit 3016 and retrofits | 596 | 1797 | Rate Constraint in lbs/MMBtu | FALSE | L | Annual | Allowances Sold NOX | Thousand Tons | 0 | 0 | 0 | 0 | 0 | 0 | 0 | 0
IL Fac. Spec. - NOX Rate Summer v3.1, Unit 3016 and retrofits | 596 | 1797 | Rate Constraint in lbs/MMBtu | FALSE | L | Annual | Allowances Banked | Thousand Tons | 0 | 0 | 0 | 0 | 0 | 0 | 0 | 0
IL Fac. Spec. - NOX Rate Summer v3.1, Unit 3016 and retrofits | 596 | 1797 | Rate Constraint in lbs/MMBtu | FALSE | L | Annual | Allowances Withdrawn (1:1) | Thousand Tons | 0 | 0 | 0 | 0 | 0 | 0 | 0 | 0
IL Fac. Spec. - NOX Rate Summer v3.1, Unit 3016 and retrofits | 596 | 1797 | Rate Constraint in lbs/MMBtu | FALSE | L | Annual | Allowances Withdrawn (n:1) | Thousand Tons | 0 | 0 | 0 | 0 | 0 | 0 | 0 | 0
IL Fac. Spec. - NOX Rate Summer v3.1, Unit 3016 and retrofits | 596 | 1797 | Rate Constraint in lbs/MMBtu | FALSE | L | Annual | Net Emissions Allowance Position | Thousand Tons | 0.029442 | 0.042001 | 0.042001 | 0.042001 | 0.071672 | 0.042001 | 0.042001 | 0.039891
IL Fac. Spec. - NOX Rate Summer v3.1, Unit 3016 and retrofits | 596 | 1797 | Rate Constraint in lbs/MMBtu | FALSE | L | Annual | Fuel Consumed | TBtu | 0.84517 | 1.2057 | 1.2057 | 1.2057 | 2.0575 | 1.2057 | 1.2057 | 1.1451
IL Fac. Spec. - NOX Rate Summer v3.1, Unit 3016 and retrofits | 596 | 1797 | Rate Constraint in lbs/MMBtu | FALSE | L | Annual | Rate | lb/MMBtu | 0.06967 | 0.06967 | 0.06967 | 0.06967 | 0.06967 | 0.06967 | 0.06967 | 0.06967
IL Fac. Spec. - NOX Rate Summer v3.1, Unit 3016 and retrofits | 596 | 1797 | Rate Constraint in lbs/MMBtu | FALSE | L | Annual | Generation | TWh | 0.10868 | 0.15504 | 0.15504 | 0.15504 | 0.26456 | 0.15504 | 0.15504 | 0.14725
IL Fac. Spec. - NOX Rate Summer v3.1, Unit 3016 and retrofits | 596 | 1797 | Rate Constraint in lbs/MMBtu | FALSE | L | Annual | Qualifying Generation | TWh | 0.10868 | 0.15504 | 0.15504 | 0.15504 | 0.26456 | 0.15504 | 0.15504 | 0.14725
IL Fac. Spec. - NOX Rate Summer v3.1, Unit 3016 and retrofits | 596 | 1797 | Rate Constraint in lbs/MMBtu | FALSE | L | Annual | Rate | lb/MWh | 0.54182 | 0.54182 | 0.54182 | 0.54182 | 0.54182 | 0.54182 | 0.54182 | 0.54182
IL Fac. Spec. - NOX Rate Summer v3.1, Unit 3016 and retrofits | 596 | 1797 | Rate Constraint in lbs/MMBtu | FALSE | L | Annual | Constraint Shadow Price | US2016$/Ton | 0 | 0 | 0 | 0 | 0 | 0 | 0 | 0
IL Fac. Spec. - NOX Rate Summer v3.1, Unit 3017 and retrofits | 597 | 1797 | Rate Constraint in lbs/MMBtu | FALSE | L | Annual | Seasons Included | Seasons | Summer | Summer | Summer | Summer | Summer | Summer | Summer | Summer
IL Fac. Spec. - NOX Rate Summer v3.1, Unit 3017 and retrofits | 597 | 1797 | Rate Constraint in lbs/MMBtu | FALSE | L | Annual | Standard NOX | lb/MMBtu | 0.25 | 0.25 | 0.25 | 0.25 | 0.25 | 0.25 | 0.25 | 0.25
IL Fac. Spec. - NOX Rate Summer v3.1, Unit 3017 and retrofits | 597 | 1797 | Rate Constraint in lbs/MMBtu | FALSE | L | Annual | Emissions at Affected Plants NOX | Thousand Tons | 0.045144 | 0.063836 | 0.064402 | 0.064402 | 0.1099 | 0.064402 | 0.061186 | 0.061166
IL Fac. Spec. - NOX Rate Summer v3.1, Unit 3017 and retrofits | 597 | 1797 | Rate Constraint in lbs/MMBtu | FALSE | L | Annual | Allowances Purchased NOX | Thousand Tons | 0 | 0 | 0 | 0 | 0 | 0 | 0 | 0
IL Fac. Spec. - NOX Rate Summer v3.1, Unit 3017 and retrofits | 597 | 1797 | Rate Constraint in lbs/MMBtu | FALSE | L | Annual | Allowances Sold NOX | Thousand Tons | 0 | 0 | 0 | 0 | 0 | 0 | 0 | 0
IL Fac. Spec. - NOX Rate Summer v3.1, Unit 3017 and retrofits | 597 | 1797 | Rate Constraint in lbs/MMBtu | FALSE | L | Annual | Allowances Banked | Thousand Tons | 0 | 0 | 0 | 0 | 0 | 0 | 0 | 0
IL Fac. Spec. - NOX Rate Summer v3.1, Unit 3017 and retrofits | 597 | 1797 | Rate Constraint in lbs/MMBtu | FALSE | L | Annual | Allowances Withdrawn (1:1) | Thousand Tons | 0 | 0 | 0 | 0 | 0 | 0 | 0 | 0
IL Fac. Spec. - NOX Rate Summer v3.1, Unit 3017 and retrofits | 597 | 1797 | Rate Constraint in lbs/MMBtu | FALSE | L | Annual | Allowances Withdrawn (n:1) | Thousand Tons | 0 | 0 | 0 | 0 | 0 | 0 | 0 | 0
IL Fac. Spec. - NOX Rate Summer v3.1, Unit 3017 and retrofits | 597 | 1797 | Rate Constraint in lbs/MMBtu | FALSE | L | Annual | Net Emissions Allowance Position | Thousand Tons | 0.045144 | 0.063836 | 0.064402 | 0.064402 | 0.1099 | 0.064402 | 0.061186 | 0.061166
IL Fac. Spec. - NOX Rate Summer v3.1, Unit 3017 and retrofits | 597 | 1797 | Rate Constraint in lbs/MMBtu | FALSE | L | Annual | Fuel Consumed | TBtu | 1.2959 | 1.8325 | 1.8488 | 1.8488 | 3.1548 | 1.8488 | 1.7564 | 1.7559
IL Fac. Spec. - NOX Rate Summer v3.1, Unit 3017 and retrofits | 597 | 1797 | Rate Constraint in lbs/MMBtu | FALSE | L | Annual | Rate | lb/MMBtu | 0.06967 | 0.06967 | 0.06967 | 0.06967 | 0.06967 | 0.06967 | 0.06967 | 0.06967
IL Fac. Spec. - NOX Rate Summer v3.1, Unit 3017 and retrofits | 597 | 1797 | Rate Constraint in lbs/MMBtu | FALSE | L | Annual | Generation | TWh | 0.16664 | 0.23563 | 0.23772 | 0.23772 | 0.40565 | 0.23772 | 0.22585 | 0.22578
IL Fac. Spec. - NOX Rate Summer v3.1, Unit 3017 and retrofits | 597 | 1797 | Rate Constraint in lbs/MMBtu | FALSE | L | Annual | Qualifying Generation | TWh | 0.16664 | 0.23563 | 0.23772 | 0.23772 | 0.40565 | 0.23772 | 0.22585 | 0.22578
IL Fac. Spec. - NOX Rate Summer v3.1, Unit 3017 and retrofits | 597 | 1797 | Rate Constraint in lbs/MMBtu | FALSE | L | Annual | Rate | lb/MWh | 0.54182 | 0.54182 | 0.54182 | 0.54182 | 0.54182 | 0.54182 | 0.54182 | 0.54182
IL Fac. Spec. - NOX Rate Summer v3.1, Unit 3017 and retrofits | 597 | 1797 | Rate Constraint in lbs/MMBtu | FALSE | L | Annual | Constraint Shadow Price | US2016$/Ton | 0 | 0 | 0 | 0 | 0 | 0 | 0 | 0
IL Fac. Spec. - NOX Rate Summer v3.1, Unit 3018 and retrofits | 598 | 1797 | Rate Constraint in lbs/MMBtu | FALSE | L | Annual | Seasons Included | Seasons | Summer | Summer | Summer | Summer | Summer | Summer | Summer | Summer
IL Fac. Spec. - NOX Rate Summer v3.1, Unit 3018 and retrofits | 598 | 1797 | Rate Constraint in lbs/MMBtu | FALSE | L | Annual | Standard NOX | lb/MMBtu | 0.25 | 0.25 | 0.25 | 0.25 | 0.25 | 0.25 | 0.25 | 0.25
IL Fac. Spec. - NOX Rate Summer v3.1, Unit 3018 and retrofits | 598 | 1797 | Rate Constraint in lbs/MMBtu | FALSE | L | Annual | Emissions at Affected Plants NOX | Thousand Tons | 0.044583 | 0.060406 | 0.063602 | 0.063602 | 0.10853 | 0.063602 | 0.060406 | 0.060406
IL Fac. Spec. - NOX Rate Summer v3.1, Unit 3018 and retrofits | 598 | 1797 | Rate Constraint in lbs/MMBtu | FALSE | L | Annual | Allowances Purchased NOX | Thousand Tons | 0 | 0 | 0 | 0 | 0 | 0 | 0 | 0
IL Fac. Spec. - NOX Rate Summer v3.1, Unit 3018 and retrofits | 598 | 1797 | Rate Constraint in lbs/MMBtu | FALSE | L | Annual | Allowances Sold NOX | Thousand Tons | 0 | 0 | 0 | 0 | 0 | 0 | 0 | 0
IL Fac. Spec. - NOX Rate Summer v3.1, Unit 3018 and retrofits | 598 | 1797 | Rate Constraint in lbs/MMBtu | FALSE | L | Annual | Allowances Banked | Thousand Tons | 0 | 0 | 0 | 0 | 0 | 0 | 0 | 0
IL Fac. Spec. - NOX Rate Summer v3.1, Unit 3018 and retrofits | 598 | 1797 | Rate Constraint in lbs/MMBtu | FALSE | L | Annual | Allowances Withdrawn (1:1) | Thousand Tons | 0 | 0 | 0 | 0 | 0 | 0 | 0 | 0
IL Fac. Spec. - NOX Rate Summer v3.1, Unit 3018 and retrofits | 598 | 1797 | Rate Constraint in lbs/MMBtu | FALSE | L | Annual | Allowances Withdrawn (n:1) | Thousand Tons | 0 | 0 | 0 | 0 | 0 | 0 | 0 | 0
IL Fac. Spec. - NOX Rate Summer v3.1, Unit 3018 and retrofits | 598 | 1797 | Rate Constraint in lbs/MMBtu | FALSE | L | Annual | Net Emissions Allowance Position | Thousand Tons | 0.044583 | 0.060406 | 0.063602 | 0.063602 | 0.10853 | 0.063602 | 0.060406 | 0.060406
IL Fac. Spec. - NOX Rate Summer v3.1, Unit 3018 and retrofits | 598 | 1797 | Rate Constraint in lbs/MMBtu | FALSE | L | Annual | Fuel Consumed | TBtu | 1.2798 | 1.7341 | 1.8258 | 1.8258 | 3.1156 | 1.8258 | 1.7341 | 1.7341
IL Fac. Spec. - NOX Rate Summer v3.1, Unit 3018 and retrofits | 598 | 1797 | Rate Constraint in lbs/MMBtu | FALSE | L | Annual | Rate | lb/MMBtu | 0.06967 | 0.06967 | 0.06967 | 0.06967 | 0.06967 | 0.06967 | 0.06967 | 0.06967
IL Fac. Spec. - NOX Rate Summer v3.1, Unit 3018 and retrofits | 598 | 1797 | Rate Constraint in lbs/MMBtu | FALSE | L | Annual | Generation | TWh | 0.16457 | 0.22297 | 0.23477 | 0.23477 | 0.40061 | 0.23477 | 0.22297 | 0.22297
IL Fac. Spec. - NOX Rate Summer v3.1, Unit 3018 and retrofits | 598 | 1797 | Rate Constraint in lbs/MMBtu | FALSE | L | Annual | Qualifying Generation | TWh | 0.16457 | 0.22297 | 0.23477 | 0.23477 | 0.40061 | 0.23477 | 0.22297 | 0.22297
IL Fac. Spec. - NOX Rate Summer v3.1, Unit 3018 and retrofits | 598 | 1797 | Rate Constraint in lbs/MMBtu | FALSE | L | Annual | Rate | lb/MWh | 0.54182 | 0.54182 | 0.54182 | 0.54182 | 0.54182 | 0.54182 | 0.54182 | 0.54182
IL Fac. Spec. - NOX Rate Summer v3.1, Unit 3018 and retrofits | 598 | 1797 | Rate Constraint in lbs/MMBtu | FALSE | L | Annual | Constraint Shadow Price | US2016$/Ton | 0 | 0 | 0 | 0 | 0 | 0 | 0 | 0
IL Fac. Spec. - NOX Rate Summer v3.1, Unit 3658 and retrofits | 599 | 1797 | Rate Constraint in lbs/MMBtu | FALSE | L | Annual | Seasons Included | Seasons | Summer | Summer | Summer | Summer | Summer | Summer | Summer | Summer
IL Fac. Spec. - NOX Rate Summer v3.1, Unit 3658 and retrofits | 599 | 1797 | Rate Constraint in lbs/MMBtu | FALSE | L | Annual | Standard NOX | lb/MMBtu | 0.25 | 0.25 | 0.25 | 0.25 | 0.25 | 0.25 | 0.25 | 0.25
IL Fac. Spec. - NOX Rate Summer v3.1, Unit 3658 and retrofits | 599 | 1797 | Rate Constraint in lbs/MMBtu | FALSE | L | Annual | Emissions at Affected Plants NOX | Thousand Tons | 0.050223 | 0.033109 | 0.033109 | 0.033109 | 0.033109 | 0.033109 | 0.033109 | 0
IL Fac. Spec. - NOX Rate Summer v3.1, Unit 3658 and retrofits | 599 | 1797 | Rate Constraint in lbs/MMBtu | FALSE | L | Annual | Allowances Purchased NOX | Thousand Tons | 0 | 0 | 0 | 0 | 0 | 0 | 0 | 0
IL Fac. Spec. - NOX Rate Summer v3.1, Unit 3658 and retrofits | 599 | 1797 | Rate Constraint in lbs/MMBtu | FALSE | L | Annual | Allowances Sold NOX | Thousand Tons | 0 | 0 | 0 | 0 | 0 | 0 | 0 | 0
IL Fac. Spec. - NOX Rate Summer v3.1, Unit 3658 and retrofits | 599 | 1797 | Rate Constraint in lbs/MMBtu | FALSE | L | Annual | Allowances Banked | Thousand Tons | 0 | 0 | 0 | 0 | 0 | 0 | 0 | 0
IL Fac. Spec. - NOX Rate Summer v3.1, Unit 3658 and retrofits | 599 | 1797 | Rate Constraint in lbs/MMBtu | FALSE | L | Annual | Allowances Withdrawn (1:1) | Thousand Tons | 0 | 0 | 0 | 0 | 0 | 0 | 0 | 0
IL Fac. Spec. - NOX Rate Summer v3.1, Unit 3658 and retrofits | 599 | 1797 | Rate Constraint in lbs/MMBtu | FALSE | L | Annual | Allowances Withdrawn (n:1) | Thousand Tons | 0 | 0 | 0 | 0 | 0 | 0 | 0 | 0
IL Fac. Spec. - NOX Rate Summer v3.1, Unit 3658 and retrofits | 599 | 1797 | Rate Constraint in lbs/MMBtu | FALSE | L | Annual | Net Emissions Allowance Position | Thousand Tons | 0.050223 | 0.033109 | 0.033109 | 0.033109 | 0.033109 | 0.033109 | 0.033109 | 0
IL Fac. Spec. - NOX Rate Summer v3.1, Unit 3658 and retrofits | 599 | 1797 | Rate Constraint in lbs/MMBtu | FALSE | L | Annual | Fuel Consumed | TBtu | 1.2947 | 0.85355 | 0.85355 | 0.85355 | 0.85355 | 0.85355 | 0.85355 | 0
IL Fac. Spec. - NOX Rate Summer v3.1, Unit 3658 and retrofits | 599 | 1797 | Rate Constraint in lbs/MMBtu | FALSE | L | Annual | Rate | lb/MMBtu | 0.07758 | 0.07758 | 0.07758 | 0.07758 | 0.07758 | 0.07758 | 0.07758 | 0
IL Fac. Spec. - NOX Rate Summer v3.1, Unit 3658 and retrofits | 599 | 1797 | Rate Constraint in lbs/MMBtu | FALSE | L | Annual | Generation | TWh | 0.11988 | 0.079033 | 0.079033 | 0.079033 | 0.079033 | 0.079033 | 0.079033 | 0
IL Fac. Spec. - NOX Rate Summer v3.1, Unit 3658 and retrofits | 599 | 1797 | Rate Constraint in lbs/MMBtu | FALSE | L | Annual | Qualifying Generation | TWh | 0.11988 | 0.079033 | 0.079033 | 0.079033 | 0.079033 | 0.079033 | 0.079033 | 0
IL Fac. Spec. - NOX Rate Summer v3.1, Unit 3658 and retrofits | 599 | 1797 | Rate Constraint in lbs/MMBtu | FALSE | L | Annual | Rate | lb/MWh | 0.83786 | 0.83786 | 0.83786 | 0.83786 | 0.83786 | 0.83786 | 0.83786 | 0
IL Fac. Spec. - NOX Rate Summer v3.1, Unit 3658 and retrofits | 599 | 1797 | Rate Constraint in lbs/MMBtu | FALSE | L | Annual | Constraint Shadow Price | US2016$/Ton | 0 | 0 | 0 | 0 | 0 | 0 | 0 | 0
IL Fac. Spec. - NOX Rate Summer v3.1, Unit 3659 and retrofits | 600 | 1797 | Rate Constraint in lbs/MMBtu | FALSE | L | Annual | Seasons Included | Seasons | Summer | Summer | Summer | Summer | Summer | Summer | Summer | Summer
IL Fac. Spec. - NOX Rate Summer v3.1, Unit 3659 and retrofits | 600 | 1797 | Rate Constraint in lbs/MMBtu | FALSE | L | Annual | Standard NOX | lb/MMBtu | 0.25 | 0.25 | 0.25 | 0.25 | 0.25 | 0.25 | 0.25 | 0.25
IL Fac. Spec. - NOX Rate Summer v3.1, Unit 3659 and retrofits | 600 | 1797 | Rate Constraint in lbs/MMBtu | FALSE | L | Annual | Emissions at Affected Plants NOX | Thousand Tons | 0.04282 | 0.028229 | 0.028229 | 0.028229 | 0.028229 | 0.028229 | 0.028229 | 0
IL Fac. Spec. - NOX Rate Summer v3.1, Unit 3659 and retrofits | 600 | 1797 | Rate Constraint in lbs/MMBtu | FALSE | L | Annual | Allowances Purchased NOX | Thousand Tons | 0 | 0 | 0 | 0 | 0 | 0 | 0 | 0
IL Fac. Spec. - NOX Rate Summer v3.1, Unit 3659 and retrofits | 600 | 1797 | Rate Constraint in lbs/MMBtu | FALSE | L | Annual | Allowances Sold NOX | Thousand Tons | 0 | 0 | 0 | 0 | 0 | 0 | 0 | 0
IL Fac. Spec. - NOX Rate Summer v3.1, Unit 3659 and retrofits | 600 | 1797 | Rate Constraint in lbs/MMBtu | FALSE | L | Annual | Allowances Banked | Thousand Tons | 0 | 0 | 0 | 0 | 0 | 0 | 0 | 0
IL Fac. Spec. - NOX Rate Summer v3.1, Unit 3659 and retrofits | 600 | 1797 | Rate Constraint in lbs/MMBtu | FALSE | L | Annual | Allowances Withdrawn (1:1) | Thousand Tons | 0 | 0 | 0 | 0 | 0 | 0 | 0 | 0
IL Fac. Spec. - NOX Rate Summer v3.1, Unit 3659 and retrofits | 600 | 1797 | Rate Constraint in lbs/MMBtu | FALSE | L | Annual | Allowances Withdrawn (n:1) | Thousand Tons | 0 | 0 | 0 | 0 | 0 | 0 | 0 | 0
IL Fac. Spec. - NOX Rate Summer v3.1, Unit 3659 and retrofits | 600 | 1797 | Rate Constraint in lbs/MMBtu | FALSE | L | Annual | Net Emissions Allowance Position | Thousand Tons | 0.04282 | 0.028229 | 0.028229 | 0.028229 | 0.028229 | 0.028229 | 0.028229 | 0
IL Fac. Spec. - NOX Rate Summer v3.1, Unit 3659 and retrofits | 600 | 1797 | Rate Constraint in lbs/MMBtu | FALSE | L | Annual | Fuel Consumed | TBtu | 1.2958 | 0.85427 | 0.85427 | 0.85427 | 0.85427 | 0.85427 | 0.85427 | 0
IL Fac. Spec. - NOX Rate Summer v3.1, Unit 3659 and retrofits | 600 | 1797 | Rate Constraint in lbs/MMBtu | FALSE | L | Annual | Rate | lb/MMBtu | 0.06609 | 0.06609 | 0.06609 | 0.06609 | 0.06609 | 0.06609 | 0.06609 | 0
IL Fac. Spec. - NOX Rate Summer v3.1, Unit 3659 and retrofits | 600 | 1797 | Rate Constraint in lbs/MMBtu | FALSE | L | Annual | Generation | TWh | 0.11988 | 0.079033 | 0.079033 | 0.079033 | 0.079033 | 0.079033 | 0.079033 | 0
IL Fac. Spec. - NOX Rate Summer v3.1, Unit 3659 and retrofits | 600 | 1797 | Rate Constraint in lbs/MMBtu | FALSE | L | Annual | Qualifying Generation | TWh | 0.11988 | 0.079033 | 0.079033 | 0.079033 | 0.079033 | 0.079033 | 0.079033 | 0
IL Fac. Spec. - NOX Rate Summer v3.1, Unit 3659 and retrofits | 600 | 1797 | Rate Constraint in lbs/MMBtu | FALSE | L | Annual | Rate | lb/MWh | 0.71437 | 0.71437 | 0.71437 | 0.71437 | 0.71437 | 0.71437 | 0.71437 | 0
IL Fac. Spec. - NOX Rate Summer v3.1, Unit 3659 and retrofits | 600 | 1797 | Rate Constraint in lbs/MMBtu | FALSE | L | Annual | Constraint Shadow Price | US2016$/Ton | 0 | 0 | 0 | 0 | 0 | 0 | 0 | 0
IL Fac. Spec. - NOX Rate Summer v3.1, Unit 3660 and retrofits | 601 | 1797 | Rate Constraint in lbs/MMBtu | FALSE | L | Annual | Seasons Included | Seasons | Summer | Summer | Summer | Summer | Summer | Summer | Summer | Summer
IL Fac. Spec. - NOX Rate Summer v3.1, Unit 3660 and retrofits | 601 | 1797 | Rate Constraint in lbs/MMBtu | FALSE | L | Annual | Standard NOX | lb/MMBtu | 0.25 | 0.25 | 0.25 | 0.25 | 0.25 | 0.25 | 0.25 | 0.25
IL Fac. Spec. - NOX Rate Summer v3.1, Unit 3660 and retrofits | 601 | 1797 | Rate Constraint in lbs/MMBtu | FALSE | L | Annual | Emissions at Affected Plants NOX | Thousand Tons | 0.042529 | 0.028037 | 0.028037 | 0.028037 | 0.028037 | 0.028037 | 0.028037 | 0
IL Fac. Spec. - NOX Rate Summer v3.1, Unit 3660 and retrofits | 601 | 1797 | Rate Constraint in lbs/MMBtu | FALSE | L | Annual | Allowances Purchased NOX | Thousand Tons | 0 | 0 | 0 | 0 | 0 | 0 | 0 | 0
IL Fac. Spec. - NOX Rate Summer v3.1, Unit 3660 and retrofits | 601 | 1797 | Rate Constraint in lbs/MMBtu | FALSE | L | Annual | Allowances Sold NOX | Thousand Tons | 0 | 0 | 0 | 0 | 0 | 0 | 0 | 0
IL Fac. Spec. - NOX Rate Summer v3.1, Unit 3660 and retrofits | 601 | 1797 | Rate Constraint in lbs/MMBtu | FALSE | L | Annual | Allowances Banked | Thousand Tons | 0 | 0 | 0 | 0 | 0 | 0 | 0 | 0
IL Fac. Spec. - NOX Rate Summer v3.1, Unit 3660 and retrofits | 601 | 1797 | Rate Constraint in lbs/MMBtu | FALSE | L | Annual | Allowances Withdrawn (1:1) | Thousand Tons | 0 | 0 | 0 | 0 | 0 | 0 | 0 | 0
IL Fac. Spec. - NOX Rate Summer v3.1, Unit 3660 and retrofits | 601 | 1797 | Rate Constraint in lbs/MMBtu | FALSE | L | Annual | Allowances Withdrawn (n:1) | Thousand Tons | 0 | 0 | 0 | 0 | 0 | 0 | 0 | 0
IL Fac. Spec. - NOX Rate Summer v3.1, Unit 3660 and retrofits | 601 | 1797 | Rate Constraint in lbs/MMBtu | FALSE | L | Annual | Net Emissions Allowance Position | Thousand Tons | 0.042529 | 0.028037 | 0.028037 | 0.028037 | 0.028037 | 0.028037 | 0.028037 | 0
IL Fac. Spec. - NOX Rate Summer v3.1, Unit 3660 and retrofits | 601 | 1797 | Rate Constraint in lbs/MMBtu | FALSE | L | Annual | Fuel Consumed | TBtu | 1.2958 | 0.85427 | 0.85427 | 0.85427 | 0.85427 | 0.85427 | 0.85427 | 0
IL Fac. Spec. - NOX Rate Summer v3.1, Unit 3660 and retrofits | 601 | 1797 | Rate Constraint in lbs/MMBtu | FALSE | L | Annual | Rate | lb/MMBtu | 0.06564 | 0.06564 | 0.06564 | 0.06564 | 0.06564 | 0.06564 | 0.06564 | 0
IL Fac. Spec. - NOX Rate Summer v3.1, Unit 3660 and retrofits | 601 | 1797 | Rate Constraint in lbs/MMBtu | FALSE | L | Annual | Generation | TWh | 0.11988 | 0.079033 | 0.079033 | 0.079033 | 0.079033 | 0.079033 | 0.079033 | 0
IL Fac. Spec. - NOX Rate Summer v3.1, Unit 3660 and retrofits | 601 | 1797 | Rate Constraint in lbs/MMBtu | FALSE | L | Annual | Qualifying Generation | TWh | 0.11988 | 0.079033 | 0.079033 | 0.079033 | 0.079033 | 0.079033 | 0.079033 | 0
IL Fac. Spec. - NOX Rate Summer v3.1, Unit 3660 and retrofits | 601 | 1797 | Rate Constraint in lbs/MMBtu | FALSE | L | Annual | Rate | lb/MWh | 0.7095 | 0.7095 | 0.7095 | 0.7095 | 0.7095 | 0.7095 | 0.7095 | 0
IL Fac. Spec. - NOX Rate Summer v3.1, Unit 3660 and retrofits | 601 | 1797 | Rate Constraint in lbs/MMBtu | FALSE | L | Annual | Constraint Shadow Price | US2016$/Ton | 0 | 0 | 0 | 0 | 0 | 0 | 0 | 0
IL Fac. Spec. - NOX Rate Summer v3.1, Unit 3661 and retrofits | 602 | 1797 | Rate Constraint in lbs/MMBtu | FALSE | L | Annual | Seasons Included | Seasons | Summer | Summer | Summer | Summer | Summer | Summer | Summer | Summer
IL Fac. Spec. - NOX Rate Summer v3.1, Unit 3661 and retrofits | 602 | 1797 | Rate Constraint in lbs/MMBtu | FALSE | L | Annual | Standard NOX | lb/MMBtu | 0.25 | 0.25 | 0.25 | 0.25 | 0.25 | 0.25 | 0.25 | 0.25
IL Fac. Spec. - NOX Rate Summer v3.1, Unit 3661 and retrofits | 602 | 1797 | Rate Constraint in lbs/MMBtu | FALSE | L | Annual | Emissions at Affected Plants NOX | Thousand Tons | 0.048261 | 0.031816 | 0.031816 | 0.031816 | 0.031816 | 0.031816 | 0.031816 | 0
IL Fac. Spec. - NOX Rate Summer v3.1, Unit 3661 and retrofits | 602 | 1797 | Rate Constraint in lbs/MMBtu | FALSE | L | Annual | Allowances Purchased NOX | Thousand Tons | 0 | 0 | 0 | 0 | 0 | 0 | 0 | 0
IL Fac. Spec. - NOX Rate Summer v3.1, Unit 3661 and retrofits | 602 | 1797 | Rate Constraint in lbs/MMBtu | FALSE | L | Annual | Allowances Sold NOX | Thousand Tons | 0 | 0 | 0 | 0 | 0 | 0 | 0 | 0
IL Fac. Spec. - NOX Rate Summer v3.1, Unit 3661 and retrofits | 602 | 1797 | Rate Constraint in lbs/MMBtu | FALSE | L | Annual | Allowances Banked | Thousand Tons | 0 | 0 | 0 | 0 | 0 | 0 | 0 | 0
IL Fac. Spec. - NOX Rate Summer v3.1, Unit 3661 and retrofits | 602 | 1797 | Rate Constraint in lbs/MMBtu | FALSE | L | Annual | Allowances Withdrawn (1:1) | Thousand Tons | 0 | 0 | 0 | 0 | 0 | 0 | 0 | 0
IL Fac. Spec. - NOX Rate Summer v3.1, Unit 3661 and retrofits | 602 | 1797 | Rate Constraint in lbs/MMBtu | FALSE | L | Annual | Allowances Withdrawn (n:1) | Thousand Tons | 0 | 0 | 0 | 0 | 0 | 0 | 0 | 0
IL Fac. Spec. - NOX Rate Summer v3.1, Unit 3661 and retrofits | 602 | 1797 | Rate Constraint in lbs/MMBtu | FALSE | L | Annual | Net Emissions Allowance Position | Thousand Tons | 0.048261 | 0.031816 | 0.031816 | 0.031816 | 0.031816 | 0.031816 | 0.031816 | 0
IL Fac. Spec. - NOX Rate Summer v3.1, Unit 3661 and retrofits | 602 | 1797 | Rate Constraint in lbs/MMBtu | FALSE | L | Annual | Fuel Consumed | TBtu | 1.2947 | 0.85355 | 0.85355 | 0.85355 | 0.85355 | 0.85355 | 0.85355 | 0
IL Fac. Spec. - NOX Rate Summer v3.1, Unit 3661 and retrofits | 602 | 1797 | Rate Constraint in lbs/MMBtu | FALSE | L | Annual | Rate | lb/MMBtu | 0.07455 | 0.07455 | 0.07455 | 0.07455 | 0.07455 | 0.07455 | 0.07455 | 0
IL Fac. Spec. - NOX Rate Summer v3.1, Unit 3661 and retrofits | 602 | 1797 | Rate Constraint in lbs/MMBtu | FALSE | L | Annual | Generation | TWh | 0.11988 | 0.079033 | 0.079033 | 0.079033 | 0.079033 | 0.079033 | 0.079033 | 0
IL Fac. Spec. - NOX Rate Summer v3.1, Unit 3661 and retrofits | 602 | 1797 | Rate Constraint in lbs/MMBtu | FALSE | L | Annual | Qualifying Generation | TWh | 0.11988 | 0.079033 | 0.079033 | 0.079033 | 0.079033 | 0.079033 | 0.079033 | 0
IL Fac. Spec. - NOX Rate Summer v3.1, Unit 3661 and retrofits | 602 | 1797 | Rate Constraint in lbs/MMBtu | FALSE | L | Annual | Rate | lb/MWh | 0.80514 | 0.80514 | 0.80514 | 0.80514 | 0.80514 | 0.80514 | 0.80514 | 0
IL Fac. Spec. - NOX Rate Summer v3.1, Unit 3661 and retrofits | 602 | 1797 | Rate Constraint in lbs/MMBtu | FALSE | L | Annual | Constraint Shadow Price | US2016$/Ton | 0 | 0 | 0 | 0 | 0 | 0 | 0 | 0
IL Fac. Spec. - NOX Rate Summer v3.1, Unit 3662 and retrofits | 603 | 1797 | Rate Constraint in lbs/MMBtu | FALSE | L | Annual | Seasons Included | Seasons | Summer | Summer | Summer | Summer | Summer | Summer | Summer | Summer
IL Fac. Spec. - NOX Rate Summer v3.1, Unit 3662 and retrofits | 603 | 1797 | Rate Constraint in lbs/MMBtu | FALSE | L | Annual | Standard NOX | lb/MMBtu | 0.25 | 0.25 | 0.25 | 0.25 | 0.25 | 0.25 | 0.25 | 0.25
IL Fac. Spec. - NOX Rate Summer v3.1, Unit 3662 and retrofits | 603 | 1797 | Rate Constraint in lbs/MMBtu | FALSE | L | Annual | Emissions at Affected Plants NOX | Thousand Tons | 0 | 0 | 0 | 0 | 0 | 0 | 0 | 0
IL Fac. Spec. - NOX Rate Summer v3.1, Unit 3662 and retrofits | 603 | 1797 | Rate Constraint in lbs/MMBtu | FALSE | L | Annual | Allowances Purchased NOX | Thousand Tons | 0 | 0 | 0 | 0 | 0 | 0 | 0 | 0
IL Fac. Spec. - NOX Rate Summer v3.1, Unit 3662 and retrofits | 603 | 1797 | Rate Constraint in lbs/MMBtu | FALSE | L | Annual | Allowances Sold NOX | Thousand Tons | 0 | 0 | 0 | 0 | 0 | 0 | 0 | 0
IL Fac. Spec. - NOX Rate Summer v3.1, Unit 3662 and retrofits | 603 | 1797 | Rate Constraint in lbs/MMBtu | FALSE | L | Annual | Allowances Banked | Thousand Tons | 0 | 0 | 0 | 0 | 0 | 0 | 0 | 0
IL Fac. Spec. - NOX Rate Summer v3.1, Unit 3662 and retrofits | 603 | 1797 | Rate Constraint in lbs/MMBtu | FALSE | L | Annual | Allowances Withdrawn (1:1) | Thousand Tons | 0 | 0 | 0 | 0 | 0 | 0 | 0 | 0
IL Fac. Spec. - NOX Rate Summer v3.1, Unit 3662 and retrofits | 603 | 1797 | Rate Constraint in lbs/MMBtu | FALSE | L | Annual | Allowances Withdrawn (n:1) | Thousand Tons | 0 | 0 | 0 | 0 | 0 | 0 | 0 | 0
IL Fac. Spec. - NOX Rate Summer v3.1, Unit 3662 and retrofits | 603 | 1797 | Rate Constraint in lbs/MMBtu | FALSE | L | Annual | Net Emissions Allowance Position | Thousand Tons | 0 | 0 | 0 | 0 | 0 | 0 | 0 | 0
IL Fac. Spec. - NOX Rate Summer v3.1, Unit 3662 and retrofits | 603 | 1797 | Rate Constraint in lbs/MMBtu | FALSE | L | Annual | Fuel Consumed | TBtu | 0 | 0 | 0 | 0 | 0 | 0 | 0 | 0
IL Fac. Spec. - NOX Rate Summer v3.1, Unit 3662 and retrofits | 603 | 1797 | Rate Constraint in lbs/MMBtu | FALSE | L | Annual | Rate | lb/MMBtu | 0 | 0 | 0 | 0 | 0 | 0 | 0 | 0
IL Fac. Spec. - NOX Rate Summer v3.1, Unit 3662 and retrofits | 603 | 1797 | Rate Constraint in lbs/MMBtu | FALSE | L | Annual | Generation | TWh | 0 | 0 | 0 | 0 | 0 | 0 | 0 | 0
IL Fac. Spec. - NOX Rate Summer v3.1, Unit 3662 and retrofits | 603 | 1797 | Rate Constraint in lbs/MMBtu | FALSE | L | Annual | Qualifying Generation | TWh | 0 | 0 | 0 | 0 | 0 | 0 | 0 | 0
IL Fac. Spec. - NOX Rate Summer v3.1, Unit 3662 and retrofits | 603 | 1797 | Rate Constraint in lbs/MMBtu | FALSE | L | Annual | Rate | lb/MWh | 0 | 0 | 0 | 0 | 0 | 0 | 0 | 0
IL Fac. Spec. - NOX Rate Summer v3.1, Unit 3662 and retrofits | 603 | 1797 | Rate Constraint in lbs/MMBtu | FALSE | L | Annual | Constraint Shadow Price | US2016$/Ton | 0 | 0 | 0 | 0 | 0 | 0 | 0 | 0
IL Fac. Spec. - NOX Rate Summer v3.1, Unit 3676 and retrofits | 604 | 1797 | Rate Constraint in lbs/MMBtu | FALSE | L | Annual | Seasons Included | Seasons | Summer | Summer | Summer | Summer | Summer | Summer | Summer | Summer
IL Fac. Spec. - NOX Rate Summer v3.1, Unit 3676 and retrofits | 604 | 1797 | Rate Constraint in lbs/MMBtu | FALSE | L | Annual | Standard NOX | lb/MMBtu | 0.25 | 0.25 | 0.25 | 0.25 | 0.25 | 0.25 | 0.25 | 0.25
IL Fac. Spec. - NOX Rate Summer v3.1, Unit 3676 and retrofits | 604 | 1797 | Rate Constraint in lbs/MMBtu | FALSE | L | Annual | Emissions at Affected Plants NOX | Thousand Tons | 0.18907 | 0.18907 | 0.18907 | 0.18907 | 0.18907 | 0.18907 | 0.18907 | 0.18907
IL Fac. Spec. - NOX Rate Summer v3.1, Unit 3676 and retrofits | 604 | 1797 | Rate Constraint in lbs/MMBtu | FALSE | L | Annual | Allowances Purchased NOX | Thousand Tons | 0 | 0 | 0 | 0 | 0 | 0 | 0 | 0
IL Fac. Spec. - NOX Rate Summer v3.1, Unit 3676 and retrofits | 604 | 1797 | Rate Constraint in lbs/MMBtu | FALSE | L | Annual | Allowances Sold NOX | Thousand Tons | 0 | 0 | 0 | 0 | 0 | 0 | 0 | 0
IL Fac. Spec. - NOX Rate Summer v3.1, Unit 3676 and retrofits | 604 | 1797 | Rate Constraint in lbs/MMBtu | FALSE | L | Annual | Allowances Banked | Thousand Tons | 0 | 0 | 0 | 0 | 0 | 0 | 0 | 0
IL Fac. Spec. - NOX Rate Summer v3.1, Unit 3676 and retrofits | 604 | 1797 | Rate Constraint in lbs/MMBtu | FALSE | L | Annual | Allowances Withdrawn (1:1) | Thousand Tons | 0 | 0 | 0 | 0 | 0 | 0 | 0 | 0
IL Fac. Spec. - NOX Rate Summer v3.1, Unit 3676 and retrofits | 604 | 1797 | Rate Constraint in lbs/MMBtu | FALSE | L | Annual | Allowances Withdrawn (n:1) | Thousand Tons | 0 | 0 | 0 | 0 | 0 | 0 | 0 | 0
IL Fac. Spec. - NOX Rate Summer v3.1, Unit 3676 and retrofits | 604 | 1797 | Rate Constraint in lbs/MMBtu | FALSE | L | Annual | Net Emissions Allowance Position | Thousand Tons | 0.18907 | 0.18907 | 0.18907 | 0.18907 | 0.18907 | 0.18907 | 0.18907 | 0.18907
IL Fac. Spec. - NOX Rate Summer v3.1, Unit 3676 and retrofits | 604 | 1797 | Rate Constraint in lbs/MMBtu | FALSE | L | Annual | Fuel Consumed | TBtu | 4.5075 | 4.5075 | 4.5075 | 4.5075 | 4.5075 | 4.5075 | 4.5075 | 4.5075
IL Fac. Spec. - NOX Rate Summer v3.1, Unit 3676 and retrofits | 604 | 1797 | Rate Constraint in lbs/MMBtu | FALSE | L | Annual | Rate | lb/MMBtu | 0.08389 | 0.08389 | 0.08389 | 0.08389 | 0.08389 | 0.08389 | 0.08389 | 0.08389
IL Fac. Spec. - NOX Rate Summer v3.1, Unit 3676 and retrofits | 604 | 1797 | Rate Constraint in lbs/MMBtu | FALSE | L | Annual | Generation | TWh | 0.38417 | 0.38417 | 0.38417 | 0.38417 | 0.38417 | 0.38417 | 0.38417 | 0.38417
IL Fac. Spec. - NOX Rate Summer v3.1, Unit 3676 and retrofits | 604 | 1797 | Rate Constraint in lbs/MMBtu | FALSE | L | Annual | Qualifying Generation | TWh | 0.38417 | 0.38417 | 0.38417 | 0.38417 | 0.38417 | 0.38417 | 0.38417 | 0.38417
IL Fac. Spec. - NOX Rate Summer v3.1, Unit 3676 and retrofits | 604 | 1797 | Rate Constraint in lbs/MMBtu | FALSE | L | Annual | Rate | lb/MWh | 0.98428 | 0.98428 | 0.98428 | 0.98428 | 0.98428 | 0.98428 | 0.98428 | 0.98428
IL Fac. Spec. - NOX Rate Summer v3.1, Unit 3676 and retrofits | 604 | 1797 | Rate Constraint in lbs/MMBtu | FALSE | L | Annual | Constraint Shadow Price | US2016$/Ton | 0 | 0 | 0 | 0 | 0 | 0 | 0 | 0
IL Fac. Spec. - NOX Rate Summer v3.1, Unit 4071 and retrofits | 605 | 1797 | Rate Constraint in lbs/MMBtu | FALSE | L | Annual | Seasons Included | Seasons | Summer | Summer | Summer | Summer | Summer | Summer | Summer | Summer
IL Fac. Spec. - NOX Rate Summer v3.1, Unit 4071 and retrofits | 605 | 1797 | Rate Constraint in lbs/MMBtu | FALSE | L | Annual | Standard NOX | lb/MMBtu | 0.25 | 0.25 | 0.25 | 0.25 | 0.25 | 0.25 | 0.25 | 0.25
IL Fac. Spec. - NOX Rate Summer v3.1, Unit 4071 and retrofits | 605 | 1797 | Rate Constraint in lbs/MMBtu | FALSE | L | Annual | Emissions at Affected Plants NOX | Thousand Tons | 0.24224 | 0.24201 | 0.24224 | 0.24224 | 0.24224 | 0.24224 | 0.24224 | 0.24224
IL Fac. Spec. - NOX Rate Summer v3.1, Unit 4071 and retrofits | 605 | 1797 | Rate Constraint in lbs/MMBtu | FALSE | L | Annual | Allowances Purchased NOX | Thousand Tons | 0 | 0 | 0 | 0 | 0 | 0 | 0 | 0
IL Fac. Spec. - NOX Rate Summer v3.1, Unit 4071 and retrofits | 605 | 1797 | Rate Constraint in lbs/MMBtu | FALSE | L | Annual | Allowances Sold NOX | Thousand Tons | 0 | 0 | 0 | 0 | 0 | 0 | 0 | 0
IL Fac. Spec. - NOX Rate Summer v3.1, Unit 4071 and retrofits | 605 | 1797 | Rate Constraint in lbs/MMBtu | FALSE | L | Annual | Allowances Banked | Thousand Tons | 0 | 0 | 0 | 0 | 0 | 0 | 0 | 0
IL Fac. Spec. - NOX Rate Summer v3.1, Unit 4071 and retrofits | 605 | 1797 | Rate Constraint in lbs/MMBtu | FALSE | L | Annual | Allowances Withdrawn (1:1) | Thousand Tons | 0 | 0 | 0 | 0 | 0 | 0 | 0 | 0
IL Fac. Spec. - NOX Rate Summer v3.1, Unit 4071 and retrofits | 605 | 1797 | Rate Constraint in lbs/MMBtu | FALSE | L | Annual | Allowances Withdrawn (n:1) | Thousand Tons | 0 | 0 | 0 | 0 | 0 | 0 | 0 | 0
IL Fac. Spec. - NOX Rate Summer v3.1, Unit 4071 and retrofits | 605 | 1797 | Rate Constraint in lbs/MMBtu | FALSE | L | Annual | Net Emissions Allowance Position | Thousand Tons | 0.24224 | 0.24201 | 0.24224 | 0.24224 | 0.24224 | 0.24224 | 0.24224 | 0.24224
IL Fac. Spec. - NOX Rate Summer v3.1, Unit 4071 and retrofits | 605 | 1797 | Rate Constraint in lbs/MMBtu | FALSE | L | Annual | Fuel Consumed | TBtu | 7.2158 | 7.2091 | 7.2158 | 7.2158 | 7.2158 | 7.2158 | 7.2158 | 7.2158
IL Fac. Spec. - NOX Rate Summer v3.1, Unit 4071 and retrofits | 605 | 1797 | Rate Constraint in lbs/MMBtu | FALSE | L | Annual | Rate | lb/MMBtu | 0.06714 | 0.06714 | 0.06714 | 0.06714 | 0.06714 | 0.06714 | 0.06714 | 0.06714
IL Fac. Spec. - NOX Rate Summer v3.1, Unit 4071 and retrofits | 605 | 1797 | Rate Constraint in lbs/MMBtu | FALSE | L | Annual | Generation | TWh | 0.6333 | 0.63271 | 0.6333 | 0.6333 | 0.6333 | 0.6333 | 0.6333 | 0.6333
IL Fac. Spec. - NOX Rate Summer v3.1, Unit 4071 and retrofits | 605 | 1797 | Rate Constraint in lbs/MMBtu | FALSE | L | Annual | Qualifying Generation | TWh | 0.6333 | 0.63271 | 0.6333 | 0.6333 | 0.6333 | 0.6333 | 0.6333 | 0.6333
IL Fac. Spec. - NOX Rate Summer v3.1, Unit 4071 and retrofits | 605 | 1797 | Rate Constraint in lbs/MMBtu | FALSE | L | Annual | Rate | lb/MWh | 0.76499 | 0.76499 | 0.76499 | 0.76499 | 0.76499 | 0.76499 | 0.76499 | 0.76499
IL Fac. Spec. - NOX Rate Summer v3.1, Unit 4071 and retrofits | 605 | 1797 | Rate Constraint in lbs/MMBtu | FALSE | L | Annual | Constraint Shadow Price | US2016$/Ton | 0 | 0 | 0 | 0 | 0 | 0 | 0 | 0
IL Fac. Spec. - NOX Rate Summer v3.1, Unit 4072 and retrofits | 606 | 1797 | Rate Constraint in lbs/MMBtu | FALSE | L | Annual | Seasons Included | Seasons | Summer | Summer | Summer | Summer | Summer | Summer | Summer | Summer
IL Fac. Spec. - NOX Rate Summer v3.1, Unit 4072 and retrofits | 606 | 1797 | Rate Constraint in lbs/MMBtu | FALSE | L | Annual | Standard NOX | lb/MMBtu | 0.25 | 0.25 | 0.25 | 0.25 | 0.25 | 0.25 | 0.25 | 0.25
IL Fac. Spec. - NOX Rate Summer v3.1, Unit 4072 and retrofits | 606 | 1797 | Rate Constraint in lbs/MMBtu | FALSE | L | Annual | Emissions at Affected Plants NOX | Thousand Tons | 0.78911 | 0.78911 | 0.78911 | 0.78911 | 0.78911 | 0.78911 | 0.78911 | 0.78911
IL Fac. Spec. - NOX Rate Summer v3.1, Unit 4072 and retrofits | 606 | 1797 | Rate Constraint in lbs/MMBtu | FALSE | L | Annual | Allowances Purchased NOX | Thousand Tons | 0 | 0 | 0 | 0 | 0 | 0 | 0 | 0
IL Fac. Spec. - NOX Rate Summer v3.1, Unit 4072 and retrofits | 606 | 1797 | Rate Constraint in lbs/MMBtu | FALSE | L | Annual | Allowances Sold NOX | Thousand Tons | 0 | 0 | 0 | 0 | 0 | 0 | 0 | 0
IL Fac. Spec. - NOX Rate Summer v3.1, Unit 4072 and retrofits | 606 | 1797 | Rate Constraint in lbs/MMBtu | FALSE | L | Annual | Allowances Banked | Thousand Tons | 0 | 0 | 0 | 0 | 0 | 0 | 0 | 0
IL Fac. Spec. - NOX Rate Summer v3.1, Unit 4072 and retrofits | 606 | 1797 | Rate Constraint in lbs/MMBtu | FALSE | L | Annual | Allowances Withdrawn (1:1) | Thousand Tons | 0 | 0 | 0 | 0 | 0 | 0 | 0 | 0
IL Fac. Spec. - NOX Rate Summer v3.1, Unit 4072 and retrofits | 606 | 1797 | Rate Constraint in lbs/MMBtu | FALSE | L | Annual | Allowances Withdrawn (n:1) | Thousand Tons | 0 | 0 | 0 | 0 | 0 | 0 | 0 | 0
IL Fac. Spec. - NOX Rate Summer v3.1, Unit 4072 and retrofits | 606 | 1797 | Rate Constraint in lbs/MMBtu | FALSE | L | Annual | Net Emissions Allowance Position | Thousand Tons | 0.78911 | 0.78911 | 0.78911 | 0.78911 | 0.78911 | 0.78911 | 0.78911 | 0.78911
IL Fac. Spec. - NOX Rate Summer v3.1, Unit 4072 and retrofits | 606 | 1797 | Rate Constraint in lbs/MMBtu | FALSE | L | Annual | Fuel Consumed | TBtu | 24.4079 | 24.4079 | 24.4079 | 24.4079 | 24.4079 | 24.4079 | 24.4079 | 24.4079
IL Fac. Spec. - NOX Rate Summer v3.1, Unit 4072 and retrofits | 606 | 1797 | Rate Constraint in lbs/MMBtu | FALSE | L | Annual | Rate | lb/MMBtu | 0.06466 | 0.06466 | 0.06466 | 0.06466 | 0.06466 | 0.06466 | 0.06466 | 0.06466
IL Fac. Spec. - NOX Rate Summer v3.1, Unit 4072 and retrofits | 606 | 1797 | Rate Constraint in lbs/MMBtu | FALSE | L | Annual | Generation | TWh | 2.5652 | 2.5652 | 2.5652 | 2.5652 | 2.5652 | 2.5652 | 2.5652 | 2.5652
IL Fac. Spec. - NOX Rate Summer v3.1, Unit 4072 and retrofits | 606 | 1797 | Rate Constraint in lbs/MMBtu | FALSE | L | Annual | Qualifying Generation | TWh | 2.5652 | 2.5652 | 2.5652 | 2.5652 | 2.5652 | 2.5652 | 2.5652 | 2.5652
IL Fac. Spec. - NOX Rate Summer v3.1, Unit 4072 and retrofits | 606 | 1797 | Rate Constraint in lbs/MMBtu | FALSE | L | Annual | Rate | lb/MWh | 0.61524 | 0.61524 | 0.61524 | 0.61524 | 0.61524 | 0.61524 | 0.61524 | 0.61524
IL Fac. Spec. - NOX Rate Summer v3.1, Unit 4072 and retrofits | 606 | 1797 | Rate Constraint in lbs/MMBtu | FALSE | L | Annual | Constraint Shadow Price | US2016$/Ton | 0 | 0 | 0 | 0 | 0 | 0 | 0 | 0
IL Fac. Spec. - NOX Rate Summer v3.1, Unit 4073 and retrofits | 607 | 1797 | Rate Constraint in lbs/MMBtu | FALSE | L | Annual | Seasons Included | Seasons | Summer | Summer | Summer | Summer | Summer | Summer | Summer | Summer
IL Fac. Spec. - NOX Rate Summer v3.1, Unit 4073 and retrofits | 607 | 1797 | Rate Constraint in lbs/MMBtu | FALSE | L | Annual | Standard NOX | lb/MMBtu | 0.25 | 0.25 | 0.25 | 0.25 | 0.25 | 0.25 | 0.25 | 0.25
IL Fac. Spec. - NOX Rate Summer v3.1, Unit 4073 and retrofits | 607 | 1797 | Rate Constraint in lbs/MMBtu | FALSE | L | Annual | Emissions at Affected Plants NOX | Thousand Tons | 0.79423 | 0.79423 | 0.79423 | 0.79423 | 0.79423 | 0.79423 | 0.79423 | 0.79423
IL Fac. Spec. - NOX Rate Summer v3.1, Unit 4073 and retrofits | 607 | 1797 | Rate Constraint in lbs/MMBtu | FALSE | L | Annual | Allowances Purchased NOX | Thousand Tons | 0 | 0 | 0 | 0 | 0 | 0 | 0 | 0
IL Fac. Spec. - NOX Rate Summer v3.1, Unit 4073 and retrofits | 607 | 1797 | Rate Constraint in lbs/MMBtu | FALSE | L | Annual | Allowances Sold NOX | Thousand Tons | 0 | 0 | 0 | 0 | 0 | 0 | 0 | 0
IL Fac. Spec. - NOX Rate Summer v3.1, Unit 4073 and retrofits | 607 | 1797 | Rate Constraint in lbs/MMBtu | FALSE | L | Annual | Allowances Banked | Thousand Tons | 0 | 0 | 0 | 0 | 0 | 0 | 0 | 0
IL Fac. Spec. - NOX Rate Summer v3.1, Unit 4073 and retrofits | 607 | 1797 | Rate Constraint in lbs/MMBtu | FALSE | L | Annual | Allowances Withdrawn (1:1) | Thousand Tons | 0 | 0 | 0 | 0 | 0 | 0 | 0 | 0
IL Fac. Spec. - NOX Rate Summer v3.1, Unit 4073 and retrofits | 607 | 1797 | Rate Constraint in lbs/MMBtu | FALSE | L | Annual | Allowances Withdrawn (n:1) | Thousand Tons | 0 | 0 | 0 | 0 | 0 | 0 | 0 | 0
IL Fac. Spec. - NOX Rate Summer v3.1, Unit 4073 and retrofits | 607 | 1797 | Rate Constraint in lbs/MMBtu | FALSE | L | Annual | Net Emissions Allowance Position | Thousand Tons | 0.79423 | 0.79423 | 0.79423 | 0.79423 | 0.79423 | 0.79423 | 0.79423 | 0.79423
IL Fac. Spec. - NOX Rate Summer v3.1, Unit 4073 and retrofits | 607 | 1797 | Rate Constraint in lbs/MMBtu | FALSE | L | Annual | Fuel Consumed | TBtu | 24.5436 | 24.5436 | 24.5436 | 24.5436 | 24.5436 | 24.5436 | 24.5436 | 24.5436
IL Fac. Spec. - NOX Rate Summer v3.1, Unit 4073 and retrofits | 607 | 1797 | Rate Constraint in lbs/MMBtu | FALSE | L | Annual | Rate | lb/MMBtu | 0.06472 | 0.06472 | 0.06472 | 0.06472 | 0.06472 | 0.06472 | 0.06472 | 0.06472
IL Fac. Spec. - NOX Rate Summer v3.1, Unit 4073 and retrofits | 607 | 1797 | Rate Constraint in lbs/MMBtu | FALSE | L | Annual | Generation | TWh | 2.5778 | 2.5778 | 2.5778 | 2.5778 | 2.5778 | 2.5778 | 2.5778 | 2.5778
IL Fac. Spec. - NOX Rate Summer v3.1, Unit 4073 and retrofits | 607 | 1797 | Rate Constraint in lbs/MMBtu | FALSE | L | Annual | Qualifying Generation | TWh | 2.5778 | 2.5778 | 2.5778 | 2.5778 | 2.5778 | 2.5778 | 2.5778 | 2.5778
IL Fac. Spec. - NOX Rate Summer v3.1, Unit 4073 and retrofits | 607 | 1797 | Rate Constraint in lbs/MMBtu | FALSE | L | Annual | Rate | lb/MWh | 0.6162 | 0.6162 | 0.6162 | 0.6162 | 0.6162 | 0.6162 | 0.6162 | 0.6162
IL Fac. Spec. - NOX Rate Summer v3.1, Unit 4073 and retrofits | 607 | 1797 | Rate Constraint in lbs/MMBtu | FALSE | L | Annual | Constraint Shadow Price | US2016$/Ton | 0 | 0 | 0 | 0 | 0 | 0 | 0 | 0
IL Fac. Spec. - NOX Rate Summer v3.1, Unit 4133 and retrofits | 608 | 1797 | Rate Constraint in lbs/MMBtu | FALSE | L | Annual | Seasons Included | Seasons | Summer | Summer | Summer | Summer | Summer | Summer | Summer | Summer
IL Fac. Spec. - NOX Rate Summer v3.1, Unit 4133 and retrofits | 608 | 1797 | Rate Constraint in lbs/MMBtu | FALSE | L | Annual | Standard NOX | lb/MMBtu | 0.25 | 0.25 | 0.25 | 0.25 | 0.25 | 0.25 | 0.25 | 0.25
IL Fac. Spec. - NOX Rate Summer v3.1, Unit 4133 and retrofits | 608 | 1797 | Rate Constraint in lbs/MMBtu | FALSE | L | Annual | Emissions at Affected Plants NOX | Thousand Tons | 0.51704 | 0.51704 | 0.51704 | 0.64709 | 0.51704 | 0.65401 | 0.74154 | 0.51704
IL Fac. Spec. - NOX Rate Summer v3.1, Unit 4133 and retrofits | 608 | 1797 | Rate Constraint in lbs/MMBtu | FALSE | L | Annual | Allowances Purchased NOX | Thousand Tons | 0 | 0 | 0 | 0 | 0 | 0 | 0 | 0
IL Fac. Spec. - NOX Rate Summer v3.1, Unit 4133 and retrofits | 608 | 1797 | Rate Constraint in lbs/MMBtu | FALSE | L | Annual | Allowances Sold NOX | Thousand Tons | 0 | 0 | 0 | 0 | 0 | 0 | 0 | 0
IL Fac. Spec. - NOX Rate Summer v3.1, Unit 4133 and retrofits | 608 | 1797 | Rate Constraint in lbs/MMBtu | FALSE | L | Annual | Allowances Banked | Thousand Tons | 0 | 0 | 0 | 0 | 0 | 0 | 0 | 0
IL Fac. Spec. - NOX Rate Summer v3.1, Unit 4133 and retrofits | 608 | 1797 | Rate Constraint in lbs/MMBtu | FALSE | L | Annual | Allowances Withdrawn (1:1) | Thousand Tons | 0 | 0 | 0 | 0 | 0 | 0 | 0 | 0
IL Fac. Spec. - NOX Rate Summer v3.1, Unit 4133 and retrofits | 608 | 1797 | Rate Constraint in lbs/MMBtu | FALSE | L | Annual | Allowances Withdrawn (n:1) | Thousand Tons | 0 | 0 | 0 | 0 | 0 | 0 | 0 | 0
IL Fac. Spec. - NOX Rate Summer v3.1, Unit 4133 and retrofits | 608 | 1797 | Rate Constraint in lbs/MMBtu | FALSE | L | Annual | Net Emissions Allowance Position | Thousand Tons | 0.51704 | 0.51704 | 0.51704 | 0.64709 | 0.51704 | 0.65401 | 0.74154 | 0.51704
IL Fac. Spec. - NOX Rate Summer v3.1, Unit 4133 and retrofits | 608 | 1797 | Rate Constraint in lbs/MMBtu | FALSE | L | Annual | Fuel Consumed | TBtu | 11.1926 | 11.1926 | 11.1926 | 14.0077 | 11.1926 | 14.1576 | 16.0524 | 11.1926
IL Fac. Spec. - NOX Rate Summer v3.1, Unit 4133 and retrofits | 608 | 1797 | Rate Constraint in lbs/MMBtu | FALSE | L | Annual | Rate | lb/MMBtu | 0.09239 | 0.09239 | 0.09239 | 0.09239 | 0.09239 | 0.09239 | 0.09239 | 0.09239
IL Fac. Spec. - NOX Rate Summer v3.1, Unit 4133 and retrofits | 608 | 1797 | Rate Constraint in lbs/MMBtu | FALSE | L | Annual | Generation | TWh | 1.0766 | 1.0766 | 1.0766 | 1.3474 | 1.0766 | 1.3618 | 1.5441 | 1.0766
IL Fac. Spec. - NOX Rate Summer v3.1, Unit 4133 and retrofits | 608 | 1797 | Rate Constraint in lbs/MMBtu | FALSE | L | Annual | Qualifying Generation | TWh | 1.0766 | 1.0766 | 1.0766 | 1.3474 | 1.0766 | 1.3618 | 1.5441 | 1.0766
IL Fac. Spec. - NOX Rate Summer v3.1, Unit 4133 and retrofits | 608 | 1797 | Rate Constraint in lbs/MMBtu | FALSE | L | Annual | Rate | lb/MWh | 0.96049 | 0.96049 | 0.96049 | 0.96049 | 0.96049 | 0.96049 | 0.96049 | 0.96049
IL Fac. Spec. - NOX Rate Summer v3.1, Unit 4133 and retrofits | 608 | 1797 | Rate Constraint in lbs/MMBtu | FALSE | L | Annual | Constraint Shadow Price | US2016$/Ton | 0 | 0 | 0 | 0 | 0 | 0 | 0 | 0
IL Fac. Spec. - NOX Rate Summer v3.1, Unit 4168 and retrofits | 609 | 1797 | Rate Constraint in lbs/MMBtu | FALSE | L | Annual | Seasons Included | Seasons | Summer | Summer | Summer | Summer | Summer | Summer | Summer | Summer
IL Fac. Spec. - NOX Rate Summer v3.1, Unit 4168 and retrofits | 609 | 1797 | Rate Constraint in lbs/MMBtu | FALSE | L | Annual | Standard NOX | lb/MMBtu | 0.25 | 0.25 | 0.25 | 0.25 | 0.25 | 0.25 | 0.25 | 0.25
IL Fac. Spec. - NOX Rate Summer v3.1, Unit 4168 and retrofits | 609 | 1797 | Rate Constraint in lbs/MMBtu | FALSE | L | Annual | Emissions at Affected Plants NOX | Thousand Tons | 0.34328 | 0.34328 | 0.34328 | 0.35895 | 0.34328 | 0.42295 | 0.34328 | 0.34328
IL Fac. Spec. - NOX Rate Summer v3.1, Unit 4168 and retrofits | 609 | 1797 | Rate Constraint in lbs/MMBtu | FALSE | L | Annual | Allowances Purchased NOX | Thousand Tons | 0 | 0 | 0 | 0 | 0 | 0 | 0 | 0
IL Fac. Spec. - NOX Rate Summer v3.1, Unit 4168 and retrofits | 609 | 1797 | Rate Constraint in lbs/MMBtu | FALSE | L | Annual | Allowances Sold NOX | Thousand Tons | 0 | 0 | 0 | 0 | 0 | 0 | 0 | 0
IL Fac. Spec. - NOX Rate Summer v3.1, Unit 4168 and retrofits | 609 | 1797 | Rate Constraint in lbs/MMBtu | FALSE | L | Annual | Allowances Banked | Thousand Tons | 0 | 0 | 0 | 0 | 0 | 0 | 0 | 0
IL Fac. Spec. - NOX Rate Summer v3.1, Unit 4168 and retrofits | 609 | 1797 | Rate Constraint in lbs/MMBtu | FALSE | L | Annual | Allowances Withdrawn (1:1) | Thousand Tons | 0 | 0 | 0 | 0 | 0 | 0 | 0 | 0
IL Fac. Spec. - NOX Rate Summer v3.1, Unit 4168 and retrofits | 609 | 1797 | Rate Constraint in lbs/MMBtu | FALSE | L | Annual | Allowances Withdrawn (n:1) | Thousand Tons | 0 | 0 | 0 | 0 | 0 | 0 | 0 | 0
IL Fac. Spec. - NOX Rate Summer v3.1, Unit 4168 and retrofits | 609 | 1797 | Rate Constraint in lbs/MMBtu | FALSE | L | Annual | Net Emissions Allowance Position | Thousand Tons | 0.34328 | 0.34328 | 0.34328 | 0.35895 | 0.34328 | 0.42295 | 0.34328 | 0.34328
IL Fac. Spec. - NOX Rate Summer v3.1, Unit 4168 and retrofits | 609 | 1797 | Rate Constraint in lbs/MMBtu | FALSE | L | Annual | Fuel Consumed | TBtu | 8.4605 | 8.4605 | 8.4605 | 8.8467 | 8.4605 | 10.4239 | 8.4605 | 8.4605
IL Fac. Spec. - NOX Rate Summer v3.1, Unit 4168 and retrofits | 609 | 1797 | Rate Constraint in lbs/MMBtu | FALSE | L | Annual | Rate | lb/MMBtu | 0.08115 | 0.08115 | 0.08115 | 0.08115 | 0.08115 | 0.08115 | 0.08115 | 0.08115
IL Fac. Spec. - NOX Rate Summer v3.1, Unit 4168 and retrofits | 609 | 1797 | Rate Constraint in lbs/MMBtu | FALSE | L | Annual | Generation | TWh | 0.72935 | 0.72935 | 0.72935 | 0.76265 | 0.72935 | 0.89861 | 0.72935 | 0.72935
IL Fac. Spec. - NOX Rate Summer v3.1, Unit 4168 and retrofits | 609 | 1797 | Rate Constraint in lbs/MMBtu | FALSE | L | Annual | Qualifying Generation | TWh | 0.72935 | 0.72935 | 0.72935 | 0.76265 | 0.72935 | 0.89861 | 0.72935 | 0.72935
IL Fac. Spec. - NOX Rate Summer v3.1, Unit 4168 and retrofits | 609 | 1797 | Rate Constraint in lbs/MMBtu | FALSE | L | Annual | Rate | lb/MWh | 0.94134 | 0.94134 | 0.94134 | 0.94134 | 0.94134 | 0.94134 | 0.94134 | 0.94134
IL Fac. Spec. - NOX Rate Summer v3.1, Unit 4168 and retrofits | 609 | 1797 | Rate Constraint in lbs/MMBtu | FALSE | L | Annual | Constraint Shadow Price | US2016$/Ton | 0 | 0 | 0 | 0 | 0 | 0 | 0 | 0
IL Fac. Spec. - NOX Rate Summer v3.1, Unit 4169 and retrofits | 610 | 1797 | Rate Constraint in lbs/MMBtu | FALSE | L | Annual | Seasons Included | Seasons | Summer | Summer | Summer | Summer | Summer | Summer | Summer | Summer
IL Fac. Spec. - NOX Rate Summer v3.1, Unit 4169 and retrofits | 610 | 1797 | Rate Constraint in lbs/MMBtu | FALSE | L | Annual | Standard NOX | lb/MMBtu | 0.25 | 0.25 | 0.25 | 0.25 | 0.25 | 0.25 | 0.25 | 0.25
IL Fac. Spec. - NOX Rate Summer v3.1, Unit 4169 and retrofits | 610 | 1797 | Rate Constraint in lbs/MMBtu | FALSE | L | Annual | Emissions at Affected Plants NOX | Thousand Tons | 1.8084 | 2.0156 | 2.0156 | 2.3171 | 1.944 | 2.3171 | 2.3171 | 2.1008
IL Fac. Spec. - NOX Rate Summer v3.1, Unit 4169 and retrofits | 610 | 1797 | Rate Constraint in lbs/MMBtu | FALSE | L | Annual | Allowances Purchased NOX | Thousand Tons | 0 | 0 | 0 | 0 | 0 | 0 | 0 | 0
IL Fac. Spec. - NOX Rate Summer v3.1, Unit 4169 and retrofits | 610 | 1797 | Rate Constraint in lbs/MMBtu | FALSE | L | Annual | Allowances Sold NOX | Thousand Tons | 0 | 0 | 0 | 0 | 0 | 0 | 0 | 0
IL Fac. Spec. - NOX Rate Summer v3.1, Unit 4169 and retrofits | 610 | 1797 | Rate Constraint in lbs/MMBtu | FALSE | L | Annual | Allowances Banked | Thousand Tons | 0 | 0 | 0 | 0 | 0 | 0 | 0 | 0
IL Fac. Spec. - NOX Rate Summer v3.1, Unit 4169 and retrofits | 610 | 1797 | Rate Constraint in lbs/MMBtu | FALSE | L | Annual | Allowances Withdrawn (1:1) | Thousand Tons | 0 | 0 | 0 | 0 | 0 | 0 | 0 | 0
IL Fac. Spec. - NOX Rate Summer v3.1, Unit 4169 and retrofits | 610 | 1797 | Rate Constraint in lbs/MMBtu | FALSE | L | Annual | Allowances Withdrawn (n:1) | Thousand Tons | 0 | 0 | 0 | 0 | 0 | 0 | 0 | 0
IL Fac. Spec. - NOX Rate Summer v3.1, Unit 4169 and retrofits | 610 | 1797 | Rate Constraint in lbs/MMBtu | FALSE | L | Annual | Net Emissions Allowance Position | Thousand Tons | 1.8084 | 2.0156 | 2.0156 | 2.3171 | 1.944 | 2.3171 | 2.3171 | 2.1008
IL Fac. Spec. - NOX Rate Summer v3.1, Unit 4169 and retrofits | 610 | 1797 | Rate Constraint in lbs/MMBtu | FALSE | L | Annual | Fuel Consumed | TBtu | 44.5756 | 49.6829 | 49.6829 | 57.1125 | 47.9164 | 57.1125 | 57.1125 | 51.7824
IL Fac. Spec. - NOX Rate Summer v3.1, Unit 4169 and retrofits | 610 | 1797 | Rate Constraint in lbs/MMBtu | FALSE | L | Annual | Rate | lb/MMBtu | 0.08114 | 0.08114 | 0.08114 | 0.08114 | 0.08114 | 0.08114 | 0.08114 | 0.08114
IL Fac. Spec. - NOX Rate Summer v3.1, Unit 4169 and retrofits | 610 | 1797 | Rate Constraint in lbs/MMBtu | FALSE | L | Annual | Generation | TWh | 4.3982 | 4.9021 | 4.9021 | 5.6352 | 4.7278 | 5.6352 | 5.6352 | 5.1093
IL Fac. Spec. - NOX Rate Summer v3.1, Unit 4169 and retrofits | 610 | 1797 | Rate Constraint in lbs/MMBtu | FALSE | L | Annual | Qualifying Generation | TWh | 4.3982 | 4.9021 | 4.9021 | 5.6352 | 4.7278 | 5.6352 | 5.6352 | 5.1093
IL Fac. Spec. - NOX Rate Summer v3.1, Unit 4169 and retrofits | 610 | 1797 | Rate Constraint in lbs/MMBtu | FALSE | L | Annual | Rate | lb/MWh | 0.82235 | 0.82235 | 0.82235 | 0.82235 | 0.82235 | 0.82235 | 0.82235 | 0.82235
IL Fac. Spec. - NOX Rate Summer v3.1, Unit 4169 and retrofits | 610 | 1797 | Rate Constraint in lbs/MMBtu | FALSE | L | Annual | Constraint Shadow Price | US2016$/Ton | 0 | 0 | 0 | 0 | 0 | 0 | 0 | 0
IL Fac. Spec. - NOX Rate Summer v3.1, Unit 4234 and retrofits | 611 | 1797 | Rate Constraint in lbs/MMBtu | FALSE | L | Annual | Seasons Included | Seasons | Summer | Summer | Summer | Summer | Summer | Summer | Summer | Summer
IL Fac. Spec. - NOX Rate Summer v3.1, Unit 4234 and retrofits | 611 | 1797 | Rate Constraint in lbs/MMBtu | FALSE | L | Annual | Standard NOX | lb/MMBtu | 0.25 | 0.25 | 0.25 | 0.25 | 0.25 | 0.25 | 0.25 | 0.25
IL Fac. Spec. - NOX Rate Summer v3.1, Unit 4234 and retrofits | 611 | 1797 | Rate Constraint in lbs/MMBtu | FALSE | L | Annual | Emissions at Affected Plants NOX | Thousand Tons | 0.49889 | 0.4746 | 0.44326 | 0.49889 | 0.49889 | 0.49889 | 0.49889 | 0.49889
IL Fac. Spec. - NOX Rate Summer v3.1, Unit 4234 and retrofits | 611 | 1797 | Rate Constraint in lbs/MMBtu | FALSE | L | Annual | Allowances Purchased NOX | Thousand Tons | 0 | 0 | 0 | 0 | 0 | 0 | 0 | 0
IL Fac. Spec. - NOX Rate Summer v3.1, Unit 4234 and retrofits | 611 | 1797 | Rate Constraint in lbs/MMBtu | FALSE | L | Annual | Allowances Sold NOX | Thousand Tons | 0 | 0 | 0 | 0 | 0 | 0 | 0 | 0
IL Fac. Spec. - NOX Rate Summer v3.1, Unit 4234 and retrofits | 611 | 1797 | Rate Constraint in lbs/MMBtu | FALSE | L | Annual | Allowances Banked | Thousand Tons | 0 | 0 | 0 | 0 | 0 | 0 | 0 | 0
IL Fac. Spec. - NOX Rate Summer v3.1, Unit 4234 and retrofits | 611 | 1797 | Rate Constraint in lbs/MMBtu | FALSE | L | Annual | Allowances Withdrawn (1:1) | Thousand Tons | 0 | 0 | 0 | 0 | 0 | 0 | 0 | 0
IL Fac. Spec. - NOX Rate Summer v3.1, Unit 4234 and retrofits | 611 | 1797 | Rate Constraint in lbs/MMBtu | FALSE | L | Annual | Allowances Withdrawn (n:1) | Thousand Tons | 0 | 0 | 0 | 0 | 0 | 0 | 0 | 0
IL Fac. Spec. - NOX Rate Summer v3.1, Unit 4234 and retrofits | 611 | 1797 | Rate Constraint in lbs/MMBtu | FALSE | L | Annual | Net Emissions Allowance Position | Thousand Tons | 0.49889 | 0.4746 | 0.44326 | 0.49889 | 0.49889 | 0.49889 | 0.49889 | 0.49889
IL Fac. Spec. - NOX Rate Summer v3.1, Unit 4234 and retrofits | 611 | 1797 | Rate Constraint in lbs/MMBtu | FALSE | L | Annual | Fuel Consumed | TBtu | 11.2134 | 10.6676 | 9.9631 | 11.2134 | 11.2134 | 11.2134 | 11.2134 | 11.2134
IL Fac. Spec. - NOX Rate Summer v3.1, Unit 4234 and retrofits | 611 | 1797 | Rate Constraint in lbs/MMBtu | FALSE | L | Annual | Rate | lb/MMBtu | 0.08898 | 0.08898 | 0.08898 | 0.08898 | 0.08898 | 0.08898 | 0.08898 | 0.08898
IL Fac. Spec. - NOX Rate Summer v3.1, Unit 4234 and retrofits | 611 | 1797 | Rate Constraint in lbs/MMBtu | FALSE | L | Annual | Generation | TWh | 0.99464 | 0.94622 | 0.88374 | 0.99464 | 0.99464 | 0.99464 | 0.99464 | 0.99464
IL Fac. Spec. - NOX Rate Summer v3.1, Unit 4234 and retrofits | 611 | 1797 | Rate Constraint in lbs/MMBtu | FALSE | L | Annual | Qualifying Generation | TWh | 0.99464 | 0.94622 | 0.88374 | 0.99464 | 0.99464 | 0.99464 | 0.99464 | 0.99464
IL Fac. Spec. - NOX Rate Summer v3.1, Unit 4234 and retrofits | 611 | 1797 | Rate Constraint in lbs/MMBtu | FALSE | L | Annual | Rate | lb/MWh | 1.0031 | 1.0031 | 1.0031 | 1.0031 | 1.0031 | 1.0031 | 1.0031 | 1.0031
IL Fac. Spec. - NOX Rate Summer v3.1, Unit 4234 and retrofits | 611 | 1797 | Rate Constraint in lbs/MMBtu | FALSE | L | Annual | Constraint Shadow Price | US2016$/Ton | 0 | 0 | 0 | 0 | 0 | 0 | 0 | 0
IL Fac. Spec. - NOX Rate Summer v3.1, Unit 4243 and retrofits | 612 | 1797 | Rate Constraint in lbs/MMBtu | FALSE | L | Annual | Seasons Included | Seasons | Summer | Summer | Summer | Summer | Summer | Summer | Summer | Summer
IL Fac. Spec. - NOX Rate Summer v3.1, Unit 4243 and retrofits | 612 | 1797 | Rate Constraint in lbs/MMBtu | FALSE | L | Annual | Standard NOX | lb/MMBtu | 0.25 | 0.25 | 0.25 | 0.25 | 0.25 | 0.25 | 0.25 | 0.25
IL Fac. Spec. - NOX Rate Summer v3.1, Unit 4243 and retrofits | 612 | 1797 | Rate Constraint in lbs/MMBtu | FALSE | L | Annual | Emissions at Affected Plants NOX | Thousand Tons | 0.60448 | 0.70828 | 0.68512 | 0.79302 | 0.66245 | 0.71648 | 0.71648 | 0.68219
IL Fac. Spec. - NOX Rate Summer v3.1, Unit 4243 and retrofits | 612 | 1797 | Rate Constraint in lbs/MMBtu | FALSE | L | Annual | Allowances Purchased NOX | Thousand Tons | 0 | 0 | 0 | 0 | 0 | 0 | 0 | 0
IL Fac. Spec. - NOX Rate Summer v3.1, Unit 4243 and retrofits | 612 | 1797 | Rate Constraint in lbs/MMBtu | FALSE | L | Annual | Allowances Sold NOX | Thousand Tons | 0 | 0 | 0 | 0 | 0 | 0 | 0 | 0
IL Fac. Spec. - NOX Rate Summer v3.1, Unit 4243 and retrofits | 612 | 1797 | Rate Constraint in lbs/MMBtu | FALSE | L | Annual | Allowances Banked | Thousand Tons | 0 | 0 | 0 | 0 | 0 | 0 | 0 | 0
IL Fac. Spec. - NOX Rate Summer v3.1, Unit 4243 and retrofits | 612 | 1797 | Rate Constraint in lbs/MMBtu | FALSE | L | Annual | Allowances Withdrawn (1:1) | Thousand Tons | 0 | 0 | 0 | 0 | 0 | 0 | 0 | 0
IL Fac. Spec. - NOX Rate Summer v3.1, Unit 4243 and retrofits | 612 | 1797 | Rate Constraint in lbs/MMBtu | FALSE | L | Annual | Allowances Withdrawn (n:1) | Thousand Tons | 0 | 0 | 0 | 0 | 0 | 0 | 0 | 0
IL Fac. Spec. - NOX Rate Summer v3.1, Unit 4243 and retrofits | 612 | 1797 | Rate Constraint in lbs/MMBtu | FALSE | L | Annual | Net Emissions Allowance Position | Thousand Tons | 0.60448 | 0.70828 | 0.68512 | 0.79302 | 0.66245 | 0.71648 | 0.71648 | 0.68219
IL Fac. Spec. - NOX Rate Summer v3.1, Unit 4243 and retrofits | 612 | 1797 | Rate Constraint in lbs/MMBtu | FALSE | L | Annual | Fuel Consumed | TBtu | 6.244 | 7.2842 | 7.052 | 8.1557 | 7.6301 | 8.1716 | 8.1716 | 7.8279
IL Fac. Spec. - NOX Rate Summer v3.1, Unit 4243 and retrofits | 612 | 1797 | Rate Constraint in lbs/MMBtu | FALSE | L | Annual | Rate | lb/MMBtu | 0.19362 | 0.19447 | 0.1943 | 0.19447 | 0.17364 | 0.17536 | 0.17536 | 0.1743
IL Fac. Spec. - NOX Rate Summer v3.1, Unit 4243 and retrofits | 612 | 1797 | Rate Constraint in lbs/MMBtu | FALSE | L | Annual | Generation | TWh | 0.55935 | 0.65261 | 0.6318 | 0.73069 | 0.68197 | 0.73051 | 0.73051 | 0.6997
IL Fac. Spec. - NOX Rate Summer v3.1, Unit 4243 and retrofits | 612 | 1797 | Rate Constraint in lbs/MMBtu | FALSE | L | Annual | Qualifying Generation | TWh | 0.55935 | 0.65261 | 0.6318 | 0.73069 | 0.68197 | 0.73051 | 0.73051 | 0.6997
IL Fac. Spec. - NOX Rate Summer v3.1, Unit 4243 and retrofits | 612 | 1797 | Rate Constraint in lbs/MMBtu | FALSE | L | Annual | Rate | lb/MWh | 2.1614 | 2.1706 | 2.1688 | 2.1706 | 1.9428 | 1.9616 | 1.9616 | 1.9499
IL Fac. Spec. - NOX Rate Summer v3.1, Unit 4243 and retrofits | 612 | 1797 | Rate Constraint in lbs/MMBtu | FALSE | L | Annual | Constraint Shadow Price | US2016$/Ton | 0 | 0 | 0 | 0 | 0 | 0 | 0 | 0
IL Fac. Spec. - NOX Rate Summer v3.1, Unit 4244 and retrofits | 613 | 1797 | Rate Constraint in lbs/MMBtu | FALSE | L | Annual | Seasons Included | Seasons | Summer | Summer | Summer | Summer | Summer | Summer | Summer | Summer
IL Fac. Spec. - NOX Rate Summer v3.1, Unit 4244 and retrofits | 613 | 1797 | Rate Constraint in lbs/MMBtu | FALSE | L | Annual | Standard NOX | lb/MMBtu | 0.25 | 0.25 | 0.25 | 0.25 | 0.25 | 0.25 | 0.25 | 0.25
IL Fac. Spec. - NOX Rate Summer v3.1, Unit 4244 and retrofits | 613 | 1797 | Rate Constraint in lbs/MMBtu | FALSE | L | Annual | Emissions at Affected Plants NOX | Thousand Tons | 0 | 0 | 0 | 0 | 0 | 0 | 0 | 0
IL Fac. Spec. - NOX Rate Summer v3.1, Unit 4244 and retrofits | 613 | 1797 | Rate Constraint in lbs/MMBtu | FALSE | L | Annual | Allowances Purchased NOX | Thousand Tons | 0 | 0 | 0 | 0 | 0 | 0 | 0 | 0
IL Fac. Spec. - NOX Rate Summer v3.1, Unit 4244 and retrofits | 613 | 1797 | Rate Constraint in lbs/MMBtu | FALSE | L | Annual | Allowances Sold NOX | Thousand Tons | 0 | 0 | 0 | 0 | 0 | 0 | 0 | 0
IL Fac. Spec. - NOX Rate Summer v3.1, Unit 4244 and retrofits | 613 | 1797 | Rate Constraint in lbs/MMBtu | FALSE | L | Annual | Allowances Banked | Thousand Tons | 0 | 0 | 0 | 0 | 0 | 0 | 0 | 0
IL Fac. Spec. - NOX Rate Summer v3.1, Unit 4244 and retrofits | 613 | 1797 | Rate Constraint in lbs/MMBtu | FALSE | L | Annual | Allowances Withdrawn (1:1) | Thousand Tons | 0 | 0 | 0 | 0 | 0 | 0 | 0 | 0
IL Fac. Spec. - NOX Rate Summer v3.1, Unit 4244 and retrofits | 613 | 1797 | Rate Constraint in lbs/MMBtu | FALSE | L | Annual | Allowances Withdrawn (n:1) | Thousand Tons | 0 | 0 | 0 | 0 | 0 | 0 | 0 | 0
IL Fac. Spec. - NOX Rate Summer v3.1, Unit 4244 and retrofits | 613 | 1797 | Rate Constraint in lbs/MMBtu | FALSE | L | Annual | Net Emissions Allowance Position | Thousand Tons | 0 | 0 | 0 | 0 | 0 | 0 | 0 | 0
IL Fac. Spec. - NOX Rate Summer v3.1, Unit 4244 and retrofits | 613 | 1797 | Rate Constraint in lbs/MMBtu | FALSE | L | Annual | Fuel Consumed | TBtu | 0 | 0 | 0 | 0 | 0 | 0 | 0 | 0
IL Fac. Spec. - NOX Rate Summer v3.1, Unit 4244 and retrofits | 613 | 1797 | Rate Constraint in lbs/MMBtu | FALSE | L | Annual | Rate | lb/MMBtu | 0 | 0 | 0 | 0 | 0 | 0 | 0 | 0
IL Fac. Spec. - NOX Rate Summer v3.1, Unit 4244 and retrofits | 613 | 1797 | Rate Constraint in lbs/MMBtu | FALSE | L | Annual | Generation | TWh | 0 | 0 | 0 | 0 | 0 | 0 | 0 | 0
IL Fac. Spec. - NOX Rate Summer v3.1, Unit 4244 and retrofits | 613 | 1797 | Rate Constraint in lbs/MMBtu | FALSE | L | Annual | Qualifying Generation | TWh | 0 | 0 | 0 | 0 | 0 | 0 | 0 | 0
IL Fac. Spec. - NOX Rate Summer v3.1, Unit 4244 and retrofits | 613 | 1797 | Rate Constraint in lbs/MMBtu | FALSE | L | Annual | Rate | lb/MWh | 0 | 0 | 0 | 0 | 0 | 0 | 0 | 0
IL Fac. Spec. - NOX Rate Summer v3.1, Unit 4244 and retrofits | 613 | 1797 | Rate Constraint in lbs/MMBtu | FALSE | L | Annual | Constraint Shadow Price | US2016$/Ton | 0 | 0 | 0 | 0 | 0 | 0 | 0 | 0
IL Fac. Spec. - NOX Rate Summer v3.1, Unit 4245 and retrofits | 614 | 1797 | Rate Constraint in lbs/MMBtu | FALSE | L | Annual | Seasons Included | Seasons | Summer | Summer | Summer | Summer | Summer | Summer | Summer | Summer
IL Fac. Spec. - NOX Rate Summer v3.1, Unit 4245 and retrofits | 614 | 1797 | Rate Constraint in lbs/MMBtu | FALSE | L | Annual | Standard NOX | lb/MMBtu | 0.25 | 0.25 | 0.25 | 0.25 | 0.25 | 0.25 | 0.25 | 0.25
IL Fac. Spec. - NOX Rate Summer v3.1, Unit 4245 and retrofits | 614 | 1797 | Rate Constraint in lbs/MMBtu | FALSE | L | Annual | Emissions at Affected Plants NOX | Thousand Tons | 0.4404 | 0.43999 | 0.3371 | 0.4404 | 0.39694 | 0.4404 | 0.4404 | 0.4404
IL Fac. Spec. - NOX Rate Summer v3.1, Unit 4245 and retrofits | 614 | 1797 | Rate Constraint in lbs/MMBtu | FALSE | L | Annual | Allowances Purchased NOX | Thousand Tons | 0 | 0 | 0 | 0 | 0 | 0 | 0 | 0
IL Fac. Spec. - NOX Rate Summer v3.1, Unit 4245 and retrofits | 614 | 1797 | Rate Constraint in lbs/MMBtu | FALSE | L | Annual | Allowances Sold NOX | Thousand Tons | 0 | 0 | 0 | 0 | 0 | 0 | 0 | 0
IL Fac. Spec. - NOX Rate Summer v3.1, Unit 4245 and retrofits | 614 | 1797 | Rate Constraint in lbs/MMBtu | FALSE | L | Annual | Allowances Banked | Thousand Tons | 0 | 0 | 0 | 0 | 0 | 0 | 0 | 0
IL Fac. Spec. - NOX Rate Summer v3.1, Unit 4245 and retrofits | 614 | 1797 | Rate Constraint in lbs/MMBtu | FALSE | L | Annual | Allowances Withdrawn (1:1) | Thousand Tons | 0 | 0 | 0 | 0 | 0 | 0 | 0 | 0
IL Fac. Spec. - NOX Rate Summer v3.1, Unit 4245 and retrofits | 614 | 1797 | Rate Constraint in lbs/MMBtu | FALSE | L | Annual | Allowances Withdrawn (n:1) | Thousand Tons | 0 | 0 | 0 | 0 | 0 | 0 | 0 | 0
IL Fac. Spec. - NOX Rate Summer v3.1, Unit 4245 and retrofits | 614 | 1797 | Rate Constraint in lbs/MMBtu | FALSE | L | Annual | Net Emissions Allowance Position | Thousand Tons | 0.4404 | 0.43999 | 0.3371 | 0.4404 | 0.39694 | 0.4404 | 0.4404 | 0.4404
IL Fac. Spec. - NOX Rate Summer v3.1, Unit 4245 and retrofits | 614 | 1797 | Rate Constraint in lbs/MMBtu | FALSE | L | Annual | Fuel Consumed | TBtu | 6.0707 | 6.065 | 4.6468 | 6.0707 | 5.4716 | 6.0707 | 6.0707 | 6.0707
IL Fac. Spec. - NOX Rate Summer v3.1, Unit 4245 and retrofits | 614 | 1797 | Rate Constraint in lbs/MMBtu | FALSE | L | Annual | Rate | lb/MMBtu | 0.14509 | 0.14509 | 0.14509 | 0.14509 | 0.14509 | 0.14509 | 0.14509 | 0.14509
IL Fac. Spec. - NOX Rate Summer v3.1, Unit 4245 and retrofits | 614 | 1797 | Rate Constraint in lbs/MMBtu | FALSE | L | Annual | Generation | TWh | 0.56661 | 0.56608 | 0.43371 | 0.56661 | 0.5107 | 0.56661 | 0.56661 | 0.56661
IL Fac. Spec. - NOX Rate Summer v3.1, Unit 4245 and retrofits | 614 | 1797 | Rate Constraint in lbs/MMBtu | FALSE | L | Annual | Qualifying Generation | TWh | 0.56661 | 0.56608 | 0.43371 | 0.56661 | 0.5107 | 0.56661 | 0.56661 | 0.56661
IL Fac. Spec. - NOX Rate Summer v3.1, Unit 4245 and retrofits | 614 | 1797 | Rate Constraint in lbs/MMBtu | FALSE | L | Annual | Rate | lb/MWh | 1.5545 | 1.5545 | 1.5545 | 1.5545 | 1.5545 | 1.5545 | 1.5545 | 1.5545
IL Fac. Spec. - NOX Rate Summer v3.1, Unit 4245 and retrofits | 614 | 1797 | Rate Constraint in lbs/MMBtu | FALSE | L | Annual | Constraint Shadow Price | US2016$/Ton | 0 | 0 | 0 | 0 | 0 | 0 | 0 | 0
IL Fac. Spec. - NOX Rate Summer v3.1, Unit 4252 and retrofits | 615 | 1797 | Rate Constraint in lbs/MMBtu | FALSE | L | Annual | Seasons Included | Seasons | Summer | Summer | Summer | Summer | Summer | Summer | Summer | Summer
IL Fac. Spec. - NOX Rate Summer v3.1, Unit 4252 and retrofits | 615 | 1797 | Rate Constraint in lbs/MMBtu | FALSE | L | Annual | Standard NOX | lb/MMBtu | 0.25 | 0.25 | 0.25 | 0.25 | 0.25 | 0.25 | 0.25 | 0.25
IL Fac. Spec. - NOX Rate Summer v3.1, Unit 4252 and retrofits | 615 | 1797 | Rate Constraint in lbs/MMBtu | FALSE | L | Annual | Emissions at Affected Plants NOX | Thousand Tons | 0.31308 | 0.31308 | 0.31308 | 0.31308 | 0.31308 | 0.31308 | 0.31308 | 0.31308
IL Fac. Spec. - NOX Rate Summer v3.1, Unit 4252 and retrofits | 615 | 1797 | Rate Constraint in lbs/MMBtu | FALSE | L | Annual | Allowances Purchased NOX | Thousand Tons | 0 | 0 | 0 | 0 | 0 | 0 | 0 | 0
IL Fac. Spec. - NOX Rate Summer v3.1, Unit 4252 and retrofits | 615 | 1797 | Rate Constraint in lbs/MMBtu | FALSE | L | Annual | Allowances Sold NOX | Thousand Tons | 0 | 0 | 0 | 0 | 0 | 0 | 0 | 0
IL Fac. Spec. - NOX Rate Summer v3.1, Unit 4252 and retrofits | 615 | 1797 | Rate Constraint in lbs/MMBtu | FALSE | L | Annual | Allowances Banked | Thousand Tons | 0 | 0 | 0 | 0 | 0 | 0 | 0 | 0
IL Fac. Spec. - NOX Rate Summer v3.1, Unit 4252 and retrofits | 615 | 1797 | Rate Constraint in lbs/MMBtu | FALSE | L | Annual | Allowances Withdrawn (1:1) | Thousand Tons | 0 | 0 | 0 | 0 | 0 | 0 | 0 | 0
IL Fac. Spec. - NOX Rate Summer v3.1, Unit 4252 and retrofits | 615 | 1797 | Rate Constraint in lbs/MMBtu | FALSE | L | Annual | Allowances Withdrawn (n:1) | Thousand Tons | 0 | 0 | 0 | 0 | 0 | 0 | 0 | 0
IL Fac. Spec. - NOX Rate Summer v3.1, Unit 4252 and retrofits | 615 | 1797 | Rate Constraint in lbs/MMBtu | FALSE | L | Annual | Net Emissions Allowance Position | Thousand Tons | 0.31308 | 0.31308 | 0.31308 | 0.31308 | 0.31308 | 0.31308 | 0.31308 | 0.31308
IL Fac. Spec. - NOX Rate Summer v3.1, Unit 4252 and retrofits | 615 | 1797 | Rate Constraint in lbs/MMBtu | FALSE | L | Annual | Fuel Consumed | TBtu | 5.3924 | 5.3924 | 5.3924 | 5.3924 | 5.3924 | 5.3924 | 5.3924 | 5.3924
IL Fac. Spec. - NOX Rate Summer v3.1, Unit 4252 and retrofits | 615 | 1797 | Rate Constraint in lbs/MMBtu | FALSE | L | Annual | Rate | lb/MMBtu | 0.11612 | 0.11612 | 0.11612 | 0.11612 | 0.11612 | 0.11612 | 0.11612 | 0.11612
IL Fac. Spec. - NOX Rate Summer v3.1, Unit 4252 and retrofits | 615 | 1797 | Rate Constraint in lbs/MMBtu | FALSE | L | Annual | Generation | TWh | 0.51356 | 0.51356 | 0.51356 | 0.51356 | 0.51356 | 0.51356 | 0.51356 | 0.51356
IL Fac. Spec. - NOX Rate Summer v3.1, Unit 4252 and retrofits | 615 | 1797 | Rate Constraint in lbs/MMBtu | FALSE | L | Annual | Qualifying Generation | TWh | 0.51356 | 0.51356 | 0.51356 | 0.51356 | 0.51356 | 0.51356 | 0.51356 | 0.51356
IL Fac. Spec. - NOX Rate Summer v3.1, Unit 4252 and retrofits | 615 | 1797 | Rate Constraint in lbs/MMBtu | FALSE | L | Annual | Rate | lb/MWh | 1.2193 | 1.2193 | 1.2193 | 1.2193 | 1.2193 | 1.2193 | 1.2193 | 1.2193
IL Fac. Spec. - NOX Rate Summer v3.1, Unit 4252 and retrofits | 615 | 1797 | Rate Constraint in lbs/MMBtu | FALSE | L | Annual | Constraint Shadow Price | US2016$/Ton | 0 | 0 | 0 | 0 | 0 | 0 | 0 | 0
IL Fac. Spec. - NOX Rate Summer v3.1, Unit 4253 and retrofits | 616 | 1797 | Rate Constraint in lbs/MMBtu | FALSE | L | Annual | Seasons Included | Seasons | Summer | Summer | Summer | Summer | Summer | Summer | Summer | Summer
IL Fac. Spec. - NOX Rate Summer v3.1, Unit 4253 and retrofits | 616 | 1797 | Rate Constraint in lbs/MMBtu | FALSE | L | Annual | Standard NOX | lb/MMBtu | 0.25 | 0.25 | 0.25 | 0.25 | 0.25 | 0.25 | 0.25 | 0.25
IL Fac. Spec. - NOX Rate Summer v3.1, Unit 4253 and retrofits | 616 | 1797 | Rate Constraint in lbs/MMBtu | FALSE | L | Annual | Emissions at Affected Plants NOX | Thousand Tons | 0.32198 | 0.32198 | 0.32198 | 0.32198 | 0.32198 | 0.32198 | 0.32198 | 0.32198
IL Fac. Spec. - NOX Rate Summer v3.1, Unit 4253 and retrofits | 616 | 1797 | Rate Constraint in lbs/MMBtu | FALSE | L | Annual | Allowances Purchased NOX | Thousand Tons | 0 | 0 | 0 | 0 | 0 | 0 | 0 | 0
IL Fac. Spec. - NOX Rate Summer v3.1, Unit 4253 and retrofits | 616 | 1797 | Rate Constraint in lbs/MMBtu | FALSE | L | Annual | Allowances Sold NOX | Thousand Tons | 0 | 0 | 0 | 0 | 0 | 0 | 0 | 0
IL Fac. Spec. - NOX Rate Summer v3.1, Unit 4253 and retrofits | 616 | 1797 | Rate Constraint in lbs/MMBtu | FALSE | L | Annual | Allowances Banked | Thousand Tons | 0 | 0 | 0 | 0 | 0 | 0 | 0 | 0
IL Fac. Spec. - NOX Rate Summer v3.1, Unit 4253 and retrofits | 616 | 1797 | Rate Constraint in lbs/MMBtu | FALSE | L | Annual | Allowances Withdrawn (1:1) | Thousand Tons | 0 | 0 | 0 | 0 | 0 | 0 | 0 | 0
IL Fac. Spec. - NOX Rate Summer v3.1, Unit 4253 and retrofits | 616 | 1797 | Rate Constraint in lbs/MMBtu | FALSE | L | Annual | Allowances Withdrawn (n:1) | Thousand Tons | 0 | 0 | 0 | 0 | 0 | 0 | 0 | 0
IL Fac. Spec. - NOX Rate Summer v3.1, Unit 4253 and retrofits | 616 | 1797 | Rate Constraint in lbs/MMBtu | FALSE | L | Annual | Net Emissions Allowance Position | Thousand Tons | 0.32198 | 0.32198 | 0.32198 | 0.32198 | 0.32198 | 0.32198 | 0.32198 | 0.32198
IL Fac. Spec. - NOX Rate Summer v3.1, Unit 4253 and retrofits | 616 | 1797 | Rate Constraint in lbs/MMBtu | FALSE | L | Annual | Fuel Consumed | TBtu | 5.378 | 5.378 | 5.378 | 5.378 | 5.378 | 5.378 | 5.378 | 5.378
IL Fac. Spec. - NOX Rate Summer v3.1, Unit 4253 and retrofits | 616 | 1797 | Rate Constraint in lbs/MMBtu | FALSE | L | Annual | Rate | lb/MMBtu | 0.11974 | 0.11974 | 0.11974 | 0.11974 | 0.11974 | 0.11974 | 0.11974 | 0.11974
IL Fac. Spec. - NOX Rate Summer v3.1, Unit 4253 and retrofits | 616 | 1797 | Rate Constraint in lbs/MMBtu | FALSE | L | Annual | Generation | TWh | 0.51356 | 0.51356 | 0.51356 | 0.51356 | 0.51356 | 0.51356 | 0.51356 | 0.51356
IL Fac. Spec. - NOX Rate Summer v3.1, Unit 4253 and retrofits | 616 | 1797 | Rate Constraint in lbs/MMBtu | FALSE | L | Annual | Qualifying Generation | TWh | 0.51356 | 0.51356 | 0.51356 | 0.51356 | 0.51356 | 0.51356 | 0.51356 | 0.51356
IL Fac. Spec. - NOX Rate Summer v3.1, Unit 4253 and retrofits | 616 | 1797 | Rate Constraint in lbs/MMBtu | FALSE | L | Annual | Rate | lb/MWh | 1.2539 | 1.2539 | 1.2539 | 1.2539 | 1.2539 | 1.2539 | 1.2539 | 1.2539
IL Fac. Spec. - NOX Rate Summer v3.1, Unit 4253 and retrofits | 616 | 1797 | Rate Constraint in lbs/MMBtu | FALSE | L | Annual | Constraint Shadow Price | US2016$/Ton | 0 | 0 | 0 | 0 | 0 | 0 | 0 | 0
IL Fac. Spec. - NOX Rate Summer v3.1, Unit 4254 and retrofits | 617 | 1797 | Rate Constraint in lbs/MMBtu | FALSE | L | Annual | Seasons Included | Seasons | Summer | Summer | Summer | Summer | Summer | Summer | Summer | Summer
IL Fac. Spec. - NOX Rate Summer v3.1, Unit 4254 and retrofits | 617 | 1797 | Rate Constraint in lbs/MMBtu | FALSE | L | Annual | Standard NOX | lb/MMBtu | 0.25 | 0.25 | 0.25 | 0.25 | 0.25 | 0.25 | 0.25 | 0.25
IL Fac. Spec. - NOX Rate Summer v3.1, Unit 4254 and retrofits | 617 | 1797 | Rate Constraint in lbs/MMBtu | FALSE | L | Annual | Emissions at Affected Plants NOX | Thousand Tons | 0.30382 | 0.30382 | 0.25065 | 0.30382 | 0.30382 | 0.30382 | 0.30382 | 0.30382
IL Fac. Spec. - NOX Rate Summer v3.1, Unit 4254 and retrofits | 617 | 1797 | Rate Constraint in lbs/MMBtu | FALSE | L | Annual | Allowances Purchased NOX | Thousand Tons | 0 | 0 | 0 | 0 | 0 | 0 | 0 | 0
IL Fac. Spec. - NOX Rate Summer v3.1, Unit 4254 and retrofits | 617 | 1797 | Rate Constraint in lbs/MMBtu | FALSE | L | Annual | Allowances Sold NOX | Thousand Tons | 0 | 0 | 0 | 0 | 0 | 0 | 0 | 0
IL Fac. Spec. - NOX Rate Summer v3.1, Unit 4254 and retrofits | 617 | 1797 | Rate Constraint in lbs/MMBtu | FALSE | L | Annual | Allowances Banked | Thousand Tons | 0 | 0 | 0 | 0 | 0 | 0 | 0 | 0
IL Fac. Spec. - NOX Rate Summer v3.1, Unit 4254 and retrofits | 617 | 1797 | Rate Constraint in lbs/MMBtu | FALSE | L | Annual | Allowances Withdrawn (1:1) | Thousand Tons | 0 | 0 | 0 | 0 | 0 | 0 | 0 | 0
IL Fac. Spec. - NOX Rate Summer v3.1, Unit 4254 and retrofits | 617 | 1797 | Rate Constraint in lbs/MMBtu | FALSE | L | Annual | Allowances Withdrawn (n:1) | Thousand Tons | 0 | 0 | 0 | 0 | 0 | 0 | 0 | 0
IL Fac. Spec. - NOX Rate Summer v3.1, Unit 4254 and retrofits | 617 | 1797 | Rate Constraint in lbs/MMBtu | FALSE | L | Annual | Net Emissions Allowance Position | Thousand Tons | 0.30382 | 0.30382 | 0.25065 | 0.30382 | 0.30382 | 0.30382 | 0.30382 | 0.30382
IL Fac. Spec. - NOX Rate Summer v3.1, Unit 4254 and retrofits | 617 | 1797 | Rate Constraint in lbs/MMBtu | FALSE | L | Annual | Fuel Consumed | TBtu | 5.3433 | 5.3433 | 4.4082 | 5.3433 | 5.3433 | 5.3433 | 5.3433 | 5.3433
IL Fac. Spec. - NOX Rate Summer v3.1, Unit 4254 and retrofits | 617 | 1797 | Rate Constraint in lbs/MMBtu | FALSE | L | Annual | Rate | lb/MMBtu | 0.11372 | 0.11372 | 0.11372 | 0.11372 | 0.11372 | 0.11372 | 0.11372 | 0.11372
IL Fac. Spec. - NOX Rate Summer v3.1, Unit 4254 and retrofits | 617 | 1797 | Rate Constraint in lbs/MMBtu | FALSE | L | Annual | Generation | TWh | 0.5071 | 0.5071 | 0.41836 | 0.5071 | 0.5071 | 0.5071 | 0.5071 | 0.5071
IL Fac. Spec. - NOX Rate Summer v3.1, Unit 4254 and retrofits | 617 | 1797 | Rate Constraint in lbs/MMBtu | FALSE | L | Annual | Qualifying Generation | TWh | 0.5071 | 0.5071 | 0.41836 | 0.5071 | 0.5071 | 0.5071 | 0.5071 | 0.5071
IL Fac. Spec. - NOX Rate Summer v3.1, Unit 4254 and retrofits | 617 | 1797 | Rate Constraint in lbs/MMBtu | FALSE | L | Annual | Rate | lb/MWh | 1.1983 | 1.1983 | 1.1983 | 1.1983 | 1.1983 | 1.1983 | 1.1983 | 1.1983
IL Fac. Spec. - NOX Rate Summer v3.1, Unit 4254 and retrofits | 617 | 1797 | Rate Constraint in lbs/MMBtu | FALSE | L | Annual | Constraint Shadow Price | US2016$/Ton | 0 | 0 | 0 | 0 | 0 | 0 | 0 | 0
IL Fac. Spec. - NOX Rate Summer v3.1, Unit 4255 and retrofits | 618 | 1797 | Rate Constraint in lbs/MMBtu | FALSE | L | Annual | Seasons Included | Seasons | Summer | Summer | Summer | Summer | Summer | Summer | Summer | Summer
IL Fac. Spec. - NOX Rate Summer v3.1, Unit 4255 and retrofits | 618 | 1797 | Rate Constraint in lbs/MMBtu | FALSE | L | Annual | Standard NOX | lb/MMBtu | 0.25 | 0.25 | 0.25 | 0.25 | 0.25 | 0.25 | 0.25 | 0.25
IL Fac. Spec. - NOX Rate Summer v3.1, Unit 4255 and retrofits | 618 | 1797 | Rate Constraint in lbs/MMBtu | FALSE | L | Annual | Emissions at Affected Plants NOX | Thousand Tons | 0.31488 | 0.31488 | 0.25978 | 0.31488 | 0.31488 | 0.31488 | 0.31488 | 0.31488
IL Fac. Spec. - NOX Rate Summer v3.1, Unit 4255 and retrofits | 618 | 1797 | Rate Constraint in lbs/MMBtu | FALSE | L | Annual | Allowances Purchased NOX | Thousand Tons | 0 | 0 | 0 | 0 | 0 | 0 | 0 | 0
IL Fac. Spec. - NOX Rate Summer v3.1, Unit 4255 and retrofits | 618 | 1797 | Rate Constraint in lbs/MMBtu | FALSE | L | Annual | Allowances Sold NOX | Thousand Tons | 0 | 0 | 0 | 0 | 0 | 0 | 0 | 0
IL Fac. Spec. - NOX Rate Summer v3.1, Unit 4255 and retrofits | 618 | 1797 | Rate Constraint in lbs/MMBtu | FALSE | L | Annual | Allowances Banked | Thousand Tons | 0 | 0 | 0 | 0 | 0 | 0 | 0 | 0
IL Fac. Spec. - NOX Rate Summer v3.1, Unit 4255 and retrofits | 618 | 1797 | Rate Constraint in lbs/MMBtu | FALSE | L | Annual | Allowances Withdrawn (1:1) | Thousand Tons | 0 | 0 | 0 | 0 | 0 | 0 | 0 | 0
IL Fac. Spec. - NOX Rate Summer v3.1, Unit 4255 and retrofits | 618 | 1797 | Rate Constraint in lbs/MMBtu | FALSE | L | Annual | Allowances Withdrawn (n:1) | Thousand Tons | 0 | 0 | 0 | 0 | 0 | 0 | 0 | 0
IL Fac. Spec. - NOX Rate Summer v3.1, Unit 4255 and retrofits | 618 | 1797 | Rate Constraint in lbs/MMBtu | FALSE | L | Annual | Net Emissions Allowance Position | Thousand Tons | 0.31488 | 0.31488 | 0.25978 | 0.31488 | 0.31488 | 0.31488 | 0.31488 | 0.31488
IL Fac. Spec. - NOX Rate Summer v3.1, Unit 4255 and retrofits | 618 | 1797 | Rate Constraint in lbs/MMBtu | FALSE | L | Annual | Fuel Consumed | TBtu | 5.4299 | 5.4299 | 4.4797 | 5.4299 | 5.4299 | 5.4299 | 5.4299 | 5.4299
IL Fac. Spec. - NOX Rate Summer v3.1, Unit 4255 and retrofits | 618 | 1797 | Rate Constraint in lbs/MMBtu | FALSE | L | Annual | Rate | lb/MMBtu | 0.11598 | 0.11598 | 0.11598 | 0.11598 | 0.11598 | 0.11598 | 0.11598 | 0.11598
IL Fac. Spec. - NOX Rate Summer v3.1, Unit 4255 and retrofits | 618 | 1797 | Rate Constraint in lbs/MMBtu | FALSE | L | Annual | Generation | TWh | 0.51679 | 0.51679 | 0.42635 | 0.51679 | 0.51679 | 0.51679 | 0.51679 | 0.51679
IL Fac. Spec. - NOX Rate Summer v3.1, Unit 4255 and retrofits | 618 | 1797 | Rate Constraint in lbs/MMBtu | FALSE | L | Annual | Qualifying Generation | TWh | 0.51679 | 0.51679 | 0.42635 | 0.51679 | 0.51679 | 0.51679 | 0.51679 | 0.51679
IL Fac. Spec. - NOX Rate Summer v3.1, Unit 4255 and retrofits | 618 | 1797 | Rate Constraint in lbs/MMBtu | FALSE | L | Annual | Rate | lb/MWh | 1.2186 | 1.2186 | 1.2186 | 1.2186 | 1.2186 | 1.2186 | 1.2186 | 1.2186
IL Fac. Spec. - NOX Rate Summer v3.1, Unit 4255 and retrofits | 618 | 1797 | Rate Constraint in lbs/MMBtu | FALSE | L | Annual | Constraint Shadow Price | US2016$/Ton | 0 | 0 | 0 | 0 | 0 | 0 | 0 | 0
IL Fac. Spec. - NOX Rate Summer v3.1, Unit 4256 and retrofits | 619 | 1797 | Rate Constraint in lbs/MMBtu | FALSE | L | Annual | Seasons Included | Seasons | Summer | Summer | Summer | Summer | Summer | Summer | Summer | Summer
IL Fac. Spec. - NOX Rate Summer v3.1, Unit 4256 and retrofits | 619 | 1797 | Rate Constraint in lbs/MMBtu | FALSE | L | Annual | Standard NOX | lb/MMBtu | 0.25 | 0.25 | 0.25 | 0.25 | 0.25 | 0.25 | 0.25 | 0.25
IL Fac. Spec. - NOX Rate Summer v3.1, Unit 4256 and retrofits | 619 | 1797 | Rate Constraint in lbs/MMBtu | FALSE | L | Annual | Emissions at Affected Plants NOX | Thousand Tons | 0.29536 | 0.29536 | 0.24367 | 0.29536 | 0.29536 | 0.29536 | 0.29536 | 0.29536
IL Fac. Spec. - NOX Rate Summer v3.1, Unit 4256 and retrofits | 619 | 1797 | Rate Constraint in lbs/MMBtu | FALSE | L | Annual | Allowances Purchased NOX | Thousand Tons | 0 | 0 | 0 | 0 | 0 | 0 | 0 | 0
IL Fac. Spec. - NOX Rate Summer v3.1, Unit 4256 and retrofits | 619 | 1797 | Rate Constraint in lbs/MMBtu | FALSE | L | Annual | Allowances Sold NOX | Thousand Tons | 0 | 0 | 0 | 0 | 0 | 0 | 0 | 0
IL Fac. Spec. - NOX Rate Summer v3.1, Unit 4256 and retrofits | 619 | 1797 | Rate Constraint in lbs/MMBtu | FALSE | L | Annual | Allowances Banked | Thousand Tons | 0 | 0 | 0 | 0 | 0 | 0 | 0 | 0
IL Fac. Spec. - NOX Rate Summer v3.1, Unit 4256 and retrofits | 619 | 1797 | Rate Constraint in lbs/MMBtu | FALSE | L | Annual | Allowances Withdrawn (1:1) | Thousand Tons | 0 | 0 | 0 | 0 | 0 | 0 | 0 | 0
IL Fac. Spec. - NOX Rate Summer v3.1, Unit 4256 and retrofits | 619 | 1797 | Rate Constraint in lbs/MMBtu | FALSE | L | Annual | Allowances Withdrawn (n:1) | Thousand Tons | 0 | 0 | 0 | 0 | 0 | 0 | 0 | 0
IL Fac. Spec. - NOX Rate Summer v3.1, Unit 4256 and retrofits | 619 | 1797 | Rate Constraint in lbs/MMBtu | FALSE | L | Annual | Net Emissions Allowance Position | Thousand Tons | 0.29536 | 0.29536 | 0.24367 | 0.29536 | 0.29536 | 0.29536 | 0.29536 | 0.29536
IL Fac. Spec. - NOX Rate Summer v3.1, Unit 4256 and retrofits | 619 | 1797 | Rate Constraint in lbs/MMBtu | FALSE | L | Annual | Fuel Consumed | TBtu | 5.3204 | 5.3204 | 4.3893 | 5.3204 | 5.3204 | 5.3204 | 5.3204 | 5.3204
IL Fac. Spec. - NOX Rate Summer v3.1, Unit 4256 and retrofits | 619 | 1797 | Rate Constraint in lbs/MMBtu | FALSE | L | Annual | Rate | lb/MMBtu | 0.11103 | 0.11103 | 0.11103 | 0.11103 | 0.11103 | 0.11103 | 0.11103 | 0.11103
IL Fac. Spec. - NOX Rate Summer v3.1, Unit 4256 and retrofits | 619 | 1797 | Rate Constraint in lbs/MMBtu | FALSE | L | Annual | Generation | TWh | 0.50387 | 0.50387 | 0.41569 | 0.50387 | 0.50387 | 0.50387 | 0.50387 | 0.50387
IL Fac. Spec. - NOX Rate Summer v3.1, Unit 4256 and retrofits | 619 | 1797 | Rate Constraint in lbs/MMBtu | FALSE | L | Annual | Qualifying Generation | TWh | 0.50387 | 0.50387 | 0.41569 | 0.50387 | 0.50387 | 0.50387 | 0.50387 | 0.50387
IL Fac. Spec. - NOX Rate Summer v3.1, Unit 4256 and retrofits | 619 | 1797 | Rate Constraint in lbs/MMBtu | FALSE | L | Annual | Rate | lb/MWh | 1.1724 | 1.1724 | 1.1724 | 1.1724 | 1.1724 | 1.1724 | 1.1724 | 1.1724
IL Fac. Spec. - NOX Rate Summer v3.1, Unit 4256 and retrofits | 619 | 1797 | Rate Constraint in lbs/MMBtu | FALSE | L | Annual | Constraint Shadow Price | US2016$/Ton | 0 | 0 | 0 | 0 | 0 | 0 | 0 | 0
IL Fac. Spec. - NOX Rate Summer v3.1, Unit 4257 and retrofits | 620 | 1797 | Rate Constraint in lbs/MMBtu | FALSE | L | Annual | Seasons Included | Seasons | Summer | Summer | Summer | Summer | Summer | Summer | Summer | Summer
IL Fac. Spec. - NOX Rate Summer v3.1, Unit 4257 and retrofits | 620 | 1797 | Rate Constraint in lbs/MMBtu | FALSE | L | Annual | Standard NOX | lb/MMBtu | 0.25 | 0.25 | 0.25 | 0.25 | 0.25 | 0.25 | 0.25 | 0.25
IL Fac. Spec. - NOX Rate Summer v3.1, Unit 4257 and retrofits | 620 | 1797 | Rate Constraint in lbs/MMBtu | FALSE | L | Annual | Emissions at Affected Plants NOX | Thousand Tons | 0.2942 | 0.2942 | 0.24272 | 0.2942 | 0.2942 | 0.2942 | 0.2942 | 0.2942
IL Fac. Spec. - NOX Rate Summer v3.1, Unit 4257 and retrofits | 620 | 1797 | Rate Constraint in lbs/MMBtu | FALSE | L | Annual | Allowances Purchased NOX | Thousand Tons | 0 | 0 | 0 | 0 | 0 | 0 | 0 | 0
IL Fac. Spec. - NOX Rate Summer v3.1, Unit 4257 and retrofits | 620 | 1797 | Rate Constraint in lbs/MMBtu | FALSE | L | Annual | Allowances Sold NOX | Thousand Tons | 0 | 0 | 0 | 0 | 0 | 0 | 0 | 0
IL Fac. Spec. - NOX Rate Summer v3.1, Unit 4257 and retrofits | 620 | 1797 | Rate Constraint in lbs/MMBtu | FALSE | L | Annual | Allowances Banked | Thousand Tons | 0 | 0 | 0 | 0 | 0 | 0 | 0 | 0
IL Fac. Spec. - NOX Rate Summer v3.1, Unit 4257 and retrofits | 620 | 1797 | Rate Constraint in lbs/MMBtu | FALSE | L | Annual | Allowances Withdrawn (1:1) | Thousand Tons | 0 | 0 | 0 | 0 | 0 | 0 | 0 | 0
IL Fac. Spec. - NOX Rate Summer v3.1, Unit 4257 and retrofits | 620 | 1797 | Rate Constraint in lbs/MMBtu | FALSE | L | Annual | Allowances Withdrawn (n:1) | Thousand Tons | 0 | 0 | 0 | 0 | 0 | 0 | 0 | 0
IL Fac. Spec. - NOX Rate Summer v3.1, Unit 4257 and retrofits | 620 | 1797 | Rate Constraint in lbs/MMBtu | FALSE | L | Annual | Net Emissions Allowance Position | Thousand Tons | 0.2942 | 0.2942 | 0.24272 | 0.2942 | 0.2942 | 0.2942 | 0.2942 | 0.2942
IL Fac. Spec. - NOX Rate Summer v3.1, Unit 4257 and retrofits | 620 | 1797 | Rate Constraint in lbs/MMBtu | FALSE | L | Annual | Fuel Consumed | TBtu | 5.3438 | 5.3438 | 4.4087 | 5.3438 | 5.3438 | 5.3438 | 5.3438 | 5.3438
IL Fac. Spec. - NOX Rate Summer v3.1, Unit 4257 and retrofits | 620 | 1797 | Rate Constraint in lbs/MMBtu | FALSE | L | Annual | Rate | lb/MMBtu | 0.11011 | 0.11011 | 0.11011 | 0.11011 | 0.11011 | 0.11011 | 0.11011 | 0.11011
IL Fac. Spec. - NOX Rate Summer v3.1, Unit 4257 and retrofits | 620 | 1797 | Rate Constraint in lbs/MMBtu | FALSE | L | Annual | Generation | TWh | 0.5071 | 0.5071 | 0.41836 | 0.5071 | 0.5071 | 0.5071 | 0.5071 | 0.5071
IL Fac. Spec. - NOX Rate Summer v3.1, Unit 4257 and retrofits | 620 | 1797 | Rate Constraint in lbs/MMBtu | FALSE | L | Annual | Qualifying Generation | TWh | 0.5071 | 0.5071 | 0.41836 | 0.5071 | 0.5071 | 0.5071 | 0.5071 | 0.5071
IL Fac. Spec. - NOX Rate Summer v3.1, Unit 4257 and retrofits | 620 | 1797 | Rate Constraint in lbs/MMBtu | FALSE | L | Annual | Rate | lb/MWh | 1.1603 | 1.1603 | 1.1603 | 1.1603 | 1.1603 | 1.1603 | 1.1603 | 1.1603
IL Fac. Spec. - NOX Rate Summer v3.1, Unit 4257 and retrofits | 620 | 1797 | Rate Constraint in lbs/MMBtu | FALSE | L | Annual | Constraint Shadow Price | US2016$/Ton | 0 | 0 | 0 | 0 | 0 | 0 | 0 | 0
IL Fac. Spec. - NOX Rate Summer v3.1, Unit 4326 and retrofits | 621 | 1797 | Rate Constraint in lbs/MMBtu | FALSE | L | Annual | Seasons Included | Seasons | Summer | Summer | Summer | Summer | Summer | Summer | Summer | Summer
IL Fac. Spec. - NOX Rate Summer v3.1, Unit 4326 and retrofits | 621 | 1797 | Rate Constraint in lbs/MMBtu | FALSE | L | Annual | Standard NOX | lb/MMBtu | 0.25 | 0.25 | 0.25 | 0.25 | 0.25 | 0.25 | 0.25 | 0.25
IL Fac. Spec. - NOX Rate Summer v3.1, Unit 4326 and retrofits | 621 | 1797 | Rate Constraint in lbs/MMBtu | FALSE | L | Annual | Emissions at Affected Plants NOX | Thousand Tons | 0.016969 | 0.016969 | 0.016969 | 0.016969 | 0.016969 | 0.016969 | 0.016969 | 0.016969
IL Fac. Spec. - NOX Rate Summer v3.1, Unit 4326 and retrofits | 621 | 1797 | Rate Constraint in lbs/MMBtu | FALSE | L | Annual | Allowances Purchased NOX | Thousand Tons | 0 | 0 | 0 | 0 | 0 | 0 | 0 | 0
IL Fac. Spec. - NOX Rate Summer v3.1, Unit 4326 and retrofits | 621 | 1797 | Rate Constraint in lbs/MMBtu | FALSE | L | Annual | Allowances Sold NOX | Thousand Tons | 0 | 0 | 0 | 0 | 0 | 0 | 0 | 0
IL Fac. Spec. - NOX Rate Summer v3.1, Unit 4326 and retrofits | 621 | 1797 | Rate Constraint in lbs/MMBtu | FALSE | L | Annual | Allowances Banked | Thousand Tons | 0 | 0 | 0 | 0 | 0 | 0 | 0 | 0
IL Fac. Spec. - NOX Rate Summer v3.1, Unit 4326 and retrofits | 621 | 1797 | Rate Constraint in lbs/MMBtu | FALSE | L | Annual | Allowances Withdrawn (1:1) | Thousand Tons | 0 | 0 | 0 | 0 | 0 | 0 | 0 | 0
IL Fac. Spec. - NOX Rate Summer v3.1, Unit 4326 and retrofits | 621 | 1797 | Rate Constraint in lbs/MMBtu | FALSE | L | Annual | Allowances Withdrawn (n:1) | Thousand Tons | 0 | 0 | 0 | 0 | 0 | 0 | 0 | 0
IL Fac. Spec. - NOX Rate Summer v3.1, Unit 4326 and retrofits | 621 | 1797 | Rate Constraint in lbs/MMBtu | FALSE | L | Annual | Net Emissions Allowance Position | Thousand Tons | 0.016969 | 0.016969 | 0.016969 | 0.016969 | 0.016969 | 0.016969 | 0.016969 | 0.016969
IL Fac. Spec. - NOX Rate Summer v3.1, Unit 4326 and retrofits | 621 | 1797 | Rate Constraint in lbs/MMBtu | FALSE | L | Annual | Fuel Consumed | TBtu | 0.70777 | 0.70777 | 0.70777 | 0.70777 | 0.70777 | 0.70777 | 0.70777 | 0.70777
IL Fac. Spec. - NOX Rate Summer v3.1, Unit 4326 and retrofits | 621 | 1797 | Rate Constraint in lbs/MMBtu | FALSE | L | Annual | Rate | lb/MMBtu | 0.04795 | 0.04795 | 0.04795 | 0.04795 | 0.04795 | 0.04795 | 0.04795 | 0.04795
IL Fac. Spec. - NOX Rate Summer v3.1, Unit 4326 and retrofits | 621 | 1797 | Rate Constraint in lbs/MMBtu | FALSE | L | Annual | Generation | TWh | 0.066872 | 0.066872 | 0.066872 | 0.066872 | 0.066872 | 0.066872 | 0.066872 | 0.066872
IL Fac. Spec. - NOX Rate Summer v3.1, Unit 4326 and retrofits | 621 | 1797 | Rate Constraint in lbs/MMBtu | FALSE | L | Annual | Qualifying Generation | TWh | 0.066872 | 0.066872 | 0.066872 | 0.066872 | 0.066872 | 0.066872 | 0.066872 | 0.066872
IL Fac. Spec. - NOX Rate Summer v3.1, Unit 4326 and retrofits | 621 | 1797 | Rate Constraint in lbs/MMBtu | FALSE | L | Annual | Rate | lb/MWh | 0.5075 | 0.5075 | 0.5075 | 0.5075 | 0.5075 | 0.5075 | 0.5075 | 0.5075
IL Fac. Spec. - NOX Rate Summer v3.1, Unit 4326 and retrofits | 621 | 1797 | Rate Constraint in lbs/MMBtu | FALSE | L | Annual | Constraint Shadow Price | US2016$/Ton | 0 | 0 | 0 | 0 | 0 | 0 | 0 | 0
IL Fac. Spec. - NOX Rate Summer v3.1, Unit 5088 and retrofits | 622 | 1797 | Rate Constraint in lbs/MMBtu | FALSE | L | Annual | Seasons Included | Seasons | Summer | Summer | Summer | Summer | Summer | Summer | Summer | Summer
IL Fac. Spec. - NOX Rate Summer v3.1, Unit 5088 and retrofits | 622 | 1797 | Rate Constraint in lbs/MMBtu | FALSE | L | Annual | Standard NOX | lb/MMBtu | 0.25 | 0.25 | 0.25 | 0.25 | 0.25 | 0.25 | 0.25 | 0.25
IL Fac. Spec. - NOX Rate Summer v3.1, Unit 5088 and retrofits | 622 | 1797 | Rate Constraint in lbs/MMBtu | FALSE | L | Annual | Emissions at Affected Plants NOX | Thousand Tons | 0 | 0 | 0 | 0 | 0 | 0 | 0 | 0
IL Fac. Spec. - NOX Rate Summer v3.1, Unit 5088 and retrofits | 622 | 1797 | Rate Constraint in lbs/MMBtu | FALSE | L | Annual | Allowances Purchased NOX | Thousand Tons | 0 | 0 | 0 | 0 | 0 | 0 | 0 | 0
IL Fac. Spec. - NOX Rate Summer v3.1, Unit 5088 and retrofits | 622 | 1797 | Rate Constraint in lbs/MMBtu | FALSE | L | Annual | Allowances Sold NOX | Thousand Tons | 0 | 0 | 0 | 0 | 0 | 0 | 0 | 0
IL Fac. Spec. - NOX Rate Summer v3.1, Unit 5088 and retrofits | 622 | 1797 | Rate Constraint in lbs/MMBtu | FALSE | L | Annual | Allowances Banked | Thousand Tons | 0 | 0 | 0 | 0 | 0 | 0 | 0 | 0
IL Fac. Spec. - NOX Rate Summer v3.1, Unit 5088 and retrofits | 622 | 1797 | Rate Constraint in lbs/MMBtu | FALSE | L | Annual | Allowances Withdrawn (1:1) | Thousand Tons | 0 | 0 | 0 | 0 | 0 | 0 | 0 | 0
IL Fac. Spec. - NOX Rate Summer v3.1, Unit 5088 and retrofits | 622 | 1797 | Rate Constraint in lbs/MMBtu | FALSE | L | Annual | Allowances Withdrawn (n:1) | Thousand Tons | 0 | 0 | 0 | 0 | 0 | 0 | 0 | 0
IL Fac. Spec. - NOX Rate Summer v3.1, Unit 5088 and retrofits | 622 | 1797 | Rate Constraint in lbs/MMBtu | FALSE | L | Annual | Net Emissions Allowance Position | Thousand Tons | 0 | 0 | 0 | 0 | 0 | 0 | 0 | 0
IL Fac. Spec. - NOX Rate Summer v3.1, Unit 5088 and retrofits | 622 | 1797 | Rate Constraint in lbs/MMBtu | FALSE | L | Annual | Fuel Consumed | TBtu | 0 | 0 | 0 | 0 | 0 | 0 | 0 | 0
IL Fac. Spec. - NOX Rate Summer v3.1, Unit 5088 and retrofits | 622 | 1797 | Rate Constraint in lbs/MMBtu | FALSE | L | Annual | Rate | lb/MMBtu | 0 | 0 | 0 | 0 | 0 | 0 | 0 | 0
IL Fac. Spec. - NOX Rate Summer v3.1, Unit 5088 and retrofits | 622 | 1797 | Rate Constraint in lbs/MMBtu | FALSE | L | Annual | Generation | TWh | 0 | 0 | 0 | 0 | 0 | 0 | 0 | 0
IL Fac. Spec. - NOX Rate Summer v3.1, Unit 5088 and retrofits | 622 | 1797 | Rate Constraint in lbs/MMBtu | FALSE | L | Annual | Qualifying Generation | TWh | 0 | 0 | 0 | 0 | 0 | 0 | 0 | 0
IL Fac. Spec. - NOX Rate Summer v3.1, Unit 5088 and retrofits | 622 | 1797 | Rate Constraint in lbs/MMBtu | FALSE | L | Annual | Rate | lb/MWh | 0 | 0 | 0 | 0 | 0 | 0 | 0 | 0
IL Fac. Spec. - NOX Rate Summer v3.1, Unit 5088 and retrofits | 622 | 1797 | Rate Constraint in lbs/MMBtu | FALSE | L | Annual | Constraint Shadow Price | US2016$/Ton | 0 | 0 | 0 | 0 | 0 | 0 | 0 | 0
IL Fac. Spec. - NOX Rate Summer v3.1, Unit 5441 and retrofits | 623 | 1797 | Rate Constraint in lbs/MMBtu | FALSE | L | Annual | Seasons Included | Seasons | Summer | Summer | Summer | Summer | Summer | Summer | Summer | Summer
IL Fac. Spec. - NOX Rate Summer v3.1, Unit 5441 and retrofits | 623 | 1797 | Rate Constraint in lbs/MMBtu | FALSE | L | Annual | Standard NOX | lb/MMBtu | 0.25 | 0.25 | 0.25 | 0.25 | 0.25 | 0.25 | 0.25 | 0.25
IL Fac. Spec. - NOX Rate Summer v3.1, Unit 5441 and retrofits | 623 | 1797 | Rate Constraint in lbs/MMBtu | FALSE | L | Annual | Emissions at Affected Plants NOX | Thousand Tons | 0 | 0 | 0 | 0 | 0 | 0 | 0 | 0
IL Fac. Spec. - NOX Rate Summer v3.1, Unit 5441 and retrofits | 623 | 1797 | Rate Constraint in lbs/MMBtu | FALSE | L | Annual | Allowances Purchased NOX | Thousand Tons | 0 | 0 | 0 | 0 | 0 | 0 | 0 | 0
IL Fac. Spec. - NOX Rate Summer v3.1, Unit 5441 and retrofits | 623 | 1797 | Rate Constraint in lbs/MMBtu | FALSE | L | Annual | Allowances Sold NOX | Thousand Tons | 0 | 0 | 0 | 0 | 0 | 0 | 0 | 0
IL Fac. Spec. - NOX Rate Summer v3.1, Unit 5441 and retrofits | 623 | 1797 | Rate Constraint in lbs/MMBtu | FALSE | L | Annual | Allowances Banked | Thousand Tons | 0 | 0 | 0 | 0 | 0 | 0 | 0 | 0
IL Fac. Spec. - NOX Rate Summer v3.1, Unit 5441 and retrofits | 623 | 1797 | Rate Constraint in lbs/MMBtu | FALSE | L | Annual | Allowances Withdrawn (1:1) | Thousand Tons | 0 | 0 | 0 | 0 | 0 | 0 | 0 | 0
IL Fac. Spec. - NOX Rate Summer v3.1, Unit 5441 and retrofits | 623 | 1797 | Rate Constraint in lbs/MMBtu | FALSE | L | Annual | Allowances Withdrawn (n:1) | Thousand Tons | 0 | 0 | 0 | 0 | 0 | 0 | 0 | 0
IL Fac. Spec. - NOX Rate Summer v3.1, Unit 5441 and retrofits | 623 | 1797 | Rate Constraint in lbs/MMBtu | FALSE | L | Annual | Net Emissions Allowance Position | Thousand Tons | 0 | 0 | 0 | 0 | 0 | 0 | 0 | 0
IL Fac. Spec. - NOX Rate Summer v3.1, Unit 5441 and retrofits | 623 | 1797 | Rate Constraint in lbs/MMBtu | FALSE | L | Annual | Fuel Consumed | TBtu | 0 | 0 | 0 | 0 | 0 | 0 | 0 | 0
IL Fac. Spec. - NOX Rate Summer v3.1, Unit 5441 and retrofits | 623 | 1797 | Rate Constraint in lbs/MMBtu | FALSE | L | Annual | Rate | lb/MMBtu | 0 | 0 | 0 | 0 | 0 | 0 | 0 | 0
IL Fac. Spec. - NOX Rate Summer v3.1, Unit 5441 and retrofits | 623 | 1797 | Rate Constraint in lbs/MMBtu | FALSE | L | Annual | Generation | TWh | 0 | 0 | 0 | 0 | 0 | 0 | 0 | 0
IL Fac. Spec. - NOX Rate Summer v3.1, Unit 5441 and retrofits | 623 | 1797 | Rate Constraint in lbs/MMBtu | FALSE | L | Annual | Qualifying Generation | TWh | 0 | 0 | 0 | 0 | 0 | 0 | 0 | 0
IL Fac. Spec. - NOX Rate Summer v3.1, Unit 5441 and retrofits | 623 | 1797 | Rate Constraint in lbs/MMBtu | FALSE | L | Annual | Rate | lb/MWh | 0 | 0 | 0 | 0 | 0 | 0 | 0 | 0
IL Fac. Spec. - NOX Rate Summer v3.1, Unit 5441 and retrofits | 623 | 1797 | Rate Constraint in lbs/MMBtu | FALSE | L | Annual | Constraint Shadow Price | US2016$/Ton | 0 | 0 | 0 | 0 | 0 | 0 | 0 | 0
IL Fac. Spec. - NOX Rate Summer v3.1, Unit 5468 and retrofits | 624 | 1797 | Rate Constraint in lbs/MMBtu | FALSE | L | Annual | Seasons Included | Seasons | Summer | Summer | Summer | Summer | Summer | Summer | Summer | Summer
IL Fac. Spec. - NOX Rate Summer v3.1, Unit 5468 and retrofits | 624 | 1797 | Rate Constraint in lbs/MMBtu | FALSE | L | Annual | Standard NOX | lb/MMBtu | 0.25 | 0.25 | 0.25 | 0.25 | 0.25 | 0.25 | 0.25 | 0.25
IL Fac. Spec. - NOX Rate Summer v3.1, Unit 5468 and retrofits | 624 | 1797 | Rate Constraint in lbs/MMBtu | FALSE | L | Annual | Emissions at Affected Plants NOX | Thousand Tons | 0 | 0 | 0 | 0 | 0 | 0 | 0 | 0
IL Fac. Spec. - NOX Rate Summer v3.1, Unit 5468 and retrofits | 624 | 1797 | Rate Constraint in lbs/MMBtu | FALSE | L | Annual | Allowances Purchased NOX | Thousand Tons | 0 | 0 | 0 | 0 | 0 | 0 | 0 | 0
IL Fac. Spec. - NOX Rate Summer v3.1, Unit 5468 and retrofits | 624 | 1797 | Rate Constraint in lbs/MMBtu | FALSE | L | Annual | Allowances Sold NOX | Thousand Tons | 0 | 0 | 0 | 0 | 0 | 0 | 0 | 0
IL Fac. Spec. - NOX Rate Summer v3.1, Unit 5468 and retrofits | 624 | 1797 | Rate Constraint in lbs/MMBtu | FALSE | L | Annual | Allowances Banked | Thousand Tons | 0 | 0 | 0 | 0 | 0 | 0 | 0 | 0
IL Fac. Spec. - NOX Rate Summer v3.1, Unit 5468 and retrofits | 624 | 1797 | Rate Constraint in lbs/MMBtu | FALSE | L | Annual | Allowances Withdrawn (1:1) | Thousand Tons | 0 | 0 | 0 | 0 | 0 | 0 | 0 | 0
IL Fac. Spec. - NOX Rate Summer v3.1, Unit 5468 and retrofits | 624 | 1797 | Rate Constraint in lbs/MMBtu | FALSE | L | Annual | Allowances Withdrawn (n:1) | Thousand Tons | 0 | 0 | 0 | 0 | 0 | 0 | 0 | 0
IL Fac. Spec. - NOX Rate Summer v3.1, Unit 5468 and retrofits | 624 | 1797 | Rate Constraint in lbs/MMBtu | FALSE | L | Annual | Net Emissions Allowance Position | Thousand Tons | 0 | 0 | 0 | 0 | 0 | 0 | 0 | 0
IL Fac. Spec. - NOX Rate Summer v3.1, Unit 5468 and retrofits | 624 | 1797 | Rate Constraint in lbs/MMBtu | FALSE | L | Annual | Fuel Consumed | TBtu | 0 | 0 | 0 | 0 | 0 | 0 | 0 | 0
IL Fac. Spec. - NOX Rate Summer v3.1, Unit 5468 and retrofits | 624 | 1797 | Rate Constraint in lbs/MMBtu | FALSE | L | Annual | Rate | lb/MMBtu | 0 | 0 | 0 | 0 | 0 | 0 | 0 | 0
IL Fac. Spec. - NOX Rate Summer v3.1, Unit 5468 and retrofits | 624 | 1797 | Rate Constraint in lbs/MMBtu | FALSE | L | Annual | Generation | TWh | 0 | 0 | 0 | 0 | 0 | 0 | 0 | 0
IL Fac. Spec. - NOX Rate Summer v3.1, Unit 5468 and retrofits | 624 | 1797 | Rate Constraint in lbs/MMBtu | FALSE | L | Annual | Qualifying Generation | TWh | 0 | 0 | 0 | 0 | 0 | 0 | 0 | 0
IL Fac. Spec. - NOX Rate Summer v3.1, Unit 5468 and retrofits | 624 | 1797 | Rate Constraint in lbs/MMBtu | FALSE | L | Annual | Rate | lb/MWh | 0 | 0 | 0 | 0 | 0 | 0 | 0 | 0
IL Fac. Spec. - NOX Rate Summer v3.1, Unit 5468 and retrofits | 624 | 1797 | Rate Constraint in lbs/MMBtu | FALSE | L | Annual | Constraint Shadow Price | US2016$/Ton | 0 | 0 | 0 | 0 | 0 | 0 | 0 | 0
IL Fac. Spec. - NOX Rate Summer v3.1, Unit 5469 and retrofits | 625 | 1797 | Rate Constraint in lbs/MMBtu | FALSE | L | Annual | Seasons Included | Seasons | Summer | Summer | Summer | Summer | Summer | Summer | Summer | Summer
IL Fac. Spec. - NOX Rate Summer v3.1, Unit 5469 and retrofits | 625 | 1797 | Rate Constraint in lbs/MMBtu | FALSE | L | Annual | Standard NOX | lb/MMBtu | 0.25 | 0.25 | 0.25 | 0.25 | 0.25 | 0.25 | 0.25 | 0.25
IL Fac. Spec. - NOX Rate Summer v3.1, Unit 5469 and retrofits | 625 | 1797 | Rate Constraint in lbs/MMBtu | FALSE | L | Annual | Emissions at Affected Plants NOX | Thousand Tons | 0 | 0 | 0 | 0 | 0 | 0 | 0 | 0
IL Fac. Spec. - NOX Rate Summer v3.1, Unit 5469 and retrofits | 625 | 1797 | Rate Constraint in lbs/MMBtu | FALSE | L | Annual | Allowances Purchased NOX | Thousand Tons | 0 | 0 | 0 | 0 | 0 | 0 | 0 | 0
IL Fac. Spec. - NOX Rate Summer v3.1, Unit 5469 and retrofits | 625 | 1797 | Rate Constraint in lbs/MMBtu | FALSE | L | Annual | Allowances Sold NOX | Thousand Tons | 0 | 0 | 0 | 0 | 0 | 0 | 0 | 0
IL Fac. Spec. - NOX Rate Summer v3.1, Unit 5469 and retrofits | 625 | 1797 | Rate Constraint in lbs/MMBtu | FALSE | L | Annual | Allowances Banked | Thousand Tons | 0 | 0 | 0 | 0 | 0 | 0 | 0 | 0
IL Fac. Spec. - NOX Rate Summer v3.1, Unit 5469 and retrofits | 625 | 1797 | Rate Constraint in lbs/MMBtu | FALSE | L | Annual | Allowances Withdrawn (1:1) | Thousand Tons | 0 | 0 | 0 | 0 | 0 | 0 | 0 | 0
IL Fac. Spec. - NOX Rate Summer v3.1, Unit 5469 and retrofits | 625 | 1797 | Rate Constraint in lbs/MMBtu | FALSE | L | Annual | Allowances Withdrawn (n:1) | Thousand Tons | 0 | 0 | 0 | 0 | 0 | 0 | 0 | 0
IL Fac. Spec. - NOX Rate Summer v3.1, Unit 5469 and retrofits | 625 | 1797 | Rate Constraint in lbs/MMBtu | FALSE | L | Annual | Net Emissions Allowance Position | Thousand Tons | 0 | 0 | 0 | 0 | 0 | 0 | 0 | 0
IL Fac. Spec. - NOX Rate Summer v3.1, Unit 5469 and retrofits | 625 | 1797 | Rate Constraint in lbs/MMBtu | FALSE | L | Annual | Fuel Consumed | TBtu | 0 | 0 | 0 | 0 | 0 | 0 | 0 | 0
IL Fac. Spec. - NOX Rate Summer v3.1, Unit 5469 and retrofits | 625 | 1797 | Rate Constraint in lbs/MMBtu | FALSE | L | Annual | Rate | lb/MMBtu | 0 | 0 | 0 | 0 | 0 | 0 | 0 | 0
IL Fac. Spec. - NOX Rate Summer v3.1, Unit 5469 and retrofits | 625 | 1797 | Rate Constraint in lbs/MMBtu | FALSE | L | Annual | Generation | TWh | 0 | 0 | 0 | 0 | 0 | 0 | 0 | 0
IL Fac. Spec. - NOX Rate Summer v3.1, Unit 5469 and retrofits | 625 | 1797 | Rate Constraint in lbs/MMBtu | FALSE | L | Annual | Qualifying Generation | TWh | 0 | 0 | 0 | 0 | 0 | 0 | 0 | 0
IL Fac. Spec. - NOX Rate Summer v3.1, Unit 5469 and retrofits | 625 | 1797 | Rate Constraint in lbs/MMBtu | FALSE | L | Annual | Rate | lb/MWh | 0 | 0 | 0 | 0 | 0 | 0 | 0 | 0
IL Fac. Spec. - NOX Rate Summer v3.1, Unit 5469 and retrofits | 625 | 1797 | Rate Constraint in lbs/MMBtu | FALSE | L | Annual | Constraint Shadow Price | US2016$/Ton | 0 | 0 | 0 | 0 | 0 | 0 | 0 | 0
IL Fac. Spec. - NOX Rate Summer v3.1, Unit 5475 and retrofits | 626 | 1797 | Rate Constraint in lbs/MMBtu | FALSE | L | Annual | Seasons Included | Seasons | Summer | Summer | Summer | Summer | Summer | Summer | Summer | Summer
IL Fac. Spec. - NOX Rate Summer v3.1, Unit 5475 and retrofits | 626 | 1797 | Rate Constraint in lbs/MMBtu | FALSE | L | Annual | Standard NOX | lb/MMBtu | 0.25 | 0.25 | 0.25 | 0.25 | 0.25 | 0.25 | 0.25 | 0.25
IL Fac. Spec. - NOX Rate Summer v3.1, Unit 5475 and retrofits | 626 | 1797 | Rate Constraint in lbs/MMBtu | FALSE | L | Annual | Emissions at Affected Plants NOX | Thousand Tons | 0.51227 | 0.53438 | 0.52472 | 0.52472 | 0.42119 | 0.52472 | 0.52472 | 0.52472
IL Fac. Spec. - NOX Rate Summer v3.1, Unit 5475 and retrofits | 626 | 1797 | Rate Constraint in lbs/MMBtu | FALSE | L | Annual | Allowances Purchased NOX | Thousand Tons | 0 | 0 | 0 | 0 | 0 | 0 | 0 | 0
IL Fac. Spec. - NOX Rate Summer v3.1, Unit 5475 and retrofits | 626 | 1797 | Rate Constraint in lbs/MMBtu | FALSE | L | Annual | Allowances Sold NOX | Thousand Tons | 0 | 0 | 0 | 0 | 0 | 0 | 0 | 0
IL Fac. Spec. - NOX Rate Summer v3.1, Unit 5475 and retrofits | 626 | 1797 | Rate Constraint in lbs/MMBtu | FALSE | L | Annual | Allowances Banked | Thousand Tons | 0 | 0 | 0 | 0 | 0 | 0 | 0 | 0
IL Fac. Spec. - NOX Rate Summer v3.1, Unit 5475 and retrofits | 626 | 1797 | Rate Constraint in lbs/MMBtu | FALSE | L | Annual | Allowances Withdrawn (1:1) | Thousand Tons | 0 | 0 | 0 | 0 | 0 | 0 | 0 | 0
IL Fac. Spec. - NOX Rate Summer v3.1, Unit 5475 and retrofits | 626 | 1797 | Rate Constraint in lbs/MMBtu | FALSE | L | Annual | Allowances Withdrawn (n:1) | Thousand Tons | 0 | 0 | 0 | 0 | 0 | 0 | 0 | 0
IL Fac. Spec. - NOX Rate Summer v3.1, Unit 5475 and retrofits | 626 | 1797 | Rate Constraint in lbs/MMBtu | FALSE | L | Annual | Net Emissions Allowance Position | Thousand Tons | 0.51227 | 0.53438 | 0.52472 | 0.52472 | 0.42119 | 0.52472 | 0.52472 | 0.52472
IL Fac. Spec. - NOX Rate Summer v3.1, Unit 5475 and retrofits | 626 | 1797 | Rate Constraint in lbs/MMBtu | FALSE | L | Annual | Fuel Consumed | TBtu | 8.9338 | 9.3195 | 9.151 | 9.151 | 7.3455 | 9.151 | 9.151 | 9.151
IL Fac. Spec. - NOX Rate Summer v3.1, Unit 5475 and retrofits | 626 | 1797 | Rate Constraint in lbs/MMBtu | FALSE | L | Annual | Rate | lb/MMBtu | 0.11468 | 0.11468 | 0.11468 | 0.11468 | 0.11468 | 0.11468 | 0.11468 | 0.11468
IL Fac. Spec. - NOX Rate Summer v3.1, Unit 5475 and retrofits | 626 | 1797 | Rate Constraint in lbs/MMBtu | FALSE | L | Annual | Generation | TWh | 0.80427 | 0.83899 | 0.82382 | 0.82382 | 0.66128 | 0.82382 | 0.82382 | 0.82382
IL Fac. Spec. - NOX Rate Summer v3.1, Unit 5475 and retrofits | 626 | 1797 | Rate Constraint in lbs/MMBtu | FALSE | L | Annual | Qualifying Generation | TWh | 0.80427 | 0.83899 | 0.82382 | 0.82382 | 0.66128 | 0.82382 | 0.82382 | 0.82382
IL Fac. Spec. - NOX Rate Summer v3.1, Unit 5475 and retrofits | 626 | 1797 | Rate Constraint in lbs/MMBtu | FALSE | L | Annual | Rate | lb/MWh | 1.2739 | 1.2739 | 1.2739 | 1.2739 | 1.2739 | 1.2739 | 1.2739 | 1.2739
IL Fac. Spec. - NOX Rate Summer v3.1, Unit 5475 and retrofits | 626 | 1797 | Rate Constraint in lbs/MMBtu | FALSE | L | Annual | Constraint Shadow Price | US2016$/Ton | 0 | 0 | 0 | 0 | 0 | 0 | 0 | 0
IL Fac. Spec. - NOX Rate Summer v3.1, Unit 5476 and retrofits | 627 | 1797 | Rate Constraint in lbs/MMBtu | FALSE | L | Annual | Seasons Included | Seasons | Summer | Summer | Summer | Summer | Summer | Summer | Summer | Summer
IL Fac. Spec. - NOX Rate Summer v3.1, Unit 5476 and retrofits | 627 | 1797 | Rate Constraint in lbs/MMBtu | FALSE | L | Annual | Standard NOX | lb/MMBtu | 0.25 | 0.25 | 0.25 | 0.25 | 0.25 | 0.25 | 0.25 | 0.25
IL Fac. Spec. - NOX Rate Summer v3.1, Unit 5476 and retrofits | 627 | 1797 | Rate Constraint in lbs/MMBtu | FALSE | L | Annual | Emissions at Affected Plants NOX | Thousand Tons | 0.4412 | 0.45982 | 0.45193 | 0.45193 | 0.36738 | 0.45193 | 0.45193 | 0.45193
IL Fac. Spec. - NOX Rate Summer v3.1, Unit 5476 and retrofits | 627 | 1797 | Rate Constraint in lbs/MMBtu | FALSE | L | Annual | Allowances Purchased NOX | Thousand Tons | 0 | 0 | 0 | 0 | 0 | 0 | 0 | 0
IL Fac. Spec. - NOX Rate Summer v3.1, Unit 5476 and retrofits | 627 | 1797 | Rate Constraint in lbs/MMBtu | FALSE | L | Annual | Allowances Sold NOX | Thousand Tons | 0 | 0 | 0 | 0 | 0 | 0 | 0 | 0
IL Fac. Spec. - NOX Rate Summer v3.1, Unit 5476 and retrofits | 627 | 1797 | Rate Constraint in lbs/MMBtu | FALSE | L | Annual | Allowances Banked | Thousand Tons | 0 | 0 | 0 | 0 | 0 | 0 | 0 | 0
IL Fac. Spec. - NOX Rate Summer v3.1, Unit 5476 and retrofits | 627 | 1797 | Rate Constraint in lbs/MMBtu | FALSE | L | Annual | Allowances Withdrawn (1:1) | Thousand Tons | 0 | 0 | 0 | 0 | 0 | 0 | 0 | 0
IL Fac. Spec. - NOX Rate Summer v3.1, Unit 5476 and retrofits | 627 | 1797 | Rate Constraint in lbs/MMBtu | FALSE | L | Annual | Allowances Withdrawn (n:1) | Thousand Tons | 0 | 0 | 0 | 0 | 0 | 0 | 0 | 0
IL Fac. Spec. - NOX Rate Summer v3.1, Unit 5476 and retrofits | 627 | 1797 | Rate Constraint in lbs/MMBtu | FALSE | L | Annual | Net Emissions Allowance Position | Thousand Tons | 0.4412 | 0.45982 | 0.45193 | 0.45193 | 0.36738 | 0.45193 | 0.45193 | 0.45193
IL Fac. Spec. - NOX Rate Summer v3.1, Unit 5476 and retrofits | 627 | 1797 | Rate Constraint in lbs/MMBtu | FALSE | L | Annual | Fuel Consumed | TBtu | 9.0811 | 9.4642 | 9.3019 | 9.3019 | 7.5615 | 9.3019 | 9.3019 | 9.3019
IL Fac. Spec. - NOX Rate Summer v3.1, Unit 5476 and retrofits | 627 | 1797 | Rate Constraint in lbs/MMBtu | FALSE | L | Annual | Rate | lb/MMBtu | 0.09717 | 0.09717 | 0.09717 | 0.09717 | 0.09717 | 0.09717 | 0.09717 | 0.09717
IL Fac. Spec. - NOX Rate Summer v3.1, Unit 5476 and retrofits | 627 | 1797 | Rate Constraint in lbs/MMBtu | FALSE | L | Annual | Generation | TWh | 0.81782 | 0.85233 | 0.83771 | 0.83771 | 0.68097 | 0.83771 | 0.83771 | 0.83771
IL Fac. Spec. - NOX Rate Summer v3.1, Unit 5476 and retrofits | 627 | 1797 | Rate Constraint in lbs/MMBtu | FALSE | L | Annual | Qualifying Generation | TWh | 0.81782 | 0.85233 | 0.83771 | 0.83771 | 0.68097 | 0.83771 | 0.83771 | 0.83771
IL Fac. Spec. - NOX Rate Summer v3.1, Unit 5476 and retrofits | 627 | 1797 | Rate Constraint in lbs/MMBtu | FALSE | L | Annual | Rate | lb/MWh | 1.079 | 1.079 | 1.079 | 1.079 | 1.079 | 1.079 | 1.079 | 1.079
IL Fac. Spec. - NOX Rate Summer v3.1, Unit 5476 and retrofits | 627 | 1797 | Rate Constraint in lbs/MMBtu | FALSE | L | Annual | Constraint Shadow Price | US2016$/Ton | 0 | 0 | 0 | 0 | 0 | 0 | 0 | 0
IL Fac. Spec. - NOX Rate Summer v3.1, Unit 5477 and retrofits | 628 | 1797 | Rate Constraint in lbs/MMBtu | FALSE | L | Annual | Seasons Included | Seasons | Summer | Summer | Summer | Summer | Summer | Summer | Summer | Summer
IL Fac. Spec. - NOX Rate Summer v3.1, Unit 5477 and retrofits | 628 | 1797 | Rate Constraint in lbs/MMBtu | FALSE | L | Annual | Standard NOX | lb/MMBtu | 0.25 | 0.25 | 0.25 | 0.25 | 0.25 | 0.25 | 0.25 | 0.25
IL Fac. Spec. - NOX Rate Summer v3.1, Unit 5477 and retrofits | 628 | 1797 | Rate Constraint in lbs/MMBtu | FALSE | L | Annual | Emissions at Affected Plants NOX | Thousand Tons | 0.52058 | 0.54254 | 0.53324 | 0.53324 | 0.43347 | 0.53324 | 0.53324 | 0.53324
IL Fac. Spec. - NOX Rate Summer v3.1, Unit 5477 and retrofits | 628 | 1797 | Rate Constraint in lbs/MMBtu | FALSE | L | Annual | Allowances Purchased NOX | Thousand Tons | 0 | 0 | 0 | 0 | 0 | 0 | 0 | 0
IL Fac. Spec. - NOX Rate Summer v3.1, Unit 5477 and retrofits | 628 | 1797 | Rate Constraint in lbs/MMBtu | FALSE | L | Annual | Allowances Sold NOX | Thousand Tons | 0 | 0 | 0 | 0 | 0 | 0 | 0 | 0
IL Fac. Spec. - NOX Rate Summer v3.1, Unit 5477 and retrofits | 628 | 1797 | Rate Constraint in lbs/MMBtu | FALSE | L | Annual | Allowances Banked | Thousand Tons | 0 | 0 | 0 | 0 | 0 | 0 | 0 | 0
IL Fac. Spec. - NOX Rate Summer v3.1, Unit 5477 and retrofits | 628 | 1797 | Rate Constraint in lbs/MMBtu | FALSE | L | Annual | Allowances Withdrawn (1:1) | Thousand Tons | 0 | 0 | 0 | 0 | 0 | 0 | 0 | 0
IL Fac. Spec. - NOX Rate Summer v3.1, Unit 5477 and retrofits | 628 | 1797 | Rate Constraint in lbs/MMBtu | FALSE | L | Annual | Allowances Withdrawn (n:1) | Thousand Tons | 0 | 0 | 0 | 0 | 0 | 0 | 0 | 0
IL Fac. Spec. - NOX Rate Summer v3.1, Unit 5477 and retrofits | 628 | 1797 | Rate Constraint in lbs/MMBtu | FALSE | L | Annual | Net Emissions Allowance Position | Thousand Tons | 0.52058 | 0.54254 | 0.53324 | 0.53324 | 0.43347 | 0.53324 | 0.53324 | 0.53324
IL Fac. Spec. - NOX Rate Summer v3.1, Unit 5477 and retrofits | 628 | 1797 | Rate Constraint in lbs/MMBtu | FALSE | L | Annual | Fuel Consumed | TBtu | 9.0844 | 9.4677 | 9.3052 | 9.3052 | 7.5642 | 9.3052 | 9.3052 | 9.3052
IL Fac. Spec. - NOX Rate Summer v3.1, Unit 5477 and retrofits | 628 | 1797 | Rate Constraint in lbs/MMBtu | FALSE | L | Annual | Rate | lb/MMBtu | 0.11461 | 0.11461 | 0.11461 | 0.11461 | 0.11461 | 0.11461 | 0.11461 | 0.11461
IL Fac. Spec. - NOX Rate Summer v3.1, Unit 5477 and retrofits | 628 | 1797 | Rate Constraint in lbs/MMBtu | FALSE | L | Annual | Generation | TWh | 0.81782 | 0.85233 | 0.83771 | 0.83771 | 0.68097 | 0.83771 | 0.83771 | 0.83771
IL Fac. Spec. - NOX Rate Summer v3.1, Unit 5477 and retrofits | 628 | 1797 | Rate Constraint in lbs/MMBtu | FALSE | L | Annual | Qualifying Generation | TWh | 0.81782 | 0.85233 | 0.83771 | 0.83771 | 0.68097 | 0.83771 | 0.83771 | 0.83771
IL Fac. Spec. - NOX Rate Summer v3.1, Unit 5477 and retrofits | 628 | 1797 | Rate Constraint in lbs/MMBtu | FALSE | L | Annual | Rate | lb/MWh | 1.2731 | 1.2731 | 1.2731 | 1.2731 | 1.2731 | 1.2731 | 1.2731 | 1.2731
IL Fac. Spec. - NOX Rate Summer v3.1, Unit 5477 and retrofits | 628 | 1797 | Rate Constraint in lbs/MMBtu | FALSE | L | Annual | Constraint Shadow Price | US2016$/Ton | 0 | 0 | 0 | 0 | 0 | 0 | 0 | 0
IL Fac. Spec. - NOX Rate Summer v3.1, Unit 5478 and retrofits | 629 | 1797 | Rate Constraint in lbs/MMBtu | FALSE | L | Annual | Seasons Included | Seasons | Summer | Summer | Summer | Summer | Summer | Summer | Summer | Summer
IL Fac. Spec. - NOX Rate Summer v3.1, Unit 5478 and retrofits | 629 | 1797 | Rate Constraint in lbs/MMBtu | FALSE | L | Annual | Standard NOX | lb/MMBtu | 0.25 | 0.25 | 0.25 | 0.25 | 0.25 | 0.25 | 0.25 | 0.25
IL Fac. Spec. - NOX Rate Summer v3.1, Unit 5478 and retrofits | 629 | 1797 | Rate Constraint in lbs/MMBtu | FALSE | L | Annual | Emissions at Affected Plants NOX | Thousand Tons | 0.44634 | 0.46517 | 0.45719 | 0.45719 | 0.37165 | 0.45719 | 0.45719 | 0.45719
IL Fac. Spec. - NOX Rate Summer v3.1, Unit 5478 and retrofits | 629 | 1797 | Rate Constraint in lbs/MMBtu | FALSE | L | Annual | Allowances Purchased NOX | Thousand Tons | 0 | 0 | 0 | 0 | 0 | 0 | 0 | 0
IL Fac. Spec. - NOX Rate Summer v3.1, Unit 5478 and retrofits | 629 | 1797 | Rate Constraint in lbs/MMBtu | FALSE | L | Annual | Allowances Sold NOX | Thousand Tons | 0 | 0 | 0 | 0 | 0 | 0 | 0 | 0
IL Fac. Spec. - NOX Rate Summer v3.1, Unit 5478 and retrofits | 629 | 1797 | Rate Constraint in lbs/MMBtu | FALSE | L | Annual | Allowances Banked | Thousand Tons | 0 | 0 | 0 | 0 | 0 | 0 | 0 | 0
IL Fac. Spec. - NOX Rate Summer v3.1, Unit 5478 and retrofits | 629 | 1797 | Rate Constraint in lbs/MMBtu | FALSE | L | Annual | Allowances Withdrawn (1:1) | Thousand Tons | 0 | 0 | 0 | 0 | 0 | 0 | 0 | 0
IL Fac. Spec. - NOX Rate Summer v3.1, Unit 5478 and retrofits | 629 | 1797 | Rate Constraint in lbs/MMBtu | FALSE | L | Annual | Allowances Withdrawn (n:1) | Thousand Tons | 0 | 0 | 0 | 0 | 0 | 0 | 0 | 0
IL Fac. Spec. - NOX Rate Summer v3.1, Unit 5478 and retrofits | 629 | 1797 | Rate Constraint in lbs/MMBtu | FALSE | L | Annual | Net Emissions Allowance Position | Thousand Tons | 0.44634 | 0.46517 | 0.45719 | 0.45719 | 0.37165 | 0.45719 | 0.45719 | 0.45719
IL Fac. Spec. - NOX Rate Summer v3.1, Unit 5478 and retrofits | 629 | 1797 | Rate Constraint in lbs/MMBtu | FALSE | L | Annual | Fuel Consumed | TBtu | 9.0811 | 9.4642 | 9.3019 | 9.3019 | 7.5615 | 9.3019 | 9.3019 | 9.3019
IL Fac. Spec. - NOX Rate Summer v3.1, Unit 5478 and retrofits | 629 | 1797 | Rate Constraint in lbs/MMBtu | FALSE | L | Annual | Rate | lb/MMBtu | 0.0983 | 0.0983 | 0.0983 | 0.0983 | 0.0983 | 0.0983 | 0.0983 | 0.0983
IL Fac. Spec. - NOX Rate Summer v3.1, Unit 5478 and retrofits | 629 | 1797 | Rate Constraint in lbs/MMBtu | FALSE | L | Annual | Generation | TWh | 0.81782 | 0.85233 | 0.83771 | 0.83771 | 0.68097 | 0.83771 | 0.83771 | 0.83771
IL Fac. Spec. - NOX Rate Summer v3.1, Unit 5478 and retrofits | 629 | 1797 | Rate Constraint in lbs/MMBtu | FALSE | L | Annual | Qualifying Generation | TWh | 0.81782 | 0.85233 | 0.83771 | 0.83771 | 0.68097 | 0.83771 | 0.83771 | 0.83771
IL Fac. Spec. - NOX Rate Summer v3.1, Unit 5478 and retrofits | 629 | 1797 | Rate Constraint in lbs/MMBtu | FALSE | L | Annual | Rate | lb/MWh | 1.0915 | 1.0915 | 1.0915 | 1.0915 | 1.0915 | 1.0915 | 1.0915 | 1.0915
IL Fac. Spec. - NOX Rate Summer v3.1, Unit 5478 and retrofits | 629 | 1797 | Rate Constraint in lbs/MMBtu | FALSE | L | Annual | Constraint Shadow Price | US2016$/Ton | 0 | 0 | 0 | 0 | 0 | 0 | 0 | 0
IL Fac. Spec. - NOX Rate Summer v3.1, Unit 5483 and retrofits | 630 | 1797 | Rate Constraint in lbs/MMBtu | FALSE | L | Annual | Seasons Included | Seasons | Summer | Summer | Summer | Summer | Summer | Summer | Summer | Summer
IL Fac. Spec. - NOX Rate Summer v3.1, Unit 5483 and retrofits | 630 | 1797 | Rate Constraint in lbs/MMBtu | FALSE | L | Annual | Standard NOX | lb/MMBtu | 0.25 | 0.25 | 0.25 | 0.25 | 0.25 | 0.25 | 0.25 | 0.25
IL Fac. Spec. - NOX Rate Summer v3.1, Unit 5483 and retrofits | 630 | 1797 | Rate Constraint in lbs/MMBtu | FALSE | L | Annual | Emissions at Affected Plants NOX | Thousand Tons | 0 | 0 | 0 | 0 | 0 | 0 | 0 | 0
IL Fac. Spec. - NOX Rate Summer v3.1, Unit 5483 and retrofits | 630 | 1797 | Rate Constraint in lbs/MMBtu | FALSE | L | Annual | Allowances Purchased NOX | Thousand Tons | 0 | 0 | 0 | 0 | 0 | 0 | 0 | 0
IL Fac. Spec. - NOX Rate Summer v3.1, Unit 5483 and retrofits | 630 | 1797 | Rate Constraint in lbs/MMBtu | FALSE | L | Annual | Allowances Sold NOX | Thousand Tons | 0 | 0 | 0 | 0 | 0 | 0 | 0 | 0
IL Fac. Spec. - NOX Rate Summer v3.1, Unit 5483 and retrofits | 630 | 1797 | Rate Constraint in lbs/MMBtu | FALSE | L | Annual | Allowances Banked | Thousand Tons | 0 | 0 | 0 | 0 | 0 | 0 | 0 | 0
IL Fac. Spec. - NOX Rate Summer v3.1, Unit 5483 and retrofits | 630 | 1797 | Rate Constraint in lbs/MMBtu | FALSE | L | Annual | Allowances Withdrawn (1:1) | Thousand Tons | 0 | 0 | 0 | 0 | 0 | 0 | 0 | 0
IL Fac. Spec. - NOX Rate Summer v3.1, Unit 5483 and retrofits | 630 | 1797 | Rate Constraint in lbs/MMBtu | FALSE | L | Annual | Allowances Withdrawn (n:1) | Thousand Tons | 0 | 0 | 0 | 0 | 0 | 0 | 0 | 0
IL Fac. Spec. - NOX Rate Summer v3.1, Unit 5483 and retrofits | 630 | 1797 | Rate Constraint in lbs/MMBtu | FALSE | L | Annual | Net Emissions Allowance Position | Thousand Tons | 0 | 0 | 0 | 0 | 0 | 0 | 0 | 0
IL Fac. Spec. - NOX Rate Summer v3.1, Unit 5483 and retrofits | 630 | 1797 | Rate Constraint in lbs/MMBtu | FALSE | L | Annual | Fuel Consumed | TBtu | 0 | 0 | 0 | 0 | 0 | 0 | 0 | 0
IL Fac. Spec. - NOX Rate Summer v3.1, Unit 5483 and retrofits | 630 | 1797 | Rate Constraint in lbs/MMBtu | FALSE | L | Annual | Rate | lb/MMBtu | 0 | 0 | 0 | 0 | 0 | 0 | 0 | 0
IL Fac. Spec. - NOX Rate Summer v3.1, Unit 5483 and retrofits | 630 | 1797 | Rate Constraint in lbs/MMBtu | FALSE | L | Annual | Generation | TWh | 0 | 0 | 0 | 0 | 0 | 0 | 0 | 0
IL Fac. Spec. - NOX Rate Summer v3.1, Unit 5483 and retrofits | 630 | 1797 | Rate Constraint in lbs/MMBtu | FALSE | L | Annual | Qualifying Generation | TWh | 0 | 0 | 0 | 0 | 0 | 0 | 0 | 0
IL Fac. Spec. - NOX Rate Summer v3.1, Unit 5483 and retrofits | 630 | 1797 | Rate Constraint in lbs/MMBtu | FALSE | L | Annual | Rate | lb/MWh | 0 | 0 | 0 | 0 | 0 | 0 | 0 | 0
IL Fac. Spec. - NOX Rate Summer v3.1, Unit 5483 and retrofits | 630 | 1797 | Rate Constraint in lbs/MMBtu | FALSE | L | Annual | Constraint Shadow Price | US2016$/Ton | 0 | 0 | 0 | 0 | 0 | 0 | 0 | 0
IL Fac. Spec. - NOX Rate Summer v3.1, Unit 5484 and retrofits | 631 | 1797 | Rate Constraint in lbs/MMBtu | FALSE | L | Annual | Seasons Included | Seasons | Summer | Summer | Summer | Summer | Summer | Summer | Summer | Summer
IL Fac. Spec. - NOX Rate Summer v3.1, Unit 5484 and retrofits | 631 | 1797 | Rate Constraint in lbs/MMBtu | FALSE | L | Annual | Standard NOX | lb/MMBtu | 0.25 | 0.25 | 0.25 | 0.25 | 0.25 | 0.25 | 0.25 | 0.25
IL Fac. Spec. - NOX Rate Summer v3.1, Unit 5484 and retrofits | 631 | 1797 | Rate Constraint in lbs/MMBtu | FALSE | L | Annual | Emissions at Affected Plants NOX | Thousand Tons | 0 | 0 | 0 | 0 | 0 | 0 | 0 | 0
IL Fac. Spec. - NOX Rate Summer v3.1, Unit 5484 and retrofits | 631 | 1797 | Rate Constraint in lbs/MMBtu | FALSE | L | Annual | Allowances Purchased NOX | Thousand Tons | 0 | 0 | 0 | 0 | 0 | 0 | 0 | 0
IL Fac. Spec. - NOX Rate Summer v3.1, Unit 5484 and retrofits | 631 | 1797 | Rate Constraint in lbs/MMBtu | FALSE | L | Annual | Allowances Sold NOX | Thousand Tons | 0 | 0 | 0 | 0 | 0 | 0 | 0 | 0
IL Fac. Spec. - NOX Rate Summer v3.1, Unit 5484 and retrofits | 631 | 1797 | Rate Constraint in lbs/MMBtu | FALSE | L | Annual | Allowances Banked | Thousand Tons | 0 | 0 | 0 | 0 | 0 | 0 | 0 | 0
IL Fac. Spec. - NOX Rate Summer v3.1, Unit 5484 and retrofits | 631 | 1797 | Rate Constraint in lbs/MMBtu | FALSE | L | Annual | Allowances Withdrawn (1:1) | Thousand Tons | 0 | 0 | 0 | 0 | 0 | 0 | 0 | 0
IL Fac. Spec. - NOX Rate Summer v3.1, Unit 5484 and retrofits | 631 | 1797 | Rate Constraint in lbs/MMBtu | FALSE | L | Annual | Allowances Withdrawn (n:1) | Thousand Tons | 0 | 0 | 0 | 0 | 0 | 0 | 0 | 0
IL Fac. Spec. - NOX Rate Summer v3.1, Unit 5484 and retrofits | 631 | 1797 | Rate Constraint in lbs/MMBtu | FALSE | L | Annual | Net Emissions Allowance Position | Thousand Tons | 0 | 0 | 0 | 0 | 0 | 0 | 0 | 0
IL Fac. Spec. - NOX Rate Summer v3.1, Unit 5484 and retrofits | 631 | 1797 | Rate Constraint in lbs/MMBtu | FALSE | L | Annual | Fuel Consumed | TBtu | 0 | 0 | 0 | 0 | 0 | 0 | 0 | 0
IL Fac. Spec. - NOX Rate Summer v3.1, Unit 5484 and retrofits | 631 | 1797 | Rate Constraint in lbs/MMBtu | FALSE | L | Annual | Rate | lb/MMBtu | 0 | 0 | 0 | 0 | 0 | 0 | 0 | 0
IL Fac. Spec. - NOX Rate Summer v3.1, Unit 5484 and retrofits | 631 | 1797 | Rate Constraint in lbs/MMBtu | FALSE | L | Annual | Generation | TWh | 0 | 0 | 0 | 0 | 0 | 0 | 0 | 0
IL Fac. Spec. - NOX Rate Summer v3.1, Unit 5484 and retrofits | 631 | 1797 | Rate Constraint in lbs/MMBtu | FALSE | L | Annual | Qualifying Generation | TWh | 0 | 0 | 0 | 0 | 0 | 0 | 0 | 0
IL Fac. Spec. - NOX Rate Summer v3.1, Unit 5484 and retrofits | 631 | 1797 | Rate Constraint in lbs/MMBtu | FALSE | L | Annual | Rate | lb/MWh | 0 | 0 | 0 | 0 | 0 | 0 | 0 | 0
IL Fac. Spec. - NOX Rate Summer v3.1, Unit 5484 and retrofits | 631 | 1797 | Rate Constraint in lbs/MMBtu | FALSE | L | Annual | Constraint Shadow Price | US2016$/Ton | 0 | 0 | 0 | 0 | 0 | 0 | 0 | 0
IL Fac. Spec. - NOX Rate Summer v3.1, Unit 5644 and retrofits | 632 | 1797 | Rate Constraint in lbs/MMBtu | FALSE | L | Annual | Seasons Included | Seasons | Summer | Summer | Summer | Summer | Summer | Summer | Summer | Summer
IL Fac. Spec. - NOX Rate Summer v3.1, Unit 5644 and retrofits | 632 | 1797 | Rate Constraint in lbs/MMBtu | FALSE | L | Annual | Standard NOX | lb/MMBtu | 0.25 | 0.25 | 0.25 | 0.25 | 0.25 | 0.25 | 0.25 | 0.25
IL Fac. Spec. - NOX Rate Summer v3.1, Unit 5644 and retrofits | 632 | 1797 | Rate Constraint in lbs/MMBtu | FALSE | L | Annual | Emissions at Affected Plants NOX | Thousand Tons | 0.83229 | 0.93186 | 0.93186 | 0.93186 | 0.88603 | 0.93186 | 0.93186 | 0.83229
IL Fac. Spec. - NOX Rate Summer v3.1, Unit 5644 and retrofits | 632 | 1797 | Rate Constraint in lbs/MMBtu | FALSE | L | Annual | Allowances Purchased NOX | Thousand Tons | 0 | 0 | 0 | 0 | 0 | 0 | 0 | 0
IL Fac. Spec. - NOX Rate Summer v3.1, Unit 5644 and retrofits | 632 | 1797 | Rate Constraint in lbs/MMBtu | FALSE | L | Annual | Allowances Sold NOX | Thousand Tons | 0 | 0 | 0 | 0 | 0 | 0 | 0 | 0
IL Fac. Spec. - NOX Rate Summer v3.1, Unit 5644 and retrofits | 632 | 1797 | Rate Constraint in lbs/MMBtu | FALSE | L | Annual | Allowances Banked | Thousand Tons | 0 | 0 | 0 | 0 | 0 | 0 | 0 | 0
IL Fac. Spec. - NOX Rate Summer v3.1, Unit 5644 and retrofits | 632 | 1797 | Rate Constraint in lbs/MMBtu | FALSE | L | Annual | Allowances Withdrawn (1:1) | Thousand Tons | 0 | 0 | 0 | 0 | 0 | 0 | 0 | 0
IL Fac. Spec. - NOX Rate Summer v3.1, Unit 5644 and retrofits | 632 | 1797 | Rate Constraint in lbs/MMBtu | FALSE | L | Annual | Allowances Withdrawn (n:1) | Thousand Tons | 0 | 0 | 0 | 0 | 0 | 0 | 0 | 0
IL Fac. Spec. - NOX Rate Summer v3.1, Unit 5644 and retrofits | 632 | 1797 | Rate Constraint in lbs/MMBtu | FALSE | L | Annual | Net Emissions Allowance Position | Thousand Tons | 0.83229 | 0.93186 | 0.93186 | 0.93186 | 0.88603 | 0.93186 | 0.93186 | 0.83229
IL Fac. Spec. - NOX Rate Summer v3.1, Unit 5644 and retrofits | 632 | 1797 | Rate Constraint in lbs/MMBtu | FALSE | L | Annual | Fuel Consumed | TBtu | 18.2559 | 20.4401 | 20.4401 | 20.4401 | 19.4347 | 20.4401 | 20.4401 | 18.2559
IL Fac. Spec. - NOX Rate Summer v3.1, Unit 5644 and retrofits | 632 | 1797 | Rate Constraint in lbs/MMBtu | FALSE | L | Annual | Rate | lb/MMBtu | 0.09118 | 0.09118 | 0.09118 | 0.09118 | 0.09118 | 0.09118 | 0.09118 | 0.09118
IL Fac. Spec. - NOX Rate Summer v3.1, Unit 5644 and retrofits | 632 | 1797 | Rate Constraint in lbs/MMBtu | FALSE | L | Annual | Generation | TWh | 1.5994 | 1.7907 | 1.7907 | 1.7907 | 1.7026 | 1.7907 | 1.7907 | 1.5994
IL Fac. Spec. - NOX Rate Summer v3.1, Unit 5644 and retrofits | 632 | 1797 | Rate Constraint in lbs/MMBtu | FALSE | L | Annual | Qualifying Generation | TWh | 1.5994 | 1.7907 | 1.7907 | 1.7907 | 1.7026 | 1.7907 | 1.7907 | 1.5994
IL Fac. Spec. - NOX Rate Summer v3.1, Unit 5644 and retrofits | 632 | 1797 | Rate Constraint in lbs/MMBtu | FALSE | L | Annual | Rate | lb/MWh | 1.0408 | 1.0408 | 1.0408 | 1.0408 | 1.0408 | 1.0408 | 1.0408 | 1.0408
IL Fac. Spec. - NOX Rate Summer v3.1, Unit 5644 and retrofits | 632 | 1797 | Rate Constraint in lbs/MMBtu | FALSE | L | Annual | Constraint Shadow Price | US2016$/Ton | 0 | 0 | 0 | 0 | 0 | 0 | 0 | 0
IL Fac. Spec. - NOX Rate Summer v3.1, Unit 5645 and retrofits | 633 | 1797 | Rate Constraint in lbs/MMBtu | FALSE | L | Annual | Seasons Included | Seasons | Summer | Summer | Summer | Summer | Summer | Summer | Summer | Summer
IL Fac. Spec. - NOX Rate Summer v3.1, Unit 5645 and retrofits | 633 | 1797 | Rate Constraint in lbs/MMBtu | FALSE | L | Annual | Standard NOX | lb/MMBtu | 0.25 | 0.25 | 0.25 | 0.25 | 0.25 | 0.25 | 0.25 | 0.25
IL Fac. Spec. - NOX Rate Summer v3.1, Unit 5645 and retrofits | 633 | 1797 | Rate Constraint in lbs/MMBtu | FALSE | L | Annual | Emissions at Affected Plants NOX | Thousand Tons | 0.39347 | 0.43377 | 0.39347 | 0.41929 | 0.37027 | 0.39347 | 0.39347 | 0.39347
IL Fac. Spec. - NOX Rate Summer v3.1, Unit 5645 and retrofits | 633 | 1797 | Rate Constraint in lbs/MMBtu | FALSE | L | Annual | Allowances Purchased NOX | Thousand Tons | 0 | 0 | 0 | 0 | 0 | 0 | 0 | 0
IL Fac. Spec. - NOX Rate Summer v3.1, Unit 5645 and retrofits | 633 | 1797 | Rate Constraint in lbs/MMBtu | FALSE | L | Annual | Allowances Sold NOX | Thousand Tons | 0 | 0 | 0 | 0 | 0 | 0 | 0 | 0
IL Fac. Spec. - NOX Rate Summer v3.1, Unit 5645 and retrofits | 633 | 1797 | Rate Constraint in lbs/MMBtu | FALSE | L | Annual | Allowances Banked | Thousand Tons | 0 | 0 | 0 | 0 | 0 | 0 | 0 | 0
IL Fac. Spec. - NOX Rate Summer v3.1, Unit 5645 and retrofits | 633 | 1797 | Rate Constraint in lbs/MMBtu | FALSE | L | Annual | Allowances Withdrawn (1:1) | Thousand Tons | 0 | 0 | 0 | 0 | 0 | 0 | 0 | 0
IL Fac. Spec. - NOX Rate Summer v3.1, Unit 5645 and retrofits | 633 | 1797 | Rate Constraint in lbs/MMBtu | FALSE | L | Annual | Allowances Withdrawn (n:1) | Thousand Tons | 0 | 0 | 0 | 0 | 0 | 0 | 0 | 0
IL Fac. Spec. - NOX Rate Summer v3.1, Unit 5645 and retrofits | 633 | 1797 | Rate Constraint in lbs/MMBtu | FALSE | L | Annual | Net Emissions Allowance Position | Thousand Tons | 0.39347 | 0.43377 | 0.39347 | 0.41929 | 0.37027 | 0.39347 | 0.39347 | 0.39347
IL Fac. Spec. - NOX Rate Summer v3.1, Unit 5645 and retrofits | 633 | 1797 | Rate Constraint in lbs/MMBtu | FALSE | L | Annual | Fuel Consumed | TBtu | 11.2275 | 12.3776 | 11.2275 | 11.9644 | 10.5655 | 11.2275 | 11.2275 | 11.2275
IL Fac. Spec. - NOX Rate Summer v3.1, Unit 5645 and retrofits | 633 | 1797 | Rate Constraint in lbs/MMBtu | FALSE | L | Annual | Rate | lb/MMBtu | 0.07009 | 0.07009 | 0.07009 | 0.07009 | 0.07009 | 0.07009 | 0.07009 | 0.07009
IL Fac. Spec. - NOX Rate Summer v3.1, Unit 5645 and retrofits | 633 | 1797 | Rate Constraint in lbs/MMBtu | FALSE | L | Annual | Generation | TWh | 0.94518 | 1.042 | 0.94518 | 1.0072 | 0.88945 | 0.94518 | 0.94518 | 0.94518
IL Fac. Spec. - NOX Rate Summer v3.1, Unit 5645 and retrofits | 633 | 1797 | Rate Constraint in lbs/MMBtu | FALSE | L | Annual | Qualifying Generation | TWh | 0.94518 | 1.042 | 0.94518 | 1.0072 | 0.88945 | 0.94518 | 0.94518 | 0.94518
IL Fac. Spec. - NOX Rate Summer v3.1, Unit 5645 and retrofits | 633 | 1797 | Rate Constraint in lbs/MMBtu | FALSE | L | Annual | Rate | lb/MWh | 0.83257 | 0.83257 | 0.83257 | 0.83257 | 0.83257 | 0.83257 | 0.83257 | 0.83257
IL Fac. Spec. - NOX Rate Summer v3.1, Unit 5645 and retrofits | 633 | 1797 | Rate Constraint in lbs/MMBtu | FALSE | L | Annual | Constraint Shadow Price | US2016$/Ton | 0 | 0 | 0 | 0 | 0 | 0 | 0 | 0
IL Fac. Spec. - NOX Rate Summer v3.1, Unit 5646 and retrofits | 634 | 1797 | Rate Constraint in lbs/MMBtu | FALSE | L | Annual | Seasons Included | Seasons | Summer | Summer | Summer | Summer | Summer | Summer | Summer | Summer
IL Fac. Spec. - NOX Rate Summer v3.1, Unit 5646 and retrofits | 634 | 1797 | Rate Constraint in lbs/MMBtu | FALSE | L | Annual | Standard NOX | lb/MMBtu | 0.25 | 0.25 | 0.25 | 0.25 | 0.25 | 0.25 | 0.25 | 0.25
IL Fac. Spec. - NOX Rate Summer v3.1, Unit 5646 and retrofits | 634 | 1797 | Rate Constraint in lbs/MMBtu | FALSE | L | Annual | Emissions at Affected Plants NOX | Thousand Tons | 0.99689 | 0.99689 | 0.99689 | 0.99689 | 0.99689 | 0.99689 | 1.0122 | 1.0467
IL Fac. Spec. - NOX Rate Summer v3.1, Unit 5646 and retrofits | 634 | 1797 | Rate Constraint in lbs/MMBtu | FALSE | L | Annual | Allowances Purchased NOX | Thousand Tons | 0 | 0 | 0 | 0 | 0 | 0 | 0 | 0
IL Fac. Spec. - NOX Rate Summer v3.1, Unit 5646 and retrofits | 634 | 1797 | Rate Constraint in lbs/MMBtu | FALSE | L | Annual | Allowances Sold NOX | Thousand Tons | 0 | 0 | 0 | 0 | 0 | 0 | 0 | 0
IL Fac. Spec. - NOX Rate Summer v3.1, Unit 5646 and retrofits | 634 | 1797 | Rate Constraint in lbs/MMBtu | FALSE | L | Annual | Allowances Banked | Thousand Tons | 0 | 0 | 0 | 0 | 0 | 0 | 0 | 0
IL Fac. Spec. - NOX Rate Summer v3.1, Unit 5646 and retrofits | 634 | 1797 | Rate Constraint in lbs/MMBtu | FALSE | L | Annual | Allowances Withdrawn (1:1) | Thousand Tons | 0 | 0 | 0 | 0 | 0 | 0 | 0 | 0
IL Fac. Spec. - NOX Rate Summer v3.1, Unit 5646 and retrofits | 634 | 1797 | Rate Constraint in lbs/MMBtu | FALSE | L | Annual | Allowances Withdrawn (n:1) | Thousand Tons | 0 | 0 | 0 | 0 | 0 | 0 | 0 | 0
IL Fac. Spec. - NOX Rate Summer v3.1, Unit 5646 and retrofits | 634 | 1797 | Rate Constraint in lbs/MMBtu | FALSE | L | Annual | Net Emissions Allowance Position | Thousand Tons | 0.99689 | 0.99689 | 0.99689 | 0.99689 | 0.99689 | 0.99689 | 1.0122 | 1.0467
IL Fac. Spec. - NOX Rate Summer v3.1, Unit 5646 and retrofits | 634 | 1797 | Rate Constraint in lbs/MMBtu | FALSE | L | Annual | Fuel Consumed | TBtu | 13.4779 | 13.4779 | 13.4779 | 13.4779 | 13.4779 | 13.4779 | 13.6855 | 14.1518
IL Fac. Spec. - NOX Rate Summer v3.1, Unit 5646 and retrofits | 634 | 1797 | Rate Constraint in lbs/MMBtu | FALSE | L | Annual | Rate | lb/MMBtu | 0.14793 | 0.14793 | 0.14793 | 0.14793 | 0.14793 | 0.14793 | 0.14793 | 0.14793
IL Fac. Spec. - NOX Rate Summer v3.1, Unit 5646 and retrofits | 634 | 1797 | Rate Constraint in lbs/MMBtu | FALSE | L | Annual | Generation | TWh | 1.2995 | 1.2995 | 1.2995 | 1.2995 | 1.2995 | 1.2995 | 1.2995 | 1.2995
IL Fac. Spec. - NOX Rate Summer v3.1, Unit 5646 and retrofits | 634 | 1797 | Rate Constraint in lbs/MMBtu | FALSE | L | Annual | Qualifying Generation | TWh | 1.2995 | 1.2995 | 1.2995 | 1.2995 | 1.2995 | 1.2995 | 1.2995 | 1.2995
IL Fac. Spec. - NOX Rate Summer v3.1, Unit 5646 and retrofits | 634 | 1797 | Rate Constraint in lbs/MMBtu | FALSE | L | Annual | Rate | lb/MWh | 1.5343 | 1.5343 | 1.5343 | 1.5343 | 1.5343 | 1.5343 | 1.558 | 1.611
IL Fac. Spec. - NOX Rate Summer v3.1, Unit 5646 and retrofits | 634 | 1797 | Rate Constraint in lbs/MMBtu | FALSE | L | Annual | Constraint Shadow Price | US2016$/Ton | 0 | 0 | 0 | 0 | 0 | 0 | 0 | 0
IL Fac. Spec. - NOX Rate Summer v3.1, Unit 5663 and retrofits | 635 | 1797 | Rate Constraint in lbs/MMBtu | FALSE | L | Annual | Seasons Included | Seasons | Summer | Summer | Summer | Summer | Summer | Summer | Summer | Summer
IL Fac. Spec. - NOX Rate Summer v3.1, Unit 5663 and retrofits | 635 | 1797 | Rate Constraint in lbs/MMBtu | FALSE | L | Annual | Standard NOX | lb/MMBtu | 0.25 | 0.25 | 0.25 | 0.25 | 0.25 | 0.25 | 0.25 | 0.25
IL Fac. Spec. - NOX Rate Summer v3.1, Unit 5663 and retrofits | 635 | 1797 | Rate Constraint in lbs/MMBtu | FALSE | L | Annual | Emissions at Affected Plants NOX | Thousand Tons | 0.12172 | 0.12172 | 0.12172 | 0.12172 | 0.12172 | 0.12172 | 0.12172 | 0.12172
IL Fac. Spec. - NOX Rate Summer v3.1, Unit 5663 and retrofits | 635 | 1797 | Rate Constraint in lbs/MMBtu | FALSE | L | Annual | Allowances Purchased NOX | Thousand Tons | 0 | 0 | 0 | 0 | 0 | 0 | 0 | 0
IL Fac. Spec. - NOX Rate Summer v3.1, Unit 5663 and retrofits | 635 | 1797 | Rate Constraint in lbs/MMBtu | FALSE | L | Annual | Allowances Sold NOX | Thousand Tons | 0 | 0 | 0 | 0 | 0 | 0 | 0 | 0
IL Fac. Spec. - NOX Rate Summer v3.1, Unit 5663 and retrofits | 635 | 1797 | Rate Constraint in lbs/MMBtu | FALSE | L | Annual | Allowances Banked | Thousand Tons | 0 | 0 | 0 | 0 | 0 | 0 | 0 | 0
IL Fac. Spec. - NOX Rate Summer v3.1, Unit 5663 and retrofits | 635 | 1797 | Rate Constraint in lbs/MMBtu | FALSE | L | Annual | Allowances Withdrawn (1:1) | Thousand Tons | 0 | 0 | 0 | 0 | 0 | 0 | 0 | 0
IL Fac. Spec. - NOX Rate Summer v3.1, Unit 5663 and retrofits | 635 | 1797 | Rate Constraint in lbs/MMBtu | FALSE | L | Annual | Allowances Withdrawn (n:1) | Thousand Tons | 0 | 0 | 0 | 0 | 0 | 0 | 0 | 0
IL Fac. Spec. - NOX Rate Summer v3.1, Unit 5663 and retrofits | 635 | 1797 | Rate Constraint in lbs/MMBtu | FALSE | L | Annual | Net Emissions Allowance Position | Thousand Tons | 0.12172 | 0.12172 | 0.12172 | 0.12172 | 0.12172 | 0.12172 | 0.12172 | 0.12172
IL Fac. Spec. - NOX Rate Summer v3.1, Unit 5663 and retrofits | 635 | 1797 | Rate Constraint in lbs/MMBtu | FALSE | L | Annual | Fuel Consumed | TBtu | 2.423 | 2.423 | 2.423 | 2.423 | 2.423 | 2.423 | 2.423 | 2.423
IL Fac. Spec. - NOX Rate Summer v3.1, Unit 5663 and retrofits | 635 | 1797 | Rate Constraint in lbs/MMBtu | FALSE | L | Annual | Rate | lb/MMBtu | 0.10047 | 0.10047 | 0.10047 | 0.10047 | 0.10047 | 0.10047 | 0.10047 | 0.10047
IL Fac. Spec. - NOX Rate Summer v3.1, Unit 5663 and retrofits | 635 | 1797 | Rate Constraint in lbs/MMBtu | FALSE | L | Annual | Generation | TWh | 0.20967 | 0.20967 | 0.20967 | 0.20967 | 0.20967 | 0.20967 | 0.20967 | 0.20967
IL Fac. Spec. - NOX Rate Summer v3.1, Unit 5663 and retrofits | 635 | 1797 | Rate Constraint in lbs/MMBtu | FALSE | L | Annual | Qualifying Generation | TWh | 0.20967 | 0.20967 | 0.20967 | 0.20967 | 0.20967 | 0.20967 | 0.20967 | 0.20967
IL Fac. Spec. - NOX Rate Summer v3.1, Unit 5663 and retrofits | 635 | 1797 | Rate Constraint in lbs/MMBtu | FALSE | L | Annual | Rate | lb/MWh | 1.161 | 1.161 | 1.161 | 1.161 | 1.161 | 1.161 | 1.161 | 1.161
IL Fac. Spec. - NOX Rate Summer v3.1, Unit 5663 and retrofits | 635 | 1797 | Rate Constraint in lbs/MMBtu | FALSE | L | Annual | Constraint Shadow Price | US2016$/Ton | 0 | 0 | 0 | 0 | 0 | 0 | 0 | 0
IL Fac. Spec. - NOX Rate Summer v3.1, Unit 5664 and retrofits | 636 | 1797 | Rate Constraint in lbs/MMBtu | FALSE | L | Annual | Seasons Included | Seasons | Summer | Summer | Summer | Summer | Summer | Summer | Summer | Summer
IL Fac. Spec. - NOX Rate Summer v3.1, Unit 5664 and retrofits | 636 | 1797 | Rate Constraint in lbs/MMBtu | FALSE | L | Annual | Standard NOX | lb/MMBtu | 0.25 | 0.25 | 0.25 | 0.25 | 0.25 | 0.25 | 0.25 | 0.25
IL Fac. Spec. - NOX Rate Summer v3.1, Unit 5664 and retrofits | 636 | 1797 | Rate Constraint in lbs/MMBtu | FALSE | L | Annual | Emissions at Affected Plants NOX | Thousand Tons | 0.13265 | 0.13265 | 0.13265 | 0.13265 | 0.13265 | 0.13265 | 0.13265 | 0.13265
IL Fac. Spec. - NOX Rate Summer v3.1, Unit 5664 and retrofits | 636 | 1797 | Rate Constraint in lbs/MMBtu | FALSE | L | Annual | Allowances Purchased NOX | Thousand Tons | 0 | 0 | 0 | 0 | 0 | 0 | 0 | 0
IL Fac. Spec. - NOX Rate Summer v3.1, Unit 5664 and retrofits | 636 | 1797 | Rate Constraint in lbs/MMBtu | FALSE | L | Annual | Allowances Sold NOX | Thousand Tons | 0 | 0 | 0 | 0 | 0 | 0 | 0 | 0
IL Fac. Spec. - NOX Rate Summer v3.1, Unit 5664 and retrofits | 636 | 1797 | Rate Constraint in lbs/MMBtu | FALSE | L | Annual | Allowances Banked | Thousand Tons | 0 | 0 | 0 | 0 | 0 | 0 | 0 | 0
IL Fac. Spec. - NOX Rate Summer v3.1, Unit 5664 and retrofits | 636 | 1797 | Rate Constraint in lbs/MMBtu | FALSE | L | Annual | Allowances Withdrawn (1:1) | Thousand Tons | 0 | 0 | 0 | 0 | 0 | 0 | 0 | 0
IL Fac. Spec. - NOX Rate Summer v3.1, Unit 5664 and retrofits | 636 | 1797 | Rate Constraint in lbs/MMBtu | FALSE | L | Annual | Allowances Withdrawn (n:1) | Thousand Tons | 0 | 0 | 0 | 0 | 0 | 0 | 0 | 0
IL Fac. Spec. - NOX Rate Summer v3.1, Unit 5664 and retrofits | 636 | 1797 | Rate Constraint in lbs/MMBtu | FALSE | L | Annual | Net Emissions Allowance Position | Thousand Tons | 0.13265 | 0.13265 | 0.13265 | 0.13265 | 0.13265 | 0.13265 | 0.13265 | 0.13265
IL Fac. Spec. - NOX Rate Summer v3.1, Unit 5664 and retrofits | 636 | 1797 | Rate Constraint in lbs/MMBtu | FALSE | L | Annual | Fuel Consumed | TBtu | 2.7035 | 2.7035 | 2.7035 | 2.7035 | 2.7035 | 2.7035 | 2.7035 | 2.7035
IL Fac. Spec. - NOX Rate Summer v3.1, Unit 5664 and retrofits | 636 | 1797 | Rate Constraint in lbs/MMBtu | FALSE | L | Annual | Rate | lb/MMBtu | 0.09813 | 0.09813 | 0.09813 | 0.09813 | 0.09813 | 0.09813 | 0.09813 | 0.09813
IL Fac. Spec. - NOX Rate Summer v3.1, Unit 5664 and retrofits | 636 | 1797 | Rate Constraint in lbs/MMBtu | FALSE | L | Annual | Generation | TWh | 0.23548 | 0.23548 | 0.23548 | 0.23548 | 0.23548 | 0.23548 | 0.23548 | 0.23548
IL Fac. Spec. - NOX Rate Summer v3.1, Unit 5664 and retrofits | 636 | 1797 | Rate Constraint in lbs/MMBtu | FALSE | L | Annual | Qualifying Generation | TWh | 0.23548 | 0.23548 | 0.23548 | 0.23548 | 0.23548 | 0.23548 | 0.23548 | 0.23548
IL Fac. Spec. - NOX Rate Summer v3.1, Unit 5664 and retrofits | 636 | 1797 | Rate Constraint in lbs/MMBtu | FALSE | L | Annual | Rate | lb/MWh | 1.1266 | 1.1266 | 1.1266 | 1.1266 | 1.1266 | 1.1266 | 1.1266 | 1.1266
IL Fac. Spec. - NOX Rate Summer v3.1, Unit 5664 and retrofits | 636 | 1797 | Rate Constraint in lbs/MMBtu | FALSE | L | Annual | Constraint Shadow Price | US2016$/Ton | 0 | 0 | 0 | 0 | 0 | 0 | 0 | 0
IL Fac. Spec. - NOX Rate Summer v3.1, Unit 5665 and retrofits | 637 | 1797 | Rate Constraint in lbs/MMBtu | FALSE | L | Annual | Seasons Included | Seasons | Summer | Summer | Summer | Summer | Summer | Summer | Summer | Summer
IL Fac. Spec. - NOX Rate Summer v3.1, Unit 5665 and retrofits | 637 | 1797 | Rate Constraint in lbs/MMBtu | FALSE | L | Annual | Standard NOX | lb/MMBtu | 0.25 | 0.25 | 0.25 | 0.25 | 0.25 | 0.25 | 0.25 | 0.25
IL Fac. Spec. - NOX Rate Summer v3.1, Unit 5665 and retrofits | 637 | 1797 | Rate Constraint in lbs/MMBtu | FALSE | L | Annual | Emissions at Affected Plants NOX | Thousand Tons | 0.21429 | 0.2141 | 0.21429 | 0.21429 | 0.21429 | 0.21429 | 0.21429 | 0.21429
IL Fac. Spec. - NOX Rate Summer v3.1, Unit 5665 and retrofits | 637 | 1797 | Rate Constraint in lbs/MMBtu | FALSE | L | Annual | Allowances Purchased NOX | Thousand Tons | 0 | 0 | 0 | 0 | 0 | 0 | 0 | 0
IL Fac. Spec. - NOX Rate Summer v3.1, Unit 5665 and retrofits | 637 | 1797 | Rate Constraint in lbs/MMBtu | FALSE | L | Annual | Allowances Sold NOX | Thousand Tons | 0 | 0 | 0 | 0 | 0 | 0 | 0 | 0
IL Fac. Spec. - NOX Rate Summer v3.1, Unit 5665 and retrofits | 637 | 1797 | Rate Constraint in lbs/MMBtu | FALSE | L | Annual | Allowances Banked | Thousand Tons | 0 | 0 | 0 | 0 | 0 | 0 | 0 | 0
IL Fac. Spec. - NOX Rate Summer v3.1, Unit 5665 and retrofits | 637 | 1797 | Rate Constraint in lbs/MMBtu | FALSE | L | Annual | Allowances Withdrawn (1:1) | Thousand Tons | 0 | 0 | 0 | 0 | 0 | 0 | 0 | 0
IL Fac. Spec. - NOX Rate Summer v3.1, Unit 5665 and retrofits | 637 | 1797 | Rate Constraint in lbs/MMBtu | FALSE | L | Annual | Allowances Withdrawn (n:1) | Thousand Tons | 0 | 0 | 0 | 0 | 0 | 0 | 0 | 0
IL Fac. Spec. - NOX Rate Summer v3.1, Unit 5665 and retrofits | 637 | 1797 | Rate Constraint in lbs/MMBtu | FALSE | L | Annual | Net Emissions Allowance Position | Thousand Tons | 0.21429 | 0.2141 | 0.21429 | 0.21429 | 0.21429 | 0.21429 | 0.21429 | 0.21429
IL Fac. Spec. - NOX Rate Summer v3.1, Unit 5665 and retrofits | 637 | 1797 | Rate Constraint in lbs/MMBtu | FALSE | L | Annual | Fuel Consumed | TBtu | 6.9273 | 6.9209 | 6.9273 | 6.9273 | 6.9273 | 6.9273 | 6.9273 | 6.9273
IL Fac. Spec. - NOX Rate Summer v3.1, Unit 5665 and retrofits | 637 | 1797 | Rate Constraint in lbs/MMBtu | FALSE | L | Annual | Rate | lb/MMBtu | 0.06187 | 0.06187 | 0.06187 | 0.06187 | 0.06187 | 0.06187 | 0.06187 | 0.06187
IL Fac. Spec. - NOX Rate Summer v3.1, Unit 5665 and retrofits | 637 | 1797 | Rate Constraint in lbs/MMBtu | FALSE | L | Annual | Generation | TWh | 0.60723 | 0.60667 | 0.60723 | 0.60723 | 0.60723 | 0.60723 | 0.60723 | 0.60723
IL Fac. Spec. - NOX Rate Summer v3.1, Unit 5665 and retrofits | 637 | 1797 | Rate Constraint in lbs/MMBtu | FALSE | L | Annual | Qualifying Generation | TWh | 0.60723 | 0.60667 | 0.60723 | 0.60723 | 0.60723 | 0.60723 | 0.60723 | 0.60723
IL Fac. Spec. - NOX Rate Summer v3.1, Unit 5665 and retrofits | 637 | 1797 | Rate Constraint in lbs/MMBtu | FALSE | L | Annual | Rate | lb/MWh | 0.70581 | 0.70581 | 0.70581 | 0.70581 | 0.70581 | 0.70581 | 0.70581 | 0.70581
IL Fac. Spec. - NOX Rate Summer v3.1, Unit 5665 and retrofits | 637 | 1797 | Rate Constraint in lbs/MMBtu | FALSE | L | Annual | Constraint Shadow Price | US2016$/Ton | 0 | 0 | 0 | 0 | 0 | 0 | 0 | 0
IL Facility Average - NOX Rate Summer v3.1 | 638 | 1796 | Rate Constraint in lbs/MMBtu | FALSE | L | Annual | Seasons Included | Seasons | Summer | Summer | Summer | Summer | Summer | Summer | Summer | Summer
IL Facility Average - NOX Rate Summer v3.1 | 638 | 1796 | Rate Constraint in lbs/MMBtu | FALSE | L | Annual | Standard NOX | lb/MMBtu | 0.25 | 0.25 | 0.25 | 0.25 | 0.25 | 0.25 | 0.25 | 0.25
IL Facility Average - NOX Rate Summer v3.1 | 638 | 1796 | Rate Constraint in lbs/MMBtu | FALSE | L | Annual | Emissions at Affected Plants NOX | Thousand Tons | 11.1073 | 11.5848 | 11.141 | 12.0997 | 11.0241 | 12.0683 | 12.084 | 11.4197
IL Facility Average - NOX Rate Summer v3.1 | 638 | 1796 | Rate Constraint in lbs/MMBtu | FALSE | L | Annual | Allowances Purchased NOX | Thousand Tons | 0 | 0 | 0 | 0 | 0 | 0 | 0 | 0
IL Facility Average - NOX Rate Summer v3.1 | 638 | 1796 | Rate Constraint in lbs/MMBtu | FALSE | L | Annual | Allowances Sold NOX | Thousand Tons | 0 | 0 | 0 | 0 | 0 | 0 | 0 | 0
IL Facility Average - NOX Rate Summer v3.1 | 638 | 1796 | Rate Constraint in lbs/MMBtu | FALSE | L | Annual | Allowances Banked | Thousand Tons | 0 | 0 | 0 | 0 | 0 | 0 | 0 | 0
IL Facility Average - NOX Rate Summer v3.1 | 638 | 1796 | Rate Constraint in lbs/MMBtu | FALSE | L | Annual | Allowances Withdrawn (1:1) | Thousand Tons | 0 | 0 | 0 | 0 | 0 | 0 | 0 | 0
IL Facility Average - NOX Rate Summer v3.1 | 638 | 1796 | Rate Constraint in lbs/MMBtu | FALSE | L | Annual | Allowances Withdrawn (n:1) | Thousand Tons | 0 | 0 | 0 | 0 | 0 | 0 | 0 | 0
IL Facility Average - NOX Rate Summer v3.1 | 638 | 1796 | Rate Constraint in lbs/MMBtu | FALSE | L | Annual | Net Emissions Allowance Position | Thousand Tons | 11.1073 | 11.5848 | 11.141 | 12.0997 | 11.0241 | 12.0683 | 12.084 | 11.4197
IL Facility Average - NOX Rate Summer v3.1 | 638 | 1796 | Rate Constraint in lbs/MMBtu | FALSE | L | Annual | Fuel Consumed | TBtu | 222.8414 | 232.6532 | 224.7475 | 243.9261 | 223.829 | 244.9346 | 244.7899 | 229.0357
IL Facility Average - NOX Rate Summer v3.1 | 638 | 1796 | Rate Constraint in lbs/MMBtu | FALSE | L | Annual | Rate | lb/MMBtu | 0.099688 | 0.099589 | 0.099143 | 0.099208 | 0.098505 | 0.098543 | 0.09873 | 0.09972
IL Facility Average - NOX Rate Summer v3.1 | 638 | 1796 | Rate Constraint in lbs/MMBtu | FALSE | L | Annual | Generation | TWh | 20.6466 | 21.5788 | 20.8517 | 22.6747 | 20.8354 | 22.7631 | 22.7509 | 21.208
IL Facility Average - NOX Rate Summer v3.1 | 638 | 1796 | Rate Constraint in lbs/MMBtu | FALSE | L | Annual | Qualifying Generation | TWh | 20.6466 | 21.5788 | 20.8517 | 22.6747 | 20.8354 | 22.7631 | 22.7509 | 21.208
IL Facility Average - NOX Rate Summer v3.1 | 638 | 1796 | Rate Constraint in lbs/MMBtu | FALSE | L | Annual | Rate | lb/MWh | 1.0759 | 1.0737 | 1.0686 | 1.0672 | 1.0582 | 1.0603 | 1.0623 | 1.0769
IL Facility Average - NOX Rate Summer v3.1 | 638 | 1796 | Rate Constraint in lbs/MMBtu | FALSE | L | Annual | Constraint Shadow Price | US2016$/Ton | 0 | 0 | 0 | 0 | 0 | 0 | 0 | 0
IL MPS- Ameren MER Rate Annual v5.12 | 639 | 5753 | MACT Fuel Choice Floor in lbs/MMBtu | FALSE | L | Annual | Seasons Included | Seasons | Winter, WintShld, Summer | Winter, WintShld, Summer | Winter, WintShld, Summer | Winter, WintShld, Summer | Winter, WintShld, Summer | Winter, WintShld, Summer | Winter, WintShld, Summer | Winter, WintShld, Summer
IL MPS- Ameren MER Rate Annual v5.12 | 639 | 5753 | MACT Fuel Choice Floor in lbs/MMBtu | FALSE | L | Annual | Emission Floor | lbs/MMBtu | 7.349e-07 | 7.349e-07 | 7.349e-07 | 7.349e-07 | 7.349e-07 | 7.349e-07 | 7.349e-07 | 7.349e-07
IL MPS- Ameren MER Rate Annual v5.12 | 639 | 5753 | MACT Fuel Choice Floor in lbs/MMBtu | FALSE | L | Annual | Emissions at Affected Plants MER | lbs | 128.7854 | 135.4002 | 135.4944 | 132.2052 | 111.0703 | 114.2948 | 115.2608 | 106.9882
IL MPS- Ameren MER Rate Annual v5.12 | 639 | 5753 | MACT Fuel Choice Floor in lbs/MMBtu | FALSE | L | Annual | Allowances Purchased MER | lbs | 0 | 0 | 0 | 0 | 0 | 0 | 0 | 0
IL MPS- Ameren MER Rate Annual v5.12 | 639 | 5753 | MACT Fuel Choice Floor in lbs/MMBtu | FALSE | L | Annual | Allowances Sold MER | lbs | 0 | 0 | 0 | 0 | 0 | 0 | 0 | 0
IL MPS- Ameren MER Rate Annual v5.12 | 639 | 5753 | MACT Fuel Choice Floor in lbs/MMBtu | FALSE | L | Annual | Allowances Banked | lbs | 0 | 0 | 0 | 0 | 0 | 0 | 0 | 0
IL MPS- Ameren MER Rate Annual v5.12 | 639 | 5753 | MACT Fuel Choice Floor in lbs/MMBtu | FALSE | L | Annual | Allowances Withdrawn (1:1) | lbs | 0 | 0 | 0 | 0 | 0 | 0 | 0 | 0
IL MPS- Ameren MER Rate Annual v5.12 | 639 | 5753 | MACT Fuel Choice Floor in lbs/MMBtu | FALSE | L | Annual | Allowances Withdrawn (n:1) | lbs | 0 | 0 | 0 | 0 | 0 | 0 | 0 | 0
IL MPS- Ameren MER Rate Annual v5.12 | 639 | 5753 | MACT Fuel Choice Floor in lbs/MMBtu | FALSE | L | Annual | Net Emissions Allowance Position | lbs | 128.7854 | 135.4002 | 135.4944 | 132.2052 | 111.0703 | 114.2948 | 115.2608 | 106.9882
IL MPS- Ameren MER Rate Annual v5.12 | 639 | 5753 | MACT Fuel Choice Floor in lbs/MMBtu | FALSE | L | Annual | Fuel Consumed | TBtu | 223.383 | 235.1714 | 235.3393 | 236.5848 | 198.881 | 204.6202 | 201.4002 | 190.6673
IL MPS- Ameren MER Rate Annual v5.12 | 639 | 5753 | MACT Fuel Choice Floor in lbs/MMBtu | FALSE | L | Annual | Rate | lb/MMBtu | 5.7652e-07 | 5.7575e-07 | 5.7574e-07 | 5.5881e-07 | 5.5848e-07 | 5.5857e-07 | 5.723e-07 | 5.6112e-07
IL MPS- Ameren MER Rate Annual v5.12 | 639 | 5753 | MACT Fuel Choice Floor in lbs/MMBtu | FALSE | L | Annual | Generation | TWh | 20.4491 | 21.5251 | 21.5781 | 21.6904 | 18.2378 | 18.7643 | 18.4712 | 17.3763
IL MPS- Ameren MER Rate Annual v5.12 | 639 | 5753 | MACT Fuel Choice Floor in lbs/MMBtu | FALSE | L | Annual | Qualifying Generation | TWh | 20.4491 | 21.5251 | 21.5781 | 21.6904 | 18.2378 | 18.7643 | 18.4712 | 17.3763
IL MPS- Ameren MER Rate Annual v5.12 | 639 | 5753 | MACT Fuel Choice Floor in lbs/MMBtu | FALSE | L | Annual | Constraint Shadow Price | US2016$/Lb | 0 | 0 | 0 | 0 | 0 | 0 | 0 | 0
IL MPS- Ameren NOX rate Annual v5.12 | 640 | 5754 | Rate Constraint in lbs/MMBtu | FALSE | L | Annual | Seasons Included | Seasons | Winter, WintShld, Summer | Winter, WintShld, Summer | Winter, WintShld, Summer | Winter, WintShld, Summer | Winter, WintShld, Summer | Winter, WintShld, Summer | Winter, WintShld, Summer | Winter, WintShld, Summer
IL MPS- Ameren NOX rate Annual v5.12 | 640 | 5754 | Rate Constraint in lbs/MMBtu | FALSE | L | Annual | Standard NOX | lb/MMBtu | 0.11 | 0.11 | 0.11 | 0.11 | 0.11 | 0.11 | 0.11 | 0.11
IL MPS- Ameren NOX rate Annual v5.12 | 640 | 5754 | Rate Constraint in lbs/MMBtu | FALSE | L | Annual | Emissions at Affected Plants NOX | Thousand Tons | 12.2861 | 12.9344 | 12.9437 | 13.0122 | 10.9385 | 11.2541 | 11.077 | 10.4867
IL MPS- Ameren NOX rate Annual v5.12 | 640 | 5754 | Rate Constraint in lbs/MMBtu | FALSE | L | Annual | Allowances Purchased NOX | Thousand Tons | 0 | 0 | 0 | 0 | 0 | 0 | 0 | 0
IL MPS- Ameren NOX rate Annual v5.12 | 640 | 5754 | Rate Constraint in lbs/MMBtu | FALSE | L | Annual | Allowances Sold NOX | Thousand Tons | 0 | 0 | 0 | 0 | 0 | 0 | 0 | 0
IL MPS- Ameren NOX rate Annual v5.12 | 640 | 5754 | Rate Constraint in lbs/MMBtu | FALSE | L | Annual | Allowances Banked | Thousand Tons | 0 | 0 | 0 | 0 | 0 | 0 | 0 | 0
IL MPS- Ameren NOX rate Annual v5.12 | 640 | 5754 | Rate Constraint in lbs/MMBtu | FALSE | L | Annual | Allowances Withdrawn (1:1) | Thousand Tons | 0 | 0 | 0 | 0 | 0 | 0 | 0 | 0
IL MPS- Ameren NOX rate Annual v5.12 | 640 | 5754 | Rate Constraint in lbs/MMBtu | FALSE | L | Annual | Allowances Withdrawn (n:1) | Thousand Tons | 0 | 0 | 0 | 0 | 0 | 0 | 0 | 0
IL MPS- Ameren NOX rate Annual v5.12 | 640 | 5754 | Rate Constraint in lbs/MMBtu | FALSE | L | Annual | Net Emissions Allowance Position | Thousand Tons | 12.2861 | 12.9344 | 12.9437 | 13.0122 | 10.9385 | 11.2541 | 11.077 | 10.4867
IL MPS- Ameren NOX rate Annual v5.12 | 640 | 5754 | Rate Constraint in lbs/MMBtu | FALSE | L | Annual | Fuel Consumed | TBtu | 223.383 | 235.1714 | 235.3393 | 236.5848 | 198.881 | 204.6202 | 201.4002 | 190.6673
IL MPS- Ameren NOX rate Annual v5.12 | 640 | 5754 | Rate Constraint in lbs/MMBtu | FALSE | L | Annual | Rate | lb/MMBtu | 0.11 | 0.11 | 0.11 | 0.11 | 0.11 | 0.11 | 0.11 | 0.11
IL MPS- Ameren NOX rate Annual v5.12 | 640 | 5754 | Rate Constraint in lbs/MMBtu | FALSE | L | Annual | Generation | TWh | 20.4491 | 21.5251 | 21.5781 | 21.6904 | 18.2378 | 18.7643 | 18.4712 | 17.3763
IL MPS- Ameren NOX rate Annual v5.12 | 640 | 5754 | Rate Constraint in lbs/MMBtu | FALSE | L | Annual | Qualifying Generation | TWh | 20.4491 | 21.5251 | 21.5781 | 21.6904 | 18.2378 | 18.7643 | 18.4712 | 17.3763
IL MPS- Ameren NOX rate Annual v5.12 | 640 | 5754 | Rate Constraint in lbs/MMBtu | FALSE | L | Annual | Rate | lb/MWh | 1.2016 | 1.2018 | 1.1997 | 1.1998 | 1.1995 | 1.1995 | 1.1994 | 1.207
IL MPS- Ameren NOX rate Annual v5.12 | 640 | 5754 | Rate Constraint in lbs/MMBtu | FALSE | L | Annual | Constraint Shadow Price | US2016$/Ton | 5709.191 | 2007.3479 | 1496.3473 | 1426.9135 | 4388.0257 | 2150.9842 | 3262.1226 | 4231.3694
IL MPS- Ameren NOX rate Summer v5.12 | 641 | 5755 | Rate Constraint in lbs/MMBtu | FALSE | L | Annual | Seasons Included | Seasons | Summer | Summer | Summer | Summer | Summer | Summer | Summer | Summer
IL MPS- Ameren NOX rate Summer v5.12 | 641 | 5755 | Rate Constraint in lbs/MMBtu | FALSE | L | Annual | Standard NOX | lb/MMBtu | 0.11 | 0.11 | 0.11 | 0.11 | 0.11 | 0.11 | 0.11 | 0.11
IL MPS- Ameren NOX rate Summer v5.12 | 641 | 5755 | Rate Constraint in lbs/MMBtu | FALSE | L | Annual | Emissions at Affected Plants NOX | Thousand Tons | 5.6864 | 5.9058 | 5.5995 | 6.1304 | 5.7749 | 6.0349 | 6.1378 | 5.8139
IL MPS- Ameren NOX rate Summer v5.12 | 641 | 5755 | Rate Constraint in lbs/MMBtu | FALSE | L | Annual | Allowances Purchased NOX | Thousand Tons | 0 | 0 | 0 | 0 | 0 | 0 | 0 | 0
IL MPS- Ameren NOX rate Summer v5.12 | 641 | 5755 | Rate Constraint in lbs/MMBtu | FALSE | L | Annual | Allowances Sold NOX | Thousand Tons | 0 | 0 | 0 | 0 | 0 | 0 | 0 | 0
IL MPS- Ameren NOX rate Summer v5.12 | 641 | 5755 | Rate Constraint in lbs/MMBtu | FALSE | L | Annual | Allowances Banked | Thousand Tons | 0 | 0 | 0 | 0 | 0 | 0 | 0 | 0
IL MPS- Ameren NOX rate Summer v5.12 | 641 | 5755 | Rate Constraint in lbs/MMBtu | FALSE | L | Annual | Allowances Withdrawn (1:1) | Thousand Tons | 0 | 0 | 0 | 0 | 0 | 0 | 0 | 0
IL MPS- Ameren NOX rate Summer v5.12 | 641 | 5755 | Rate Constraint in lbs/MMBtu | FALSE | L | Annual | Allowances Withdrawn (n:1) | Thousand Tons | 0 | 0 | 0 | 0 | 0 | 0 | 0 | 0
IL MPS- Ameren NOX rate Summer v5.12 | 641 | 5755 | Rate Constraint in lbs/MMBtu | FALSE | L | Annual | Net Emissions Allowance Position | Thousand Tons | 5.6864 | 5.9058 | 5.5995 | 6.1304 | 5.7749 | 6.0349 | 6.1378 | 5.8139
IL MPS- Ameren NOX rate Summer v5.12 | 641 | 5755 | Rate Constraint in lbs/MMBtu | FALSE | L | Annual | Fuel Consumed | TBtu | 103.8192 | 107.6478 | 101.8095 | 111.4671 | 105.722 | 110.896 | 112.9984 | 106.077
IL MPS- Ameren NOX rate Summer v5.12 | 641 | 5755 | Rate Constraint in lbs/MMBtu | FALSE | L | Annual | Rate | lb/MMBtu | 0.10954 | 0.10972 | 0.11 | 0.10999 | 0.10925 | 0.10884 | 0.10864 | 0.10962
IL MPS- Ameren NOX rate Summer v5.12 | 641 | 5755 | Rate Constraint in lbs/MMBtu | FALSE | L | Annual | Generation | TWh | 9.5366 | 9.8696 | 9.3334 | 10.2321 | 9.7067 | 10.1843 | 10.3666 | 9.6769
IL MPS- Ameren NOX rate Summer v5.12 | 641 | 5755 | Rate Constraint in lbs/MMBtu | FALSE | L | Annual | Qualifying Generation | TWh | 9.5366 | 9.8696 | 9.3334 | 10.2321 | 9.7067 | 10.1843 | 10.3666 | 9.6769
IL MPS- Ameren NOX rate Summer v5.12 | 641 | 5755 | Rate Constraint in lbs/MMBtu | FALSE | L | Annual | Rate | lb/MWh | 1.1925 | 1.1968 | 1.1999 | 1.1983 | 1.1899 | 1.1851 | 1.1842 | 1.2016
IL MPS- Ameren NOX rate Summer v5.12 | 641 | 5755 | Rate Constraint in lbs/MMBtu | FALSE | L | Annual | Constraint Shadow Price | US2016$/Ton | 0 | 0 | 1214.1239 | 0 | 0 | 0 | 0 | 0
IL MPS- Ameren SO2 Rate Annual v5.12 | 642 | 5756 | Rate Constraint in lbs/MMBtu | FALSE | L | Annual | Seasons Included | Seasons | Winter, WintShld, Summer | Winter, WintShld, Summer | Winter, WintShld, Summer | Winter, WintShld, Summer | Winter, WintShld, Summer | Winter, WintShld, Summer | Winter, WintShld, Summer | Winter, WintShld, Summer
IL MPS- Ameren SO2 Rate Annual v5.12 | 642 | 5756 | Rate Constraint in lbs/MMBtu | FALSE | L | Annual | Standard SO2 | lb/MMBtu | 0.23 | 0.23 | 0.23 | 0.23 | 0.23 | 0.23 | 0.23 | 0.23
IL MPS- Ameren SO2 Rate Annual v5.12 | 642 | 5756 | Rate Constraint in lbs/MMBtu | FALSE | L | Annual | Emissions at Affected Plants SO2 | Thousand Tons | 25.689 | 27.0447 | 27.064 | 27.2072 | 22.8713 | 23.5313 | 23.161 | 21.9267
IL MPS- Ameren SO2 Rate Annual v5.12 | 642 | 5756 | Rate Constraint in lbs/MMBtu | FALSE | L | Annual | Allowances Purchased SO2 | Thousand Tons | 0 | 0 | 0 | 0 | 0 | 0 | 0 | 0
IL MPS- Ameren SO2 Rate Annual v5.12 | 642 | 5756 | Rate Constraint in lbs/MMBtu | FALSE | L | Annual | Allowances Sold SO2 | Thousand Tons | 0 | 0 | 0 | 0 | 0 | 0 | 0 | 0
IL MPS- Ameren SO2 Rate Annual v5.12 | 642 | 5756 | Rate Constraint in lbs/MMBtu | FALSE | L | Annual | Allowances Banked | Thousand Tons | 0 | 0 | 0 | 0 | 0 | 0 | 0 | 0
IL MPS- Ameren SO2 Rate Annual v5.12 | 642 | 5756 | Rate Constraint in lbs/MMBtu | FALSE | L | Annual | Allowances Withdrawn (1:1) | Thousand Tons | 0 | 0 | 0 | 0 | 0 | 0 | 0 | 0
IL MPS- Ameren SO2 Rate Annual v5.12 | 642 | 5756 | Rate Constraint in lbs/MMBtu | FALSE | L | Annual | Allowances Withdrawn (n:1) | Thousand Tons | 0 | 0 | 0 | 0 | 0 | 0 | 0 | 0
IL MPS- Ameren SO2 Rate Annual v5.12 | 642 | 5756 | Rate Constraint in lbs/MMBtu | FALSE | L | Annual | Net Emissions Allowance Position | Thousand Tons | 25.689 | 27.0447 | 27.064 | 27.2072 | 22.8713 | 23.5313 | 23.161 | 21.9267
IL MPS- Ameren SO2 Rate Annual v5.12 | 642 | 5756 | Rate Constraint in lbs/MMBtu | FALSE | L | Annual | Fuel Consumed | TBtu | 223.383 | 235.1714 | 235.3393 | 236.5848 | 198.881 | 204.6202 | 201.4002 | 190.6673
IL MPS- Ameren SO2 Rate Annual v5.12 | 642 | 5756 | Rate Constraint in lbs/MMBtu | FALSE | L | Annual | Rate | lb/MMBtu | 0.23 | 0.23 | 0.23 | 0.23 | 0.23 | 0.23 | 0.23 | 0.23
IL MPS- Ameren SO2 Rate Annual v5.12 | 642 | 5756 | Rate Constraint in lbs/MMBtu | FALSE | L | Annual | Generation | TWh | 20.4491 | 21.5251 | 21.5781 | 21.6904 | 18.2378 | 18.7643 | 18.4712 | 17.3763
IL MPS- Ameren SO2 Rate Annual v5.12 | 642 | 5756 | Rate Constraint in lbs/MMBtu | FALSE | L | Annual | Qualifying Generation | TWh | 20.4491 | 21.5251 | 21.5781 | 21.6904 | 18.2378 | 18.7643 | 18.4712 | 17.3763
IL MPS- Ameren SO2 Rate Annual v5.12 | 642 | 5756 | Rate Constraint in lbs/MMBtu | FALSE | L | Annual | Rate | lb/MWh | 2.5125 | 2.5129 | 2.5085 | 2.5087 | 2.5081 | 2.5081 | 2.5078 | 2.5237
IL MPS- Ameren SO2 Rate Annual v5.12 | 642 | 5756 | Rate Constraint in lbs/MMBtu | FALSE | L | Annual | Constraint Shadow Price | US2016$/Ton | 1178.483 | 2163.0541 | 2123.5357 | 1581.6209 | 926.8708 | 946.503 | 950.4835 | 750.5525
IL MPS- Dynegy MER Rate Annual v5.12 | 643 | 5757 | MACT Fuel Choice Floor in lbs/MMBtu | FALSE | L | Annual | Seasons Included | Seasons | Winter, WintShld, Summer | Winter, WintShld, Summer | Winter, WintShld, Summer | Winter, WintShld, Summer | Winter, WintShld, Summer | Winter, WintShld, Summer | Winter, WintShld, Summer | Winter, WintShld, Summer
IL MPS- Dynegy MER Rate Annual v5.12 | 643 | 5757 | MACT Fuel Choice Floor in lbs/MMBtu | FALSE | L | Annual | Emission Floor | lbs/MMBtu | 7.8e-07 | 7.8e-07 | 7.8e-07 | 7.8e-07 | 7.8e-07 | 7.8e-07 | 7.8e-07 | 7.8e-07
IL MPS- Dynegy MER Rate Annual v5.12 | 643 | 5757 | MACT Fuel Choice Floor in lbs/MMBtu | FALSE | L | Annual | Emissions at Affected Plants MER | lbs | 74.5608 | 79.9487 | 78.6424 | 83.4064 | 73.1749 | 79.5 | 78.3982 | 75.4074
IL MPS- Dynegy MER Rate Annual v5.12 | 643 | 5757 | MACT Fuel Choice Floor in lbs/MMBtu | FALSE | L | Annual | Allowances Purchased MER | lbs | 0 | 0 | 0 | 0 | 0 | 0 | 0 | 0
IL MPS- Dynegy MER Rate Annual v5.12 | 643 | 5757 | MACT Fuel Choice Floor in lbs/MMBtu | FALSE | L | Annual | Allowances Sold MER | lbs | 0 | 0 | 0 | 0 | 0 | 0 | 0 | 0
IL MPS- Dynegy MER Rate Annual v5.12 | 643 | 5757 | MACT Fuel Choice Floor in lbs/MMBtu | FALSE | L | Annual | Allowances Banked | lbs | 0 | 0 | 0 | 0 | 0 | 0 | 0 | 0
IL MPS- Dynegy MER Rate Annual v5.12 | 643 | 5757 | MACT Fuel Choice Floor in lbs/MMBtu | FALSE | L | Annual | Allowances Withdrawn (1:1) | lbs | 0 | 0 | 0 | 0 | 0 | 0 | 0 | 0
IL MPS- Dynegy MER Rate Annual v5.12 | 643 | 5757 | MACT Fuel Choice Floor in lbs/MMBtu | FALSE | L | Annual | Allowances Withdrawn (n:1) | lbs | 0 | 0 | 0 | 0 | 0 | 0 | 0 | 0
IL MPS- Dynegy MER Rate Annual v5.12 | 643 | 5757 | MACT Fuel Choice Floor in lbs/MMBtu | FALSE | L | Annual | Net Emissions Allowance Position | lbs | 74.5608 | 79.9487 | 78.6424 | 83.4064 | 73.1749 | 79.5 | 78.3982 | 75.4074
IL MPS- Dynegy MER Rate Annual v5.12 | 643 | 5757 | MACT Fuel Choice Floor in lbs/MMBtu | FALSE | L | Annual | Fuel Consumed | TBtu | 132.8774 | 142.4793 | 140.1513 | 148.6414 | 130.4075 | 141.6796 | 139.7162 | 134.3861
IL MPS- Dynegy MER Rate Annual v5.12 | 643 | 5757 | MACT Fuel Choice Floor in lbs/MMBtu | FALSE | L | Annual | Rate | lb/MMBtu | 5.6112e-07 | 5.6112e-07 | 5.6112e-07 | 5.6112e-07 | 5.6112e-07 | 5.6112e-07 | 5.6112e-07 | 5.6112e-07
IL MPS- Dynegy MER Rate Annual v5.12 | 643 | 5757 | MACT Fuel Choice Floor in lbs/MMBtu | FALSE | L | Annual | Generation | TWh | 12.8719 | 13.7986 | 13.577 | 14.3598 | 12.6098 | 13.6946 | 13.5253 | 12.9994
IL MPS- Dynegy MER Rate Annual v5.12 | 643 | 5757 | MACT Fuel Choice Floor in lbs/MMBtu | FALSE | L | Annual | Qualifying Generation | TWh | 12.8719 | 13.7986 | 13.577 | 14.3598 | 12.6098 | 13.6946 | 13.5253 | 12.9994
IL MPS- Dynegy MER Rate Annual v5.12 | 643 | 5757 | MACT Fuel Choice Floor in lbs/MMBtu | FALSE | L | Annual | Constraint Shadow Price | US2016$/Lb | 0 | 0 | 0 | 0 | 0 | 0 | 0 | 0
IL MPS- Dynegy NOx rate Annual v5.12 | 644 | 5760 | Rate Constraint in lbs/MMBtu | FALSE | L | Annual | Seasons Included | Seasons | Winter, WintShld, Summer | Winter, WintShld, Summer | Winter, WintShld, Summer | Winter, WintShld, Summer | Winter, WintShld, Summer | Winter, WintShld, Summer | Winter, WintShld, Summer | Winter, WintShld, Summer
IL MPS- Dynegy NOx rate Annual v5.12 | 644 | 5760 | Rate Constraint in lbs/MMBtu | FALSE | L | Annual | Standard NOX | lb/MMBtu | 0.11 | 0.11 | 0.11 | 0.11 | 0.11 | 0.11 | 0.11 | 0.11
IL MPS- Dynegy NOx rate Annual v5.12 | 644 | 5760 | Rate Constraint in lbs/MMBtu | FALSE | L | Annual | Emissions at Affected Plants NOX | Thousand Tons | 5.8484 | 6.2095 | 6.0664 | 6.4386 | 5.6143 | 6.0648 | 5.9851 | 5.7689
IL MPS- Dynegy NOx rate Annual v5.12 | 644 | 5760 | Rate Constraint in lbs/MMBtu | FALSE | L | Annual | Allowances Purchased NOX | Thousand Tons | 0 | 0 | 0 | 0 | 0 | 0 | 0 | 0
IL MPS- Dynegy NOx rate Annual v5.12 | 644 | 5760 | Rate Constraint in lbs/MMBtu | FALSE | L | Annual | Allowances Sold NOX | Thousand Tons | 0 | 0 | 0 | 0 | 0 | 0 | 0 | 0
IL MPS- Dynegy NOx rate Annual v5.12 | 644 | 5760 | Rate Constraint in lbs/MMBtu | FALSE | L | Annual | Allowances Banked | Thousand Tons | 0 | 0 | 0 | 0 | 0 | 0 | 0 | 0
IL MPS- Dynegy NOx rate Annual v5.12 | 644 | 5760 | Rate Constraint in lbs/MMBtu | FALSE | L | Annual | Allowances Withdrawn (1:1) | Thousand Tons | 0 | 0 | 0 | 0 | 0 | 0 | 0 | 0
IL MPS- Dynegy NOx rate Annual v5.12 | 644 | 5760 | Rate Constraint in lbs/MMBtu | FALSE | L | Annual | Allowances Withdrawn (n:1) | Thousand Tons | 0 | 0 | 0 | 0 | 0 | 0 | 0 | 0
IL MPS- Dynegy NOx rate Annual v5.12 | 644 | 5760 | Rate Constraint in lbs/MMBtu | FALSE | L | Annual | Net Emissions Allowance Position | Thousand Tons | 5.8484 | 6.2095 | 6.0664 | 6.4386 | 5.6143 | 6.0648 | 5.9851 | 5.7689
IL MPS- Dynegy NOx rate Annual v5.12 | 644 | 5760 | Rate Constraint in lbs/MMBtu | FALSE | L | Annual | Fuel Consumed | TBtu | 132.8774 | 142.4793 | 140.1513 | 148.6414 | 130.4075 | 141.6796 | 139.7162 | 134.3861
IL MPS- Dynegy NOx rate Annual v5.12 | 644 | 5760 | Rate Constraint in lbs/MMBtu | FALSE | L | Annual | Rate | lb/MMBtu | 0.088027 | 0.087164 | 0.08657 | 0.086633 | 0.086104 | 0.085613 | 0.085676 | 0.085855
IL MPS- Dynegy NOx rate Annual v5.12 | 644 | 5760 | Rate Constraint in lbs/MMBtu | FALSE | L | Annual | Generation | TWh | 12.8719 | 13.7986 | 13.577 | 14.3598 | 12.6098 | 13.6946 | 13.5253 | 12.9994
IL MPS- Dynegy NOx rate Annual v5.12 | 644 | 5760 | Rate Constraint in lbs/MMBtu | FALSE | L | Annual | Qualifying Generation | TWh | 12.8719 | 13.7986 | 13.577 | 14.3598 | 12.6098 | 13.6946 | 13.5253 | 12.9994
IL MPS- Dynegy NOx rate Annual v5.12 | 644 | 5760 | Rate Constraint in lbs/MMBtu | FALSE | L | Annual | Rate | lb/MWh | 0.90871 | 0.90002 | 0.89363 | 0.89676 | 0.89046 | 0.88572 | 0.88503 | 0.88756
IL MPS- Dynegy NOx rate Annual v5.12 | 644 | 5760 | Rate Constraint in lbs/MMBtu | FALSE | L | Annual | Constraint Shadow Price | US2016$/Ton | 0 | 0 | 0 | 0 | 0 | 0 | 0 | 0
IL MPS- Dynegy NOX rate Summer v5.12 | 645 | 5761 | Rate Constraint in lbs/MMBtu | FALSE | L | Annual | Seasons Included | Seasons | Summer | Summer | Summer | Summer | Summer | Summer | Summer | Summer
IL MPS- Dynegy NOX rate Summer v5.12 | 645 | 5761 | Rate Constraint in lbs/MMBtu | FALSE | L | Annual | Standard NOX | lb/MMBtu | 0.11 | 0.11 | 0.11 | 0.11 | 0.11 | 0.11 | 0.11 | 0.11
IL MPS- Dynegy NOX rate Summer v5.12 | 645 | 5761 | Rate Constraint in lbs/MMBtu | FALSE | L | Annual | Emissions at Affected Plants NOX | Thousand Tons | 2.5921 | 2.7989 | 2.696 | 3.1164 | 2.6842 | 3.1804 | 3.1007 | 2.8845
IL MPS- Dynegy NOX rate Summer v5.12 | 645 | 5761 | Rate Constraint in lbs/MMBtu | FALSE | L | Annual | Allowances Purchased NOX | Thousand Tons | 0 | 0 | 0 | 0 | 0 | 0 | 0 | 0
IL MPS- Dynegy NOX rate Summer v5.12 | 645 | 5761 | Rate Constraint in lbs/MMBtu | FALSE | L | Annual | Allowances Sold NOX | Thousand Tons | 0 | 0 | 0 | 0 | 0 | 0 | 0 | 0
IL MPS- Dynegy NOX rate Summer v5.12 | 645 | 5761 | Rate Constraint in lbs/MMBtu | FALSE | L | Annual | Allowances Banked | Thousand Tons | 0 | 0 | 0 | 0 | 0 | 0 | 0 | 0
IL MPS- Dynegy NOX rate Summer v5.12 | 645 | 5761 | Rate Constraint in lbs/MMBtu | FALSE | L | Annual | Allowances Withdrawn (1:1) | Thousand Tons | 0 | 0 | 0 | 0 | 0 | 0 | 0 | 0
IL MPS- Dynegy NOX rate Summer v5.12 | 645 | 5761 | Rate Constraint in lbs/MMBtu | FALSE | L | Annual | Allowances Withdrawn (n:1) | Thousand Tons | 0 | 0 | 0 | 0 | 0 | 0 | 0 | 0
IL MPS- Dynegy NOX rate Summer v5.12 | 645 | 5761 | Rate Constraint in lbs/MMBtu | FALSE | L | Annual | Net Emissions Allowance Position | Thousand Tons | 2.5921 | 2.7989 | 2.696 | 3.1164 | 2.6842 | 3.1804 | 3.1007 | 2.8845
IL MPS- Dynegy NOX rate Summer v5.12 | 645 | 5761 | Rate Constraint in lbs/MMBtu | FALSE | L | Annual | Fuel Consumed | TBtu | 59.1067 | 64.2084 | 62.7902 | 72.0299 | 61.8485 | 73.6071 | 71.6437 | 66.3136
IL MPS- Dynegy NOX rate Summer v5.12 | 645 | 5761 | Rate Constraint in lbs/MMBtu | FALSE | L | Annual | Rate | lb/MMBtu | 0.08771 | 0.087182 | 0.085874 | 0.086531 | 0.086799 | 0.086416 | 0.08656 | 0.086996
IL MPS- Dynegy NOX rate Summer v5.12 | 645 | 5761 | Rate Constraint in lbs/MMBtu | FALSE | L | Annual | Generation | TWh | 5.6941 | 6.1976 | 6.0652 | 6.9644 | 5.9679 | 7.1004 | 6.9311 | 6.4052
IL MPS- Dynegy NOX rate Summer v5.12 | 645 | 5761 | Rate Constraint in lbs/MMBtu | FALSE | L | Annual | Qualifying Generation | TWh | 5.6941 | 6.1976 | 6.0652 | 6.9644 | 5.9679 | 7.1004 | 6.9311 | 6.4052
IL MPS- Dynegy NOX rate Summer v5.12 | 645 | 5761 | Rate Constraint in lbs/MMBtu | FALSE | L | Annual | Rate | lb/MWh | 0.91045 | 0.90323 | 0.88902 | 0.89495 | 0.89955 | 0.89584 | 0.89473 | 0.90067
IL MPS- Dynegy NOX rate Summer v5.12 | 645 | 5761 | Rate Constraint in lbs/MMBtu | FALSE | L | Annual | Constraint Shadow Price | US2016$/Ton | 0 | 0 | 0 | 0 | 0 | 0 | 0 | 0
IL MPS- Dynegy SO2 Rate Annual v5.12 | 646 | 5762 | Rate Constraint in lbs/MMBtu | FALSE | L | Annual | Seasons Included | Seasons | Winter, WintShld, Summer | Winter, WintShld, Summer | Winter, WintShld, Summer | Winter, WintShld, Summer | Winter, WintShld, Summer | Winter, WintShld, Summer | Winter, WintShld, Summer | Winter, WintShld, Summer
IL MPS- Dynegy SO2 Rate Annual v5.12 | 646 | 5762 | Rate Constraint in lbs/MMBtu | FALSE | L | Annual | Standard SO2 | lb/MMBtu | 0.25 | 0.25 | 0.25 | 0.25 | 0.25 | 0.25 | 0.25 | 0.25
IL MPS- Dynegy SO2 Rate Annual v5.12 | 646 | 5762 | Rate Constraint in lbs/MMBtu | FALSE | L | Annual | Emissions at Affected Plants SO2 | Thousand Tons | 7.8185 | 7.9427 | 7.5174 | 7.998 | 6.8044 | 7.1423 | 7.0834 | 6.8952
IL MPS- Dynegy SO2 Rate Annual v5.12 | 646 | 5762 | Rate Constraint in lbs/MMBtu | FALSE | L | Annual | Allowances Purchased SO2 | Thousand Tons | 0 | 0 | 0 | 0 | 0 | 0 | 0 | 0
IL MPS- Dynegy SO2 Rate Annual v5.12 | 646 | 5762 | Rate Constraint in lbs/MMBtu | FALSE | L | Annual | Allowances Sold SO2 | Thousand Tons | 0 | 0 | 0 | 0 | 0 | 0 | 0 | 0
IL MPS- Dynegy SO2 Rate Annual v5.12 | 646 | 5762 | Rate Constraint in lbs/MMBtu | FALSE | L | Annual | Allowances Banked | Thousand Tons | 0 | 0 | 0 | 0 | 0 | 0 | 0 | 0
IL MPS- Dynegy SO2 Rate Annual v5.12 | 646 | 5762 | Rate Constraint in lbs/MMBtu | FALSE | L | Annual | Allowances Withdrawn (1:1) | Thousand Tons | 0 | 0 | 0 | 0 | 0 | 0 | 0 | 0
IL MPS- Dynegy SO2 Rate Annual v5.12 | 646 | 5762 | Rate Constraint in lbs/MMBtu | FALSE | L | Annual | Allowances Withdrawn (n:1) | Thousand Tons | 0 | 0 | 0 | 0 | 0 | 0 | 0 | 0
IL MPS- Dynegy SO2 Rate Annual v5.12 | 646 | 5762 | Rate Constraint in lbs/MMBtu | FALSE | L | Annual | Net Emissions Allowance Position | Thousand Tons | 7.8185 | 7.9427 | 7.5174 | 7.998 | 6.8044 | 7.1423 | 7.0834 | 6.8952
IL MPS- Dynegy SO2 Rate Annual v5.12 | 646 | 5762 | Rate Constraint in lbs/MMBtu | FALSE | L | Annual | Fuel Consumed | TBtu | 132.8774 | 142.4793 | 140.1513 | 148.6414 | 130.4075 | 141.6796 | 139.7162 | 134.3861
IL MPS- Dynegy SO2 Rate Annual v5.12 | 646 | 5762 | Rate Constraint in lbs/MMBtu | FALSE | L | Annual | Rate | lb/MMBtu | 0.11768 | 0.11149 | 0.10728 | 0.10762 | 0.10436 | 0.10082 | 0.1014 | 0.10262
IL MPS- Dynegy SO2 Rate Annual v5.12 | 646 | 5762 | Rate Constraint in lbs/MMBtu | FALSE | L | Annual | Generation | TWh | 12.8719 | 13.7986 | 13.577 | 14.3598 | 12.6098 | 13.6946 | 13.5253 | 12.9994
IL MPS- Dynegy SO2 Rate Annual v5.12 | 646 | 5762 | Rate Constraint in lbs/MMBtu | FALSE | L | Annual | Qualifying Generation | TWh | 12.8719 | 13.7986 | 13.577 | 14.3598 | 12.6098 | 13.6946 | 13.5253 | 12.9994
IL MPS- Dynegy SO2 Rate Annual v5.12 | 646 | 5762 | Rate Constraint in lbs/MMBtu | FALSE | L | Annual | Rate | lb/MWh | 1.2148 | 1.1512 | 1.1074 | 1.1139 | 1.0792 | 1.0431 | 1.0474 | 1.0608
IL MPS- Dynegy SO2 Rate Annual v5.12 | 646 | 5762 | Rate Constraint in lbs/MMBtu | FALSE | L | Annual | Constraint Shadow Price | US2016$/Ton | 0 | 0 | 0 | 0 | 0 | 0 | 0 | 0
Kansas Nearman Unit 1NOx Rate Annual v4.10 | 647 | 2260 | Rate Constraint in lbs/MMBtu | FALSE | L | Annual | Seasons Included | Seasons | Winter, WintShld, Summer | Winter, WintShld, Summer | Winter, WintShld, Summer | Winter, WintShld, Summer | Winter, WintShld, Summer | Winter, WintShld, Summer | Winter, WintShld, Summer | Winter, WintShld, Summer
Kansas Nearman Unit 1NOx Rate Annual v4.10 | 647 | 2260 | Rate Constraint in lbs/MMBtu | FALSE | L | Annual | Standard NOX | lb/MMBtu | 0.26 | 0.26 | 0.26 | 0.26 | 0.26 | 0.26 | 0.26 | 0.26
Kansas Nearman Unit 1NOx Rate Annual v4.10 | 647 | 2260 | Rate Constraint in lbs/MMBtu | FALSE | L | Annual | Emissions at Affected Plants NOX | Thousand Tons | 0.85263 | 0.98477 | 0.98477 | 0.95295 | 1.0029 | 1.0107 | 1.0464 | 1.0029
Kansas Nearman Unit 1NOx Rate Annual v4.10 | 647 | 2260 | Rate Constraint in lbs/MMBtu | FALSE | L | Annual | Allowances Purchased NOX | Thousand Tons | 0 | 0 | 0 | 0 | 0 | 0 | 0 | 0
Kansas Nearman Unit 1NOx Rate Annual v4.10 | 647 | 2260 | Rate Constraint in lbs/MMBtu | FALSE | L | Annual | Allowances Sold NOX | Thousand Tons | 0 | 0 | 0 | 0 | 0 | 0 | 0 | 0
Kansas Nearman Unit 1NOx Rate Annual v4.10 | 647 | 2260 | Rate Constraint in lbs/MMBtu | FALSE | L | Annual | Allowances Banked | Thousand Tons | 0 | 0 | 0 | 0 | 0 | 0 | 0 | 0
Kansas Nearman Unit 1NOx Rate Annual v4.10 | 647 | 2260 | Rate Constraint in lbs/MMBtu | FALSE | L | Annual | Allowances Withdrawn (1:1) | Thousand Tons | 0 | 0 | 0 | 0 | 0 | 0 | 0 | 0
Kansas Nearman Unit 1NOx Rate Annual v4.10 | 647 | 2260 | Rate Constraint in lbs/MMBtu | FALSE | L | Annual | Allowances Withdrawn (n:1) | Thousand Tons | 0 | 0 | 0 | 0 | 0 | 0 | 0 | 0
Kansas Nearman Unit 1NOx Rate Annual v4.10 | 647 | 2260 | Rate Constraint in lbs/MMBtu | FALSE | L | Annual | Net Emissions Allowance Position | Thousand Tons | 0.85263 | 0.98477 | 0.98477 | 0.95295 | 1.0029 | 1.0107 | 1.0464 | 1.0029
Kansas Nearman Unit 1NOx Rate Annual v4.10 | 647 | 2260 | Rate Constraint in lbs/MMBtu | FALSE | L | Annual | Fuel Consumed | TBtu | 9.7393 | 11.2487 | 11.2487 | 10.8853 | 11.4561 | 11.5451 | 11.9522 | 11.4561
Kansas Nearman Unit 1NOx Rate Annual v4.10 | 647 | 2260 | Rate Constraint in lbs/MMBtu | FALSE | L | Annual | Rate | lb/MMBtu | 0.17509 | 0.17509 | 0.17509 | 0.17509 | 0.17509 | 0.17509 | 0.17509 | 0.17509
Kansas Nearman Unit 1NOx Rate Annual v4.10 | 647 | 2260 | Rate Constraint in lbs/MMBtu | FALSE | L | Annual | Generation | TWh | 0.86388 | 0.99775 | 0.99775 | 0.96552 | 1.0162 | 1.024 | 1.0602 | 1.0162
Kansas Nearman Unit 1NOx Rate Annual v4.10 | 647 | 2260 | Rate Constraint in lbs/MMBtu | FALSE | L | Annual | Qualifying Generation | TWh | 0.86388 | 0.99775 | 0.99775 | 0.96552 | 1.0162 | 1.024 | 1.0602 | 1.0162
Kansas Nearman Unit 1NOx Rate Annual v4.10 | 647 | 2260 | Rate Constraint in lbs/MMBtu | FALSE | L | Annual | Rate | lb/MWh | 1.974 | 1.974 | 1.974 | 1.974 | 1.974 | 1.974 | 1.974 | 1.974
Kansas Nearman Unit 1NOx Rate Annual v4.10 | 647 | 2260 | Rate Constraint in lbs/MMBtu | FALSE | L | Annual | Constraint Shadow Price | US2016$/Ton | 0 | 0 | 0 | 0 | 0 | 0 | 0 | 0
Kansas Quindaro Unit 2 Nox Rate Annual v4.10 | 648 | 2259 | Rate Constraint in lbs/MMBtu | FALSE | L | Annual | Seasons Included | Seasons | Winter, WintShld, Summer | Winter, WintShld, Summer | Winter, WintShld, Summer | Winter, WintShld, Summer | Winter, WintShld, Summer | Winter, WintShld, Summer | Winter, WintShld, Summer | Winter, WintShld, Summer
Kansas Quindaro Unit 2 Nox Rate Annual v4.10 | 648 | 2259 | Rate Constraint in lbs/MMBtu | FALSE | L | Annual | Standard NOX | lb/MMBtu | 0.2 | 0.2 | 0.2 | 0.2 | 0.2 | 0.2 | 0.2 | 0.2
Kansas Quindaro Unit 2 Nox Rate Annual v4.10 | 648 | 2259 | Rate Constraint in lbs/MMBtu | FALSE | L | Annual | Emissions at Affected Plants NOX | Thousand Tons | 0.031897 | 0.034317 | 0.033829 | 0.039788 | 0.043592 | 0.03501 | 0.031682 | 0.010685
Kansas Quindaro Unit 2 Nox Rate Annual v4.10 | 648 | 2259 | Rate Constraint in lbs/MMBtu | FALSE | L | Annual | Allowances Purchased NOX | Thousand Tons | 0 | 0 | 0 | 0 | 0 | 0 | 0 | 0
Kansas Quindaro Unit 2 Nox Rate Annual v4.10 | 648 | 2259 | Rate Constraint in lbs/MMBtu | FALSE | L | Annual | Allowances Sold NOX | Thousand Tons | 0 | 0 | 0 | 0 | 0 | 0 | 0 | 0
Kansas Quindaro Unit 2 Nox Rate Annual v4.10 | 648 | 2259 | Rate Constraint in lbs/MMBtu | FALSE | L | Annual | Allowances Banked | Thousand Tons | 0 | 0 | 0 | 0 | 0 | 0 | 0 | 0
Kansas Quindaro Unit 2 Nox Rate Annual v4.10 | 648 | 2259 | Rate Constraint in lbs/MMBtu | FALSE | L | Annual | Allowances Withdrawn (1:1) | Thousand Tons | 0 | 0 | 0 | 0 | 0 | 0 | 0 | 0
Kansas Quindaro Unit 2 Nox Rate Annual v4.10 | 648 | 2259 | Rate Constraint in lbs/MMBtu | FALSE | L | Annual | Allowances Withdrawn (n:1) | Thousand Tons | 0 | 0 | 0 | 0 | 0 | 0 | 0 | 0
Kansas Quindaro Unit 2 Nox Rate Annual v4.10 | 648 | 2259 | Rate Constraint in lbs/MMBtu | FALSE | L | Annual | Net Emissions Allowance Position | Thousand Tons | 0.031897 | 0.034317 | 0.033829 | 0.039788 | 0.043592 | 0.03501 | 0.031682 | 0.010685
Kansas Quindaro Unit 2 Nox Rate Annual v4.10 | 648 | 2259 | Rate Constraint in lbs/MMBtu | FALSE | L | Annual | Fuel Consumed | TBtu | 0.48464 | 0.52142 | 0.51401 | 0.60454 | 0.66235 | 0.53195 | 0.48138 | 0.16235
Kansas Quindaro Unit 2 Nox Rate Annual v4.10 | 648 | 2259 | Rate Constraint in lbs/MMBtu | FALSE | L | Annual | Rate | lb/MMBtu | 0.13163 | 0.13163 | 0.13163 | 0.13163 | 0.13163 | 0.13163 | 0.13163 | 0.13163
Kansas Quindaro Unit 2 Nox Rate Annual v4.10 | 648 | 2259 | Rate Constraint in lbs/MMBtu | FALSE | L | Annual | Generation | TWh | 0.041026 | 0.04414 | 0.043512 | 0.051176 | 0.056069 | 0.045031 | 0.04075 | 0.013743
Kansas Quindaro Unit 2 Nox Rate Annual v4.10 | 648 | 2259 | Rate Constraint in lbs/MMBtu | FALSE | L | Annual | Qualifying Generation | TWh | 0.041026 | 0.04414 | 0.043512 | 0.051176 | 0.056069 | 0.045031 | 0.04075 | 0.013743
Kansas Quindaro Unit 2 Nox Rate Annual v4.10 | 648 | 2259 | Rate Constraint in lbs/MMBtu | FALSE | L | Annual | Rate | lb/MWh | 1.5549 | 1.5549 | 1.5549 | 1.5549 | 1.5549 | 1.5549 | 1.5549 | 1.5549
Kansas Quindaro Unit 2 Nox Rate Annual v4.10 | 648 | 2259 | Rate Constraint in lbs/MMBtu | FALSE | L | Annual | Constraint Shadow Price | US2016$/Ton | 0 | 0 | 0 | 0 | 0 | 0 | 0 | 0
KS La Cygne NOX Rate Annual v5.14 | 649 | 6150 | Rate Constraint in lbs/MMBtu | FALSE | L | Annual | Seasons Included | Seasons | Winter, WintShld, Summer | Winter, WintShld, Summer | Winter, WintShld, Summer | Winter, WintShld, Summer | Winter, WintShld, Summer | Winter, WintShld, Summer | Winter, WintShld, Summer | Winter, WintShld, Summer
KS La Cygne NOX Rate Annual v5.14 | 649 | 6150 | Rate Constraint in lbs/MMBtu | FALSE | L | Annual | Standard NOX | lb/MMBtu | 0.13 | 0.13 | 0.13 | 0.13 | 0.13 | 0.13 | 0.13 | 0.13
KS La Cygne NOX Rate Annual v5.14 | 649 | 6150 | Rate Constraint in lbs/MMBtu | FALSE | L | Annual | Emissions at Affected Plants NOX | Thousand Tons | 2.5925 | 2.9392 | 3.5331 | 2.9131 | 2.9857 | 3.2121 | 3.2812 | 2.9738
KS La Cygne NOX Rate Annual v5.14 | 649 | 6150 | Rate Constraint in lbs/MMBtu | FALSE | L | Annual | Allowances Purchased NOX | Thousand Tons | 0 | 0 | 0 | 0 | 0 | 0 | 0 | 0
KS La Cygne NOX Rate Annual v5.14 | 649 | 6150 | Rate Constraint in lbs/MMBtu | FALSE | L | Annual | Allowances Sold NOX | Thousand Tons | 0 | 0 | 0 | 0 | 0 | 0 | 0 | 0
KS La Cygne NOX Rate Annual v5.14 | 649 | 6150 | Rate Constraint in lbs/MMBtu | FALSE | L | Annual | Allowances Banked | Thousand Tons | 0 | 0 | 0 | 0 | 0 | 0 | 0 | 0
KS La Cygne NOX Rate Annual v5.14 | 649 | 6150 | Rate Constraint in lbs/MMBtu | FALSE | L | Annual | Allowances Withdrawn (1:1) | Thousand Tons | 0 | 0 | 0 | 0 | 0 | 0 | 0 | 0
KS La Cygne NOX Rate Annual v5.14 | 649 | 6150 | Rate Constraint in lbs/MMBtu | FALSE | L | Annual | Allowances Withdrawn (n:1) | Thousand Tons | 0 | 0 | 0 | 0 | 0 | 0 | 0 | 0
KS La Cygne NOX Rate Annual v5.14 | 649 | 6150 | Rate Constraint in lbs/MMBtu | FALSE | L | Annual | Net Emissions Allowance Position | Thousand Tons | 2.5925 | 2.9392 | 3.5331 | 2.9131 | 2.9857 | 3.2121 | 3.2812 | 2.9738
KS La Cygne NOX Rate Annual v5.14 | 649 | 6150 | Rate Constraint in lbs/MMBtu | FALSE | L | Annual | Fuel Consumed | TBtu | 57.7971 | 65.5319 | 77.855 | 64.8835 | 66.5646 | 71.3672 | 72.9982 | 66.3161
KS La Cygne NOX Rate Annual v5.14 | 649 | 6150 | Rate Constraint in lbs/MMBtu | FALSE | L | Annual | Rate | lb/MMBtu | 0.08971 | 0.089703 | 0.090761 | 0.089794 | 0.089708 | 0.090016 | 0.089899 | 0.089687
KS La Cygne NOX Rate Annual v5.14 | 649 | 6150 | Rate Constraint in lbs/MMBtu | FALSE | L | Annual | Generation | TWh | 5.2314 | 5.9313 | 7.0784 | 5.8749 | 6.0249 | 6.4681 | 6.6126 | 6.0019
KS La Cygne NOX Rate Annual v5.14 | 649 | 6150 | Rate Constraint in lbs/MMBtu | FALSE | L | Annual | Qualifying Generation | TWh | 5.2314 | 5.9313 | 7.0784 | 5.8749 | 6.0249 | 6.4681 | 6.6126 | 6.0019
KS La Cygne NOX Rate Annual v5.14 | 649 | 6150 | Rate Constraint in lbs/MMBtu | FALSE | L | Annual | Rate | lb/MWh | 0.99113 | 0.99108 | 0.99827 | 0.99171 | 0.99112 | 0.99321 | 0.99242 | 0.99097
KS La Cygne NOX Rate Annual v5.14 | 649 | 6150 | Rate Constraint in lbs/MMBtu | FALSE | L | Annual | Constraint Shadow Price | US2016$/Ton | 0 | 0 | 0 | 0 | 0 | 0 | 0 | 0
KS La Cygne SO2 Rate Annual v5.14 | 650 | 6151 | Rate Constraint in lbs/MMBtu | FALSE | L | Annual | Seasons Included | Seasons | Winter, WintShld, Summer | Winter, WintShld, Summer | Winter, WintShld, Summer | Winter, WintShld, Summer | Winter, WintShld, Summer | Winter, WintShld, Summer | Winter, WintShld, Summer | Winter, WintShld, Summer
KS La Cygne SO2 Rate Annual v5.14 | 650 | 6151 | Rate Constraint in lbs/MMBtu | FALSE | L | Annual | Standard SO2 | lb/MMBtu | 0.1 | 0.1 | 0.1 | 0.1 | 0.1 | 0.1 | 0.1 | 0.1
KS La Cygne SO2 Rate Annual v5.14 | 650 | 6151 | Rate Constraint in lbs/MMBtu | FALSE | L | Annual | Emissions at Affected Plants SO2 | Thousand Tons | 0.55233 | 0.62645 | 0.70874 | 0.61769 | 0.63617 | 0.6726 | 0.69164 | 0.63441
KS La Cygne SO2 Rate Annual v5.14 | 650 | 6151 | Rate Constraint in lbs/MMBtu | FALSE | L | Annual | Allowances Purchased SO2 | Thousand Tons | 0 | 0 | 0 | 0 | 0 | 0 | 0 | 0
KS La Cygne SO2 Rate Annual v5.14 | 650 | 6151 | Rate Constraint in lbs/MMBtu | FALSE | L | Annual | Allowances Sold SO2 | Thousand Tons | 0 | 0 | 0 | 0 | 0 | 0 | 0 | 0
KS La Cygne SO2 Rate Annual v5.14 | 650 | 6151 | Rate Constraint in lbs/MMBtu | FALSE | L | Annual | Allowances Banked | Thousand Tons | 0 | 0 | 0 | 0 | 0 | 0 | 0 | 0
KS La Cygne SO2 Rate Annual v5.14 | 650 | 6151 | Rate Constraint in lbs/MMBtu | FALSE | L | Annual | Allowances Withdrawn (1:1) | Thousand Tons | 0 | 0 | 0 | 0 | 0 | 0 | 0 | 0
KS La Cygne SO2 Rate Annual v5.14 | 650 | 6151 | Rate Constraint in lbs/MMBtu | FALSE | L | Annual | Allowances Withdrawn (n:1) | Thousand Tons | 0 | 0 | 0 | 0 | 0 | 0 | 0 | 0
KS La Cygne SO2 Rate Annual v5.14 | 650 | 6151 | Rate Constraint in lbs/MMBtu | FALSE | L | Annual | Net Emissions Allowance Position | Thousand Tons | 0.55233 | 0.62645 | 0.70874 | 0.61769 | 0.63617 | 0.6726 | 0.69164 | 0.63441
KS La Cygne SO2 Rate Annual v5.14 | 650 | 6151 | Rate Constraint in lbs/MMBtu | FALSE | L | Annual | Fuel Consumed | TBtu | 57.7971 | 65.5319 | 77.855 | 64.8835 | 66.5646 | 71.3672 | 72.9982 | 66.3161
KS La Cygne SO2 Rate Annual v5.14 | 650 | 6151 | Rate Constraint in lbs/MMBtu | FALSE | L | Annual | Rate | lb/MMBtu | 0.019113 | 0.019119 | 0.018207 | 0.01904 | 0.019114 | 0.018849 | 0.018949 | 0.019133
KS La Cygne SO2 Rate Annual v5.14 | 650 | 6151 | Rate Constraint in lbs/MMBtu | FALSE | L | Annual | Generation | TWh | 5.2314 | 5.9313 | 7.0784 | 5.8749 | 6.0249 | 6.4681 | 6.6126 | 6.0019
KS La Cygne SO2 Rate Annual v5.14 | 650 | 6151 | Rate Constraint in lbs/MMBtu | FALSE | L | Annual | Qualifying Generation | TWh | 5.2314 | 5.9313 | 7.0784 | 5.8749 | 6.0249 | 6.4681 | 6.6126 | 6.0019
KS La Cygne SO2 Rate Annual v5.14 | 650 | 6151 | Rate Constraint in lbs/MMBtu | FALSE | L | Annual | Rate | lb/MWh | 0.21116 | 0.21123 | 0.20025 | 0.21028 | 0.21118 | 0.20797 | 0.20919 | 0.21141
KS La Cygne SO2 Rate Annual v5.14 | 650 | 6151 | Rate Constraint in lbs/MMBtu | FALSE | L | Annual | Constraint Shadow Price | US2016$/Ton | 0 | 0 | 0 | 0 | 0 | 0 | 0 | 0
LA Big Cajun 1 CT- NOx Summer v4.10 | 651 | 2425 | Rate Constraint in lbs/MMBtu | FALSE | L | Annual | Seasons Included | Seasons | Summer | Summer | Summer | Summer | Summer | Summer | Summer | Summer
LA Big Cajun 1 CT- NOx Summer v4.10 | 651 | 2425 | Rate Constraint in lbs/MMBtu | FALSE | L | Annual | Standard NOX | lb/MMBtu | 0.2 | 0.2 | 0.2 | 0.2 | 0.2 | 0.2 | 0.2 | 0.2
LA Big Cajun 1 CT- NOx Summer v4.10 | 651 | 2425 | Rate Constraint in lbs/MMBtu | FALSE | L | Annual | Emissions at Affected Plants NOX | Thousand Tons | 0 | 0.00015711 | 0.00015711 | 0.00015711 | 0.00015711 | 0.00015711 | 0.00015711 | 0.00015711
LA Big Cajun 1 CT- NOx Summer v4.10 | 651 | 2425 | Rate Constraint in lbs/MMBtu | FALSE | L | Annual | Allowances Purchased NOX | Thousand Tons | 0 | 0 | 0 | 0 | 0 | 0 | 0 | 0
LA Big Cajun 1 CT- NOx Summer v4.10 | 651 | 2425 | Rate Constraint in lbs/MMBtu | FALSE | L | Annual | Allowances Sold NOX | Thousand Tons | 0 | 0 | 0 | 0 | 0 | 0 | 0 | 0
LA Big Cajun 1 CT- NOx Summer v4.10 | 651 | 2425 | Rate Constraint in lbs/MMBtu | FALSE | L | Annual | Allowances Banked | Thousand Tons | 0 | 0 | 0 | 0 | 0 | 0 | 0 | 0
LA Big Cajun 1 CT- NOx Summer v4.10 | 651 | 2425 | Rate Constraint in lbs/MMBtu | FALSE | L | Annual | Allowances Withdrawn (1:1) | Thousand Tons | 0 | 0 | 0 | 0 | 0 | 0 | 0 | 0
LA Big Cajun 1 CT- NOx Summer v4.10 | 651 | 2425 | Rate Constraint in lbs/MMBtu | FALSE | L | Annual | Allowances Withdrawn (n:1) | Thousand Tons | 0 | 0 | 0 | 0 | 0 | 0 | 0 | 0
LA Big Cajun 1 CT- NOx Summer v4.10 | 651 | 2425 | Rate Constraint in lbs/MMBtu | FALSE | L | Annual | Net Emissions Allowance Position | Thousand Tons | 0 | 0.00015711 | 0.00015711 | 0.00015711 | 0.00015711 | 0.00015711 | 0.00015711 | 0.00015711
LA Big Cajun 1 CT- NOx Summer v4.10 | 651 | 2425 | Rate Constraint in lbs/MMBtu | FALSE | L | Annual | Fuel Consumed | TBtu | 0 | 0.0047222 | 0.0047222 | 0.0047222 | 0.0047222 | 0.0047222 | 0.0047222 | 0.0047222
LA Big Cajun 1 CT- NOx Summer v4.10 | 651 | 2425 | Rate Constraint in lbs/MMBtu | FALSE | L | Annual | Rate | lb/MMBtu | 0 | 0.06654 | 0.06654 | 0.06654 | 0.06654 | 0.06654 | 0.06654 | 0.06654
LA Big Cajun 1 CT- NOx Summer v4.10 | 651 | 2425 | Rate Constraint in lbs/MMBtu | FALSE | L | Annual | Generation | TWh | 0 | 0.00038453 | 0.00038453 | 0.00038453 | 0.00038453 | 0.00038453 | 0.00038453 | 0.00038453
LA Big Cajun 1 CT- NOx Summer v4.10 | 651 | 2425 | Rate Constraint in lbs/MMBtu | FALSE | L | Annual | Qualifying Generation | TWh | 0 | 0.00038453 | 0.00038453 | 0.00038453 | 0.00038453 | 0.00038453 | 0.00038453 | 0.00038453
LA Big Cajun 1 CT- NOx Summer v4.10 | 651 | 2425 | Rate Constraint in lbs/MMBtu | FALSE | L | Annual | Rate | lb/MWh | 0 | 0.81714 | 0.81714 | 0.81714 | 0.81714 | 0.81714 | 0.81714 | 0.81714
LA Big Cajun 1 CT- NOx Summer v4.10 | 651 | 2425 | Rate Constraint in lbs/MMBtu | FALSE | L | Annual | Constraint Shadow Price | US2016$/Ton | 0 | 0 | 0 | 0 | 0 | 0 | 0 | 0
LA Big Cajun 1 OGS- NOx Summer v4.10 | 652 | 2426 | Rate Constraint in lbs/MMBtu | FALSE | L | Annual | Seasons Included | Seasons | Summer | Summer | Summer | Summer | Summer | Summer | Summer | Summer
LA Big Cajun 1 OGS- NOx Summer v4.10 | 652 | 2426 | Rate Constraint in lbs/MMBtu | FALSE | L | Annual | Standard NOX | lb/MMBtu | 0.1 | 0.1 | 0.1 | 0.1 | 0.1 | 0.1 | 0.1 | 0.1
LA Big Cajun 1 OGS- NOx Summer v4.10 | 652 | 2426 | Rate Constraint in lbs/MMBtu | FALSE | L | Annual | Emissions at Affected Plants NOX | Thousand Tons | 0.025091 | 0.069755 | 0.071568 | 0.070164 | 0.032538 | 0.032538 | 0.032538 | 0.032538
LA Big Cajun 1 OGS- NOx Summer v4.10 | 652 | 2426 | Rate Constraint in lbs/MMBtu | FALSE | L | Annual | Allowances Purchased NOX | Thousand Tons | 0 | 0 | 0 | 0 | 0 | 0 | 0 | 0
LA Big Cajun 1 OGS- NOx Summer v4.10 | 652 | 2426 | Rate Constraint in lbs/MMBtu | FALSE | L | Annual | Allowances Sold NOX | Thousand Tons | 0 | 0 | 0 | 0 | 0 | 0 | 0 | 0
LA Big Cajun 1 OGS- NOx Summer v4.10 | 652 | 2426 | Rate Constraint in lbs/MMBtu | FALSE | L | Annual | Allowances Banked | Thousand Tons | 0 | 0 | 0 | 0 | 0 | 0 | 0 | 0
LA Big Cajun 1 OGS- NOx Summer v4.10 | 652 | 2426 | Rate Constraint in lbs/MMBtu | FALSE | L | Annual | Allowances Withdrawn (1:1) | Thousand Tons | 0 | 0 | 0 | 0 | 0 | 0 | 0 | 0
LA Big Cajun 1 OGS- NOx Summer v4.10 | 652 | 2426 | Rate Constraint in lbs/MMBtu | FALSE | L | Annual | Allowances Withdrawn (n:1) | Thousand Tons | 0 | 0 | 0 | 0 | 0 | 0 | 0 | 0
LA Big Cajun 1 OGS- NOx Summer v4.10 | 652 | 2426 | Rate Constraint in lbs/MMBtu | FALSE | L | Annual | Net Emissions Allowance Position | Thousand Tons | 0.025091 | 0.069755 | 0.071568 | 0.070164 | 0.032538 | 0.032538 | 0.032538 | 0.032538
LA Big Cajun 1 OGS- NOx Summer v4.10 | 652 | 2426 | Rate Constraint in lbs/MMBtu | FALSE | L | Annual | Fuel Consumed | TBtu | 0.55762 | 1.5441 | 1.5842 | 1.5506 | 0.71887 | 0.71887 | 0.71887 | 0.71887
LA Big Cajun 1 OGS- NOx Summer v4.10 | 652 | 2426 | Rate Constraint in lbs/MMBtu | FALSE | L | Annual | Rate | lb/MMBtu | 0.089993 | 0.090349 | 0.090354 | 0.090498 | 0.090526 | 0.090526 | 0.090526 | 0.090526
LA Big Cajun 1 OGS- NOx Summer v4.10 | 652 | 2426 | Rate Constraint in lbs/MMBtu | FALSE | L | Annual | Generation | TWh | 0.056213 | 0.1578 | 0.16192 | 0.15936 | 0.073959 | 0.073959 | 0.073959 | 0.073959
LA Big Cajun 1 OGS- NOx Summer v4.10 | 652 | 2426 | Rate Constraint in lbs/MMBtu | FALSE | L | Annual | Qualifying Generation | TWh | 0.056213 | 0.1578 | 0.16192 | 0.15936 | 0.073959 | 0.073959 | 0.073959 | 0.073959
LA Big Cajun 1 OGS- NOx Summer v4.10 | 652 | 2426 | Rate Constraint in lbs/MMBtu | FALSE | L | Annual | Rate | lb/MWh | 0.89271 | 0.8841 | 0.88398 | 0.88055 | 0.8799 | 0.8799 | 0.8799 | 0.8799
LA Big Cajun 1 OGS- NOx Summer v4.10 | 652 | 2426 | Rate Constraint in lbs/MMBtu | FALSE | L | Annual | Constraint Shadow Price | US2016$/Ton | 0 | 0 | 0 | 0 | 0 | 0 | 0 | 0
LA Big Cajun 2- NOx Summer v4.10 | 653 | 2427 | Rate Constraint in lbs/MMBtu | FALSE | L | Annual | Seasons Included | Seasons | Summer | Summer | Summer | Summer | Summer | Summer | Summer | Summer
LA Big Cajun 2- NOx Summer v4.10 | 653 | 2427 | Rate Constraint in lbs/MMBtu | FALSE | L | Annual | Standard NOX | lb/MMBtu | 0.21 | 0.21 | 0.21 | 0.21 | 0.21 | 0.21 | 0.21 | 0.21
LA Big Cajun 2- NOx Summer v4.10 | 653 | 2427 | Rate Constraint in lbs/MMBtu | FALSE | L | Annual | Emissions at Affected Plants NOX | Thousand Tons | 0.642 | 1.1421 | 1.1445 | 1.1958 | 1.1759 | 1.3525 | 1.3525 | 1.1445
LA Big Cajun 2- NOx Summer v4.10 | 653 | 2427 | Rate Constraint in lbs/MMBtu | FALSE | L | Annual | Allowances Purchased NOX | Thousand Tons | 0 | 0 | 0 | 0 | 0 | 0 | 0 | 0
LA Big Cajun 2- NOx Summer v4.10 | 653 | 2427 | Rate Constraint in lbs/MMBtu | FALSE | L | Annual | Allowances Sold NOX | Thousand Tons | 0 | 0 | 0 | 0 | 0 | 0 | 0 | 0
LA Big Cajun 2- NOx Summer v4.10 | 653 | 2427 | Rate Constraint in lbs/MMBtu | FALSE | L | Annual | Allowances Banked | Thousand Tons | 0 | 0 | 0 | 0 | 0 | 0 | 0 | 0
LA Big Cajun 2- NOx Summer v4.10 | 653 | 2427 | Rate Constraint in lbs/MMBtu | FALSE | L | Annual | Allowances Withdrawn (1:1) | Thousand Tons | 0 | 0 | 0 | 0 | 0 | 0 | 0 | 0
LA Big Cajun 2- NOx Summer v4.10 | 653 | 2427 | Rate Constraint in lbs/MMBtu | FALSE | L | Annual | Allowances Withdrawn (n:1) | Thousand Tons | 0 | 0 | 0 | 0 | 0 | 0 | 0 | 0
LA Big Cajun 2- NOx Summer v4.10 | 653 | 2427 | Rate Constraint in lbs/MMBtu | FALSE | L | Annual | Net Emissions Allowance Position | Thousand Tons | 0.642 | 1.1421 | 1.1445 | 1.1958 | 1.1759 | 1.3525 | 1.3525 | 1.1445
LA Big Cajun 2- NOx Summer v4.10 | 653 | 2427 | Rate Constraint in lbs/MMBtu | FALSE | L | Annual | Fuel Consumed | TBtu | 11.0217 | 19.0741 | 19.1249 | 20.2319 | 19.8042 | 22.4727 | 22.4727 | 19.1249
LA Big Cajun 2- NOx Summer v4.10 | 653 | 2427 | Rate Constraint in lbs/MMBtu | FALSE | L | Annual | Rate | lb/MMBtu | 0.1165 | 0.11975 | 0.11968 | 0.11821 | 0.11876 | 0.12037 | 0.12037 | 0.11968
LA Big Cajun 2- NOx Summer v4.10 | 653 | 2427 | Rate Constraint in lbs/MMBtu | FALSE | L | Annual | Generation | TWh | 1.0391 | 1.8011 | 1.8058 | 1.9089 | 1.8691 | 2.1226 | 2.1226 | 1.8058
LA Big Cajun 2- NOx Summer v4.10 | 653 | 2427 | Rate Constraint in lbs/MMBtu | FALSE | L | Annual | Qualifying Generation | TWh | 1.0391 | 1.8011 | 1.8058 | 1.9089 | 1.8691 | 2.1226 | 2.1226 | 1.8058
LA Big Cajun 2- NOx Summer v4.10 | 653 | 2427 | Rate Constraint in lbs/MMBtu | FALSE | L | Annual | Rate | lb/MWh | 1.2357 | 1.2682 | 1.2675 | 1.2528 | 1.2583 | 1.2743 | 1.2743 | 1.2675
LA Big Cajun 2- NOx Summer v4.10 | 653 | 2427 | Rate Constraint in lbs/MMBtu | FALSE | L | Annual | Constraint Shadow Price | US2016$/Ton | 0 | 0 | 0 | 0 | 0 | 0 | 0 | 0
LA Carville Energy LLC -Nox Summer v5.12 | 654 | 2522 | Rate Constraint in lbs/MMBtu | FALSE | L | Annual | Seasons Included | Seasons | Summer | Summer | Summer | Summer | Summer | Summer | Summer | Summer
LA Carville Energy LLC -Nox Summer v5.12 | 654 | 2522 | Rate Constraint in lbs/MMBtu | FALSE | L | Annual | Standard NOX | lb/MMBtu | 0.2 | 0.2 | 0.2 | 0.2 | 0.2 | 0.2 | 0.2 | 0.2
LA Carville Energy LLC -Nox Summer v5.12 | 654 | 2522 | Rate Constraint in lbs/MMBtu | FALSE | L | Annual | Emissions at Affected Plants NOX | Thousand Tons | 0.23321 | 0.23321 | 0.23321 | 0.23321 | 0.23321 | 0.23321 | 0.23321 | 0.23321
LA Carville Energy LLC -Nox Summer v5.12 | 654 | 2522 | Rate Constraint in lbs/MMBtu | FALSE | L | Annual | Allowances Purchased NOX | Thousand Tons | 0 | 0 | 0 | 0 | 0 | 0 | 0 | 0
LA Carville Energy LLC -Nox Summer v5.12 | 654 | 2522 | Rate Constraint in lbs/MMBtu | FALSE | L | Annual | Allowances Sold NOX | Thousand Tons | 0 | 0 | 0 | 0 | 0 | 0 | 0 | 0
LA Carville Energy LLC -Nox Summer v5.12 | 654 | 2522 | Rate Constraint in lbs/MMBtu | FALSE | L | Annual | Allowances Banked | Thousand Tons | 0 | 0 | 0 | 0 | 0 | 0 | 0 | 0
LA Carville Energy LLC -Nox Summer v5.12 | 654 | 2522 | Rate Constraint in lbs/MMBtu | FALSE | L | Annual | Allowances Withdrawn (1:1) | Thousand Tons | 0 | 0 | 0 | 0 | 0 | 0 | 0 | 0
LA Carville Energy LLC -Nox Summer v5.12 | 654 | 2522 | Rate Constraint in lbs/MMBtu | FALSE | L | Annual | Allowances Withdrawn (n:1) | Thousand Tons | 0 | 0 | 0 | 0 | 0 | 0 | 0 | 0
LA Carville Energy LLC -Nox Summer v5.12 | 654 | 2522 | Rate Constraint in lbs/MMBtu | FALSE | L | Annual | Net Emissions Allowance Position | Thousand Tons | 0.23321 | 0.23321 | 0.23321 | 0.23321 | 0.23321 | 0.23321 | 0.23321 | 0.23321
LA Carville Energy LLC -Nox Summer v5.12 | 654 | 2522 | Rate Constraint in lbs/MMBtu | FALSE | L | Annual | Fuel Consumed | TBtu | 10.3038 | 10.3038 | 10.3038 | 10.3038 | 10.3038 | 10.3038 | 10.3038 | 10.3038
LA Carville Energy LLC -Nox Summer v5.12 | 654 | 2522 | Rate Constraint in lbs/MMBtu | FALSE | L | Annual | Rate | lb/MMBtu | 0.045267 | 0.045267 | 0.045267 | 0.045267 | 0.045267 | 0.045267 | 0.045267 | 0.045267
LA Carville Energy LLC -Nox Summer v5.12 | 654 | 2522 | Rate Constraint in lbs/MMBtu | FALSE | L | Annual | Generation | TWh | 1.723 | 1.723 | 1.723 | 1.723 | 1.723 | 1.723 | 1.723 | 1.723
LA Carville Energy LLC -Nox Summer v5.12 | 654 | 2522 | Rate Constraint in lbs/MMBtu | FALSE | L | Annual | Qualifying Generation | TWh | 1.723 | 1.723 | 1.723 | 1.723 | 1.723 | 1.723 | 1.723 | 1.723
LA Carville Energy LLC -Nox Summer v5.12 | 654 | 2522 | Rate Constraint in lbs/MMBtu | FALSE | L | Annual | Rate | lb/MWh | 0.2707 | 0.2707 | 0.2707 | 0.2707 | 0.2707 | 0.2707 | 0.2707 | 0.2707
LA Carville Energy LLC -Nox Summer v5.12 | 654 | 2522 | Rate Constraint in lbs/MMBtu | FALSE | L | Annual | Constraint Shadow Price | US2016$/Ton | 0 | 0 | 0 | 0 | 0 | 0 | 0 | 0
LA Formosa Plastics High - NOx Summer v4.10 | 655 | 2421 | Rate Constraint in lbs/MMBtu | FALSE | L | Annual | Seasons Included | Seasons | Summer | Summer | Summer | Summer | Summer | Summer | Summer | Summer
LA Formosa Plastics High - NOx Summer v4.10 | 655 | 2421 | Rate Constraint in lbs/MMBtu | FALSE | L | Annual | Standard NOX | lb/MMBtu | 0.2 | 0.2 | 0.2 | 0.2 | 0.2 | 0.2 | 0.2 | 0.2
LA Formosa Plastics High - NOx Summer v4.10 | 655 | 2421 | Rate Constraint in lbs/MMBtu | FALSE | L | Annual | Emissions at Affected Plants NOX | Thousand Tons | 0.0025128 | 0.0025128 | 0.0025128 | 0.002121 | 0.002121 | 0.002121 | 0.002121 | 7.7128e-06
LA Formosa Plastics High - NOx Summer v4.10 | 655 | 2421 | Rate Constraint in lbs/MMBtu | FALSE | L | Annual | Allowances Purchased NOX | Thousand Tons | 0 | 0 | 0 | 0 | 0 | 0 | 0 | 0
LA Formosa Plastics High - NOx Summer v4.10 | 655 | 2421 | Rate Constraint in lbs/MMBtu | FALSE | L | Annual | Allowances Sold NOX | Thousand Tons | 0 | 0 | 0 | 0 | 0 | 0 | 0 | 0
LA Formosa Plastics High - NOx Summer v4.10 | 655 | 2421 | Rate Constraint in lbs/MMBtu | FALSE | L | Annual | Allowances Banked | Thousand Tons | 0 | 0 | 0 | 0 | 0 | 0 | 0 | 0
LA Formosa Plastics High - NOx Summer v4.10 | 655 | 2421 | Rate Constraint in lbs/MMBtu | FALSE | L | Annual | Allowances Withdrawn (1:1) | Thousand Tons | 0 | 0 | 0 | 0 | 0 | 0 | 0 | 0
LA Formosa Plastics High - NOx Summer v4.10 | 655 | 2421 | Rate Constraint in lbs/MMBtu | FALSE | L | Annual | Allowances Withdrawn (n:1) | Thousand Tons | 0 | 0 | 0 | 0 | 0 | 0 | 0 | 0
LA Formosa Plastics High - NOx Summer v4.10 | 655 | 2421 | Rate Constraint in lbs/MMBtu | FALSE | L | Annual | Net Emissions Allowance Position | Thousand Tons | 0.0025128 | 0.0025128 | 0.0025128 | 0.002121 | 0.002121 | 0.002121 | 0.002121 | 7.7128e-06
LA Formosa Plastics High - NOx Summer v4.10 | 655 | 2421 | Rate Constraint in lbs/MMBtu | FALSE | L | Annual | Fuel Consumed | TBtu | 0.10171 | 0.10171 | 0.10171 | 0.085854 | 0.085854 | 0.085854 | 0.085854 | 0.0003122
LA Formosa Plastics High - NOx Summer v4.10 | 655 | 2421 | Rate Constraint in lbs/MMBtu | FALSE | L | Annual | Rate | lb/MMBtu | 0.04941 | 0.04941 | 0.04941 | 0.04941 | 0.04941 | 0.04941 | 0.04941 | 0.04941
LA Formosa Plastics High - NOx Summer v4.10 | 655 | 2421 | Rate Constraint in lbs/MMBtu | FALSE | L | Annual | Generation | TWh | 0.009026 | 0.009026 | 0.009026 | 0.0076186 | 0.0076186 | 0.0076186 | 0.0076186 | 2.7704e-05
LA Formosa Plastics High - NOx Summer v4.10 | 655 | 2421 | Rate Constraint in lbs/MMBtu | FALSE | L | Annual | Qualifying Generation | TWh | 0.009026 | 0.009026 | 0.009026 | 0.0076186 | 0.0076186 | 0.0076186 | 0.0076186 | 2.7704e-05
LA Formosa Plastics High - NOx Summer v4.10 | 655 | 2421 | Rate Constraint in lbs/MMBtu | FALSE | L | Annual | Rate | lb/MWh | 0.5568 | 0.5568 | 0.5568 | 0.5568 | 0.5568 | 0.5568 | 0.5568 | 0.5568
LA Formosa Plastics High - NOx Summer v4.10 | 655 | 2421 | Rate Constraint in lbs/MMBtu | FALSE | L | Annual | Constraint Shadow Price | US2016$/Ton | 0 | 0 | 0 | 0 | 0 | 0 | 0 | 0
LA Formosa Plastics Low - NOx Summer v4.10 | 656 | 2422 | Rate Constraint in lbs/MMBtu | FALSE | L | Annual | Seasons Included | Seasons | Summer | Summer | Summer | Summer | Summer | Summer | Summer | Summer
LA Formosa Plastics Low - NOx Summer v4.10 | 656 | 2422 | Rate Constraint in lbs/MMBtu | FALSE | L | Annual | Standard NOX | lb/MMBtu | 0.2 | 0.2 | 0.2 | 0.2 | 0.2 | 0.2 | 0.2 | 0.2
LA Formosa Plastics Low - NOx Summer v4.10 | 656 | 2422 | Rate Constraint in lbs/MMBtu | FALSE | L | Annual | Emissions at Affected Plants NOX | Thousand Tons | 0 | 6.9159e-05 | 6.9159e-05 | 6.9159e-05 | 6.9159e-05 | 6.9159e-05 | 6.9159e-05 | 6.9159e-05
LA Formosa Plastics Low - NOx Summer v4.10 | 656 | 2422 | Rate Constraint in lbs/MMBtu | FALSE | L | Annual | Allowances Purchased NOX | Thousand Tons | 0 | 0 | 0 | 0 | 0 | 0 | 0 | 0
LA Formosa Plastics Low - NOx Summer v4.10 | 656 | 2422 | Rate Constraint in lbs/MMBtu | FALSE | L | Annual | Allowances Sold NOX | Thousand Tons | 0 | 0 | 0 | 0 | 0 | 0 | 0 | 0
LA Formosa Plastics Low - NOx Summer v4.10 | 656 | 2422 | Rate Constraint in lbs/MMBtu | FALSE | L | Annual | Allowances Banked | Thousand Tons | 0 | 0 | 0 | 0 | 0 | 0 | 0 | 0
LA Formosa Plastics Low - NOx Summer v4.10 | 656 | 2422 | Rate Constraint in lbs/MMBtu | FALSE | L | Annual | Allowances Withdrawn (1:1) | Thousand Tons | 0 | 0 | 0 | 0 | 0 | 0 | 0 | 0
LA Formosa Plastics Low - NOx Summer v4.10 | 656 | 2422 | Rate Constraint in lbs/MMBtu | FALSE | L | Annual | Allowances Withdrawn (n:1) | Thousand Tons | 0 | 0 | 0 | 0 | 0 | 0 | 0 | 0
LA Formosa Plastics Low - NOx Summer v4.10 | 656 | 2422 | Rate Constraint in lbs/MMBtu | FALSE | L | Annual | Net Emissions Allowance Position | Thousand Tons | 0 | 6.9159e-05 | 6.9159e-05 | 6.9159e-05 | 6.9159e-05 | 6.9159e-05 | 6.9159e-05 | 6.9159e-05
LA Formosa Plastics Low - NOx Summer v4.10 | 656 | 2422 | Rate Constraint in lbs/MMBtu | FALSE | L | Annual | Fuel Consumed | TBtu | 0 | 0.0014545 | 0.0014545 | 0.0014545 | 0.0014545 | 0.0014545 | 0.0014545 | 0.0014545
LA Formosa Plastics Low - NOx Summer v4.10 | 656 | 2422 | Rate Constraint in lbs/MMBtu | FALSE | L | Annual | Rate | lb/MMBtu | 0 | 0.0951 | 0.0951 | 0.0951 | 0.0951 | 0.0951 | 0.0951 | 0.0951
LA Formosa Plastics Low - NOx Summer v4.10 | 656 | 2422 | Rate Constraint in lbs/MMBtu | FALSE | L | Annual | Generation | TWh | 0 | 0.00011728 | 0.00011728 | 0.00011728 | 0.00011728 | 0.00011728 | 0.00011728 | 0.00011728
LA Formosa Plastics Low - NOx Summer v4.10 | 656 | 2422 | Rate Constraint in lbs/MMBtu | FALSE | L | Annual | Qualifying Generation | TWh | 0 | 0.00011728 | 0.00011728 | 0.00011728 | 0.00011728 | 0.00011728 | 0.00011728 | 0.00011728
LA Formosa Plastics Low - NOx Summer v4.10 | 656 | 2422 | Rate Constraint in lbs/MMBtu | FALSE | L | Annual | Rate | lb/MWh | 0 | 1.1793 | 1.1793 | 1.1793 | 1.1793 | 1.1793 | 1.1793 | 1.1793
LA Formosa Plastics Low - NOx Summer v4.10 | 656 | 2422 | Rate Constraint in lbs/MMBtu | FALSE | L | Annual | Constraint Shadow Price | US2016$/Ton | 0 | 0 | 0 | 0 | 0 | 0 | 0 | 0
LA Geismar Cogen -Nox Summer v5.12 | 657 | 2524 | Rate Constraint in lbs/MMBtu | FALSE | L | Annual | Seasons Included | Seasons | Summer | Summer | Summer | Summer | Summer | Summer | Summer | Summer
LA Geismar Cogen -Nox Summer v5.12 | 657 | 2524 | Rate Constraint in lbs/MMBtu | FALSE | L | Annual | Standard NOX | lb/MMBtu | 0.2 | 0.2 | 0.2 | 0.2 | 0.2 | 0.2 | 0.2 | 0.2
LA Geismar Cogen -Nox Summer v5.12 | 657 | 2524 | Rate Constraint in lbs/MMBtu | FALSE | L | Annual | Emissions at Affected Plants NOX | Thousand Tons | 2.9049e-05 | 2.9049e-05 | 2.9049e-05 | 2.9049e-05 | 2.9049e-05 | 2.9049e-05 | 2.9049e-05 | 2.9049e-05
LA Geismar Cogen -Nox Summer v5.12 | 657 | 2524 | Rate Constraint in lbs/MMBtu | FALSE | L | Annual | Allowances Purchased NOX | Thousand Tons | 0 | 0 | 0 | 0 | 0 | 0 | 0 | 0
LA Geismar Cogen -Nox Summer v5.12 | 657 | 2524 | Rate Constraint in lbs/MMBtu | FALSE | L | Annual | Allowances Sold NOX | Thousand Tons | 0 | 0 | 0 | 0 | 0 | 0 | 0 | 0
LA Geismar Cogen -Nox Summer v5.12 | 657 | 2524 | Rate Constraint in lbs/MMBtu | FALSE | L | Annual | Allowances Banked | Thousand Tons | 0 | 0 | 0 | 0 | 0 | 0 | 0 | 0
LA Geismar Cogen -Nox Summer v5.12 | 657 | 2524 | Rate Constraint in lbs/MMBtu | FALSE | L | Annual | Allowances Withdrawn (1:1) | Thousand Tons | 0 | 0 | 0 | 0 | 0 | 0 | 0 | 0
LA Geismar Cogen -Nox Summer v5.12 | 657 | 2524 | Rate Constraint in lbs/MMBtu | FALSE | L | Annual | Allowances Withdrawn (n:1) | Thousand Tons | 0 | 0 | 0 | 0 | 0 | 0 | 0 | 0
LA Geismar Cogen -Nox Summer v5.12 | 657 | 2524 | Rate Constraint in lbs/MMBtu | FALSE | L | Annual | Net Emissions Allowance Position | Thousand Tons | 2.9049e-05 | 2.9049e-05 | 2.9049e-05 | 2.9049e-05 | 2.9049e-05 | 2.9049e-05 | 2.9049e-05 | 2.9049e-05
LA Geismar Cogen -Nox Summer v5.12 | 657 | 2524 | Rate Constraint in lbs/MMBtu | FALSE | L | Annual | Fuel Consumed | TBtu | 0.0015098 | 0.0015098 | 0.0015098 | 0.0015098 | 0.0015098 | 0.0015098 | 0.0015098 | 0.0015098
LA Geismar Cogen -Nox Summer v5.12 | 657 | 2524 | Rate Constraint in lbs/MMBtu | FALSE | L | Annual | Rate | lb/MMBtu | 0.03848 | 0.03848 | 0.03848 | 0.03848 | 0.03848 | 0.03848 | 0.03848 | 0.03848
LA Geismar Cogen -Nox Summer v5.12 | 657 | 2524 | Rate Constraint in lbs/MMBtu | FALSE | L | Annual | Generation | TWh | 0.00013275 | 0.00013275 | 0.00013275 | 0.00013275 | 0.00013275 | 0.00013275 | 0.00013275 | 0.00013275
LA Geismar Cogen -Nox Summer v5.12 | 657 | 2524 | Rate Constraint in lbs/MMBtu | FALSE | L | Annual | Qualifying Generation | TWh | 0.00013275 | 0.00013275 | 0.00013275 | 0.00013275 | 0.00013275 | 0.00013275 | 0.00013275 | 0.00013275
LA Geismar Cogen -Nox Summer v5.12 | 657 | 2524 | Rate Constraint in lbs/MMBtu | FALSE | L | Annual | Rate | lb/MWh | 0.43763 | 0.43763 | 0.43763 | 0.43763 | 0.43763 | 0.43763 | 0.43763 | 0.43763
LA Geismar Cogen -Nox Summer v5.12 | 657 | 2524 | Rate Constraint in lbs/MMBtu | FALSE | L | Annual | Constraint Shadow Price | US2016$/Ton | 0 | 0 | 0 | 0 | 0 | 0 | 0 | 0
LA Georgia Gulf Plaquemine -Nox Summer v5.12 | 658 | 2521 | Rate Constraint in lbs/MMBtu | FALSE | L | Annual | Seasons Included | Seasons | Summer | Summer | Summer | Summer | Summer | Summer | Summer | Summer
LA Georgia Gulf Plaquemine -Nox Summer v5.12 | 658 | 2521 | Rate Constraint in lbs/MMBtu | FALSE | L | Annual | Standard NOX | lb/MMBtu | 0.2 | 0.2 | 0.2 | 0.2 | 0.2 | 0.2 | 0.2 | 0.2
LA Georgia Gulf Plaquemine -Nox Summer v5.12 | 658 | 2521 | Rate Constraint in lbs/MMBtu | FALSE | L | Annual | Emissions at Affected Plants NOX | Thousand Tons | 0 | 0 | 0 | 0 | 0 | 0 | 0 | 0
LA Georgia Gulf Plaquemine -Nox Summer v5.12 | 658 | 2521 | Rate Constraint in lbs/MMBtu | FALSE | L | Annual | Allowances Purchased NOX | Thousand Tons | 0 | 0 | 0 | 0 | 0 | 0 | 0 | 0
LA Georgia Gulf Plaquemine -Nox Summer v5.12 | 658 | 2521 | Rate Constraint in lbs/MMBtu | FALSE | L | Annual | Allowances Sold NOX | Thousand Tons | 0 | 0 | 0 | 0 | 0 | 0 | 0 | 0
LA Georgia Gulf Plaquemine -Nox Summer v5.12 | 658 | 2521 | Rate Constraint in lbs/MMBtu | FALSE | L | Annual | Allowances Banked | Thousand Tons | 0 | 0 | 0 | 0 | 0 | 0 | 0 | 0
LA Georgia Gulf Plaquemine -Nox Summer v5.12 | 658 | 2521 | Rate Constraint in lbs/MMBtu | FALSE | L | Annual | Allowances Withdrawn (1:1) | Thousand Tons | 0 | 0 | 0 | 0 | 0 | 0 | 0 | 0
LA Georgia Gulf Plaquemine -Nox Summer v5.12 | 658 | 2521 | Rate Constraint in lbs/MMBtu | FALSE | L | Annual | Allowances Withdrawn (n:1) | Thousand Tons | 0 | 0 | 0 | 0 | 0 | 0 | 0 | 0
LA Georgia Gulf Plaquemine -Nox Summer v5.12 | 658 | 2521 | Rate Constraint in lbs/MMBtu | FALSE | L | Annual | Net Emissions Allowance Position | Thousand Tons | 0 | 0 | 0 | 0 | 0 | 0 | 0 | 0
LA Georgia Gulf Plaquemine -Nox Summer v5.12 | 658 | 2521 | Rate Constraint in lbs/MMBtu | FALSE | L | Annual | Fuel Consumed | TBtu | 0 | 0 | 0 | 0 | 0 | 0 | 0 | 0
LA Georgia Gulf Plaquemine -Nox Summer v5.12 | 658 | 2521 | Rate Constraint in lbs/MMBtu | FALSE | L | Annual | Rate | lb/MMBtu | 0 | 0 | 0 | 0 | 0 | 0 | 0 | 0
LA Georgia Gulf Plaquemine -Nox Summer v5.12 | 658 | 2521 | Rate Constraint in lbs/MMBtu | FALSE | L | Annual | Generation | TWh | 0 | 0 | 0 | 0 | 0 | 0 | 0 | 0
LA Georgia Gulf Plaquemine -Nox Summer v5.12 | 658 | 2521 | Rate Constraint in lbs/MMBtu | FALSE | L | Annual | Qualifying Generation | TWh | 0 | 0 | 0 | 0 | 0 | 0 | 0 | 0
LA Georgia Gulf Plaquemine -Nox Summer v5.12 | 658 | 2521 | Rate Constraint in lbs/MMBtu | FALSE | L | Annual | Rate | lb/MWh | 0 | 0 | 0 | 0 | 0 | 0 | 0 | 0
LA Georgia Gulf Plaquemine -Nox Summer v5.12 | 658 | 2521 | Rate Constraint in lbs/MMBtu | FALSE | L | Annual | Constraint Shadow Price | US2016$/Ton | 0 | 0 | 0 | 0 | 0 | 0 | 0 | 0
LA Louisiana 1 - NOx Summer v4.10 | 659 | 2419 | Rate Constraint in lbs/MMBtu | FALSE | L | Annual | Seasons Included | Seasons | Summer | Summer | Summer | Summer | Summer | Summer | Summer | Summer
LA Louisiana 1 - NOx Summer v4.10 | 659 | 2419 | Rate Constraint in lbs/MMBtu | FALSE | L | Annual | Standard NOX | lb/MMBtu | 0.1 | 0.1 | 0.1 | 0.1 | 0.1 | 0.1 | 0.1 | 0.1
LA Louisiana 1 - NOx Summer v4.10 | 659 | 2419 | Rate Constraint in lbs/MMBtu | FALSE | L | Annual | Emissions at Affected Plants NOX | Thousand Tons | 0.0095121 | 0.027912 | 0.028588 | 0.028588 | 0.028588 | 0.028588 | 0.028588 | 0.00010396
LA Louisiana 1 - NOx Summer v4.10 | 659 | 2419 | Rate Constraint in lbs/MMBtu | FALSE | L | Annual | Allowances Purchased NOX | Thousand Tons | 0 | 0 | 0 | 0 | 0 | 0 | 0 | 0
LA Louisiana 1 - NOx Summer v4.10 | 659 | 2419 | Rate Constraint in lbs/MMBtu | FALSE | L | Annual | Allowances Sold NOX | Thousand Tons | 0 | 0 | 0 | 0 | 0 | 0 | 0 | 0
LA Louisiana 1 - NOx Summer v4.10 | 659 | 2419 | Rate Constraint in lbs/MMBtu | FALSE | L | Annual | Allowances Banked | Thousand Tons | 0 | 0 | 0 | 0 | 0 | 0 | 0 | 0
LA Louisiana 1 - NOx Summer v4.10 | 659 | 2419 | Rate Constraint in lbs/MMBtu | FALSE | L | Annual | Allowances Withdrawn (1:1) | Thousand Tons | 0 | 0 | 0 | 0 | 0 | 0 | 0 | 0
LA Louisiana 1 - NOx Summer v4.10 | 659 | 2419 | Rate Constraint in lbs/MMBtu | FALSE | L | Annual | Allowances Withdrawn (n:1) | Thousand Tons | 0 | 0 | 0 | 0 | 0 | 0 | 0 | 0
LA Louisiana 1 - NOx Summer v4.10 | 659 | 2419 | Rate Constraint in lbs/MMBtu | FALSE | L | Annual | Net Emissions Allowance Position | Thousand Tons | 0.0095121 | 0.027912 | 0.028588 | 0.028588 | 0.028588 | 0.028588 | 0.028588 | 0.00010396
LA Louisiana 1 - NOx Summer v4.10 | 659 | 2419 | Rate Constraint in lbs/MMBtu | FALSE | L | Annual | Fuel Consumed | TBtu | 0.2214 | 0.6497 | 0.66542 | 0.66542 | 0.66542 | 0.66542 | 0.66542 | 0.0024197
LA Louisiana 1 - NOx Summer v4.10 | 659 | 2419 | Rate Constraint in lbs/MMBtu | FALSE | L | Annual | Rate | lb/MMBtu | 0.085925 | 0.085925 | 0.085925 | 0.085925 | 0.085925 | 0.085925 | 0.085925 | 0.085925
LA Louisiana 1 - NOx Summer v4.10 | 659 | 2419 | Rate Constraint in lbs/MMBtu | FALSE | L | Annual | Generation | TWh | 0.019551 | 0.05737 | 0.058759 | 0.058759 | 0.058759 | 0.058759 | 0.058759 | 0.00021367
LA Louisiana 1 - NOx Summer v4.10 | 659 | 2419 | Rate Constraint in lbs/MMBtu | FALSE | L | Annual | Qualifying Generation | TWh | 0.019551 | 0.05737 | 0.058759 | 0.058759 | 0.058759 | 0.058759 | 0.058759 | 0.00021367
LA Louisiana 1 - NOx Summer v4.10 | 659 | 2419 | Rate Constraint in lbs/MMBtu | FALSE | L | Annual | Rate | lb/MWh | 0.97307 | 0.97307 | 0.97307 | 0.97307 | 0.97307 | 0.97307 | 0.97307 | 0.97307
LA Louisiana 1 - NOx Summer v4.10 | 659 | 2419 | Rate Constraint in lbs/MMBtu | FALSE | L | Annual | Constraint Shadow Price | US2016$/Ton | 0 | 0 | 0 | 0 | 0 | 0 | 0 | 0
LA New Roads - NOx Summer v4.10 | 660 | 2424 | Rate Constraint in lbs/MMBtu | FALSE | L | Annual | Seasons Included | Seasons | Summer | Summer | Summer | Summer | Summer | Summer | Summer | Summer
LA New Roads - NOx Summer v4.10 | 660 | 2424 | Rate Constraint in lbs/MMBtu | FALSE | L | Annual | Standard NOX | lb/MMBtu | 0.2 | 0.2 | 0.2 | 0.2 | 0.2 | 0.2 | 0.2 | 0.2
LA New Roads - NOx Summer v4.10 | 660 | 2424 | Rate Constraint in lbs/MMBtu | FALSE | L | Annual | Emissions at Affected Plants NOX | Thousand Tons | 0 | 0 | 0 | 0 | 0 | 0 | 0 | 0
LA New Roads - NOx Summer v4.10 | 660 | 2424 | Rate Constraint in lbs/MMBtu | FALSE | L | Annual | Allowances Purchased NOX | Thousand Tons | 0 | 0 | 0 | 0 | 0 | 0 | 0 | 0
LA New Roads - NOx Summer v4.10 | 660 | 2424 | Rate Constraint in lbs/MMBtu | FALSE | L | Annual | Allowances Sold NOX | Thousand Tons | 0 | 0 | 0 | 0 | 0 | 0 | 0 | 0
LA New Roads - NOx Summer v4.10 | 660 | 2424 | Rate Constraint in lbs/MMBtu | FALSE | L | Annual | Allowances Banked | Thousand Tons | 0 | 0 | 0 | 0 | 0 | 0 | 0 | 0
LA New Roads - NOx Summer v4.10 | 660 | 2424 | Rate Constraint in lbs/MMBtu | FALSE | L | Annual | Allowances Withdrawn (1:1) | Thousand Tons | 0 | 0 | 0 | 0 | 0 | 0 | 0 | 0
LA New Roads - NOx Summer v4.10 | 660 | 2424 | Rate Constraint in lbs/MMBtu | FALSE | L | Annual | Allowances Withdrawn (n:1) | Thousand Tons | 0 | 0 | 0 | 0 | 0 | 0 | 0 | 0
LA New Roads - NOx Summer v4.10 | 660 | 2424 | Rate Constraint in lbs/MMBtu | FALSE | L | Annual | Net Emissions Allowance Position | Thousand Tons | 0 | 0 | 0 | 0 | 0 | 0 | 0 | 0
LA New Roads - NOx Summer v4.10 | 660 | 2424 | Rate Constraint in lbs/MMBtu | FALSE | L | Annual | Fuel Consumed | TBtu | 0 | 0 | 0 | 0 | 0 | 0 | 0 | 0
LA New Roads - NOx Summer v4.10 | 660 | 2424 | Rate Constraint in lbs/MMBtu | FALSE | L | Annual | Rate | lb/MMBtu | 0 | 0 | 0 | 0 | 0 | 0 | 0 | 0
LA New Roads - NOx Summer v4.10 | 660 | 2424 | Rate Constraint in lbs/MMBtu | FALSE | L | Annual | Generation | TWh | 0 | 0 | 0 | 0 | 0 | 0 | 0 | 0
LA New Roads - NOx Summer v4.10 | 660 | 2424 | Rate Constraint in lbs/MMBtu | FALSE | L | Annual | Qualifying Generation | TWh | 0 | 0 | 0 | 0 | 0 | 0 | 0 | 0
LA New Roads - NOx Summer v4.10 | 660 | 2424 | Rate Constraint in lbs/MMBtu | FALSE | L | Annual | Rate | lb/MWh | 0 | 0 | 0 | 0 | 0 | 0 | 0 | 0
LA New Roads - NOx Summer v4.10 | 660 | 2424 | Rate Constraint in lbs/MMBtu | FALSE | L | Annual | Constraint Shadow Price | US2016$/Ton | 0 | 0 | 516.6547 | 2109.3344 | 6249.9042 | 233.771 | 1245.149 | 2990.9025
LA Plaquemine Cogeneration Plant -Nox Summer v5.12 | 661 | 2523 | Rate Constraint in lbs/MMBtu | FALSE | L | Annual | Seasons Included | Seasons | Summer | Summer | Summer | Summer | Summer | Summer | Summer | Summer
LA Plaquemine Cogeneration Plant -Nox Summer v5.12 | 661 | 2523 | Rate Constraint in lbs/MMBtu | FALSE | L | Annual | Standard NOX | lb/MMBtu | 0.2 | 0.2 | 0.2 | 0.2 | 0.2 | 0.2 | 0.2 | 0.2
LA Plaquemine Cogeneration Plant -Nox Summer v5.12 | 661 | 2523 | Rate Constraint in lbs/MMBtu | FALSE | L | Annual | Emissions at Affected Plants NOX | Thousand Tons | 0.14153 | 0.14153 | 0.14153 | 0.14153 | 0.14153 | 0.14153 | 0.14153 | 0.14153
LA Plaquemine Cogeneration Plant -Nox Summer v5.12 | 661 | 2523 | Rate Constraint in lbs/MMBtu | FALSE | L | Annual | Allowances Purchased NOX | Thousand Tons | 0 | 0 | 0 | 0 | 0 | 0 | 0 | 0
LA Plaquemine Cogeneration Plant -Nox Summer v5.12 | 661 | 2523 | Rate Constraint in lbs/MMBtu | FALSE | L | Annual | Allowances Sold NOX | Thousand Tons | 0 | 0 | 0 | 0 | 0 | 0 | 0 | 0
LA Plaquemine Cogeneration Plant -Nox Summer v5.12 | 661 | 2523 | Rate Constraint in lbs/MMBtu | FALSE | L | Annual | Allowances Banked | Thousand Tons | 0 | 0 | 0 | 0 | 0 | 0 | 0 | 0
LA Plaquemine Cogeneration Plant -Nox Summer v5.12 | 661 | 2523 | Rate Constraint in lbs/MMBtu | FALSE | L | Annual | Allowances Withdrawn (1:1) | Thousand Tons | 0 | 0 | 0 | 0 | 0 | 0 | 0 | 0
LA Plaquemine Cogeneration Plant -Nox Summer v5.12 | 661 | 2523 | Rate Constraint in lbs/MMBtu | FALSE | L | Annual | Allowances Withdrawn (n:1) | Thousand Tons | 0 | 0 | 0 | 0 | 0 | 0 | 0 | 0
LA Plaquemine Cogeneration Plant -Nox Summer v5.12 | 661 | 2523 | Rate Constraint in lbs/MMBtu | FALSE | L | Annual | Net Emissions Allowance Position | Thousand Tons | 0.14153 | 0.14153 | 0.14153 | 0.14153 | 0.14153 | 0.14153 | 0.14153 | 0.14153
LA Plaquemine Cogeneration Plant -Nox Summer v5.12 | 661 | 2523 | Rate Constraint in lbs/MMBtu | FALSE | L | Annual | Fuel Consumed | TBtu | 16.6698 | 16.6698 | 16.6698 | 16.6698 | 16.6698 | 16.6698 | 16.6698 | 16.6698
LA Plaquemine Cogeneration Plant -Nox Summer v5.12 | 661 | 2523 | Rate Constraint in lbs/MMBtu | FALSE | L | Annual | Rate | lb/MMBtu | 0.01698 | 0.01698 | 0.01698 | 0.01698 | 0.01698 | 0.01698 | 0.01698 | 0.01698
LA Plaquemine Cogeneration Plant -Nox Summer v5.12 | 661 | 2523 | Rate Constraint in lbs/MMBtu | FALSE | L | Annual | Generation | TWh | 2.6026 | 2.6026 | 2.6026 | 2.6026 | 2.6026 | 2.6026 | 2.6026 | 2.6026
LA Plaquemine Cogeneration Plant -Nox Summer v5.12 | 661 | 2523 | Rate Constraint in lbs/MMBtu | FALSE | L | Annual | Qualifying Generation | TWh | 2.6026 | 2.6026 | 2.6026 | 2.6026 | 2.6026 | 2.6026 | 2.6026 | 2.6026
LA Plaquemine Cogeneration Plant -Nox Summer v5.12 | 661 | 2523 | Rate Constraint in lbs/MMBtu | FALSE | L | Annual | Rate | lb/MWh | 0.10876 | 0.10876 | 0.10876 | 0.10876 | 0.10876 | 0.10876 | 0.10876 | 0.10876
LA Plaquemine Cogeneration Plant -Nox Summer v5.12 | 661 | 2523 | Rate Constraint in lbs/MMBtu | FALSE | L | Annual | Constraint Shadow Price | US2016$/Ton | 0 | 0 | 0 | 0 | 0 | 0 | 0 | 0
LA Shell Chemical - NOx Summer v4.10 | 662 | 2423 | Rate Constraint in lbs/MMBtu | FALSE | L | Annual | Seasons Included | Seasons | Summer | Summer | Summer | Summer | Summer | Summer | Summer | Summer
LA Shell Chemical - NOx Summer v4.10 | 662 | 2423 | Rate Constraint in lbs/MMBtu | FALSE | L | Annual | Standard NOX | lb/MMBtu | 0.2 | 0.2 | 0.2 | 0.2 | 0.2 | 0.2 | 0.2 | 0.2
LA Shell Chemical - NOx Summer v4.10 | 662 | 2423 | Rate Constraint in lbs/MMBtu | FALSE | L | Annual | Emissions at Affected Plants NOX | Thousand Tons | 6.484e-05 | 6.484e-05 | 6.484e-05 | 6.484e-05 | 6.484e-05 | 6.484e-05 | 6.484e-05 | 6.484e-05
LA Shell Chemical - NOx Summer v4.10 | 662 | 2423 | Rate Constraint in lbs/MMBtu | FALSE | L | Annual | Allowances Purchased NOX | Thousand Tons | 0 | 0 | 0 | 0 | 0 | 0 | 0 | 0
LA Shell Chemical - NOx Summer v4.10 | 662 | 2423 | Rate Constraint in lbs/MMBtu | FALSE | L | Annual | Allowances Sold NOX | Thousand Tons | 0 | 0 | 0 | 0 | 0 | 0 | 0 | 0
LA Shell Chemical - NOx Summer v4.10 | 662 | 2423 | Rate Constraint in lbs/MMBtu | FALSE | L | Annual | Allowances Banked | Thousand Tons | 0 | 0 | 0 | 0 | 0 | 0 | 0 | 0
LA Shell Chemical - NOx Summer v4.10 | 662 | 2423 | Rate Constraint in lbs/MMBtu | FALSE | L | Annual | Allowances Withdrawn (1:1) | Thousand Tons | 0 | 0 | 0 | 0 | 0 | 0 | 0 | 0
LA Shell Chemical - NOx Summer v4.10 | 662 | 2423 | Rate Constraint in lbs/MMBtu | FALSE | L | Annual | Allowances Withdrawn (n:1) | Thousand Tons | 0 | 0 | 0 | 0 | 0 | 0 | 0 | 0
LA Shell Chemical - NOx Summer v4.10 | 662 | 2423 | Rate Constraint in lbs/MMBtu | FALSE | L | Annual | Net Emissions Allowance Position | Thousand Tons | 6.484e-05 | 6.484e-05 | 6.484e-05 | 6.484e-05 | 6.484e-05 | 6.484e-05 | 6.484e-05 | 6.484e-05
LA Shell Chemical - NOx Summer v4.10 | 662 | 2423 | Rate Constraint in lbs/MMBtu | FALSE | L | Annual | Fuel Consumed | TBtu | 0.0013636 | 0.0013636 | 0.0013636 | 0.0013636 | 0.0013636 | 0.0013636 | 0.0013636 | 0.0013636
LA Shell Chemical - NOx Summer v4.10 | 662 | 2423 | Rate Constraint in lbs/MMBtu | FALSE | L | Annual | Rate | lb/MMBtu | 0.0951 | 0.0951 | 0.0951 | 0.0951 | 0.0951 | 0.0951 | 0.0951 | 0.0951
LA Shell Chemical - NOx Summer v4.10 | 662 | 2423 | Rate Constraint in lbs/MMBtu | FALSE | L | Annual | Generation | TWh | 0.00012262 | 0.00012262 | 0.00012262 | 0.00012262 | 0.00012262 | 0.00012262 | 0.00012262 | 0.00012262
LA Shell Chemical - NOx Summer v4.10 | 662 | 2423 | Rate Constraint in lbs/MMBtu | FALSE | L | Annual | Qualifying Generation | TWh | 0.00012262 | 0.00012262 | 0.00012262 | 0.00012262 | 0.00012262 | 0.00012262 | 0.00012262 | 0.00012262
LA Shell Chemical - NOx Summer v4.10 | 662 | 2423 | Rate Constraint in lbs/MMBtu | FALSE | L | Annual | Rate | lb/MWh | 1.0576 | 1.0576 | 1.0576 | 1.0576 | 1.0576 | 1.0576 | 1.0576 | 1.0576
LA Shell Chemical - NOx Summer v4.10 | 662 | 2423 | Rate Constraint in lbs/MMBtu | FALSE | L | Annual | Constraint Shadow Price | US2016$/Ton | 0 | 0 | 0 | 0 | 0 | 0 | 0 | 0
LA Willow Glen 1-4 -NOx Summer Cap v5.13 | 663 | 6971 | Rate Constraint in MTons | FALSE | L | Annual | Seasons Included | Seasons | Summer | Summer | Summer | Summer | Summer | Summer | Summer | Summer
LA Willow Glen 1-4 -NOx Summer Cap v5.13 | 663 | 6971 | Rate Constraint in MTons | FALSE | L | Annual | Standard NOX | Thousand Tons | 5.1794 | 5.1794 | 5.1794 | 5.1794 | 5.1794 | 5.1794 | 5.1794 | 5.1794
LA Willow Glen 1-4 -NOx Summer Cap v5.13 | 663 | 6971 | Rate Constraint in MTons | FALSE | L | Annual | Emissions at Affected Plants NOX | Thousand Tons | 0 | 0 | 0 | 0 | 0 | 0 | 0 | 0
LA Willow Glen 1-4 -NOx Summer Cap v5.13 | 663 | 6971 | Rate Constraint in MTons | FALSE | L | Annual | Allowances Purchased NOX | Thousand Tons | 0 | 0 | 0 | 0 | 0 | 0 | 0 | 0
LA Willow Glen 1-4 -NOx Summer Cap v5.13 | 663 | 6971 | Rate Constraint in MTons | FALSE | L | Annual | Allowances Sold NOX | Thousand Tons | 0 | 0 | 0 | 0 | 0 | 0 | 0 | 0
LA Willow Glen 1-4 -NOx Summer Cap v5.13 | 663 | 6971 | Rate Constraint in MTons | FALSE | L | Annual | Allowances Banked | Thousand Tons | 0 | 0 | 0 | 0 | 0 | 0 | 0 | 0
LA Willow Glen 1-4 -NOx Summer Cap v5.13 | 663 | 6971 | Rate Constraint in MTons | FALSE | L | Annual | Allowances Withdrawn (1:1) | Thousand Tons | 0 | 0 | 0 | 0 | 0 | 0 | 0 | 0
LA Willow Glen 1-4 -NOx Summer Cap v5.13 | 663 | 6971 | Rate Constraint in MTons | FALSE | L | Annual | Allowances Withdrawn (n:1) | Thousand Tons | 0 | 0 | 0 | 0 | 0 | 0 | 0 | 0
LA Willow Glen 1-4 -NOx Summer Cap v5.13 | 663 | 6971 | Rate Constraint in MTons | FALSE | L | Annual | Net Emissions Allowance Position | Thousand Tons | 0 | 0 | 0 | 0 | 0 | 0 | 0 | 0
LA Willow Glen 1-4 -NOx Summer Cap v5.13 | 663 | 6971 | Rate Constraint in MTons | FALSE | L | Annual | Fuel Consumed | TBtu | 0 | 0 | 0 | 0 | 0 | 0 | 0 | 0
LA Willow Glen 1-4 -NOx Summer Cap v5.13 | 663 | 6971 | Rate Constraint in MTons | FALSE | L | Annual | Rate | lb/MMBtu | 0 | 0 | 0 | 0 | 0 | 0 | 0 | 0
LA Willow Glen 1-4 -NOx Summer Cap v5.13 | 663 | 6971 | Rate Constraint in MTons | FALSE | L | Annual | Generation | TWh | 0 | 0 | 0 | 0 | 0 | 0 | 0 | 0
LA Willow Glen 1-4 -NOx Summer Cap v5.13 | 663 | 6971 | Rate Constraint in MTons | FALSE | L | Annual | Qualifying Generation | TWh | 0 | 0 | 0 | 0 | 0 | 0 | 0 | 0
LA Willow Glen 1-4 -NOx Summer Cap v5.13 | 663 | 6971 | Rate Constraint in MTons | FALSE | L | Annual | Rate | lb/MWh | 0 | 0 | 0 | 0 | 0 | 0 | 0 | 0
LA Willow Glen 1-4 -NOx Summer Cap v5.13 | 663 | 6971 | Rate Constraint in MTons | FALSE | L | Annual | Constraint Shadow Price | US2016$/Ton | 0 | 0 | 0 | 0 | 0 | 0 | 0 | 0
Louisiana Coal Units - SO2 Rate Annual v3.1, Unit 4241 and retrofits | 664 | 2199 | Rate Constraint in lbs/MMBtu | FALSE | L | Annual | Seasons Included | Seasons | Winter, WintShld, Summer | Winter, WintShld, Summer | Winter, WintShld, Summer | Winter, WintShld, Summer | Winter, WintShld, Summer | Winter, WintShld, Summer | Winter, WintShld, Summer | Winter, WintShld, Summer
Louisiana Coal Units - SO2 Rate Annual v3.1, Unit 4241 and retrofits | 664 | 2199 | Rate Constraint in lbs/MMBtu | FALSE | L | Annual | Standard SO2 | lb/MMBtu | 1.2 | 1.2 | 1.2 | 1.2 | 1.2 | 1.2 | 1.2 | 1.2
Louisiana Coal Units - SO2 Rate Annual v3.1, Unit 4241 and retrofits | 664 | 2199 | Rate Constraint in lbs/MMBtu | FALSE | L | Annual | Emissions at Affected Plants SO2 | Thousand Tons | 2.3873 | 4.6453 | 4.6453 | 4.6453 | 4.6453 | 5.3121 | 5.3121 | 4.6453
Louisiana Coal Units - SO2 Rate Annual v3.1, Unit 4241 and retrofits | 664 | 2199 | Rate Constraint in lbs/MMBtu | FALSE | L | Annual | Allowances Purchased SO2 | Thousand Tons | 0 | 0 | 0 | 0 | 0 | 0 | 0 | 0
Louisiana Coal Units - SO2 Rate Annual v3.1, Unit 4241 and retrofits | 664 | 2199 | Rate Constraint in lbs/MMBtu | FALSE | L | Annual | Allowances Sold SO2 | Thousand Tons | 0 | 0 | 0 | 0 | 0 | 0 | 0 | 0
Louisiana Coal Units - SO2 Rate Annual v3.1, Unit 4241 and retrofits | 664 | 2199 | Rate Constraint in lbs/MMBtu | FALSE | L | Annual | Allowances Banked | Thousand Tons | 0 | 0 | 0 | 0 | 0 | 0 | 0 | 0
Louisiana Coal Units - SO2 Rate Annual v3.1, Unit 4241 and retrofits | 664 | 2199 | Rate Constraint in lbs/MMBtu | FALSE | L | Annual | Allowances Withdrawn (1:1) | Thousand Tons | 0 | 0 | 0 | 0 | 0 | 0 | 0 | 0
Louisiana Coal Units - SO2 Rate Annual v3.1, Unit 4241 and retrofits | 664 | 2199 | Rate Constraint in lbs/MMBtu | FALSE | L | Annual | Allowances Withdrawn (n:1) | Thousand Tons | 0 | 0 | 0 | 0 | 0 | 0 | 0 | 0
Louisiana Coal Units - SO2 Rate Annual v3.1, Unit 4241 and retrofits | 664 | 2199 | Rate Constraint in lbs/MMBtu | FALSE | L | Annual | Net Emissions Allowance Position | Thousand Tons | 2.3873 | 4.6453 | 4.6453 | 4.6453 | 4.6453 | 5.3121 | 5.3121 | 4.6453
Louisiana Coal Units - SO2 Rate Annual v3.1, Unit 4241 and retrofits | 664 | 2199 | Rate Constraint in lbs/MMBtu | FALSE | L | Annual | Fuel Consumed | TBtu | 11.9849 | 23.321 | 23.321 | 23.321 | 23.321 | 26.6688 | 26.6688 | 23.321
Louisiana Coal Units - SO2 Rate Annual v3.1, Unit 4241 and retrofits | 664 | 2199 | Rate Constraint in lbs/MMBtu | FALSE | L | Annual | Rate | lb/MMBtu | 0.39838 | 0.39838 | 0.39838 | 0.39838 | 0.39838 | 0.39838 | 0.39838 | 0.39838
Louisiana Coal Units - SO2 Rate Annual v3.1, Unit 4241 and retrofits | 664 | 2199 | Rate Constraint in lbs/MMBtu | FALSE | L | Annual | Generation | TWh | 1.1342 | 2.207 | 2.207 | 2.207 | 2.207 | 2.5238 | 2.5238 | 2.207
Louisiana Coal Units - SO2 Rate Annual v3.1, Unit 4241 and retrofits | 664 | 2199 | Rate Constraint in lbs/MMBtu | FALSE | L | Annual | Qualifying Generation | TWh | 1.1342 | 2.207 | 2.207 | 2.207 | 2.207 | 2.5238 | 2.5238 | 2.207
Louisiana Coal Units - SO2 Rate Annual v3.1, Unit 4241 and retrofits | 664 | 2199 | Rate Constraint in lbs/MMBtu | FALSE | L | Annual | Rate | lb/MWh | 4.2097 | 4.2097 | 4.2097 | 4.2097 | 4.2097 | 4.2097 | 4.2097 | 4.2097
Louisiana Coal Units - SO2 Rate Annual v3.1, Unit 4241 and retrofits | 664 | 2199 | Rate Constraint in lbs/MMBtu | FALSE | L | Annual | Constraint Shadow Price | US2016$/Ton | 0 | 0 | 0 | 0 | 0 | 0 | 0 | 0
Louisiana Coal Units - SO2 Rate Annual v3.1, Unit 4275 and retrofits | 665 | 2199 | Rate Constraint in lbs/MMBtu | FALSE | L | Annual | Seasons Included | Seasons | Winter, WintShld, Summer | Winter, WintShld, Summer | Winter, WintShld, Summer | Winter, WintShld, Summer | Winter, WintShld, Summer | Winter, WintShld, Summer | Winter, WintShld, Summer | Winter, WintShld, Summer
Louisiana Coal Units - SO2 Rate Annual v3.1, Unit 4275 and retrofits | 665 | 2199 | Rate Constraint in lbs/MMBtu | FALSE | L | Annual | Standard SO2 | lb/MMBtu | 1.2 | 1.2 | 1.2 | 1.2 | 1.2 | 1.2 | 1.2 | 1.2
Louisiana Coal Units - SO2 Rate Annual v3.1, Unit 4275 and retrofits | 665 | 2199 | Rate Constraint in lbs/MMBtu | FALSE | L | Annual | Emissions at Affected Plants SO2 | Thousand Tons | 0.96483 | 6.8008 | 6.8499 | 6.9315 | 7.5206 | 7.5206 | 8.2703 | 7.6577
Louisiana Coal Units - SO2 Rate Annual v3.1, Unit 4275 and retrofits | 665 | 2199 | Rate Constraint in lbs/MMBtu | FALSE | L | Annual | Allowances Purchased SO2 | Thousand Tons | 0 | 0 | 0 | 0 | 0 | 0 | 0 | 0
Louisiana Coal Units - SO2 Rate Annual v3.1, Unit 4275 and retrofits | 665 | 2199 | Rate Constraint in lbs/MMBtu | FALSE | L | Annual | Allowances Sold SO2 | Thousand Tons | 0 | 0 | 0 | 0 | 0 | 0 | 0 | 0
Louisiana Coal Units - SO2 Rate Annual v3.1, Unit 4275 and retrofits | 665 | 2199 | Rate Constraint in lbs/MMBtu | FALSE | L | Annual | Allowances Banked | Thousand Tons | 0 | 0 | 0 | 0 | 0 | 0 | 0 | 0
Louisiana Coal Units - SO2 Rate Annual v3.1, Unit 4275 and retrofits | 665 | 2199 | Rate Constraint in lbs/MMBtu | FALSE | L | Annual | Allowances Withdrawn (1:1) | Thousand Tons | 0 | 0 | 0 | 0 | 0 | 0 | 0 | 0
Louisiana Coal Units - SO2 Rate Annual v3.1, Unit 4275 and retrofits | 665 | 2199 | Rate Constraint in lbs/MMBtu | FALSE | L | Annual | Allowances Withdrawn (n:1) | Thousand Tons | 0 | 0 | 0 | 0 | 0 | 0 | 0 | 0
Louisiana Coal Units - SO2 Rate Annual v3.1, Unit 4275 and retrofits | 665 | 2199 | Rate Constraint in lbs/MMBtu | FALSE | L | Annual | Net Emissions Allowance Position | Thousand Tons | 0.96483 | 6.8008 | 6.8499 | 6.9315 | 7.5206 | 7.5206 | 8.2703 | 7.6577
Louisiana Coal Units - SO2 Rate Annual v3.1, Unit 4275 and retrofits | 665 | 2199 | Rate Constraint in lbs/MMBtu | FALSE | L | Annual | Fuel Consumed | TBtu | 3.6944 | 26.0409 | 26.2288 | 26.5412 | 28.7969 | 28.7969 | 31.6678 | 29.322
Louisiana Coal Units - SO2 Rate Annual v3.1, Unit 4275 and retrofits | 665 | 2199 | Rate Constraint in lbs/MMBtu | FALSE | L | Annual | Rate | lb/MMBtu | 0.52232 | 0.52232 | 0.52232 | 0.52232 | 0.52232 | 0.52232 | 0.52232 | 0.52232
Louisiana Coal Units - SO2 Rate Annual v3.1, Unit 4275 and retrofits | 665 | 2199 | Rate Constraint in lbs/MMBtu | FALSE | L | Annual | Generation | TWh | 0.31346 | 2.2095 | 2.2254 | 2.2519 | 2.4433 | 2.4433 | 2.6869 | 2.4879
Louisiana Coal Units - SO2 Rate Annual v3.1, Unit 4275 and retrofits | 665 | 2199 | Rate Constraint in lbs/MMBtu | FALSE | L | Annual | Qualifying Generation | TWh | 0.31346 | 2.2095 | 2.2254 | 2.2519 | 2.4433 | 2.4433 | 2.6869 | 2.4879
Louisiana Coal Units - SO2 Rate Annual v3.1, Unit 4275 and retrofits | 665 | 2199 | Rate Constraint in lbs/MMBtu | FALSE | L | Annual | Rate | lb/MWh | 6.156 | 6.156 | 6.156 | 6.156 | 6.156 | 6.156 | 6.156 | 6.156
Louisiana Coal Units - SO2 Rate Annual v3.1, Unit 4275 and retrofits | 665 | 2199 | Rate Constraint in lbs/MMBtu | FALSE | L | Annual | Constraint Shadow Price | US2016$/Ton | 0 | 0 | 0 | 0 | 0 | 0 | 0 | 0
Louisiana Coal Units - SO2 Rate Annual v3.1, Unit 5075 and retrofits | 666 | 2199 | Rate Constraint in lbs/MMBtu | FALSE | L | Annual | Seasons Included | Seasons | Winter, WintShld, Summer | Winter, WintShld, Summer | Winter, WintShld, Summer | Winter, WintShld, Summer | Winter, WintShld, Summer | Winter, WintShld, Summer | Winter, WintShld, Summer | Winter, WintShld, Summer
Louisiana Coal Units - SO2 Rate Annual v3.1, Unit 5075 and retrofits | 666 | 2199 | Rate Constraint in lbs/MMBtu | FALSE | L | Annual | Standard SO2 | lb/MMBtu | 1.2 | 1.2 | 1.2 | 1.2 | 1.2 | 1.2 | 1.2 | 1.2
Louisiana Coal Units - SO2 Rate Annual v3.1, Unit 5075 and retrofits | 666 | 2199 | Rate Constraint in lbs/MMBtu | FALSE | L | Annual | Emissions at Affected Plants SO2 | Thousand Tons | 0 | 0 | 0 | 0.34483 | 0.34483 | 0.34301 | 0.34483 | 0
Louisiana Coal Units - SO2 Rate Annual v3.1, Unit 5075 and retrofits | 666 | 2199 | Rate Constraint in lbs/MMBtu | FALSE | L | Annual | Allowances Purchased SO2 | Thousand Tons | 0 | 0 | 0 | 0 | 0 | 0 | 0 | 0
Louisiana Coal Units - SO2 Rate Annual v3.1, Unit 5075 and retrofits | 666 | 2199 | Rate Constraint in lbs/MMBtu | FALSE | L | Annual | Allowances Sold SO2 | Thousand Tons | 0 | 0 | 0 | 0 | 0 | 0 | 0 | 0
Louisiana Coal Units - SO2 Rate Annual v3.1, Unit 5075 and retrofits | 666 | 2199 | Rate Constraint in lbs/MMBtu | FALSE | L | Annual | Allowances Banked | Thousand Tons | 0 | 0 | 0 | 0 | 0 | 0 | 0 | 0
Louisiana Coal Units - SO2 Rate Annual v3.1, Unit 5075 and retrofits | 666 | 2199 | Rate Constraint in lbs/MMBtu | FALSE | L | Annual | Allowances Withdrawn (1:1) | Thousand Tons | 0 | 0 | 0 | 0 | 0 | 0 | 0 | 0
Louisiana Coal Units - SO2 Rate Annual v3.1, Unit 5075 and retrofits | 666 | 2199 | Rate Constraint in lbs/MMBtu | FALSE | L | Annual | Allowances Withdrawn (n:1) | Thousand Tons | 0 | 0 | 0 | 0 | 0 | 0 | 0 | 0
Louisiana Coal Units - SO2 Rate Annual v3.1, Unit 5075 and retrofits | 666 | 2199 | Rate Constraint in lbs/MMBtu | FALSE | L | Annual | Net Emissions Allowance Position | Thousand Tons | 0 | 0 | 0 | 0.34483 | 0.34483 | 0.34301 | 0.34483 | 0
Louisiana Coal Units - SO2 Rate Annual v3.1, Unit 5075 and retrofits | 666 | 2199 | Rate Constraint in lbs/MMBtu | FALSE | L | Annual | Fuel Consumed | TBtu | 0 | 0 | 0 | 8.2081 | 8.2081 | 8.165 | 8.2081 | 0
Louisiana Coal Units - SO2 Rate Annual v3.1, Unit 5075 and retrofits | 666 | 2199 | Rate Constraint in lbs/MMBtu | FALSE | L | Annual | Rate | lb/MMBtu | 0 | 0 | 0 | 0.084021 | 0.084021 | 0.084021 | 0.084021 | 0
Louisiana Coal Units - SO2 Rate Annual v3.1, Unit 5075 and retrofits | 666 | 2199 | Rate Constraint in lbs/MMBtu | FALSE | L | Annual | Generation | TWh | 0 | 0 | 0 | 0.79513 | 0.79513 | 0.79095 | 0.79513 | 0
Louisiana Coal Units - SO2 Rate Annual v3.1, Unit 5075 and retrofits | 666 | 2199 | Rate Constraint in lbs/MMBtu | FALSE | L | Annual | Qualifying Generation | TWh | 0 | 0 | 0 | 0.79513 | 0.79513 | 0.79095 | 0.79513 | 0
Louisiana Coal Units - SO2 Rate Annual v3.1, Unit 5075 and retrofits | 666 | 2199 | Rate Constraint in lbs/MMBtu | FALSE | L | Annual | Rate | lb/MWh | 0 | 0 | 0 | 0.86734 | 0.86734 | 0.86734 | 0.86734 | 0
Louisiana Coal Units - SO2 Rate Annual v3.1, Unit 5075 and retrofits | 666 | 2199 | Rate Constraint in lbs/MMBtu | FALSE | L | Annual | Constraint Shadow Price | US2016$/Ton | 0 | 0 | 0 | 0 | 0 | 0 | 0 | 0
Louisiana Coal Units - SO2 Rate Annual v3.1, Unit 5076 and retrofits | 667 | 2199 | Rate Constraint in lbs/MMBtu | FALSE | L | Annual | Seasons Included | Seasons | Winter, WintShld, Summer | Winter, WintShld, Summer | Winter, WintShld, Summer | Winter, WintShld, Summer | Winter, WintShld, Summer | Winter, WintShld, Summer | Winter, WintShld, Summer | Winter, WintShld, Summer
Louisiana Coal Units - SO2 Rate Annual v3.1, Unit 5076 and retrofits | 667 | 2199 | Rate Constraint in lbs/MMBtu | FALSE | L | Annual | Standard SO2 | lb/MMBtu | 1.2 | 1.2 | 1.2 | 1.2 | 1.2 | 1.2 | 1.2 | 1.2
Louisiana Coal Units - SO2 Rate Annual v3.1, Unit 5076 and retrofits | 667 | 2199 | Rate Constraint in lbs/MMBtu | FALSE | L | Annual | Emissions at Affected Plants SO2 | Thousand Tons | 0 | 0 | 0 | 0.34483 | 0.34449 | 0.34301 | 0.34483 | 0
Louisiana Coal Units - SO2 Rate Annual v3.1, Unit 5076 and retrofits | 667 | 2199 | Rate Constraint in lbs/MMBtu | FALSE | L | Annual | Allowances Purchased SO2 | Thousand Tons | 0 | 0 | 0 | 0 | 0 | 0 | 0 | 0
Louisiana Coal Units - SO2 Rate Annual v3.1, Unit 5076 and retrofits | 667 | 2199 | Rate Constraint in lbs/MMBtu | FALSE | L | Annual | Allowances Sold SO2 | Thousand Tons | 0 | 0 | 0 | 0 | 0 | 0 | 0 | 0
Louisiana Coal Units - SO2 Rate Annual v3.1, Unit 5076 and retrofits | 667 | 2199 | Rate Constraint in lbs/MMBtu | FALSE | L | Annual | Allowances Banked | Thousand Tons | 0 | 0 | 0 | 0 | 0 | 0 | 0 | 0
Louisiana Coal Units - SO2 Rate Annual v3.1, Unit 5076 and retrofits | 667 | 2199 | Rate Constraint in lbs/MMBtu | FALSE | L | Annual | Allowances Withdrawn (1:1) | Thousand Tons | 0 | 0 | 0 | 0 | 0 | 0 | 0 | 0
Louisiana Coal Units - SO2 Rate Annual v3.1, Unit 5076 and retrofits | 667 | 2199 | Rate Constraint in lbs/MMBtu | FALSE | L | Annual | Allowances Withdrawn (n:1) | Thousand Tons | 0 | 0 | 0 | 0 | 0 | 0 | 0 | 0
Louisiana Coal Units - SO2 Rate Annual v3.1, Unit 5076 and retrofits | 667 | 2199 | Rate Constraint in lbs/MMBtu | FALSE | L | Annual | Net Emissions Allowance Position | Thousand Tons | 0 | 0 | 0 | 0.34483 | 0.34449 | 0.34301 | 0.34483 | 0
Louisiana Coal Units - SO2 Rate Annual v3.1, Unit 5076 and retrofits | 667 | 2199 | Rate Constraint in lbs/MMBtu | FALSE | L | Annual | Fuel Consumed | TBtu | 0 | 0 | 0 | 8.2081 | 8.2003 | 8.165 | 8.2081 | 0
Louisiana Coal Units - SO2 Rate Annual v3.1, Unit 5076 and retrofits | 667 | 2199 | Rate Constraint in lbs/MMBtu | FALSE | L | Annual | Rate | lb/MMBtu | 0 | 0 | 0 | 0.084021 | 0.084021 | 0.084021 | 0.084021 | 0
Louisiana Coal Units - SO2 Rate Annual v3.1, Unit 5076 and retrofits | 667 | 2199 | Rate Constraint in lbs/MMBtu | FALSE | L | Annual | Generation | TWh | 0 | 0 | 0 | 0.79513 | 0.79437 | 0.79095 | 0.79513 | 0
Louisiana Coal Units - SO2 Rate Annual v3.1, Unit 5076 and retrofits | 667 | 2199 | Rate Constraint in lbs/MMBtu | FALSE | L | Annual | Qualifying Generation | TWh | 0 | 0 | 0 | 0.79513 | 0.79437 | 0.79095 | 0.79513 | 0
Louisiana Coal Units - SO2 Rate Annual v3.1, Unit 5076 and retrofits | 667 | 2199 | Rate Constraint in lbs/MMBtu | FALSE | L | Annual | Rate | lb/MWh | 0 | 0 | 0 | 0.86734 | 0.86734 | 0.86734 | 0.86734 | 0
Louisiana Coal Units - SO2 Rate Annual v3.1, Unit 5076 and retrofits | 667 | 2199 | Rate Constraint in lbs/MMBtu | FALSE | L | Annual | Constraint Shadow Price | US2016$/Ton | 0 | 0 | 0 | 0 | 0 | 0 | 0 | 0
Louisiana Coal Units - SO2 Rate Annual v3.1, Unit 5081 and retrofits | 668 | 2199 | Rate Constraint in lbs/MMBtu | FALSE | L | Annual | Seasons Included | Seasons | Winter, WintShld, Summer | Winter, WintShld, Summer | Winter, WintShld, Summer | Winter, WintShld, Summer | Winter, WintShld, Summer | Winter, WintShld, Summer | Winter, WintShld, Summer | Winter, WintShld, Summer
Louisiana Coal Units - SO2 Rate Annual v3.1, Unit 5081 and retrofits | 668 | 2199 | Rate Constraint in lbs/MMBtu | FALSE | L | Annual | Standard SO2 | lb/MMBtu | 1.2 | 1.2 | 1.2 | 1.2 | 1.2 | 1.2 | 1.2 | 1.2
Louisiana Coal Units - SO2 Rate Annual v3.1, Unit 5081 and retrofits | 668 | 2199 | Rate Constraint in lbs/MMBtu | FALSE | L | Annual | Emissions at Affected Plants SO2 | Thousand Tons | 0 | 0 | 0 | 0 | 0 | 0 | 0 | 0
Louisiana Coal Units - SO2 Rate Annual v3.1, Unit 5081 and retrofits | 668 | 2199 | Rate Constraint in lbs/MMBtu | FALSE | L | Annual | Allowances Purchased SO2 | Thousand Tons | 0 | 0 | 0 | 0 | 0 | 0 | 0 | 0
Louisiana Coal Units - SO2 Rate Annual v3.1, Unit 5081 and retrofits | 668 | 2199 | Rate Constraint in lbs/MMBtu | FALSE | L | Annual | Allowances Sold SO2 | Thousand Tons | 0 | 0 | 0 | 0 | 0 | 0 | 0 | 0
Louisiana Coal Units - SO2 Rate Annual v3.1, Unit 5081 and retrofits | 668 | 2199 | Rate Constraint in lbs/MMBtu | FALSE | L | Annual | Allowances Banked | Thousand Tons | 0 | 0 | 0 | 0 | 0 | 0 | 0 | 0
Louisiana Coal Units - SO2 Rate Annual v3.1, Unit 5081 and retrofits | 668 | 2199 | Rate Constraint in lbs/MMBtu | FALSE | L | Annual | Allowances Withdrawn (1:1) | Thousand Tons | 0 | 0 | 0 | 0 | 0 | 0 | 0 | 0
Louisiana Coal Units - SO2 Rate Annual v3.1, Unit 5081 and retrofits | 668 | 2199 | Rate Constraint in lbs/MMBtu | FALSE | L | Annual | Allowances Withdrawn (n:1) | Thousand Tons | 0 | 0 | 0 | 0 | 0 | 0 | 0 | 0
Louisiana Coal Units - SO2 Rate Annual v3.1, Unit 5081 and retrofits | 668 | 2199 | Rate Constraint in lbs/MMBtu | FALSE | L | Annual | Net Emissions Allowance Position | Thousand Tons | 0 | 0 | 0 | 0 | 0 | 0 | 0 | 0
Louisiana Coal Units - SO2 Rate Annual v3.1, Unit 5081 and retrofits | 668 | 2199 | Rate Constraint in lbs/MMBtu | FALSE | L | Annual | Fuel Consumed | TBtu | 0 | 0 | 0 | 0 | 0 | 0 | 0 | 0
Louisiana Coal Units - SO2 Rate Annual v3.1, Unit 5081 and retrofits | 668 | 2199 | Rate Constraint in lbs/MMBtu | FALSE | L | Annual | Rate | lb/MMBtu | 0 | 0 | 0 | 0 | 0 | 0 | 0 | 0
Louisiana Coal Units - SO2 Rate Annual v3.1, Unit 5081 and retrofits | 668 | 2199 | Rate Constraint in lbs/MMBtu | FALSE | L | Annual | Generation | TWh | 0 | 0 | 0 | 0 | 0 | 0 | 0 | 0
Louisiana Coal Units - SO2 Rate Annual v3.1, Unit 5081 and retrofits | 668 | 2199 | Rate Constraint in lbs/MMBtu | FALSE | L | Annual | Qualifying Generation | TWh | 0 | 0 | 0 | 0 | 0 | 0 | 0 | 0
Louisiana Coal Units - SO2 Rate Annual v3.1, Unit 5081 and retrofits | 668 | 2199 | Rate Constraint in lbs/MMBtu | FALSE | L | Annual | Rate | lb/MWh | 0 | 0 | 0 | 0 | 0 | 0 | 0 | 0
Louisiana Coal Units - SO2 Rate Annual v3.1, Unit 5081 and retrofits | 668 | 2199 | Rate Constraint in lbs/MMBtu | FALSE | L | Annual | Constraint Shadow Price | US2016$/Ton | 0 | 0 | 0 | 0 | 0 | 0 | 0 | 0
Louisiana Coal Units - SO2 Rate Annual v3.1, Unit 5082 and retrofits | 669 | 2199 | Rate Constraint in lbs/MMBtu | FALSE | L | Annual | Seasons Included | Seasons | Winter, WintShld, Summer | Winter, WintShld, Summer | Winter, WintShld, Summer | Winter, WintShld, Summer | Winter, WintShld, Summer | Winter, WintShld, Summer | Winter, WintShld, Summer | Winter, WintShld, Summer
Louisiana Coal Units - SO2 Rate Annual v3.1, Unit 5082 and retrofits | 669 | 2199 | Rate Constraint in lbs/MMBtu | FALSE | L | Annual | Standard SO2 | lb/MMBtu | 1.2 | 1.2 | 1.2 | 1.2 | 1.2 | 1.2 | 1.2 | 1.2
Louisiana Coal Units - SO2 Rate Annual v3.1, Unit 5082 and retrofits | 669 | 2199 | Rate Constraint in lbs/MMBtu | FALSE | L | Annual | Emissions at Affected Plants SO2 | Thousand Tons | 0 | 0 | 0 | 0 | 0 | 0 | 0 | 0
Louisiana Coal Units - SO2 Rate Annual v3.1, Unit 5082 and retrofits | 669 | 2199 | Rate Constraint in lbs/MMBtu | FALSE | L | Annual | Allowances Purchased SO2 | Thousand Tons | 0 | 0 | 0 | 0 | 0 | 0 | 0 | 0
Louisiana Coal Units - SO2 Rate Annual v3.1, Unit 5082 and retrofits | 669 | 2199 | Rate Constraint in lbs/MMBtu | FALSE | L | Annual | Allowances Sold SO2 | Thousand Tons | 0 | 0 | 0 | 0 | 0 | 0 | 0 | 0
Louisiana Coal Units - SO2 Rate Annual v3.1, Unit 5082 and retrofits | 669 | 2199 | Rate Constraint in lbs/MMBtu | FALSE | L | Annual | Allowances Banked | Thousand Tons | 0 | 0 | 0 | 0 | 0 | 0 | 0 | 0
Louisiana Coal Units - SO2 Rate Annual v3.1, Unit 5082 and retrofits | 669 | 2199 | Rate Constraint in lbs/MMBtu | FALSE | L | Annual | Allowances Withdrawn (1:1) | Thousand Tons | 0 | 0 | 0 | 0 | 0 | 0 | 0 | 0
Louisiana Coal Units - SO2 Rate Annual v3.1, Unit 5082 and retrofits | 669 | 2199 | Rate Constraint in lbs/MMBtu | FALSE | L | Annual | Allowances Withdrawn (n:1) | Thousand Tons | 0 | 0 | 0 | 0 | 0 | 0 | 0 | 0
Louisiana Coal Units - SO2 Rate Annual v3.1, Unit 5082 and retrofits | 669 | 2199 | Rate Constraint in lbs/MMBtu | FALSE | L | Annual | Net Emissions Allowance Position | Thousand Tons | 0 | 0 | 0 | 0 | 0 | 0 | 0 | 0
Louisiana Coal Units - SO2 Rate Annual v3.1, Unit 5082 and retrofits | 669 | 2199 | Rate Constraint in lbs/MMBtu | FALSE | L | Annual | Fuel Consumed | TBtu | 0 | 0 | 0 | 0 | 0 | 0 | 0 | 0
Louisiana Coal Units - SO2 Rate Annual v3.1, Unit 5082 and retrofits | 669 | 2199 | Rate Constraint in lbs/MMBtu | FALSE | L | Annual | Rate | lb/MMBtu | 0 | 0 | 0 | 0 | 0 | 0 | 0 | 0
Louisiana Coal Units - SO2 Rate Annual v3.1, Unit 5082 and retrofits | 669 | 2199 | Rate Constraint in lbs/MMBtu | FALSE | L | Annual | Generation | TWh | 0 | 0 | 0 | 0 | 0 | 0 | 0 | 0
Louisiana Coal Units - SO2 Rate Annual v3.1, Unit 5082 and retrofits | 669 | 2199 | Rate Constraint in lbs/MMBtu | FALSE | L | Annual | Qualifying Generation | TWh | 0 | 0 | 0 | 0 | 0 | 0 | 0 | 0
Louisiana Coal Units - SO2 Rate Annual v3.1, Unit 5082 and retrofits | 669 | 2199 | Rate Constraint in lbs/MMBtu | FALSE | L | Annual | Rate | lb/MWh | 0 | 0 | 0 | 0 | 0 | 0 | 0 | 0
Louisiana Coal Units - SO2 Rate Annual v3.1, Unit 5082 and retrofits | 669 | 2199 | Rate Constraint in lbs/MMBtu | FALSE | L | Annual | Constraint Shadow Price | US2016$/Ton | 0 | 0 | 0 | 0 | 0 | 0 | 0 | 0
Louisiana Coal Units - SO2 Rate Annual v3.1, Unit 5474 and retrofits | 670 | 2199 | Rate Constraint in lbs/MMBtu | FALSE | L | Annual | Seasons Included | Seasons | Winter, WintShld, Summer | Winter, WintShld, Summer | Winter, WintShld, Summer | Winter, WintShld, Summer | Winter, WintShld, Summer | Winter, WintShld, Summer | Winter, WintShld, Summer | Winter, WintShld, Summer
Louisiana Coal Units - SO2 Rate Annual v3.1, Unit 5474 and retrofits | 670 | 2199 | Rate Constraint in lbs/MMBtu | FALSE | L | Annual | Standard SO2 | lb/MMBtu | 1.2 | 1.2 | 1.2 | 1.2 | 1.2 | 1.2 | 1.2 | 1.2
Louisiana Coal Units - SO2 Rate Annual v3.1, Unit 5474 and retrofits | 670 | 2199 | Rate Constraint in lbs/MMBtu | FALSE | L | Annual | Emissions at Affected Plants SO2 | Thousand Tons | 0 | 0 | 0 | 0 | 0 | 0 | 0 | 0
Louisiana Coal Units - SO2 Rate Annual v3.1, Unit 5474 and retrofits | 670 | 2199 | Rate Constraint in lbs/MMBtu | FALSE | L | Annual | Allowances Purchased SO2 | Thousand Tons | 0 | 0 | 0 | 0 | 0 | 0 | 0 | 0
Louisiana Coal Units - SO2 Rate Annual v3.1, Unit 5474 and retrofits | 670 | 2199 | Rate Constraint in lbs/MMBtu | FALSE | L | Annual | Allowances Sold SO2 | Thousand Tons | 0 | 0 | 0 | 0 | 0 | 0 | 0 | 0
Louisiana Coal Units - SO2 Rate Annual v3.1, Unit 5474 and retrofits | 670 | 2199 | Rate Constraint in lbs/MMBtu | FALSE | L | Annual | Allowances Banked | Thousand Tons | 0 | 0 | 0 | 0 | 0 | 0 | 0 | 0
Louisiana Coal Units - SO2 Rate Annual v3.1, Unit 5474 and retrofits | 670 | 2199 | Rate Constraint in lbs/MMBtu | FALSE | L | Annual | Allowances Withdrawn (1:1) | Thousand Tons | 0 | 0 | 0 | 0 | 0 | 0 | 0 | 0
Louisiana Coal Units - SO2 Rate Annual v3.1, Unit 5474 and retrofits | 670 | 2199 | Rate Constraint in lbs/MMBtu | FALSE | L | Annual | Allowances Withdrawn (n:1) | Thousand Tons | 0 | 0 | 0 | 0 | 0 | 0 | 0 | 0
Louisiana Coal Units - SO2 Rate Annual v3.1, Unit 5474 and retrofits | 670 | 2199 | Rate Constraint in lbs/MMBtu | FALSE | L | Annual | Net Emissions Allowance Position | Thousand Tons | 0 | 0 | 0 | 0 | 0 | 0 | 0 | 0
Louisiana Coal Units - SO2 Rate Annual v3.1, Unit 5474 and retrofits | 670 | 2199 | Rate Constraint in lbs/MMBtu | FALSE | L | Annual | Fuel Consumed | TBtu | 0 | 0 | 0 | 0 | 0 | 0 | 0 | 0
Louisiana Coal Units - SO2 Rate Annual v3.1, Unit 5474 and retrofits | 670 | 2199 | Rate Constraint in lbs/MMBtu | FALSE | L | Annual | Rate | lb/MMBtu | 0 | 0 | 0 | 0 | 0 | 0 | 0 | 0
Louisiana Coal Units - SO2 Rate Annual v3.1, Unit 5474 and retrofits | 670 | 2199 | Rate Constraint in lbs/MMBtu | FALSE | L | Annual | Generation | TWh | 0 | 0 | 0 | 0 | 0 | 0 | 0 | 0
Louisiana Coal Units - SO2 Rate Annual v3.1, Unit 5474 and retrofits | 670 | 2199 | Rate Constraint in lbs/MMBtu | FALSE | L | Annual | Qualifying Generation | TWh | 0 | 0 | 0 | 0 | 0 | 0 | 0 | 0
Louisiana Coal Units - SO2 Rate Annual v3.1, Unit 5474 and retrofits | 670 | 2199 | Rate Constraint in lbs/MMBtu | FALSE | L | Annual | Rate | lb/MWh | 0 | 0 | 0 | 0 | 0 | 0 | 0 | 0
Louisiana Coal Units - SO2 Rate Annual v3.1, Unit 5474 and retrofits | 670 | 2199 | Rate Constraint in lbs/MMBtu | FALSE | L | Annual | Constraint Shadow Price | US2016$/Ton | 0 | 0 | 0 | 0 | 0 | 0 | 0 | 0
Louisiana Coal Units - SO2 Rate Annual v3.1, Unit 5499 and retrofits | 671 | 2199 | Rate Constraint in lbs/MMBtu | FALSE | L | Annual | Seasons Included | Seasons | Winter, WintShld, Summer | Winter, WintShld, Summer | Winter, WintShld, Summer | Winter, WintShld, Summer | Winter, WintShld, Summer | Winter, WintShld, Summer | Winter, WintShld, Summer | Winter, WintShld, Summer
Louisiana Coal Units - SO2 Rate Annual v3.1, Unit 5499 and retrofits | 671 | 2199 | Rate Constraint in lbs/MMBtu | FALSE | L | Annual | Standard SO2 | lb/MMBtu | 1.2 | 1.2 | 1.2 | 1.2 | 1.2 | 1.2 | 1.2 | 1.2
Louisiana Coal Units - SO2 Rate Annual v3.1, Unit 5499 and retrofits | 671 | 2199 | Rate Constraint in lbs/MMBtu | FALSE | L | Annual | Emissions at Affected Plants SO2 | Thousand Tons | 0 | 0 | 0 | 0 | 0 | 0 | 0 | 0
Louisiana Coal Units - SO2 Rate Annual v3.1, Unit 5499 and retrofits | 671 | 2199 | Rate Constraint in lbs/MMBtu | FALSE | L | Annual | Allowances Purchased SO2 | Thousand Tons | 0 | 0 | 0 | 0 | 0 | 0 | 0 | 0
Louisiana Coal Units - SO2 Rate Annual v3.1, Unit 5499 and retrofits | 671 | 2199 | Rate Constraint in lbs/MMBtu | FALSE | L | Annual | Allowances Sold SO2 | Thousand Tons | 0 | 0 | 0 | 0 | 0 | 0 | 0 | 0
Louisiana Coal Units - SO2 Rate Annual v3.1, Unit 5499 and retrofits | 671 | 2199 | Rate Constraint in lbs/MMBtu | FALSE | L | Annual | Allowances Banked | Thousand Tons | 0 | 0 | 0 | 0 | 0 | 0 | 0 | 0
Louisiana Coal Units - SO2 Rate Annual v3.1, Unit 5499 and retrofits | 671 | 2199 | Rate Constraint in lbs/MMBtu | FALSE | L | Annual | Allowances Withdrawn (1:1) | Thousand Tons | 0 | 0 | 0 | 0 | 0 | 0 | 0 | 0
Louisiana Coal Units - SO2 Rate Annual v3.1, Unit 5499 and retrofits | 671 | 2199 | Rate Constraint in lbs/MMBtu | FALSE | L | Annual | Allowances Withdrawn (n:1) | Thousand Tons | 0 | 0 | 0 | 0 | 0 | 0 | 0 | 0
Louisiana Coal Units - SO2 Rate Annual v3.1, Unit 5499 and retrofits | 671 | 2199 | Rate Constraint in lbs/MMBtu | FALSE | L | Annual | Net Emissions Allowance Position | Thousand Tons | 0 | 0 | 0 | 0 | 0 | 0 | 0 | 0
Louisiana Coal Units - SO2 Rate Annual v3.1, Unit 5499 and retrofits | 671 | 2199 | Rate Constraint in lbs/MMBtu | FALSE | L | Annual | Fuel Consumed | TBtu | 0 | 0 | 0 | 0 | 0 | 0 | 0 | 0
Louisiana Coal Units - SO2 Rate Annual v3.1, Unit 5499 and retrofits | 671 | 2199 | Rate Constraint in lbs/MMBtu | FALSE | L | Annual | Rate | lb/MMBtu | 0 | 0 | 0 | 0 | 0 | 0 | 0 | 0
Louisiana Coal Units - SO2 Rate Annual v3.1, Unit 5499 and retrofits | 671 | 2199 | Rate Constraint in lbs/MMBtu | FALSE | L | Annual | Generation | TWh | 0 | 0 | 0 | 0 | 0 | 0 | 0 | 0
Louisiana Coal Units - SO2 Rate Annual v3.1, Unit 5499 and retrofits | 671 | 2199 | Rate Constraint in lbs/MMBtu | FALSE | L | Annual | Qualifying Generation | TWh | 0 | 0 | 0 | 0 | 0 | 0 | 0 | 0
Louisiana Coal Units - SO2 Rate Annual v3.1, Unit 5499 and retrofits | 671 | 2199 | Rate Constraint in lbs/MMBtu | FALSE | L | Annual | Rate | lb/MWh | 0 | 0 | 0 | 0 | 0 | 0 | 0 | 0
Louisiana Coal Units - SO2 Rate Annual v3.1, Unit 5499 and retrofits | 671 | 2199 | Rate Constraint in lbs/MMBtu | FALSE | L | Annual | Constraint Shadow Price | US2016$/Ton | 0 | 0 | 0 | 0 | 0 | 0 | 0 | 0
Louisiana Coal Units - SO2 Rate Annual v3.1, Unit 5500 and retrofits | 672 | 2199 | Rate Constraint in lbs/MMBtu | FALSE | L | Annual | Seasons Included | Seasons | Winter, WintShld, Summer | Winter, WintShld, Summer | Winter, WintShld, Summer | Winter, WintShld, Summer | Winter, WintShld, Summer | Winter, WintShld, Summer | Winter, WintShld, Summer | Winter, WintShld, Summer
Louisiana Coal Units - SO2 Rate Annual v3.1, Unit 5500 and retrofits | 672 | 2199 | Rate Constraint in lbs/MMBtu | FALSE | L | Annual | Standard SO2 | lb/MMBtu | 1.2 | 1.2 | 1.2 | 1.2 | 1.2 | 1.2 | 1.2 | 1.2
Louisiana Coal Units - SO2 Rate Annual v3.1, Unit 5500 and retrofits | 672 | 2199 | Rate Constraint in lbs/MMBtu | FALSE | L | Annual | Emissions at Affected Plants SO2 | Thousand Tons | 0 | 0 | 0 | 0 | 0 | 0 | 0 | 0
Louisiana Coal Units - SO2 Rate Annual v3.1, Unit 5500 and retrofits | 672 | 2199 | Rate Constraint in lbs/MMBtu | FALSE | L | Annual | Allowances Purchased SO2 | Thousand Tons | 0 | 0 | 0 | 0 | 0 | 0 | 0 | 0
Louisiana Coal Units - SO2 Rate Annual v3.1, Unit 5500 and retrofits | 672 | 2199 | Rate Constraint in lbs/MMBtu | FALSE | L | Annual | Allowances Sold SO2 | Thousand Tons | 0 | 0 | 0 | 0 | 0 | 0 | 0 | 0
Louisiana Coal Units - SO2 Rate Annual v3.1, Unit 5500 and retrofits | 672 | 2199 | Rate Constraint in lbs/MMBtu | FALSE | L | Annual | Allowances Banked | Thousand Tons | 0 | 0 | 0 | 0 | 0 | 0 | 0 | 0
Louisiana Coal Units - SO2 Rate Annual v3.1, Unit 5500 and retrofits | 672 | 2199 | Rate Constraint in lbs/MMBtu | FALSE | L | Annual | Allowances Withdrawn (1:1) | Thousand Tons | 0 | 0 | 0 | 0 | 0 | 0 | 0 | 0
Louisiana Coal Units - SO2 Rate Annual v3.1, Unit 5500 and retrofits | 672 | 2199 | Rate Constraint in lbs/MMBtu | FALSE | L | Annual | Allowances Withdrawn (n:1) | Thousand Tons | 0 | 0 | 0 | 0 | 0 | 0 | 0 | 0
Louisiana Coal Units - SO2 Rate Annual v3.1, Unit 5500 and retrofits | 672 | 2199 | Rate Constraint in lbs/MMBtu | FALSE | L | Annual | Net Emissions Allowance Position | Thousand Tons | 0 | 0 | 0 | 0 | 0 | 0 | 0 | 0
Louisiana Coal Units - SO2 Rate Annual v3.1, Unit 5500 and retrofits | 672 | 2199 | Rate Constraint in lbs/MMBtu | FALSE | L | Annual | Fuel Consumed | TBtu | 0 | 0 | 0 | 0 | 0 | 0 | 0 | 0
Louisiana Coal Units - SO2 Rate Annual v3.1, Unit 5500 and retrofits | 672 | 2199 | Rate Constraint in lbs/MMBtu | FALSE | L | Annual | Rate | lb/MMBtu | 0 | 0 | 0 | 0 | 0 | 0 | 0 | 0
Louisiana Coal Units - SO2 Rate Annual v3.1, Unit 5500 and retrofits | 672 | 2199 | Rate Constraint in lbs/MMBtu | FALSE | L | Annual | Generation | TWh | 0 | 0 | 0 | 0 | 0 | 0 | 0 | 0
Louisiana Coal Units - SO2 Rate Annual v3.1, Unit 5500 and retrofits | 672 | 2199 | Rate Constraint in lbs/MMBtu | FALSE | L | Annual | Qualifying Generation | TWh | 0 | 0 | 0 | 0 | 0 | 0 | 0 | 0
Louisiana Coal Units - SO2 Rate Annual v3.1, Unit 5500 and retrofits | 672 | 2199 | Rate Constraint in lbs/MMBtu | FALSE | L | Annual | Rate | lb/MWh | 0 | 0 | 0 | 0 | 0 | 0 | 0 | 0
Louisiana Coal Units - SO2 Rate Annual v3.1, Unit 5500 and retrofits | 672 | 2199 | Rate Constraint in lbs/MMBtu | FALSE | L | Annual | Constraint Shadow Price | US2016$/Ton | 0 | 0 | 0 | 0 | 0 | 0 | 0 | 0
MA Fac. Spec. - Canal NOx v3.1 | 673 | 2103 | Rate Constraint in lbs/MWh | FALSE | L | Annual | Seasons Included | Seasons | Winter, WintShld, Summer | Winter, WintShld, Summer | Winter, WintShld, Summer | Winter, WintShld, Summer | Winter, WintShld, Summer | Winter, WintShld, Summer | Winter, WintShld, Summer | Winter, WintShld, Summer
MA Fac. Spec. - Canal NOx v3.1 | 673 | 2103 | Rate Constraint in lbs/MWh | FALSE | L | Annual | Standard NOX | lb/MWh | 1.5 | 1.5 | 1.5 | 1.5 | 1.5 | 1.5 | 1.5 | 1.5
MA Fac. Spec. - Canal NOx v3.1 | 673 | 2103 | Rate Constraint in lbs/MWh | FALSE | L | Annual | Emissions at Affected Plants NOX | Thousand Tons | 0.0091689 | 0.0091689 | 0.0091689 | 0.0091689 | 0.0091689 | 0.0091689 | 0.0071475 | 0.0060044
MA Fac. Spec. - Canal NOx v3.1 | 673 | 2103 | Rate Constraint in lbs/MWh | FALSE | L | Annual | Allowances Purchased NOX | Thousand Tons | 0 | 0 | 0 | 0 | 0 | 0 | 0 | 0
MA Fac. Spec. - Canal NOx v3.1 | 673 | 2103 | Rate Constraint in lbs/MWh | FALSE | L | Annual | Allowances Sold NOX | Thousand Tons | 0 | 0 | 0 | 0 | 0 | 0 | 0 | 0
MA Fac. Spec. - Canal NOx v3.1 | 673 | 2103 | Rate Constraint in lbs/MWh | FALSE | L | Annual | Allowances Banked | Thousand Tons | 0 | 0 | 0 | 0 | 0 | 0 | 0 | 0
MA Fac. Spec. - Canal NOx v3.1 | 673 | 2103 | Rate Constraint in lbs/MWh | FALSE | L | Annual | Allowances Withdrawn (1:1) | Thousand Tons | 0 | 0 | 0 | 0 | 0 | 0 | 0 | 0
MA Fac. Spec. - Canal NOx v3.1 | 673 | 2103 | Rate Constraint in lbs/MWh | FALSE | L | Annual | Allowances Withdrawn (n:1) | Thousand Tons | 0 | 0 | 0 | 0 | 0 | 0 | 0 | 0
MA Fac. Spec. - Canal NOx v3.1 | 673 | 2103 | Rate Constraint in lbs/MWh | FALSE | L | Annual | Net Emissions Allowance Position | Thousand Tons | 0.0091689 | 0.0091689 | 0.0091689 | 0.0091689 | 0.0091689 | 0.0091689 | 0.0071475 | 0.0060044
MA Fac. Spec. - Canal NOx v3.1 | 673 | 2103 | Rate Constraint in lbs/MWh | FALSE | L | Annual | Fuel Consumed | TBtu | 0.19883 | 0.19883 | 0.19883 | 0.19883 | 0.19883 | 0.19883 | 0.15499 | 0.1302
MA Fac. Spec. - Canal NOx v3.1 | 673 | 2103 | Rate Constraint in lbs/MWh | FALSE | L | Annual | Rate | lb/MMBtu | 0.09223 | 0.09223 | 0.09223 | 0.09223 | 0.09223 | 0.09223 | 0.09223 | 0.09223
MA Fac. Spec. - Canal NOx v3.1 | 673 | 2103 | Rate Constraint in lbs/MWh | FALSE | L | Annual | Generation | TWh | 0.016436 | 0.016436 | 0.016436 | 0.016436 | 0.016436 | 0.016436 | 0.012812 | 0.010763
MA Fac. Spec. - Canal NOx v3.1 | 673 | 2103 | Rate Constraint in lbs/MWh | FALSE | L | Annual | Qualifying Generation | TWh | 0.016436 | 0.016436 | 0.016436 | 0.016436 | 0.016436 | 0.016436 | 0.012812 | 0.010763
MA Fac. Spec. - Canal NOx v3.1 | 673 | 2103 | Rate Constraint in lbs/MWh | FALSE | L | Annual | Constraint Shadow Price | US2016$/Ton | 0 | 0 | 0 | 0 | 0 | 0 | 0 | 0
MA Fac. Spec. - Canal SO2 Annual v3.1 | 674 | 2107 | Rate Constraint in lbs/MWh | FALSE | L | Annual | Seasons Included | Seasons | Winter, WintShld, Summer | Winter, WintShld, Summer | Winter, WintShld, Summer | Winter, WintShld, Summer | Winter, WintShld, Summer | Winter, WintShld, Summer | Winter, WintShld, Summer | Winter, WintShld, Summer
MA Fac. Spec. - Canal SO2 Annual v3.1 | 674 | 2107 | Rate Constraint in lbs/MWh | FALSE | L | Annual | Standard SO2 | lb/MWh | 3 | 3 | 3 | 3 | 3 | 3 | 3 | 3
MA Fac. Spec. - Canal SO2 Annual v3.1 | 674 | 2107 | Rate Constraint in lbs/MWh | FALSE | L | Annual | Emissions at Affected Plants SO2 | Thousand Tons | 0 | 0 | 0 | 0 | 0 | 0 | 0 | 0
MA Fac. Spec. - Canal SO2 Annual v3.1 | 674 | 2107 | Rate Constraint in lbs/MWh | FALSE | L | Annual | Allowances Purchased SO2 | Thousand Tons | 0 | 0 | 0 | 0 | 0 | 0 | 0 | 0
MA Fac. Spec. - Canal SO2 Annual v3.1 | 674 | 2107 | Rate Constraint in lbs/MWh | FALSE | L | Annual | Allowances Sold SO2 | Thousand Tons | 0 | 0 | 0 | 0 | 0 | 0 | 0 | 0
MA Fac. Spec. - Canal SO2 Annual v3.1 | 674 | 2107 | Rate Constraint in lbs/MWh | FALSE | L | Annual | Allowances Banked | Thousand Tons | 0 | 0 | 0 | 0 | 0 | 0 | 0 | 0
MA Fac. Spec. - Canal SO2 Annual v3.1 | 674 | 2107 | Rate Constraint in lbs/MWh | FALSE | L | Annual | Allowances Withdrawn (1:1) | Thousand Tons | 0 | 0 | 0 | 0 | 0 | 0 | 0 | 0
MA Fac. Spec. - Canal SO2 Annual v3.1 | 674 | 2107 | Rate Constraint in lbs/MWh | FALSE | L | Annual | Allowances Withdrawn (n:1) | Thousand Tons | 0 | 0 | 0 | 0 | 0 | 0 | 0 | 0
MA Fac. Spec. - Canal SO2 Annual v3.1 | 674 | 2107 | Rate Constraint in lbs/MWh | FALSE | L | Annual | Net Emissions Allowance Position | Thousand Tons | 0 | 0 | 0 | 0 | 0 | 0 | 0 | 0
MA Fac. Spec. - Canal SO2 Annual v3.1 | 674 | 2107 | Rate Constraint in lbs/MWh | FALSE | L | Annual | Fuel Consumed | TBtu | 0.19883 | 0.19883 | 0.19883 | 0.19883 | 0.19883 | 0.19883 | 0.15499 | 0.1302
MA Fac. Spec. - Canal SO2 Annual v3.1 | 674 | 2107 | Rate Constraint in lbs/MWh | FALSE | L | Annual | Rate | lb/MMBtu | 0 | 0 | 0 | 0 | 0 | 0 | 0 | 0
MA Fac. Spec. - Canal SO2 Annual v3.1 | 674 | 2107 | Rate Constraint in lbs/MWh | FALSE | L | Annual | Generation | TWh | 0.016436 | 0.016436 | 0.016436 | 0.016436 | 0.016436 | 0.016436 | 0.012812 | 0.010763
MA Fac. Spec. - Canal SO2 Annual v3.1 | 674 | 2107 | Rate Constraint in lbs/MWh | FALSE | L | Annual | Qualifying Generation | TWh | 0.016436 | 0.016436 | 0.016436 | 0.016436 | 0.016436 | 0.016436 | 0.012812 | 0.010763
MA Fac. Spec. - Canal SO2 Annual v3.1 | 674 | 2107 | Rate Constraint in lbs/MWh | FALSE | L | Annual | Constraint Shadow Price | US2016$/Ton | 0 | 0 | 0 | 0 | 0 | 0 | 0 | 0
MA Fac. Spec. - MER Output Annual v3.1 | 675 | 1815 | Rate Constraint in lbs/MWh | FALSE | L | Annual | Seasons Included | Seasons | Winter, WintShld, Summer | Winter, WintShld, Summer | Winter, WintShld, Summer | Winter, WintShld, Summer | Winter, WintShld, Summer | Winter, WintShld, Summer | Winter, WintShld, Summer | Winter, WintShld, Summer
MA Fac. Spec. - MER Output Annual v3.1 | 675 | 1815 | Rate Constraint in lbs/MWh | FALSE | L | Annual | Standard MER | lb/MWh | 2.5e-06 | 2.5e-06 | 2.5e-06 | 2.5e-06 | 2.5e-06 | 2.5e-06 | 2.5e-06 | 2.5e-06
MA Fac. Spec. - MER Output Annual v3.1 | 675 | 1815 | Rate Constraint in lbs/MWh | FALSE | L | Annual | Emissions at Affected Plants MER | lbs | 0.004642 | 0.0044075 | 0.0044031 | 0.0029437 | 0.0033829 | 0.0032629 | 0.0025571 | 0.0025464
MA Fac. Spec. - MER Output Annual v3.1 | 675 | 1815 | Rate Constraint in lbs/MWh | FALSE | L | Annual | Allowances Purchased MER | lbs | 0 | 0 | 0 | 0 | 0 | 0 | 0 | 0
MA Fac. Spec. - MER Output Annual v3.1 | 675 | 1815 | Rate Constraint in lbs/MWh | FALSE | L | Annual | Allowances Sold MER | lbs | 0 | 0 | 0 | 0 | 0 | 0 | 0 | 0
MA Fac. Spec. - MER Output Annual v3.1 | 675 | 1815 | Rate Constraint in lbs/MWh | FALSE | L | Annual | Allowances Banked | lbs | 0 | 0 | 0 | 0 | 0 | 0 | 0 | 0
MA Fac. Spec. - MER Output Annual v3.1 | 675 | 1815 | Rate Constraint in lbs/MWh | FALSE | L | Annual | Allowances Withdrawn (1:1) | lbs | 0 | 0 | 0 | 0 | 0 | 0 | 0 | 0
MA Fac. Spec. - MER Output Annual v3.1 | 675 | 1815 | Rate Constraint in lbs/MWh | FALSE | L | Annual | Allowances Withdrawn (n:1) | lbs | 0 | 0 | 0 | 0 | 0 | 0 | 0 | 0
MA Fac. Spec. - MER Output Annual v3.1 | 675 | 1815 | Rate Constraint in lbs/MWh | FALSE | L | Annual | Net Emissions Allowance Position | lbs | 0.004642 | 0.0044075 | 0.0044031 | 0.0029437 | 0.0033829 | 0.0032629 | 0.0025571 | 0.0025464
MA Fac. Spec. - MER Output Annual v3.1 | 675 | 1815 | Rate Constraint in lbs/MWh | FALSE | L | Annual | Fuel Consumed | TBtu | 33.1574 | 31.4823 | 31.4505 | 21.0267 | 24.1633 | 23.3067 | 18.2652 | 18.1886
MA Fac. Spec. - MER Output Annual v3.1 | 675 | 1815 | Rate Constraint in lbs/MWh | FALSE | L | Annual | Rate | lb/MMBtu | 1.4e-10 | 1.4e-10 | 1.4e-10 | 1.4e-10 | 1.4e-10 | 1.4e-10 | 1.4e-10 | 1.4e-10
MA Fac. Spec. - MER Output Annual v3.1 | 675 | 1815 | Rate Constraint in lbs/MWh | FALSE | L | Annual | Generation | TWh | 4.4258 | 4.1993 | 4.195 | 2.8241 | 3.2484 | 3.1325 | 2.4529 | 2.4438
MA Fac. Spec. - MER Output Annual v3.1 | 675 | 1815 | Rate Constraint in lbs/MWh | FALSE | L | Annual | Qualifying Generation | TWh | 4.4258 | 4.1993 | 4.195 | 2.8241 | 3.2484 | 3.1325 | 2.4529 | 2.4438
MA Fac. Spec. - MER Output Annual v3.1 | 675 | 1815 | Rate Constraint in lbs/MWh | FALSE | L | Annual | Constraint Shadow Price | US2016$/Lb | 0 | 0 | 0 | 0 | 0 | 0 | 0 | 0
MA Fac. Spec. - Mystic Gen NOx v3.1 | 676 | 2101 | Rate Constraint in lbs/MWh | FALSE | L | Annual | Seasons Included | Seasons | Winter, WintShld, Summer | Winter, WintShld, Summer | Winter, WintShld, Summer | Winter, WintShld, Summer | Winter, WintShld, Summer | Winter, WintShld, Summer | Winter, WintShld, Summer | Winter, WintShld, Summer
MA Fac. Spec. - Mystic Gen NOx v3.1 | 676 | 2101 | Rate Constraint in lbs/MWh | FALSE | L | Annual | Standard NOX | lb/MWh | 1.5 | 1.5 | 1.5 | 1.5 | 1.5 | 1.5 | 1.5 | 1.5
MA Fac. Spec. - Mystic Gen NOx v3.1 | 676 | 2101 | Rate Constraint in lbs/MWh | FALSE | L | Annual | Emissions at Affected Plants NOX | Thousand Tons | 0.19522 | 0.1891 | 0.18898 | 0.090759 | 0.10221 | 0.099082 | 0.08084 | 0.080651
MA Fac. Spec. - Mystic Gen NOx v3.1 | 676 | 2101 | Rate Constraint in lbs/MWh | FALSE | L | Annual | Allowances Purchased NOX | Thousand Tons | 0 | 0 | 0 | 0 | 0 | 0 | 0 | 0
MA Fac. Spec. - Mystic Gen NOx v3.1 | 676 | 2101 | Rate Constraint in lbs/MWh | FALSE | L | Annual | Allowances Sold NOX | Thousand Tons | 0 | 0 | 0 | 0 | 0 | 0 | 0 | 0
MA Fac. Spec. - Mystic Gen NOx v3.1 | 676 | 2101 | Rate Constraint in lbs/MWh | FALSE | L | Annual | Allowances Banked | Thousand Tons | 0 | 0 | 0 | 0 | 0 | 0 | 0 | 0
MA Fac. Spec. - Mystic Gen NOx v3.1 | 676 | 2101 | Rate Constraint in lbs/MWh | FALSE | L | Annual | Allowances Withdrawn (1:1) | Thousand Tons | 0 | 0 | 0 | 0 | 0 | 0 | 0 | 0
MA Fac. Spec. - Mystic Gen NOx v3.1 | 676 | 2101 | Rate Constraint in lbs/MWh | FALSE | L | Annual | Allowances Withdrawn (n:1) | Thousand Tons | 0 | 0 | 0 | 0 | 0 | 0 | 0 | 0
MA Fac. Spec. - Mystic Gen NOx v3.1 | 676 | 2101 | Rate Constraint in lbs/MWh | FALSE | L | Annual | Net Emissions Allowance Position | Thousand Tons | 0.19522 | 0.1891 | 0.18898 | 0.090759 | 0.10221 | 0.099082 | 0.08084 | 0.080651
MA Fac. Spec. - Mystic Gen NOx v3.1 | 676 | 2101 | Rate Constraint in lbs/MWh | FALSE | L | Annual | Fuel Consumed | TBtu | 32.9586 | 31.2835 | 31.2516 | 20.8279 | 23.9645 | 23.1079 | 18.1103 | 18.0583
MA Fac. Spec. - Mystic Gen NOx v3.1 | 676 | 2101 | Rate Constraint in lbs/MWh | FALSE | L | Annual | Rate | lb/MMBtu | 0.011846 | 0.01209 | 0.012094 | 0.0087152 | 0.00853 | 0.0085755 | 0.0089275 | 0.0089322
MA Fac. Spec. - Mystic Gen NOx v3.1 | 676 | 2101 | Rate Constraint in lbs/MWh | FALSE | L | Annual | Generation | TWh | 4.4094 | 4.1828 | 4.1785 | 2.8077 | 3.2319 | 3.1161 | 2.4401 | 2.4331
MA Fac. Spec. - Mystic Gen NOx v3.1 | 676 | 2101 | Rate Constraint in lbs/MWh | FALSE | L | Annual | Qualifying Generation | TWh | 4.4094 | 4.1828 | 4.1785 | 2.8077 | 3.2319 | 3.1161 | 2.4401 | 2.4331
MA Fac. Spec. - Mystic Gen NOx v3.1 | 676 | 2101 | Rate Constraint in lbs/MWh | FALSE | L | Annual | Constraint Shadow Price | US2016$/Ton | 0 | 0 | 0 | 0 | 0 | 0 | 0 | 0
MA Fac. Spec. - Mystic Gen SO2 Annual v3.1 | 677 | 2106 | Rate Constraint in lbs/MWh | FALSE | L | Annual | Seasons Included | Seasons | Winter, WintShld, Summer | Winter, WintShld, Summer | Winter, WintShld, Summer | Winter, WintShld, Summer | Winter, WintShld, Summer | Winter, WintShld, Summer | Winter, WintShld, Summer | Winter, WintShld, Summer
MA Fac. Spec. - Mystic Gen SO2 Annual v3.1 | 677 | 2106 | Rate Constraint in lbs/MWh | FALSE | L | Annual | Standard SO2 | lb/MWh | 3 | 3 | 3 | 3 | 3 | 3 | 3 | 3
MA Fac. Spec. - Mystic Gen SO2 Annual v3.1 | 677 | 2106 | Rate Constraint in lbs/MWh | FALSE | L | Annual | Emissions at Affected Plants SO2 | Thousand Tons | 0 | 0 | 0 | 0 | 0 | 0 | 0 | 0
MA Fac. Spec. - Mystic Gen SO2 Annual v3.1 | 677 | 2106 | Rate Constraint in lbs/MWh | FALSE | L | Annual | Allowances Purchased SO2 | Thousand Tons | 0 | 0 | 0 | 0 | 0 | 0 | 0 | 0
MA Fac. Spec. - Mystic Gen SO2 Annual v3.1 | 677 | 2106 | Rate Constraint in lbs/MWh | FALSE | L | Annual | Allowances Sold SO2 | Thousand Tons | 0 | 0 | 0 | 0 | 0 | 0 | 0 | 0
MA Fac. Spec. - Mystic Gen SO2 Annual v3.1 | 677 | 2106 | Rate Constraint in lbs/MWh | FALSE | L | Annual | Allowances Banked | Thousand Tons | 0 | 0 | 0 | 0 | 0 | 0 | 0 | 0
MA Fac. Spec. - Mystic Gen SO2 Annual v3.1 | 677 | 2106 | Rate Constraint in lbs/MWh | FALSE | L | Annual | Allowances Withdrawn (1:1) | Thousand Tons | 0 | 0 | 0 | 0 | 0 | 0 | 0 | 0
MA Fac. Spec. - Mystic Gen SO2 Annual v3.1 | 677 | 2106 | Rate Constraint in lbs/MWh | FALSE | L | Annual | Allowances Withdrawn (n:1) | Thousand Tons | 0 | 0 | 0 | 0 | 0 | 0 | 0 | 0
MA Fac. Spec. - Mystic Gen SO2 Annual v3.1 | 677 | 2106 | Rate Constraint in lbs/MWh | FALSE | L | Annual | Net Emissions Allowance Position | Thousand Tons | 0 | 0 | 0 | 0 | 0 | 0 | 0 | 0
MA Fac. Spec. - Mystic Gen SO2 Annual v3.1 | 677 | 2106 | Rate Constraint in lbs/MWh | FALSE | L | Annual | Fuel Consumed | TBtu | 32.9586 | 31.2835 | 31.2516 | 20.8279 | 23.9645 | 23.1079 | 18.1103 | 18.0583
MA Fac. Spec. - Mystic Gen SO2 Annual v3.1 | 677 | 2106 | Rate Constraint in lbs/MWh | FALSE | L | Annual | Rate | lb/MMBtu | 0 | 0 | 0 | 0 | 0 | 0 | 0 | 0
MA Fac. Spec. - Mystic Gen SO2 Annual v3.1 | 677 | 2106 | Rate Constraint in lbs/MWh | FALSE | L | Annual | Generation | TWh | 4.4094 | 4.1828 | 4.1785 | 2.8077 | 3.2319 | 3.1161 | 2.4401 | 2.4331
MA Fac. Spec. - Mystic Gen SO2 Annual v3.1 | 677 | 2106 | Rate Constraint in lbs/MWh | FALSE | L | Annual | Qualifying Generation | TWh | 4.4094 | 4.1828 | 4.1785 | 2.8077 | 3.2319 | 3.1161 | 2.4401 | 2.4331
MA Fac. Spec. - Mystic Gen SO2 Annual v3.1 | 677 | 2106 | Rate Constraint in lbs/MWh | FALSE | L | Annual | Constraint Shadow Price | US2016$/Ton | 0 | 0 | 0 | 0 | 0 | 0 | 0 | 0
MD Coal-fired EGUs NOx rate - NRG & GenOn v5.16 | 678 | 6592 | Rate Constraint in lbs/MMBtu | FALSE | L | Annual | Seasons Included | Seasons | Summer | Summer | Summer | Summer | Summer | Summer | Summer | Summer
MD Coal-fired EGUs NOx rate - NRG & GenOn v5.16 | 678 | 6592 | Rate Constraint in lbs/MMBtu | FALSE | L | Annual | Standard NOX | lb/MMBtu | 0.15 | 0.15 | 0.15 | 0.15 | 0.15 | 0.15 | 0.15 | 0.15
MD Coal-fired EGUs NOx rate - NRG & GenOn v5.16 | 678 | 6592 | Rate Constraint in lbs/MMBtu | FALSE | L | Annual | Emissions at Affected Plants NOX | Thousand Tons | 0 | 0.40954 | 0.3282 | 0 | 0 | 0 | 0 | 0
MD Coal-fired EGUs NOx rate - NRG & GenOn v5.16 | 678 | 6592 | Rate Constraint in lbs/MMBtu | FALSE | L | Annual | Allowances Purchased NOX | Thousand Tons | 0 | 0 | 0 | 0 | 0 | 0 | 0 | 0
MD Coal-fired EGUs NOx rate - NRG & GenOn v5.16 | 678 | 6592 | Rate Constraint in lbs/MMBtu | FALSE | L | Annual | Allowances Sold NOX | Thousand Tons | 0 | 0 | 0 | 0 | 0 | 0 | 0 | 0
MD Coal-fired EGUs NOx rate - NRG & GenOn v5.16 | 678 | 6592 | Rate Constraint in lbs/MMBtu | FALSE | L | Annual | Allowances Banked | Thousand Tons | 0 | 0 | 0 | 0 | 0 | 0 | 0 | 0
MD Coal-fired EGUs NOx rate - NRG & GenOn v5.16 | 678 | 6592 | Rate Constraint in lbs/MMBtu | FALSE | L | Annual | Allowances Withdrawn (1:1) | Thousand Tons | 0 | 0 | 0 | 0 | 0 | 0 | 0 | 0
MD Coal-fired EGUs NOx rate - NRG & GenOn v5.16 | 678 | 6592 | Rate Constraint in lbs/MMBtu | FALSE | L | Annual | Allowances Withdrawn (n:1) | Thousand Tons | 0 | 0 | 0 | 0 | 0 | 0 | 0 | 0
MD Coal-fired EGUs NOx rate - NRG & GenOn v5.16 | 678 | 6592 | Rate Constraint in lbs/MMBtu | FALSE | L | Annual | Net Emissions Allowance Position | Thousand Tons | 0 | 0.40954 | 0.3282 | 0 | 0 | 0 | 0 | 0
MD Coal-fired EGUs NOx rate - NRG & GenOn v5.16 | 678 | 6592 | Rate Constraint in lbs/MMBtu | FALSE | L | Annual | Fuel Consumed | TBtu | 0 | 20.9004 | 16.7437 | 0 | 0 | 0 | 0 | 0
MD Coal-fired EGUs NOx rate - NRG & GenOn v5.16 | 678 | 6592 | Rate Constraint in lbs/MMBtu | FALSE | L | Annual | Rate | lb/MMBtu | 0 | 0.03919 | 0.039202 | 0 | 0 | 0 | 0 | 0
MD Coal-fired EGUs NOx rate - NRG & GenOn v5.16 | 678 | 6592 | Rate Constraint in lbs/MMBtu | FALSE | L | Annual | Generation | TWh | 0 | 2.1016 | 1.6833 | 0 | 0 | 0 | 0 | 0
MD Coal-fired EGUs NOx rate - NRG & GenOn v5.16 | 678 | 6592 | Rate Constraint in lbs/MMBtu | FALSE | L | Annual | Qualifying Generation | TWh | 0 | 2.1016 | 1.6833 | 0 | 0 | 0 | 0 | 0
MD Coal-fired EGUs NOx rate - NRG & GenOn v5.16 | 678 | 6592 | Rate Constraint in lbs/MMBtu | FALSE | L | Annual | Rate | lb/MWh | 0 | 0.38974 | 0.38994 | 0 | 0 | 0 | 0 | 0
MD Coal-fired EGUs NOx rate - NRG & GenOn v5.16 | 678 | 6592 | Rate Constraint in lbs/MMBtu | FALSE | L | Annual | Constraint Shadow Price | US2016$/Ton | 0 | 0 | 0 | 0 | 0 | 0 | 26.849 | 0
MD Coal-fired EGUs NOx rate - Raven v5.16 | 679 | 6591 | Rate Constraint in lbs/MMBtu | FALSE | L | Annual | Seasons Included | Seasons | Summer | Summer | Summer | Summer | Summer | Summer | Summer | Summer
MD Coal-fired EGUs NOx rate - Raven v5.16 | 679 | 6591 | Rate Constraint in lbs/MMBtu | FALSE | L | Annual | Standard NOX | lb/MMBtu | 0.15 | 0.15 | 0.15 | 0.15 | 0.15 | 0.15 | 0.15 | 0.15
MD Coal-fired EGUs NOx rate - Raven v5.16 | 679 | 6591 | Rate Constraint in lbs/MMBtu | FALSE | L | Annual | Emissions at Affected Plants NOX | Thousand Tons | 0 | 0 | 0 | 0 | 0 | 0 | 0 | 0
MD Coal-fired EGUs NOx rate - Raven v5.16 | 679 | 6591 | Rate Constraint in lbs/MMBtu | FALSE | L | Annual | Allowances Purchased NOX | Thousand Tons | 0 | 0 | 0 | 0 | 0 | 0 | 0 | 0
MD Coal-fired EGUs NOx rate - Raven v5.16 | 679 | 6591 | Rate Constraint in lbs/MMBtu | FALSE | L | Annual | Allowances Sold NOX | Thousand Tons | 0 | 0 | 0 | 0 | 0 | 0 | 0 | 0
MD Coal-fired EGUs NOx rate - Raven v5.16 | 679 | 6591 | Rate Constraint in lbs/MMBtu | FALSE | L | Annual | Allowances Banked | Thousand Tons | 0 | 0 | 0 | 0 | 0 | 0 | 0 | 0
MD Coal-fired EGUs NOx rate - Raven v5.16 | 679 | 6591 | Rate Constraint in lbs/MMBtu | FALSE | L | Annual | Allowances Withdrawn (1:1) | Thousand Tons | 0 | 0 | 0 | 0 | 0 | 0 | 0 | 0
MD Coal-fired EGUs NOx rate - Raven v5.16 | 679 | 6591 | Rate Constraint in lbs/MMBtu | FALSE | L | Annual | Allowances Withdrawn (n:1) | Thousand Tons | 0 | 0 | 0 | 0 | 0 | 0 | 0 | 0
MD Coal-fired EGUs NOx rate - Raven v5.16 | 679 | 6591 | Rate Constraint in lbs/MMBtu | FALSE | L | Annual | Net Emissions Allowance Position | Thousand Tons | 0 | 0 | 0 | 0 | 0 | 0 | 0 | 0
MD Coal-fired EGUs NOx rate - Raven v5.16 | 679 | 6591 | Rate Constraint in lbs/MMBtu | FALSE | L | Annual | Fuel Consumed | TBtu | 0 | 0 | 0 | 0 | 0 | 0 | 0 | 0
MD Coal-fired EGUs NOx rate - Raven v5.16 | 679 | 6591 | Rate Constraint in lbs/MMBtu | FALSE | L | Annual | Rate | lb/MMBtu | 0 | 0 | 0 | 0 | 0 | 0 | 0 | 0
MD Coal-fired EGUs NOx rate - Raven v5.16 | 679 | 6591 | Rate Constraint in lbs/MMBtu | FALSE | L | Annual | Generation | TWh | 0 | 0 | 0 | 0 | 0 | 0 | 0 | 0
MD Coal-fired EGUs NOx rate - Raven v5.16 | 679 | 6591 | Rate Constraint in lbs/MMBtu | FALSE | L | Annual | Qualifying Generation | TWh | 0 | 0 | 0 | 0 | 0 | 0 | 0 | 0
MD Coal-fired EGUs NOx rate - Raven v5.16 | 679 | 6591 | Rate Constraint in lbs/MMBtu | FALSE | L | Annual | Rate | lb/MWh | 0 | 0 | 0 | 0 | 0 | 0 | 0 | 0
MD Coal-fired EGUs NOx rate - Raven v5.16 | 679 | 6591 | Rate Constraint in lbs/MMBtu | FALSE | L | Annual | Constraint Shadow Price | US2016$/Ton | 0 | 0 | 0 | 0 | 0 | 0 | 0 | 0
MD Healthy Air Act - Constellation NOx Cap Ann 4.1 | 680 | 2433 | Rate Constraint in MTons | FALSE | L | Annual | Seasons Included | Seasons | Winter, WintShld, Summer | Winter, WintShld, Summer | Winter, WintShld, Summer | Winter, WintShld, Summer | Winter, WintShld, Summer | Winter, WintShld, Summer | Winter, WintShld, Summer | Winter, WintShld, Summer
MD Healthy Air Act - Constellation NOx Cap Ann 4.1 | 680 | 2433 | Rate Constraint in MTons | FALSE | L | Annual | Standard NOX | Thousand Tons | 8.026 | 8.026 | 8.026 | 8.026 | 8.026 | 8.026 | 8.026 | 8.026
MD Healthy Air Act - Constellation NOx Cap Ann 4.1 | 680 | 2433 | Rate Constraint in MTons | FALSE | L | Annual | Emissions at Affected Plants NOX | Thousand Tons | 0 | 0 | 0 | 0 | 0 | 0 | 0 | 0
MD Healthy Air Act - Constellation NOx Cap Ann 4.1 | 680 | 2433 | Rate Constraint in MTons | FALSE | L | Annual | Allowances Purchased NOX | Thousand Tons | 0 | 0 | 0 | 0 | 0 | 0 | 0 | 0
MD Healthy Air Act - Constellation NOx Cap Ann 4.1 | 680 | 2433 | Rate Constraint in MTons | FALSE | L | Annual | Allowances Sold NOX | Thousand Tons | 0 | 0 | 0 | 0 | 0 | 0 | 0 | 0
MD Healthy Air Act - Constellation NOx Cap Ann 4.1 | 680 | 2433 | Rate Constraint in MTons | FALSE | L | Annual | Allowances Banked | Thousand Tons | 0 | 0 | 0 | 0 | 0 | 0 | 0 | 0
MD Healthy Air Act - Constellation NOx Cap Ann 4.1 | 680 | 2433 | Rate Constraint in MTons | FALSE | L | Annual | Allowances Withdrawn (1:1) | Thousand Tons | 0 | 0 | 0 | 0 | 0 | 0 | 0 | 0
MD Healthy Air Act - Constellation NOx Cap Ann 4.1 | 680 | 2433 | Rate Constraint in MTons | FALSE | L | Annual | Allowances Withdrawn (n:1) | Thousand Tons | 0 | 0 | 0 | 0 | 0 | 0 | 0 | 0
MD Healthy Air Act - Constellation NOx Cap Ann 4.1 | 680 | 2433 | Rate Constraint in MTons | FALSE | L | Annual | Net Emissions Allowance Position | Thousand Tons | 0 | 0 | 0 | 0 | 0 | 0 | 0 | 0
MD Healthy Air Act - Constellation NOx Cap Ann 4.1 | 680 | 2433 | Rate Constraint in MTons | FALSE | L | Annual | Fuel Consumed | TBtu | 0 | 0 | 0 | 0 | 0 | 0 | 0 | 0
MD Healthy Air Act - Constellation NOx Cap Ann 4.1 | 680 | 2433 | Rate Constraint in MTons | FALSE | L | Annual | Rate | lb/MMBtu | 0 | 0 | 0 | 0 | 0 | 0 | 0 | 0
MD Healthy Air Act - Constellation NOx Cap Ann 4.1 | 680 | 2433 | Rate Constraint in MTons | FALSE | L | Annual | Generation | TWh | 0 | 0 | 0 | 0 | 0 | 0 | 0 | 0
MD Healthy Air Act - Constellation NOx Cap Ann 4.1 | 680 | 2433 | Rate Constraint in MTons | FALSE | L | Annual | Qualifying Generation | TWh | 0 | 0 | 0 | 0 | 0 | 0 | 0 | 0
MD Healthy Air Act - Constellation NOx Cap Ann 4.1 | 680 | 2433 | Rate Constraint in MTons | FALSE | L | Annual | Rate | lb/MWh | 0 | 0 | 0 | 0 | 0 | 0 | 0 | 0
MD Healthy Air Act - Constellation NOx Cap Ann 4.1 | 680 | 2433 | Rate Constraint in MTons | FALSE | L | Annual | Constraint Shadow Price | US2016$/Ton | 0 | 0 | 0 | 0 | 0 | 0 | 0 | 0
MD Healthy Air Act - Constellation NOx Cap Sum 4.1 | 681 | 2435 | Rate Constraint in MTons | FALSE | L | Annual | Seasons Included | Seasons | Winter, WintShld, Summer | Winter, WintShld, Summer | Winter, WintShld, Summer | Winter, WintShld, Summer | Winter, WintShld, Summer | Winter, WintShld, Summer | Winter, WintShld, Summer | Winter, WintShld, Summer
MD Healthy Air Act - Constellation NOx Cap Sum 4.1 | 681 | 2435 | Rate Constraint in MTons | FALSE | L | Annual | Standard NOX | Thousand Tons | 3.63 | 3.63 | 3.63 | 3.63 | 3.63 | 3.63 | 3.63 | 3.63
MD Healthy Air Act - Constellation NOx Cap Sum 4.1 | 681 | 2435 | Rate Constraint in MTons | FALSE | L | Annual | Emissions at Affected Plants NOX | Thousand Tons | 0 | 0 | 0 | 0 | 0 | 0 | 0 | 0
MD Healthy Air Act - Constellation NOx Cap Sum 4.1 | 681 | 2435 | Rate Constraint in MTons | FALSE | L | Annual | Allowances Purchased NOX | Thousand Tons | 0 | 0 | 0 | 0 | 0 | 0 | 0 | 0
MD Healthy Air Act - Constellation NOx Cap Sum 4.1 | 681 | 2435 | Rate Constraint in MTons | FALSE | L | Annual | Allowances Sold NOX | Thousand Tons | 0 | 0 | 0 | 0 | 0 | 0 | 0 | 0
MD Healthy Air Act - Constellation NOx Cap Sum 4.1 | 681 | 2435 | Rate Constraint in MTons | FALSE | L | Annual | Allowances Banked | Thousand Tons | 0 | 0 | 0 | 0 | 0 | 0 | 0 | 0
MD Healthy Air Act - Constellation NOx Cap Sum 4.1 | 681 | 2435 | Rate Constraint in MTons | FALSE | L | Annual | Allowances Withdrawn (1:1) | Thousand Tons | 0 | 0 | 0 | 0 | 0 | 0 | 0 | 0
MD Healthy Air Act - Constellation NOx Cap Sum 4.1 | 681 | 2435 | Rate Constraint in MTons | FALSE | L | Annual | Allowances Withdrawn (n:1) | Thousand Tons | 0 | 0 | 0 | 0 | 0 | 0 | 0 | 0
MD Healthy Air Act - Constellation NOx Cap Sum 4.1 | 681 | 2435 | Rate Constraint in MTons | FALSE | L | Annual | Net Emissions Allowance Position | Thousand Tons | 0 | 0 | 0 | 0 | 0 | 0 | 0 | 0
MD Healthy Air Act - Constellation NOx Cap Sum 4.1 | 681 | 2435 | Rate Constraint in MTons | FALSE | L | Annual | Fuel Consumed | TBtu | 0 | 0 | 0 | 0 | 0 | 0 | 0 | 0
MD Healthy Air Act - Constellation NOx Cap Sum 4.1 | 681 | 2435 | Rate Constraint in MTons | FALSE | L | Annual | Rate | lb/MMBtu | 0 | 0 | 0 | 0 | 0 | 0 | 0 | 0
MD Healthy Air Act - Constellation NOx Cap Sum 4.1 | 681 | 2435 | Rate Constraint in MTons | FALSE | L | Annual | Generation | TWh | 0 | 0 | 0 | 0 | 0 | 0 | 0 | 0
MD Healthy Air Act - Constellation NOx Cap Sum 4.1 | 681 | 2435 | Rate Constraint in MTons | FALSE | L | Annual | Qualifying Generation | TWh | 0 | 0 | 0 | 0 | 0 | 0 | 0 | 0
MD Healthy Air Act - Constellation NOx Cap Sum 4.1 | 681 | 2435 | Rate Constraint in MTons | FALSE | L | Annual | Rate | lb/MWh | 0 | 0 | 0 | 0 | 0 | 0 | 0 | 0
MD Healthy Air Act - Constellation NOx Cap Sum 4.1 | 681 | 2435 | Rate Constraint in MTons | FALSE | L | Annual | Constraint Shadow Price | US2016$/Ton | 0 | 0 | 0 | 0 | 0 | 0 | 0 | 0
MD Healthy Air Act - Constellation SO2 Cap Ann 4.1 | 682 | 2434 | Rate Constraint in MTons | FALSE | L | Annual | Seasons Included | Seasons | Winter, WintShld, Summer | Winter, WintShld, Summer | Winter, WintShld, Summer | Winter, WintShld, Summer | Winter, WintShld, Summer | Winter, WintShld, Summer | Winter, WintShld, Summer | Winter, WintShld, Summer
MD Healthy Air Act - Constellation SO2 Cap Ann 4.1 | 682 | 2434 | Rate Constraint in MTons | FALSE | L | Annual | Standard SO2 | Thousand Tons | 17.926 | 17.926 | 17.926 | 17.926 | 17.926 | 17.926 | 17.926 | 17.926
MD Healthy Air Act - Constellation SO2 Cap Ann 4.1 | 682 | 2434 | Rate Constraint in MTons | FALSE | L | Annual | Emissions at Affected Plants SO2 | Thousand Tons | 0 | 0 | 0 | 0 | 0 | 0 | 0 | 0
MD Healthy Air Act - Constellation SO2 Cap Ann 4.1 | 682 | 2434 | Rate Constraint in MTons | FALSE | L | Annual | Allowances Purchased SO2 | Thousand Tons | 0 | 0 | 0 | 0 | 0 | 0 | 0 | 0
MD Healthy Air Act - Constellation SO2 Cap Ann 4.1 | 682 | 2434 | Rate Constraint in MTons | FALSE | L | Annual | Allowances Sold SO2 | Thousand Tons | 0 | 0 | 0 | 0 | 0 | 0 | 0 | 0
MD Healthy Air Act - Constellation SO2 Cap Ann 4.1 | 682 | 2434 | Rate Constraint in MTons | FALSE | L | Annual | Allowances Banked | Thousand Tons | 0 | 0 | 0 | 0 | 0 | 0 | 0 | 0
MD Healthy Air Act - Constellation SO2 Cap Ann 4.1 | 682 | 2434 | Rate Constraint in MTons | FALSE | L | Annual | Allowances Withdrawn (1:1) | Thousand Tons | 0 | 0 | 0 | 0 | 0 | 0 | 0 | 0
MD Healthy Air Act - Constellation SO2 Cap Ann 4.1 | 682 | 2434 | Rate Constraint in MTons | FALSE | L | Annual | Allowances Withdrawn (n:1) | Thousand Tons | 0 | 0 | 0 | 0 | 0 | 0 | 0 | 0
MD Healthy Air Act - Constellation SO2 Cap Ann 4.1 | 682 | 2434 | Rate Constraint in MTons | FALSE | L | Annual | Net Emissions Allowance Position | Thousand Tons | 0 | 0 | 0 | 0 | 0 | 0 | 0 | 0
MD Healthy Air Act - Constellation SO2 Cap Ann 4.1 | 682 | 2434 | Rate Constraint in MTons | FALSE | L | Annual | Fuel Consumed | TBtu | 0 | 0 | 0 | 0 | 0 | 0 | 0 | 0
MD Healthy Air Act - Constellation SO2 Cap Ann 4.1 | 682 | 2434 | Rate Constraint in MTons | FALSE | L | Annual | Rate | lb/MMBtu | 0 | 0 | 0 | 0 | 0 | 0 | 0 | 0
MD Healthy Air Act - Constellation SO2 Cap Ann 4.1 | 682 | 2434 | Rate Constraint in MTons | FALSE | L | Annual | Generation | TWh | 0 | 0 | 0 | 0 | 0 | 0 | 0 | 0
MD Healthy Air Act - Constellation SO2 Cap Ann 4.1 | 682 | 2434 | Rate Constraint in MTons | FALSE | L | Annual | Qualifying Generation | TWh | 0 | 0 | 0 | 0 | 0 | 0 | 0 | 0
MD Healthy Air Act - Constellation SO2 Cap Ann 4.1 | 682 | 2434 | Rate Constraint in MTons | FALSE | L | Annual | Rate | lb/MWh | 0 | 0 | 0 | 0 | 0 | 0 | 0 | 0
MD Healthy Air Act - Constellation SO2 Cap Ann 4.1 | 682 | 2434 | Rate Constraint in MTons | FALSE | L | Annual | Constraint Shadow Price | US2016$/Ton | 0 | 0 | 0 | 0 | 0 | 0 | 0 | 0
MD Healthy Air Act - MER Removal Annual v3.1 | 683 | 1800 | MACT Fuel Choice Floor in lbs/MMBtu | FALSE | L | Annual | Seasons Included | Seasons | Winter, WintShld, Summer | Winter, WintShld, Summer | Winter, WintShld, Summer | Winter, WintShld, Summer | Winter, WintShld, Summer | Winter, WintShld, Summer | Winter, WintShld, Summer | Winter, WintShld, Summer
MD Healthy Air Act - MER Removal Annual v3.1 | 683 | 1800 | MACT Fuel Choice Floor in lbs/MMBtu | FALSE | L | Annual | Emission Floor | lbs/MMBtu | 0 | 0 | 0 | 0 | 0 | 0 | 0 | 0
MD Healthy Air Act - MER Removal Annual v3.1 | 683 | 1800 | MACT Fuel Choice Floor in lbs/MMBtu | FALSE | L | Annual | Emissions at Affected Plants MER | lbs | 5.4945 | 28.3429 | 24.5752 | 9.3988 | 0 | 0 | 0 | 0
MD Healthy Air Act - MER Removal Annual v3.1 | 683 | 1800 | MACT Fuel Choice Floor in lbs/MMBtu | FALSE | L | Annual | Allowances Purchased MER | lbs | 0 | 0 | 0 | 0 | 0 | 0 | 0 | 0
MD Healthy Air Act - MER Removal Annual v3.1 | 683 | 1800 | MACT Fuel Choice Floor in lbs/MMBtu | FALSE | L | Annual | Allowances Sold MER | lbs | 0 | 0 | 0 | 0 | 0 | 0 | 0 | 0
MD Healthy Air Act - MER Removal Annual v3.1 | 683 | 1800 | MACT Fuel Choice Floor in lbs/MMBtu | FALSE | L | Annual | Allowances Banked | lbs | 0 | 0 | 0 | 0 | 0 | 0 | 0 | 0
MD Healthy Air Act - MER Removal Annual v3.1 | 683 | 1800 | MACT Fuel Choice Floor in lbs/MMBtu | FALSE | L | Annual | Allowances Withdrawn (1:1) | lbs | 0 | 0 | 0 | 0 | 0 | 0 | 0 | 0
MD Healthy Air Act - MER Removal Annual v3.1 | 683 | 1800 | MACT Fuel Choice Floor in lbs/MMBtu | FALSE | L | Annual | Allowances Withdrawn (n:1) | lbs | 0 | 0 | 0 | 0 | 0 | 0 | 0 | 0
MD Healthy Air Act - MER Removal Annual v3.1 | 683 | 1800 | MACT Fuel Choice Floor in lbs/MMBtu | FALSE | L | Annual | Net Emissions Allowance Position | lbs | 5.4945 | 28.3429 | 24.5752 | 9.3988 | 0 | 0 | 0 | 0
MD Healthy Air Act - MER Removal Annual v3.1 | 683 | 1800 | MACT Fuel Choice Floor in lbs/MMBtu | FALSE | L | Annual | Fuel Consumed | TBtu | 6.0619 | 31.2698 | 27.113 | 10.3694 | 0 | 0 | 0 | 0
MD Healthy Air Act - MER Removal Annual v3.1 | 683 | 1800 | MACT Fuel Choice Floor in lbs/MMBtu | FALSE | L | Annual | Rate | lb/MMBtu | 9.064e-07 | 9.064e-07 | 9.064e-07 | 9.064e-07 | 0 | 0 | 0 | 0
MD Healthy Air Act - MER Removal Annual v3.1 | 683 | 1800 | MACT Fuel Choice Floor in lbs/MMBtu | FALSE | L | Annual | Generation | TWh | 0.61103 | 3.1437 | 2.7254 | 1.0421 | 0 | 0 | 0 | 0
MD Healthy Air Act - MER Removal Annual v3.1 | 683 | 1800 | MACT Fuel Choice Floor in lbs/MMBtu | FALSE | L | Annual | Qualifying Generation | TWh | 0.61103 | 3.1437 | 2.7254 | 1.0421 | 0 | 0 | 0 | 0
MD Healthy Air Act - MER Removal Annual v3.1 | 683 | 1800 | MACT Fuel Choice Floor in lbs/MMBtu | FALSE | L | Annual | Constraint Shadow Price | US2016$/Lb | 0 | 0 | 0 | 0 | 0 | 0 | 0 | 0
MD Healthy Air Act - Mirant NOx Cap Annual v4.10 | 684 | 2262 | Rate Constraint in MTons | FALSE | L | Annual | Seasons Included | Seasons | Winter, WintShld, Summer | Winter, WintShld, Summer | Winter, WintShld, Summer | Winter, WintShld, Summer | Winter, WintShld, Summer | Winter, WintShld, Summer | Winter, WintShld, Summer | Winter, WintShld, Summer
MD Healthy Air Act - Mirant NOx Cap Annual v4.10 | 684 | 2262 | Rate Constraint in MTons | FALSE | L | Annual | Standard NOX | Thousand Tons | 8.298 | 8.298 | 8.298 | 8.298 | 8.298 | 8.298 | 8.298 | 8.298
MD Healthy Air Act - Mirant NOx Cap Annual v4.10 | 684 | 2262 | Rate Constraint in MTons | FALSE | L | Annual | Emissions at Affected Plants NOX | Thousand Tons | 0.11828 | 0.61292 | 0.53157 | 0.20337 | 0 | 0 | 0 | 0
MD Healthy Air Act - Mirant NOx Cap Annual v4.10 | 684 | 2262 | Rate Constraint in MTons | FALSE | L | Annual | Allowances Purchased NOX | Thousand Tons | 0 | 0 | 0 | 0 | 0 | 0 | 0 | 0
MD Healthy Air Act - Mirant NOx Cap Annual v4.10 | 684 | 2262 | Rate Constraint in MTons | FALSE | L | Annual | Allowances Sold NOX | Thousand Tons | 0 | 0 | 0 | 0 | 0 | 0 | 0 | 0
MD Healthy Air Act - Mirant NOx Cap Annual v4.10 | 684 | 2262 | Rate Constraint in MTons | FALSE | L | Annual | Allowances Banked | Thousand Tons | 0 | 0 | 0 | 0 | 0 | 0 | 0 | 0
MD Healthy Air Act - Mirant NOx Cap Annual v4.10 | 684 | 2262 | Rate Constraint in MTons | FALSE | L | Annual | Allowances Withdrawn (1:1) | Thousand Tons | 0 | 0 | 0 | 0 | 0 | 0 | 0 | 0
MD Healthy Air Act - Mirant NOx Cap Annual v4.10 | 684 | 2262 | Rate Constraint in MTons | FALSE | L | Annual | Allowances Withdrawn (n:1) | Thousand Tons | 0 | 0 | 0 | 0 | 0 | 0 | 0 | 0
MD Healthy Air Act - Mirant NOx Cap Annual v4.10 | 684 | 2262 | Rate Constraint in MTons | FALSE | L | Annual | Net Emissions Allowance Position | Thousand Tons | 0.11828 | 0.61292 | 0.53157 | 0.20337 | 0 | 0 | 0 | 0
MD Healthy Air Act - Mirant NOx Cap Annual v4.10 | 684 | 2262 | Rate Constraint in MTons | FALSE | L | Annual | Fuel Consumed | TBtu | 6.0619 | 31.2698 | 27.113 | 10.3694 | 0 | 0 | 0 | 0
MD Healthy Air Act - Mirant NOx Cap Annual v4.10 | 684 | 2262 | Rate Constraint in MTons | FALSE | L | Annual | Rate | lb/MMBtu | 0.039024 | 0.039202 | 0.039211 | 0.039226 | 0 | 0 | 0 | 0
MD Healthy Air Act - Mirant NOx Cap Annual v4.10 | 684 | 2262 | Rate Constraint in MTons | FALSE | L | Annual | Generation | TWh | 0.61103 | 3.1437 | 2.7254 | 1.0421 | 0 | 0 | 0 | 0
MD Healthy Air Act - Mirant NOx Cap Annual v4.10 | 684 | 2262 | Rate Constraint in MTons | FALSE | L | Annual | Qualifying Generation | TWh | 0.61103 | 3.1437 | 2.7254 | 1.0421 | 0 | 0 | 0 | 0
MD Healthy Air Act - Mirant NOx Cap Annual v4.10 | 684 | 2262 | Rate Constraint in MTons | FALSE | L | Annual | Rate | lb/MWh | 0.38715 | 0.38993 | 0.39008 | 0.39031 | 0 | 0 | 0 | 0
MD Healthy Air Act - Mirant NOx Cap Annual v4.10 | 684 | 2262 | Rate Constraint in MTons | FALSE | L | Annual | Constraint Shadow Price | US2016$/Ton | 0 | 0 | 0 | 0 | 0 | 0 | 0 | 0
MD Healthy Air Act - Mirant NOx Cap Summer v4.10 | 685 | 2265 | Rate Constraint in MTons | FALSE | L | Annual | Seasons Included | Seasons | Summer | Summer | Summer | Summer | Summer | Summer | Summer | Summer
MD Healthy Air Act - Mirant NOx Cap Summer v4.10 | 685 | 2265 | Rate Constraint in MTons | FALSE | L | Annual | Standard NOX | Thousand Tons | 3.567 | 3.567 | 3.567 | 3.567 | 3.567 | 3.567 | 3.567 | 3.567
MD Healthy Air Act - Mirant NOx Cap Summer v4.10 | 685 | 2265 | Rate Constraint in MTons | FALSE | L | Annual | Emissions at Affected Plants NOX | Thousand Tons | 0 | 0.40954 | 0.3282 | 0 | 0 | 0 | 0 | 0
MD Healthy Air Act - Mirant NOx Cap Summer v4.10 | 685 | 2265 | Rate Constraint in MTons | FALSE | L | Annual | Allowances Purchased NOX | Thousand Tons | 0 | 0 | 0 | 0 | 0 | 0 | 0 | 0
MD Healthy Air Act - Mirant NOx Cap Summer v4.10 | 685 | 2265 | Rate Constraint in MTons | FALSE | L | Annual | Allowances Sold NOX | Thousand Tons | 0 | 0 | 0 | 0 | 0 | 0 | 0 | 0
MD Healthy Air Act - Mirant NOx Cap Summer v4.10 | 685 | 2265 | Rate Constraint in MTons | FALSE | L | Annual | Allowances Banked | Thousand Tons | 0 | 0 | 0 | 0 | 0 | 0 | 0 | 0
MD Healthy Air Act - Mirant NOx Cap Summer v4.10 | 685 | 2265 | Rate Constraint in MTons | FALSE | L | Annual | Allowances Withdrawn (1:1) | Thousand Tons | 0 | 0 | 0 | 0 | 0 | 0 | 0 | 0
MD Healthy Air Act - Mirant NOx Cap Summer v4.10 | 685 | 2265 | Rate Constraint in MTons | FALSE | L | Annual | Allowances Withdrawn (n:1) | Thousand Tons | 0 | 0 | 0 | 0 | 0 | 0 | 0 | 0
MD Healthy Air Act - Mirant NOx Cap Summer v4.10 | 685 | 2265 | Rate Constraint in MTons | FALSE | L | Annual | Net Emissions Allowance Position | Thousand Tons | 0 | 0.40954 | 0.3282 | 0 | 0 | 0 | 0 | 0
MD Healthy Air Act - Mirant NOx Cap Summer v4.10 | 685 | 2265 | Rate Constraint in MTons | FALSE | L | Annual | Fuel Consumed | TBtu | 0 | 20.9004 | 16.7437 | 0 | 0 | 0 | 0 | 0
MD Healthy Air Act - Mirant NOx Cap Summer v4.10 | 685 | 2265 | Rate Constraint in MTons | FALSE | L | Annual | Rate | lb/MMBtu | 0 | 0.03919 | 0.039202 | 0 | 0 | 0 | 0 | 0
MD Healthy Air Act - Mirant NOx Cap Summer v4.10 | 685 | 2265 | Rate Constraint in MTons | FALSE | L | Annual | Generation | TWh | 0 | 2.1016 | 1.6833 | 0 | 0 | 0 | 0 | 0
MD Healthy Air Act - Mirant NOx Cap Summer v4.10 | 685 | 2265 | Rate Constraint in MTons | FALSE | L | Annual | Qualifying Generation | TWh | 0 | 2.1016 | 1.6833 | 0 | 0 | 0 | 0 | 0
MD Healthy Air Act - Mirant NOx Cap Summer v4.10 | 685 | 2265 | Rate Constraint in MTons | FALSE | L | Annual | Rate | lb/MWh | 0 | 0.38974 | 0.38994 | 0 | 0 | 0 | 0 | 0
MD Healthy Air Act - Mirant NOx Cap Summer v4.10 | 685 | 2265 | Rate Constraint in MTons | FALSE | L | Annual | Constraint Shadow Price | US2016$/Ton | 0 | 0 | 0 | 0 | 0 | 0 | 0 | 0
MD Healthy Air Act - Mirant SO2 Cap Annual v4.10 | 686 | 2268 | Rate Constraint in MTons | FALSE | L | Annual | Seasons Included | Seasons | Winter, WintShld, Summer | Winter, WintShld, Summer | Winter, WintShld, Summer | Winter, WintShld, Summer | Winter, WintShld, Summer | Winter, WintShld, Summer | Winter, WintShld, Summer | Winter, WintShld, Summer
MD Healthy Air Act - Mirant SO2 Cap Annual v4.10 | 686 | 2268 | Rate Constraint in MTons | FALSE | L | Annual | Standard SO2 | Thousand Tons | 18.541 | 18.541 | 18.541 | 18.541 | 18.541 | 18.541 | 18.541 | 18.541
MD Healthy Air Act - Mirant SO2 Cap Annual v4.10 | 686 | 2268 | Rate Constraint in MTons | FALSE | L | Annual | Emissions at Affected Plants SO2 | Thousand Tons | 0.24103 | 1.2433 | 1.078 | 0.41229 | 0 | 0 | 0 | 0
MD Healthy Air Act - Mirant SO2 Cap Annual v4.10 | 686 | 2268 | Rate Constraint in MTons | FALSE | L | Annual | Allowances Purchased SO2 | Thousand Tons | 0 | 0 | 0 | 0 | 0 | 0 | 0 | 0
MD Healthy Air Act - Mirant SO2 Cap Annual v4.10 | 686 | 2268 | Rate Constraint in MTons | FALSE | L | Annual | Allowances Sold SO2 | Thousand Tons | 0 | 0 | 0 | 0 | 0 | 0 | 0 | 0
MD Healthy Air Act - Mirant SO2 Cap Annual v4.10 | 686 | 2268 | Rate Constraint in MTons | FALSE | L | Annual | Allowances Banked | Thousand Tons | 0 | 0 | 0 | 0 | 0 | 0 | 0 | 0
MD Healthy Air Act - Mirant SO2 Cap Annual v4.10 | 686 | 2268 | Rate Constraint in MTons | FALSE | L | Annual | Allowances Withdrawn (1:1) | Thousand Tons | 0 | 0 | 0 | 0 | 0 | 0 | 0 | 0
MD Healthy Air Act - Mirant SO2 Cap Annual v4.10 | 686 | 2268 | Rate Constraint in MTons | FALSE | L | Annual | Allowances Withdrawn (n:1) | Thousand Tons | 0 | 0 | 0 | 0 | 0 | 0 | 0 | 0
MD Healthy Air Act - Mirant SO2 Cap Annual v4.10 | 686 | 2268 | Rate Constraint in MTons | FALSE | L | Annual | Net Emissions Allowance Position | Thousand Tons | 0.24103 | 1.2433 | 1.078 | 0.41229 | 0 | 0 | 0 | 0
MD Healthy Air Act - Mirant SO2 Cap Annual v4.10 | 686 | 2268 | Rate Constraint in MTons | FALSE | L | Annual | Fuel Consumed | TBtu | 6.0619 | 31.2698 | 27.113 | 10.3694 | 0 | 0 | 0 | 0
MD Healthy Air Act - Mirant SO2 Cap Annual v4.10 | 686 | 2268 | Rate Constraint in MTons | FALSE | L | Annual | Rate | lb/MMBtu | 0.079521 | 0.079521 | 0.079521 | 0.079521 | 0 | 0 | 0 | 0
MD Healthy Air Act - Mirant SO2 Cap Annual v4.10 | 686 | 2268 | Rate Constraint in MTons | FALSE | L | Annual | Generation | TWh | 0.61103 | 3.1437 | 2.7254 | 1.0421 | 0 | 0 | 0 | 0
MD Healthy Air Act - Mirant SO2 Cap Annual v4.10 | 686 | 2268 | Rate Constraint in MTons | FALSE | L | Annual | Qualifying Generation | TWh | 0.61103 | 3.1437 | 2.7254 | 1.0421 | 0 | 0 | 0 | 0
MD Healthy Air Act - Mirant SO2 Cap Annual v4.10 | 686 | 2268 | Rate Constraint in MTons | FALSE | L | Annual | Rate | lb/MWh | 0.78892 | 0.79098 | 0.79109 | 0.79126 | 0 | 0 | 0 | 0
MD Healthy Air Act - Mirant SO2 Cap Annual v4.10 | 686 | 2268 | Rate Constraint in MTons | FALSE | L | Annual | Constraint Shadow Price | US2016$/Ton | 0 | 0 | 0 | 0 | 0 | 0 | 0 | 0
ME Fac. Spec. - NOX 0.15 Rate Annual v3.1, Unit 3949 and retrofits | 687 | 1798 | Rate Constraint in lbs/MMBtu | FALSE | L | Annual | Seasons Included | Seasons | Winter, WintShld, Summer | Winter, WintShld, Summer | Winter, WintShld, Summer | Winter, WintShld, Summer | Winter, WintShld, Summer | Winter, WintShld, Summer | Winter, WintShld, Summer | Winter, WintShld, Summer
ME Fac. Spec. - NOX 0.15 Rate Annual v3.1, Unit 3949 and retrofits | 687 | 1798 | Rate Constraint in lbs/MMBtu | FALSE | L | Annual | Standard NOX | lb/MMBtu | 0.15 | 0.15 | 0.15 | 0.15 | 0.15 | 0.15 | 0.15 | 0.15
ME Fac. Spec. - NOX 0.15 Rate Annual v3.1, Unit 3949 and retrofits | 687 | 1798 | Rate Constraint in lbs/MMBtu | FALSE | L | Annual | Emissions at Affected Plants NOX | Thousand Tons | 0 | 0 | 0 | 0 | 0 | 0 | 0 | 0
ME Fac. Spec. - NOX 0.15 Rate Annual v3.1, Unit 3949 and retrofits | 687 | 1798 | Rate Constraint in lbs/MMBtu | FALSE | L | Annual | Allowances Purchased NOX | Thousand Tons | 0 | 0 | 0 | 0 | 0 | 0 | 0 | 0
ME Fac. Spec. - NOX 0.15 Rate Annual v3.1, Unit 3949 and retrofits | 687 | 1798 | Rate Constraint in lbs/MMBtu | FALSE | L | Annual | Allowances Sold NOX | Thousand Tons | 0 | 0 | 0 | 0 | 0 | 0 | 0 | 0
ME Fac. Spec. - NOX 0.15 Rate Annual v3.1, Unit 3949 and retrofits | 687 | 1798 | Rate Constraint in lbs/MMBtu | FALSE | L | Annual | Allowances Banked | Thousand Tons | 0 | 0 | 0 | 0 | 0 | 0 | 0 | 0
ME Fac. Spec. - NOX 0.15 Rate Annual v3.1, Unit 3949 and retrofits | 687 | 1798 | Rate Constraint in lbs/MMBtu | FALSE | L | Annual | Allowances Withdrawn (1:1) | Thousand Tons | 0 | 0 | 0 | 0 | 0 | 0 | 0 | 0
ME Fac. Spec. - NOX 0.15 Rate Annual v3.1, Unit 3949 and retrofits | 687 | 1798 | Rate Constraint in lbs/MMBtu | FALSE | L | Annual | Allowances Withdrawn (n:1) | Thousand Tons | 0 | 0 | 0 | 0 | 0 | 0 | 0 | 0
ME Fac. Spec. - NOX 0.15 Rate Annual v3.1, Unit 3949 and retrofits | 687 | 1798 | Rate Constraint in lbs/MMBtu | FALSE | L | Annual | Net Emissions Allowance Position | Thousand Tons | 0 | 0 | 0 | 0 | 0 | 0 | 0 | 0
ME Fac. Spec. - NOX 0.15 Rate Annual v3.1, Unit 3949 and retrofits | 687 | 1798 | Rate Constraint in lbs/MMBtu | FALSE | L | Annual | Fuel Consumed | TBtu | 0 | 0 | 0 | 0 | 0 | 0 | 0 | 0
ME Fac. Spec. - NOX 0.15 Rate Annual v3.1, Unit 3949 and retrofits | 687 | 1798 | Rate Constraint in lbs/MMBtu | FALSE | L | Annual | Rate | lb/MMBtu | 0 | 0 | 0 | 0 | 0 | 0 | 0 | 0
ME Fac. Spec. - NOX 0.15 Rate Annual v3.1, Unit 3949 and retrofits | 687 | 1798 | Rate Constraint in lbs/MMBtu | FALSE | L | Annual | Generation | TWh | 0 | 0 | 0 | 0 | 0 | 0 | 0 | 0
ME Fac. Spec. - NOX 0.15 Rate Annual v3.1, Unit 3949 and retrofits | 687 | 1798 | Rate Constraint in lbs/MMBtu | FALSE | L | Annual | Qualifying Generation | TWh | 0 | 0 | 0 | 0 | 0 | 0 | 0 | 0
ME Fac. Spec. - NOX 0.15 Rate Annual v3.1, Unit 3949 and retrofits | 687 | 1798 | Rate Constraint in lbs/MMBtu | FALSE | L | Annual | Rate | lb/MWh | 0 | 0 | 0 | 0 | 0 | 0 | 0 | 0
ME Fac. Spec. - NOX 0.15 Rate Annual v3.1, Unit 3949 and retrofits | 687 | 1798 | Rate Constraint in lbs/MMBtu | FALSE | L | Annual | Constraint Shadow Price | US2016$/Ton | 0 | 0 | 0 | 0 | 0 | 0 | 0 | 0
ME Fac. Spec. - NOX 0.15 Rate Annual v3.1, Unit 3951 and retrofits | 688 | 1798 | Rate Constraint in lbs/MMBtu | FALSE | L | Annual | Seasons Included | Seasons | Winter, WintShld, Summer | Winter, WintShld, Summer | Winter, WintShld, Summer | Winter, WintShld, Summer | Winter, WintShld, Summer | Winter, WintShld, Summer | Winter, WintShld, Summer | Winter, WintShld, Summer
ME Fac. Spec. - NOX 0.15 Rate Annual v3.1, Unit 3951 and retrofits | 688 | 1798 | Rate Constraint in lbs/MMBtu | FALSE | L | Annual | Standard NOX | lb/MMBtu | 0.15 | 0.15 | 0.15 | 0.15 | 0.15 | 0.15 | 0.15 | 0.15
ME Fac. Spec. - NOX 0.15 Rate Annual v3.1, Unit 3951 and retrofits | 688 | 1798 | Rate Constraint in lbs/MMBtu | FALSE | L | Annual | Emissions at Affected Plants NOX | Thousand Tons | 0 | 0 | 0 | 0 | 0 | 0 | 0 | 0
ME Fac. Spec. - NOX 0.15 Rate Annual v3.1, Unit 3951 and retrofits | 688 | 1798 | Rate Constraint in lbs/MMBtu | FALSE | L | Annual | Allowances Purchased NOX | Thousand Tons | 0 | 0 | 0 | 0 | 0 | 0 | 0 | 0
ME Fac. Spec. - NOX 0.15 Rate Annual v3.1, Unit 3951 and retrofits | 688 | 1798 | Rate Constraint in lbs/MMBtu | FALSE | L | Annual | Allowances Sold NOX | Thousand Tons | 0 | 0 | 0 | 0 | 0 | 0 | 0 | 0
ME Fac. Spec. - NOX 0.15 Rate Annual v3.1, Unit 3951 and retrofits | 688 | 1798 | Rate Constraint in lbs/MMBtu | FALSE | L | Annual | Allowances Banked | Thousand Tons | 0 | 0 | 0 | 0 | 0 | 0 | 0 | 0
ME Fac. Spec. - NOX 0.15 Rate Annual v3.1, Unit 3951 and retrofits | 688 | 1798 | Rate Constraint in lbs/MMBtu | FALSE | L | Annual | Allowances Withdrawn (1:1) | Thousand Tons | 0 | 0 | 0 | 0 | 0 | 0 | 0 | 0
ME Fac. Spec. - NOX 0.15 Rate Annual v3.1, Unit 3951 and retrofits | 688 | 1798 | Rate Constraint in lbs/MMBtu | FALSE | L | Annual | Allowances Withdrawn (n:1) | Thousand Tons | 0 | 0 | 0 | 0 | 0 | 0 | 0 | 0
ME Fac. Spec. - NOX 0.15 Rate Annual v3.1, Unit 3951 and retrofits | 688 | 1798 | Rate Constraint in lbs/MMBtu | FALSE | L | Annual | Net Emissions Allowance Position | Thousand Tons | 0 | 0 | 0 | 0 | 0 | 0 | 0 | 0
ME Fac. Spec. - NOX 0.15 Rate Annual v3.1, Unit 3951 and retrofits | 688 | 1798 | Rate Constraint in lbs/MMBtu | FALSE | L | Annual | Fuel Consumed | TBtu | 0 | 0 | 0 | 0 | 0 | 0 | 0 | 0
ME Fac. Spec. - NOX 0.15 Rate Annual v3.1, Unit 3951 and retrofits | 688 | 1798 | Rate Constraint in lbs/MMBtu | FALSE | L | Annual | Rate | lb/MMBtu | 0 | 0 | 0 | 0 | 0 | 0 | 0 | 0
ME Fac. Spec. - NOX 0.15 Rate Annual v3.1, Unit 3951 and retrofits | 688 | 1798 | Rate Constraint in lbs/MMBtu | FALSE | L | Annual | Generation | TWh | 0 | 0 | 0 | 0 | 0 | 0 | 0 | 0
ME Fac. Spec. - NOX 0.15 Rate Annual v3.1, Unit 3951 and retrofits | 688 | 1798 | Rate Constraint in lbs/MMBtu | FALSE | L | Annual | Qualifying Generation | TWh | 0 | 0 | 0 | 0 | 0 | 0 | 0 | 0
ME Fac. Spec. - NOX 0.15 Rate Annual v3.1, Unit 3951 and retrofits | 688 | 1798 | Rate Constraint in lbs/MMBtu | FALSE | L | Annual | Rate | lb/MWh | 0 | 0 | 0 | 0 | 0 | 0 | 0 | 0
ME Fac. Spec. - NOX 0.15 Rate Annual v3.1, Unit 3951 and retrofits | 688 | 1798 | Rate Constraint in lbs/MMBtu | FALSE | L | Annual | Constraint Shadow Price | US2016$/Ton | 0 | 0 | 0 | 0 | 0 | 0 | 0 | 0
ME Fac. Spec. - NOx 0.20 Rate Annual v3.1, Unit 2406 and retrofits | 689 | 1818 | Rate Constraint in lbs/MMBtu | FALSE | L | Annual | Seasons Included | Seasons | Winter, WintShld, Summer | Winter, WintShld, Summer | Winter, WintShld, Summer | Winter, WintShld, Summer | Winter, WintShld, Summer | Winter, WintShld, Summer | Winter, WintShld, Summer | Winter, WintShld, Summer
ME Fac. Spec. - NOx 0.20 Rate Annual v3.1, Unit 2406 and retrofits | 689 | 1818 | Rate Constraint in lbs/MMBtu | FALSE | L | Annual | Standard NOX | lb/MMBtu | 0.2 | 0.2 | 0.2 | 0.2 | 0.2 | 0.2 | 0.2 | 0.2
ME Fac. Spec. - NOx 0.20 Rate Annual v3.1, Unit 2406 and retrofits | 689 | 1818 | Rate Constraint in lbs/MMBtu | FALSE | L | Annual | Emissions at Affected Plants NOX | Thousand Tons | 0 | 0 | 0 | 0 | 0 | 0 | 0 | 0
ME Fac. Spec. - NOx 0.20 Rate Annual v3.1, Unit 2406 and retrofits | 689 | 1818 | Rate Constraint in lbs/MMBtu | FALSE | L | Annual | Allowances Purchased NOX | Thousand Tons | 0 | 0 | 0 | 0 | 0 | 0 | 0 | 0
ME Fac. Spec. - NOx 0.20 Rate Annual v3.1, Unit 2406 and retrofits | 689 | 1818 | Rate Constraint in lbs/MMBtu | FALSE | L | Annual | Allowances Sold NOX | Thousand Tons | 0 | 0 | 0 | 0 | 0 | 0 | 0 | 0
ME Fac. Spec. - NOx 0.20 Rate Annual v3.1, Unit 2406 and retrofits | 689 | 1818 | Rate Constraint in lbs/MMBtu | FALSE | L | Annual | Allowances Banked | Thousand Tons | 0 | 0 | 0 | 0 | 0 | 0 | 0 | 0
ME Fac. Spec. - NOx 0.20 Rate Annual v3.1, Unit 2406 and retrofits | 689 | 1818 | Rate Constraint in lbs/MMBtu | FALSE | L | Annual | Allowances Withdrawn (1:1) | Thousand Tons | 0 | 0 | 0 | 0 | 0 | 0 | 0 | 0
ME Fac. Spec. - NOx 0.20 Rate Annual v3.1, Unit 2406 and retrofits | 689 | 1818 | Rate Constraint in lbs/MMBtu | FALSE | L | Annual | Allowances Withdrawn (n:1) | Thousand Tons | 0 | 0 | 0 | 0 | 0 | 0 | 0 | 0
ME Fac. Spec. - NOx 0.20 Rate Annual v3.1, Unit 2406 and retrofits | 689 | 1818 | Rate Constraint in lbs/MMBtu | FALSE | L | Annual | Net Emissions Allowance Position | Thousand Tons | 0 | 0 | 0 | 0 | 0 | 0 | 0 | 0
ME Fac. Spec. - NOx 0.20 Rate Annual v3.1, Unit 2406 and retrofits | 689 | 1818 | Rate Constraint in lbs/MMBtu | FALSE | L | Annual | Fuel Consumed | TBtu | 0 | 0 | 0 | 0 | 0 | 0 | 0 | 0
ME Fac. Spec. - NOx 0.20 Rate Annual v3.1, Unit 2406 and retrofits | 689 | 1818 | Rate Constraint in lbs/MMBtu | FALSE | L | Annual | Rate | lb/MMBtu | 0 | 0 | 0 | 0 | 0 | 0 | 0 | 0
ME Fac. Spec. - NOx 0.20 Rate Annual v3.1, Unit 2406 and retrofits | 689 | 1818 | Rate Constraint in lbs/MMBtu | FALSE | L | Annual | Generation | TWh | 0 | 0 | 0 | 0 | 0 | 0 | 0 | 0
ME Fac. Spec. - NOx 0.20 Rate Annual v3.1, Unit 2406 and retrofits | 689 | 1818 | Rate Constraint in lbs/MMBtu | FALSE | L | Annual | Qualifying Generation | TWh | 0 | 0 | 0 | 0 | 0 | 0 | 0 | 0
ME Fac. Spec. - NOx 0.20 Rate Annual v3.1, Unit 2406 and retrofits | 689 | 1818 | Rate Constraint in lbs/MMBtu | FALSE | L | Annual | Rate | lb/MWh | 0 | 0 | 0 | 0 | 0 | 0 | 0 | 0
ME Fac. Spec. - NOx 0.20 Rate Annual v3.1, Unit 2406 and retrofits | 689 | 1818 | Rate Constraint in lbs/MMBtu | FALSE | L | Annual | Constraint Shadow Price | US2016$/Ton | 0 | 0 | 0 | 0 | 0 | 0 | 0 | 0
ME Fac. Spec. - NOx 0.20 Rate Annual v3.1, Unit 2407 and retrofits | 690 | 1818 | Rate Constraint in lbs/MMBtu | FALSE | L | Annual | Seasons Included | Seasons | Winter, WintShld, Summer | Winter, WintShld, Summer | Winter, WintShld, Summer | Winter, WintShld, Summer | Winter, WintShld, Summer | Winter, WintShld, Summer | Winter, WintShld, Summer | Winter, WintShld, Summer
ME Fac. Spec. - NOx 0.20 Rate Annual v3.1, Unit 2407 and retrofits | 690 | 1818 | Rate Constraint in lbs/MMBtu | FALSE | L | Annual | Standard NOX | lb/MMBtu | 0.2 | 0.2 | 0.2 | 0.2 | 0.2 | 0.2 | 0.2 | 0.2
ME Fac. Spec. - NOx 0.20 Rate Annual v3.1, Unit 2407 and retrofits | 690 | 1818 | Rate Constraint in lbs/MMBtu | FALSE | L | Annual | Emissions at Affected Plants NOX | Thousand Tons | 0 | 0 | 0 | 0 | 0 | 0 | 0 | 0
ME Fac. Spec. - NOx 0.20 Rate Annual v3.1, Unit 2407 and retrofits | 690 | 1818 | Rate Constraint in lbs/MMBtu | FALSE | L | Annual | Allowances Purchased NOX | Thousand Tons | 0 | 0 | 0 | 0 | 0 | 0 | 0 | 0
ME Fac. Spec. - NOx 0.20 Rate Annual v3.1, Unit 2407 and retrofits | 690 | 1818 | Rate Constraint in lbs/MMBtu | FALSE | L | Annual | Allowances Sold NOX | Thousand Tons | 0 | 0 | 0 | 0 | 0 | 0 | 0 | 0
ME Fac. Spec. - NOx 0.20 Rate Annual v3.1, Unit 2407 and retrofits | 690 | 1818 | Rate Constraint in lbs/MMBtu | FALSE | L | Annual | Allowances Banked | Thousand Tons | 0 | 0 | 0 | 0 | 0 | 0 | 0 | 0
ME Fac. Spec. - NOx 0.20 Rate Annual v3.1, Unit 2407 and retrofits | 690 | 1818 | Rate Constraint in lbs/MMBtu | FALSE | L | Annual | Allowances Withdrawn (1:1) | Thousand Tons | 0 | 0 | 0 | 0 | 0 | 0 | 0 | 0
ME Fac. Spec. - NOx 0.20 Rate Annual v3.1, Unit 2407 and retrofits | 690 | 1818 | Rate Constraint in lbs/MMBtu | FALSE | L | Annual | Allowances Withdrawn (n:1) | Thousand Tons | 0 | 0 | 0 | 0 | 0 | 0 | 0 | 0
ME Fac. Spec. - NOx 0.20 Rate Annual v3.1, Unit 2407 and retrofits | 690 | 1818 | Rate Constraint in lbs/MMBtu | FALSE | L | Annual | Net Emissions Allowance Position | Thousand Tons | 0 | 0 | 0 | 0 | 0 | 0 | 0 | 0
ME Fac. Spec. - NOx 0.20 Rate Annual v3.1, Unit 2407 and retrofits | 690 | 1818 | Rate Constraint in lbs/MMBtu | FALSE | L | Annual | Fuel Consumed | TBtu | 0 | 0 | 0 | 0 | 0 | 0 | 0 | 0
ME Fac. Spec. - NOx 0.20 Rate Annual v3.1, Unit 2407 and retrofits | 690 | 1818 | Rate Constraint in lbs/MMBtu | FALSE | L | Annual | Rate | lb/MMBtu | 0 | 0 | 0 | 0 | 0 | 0 | 0 | 0
ME Fac. Spec. - NOx 0.20 Rate Annual v3.1, Unit 2407 and retrofits | 690 | 1818 | Rate Constraint in lbs/MMBtu | FALSE | L | Annual | Generation | TWh | 0 | 0 | 0 | 0 | 0 | 0 | 0 | 0
ME Fac. Spec. - NOx 0.20 Rate Annual v3.1, Unit 2407 and retrofits | 690 | 1818 | Rate Constraint in lbs/MMBtu | FALSE | L | Annual | Qualifying Generation | TWh | 0 | 0 | 0 | 0 | 0 | 0 | 0 | 0
ME Fac. Spec. - NOx 0.20 Rate Annual v3.1, Unit 2407 and retrofits | 690 | 1818 | Rate Constraint in lbs/MMBtu | FALSE | L | Annual | Rate | lb/MWh | 0 | 0 | 0 | 0 | 0 | 0 | 0 | 0
ME Fac. Spec. - NOx 0.20 Rate Annual v3.1, Unit 2407 and retrofits | 690 | 1818 | Rate Constraint in lbs/MMBtu | FALSE | L | Annual | Constraint Shadow Price | US2016$/Ton | 0 | 0 | 0 | 0 | 0 | 0 | 0 | 0
ME Fac. Spec. - NOx 0.20 Rate Annual v3.1, Unit 3950 and retrofits | 691 | 1818 | Rate Constraint in lbs/MMBtu | FALSE | L | Annual | Seasons Included | Seasons | Winter, WintShld, Summer | Winter, WintShld, Summer | Winter, WintShld, Summer | Winter, WintShld, Summer | Winter, WintShld, Summer | Winter, WintShld, Summer | Winter, WintShld, Summer | Winter, WintShld, Summer
ME Fac. Spec. - NOx 0.20 Rate Annual v3.1, Unit 3950 and retrofits | 691 | 1818 | Rate Constraint in lbs/MMBtu | FALSE | L | Annual | Standard NOX | lb/MMBtu | 0.2 | 0.2 | 0.2 | 0.2 | 0.2 | 0.2 | 0.2 | 0.2
ME Fac. Spec. - NOx 0.20 Rate Annual v3.1, Unit 3950 and retrofits | 691 | 1818 | Rate Constraint in lbs/MMBtu | FALSE | L | Annual | Emissions at Affected Plants NOX | Thousand Tons | 0 | 0 | 0 | 0 | 0 | 0 | 0 | 0
ME Fac. Spec. - NOx 0.20 Rate Annual v3.1, Unit 3950 and retrofits | 691 | 1818 | Rate Constraint in lbs/MMBtu | FALSE | L | Annual | Allowances Purchased NOX | Thousand Tons | 0 | 0 | 0 | 0 | 0 | 0 | 0 | 0
ME Fac. Spec. - NOx 0.20 Rate Annual v3.1, Unit 3950 and retrofits | 691 | 1818 | Rate Constraint in lbs/MMBtu | FALSE | L | Annual | Allowances Sold NOX | Thousand Tons | 0 | 0 | 0 | 0 | 0 | 0 | 0 | 0
ME Fac. Spec. - NOx 0.20 Rate Annual v3.1, Unit 3950 and retrofits | 691 | 1818 | Rate Constraint in lbs/MMBtu | FALSE | L | Annual | Allowances Banked | Thousand Tons | 0 | 0 | 0 | 0 | 0 | 0 | 0 | 0
ME Fac. Spec. - NOx 0.20 Rate Annual v3.1, Unit 3950 and retrofits | 691 | 1818 | Rate Constraint in lbs/MMBtu | FALSE | L | Annual | Allowances Withdrawn (1:1) | Thousand Tons | 0 | 0 | 0 | 0 | 0 | 0 | 0 | 0
ME Fac. Spec. - NOx 0.20 Rate Annual v3.1, Unit 3950 and retrofits | 691 | 1818 | Rate Constraint in lbs/MMBtu | FALSE | L | Annual | Allowances Withdrawn (n:1) | Thousand Tons | 0 | 0 | 0 | 0 | 0 | 0 | 0 | 0
ME Fac. Spec. - NOx 0.20 Rate Annual v3.1, Unit 3950 and retrofits | 691 | 1818 | Rate Constraint in lbs/MMBtu | FALSE | L | Annual | Net Emissions Allowance Position | Thousand Tons | 0 | 0 | 0 | 0 | 0 | 0 | 0 | 0
ME Fac. Spec. - NOx 0.20 Rate Annual v3.1, Unit 3950 and retrofits | 691 | 1818 | Rate Constraint in lbs/MMBtu | FALSE | L | Annual | Fuel Consumed | TBtu | 0 | 0 | 0 | 0 | 0 | 0 | 0 | 0
ME Fac. Spec. - NOx 0.20 Rate Annual v3.1, Unit 3950 and retrofits | 691 | 1818 | Rate Constraint in lbs/MMBtu | FALSE | L | Annual | Rate | lb/MMBtu | 0 | 0 | 0 | 0 | 0 | 0 | 0 | 0
ME Fac. Spec. - NOx 0.20 Rate Annual v3.1, Unit 3950 and retrofits | 691 | 1818 | Rate Constraint in lbs/MMBtu | FALSE | L | Annual | Generation | TWh | 0 | 0 | 0 | 0 | 0 | 0 | 0 | 0
ME Fac. Spec. - NOx 0.20 Rate Annual v3.1, Unit 3950 and retrofits | 691 | 1818 | Rate Constraint in lbs/MMBtu | FALSE | L | Annual | Qualifying Generation | TWh | 0 | 0 | 0 | 0 | 0 | 0 | 0 | 0
ME Fac. Spec. - NOx 0.20 Rate Annual v3.1, Unit 3950 and retrofits | 691 | 1818 | Rate Constraint in lbs/MMBtu | FALSE | L | Annual | Rate | lb/MWh | 0 | 0 | 0 | 0 | 0 | 0 | 0 | 0
ME Fac. Spec. - NOx 0.20 Rate Annual v3.1, Unit 3950 and retrofits | 691 | 1818 | Rate Constraint in lbs/MMBtu | FALSE | L | Annual | Constraint Shadow Price | US2016$/Ton | 0 | 0 | 0 | 0 | 0 | 0 | 0 | 0
ME Fac. Spec. - NOx 0.20 Rate Annual v3.1, Unit 3952 and retrofits | 692 | 1818 | Rate Constraint in lbs/MMBtu | FALSE | L | Annual | Seasons Included | Seasons | Winter, WintShld, Summer | Winter, WintShld, Summer | Winter, WintShld, Summer | Winter, WintShld, Summer | Winter, WintShld, Summer | Winter, WintShld, Summer | Winter, WintShld, Summer | Winter, WintShld, Summer
ME Fac. Spec. - NOx 0.20 Rate Annual v3.1, Unit 3952 and retrofits | 692 | 1818 | Rate Constraint in lbs/MMBtu | FALSE | L | Annual | Standard NOX | lb/MMBtu | 0.2 | 0.2 | 0.2 | 0.2 | 0.2 | 0.2 | 0.2 | 0.2
ME Fac. Spec. - NOx 0.20 Rate Annual v3.1, Unit 3952 and retrofits | 692 | 1818 | Rate Constraint in lbs/MMBtu | FALSE | L | Annual | Emissions at Affected Plants NOX | Thousand Tons | 0 | 0 | 0 | 0 | 0 | 0 | 0 | 0
ME Fac. Spec. - NOx 0.20 Rate Annual v3.1, Unit 3952 and retrofits | 692 | 1818 | Rate Constraint in lbs/MMBtu | FALSE | L | Annual | Allowances Purchased NOX | Thousand Tons | 0 | 0 | 0 | 0 | 0 | 0 | 0 | 0
ME Fac. Spec. - NOx 0.20 Rate Annual v3.1, Unit 3952 and retrofits | 692 | 1818 | Rate Constraint in lbs/MMBtu | FALSE | L | Annual | Allowances Sold NOX | Thousand Tons | 0 | 0 | 0 | 0 | 0 | 0 | 0 | 0
ME Fac. Spec. - NOx 0.20 Rate Annual v3.1, Unit 3952 and retrofits | 692 | 1818 | Rate Constraint in lbs/MMBtu | FALSE | L | Annual | Allowances Banked | Thousand Tons | 0 | 0 | 0 | 0 | 0 | 0 | 0 | 0
ME Fac. Spec. - NOx 0.20 Rate Annual v3.1, Unit 3952 and retrofits | 692 | 1818 | Rate Constraint in lbs/MMBtu | FALSE | L | Annual | Allowances Withdrawn (1:1) | Thousand Tons | 0 | 0 | 0 | 0 | 0 | 0 | 0 | 0
ME Fac. Spec. - NOx 0.20 Rate Annual v3.1, Unit 3952 and retrofits | 692 | 1818 | Rate Constraint in lbs/MMBtu | FALSE | L | Annual | Allowances Withdrawn (n:1) | Thousand Tons | 0 | 0 | 0 | 0 | 0 | 0 | 0 | 0
ME Fac. Spec. - NOx 0.20 Rate Annual v3.1, Unit 3952 and retrofits | 692 | 1818 | Rate Constraint in lbs/MMBtu | FALSE | L | Annual | Net Emissions Allowance Position | Thousand Tons | 0 | 0 | 0 | 0 | 0 | 0 | 0 | 0
ME Fac. Spec. - NOx 0.20 Rate Annual v3.1, Unit 3952 and retrofits | 692 | 1818 | Rate Constraint in lbs/MMBtu | FALSE | L | Annual | Fuel Consumed | TBtu | 0 | 0 | 0 | 0 | 0 | 0 | 0 | 0
ME Fac. Spec. - NOx 0.20 Rate Annual v3.1, Unit 3952 and retrofits | 692 | 1818 | Rate Constraint in lbs/MMBtu | FALSE | L | Annual | Rate | lb/MMBtu | 0 | 0 | 0 | 0 | 0 | 0 | 0 | 0
ME Fac. Spec. - NOx 0.20 Rate Annual v3.1, Unit 3952 and retrofits | 692 | 1818 | Rate Constraint in lbs/MMBtu | FALSE | L | Annual | Generation | TWh | 0 | 0 | 0 | 0 | 0 | 0 | 0 | 0
ME Fac. Spec. - NOx 0.20 Rate Annual v3.1, Unit 3952 and retrofits | 692 | 1818 | Rate Constraint in lbs/MMBtu | FALSE | L | Annual | Qualifying Generation | TWh | 0 | 0 | 0 | 0 | 0 | 0 | 0 | 0
ME Fac. Spec. - NOx 0.20 Rate Annual v3.1, Unit 3952 and retrofits | 692 | 1818 | Rate Constraint in lbs/MMBtu | FALSE | L | Annual | Rate | lb/MWh | 0 | 0 | 0 | 0 | 0 | 0 | 0 | 0
ME Fac. Spec. - NOx 0.20 Rate Annual v3.1, Unit 3952 and retrofits | 692 | 1818 | Rate Constraint in lbs/MMBtu | FALSE | L | Annual | Constraint Shadow Price | US2016$/Ton | 0 | 0 | 0 | 0 | 0 | 0 | 0 | 0
ME Fac. Spec. - NOX 0.22 Rate Annual v3.1, Unit 3952 and retrofits | 693 | 1799 | Rate Constraint in lbs/MMBtu | FALSE | L | Annual | Seasons Included | Seasons | Winter, WintShld, Summer | Winter, WintShld, Summer | Winter, WintShld, Summer | Winter, WintShld, Summer | Winter, WintShld, Summer | Winter, WintShld, Summer | Winter, WintShld, Summer | Winter, WintShld, Summer
ME Fac. Spec. - NOX 0.22 Rate Annual v3.1, Unit 3952 and retrofits | 693 | 1799 | Rate Constraint in lbs/MMBtu | FALSE | L | Annual | Standard NOX | lb/MMBtu | 0.22 | 0.22 | 0.22 | 0.22 | 0.22 | 0.22 | 0.22 | 0.22
ME Fac. Spec. - NOX 0.22 Rate Annual v3.1, Unit 3952 and retrofits | 693 | 1799 | Rate Constraint in lbs/MMBtu | FALSE | L | Annual | Emissions at Affected Plants NOX | Thousand Tons | 0 | 0 | 0 | 0 | 0 | 0 | 0 | 0
ME Fac. Spec. - NOX 0.22 Rate Annual v3.1, Unit 3952 and retrofits | 693 | 1799 | Rate Constraint in lbs/MMBtu | FALSE | L | Annual | Allowances Purchased NOX | Thousand Tons | 0 | 0 | 0 | 0 | 0 | 0 | 0 | 0
ME Fac. Spec. - NOX 0.22 Rate Annual v3.1, Unit 3952 and retrofits | 693 | 1799 | Rate Constraint in lbs/MMBtu | FALSE | L | Annual | Allowances Sold NOX | Thousand Tons | 0 | 0 | 0 | 0 | 0 | 0 | 0 | 0
ME Fac. Spec. - NOX 0.22 Rate Annual v3.1, Unit 3952 and retrofits | 693 | 1799 | Rate Constraint in lbs/MMBtu | FALSE | L | Annual | Allowances Banked | Thousand Tons | 0 | 0 | 0 | 0 | 0 | 0 | 0 | 0
ME Fac. Spec. - NOX 0.22 Rate Annual v3.1, Unit 3952 and retrofits | 693 | 1799 | Rate Constraint in lbs/MMBtu | FALSE | L | Annual | Allowances Withdrawn (1:1) | Thousand Tons | 0 | 0 | 0 | 0 | 0 | 0 | 0 | 0
ME Fac. Spec. - NOX 0.22 Rate Annual v3.1, Unit 3952 and retrofits | 693 | 1799 | Rate Constraint in lbs/MMBtu | FALSE | L | Annual | Allowances Withdrawn (n:1) | Thousand Tons | 0 | 0 | 0 | 0 | 0 | 0 | 0 | 0
ME Fac. Spec. - NOX 0.22 Rate Annual v3.1, Unit 3952 and retrofits | 693 | 1799 | Rate Constraint in lbs/MMBtu | FALSE | L | Annual | Net Emissions Allowance Position | Thousand Tons | 0 | 0 | 0 | 0 | 0 | 0 | 0 | 0
ME Fac. Spec. - NOX 0.22 Rate Annual v3.1, Unit 3952 and retrofits | 693 | 1799 | Rate Constraint in lbs/MMBtu | FALSE | L | Annual | Fuel Consumed | TBtu | 0 | 0 | 0 | 0 | 0 | 0 | 0 | 0
ME Fac. Spec. - NOX 0.22 Rate Annual v3.1, Unit 3952 and retrofits | 693 | 1799 | Rate Constraint in lbs/MMBtu | FALSE | L | Annual | Rate | lb/MMBtu | 0 | 0 | 0 | 0 | 0 | 0 | 0 | 0
ME Fac. Spec. - NOX 0.22 Rate Annual v3.1, Unit 3952 and retrofits | 693 | 1799 | Rate Constraint in lbs/MMBtu | FALSE | L | Annual | Generation | TWh | 0 | 0 | 0 | 0 | 0 | 0 | 0 | 0
ME Fac. Spec. - NOX 0.22 Rate Annual v3.1, Unit 3952 and retrofits | 693 | 1799 | Rate Constraint in lbs/MMBtu | FALSE | L | Annual | Qualifying Generation | TWh | 0 | 0 | 0 | 0 | 0 | 0 | 0 | 0
ME Fac. Spec. - NOX 0.22 Rate Annual v3.1, Unit 3952 and retrofits | 693 | 1799 | Rate Constraint in lbs/MMBtu | FALSE | L | Annual | Rate | lb/MWh | 0 | 0 | 0 | 0 | 0 | 0 | 0 | 0
ME Fac. Spec. - NOX 0.22 Rate Annual v3.1, Unit 3952 and retrofits | 693 | 1799 | Rate Constraint in lbs/MMBtu | FALSE | L | Annual | Constraint Shadow Price | US2016$/Ton | 0 | 0 | 0 | 0 | 0 | 0 | 0 | 0
ME Mercury Cap Annual v3.1 | 694 | 1509 | Rate Constraint in MTons | FALSE | L | Annual | Seasons Included | Seasons | Winter, WintShld, Summer | Winter, WintShld, Summer | Winter, WintShld, Summer | Winter, WintShld, Summer | Winter, WintShld, Summer | Winter, WintShld, Summer | Winter, WintShld, Summer | Winter, WintShld, Summer
ME Mercury Cap Annual v3.1 | 694 | 1509 | Rate Constraint in MTons | FALSE | L | Annual | Standard MER | lbs | 26 | 26 | 26 | 26 | 26 | 26 | 26 | 26
ME Mercury Cap Annual v3.1 | 694 | 1509 | Rate Constraint in MTons | FALSE | L | Annual | Emissions at Affected Plants MER | lbs | 12.032 | 12.032 | 12.032 | 12.032 | 12.032 | 12.032 | 12.032 | 12.032
ME Mercury Cap Annual v3.1 | 694 | 1509 | Rate Constraint in MTons | FALSE | L | Annual | Allowances Purchased MER | lbs | 0 | 0 | 0 | 0 | 0 | 0 | 0 | 0
ME Mercury Cap Annual v3.1 | 694 | 1509 | Rate Constraint in MTons | FALSE | L | Annual | Allowances Sold MER | lbs | 0 | 0 | 0 | 0 | 0 | 0 | 0 | 0
ME Mercury Cap Annual v3.1 | 694 | 1509 | Rate Constraint in MTons | FALSE | L | Annual | Allowances Banked | lbs | 0 | 0 | 0 | 0 | 0 | 0 | 0 | 0
ME Mercury Cap Annual v3.1 | 694 | 1509 | Rate Constraint in MTons | FALSE | L | Annual | Allowances Withdrawn (1:1) | lbs | 0 | 0 | 0 | 0 | 0 | 0 | 0 | 0
ME Mercury Cap Annual v3.1 | 694 | 1509 | Rate Constraint in MTons | FALSE | L | Annual | Allowances Withdrawn (n:1) | lbs | 0 | 0 | 0 | 0 | 0 | 0 | 0 | 0
ME Mercury Cap Annual v3.1 | 694 | 1509 | Rate Constraint in MTons | FALSE | L | Annual | Net Emissions Allowance Position | lbs | 12.032 | 12.032 | 12.032 | 12.032 | 12.032 | 12.032 | 12.032 | 12.032
ME Mercury Cap Annual v3.1 | 694 | 1509 | Rate Constraint in MTons | FALSE | L | Annual | Fuel Consumed | TBtu | 0.65486 | 0.65486 | 0.65486 | 0.65486 | 0.65486 | 0.65486 | 0.65486 | 0.65486
ME Mercury Cap Annual v3.1 | 694 | 1509 | Rate Constraint in MTons | FALSE | L | Annual | Rate | lb/MMBtu | 1.8373e-05 | 1.8373e-05 | 1.8373e-05 | 1.8373e-05 | 1.8373e-05 | 1.8373e-05 | 1.8373e-05 | 1.8373e-05
ME Mercury Cap Annual v3.1 | 694 | 1509 | Rate Constraint in MTons | FALSE | L | Annual | Generation | TWh | 0.12696 | 0.12696 | 0.12696 | 0.12696 | 0.12696 | 0.12696 | 0.12696 | 0.12696
ME Mercury Cap Annual v3.1 | 694 | 1509 | Rate Constraint in MTons | FALSE | L | Annual | Qualifying Generation | TWh | 0.12696 | 0.12696 | 0.12696 | 0.12696 | 0.12696 | 0.12696 | 0.12696 | 0.12696
ME Mercury Cap Annual v3.1 | 694 | 1509 | Rate Constraint in MTons | FALSE | L | Annual | Rate | lb/MWh | 9.477e-05 | 9.477e-05 | 9.477e-05 | 9.477e-05 | 9.477e-05 | 9.477e-05 | 9.477e-05 | 9.477e-05
ME Mercury Cap Annual v3.1 | 694 | 1509 | Rate Constraint in MTons | FALSE | L | Annual | Constraint Shadow Price | US2016$/Lb | 0 | 0 | 0 | 0 | 0 | 0 | 0 | 0
MI Hg Rule - MER Annual Reduction v4.10 | 695 | 2216 | MACT Fuel Choice Floor in lbs/MMBtu | FALSE | L | Annual | Seasons Included | Seasons | Winter, WintShld, Summer | Winter, WintShld, Summer | Winter, WintShld, Summer | Winter, WintShld, Summer | Winter, WintShld, Summer | Winter, WintShld, Summer | Winter, WintShld, Summer | Winter, WintShld, Summer
MI Hg Rule - MER Annual Reduction v4.10 | 695 | 2216 | MACT Fuel Choice Floor in lbs/MMBtu | FALSE | L | Annual | Emission Floor | lbs/MMBtu | 8.07e-07 | 8.07e-07 | 8.07e-07 | 8.07e-07 | 8.07e-07 | 8.07e-07 | 8.07e-07 | 8.07e-07
MI Hg Rule - MER Annual Reduction v4.10 | 695 | 2216 | MACT Fuel Choice Floor in lbs/MMBtu | FALSE | L | Annual | Emissions at Affected Plants MER | lbs | 219.0876 | 215.5442 | 255.784 | 259.3591 | 231.8306 | 235.7371 | 236.2321 | 207.9592
MI Hg Rule - MER Annual Reduction v4.10 | 695 | 2216 | MACT Fuel Choice Floor in lbs/MMBtu | FALSE | L | Annual | Allowances Purchased MER | lbs | 0 | 0 | 0 | 0 | 0 | 0 | 0 | 0
MI Hg Rule - MER Annual Reduction v4.10 | 695 | 2216 | MACT Fuel Choice Floor in lbs/MMBtu | FALSE | L | Annual | Allowances Sold MER | lbs | 0 | 0 | 0 | 0 | 0 | 0 | 0 | 0
MI Hg Rule - MER Annual Reduction v4.10 | 695 | 2216 | MACT Fuel Choice Floor in lbs/MMBtu | FALSE | L | Annual | Allowances Banked | lbs | 0 | 0 | 0 | 0 | 0 | 0 | 0 | 0
MI Hg Rule - MER Annual Reduction v4.10 | 695 | 2216 | MACT Fuel Choice Floor in lbs/MMBtu | FALSE | L | Annual | Allowances Withdrawn (1:1) | lbs | 0 | 0 | 0 | 0 | 0 | 0 | 0 | 0
MI Hg Rule - MER Annual Reduction v4.10 | 695 | 2216 | MACT Fuel Choice Floor in lbs/MMBtu | FALSE | L | Annual | Allowances Withdrawn (n:1) | lbs | 0 | 0 | 0 | 0 | 0 | 0 | 0 | 0
MI Hg Rule - MER Annual Reduction v4.10 | 695 | 2216 | MACT Fuel Choice Floor in lbs/MMBtu | FALSE | L | Annual | Net Emissions Allowance Position | lbs | 219.0876 | 215.5442 | 255.784 | 259.3591 | 231.8306 | 235.7371 | 236.2321 | 207.9592
MI Hg Rule - MER Annual Reduction v4.10 | 695 | 2216 | MACT Fuel Choice Floor in lbs/MMBtu | FALSE | L | Annual | Fuel Consumed | TBtu | 358.1472 | 387.9522 | 412.4153 | 418.2657 | 373.7636 | 380.0946 | 381.001 | 334.3666
MI Hg Rule - MER Annual Reduction v4.10 | 695 | 2216 | MACT Fuel Choice Floor in lbs/MMBtu | FALSE | L | Annual | Rate | lb/MMBtu | 6.1172e-07 | 5.5559e-07 | 6.2021e-07 | 6.2008e-07 | 6.2026e-07 | 6.2021e-07 | 6.2003e-07 | 6.2195e-07
MI Hg Rule - MER Annual Reduction v4.10 | 695 | 2216 | MACT Fuel Choice Floor in lbs/MMBtu | FALSE | L | Annual | Generation | TWh | 33.7265 | 36.5043 | 38.8544 | 39.381 | 35.1681 | 35.7803 | 35.8603 | 31.551
MI Hg Rule - MER Annual Reduction v4.10 | 695 | 2216 | MACT Fuel Choice Floor in lbs/MMBtu | FALSE | L | Annual | Qualifying Generation | TWh | 33.7265 | 36.5043 | 38.8544 | 39.381 | 35.1681 | 35.7803 | 35.8603 | 31.551
MI Hg Rule - MER Annual Reduction v4.10 | 695 | 2216 | MACT Fuel Choice Floor in lbs/MMBtu | FALSE | L | Annual | Constraint Shadow Price | US2016$/Lb | 0 | 0 | 0 | 0 | 0 | 0 | 0 | 0
Missouri - NOX .18 Rate Annual v3.1 | 696 | 1820 | Rate Constraint in lbs/MMBtu | FALSE | L | Annual | Seasons Included | Seasons | Winter, WintShld, Summer | Winter, WintShld, Summer | Winter, WintShld, Summer | Winter, WintShld, Summer | Winter, WintShld, Summer | Winter, WintShld, Summer | Winter, WintShld, Summer | Winter, WintShld, Summer
Missouri - NOX .18 Rate Annual v3.1 | 696 | 1820 | Rate Constraint in lbs/MMBtu | FALSE | L | Annual | Standard NOX | lb/MMBtu | 0.18 | 0.18 | 0.18 | 0.18 | 0.18 | 0.18 | 0.18 | 0.18
Missouri - NOX .18 Rate Annual v3.1 | 696 | 1820 | Rate Constraint in lbs/MMBtu | FALSE | L | Annual | Emissions at Affected Plants NOX | Thousand Tons | 11.39 | 11.3973 | 11.3975 | 11.3975 | 11.4306 | 11.4253 | 11.3975 | 11.3956
Missouri - NOX .18 Rate Annual v3.1 | 696 | 1820 | Rate Constraint in lbs/MMBtu | FALSE | L | Annual | Allowances Purchased NOX | Thousand Tons | 0 | 0 | 0 | 0 | 0 | 0 | 0 | 0
Missouri - NOX .18 Rate Annual v3.1 | 696 | 1820 | Rate Constraint in lbs/MMBtu | FALSE | L | Annual | Allowances Sold NOX | Thousand Tons | 0 | 0 | 0 | 0 | 0 | 0 | 0 | 0
Missouri - NOX .18 Rate Annual v3.1 | 696 | 1820 | Rate Constraint in lbs/MMBtu | FALSE | L | Annual | Allowances Banked | Thousand Tons | 0 | 0 | 0 | 0 | 0 | 0 | 0 | 0
Missouri - NOX .18 Rate Annual v3.1 | 696 | 1820 | Rate Constraint in lbs/MMBtu | FALSE | L | Annual | Allowances Withdrawn (1:1) | Thousand Tons | 0 | 0 | 0 | 0 | 0 | 0 | 0 | 0
Missouri - NOX .18 Rate Annual v3.1 | 696 | 1820 | Rate Constraint in lbs/MMBtu | FALSE | L | Annual | Allowances Withdrawn (n:1) | Thousand Tons | 0 | 0 | 0 | 0 | 0 | 0 | 0 | 0
Missouri - NOX .18 Rate Annual v3.1 | 696 | 1820 | Rate Constraint in lbs/MMBtu | FALSE | L | Annual | Net Emissions Allowance Position | Thousand Tons | 11.39 | 11.3973 | 11.3975 | 11.3975 | 11.4306 | 11.4253 | 11.3975 | 11.3956
Missouri - NOX .18 Rate Annual v3.1 | 696 | 1820 | Rate Constraint in lbs/MMBtu | FALSE | L | Annual | Fuel Consumed | TBtu | 261.7246 | 261.7454 | 261.746 | 261.746 | 261.8405 | 261.8253 | 261.746 | 261.7404
Missouri - NOX .18 Rate Annual v3.1 | 696 | 1820 | Rate Constraint in lbs/MMBtu | FALSE | L | Annual | Rate | lb/MMBtu | 0.087038 | 0.087087 | 0.087088 | 0.087088 | 0.08731 | 0.087274 | 0.087088 | 0.087075
Missouri - NOX .18 Rate Annual v3.1 | 696 | 1820 | Rate Constraint in lbs/MMBtu | FALSE | L | Annual | Generation | TWh | 25.6143 | 25.6158 | 25.6159 | 25.6159 | 25.6228 | 25.6217 | 25.6159 | 25.6155
Missouri - NOX .18 Rate Annual v3.1 | 696 | 1820 | Rate Constraint in lbs/MMBtu | FALSE | L | Annual | Qualifying Generation | TWh | 25.6143 | 25.6158 | 25.6159 | 25.6159 | 25.6228 | 25.6217 | 25.6159 | 25.6155
Missouri - NOX .18 Rate Annual v3.1 | 696 | 1820 | Rate Constraint in lbs/MMBtu | FALSE | L | Annual | Rate | lb/MWh | 0.88935 | 0.88986 | 0.88988 | 0.88988 | 0.89222 | 0.89184 | 0.88988 | 0.88974
Missouri - NOX .18 Rate Annual v3.1 | 696 | 1820 | Rate Constraint in lbs/MMBtu | FALSE | L | Annual | Constraint Shadow Price | US2016$/Ton | 0 | 0 | 0 | 0 | 0 | 0 | 0 | 0
Missouri - NOX .25 Rate Annual v3.1 | 697 | 1821 | Rate Constraint in lbs/MMBtu | FALSE | L | Annual | Seasons Included | Seasons | Winter, WintShld, Summer | Winter, WintShld, Summer | Winter, WintShld, Summer | Winter, WintShld, Summer | Winter, WintShld, Summer | Winter, WintShld, Summer | Winter, WintShld, Summer | Winter, WintShld, Summer
Missouri - NOX .25 Rate Annual v3.1 | 697 | 1821 | Rate Constraint in lbs/MMBtu | FALSE | L | Annual | Standard NOX | lb/MMBtu | 0.25 | 0.25 | 0.25 | 0.25 | 0.25 | 0.25 | 0.25 | 0.25
Missouri - NOX .25 Rate Annual v3.1 | 697 | 1821 | Rate Constraint in lbs/MMBtu | FALSE | L | Annual | Emissions at Affected Plants NOX | Thousand Tons | 17.0395 | 19.5764 | 20.4069 | 19.4379 | 19.2169 | 19.4515 | 17.5108 | 19.2007
Missouri - NOX .25 Rate Annual v3.1 | 697 | 1821 | Rate Constraint in lbs/MMBtu | FALSE | L | Annual | Allowances Purchased NOX | Thousand Tons | 0 | 0 | 0 | 0 | 0 | 0 | 0 | 0
Missouri - NOX .25 Rate Annual v3.1 | 697 | 1821 | Rate Constraint in lbs/MMBtu | FALSE | L | Annual | Allowances Sold NOX | Thousand Tons | 0 | 0 | 0 | 0 | 0 | 0 | 0 | 0
Missouri - NOX .25 Rate Annual v3.1 | 697 | 1821 | Rate Constraint in lbs/MMBtu | FALSE | L | Annual | Allowances Banked | Thousand Tons | 0.30012 | 0 | 0.032134 | 0 | 0 | 0.016277 | 0.7757 | 0
Missouri - NOX .25 Rate Annual v3.1 | 697 | 1821 | Rate Constraint in lbs/MMBtu | FALSE | L | Annual | Allowances Withdrawn (1:1) | Thousand Tons | 0 | -0.15006 | 0 | -0.025707 | 0 | 0 | 0 | -0.5657
Missouri - NOX .25 Rate Annual v3.1 | 697 | 1821 | Rate Constraint in lbs/MMBtu | FALSE | L | Annual | Allowances Withdrawn (n:1) | Thousand Tons | 0 | 0 | 0 | 0 | 0 | 0 | 0 | 0
Missouri - NOX .25 Rate Annual v3.1 | 697 | 1821 | Rate Constraint in lbs/MMBtu | FALSE | L | Annual | Net Emissions Allowance Position | Thousand Tons | 17.3396 | 19.4263 | 20.4391 | 19.4122 | 19.2169 | 19.4678 | 18.2865 | 18.635
Missouri - NOX .25 Rate Annual v3.1 | 697 | 1821 | Rate Constraint in lbs/MMBtu | FALSE | L | Annual | Fuel Consumed | TBtu | 138.7167 | 155.4105 | 163.5125 | 155.2975 | 153.7351 | 155.7426 | 146.2921 | 149.08
Missouri - NOX .25 Rate Annual v3.1 | 697 | 1821 | Rate Constraint in lbs/MMBtu | FALSE | L | Annual | Rate | lb/MMBtu | 0.24567 | 0.25193 | 0.24961 | 0.25033 | 0.25 | 0.24979 | 0.2394 | 0.25759
Missouri - NOX .25 Rate Annual v3.1 | 697 | 1821 | Rate Constraint in lbs/MMBtu | FALSE | L | Annual | Generation | TWh | 14.3386 | 15.9225 | 16.6561 | 15.9153 | 15.7117 | 15.8308 | 14.7552 | 15.0441
Missouri - NOX .25 Rate Annual v3.1 | 697 | 1821 | Rate Constraint in lbs/MMBtu | FALSE | L | Annual | Qualifying Generation | TWh | 14.3386 | 15.9225 | 16.6561 | 15.9153 | 15.7117 | 15.8308 | 14.7552 | 15.0441
Missouri - NOX .25 Rate Annual v3.1 | 697 | 1821 | Rate Constraint in lbs/MMBtu | FALSE | L | Annual | Rate | lb/MWh | 2.3767 | 2.4589 | 2.4504 | 2.4427 | 2.4462 | 2.4574 | 2.3735 | 2.5526
Missouri - NOX .25 Rate Annual v3.1 | 697 | 1821 | Rate Constraint in lbs/MMBtu | FALSE | L | Annual | Constraint Shadow Price | US2016$/Ton | 1635.729 | 1740.7305 | 1752.4186 | 2112.021 | 807.0416 | 634.6023 | 781.4154 | 1001.3515
Missouri - NOX .35 Rate Annual v3.1 | 698 | 1822 | Rate Constraint in lbs/MMBtu | FALSE | L | Annual | Seasons Included | Seasons | Winter, WintShld, Summer | Winter, WintShld, Summer | Winter, WintShld, Summer | Winter, WintShld, Summer | Winter, WintShld, Summer | Winter, WintShld, Summer | Winter, WintShld, Summer | Winter, WintShld, Summer
Missouri - NOX .35 Rate Annual v3.1 | 698 | 1822 | Rate Constraint in lbs/MMBtu | FALSE | L | Annual | Standard NOX | lb/MMBtu | 0.35 | 0.35 | 0.35 | 0.35 | 0.35 | 0.35 | 0.35 | 0.35
Missouri - NOX .35 Rate Annual v3.1 | 698 | 1822 | Rate Constraint in lbs/MMBtu | FALSE | L | Annual | Emissions at Affected Plants NOX | Thousand Tons | 12.8707 | 15.3694 | 15.7504 | 15.1864 | 13.5844 | 13.6245 | 12.2284 | 13.2621
Missouri - NOX .35 Rate Annual v3.1 | 698 | 1822 | Rate Constraint in lbs/MMBtu | FALSE | L | Annual | Allowances Purchased NOX | Thousand Tons | 0 | 0 | 0 | 0 | 0 | 0 | 0 | 0
Missouri - NOX .35 Rate Annual v3.1 | 698 | 1822 | Rate Constraint in lbs/MMBtu | FALSE | L | Annual | Allowances Sold NOX | Thousand Tons | 0 | 0 | 0 | 0 | 0 | 0 | 0 | 0
Missouri - NOX .35 Rate Annual v3.1 | 698 | 1822 | Rate Constraint in lbs/MMBtu | FALSE | L | Annual | Allowances Banked | Thousand Tons | 0 | 0 | 0 | 0 | 0 | 0 | 0 | 0
Missouri - NOX .35 Rate Annual v3.1 | 698 | 1822 | Rate Constraint in lbs/MMBtu | FALSE | L | Annual | Allowances Withdrawn (1:1) | Thousand Tons | 0 | 0 | 0 | 0 | 0 | 0 | 0 | 0
Missouri - NOX .35 Rate Annual v3.1 | 698 | 1822 | Rate Constraint in lbs/MMBtu | FALSE | L | Annual | Allowances Withdrawn (n:1) | Thousand Tons | 0 | 0 | 0 | 0 | 0 | 0 | 0 | 0
Missouri - NOX .35 Rate Annual v3.1 | 698 | 1822 | Rate Constraint in lbs/MMBtu | FALSE | L | Annual | Net Emissions Allowance Position | Thousand Tons | 12.8707 | 15.3694 | 15.7504 | 15.1864 | 13.5844 | 13.6245 | 12.2284 | 13.2621
Missouri - NOX .35 Rate Annual v3.1 | 698 | 1822 | Rate Constraint in lbs/MMBtu | FALSE | L | Annual | Fuel Consumed | TBtu | 258.1005 | 294.9199 | 300.3116 | 302.7502 | 288.6345 | 284.9053 | 273.1486 | 266.478
Missouri - NOX .35 Rate Annual v3.1 | 698 | 1822 | Rate Constraint in lbs/MMBtu | FALSE | L | Annual | Rate | lb/MMBtu | 0.099734 | 0.10423 | 0.10489 | 0.10032 | 0.094129 | 0.095643 | 0.089537 | 0.099536
Missouri - NOX .35 Rate Annual v3.1 | 698 | 1822 | Rate Constraint in lbs/MMBtu | FALSE | L | Annual | Generation | TWh | 26.9912 | 30.8721 | 31.2562 | 31.8129 | 30.6001 | 29.9543 | 28.5988 | 27.7695
Missouri - NOX .35 Rate Annual v3.1 | 698 | 1822 | Rate Constraint in lbs/MMBtu | FALSE | L | Annual | Qualifying Generation | TWh | 26.9912 | 30.8721 | 31.2562 | 31.8129 | 30.6001 | 29.9543 | 28.5988 | 27.7695
Missouri - NOX .35 Rate Annual v3.1 | 698 | 1822 | Rate Constraint in lbs/MMBtu | FALSE | L | Annual | Rate | lb/MWh | 0.9537 | 0.99568 | 1.0078 | 0.95473 | 0.88787 | 0.90969 | 0.85517 | 0.95515
Missouri - NOX .35 Rate Annual v3.1 | 698 | 1822 | Rate Constraint in lbs/MMBtu | FALSE | L | Annual | Constraint Shadow Price | US2016$/Ton | 0 | 0 | 0 | 0 | 0 | 0 | 0 | 0
MN Hg Emis Red Act - MER Removal Annual v3.1 | 699 | 1511 | MACT Fuel Choice Floor in lbs/MMBtu | FALSE | L | Annual | Seasons Included | Seasons | Winter, WintShld, Summer | Winter, WintShld, Summer | Winter, WintShld, Summer | Winter, WintShld, Summer | Winter, WintShld, Summer | Winter, WintShld, Summer | Winter, WintShld, Summer | Winter, WintShld, Summer
MN Hg Emis Red Act - MER Removal Annual v3.1 | 699 | 1511 | MACT Fuel Choice Floor in lbs/MMBtu | FALSE | L | Annual | Emission Floor | lbs/MMBtu | 0 | 0 | 0 | 0 | 0 | 0 | 0 | 0
MN Hg Emis Red Act - MER Removal Annual v3.1 | 699 | 1511 | MACT Fuel Choice Floor in lbs/MMBtu | FALSE | L | Annual | Emissions at Affected Plants MER | lbs | 89.9496 | 87.1866 | 96.109 | 100.79 | 100.1875 | 101.0772 | 100.6924 | 92.7507
MN Hg Emis Red Act - MER Removal Annual v3.1 | 699 | 1511 | MACT Fuel Choice Floor in lbs/MMBtu | FALSE | L | Annual | Allowances Purchased MER | lbs | 0 | 0 | 0 | 0 | 0 | 0 | 0 | 0
MN Hg Emis Red Act - MER Removal Annual v3.1 | 699 | 1511 | MACT Fuel Choice Floor in lbs/MMBtu | FALSE | L | Annual | Allowances Sold MER | lbs | 0 | 0 | 0 | 0 | 0 | 0 | 0 | 0
MN Hg Emis Red Act - MER Removal Annual v3.1 | 699 | 1511 | MACT Fuel Choice Floor in lbs/MMBtu | FALSE | L | Annual | Allowances Banked | lbs | 0 | 0 | 0 | 0 | 0 | 0 | 0 | 0
MN Hg Emis Red Act - MER Removal Annual v3.1 | 699 | 1511 | MACT Fuel Choice Floor in lbs/MMBtu | FALSE | L | Annual | Allowances Withdrawn (1:1) | lbs | 0 | 0 | 0 | 0 | 0 | 0 | 0 | 0
MN Hg Emis Red Act - MER Removal Annual v3.1 | 699 | 1511 | MACT Fuel Choice Floor in lbs/MMBtu | FALSE | L | Annual | Allowances Withdrawn (n:1) | lbs | 0 | 0 | 0 | 0 | 0 | 0 | 0 | 0
MN Hg Emis Red Act - MER Removal Annual v3.1 | 699 | 1511 | MACT Fuel Choice Floor in lbs/MMBtu | FALSE | L | Annual | Net Emissions Allowance Position | lbs | 89.9496 | 87.1866 | 96.109 | 100.79 | 100.1875 | 101.0772 | 100.6924 | 92.7507
MN Hg Emis Red Act - MER Removal Annual v3.1 | 699 | 1511 | MACT Fuel Choice Floor in lbs/MMBtu | FALSE | L | Annual | Fuel Consumed | TBtu | 164.5031 | 171.5613 | 162.7582 | 166.5042 | 165.4997 | 166.9222 | 166.307 | 153.6275
MN Hg Emis Red Act - MER Removal Annual v3.1 | 699 | 1511 | MACT Fuel Choice Floor in lbs/MMBtu | FALSE | L | Annual | Rate | lb/MMBtu | 5.468e-07 | 5.082e-07 | 5.905e-07 | 6.0533e-07 | 6.0536e-07 | 6.0553e-07 | 6.0546e-07 | 6.0374e-07
MN Hg Emis Red Act - MER Removal Annual v3.1 | 699 | 1511 | MACT Fuel Choice Floor in lbs/MMBtu | FALSE | L | Annual | Generation | TWh | 16.0752 | 16.7478 | 15.8914 | 16.245 | 16.15 | 16.2844 | 16.2263 | 15.0287
MN Hg Emis Red Act - MER Removal Annual v3.1 | 699 | 1511 | MACT Fuel Choice Floor in lbs/MMBtu | FALSE | L | Annual | Qualifying Generation | TWh | 16.0752 | 16.7478 | 15.8914 | 16.245 | 16.15 | 16.2844 | 16.2263 | 15.0287
MN Hg Emis Red Act - MER Removal Annual v3.1 | 699 | 1511 | MACT Fuel Choice Floor in lbs/MMBtu | FALSE | L | Annual | Constraint Shadow Price | US2016$/Lb | 0 | 0 | 0 | 0 | 0 | 0 | 0 | 0
MT Hg Rate Lignite Annual v3.1 | 700 | 1517 | Rate Constraint in lbs/MMBtu | FALSE | L | Annual | Seasons Included | Seasons | Winter, WintShld, Summer | Winter, WintShld, Summer | Winter, WintShld, Summer | Winter, WintShld, Summer | Winter, WintShld, Summer | Winter, WintShld, Summer | Winter, WintShld, Summer | Winter, WintShld, Summer
MT Hg Rate Lignite Annual v3.1 | 700 | 1517 | Rate Constraint in lbs/MMBtu | FALSE | L | Annual | Standard MER | lb/MMBtu | 1.5e-06 | 1.5e-06 | 1.5e-06 | 1.5e-06 | 1.5e-06 | 1.5e-06 | 1.5e-06 | 1.5e-06
MT Hg Rate Lignite Annual v3.1 | 700 | 1517 | Rate Constraint in lbs/MMBtu | FALSE | L | Annual | Emissions at Affected Plants MER | lbs | 0 | 0 | 0 | 0 | 0 | 0 | 0 | 0
MT Hg Rate Lignite Annual v3.1 | 700 | 1517 | Rate Constraint in lbs/MMBtu | FALSE | L | Annual | Allowances Purchased MER | lbs | 0 | 0 | 0 | 0 | 0 | 0 | 0 | 0
MT Hg Rate Lignite Annual v3.1 | 700 | 1517 | Rate Constraint in lbs/MMBtu | FALSE | L | Annual | Allowances Sold MER | lbs | 0 | 0 | 0 | 0 | 0 | 0 | 0 | 0
MT Hg Rate Lignite Annual v3.1 | 700 | 1517 | Rate Constraint in lbs/MMBtu | FALSE | L | Annual | Allowances Banked | lbs | 0 | 0 | 0 | 0 | 0 | 0 | 0 | 0
MT Hg Rate Lignite Annual v3.1 | 700 | 1517 | Rate Constraint in lbs/MMBtu | FALSE | L | Annual | Allowances Withdrawn (1:1) | lbs | 0 | 0 | 0 | 0 | 0 | 0 | 0 | 0
MT Hg Rate Lignite Annual v3.1 | 700 | 1517 | Rate Constraint in lbs/MMBtu | FALSE | L | Annual | Allowances Withdrawn (n:1) | lbs | 0 | 0 | 0 | 0 | 0 | 0 | 0 | 0
MT Hg Rate Lignite Annual v3.1 | 700 | 1517 | Rate Constraint in lbs/MMBtu | FALSE | L | Annual | Net Emissions Allowance Position | lbs | 0 | 0 | 0 | 0 | 0 | 0 | 0 | 0
MT Hg Rate Lignite Annual v3.1 | 700 | 1517 | Rate Constraint in lbs/MMBtu | FALSE | L | Annual | Fuel Consumed | TBtu | 0 | 0 | 0 | 0 | 0 | 0 | 0 | 0
MT Hg Rate Lignite Annual v3.1 | 700 | 1517 | Rate Constraint in lbs/MMBtu | FALSE | L | Annual | Rate | lb/MMBtu | 0 | 0 | 0 | 0 | 0 | 0 | 0 | 0
MT Hg Rate Lignite Annual v3.1 | 700 | 1517 | Rate Constraint in lbs/MMBtu | FALSE | L | Annual | Generation | TWh | 0 | 0 | 0 | 0 | 0 | 0 | 0 | 0
MT Hg Rate Lignite Annual v3.1 | 700 | 1517 | Rate Constraint in lbs/MMBtu | FALSE | L | Annual | Qualifying Generation | TWh | 0 | 0 | 0 | 0 | 0 | 0 | 0 | 0
MT Hg Rate Lignite Annual v3.1 | 700 | 1517 | Rate Constraint in lbs/MMBtu | FALSE | L | Annual | Rate | lb/MWh | 0 | 0 | 0 | 0 | 0 | 0 | 0 | 0
MT Hg Rate Lignite Annual v3.1 | 700 | 1517 | Rate Constraint in lbs/MMBtu | FALSE | L | Annual | Constraint Shadow Price | US2016$/Lb | 0 | 0 | 0 | 0 | 0 | 0 | 0 | 0
MT Hg Rate Non Lignite Annual v3.1 | 701 | 1518 | Rate Constraint in lbs/MMBtu | FALSE | L | Annual | Seasons Included | Seasons | Winter, WintShld, Summer | Winter, WintShld, Summer | Winter, WintShld, Summer | Winter, WintShld, Summer | Winter, WintShld, Summer | Winter, WintShld, Summer | Winter, WintShld, Summer | Winter, WintShld, Summer
MT Hg Rate Non Lignite Annual v3.1 | 701 | 1518 | Rate Constraint in lbs/MMBtu | FALSE | L | Annual | Standard MER | lb/MMBtu | 9e-07 | 9e-07 | 9e-07 | 9e-07 | 9e-07 | 9e-07 | 9e-07 | 9e-07
MT Hg Rate Non Lignite Annual v3.1 | 701 | 1518 | Rate Constraint in lbs/MMBtu | FALSE | L | Annual | Emissions at Affected Plants MER | lbs | 84.7024 | 61.3601 | 61.3601 | 60.2924 | 60.2924 | 60.2924 | 60.2924 | 59.0118
MT Hg Rate Non Lignite Annual v3.1 | 701 | 1518 | Rate Constraint in lbs/MMBtu | FALSE | L | Annual | Allowances Purchased MER | lbs | 0 | 0 | 0 | 0 | 0 | 0 | 0 | 0
MT Hg Rate Non Lignite Annual v3.1 | 701 | 1518 | Rate Constraint in lbs/MMBtu | FALSE | L | Annual | Allowances Sold MER | lbs | 0 | 0 | 0 | 0 | 0 | 0 | 0 | 0
MT Hg Rate Non Lignite Annual v3.1 | 701 | 1518 | Rate Constraint in lbs/MMBtu | FALSE | L | Annual | Allowances Banked | lbs | 0 | 0 | 50.354 | 51.4216 | 0 | 51.4216 | 0 | 0
MT Hg Rate Non Lignite Annual v3.1 | 701 | 1518 | Rate Constraint in lbs/MMBtu | FALSE | L | Annual | Allowances Withdrawn (1:1) | lbs | 0 | 0 | 0 | 0 | -91.7048 | 0 | -51.4216 | 0
MT Hg Rate Non Lignite Annual v3.1 | 701 | 1518 | Rate Constraint in lbs/MMBtu | FALSE | L | Annual | Allowances Withdrawn (n:1) | lbs | 0 | 0 | 0 | 0 | 0 | 0 | 0 | 0
MT Hg Rate Non Lignite Annual v3.1 | 701 | 1518 | Rate Constraint in lbs/MMBtu | FALSE | L | Annual | Net Emissions Allowance Position | lbs | 84.7024 | 61.3601 | 111.7141 | 111.714 | -31.4124 | 111.714 | 8.8708 | 59.0118
MT Hg Rate Non Lignite Annual v3.1 | 701 | 1518 | Rate Constraint in lbs/MMBtu | FALSE | L | Annual | Fuel Consumed | TBtu | 171.3464 | 124.1267 | 124.1267 | 124.1267 | 124.1267 | 124.1267 | 124.1267 | 124.1267
MT Hg Rate Non Lignite Annual v3.1 | 701 | 1518 | Rate Constraint in lbs/MMBtu | FALSE | L | Annual | Rate | lb/MMBtu | 4.9433e-07 | 4.9433e-07 | 4.9433e-07 | 4.8573e-07 | 4.8573e-07 | 4.8573e-07 | 4.8573e-07 | 4.7542e-07
MT Hg Rate Non Lignite Annual v3.1 | 701 | 1518 | Rate Constraint in lbs/MMBtu | FALSE | L | Annual | Generation | TWh | 15.8627 | 11.4571 | 11.4571 | 11.4571 | 11.4571 | 11.4571 | 11.4571 | 11.4571
MT Hg Rate Non Lignite Annual v3.1 | 701 | 1518 | Rate Constraint in lbs/MMBtu | FALSE | L | Annual | Qualifying Generation | TWh | 15.8627 | 11.4571 | 11.4571 | 11.4571 | 11.4571 | 11.4571 | 11.4571 | 11.4571
MT Hg Rate Non Lignite Annual v3.1 | 701 | 1518 | Rate Constraint in lbs/MMBtu | FALSE | L | Annual | Rate | lb/MWh | 5.3397e-06 | 5.3556e-06 | 5.3556e-06 | 5.2625e-06 | 5.2625e-06 | 5.2625e-06 | 5.2625e-06 | 5.1507e-06
MT Hg Rate Non Lignite Annual v3.1 | 701 | 1518 | Rate Constraint in lbs/MMBtu | FALSE | L | Annual | Constraint Shadow Price | US2016$/Lb | 0 | 0 | 0 | 0 | 0 | 0 | 0 | 0
New Hampshire MER Removal Annual v3.1 | 702 | 1966 | MACT Fuel Choice Floor in lbs/MMBtu | FALSE | L | Annual | Seasons Included | Seasons | Winter, WintShld, Summer | Winter, WintShld, Summer | Winter, WintShld, Summer | Winter, WintShld, Summer | Winter, WintShld, Summer | Winter, WintShld, Summer | Winter, WintShld, Summer | Winter, WintShld, Summer
New Hampshire MER Removal Annual v3.1 | 702 | 1966 | MACT Fuel Choice Floor in lbs/MMBtu | FALSE | L | Annual | Emission Floor | lbs/MMBtu | 0 | 0 | 0 | 0 | 0 | 0 | 0 | 0
New Hampshire MER Removal Annual v3.1 | 702 | 1966 | MACT Fuel Choice Floor in lbs/MMBtu | FALSE | L | Annual | Emissions at Affected Plants MER | lbs | 0 | 0 | 0 | 0 | 0 | 0 | 0 | 0
New Hampshire MER Removal Annual v3.1 | 702 | 1966 | MACT Fuel Choice Floor in lbs/MMBtu | FALSE | L | Annual | Allowances Purchased MER | lbs | 0 | 0 | 0 | 0 | 0 | 0 | 0 | 0
New Hampshire MER Removal Annual v3.1 | 702 | 1966 | MACT Fuel Choice Floor in lbs/MMBtu | FALSE | L | Annual | Allowances Sold MER | lbs | 0 | 0 | 0 | 0 | 0 | 0 | 0 | 0
New Hampshire MER Removal Annual v3.1 | 702 | 1966 | MACT Fuel Choice Floor in lbs/MMBtu | FALSE | L | Annual | Allowances Banked | lbs | 0 | 0 | 0 | 0 | 0 | 0 | 0 | 0
New Hampshire MER Removal Annual v3.1 | 702 | 1966 | MACT Fuel Choice Floor in lbs/MMBtu | FALSE | L | Annual | Allowances Withdrawn (1:1) | lbs | 0 | 0 | 0 | 0 | 0 | 0 | 0 | 0
New Hampshire MER Removal Annual v3.1 | 702 | 1966 | MACT Fuel Choice Floor in lbs/MMBtu | FALSE | L | Annual | Allowances Withdrawn (n:1) | lbs | 0 | 0 | 0 | 0 | 0 | 0 | 0 | 0
New Hampshire MER Removal Annual v3.1 | 702 | 1966 | MACT Fuel Choice Floor in lbs/MMBtu | FALSE | L | Annual | Net Emissions Allowance Position | lbs | 0 | 0 | 0 | 0 | 0 | 0 | 0 | 0
New Hampshire MER Removal Annual v3.1 | 702 | 1966 | MACT Fuel Choice Floor in lbs/MMBtu | FALSE | L | Annual | Fuel Consumed | TBtu | 0 | 0 | 0 | 0 | 0 | 0 | 0 | 0
New Hampshire MER Removal Annual v3.1 | 702 | 1966 | MACT Fuel Choice Floor in lbs/MMBtu | FALSE | L | Annual | Rate | lb/MMBtu | 0 | 0 | 0 | 0 | 0 | 0 | 0 | 0
New Hampshire MER Removal Annual v3.1 | 702 | 1966 | MACT Fuel Choice Floor in lbs/MMBtu | FALSE | L | Annual | Generation | TWh | 0 | 0 | 0 | 0 | 0 | 0 | 0 | 0
New Hampshire MER Removal Annual v3.1 | 702 | 1966 | MACT Fuel Choice Floor in lbs/MMBtu | FALSE | L | Annual | Qualifying Generation | TWh | 0 | 0 | 0 | 0 | 0 | 0 | 0 | 0
New Hampshire MER Removal Annual v3.1 | 702 | 1966 | MACT Fuel Choice Floor in lbs/MMBtu | FALSE | L | Annual | Constraint Shadow Price | US2016$/Lb | 0 | 0 | 0 | 0 | 0 | 0 | 0 | 0
New Hampshire 6 Unit - NOX Cap Annual v3.1 | 703 | 1830 | Rate Constraint in MTons | FALSE | L | Annual | Seasons Included | Seasons | Winter, WintShld, Summer | Winter, WintShld, Summer | Winter, WintShld, Summer | Winter, WintShld, Summer | Winter, WintShld, Summer | Winter, WintShld, Summer | Winter, WintShld, Summer | Winter, WintShld, Summer
New Hampshire 6 Unit - NOX Cap Annual v3.1 | 703 | 1830 | Rate Constraint in MTons | FALSE | L | Annual | Standard NOX | Thousand Tons | 3.64 | 3.64 | 3.64 | 3.64 | 3.64 | 3.64 | 3.64 | 3.64
New Hampshire 6 Unit - NOX Cap Annual v3.1 | 703 | 1830 | Rate Constraint in MTons | FALSE | L | Annual | Emissions at Affected Plants NOX | Thousand Tons | 0.0064541 | 0.010941 | 0.0066846 | 0 | 0 | 0 | 0 | 0
New Hampshire 6 Unit - NOX Cap Annual v3.1 | 703 | 1830 | Rate Constraint in MTons | FALSE | L | Annual | Allowances Purchased NOX | Thousand Tons | 0 | 0 | 0 | 0 | 0 | 0 | 0 | 0
New Hampshire 6 Unit - NOX Cap Annual v3.1 | 703 | 1830 | Rate Constraint in MTons | FALSE | L | Annual | Allowances Sold NOX | Thousand Tons | 0 | 0 | 0 | 0 | 0 | 0 | 0 | 0
New Hampshire 6 Unit - NOX Cap Annual v3.1 | 703 | 1830 | Rate Constraint in MTons | FALSE | L | Annual | Allowances Banked | Thousand Tons | 0 | 0 | 0 | 0 | 0 | 0 | 0 | 0
New Hampshire 6 Unit - NOX Cap Annual v3.1 | 703 | 1830 | Rate Constraint in MTons | FALSE | L | Annual | Allowances Withdrawn (1:1) | Thousand Tons | 0 | 0 | 0 | 0 | 0 | 0 | 0 | 0
New Hampshire 6 Unit - NOX Cap Annual v3.1 | 703 | 1830 | Rate Constraint in MTons | FALSE | L | Annual | Allowances Withdrawn (n:1) | Thousand Tons | 0 | 0 | 0 | 0 | 0 | 0 | 0 | 0
New Hampshire 6 Unit - NOX Cap Annual v3.1 | 703 | 1830 | Rate Constraint in MTons | FALSE | L | Annual | Net Emissions Allowance Position | Thousand Tons | 0.0064541 | 0.010941 | 0.0066846 | 0 | 0 | 0 | 0 | 0
New Hampshire 6 Unit - NOX Cap Annual v3.1 | 703 | 1830 | Rate Constraint in MTons | FALSE | L | Annual | Fuel Consumed | TBtu | 0.093038 | 0.15773 | 0.096362 | 0 | 0 | 0 | 0 | 0
New Hampshire 6 Unit - NOX Cap Annual v3.1 | 703 | 1830 | Rate Constraint in MTons | FALSE | L | Annual | Rate | lb/MMBtu | 0.13874 | 0.13874 | 0.13874 | 0 | 0 | 0 | 0 | 0
New Hampshire 6 Unit - NOX Cap Annual v3.1 | 703 | 1830 | Rate Constraint in MTons | FALSE | L | Annual | Generation | TWh | 0.0070128 | 0.011889 | 0.0072633 | 0 | 0 | 0 | 0 | 0
New Hampshire 6 Unit - NOX Cap Annual v3.1 | 703 | 1830 | Rate Constraint in MTons | FALSE | L | Annual | Qualifying Generation | TWh | 0.0070128 | 0.011889 | 0.0072633 | 0 | 0 | 0 | 0 | 0
New Hampshire 6 Unit - NOX Cap Annual v3.1 | 703 | 1830 | Rate Constraint in MTons | FALSE | L | Annual | Rate | lb/MWh | 1.8407 | 1.8407 | 1.8407 | 0 | 0 | 0 | 0 | 0
New Hampshire 6 Unit - NOX Cap Annual v3.1 | 703 | 1830 | Rate Constraint in MTons | FALSE | L | Annual | Constraint Shadow Price | US2016$/Ton | 0 | 0 | 0 | 0 | 0 | 0 | 0 | 0
New Hampshire 6 Unit - SO2 Cap Annual v3.1 | 704 | 1831 | Rate Constraint in MTons | FALSE | L | Annual | Seasons Included | Seasons | Winter, WintShld, Summer | Winter, WintShld, Summer | Winter, WintShld, Summer | Winter, WintShld, Summer | Winter, WintShld, Summer | Winter, WintShld, Summer | Winter, WintShld, Summer | Winter, WintShld, Summer
New Hampshire 6 Unit - SO2 Cap Annual v3.1 | 704 | 1831 | Rate Constraint in MTons | FALSE | L | Annual | Standard SO2 | Thousand Tons | 7.29 | 7.29 | 7.29 | 7.29 | 7.29 | 7.29 | 7.29 | 7.29
New Hampshire 6 Unit - SO2 Cap Annual v3.1 | 704 | 1831 | Rate Constraint in MTons | FALSE | L | Annual | Emissions at Affected Plants SO2 | Thousand Tons | 0 | 0 | 0 | 0 | 0 | 0 | 0 | 0
New Hampshire 6 Unit - SO2 Cap Annual v3.1 | 704 | 1831 | Rate Constraint in MTons | FALSE | L | Annual | Allowances Purchased SO2 | Thousand Tons | 0 | 0 | 0 | 0 | 0 | 0 | 0 | 0
New Hampshire 6 Unit - SO2 Cap Annual v3.1 | 704 | 1831 | Rate Constraint in MTons | FALSE | L | Annual | Allowances Sold SO2 | Thousand Tons | 0 | 0 | 0 | 0 | 0 | 0 | 0 | 0
New Hampshire 6 Unit - SO2 Cap Annual v3.1 | 704 | 1831 | Rate Constraint in MTons | FALSE | L | Annual | Allowances Banked | Thousand Tons | 0 | 0 | 0 | 0 | 0 | 0 | 0 | 0
New Hampshire 6 Unit - SO2 Cap Annual v3.1 | 704 | 1831 | Rate Constraint in MTons | FALSE | L | Annual | Allowances Withdrawn (1:1) | Thousand Tons | 0 | 0 | 0 | 0 | 0 | 0 | 0 | 0
New Hampshire 6 Unit - SO2 Cap Annual v3.1 | 704 | 1831 | Rate Constraint in MTons | FALSE | L | Annual | Allowances Withdrawn (n:1) | Thousand Tons | 0 | 0 | 0 | 0 | 0 | 0 | 0 | 0
New Hampshire 6 Unit - SO2 Cap Annual v3.1 | 704 | 1831 | Rate Constraint in MTons | FALSE | L | Annual | Net Emissions Allowance Position | Thousand Tons | 0 | 0 | 0 | 0 | 0 | 0 | 0 | 0
New Hampshire 6 Unit - SO2 Cap Annual v3.1 | 704 | 1831 | Rate Constraint in MTons | FALSE | L | Annual | Fuel Consumed | TBtu | 0.093038 | 0.15773 | 0.096362 | 0 | 0 | 0 | 0 | 0
New Hampshire 6 Unit - SO2 Cap Annual v3.1 | 704 | 1831 | Rate Constraint in MTons | FALSE | L | Annual | Rate | lb/MMBtu | 0 | 0 | 0 | 0 | 0 | 0 | 0 | 0
New Hampshire 6 Unit - SO2 Cap Annual v3.1 | 704 | 1831 | Rate Constraint in MTons | FALSE | L | Annual | Generation | TWh | 0.0070128 | 0.011889 | 0.0072633 | 0 | 0 | 0 | 0 | 0
New Hampshire 6 Unit - SO2 Cap Annual v3.1 | 704 | 1831 | Rate Constraint in MTons | FALSE | L | Annual | Qualifying Generation | TWh | 0.0070128 | 0.011889 | 0.0072633 | 0 | 0 | 0 | 0 | 0
New Hampshire 6 Unit - SO2 Cap Annual v3.1 | 704 | 1831 | Rate Constraint in MTons | FALSE | L | Annual | Rate | lb/MWh | 0 | 0 | 0 | 0 | 0 | 0 | 0 | 0
New Hampshire 6 Unit - SO2 Cap Annual v3.1 | 704 | 1831 | Rate Constraint in MTons | FALSE | L | Annual | Constraint Shadow Price | US2016$/Ton | 0 | 0 | 0 | 0 | 0 | 0 | 0 | 0
New Hampshire State - NOX Cap Summer v3.1 | 705 | 1832 | Rate Constraint in MTons | FALSE | L | Annual | Seasons Included | Seasons | Summer | Summer | Summer | Summer | Summer | Summer | Summer | Summer
New Hampshire State - NOX Cap Summer v3.1 | 705 | 1832 | Rate Constraint in MTons | FALSE | L | Annual | Standard NOX | Thousand Tons | 2.4 | 2.4 | 2.4 | 2.4 | 2.4 | 2.4 | 2.4 | 2.4
New Hampshire State - NOX Cap Summer v3.1 | 705 | 1832 | Rate Constraint in MTons | FALSE | L | Annual | Emissions at Affected Plants NOX | Thousand Tons | 0.0064541 | 0.010941 | 0.0066846 | 0 | 0 | 0 | 0 | 0.00081554
New Hampshire State - NOX Cap Summer v3.1 | 705 | 1832 | Rate Constraint in MTons | FALSE | L | Annual | Allowances Purchased NOX | Thousand Tons | 0 | 0 | 0 | 0 | 0 | 0 | 0 | 0
New Hampshire State - NOX Cap Summer v3.1 | 705 | 1832 | Rate Constraint in MTons | FALSE | L | Annual | Allowances Sold NOX | Thousand Tons | 0 | 0 | 0 | 0 | 0 | 0 | 0 | 0
New Hampshire State - NOX Cap Summer v3.1 | 705 | 1832 | Rate Constraint in MTons | FALSE | L | Annual | Allowances Banked | Thousand Tons | 0 | 0 | 0 | 0 | 0 | 0 | 0 | 0
New Hampshire State - NOX Cap Summer v3.1 | 705 | 1832 | Rate Constraint in MTons | FALSE | L | Annual | Allowances Withdrawn (1:1) | Thousand Tons | 0 | 0 | 0 | 0 | 0 | 0 | 0 | 0
New Hampshire State - NOX Cap Summer v3.1 | 705 | 1832 | Rate Constraint in MTons | FALSE | L | Annual | Allowances Withdrawn (n:1) | Thousand Tons | 0 | 0 | 0 | 0 | 0 | 0 | 0 | 0
New Hampshire State - NOX Cap Summer v3.1 | 705 | 1832 | Rate Constraint in MTons | FALSE | L | Annual | Net Emissions Allowance Position | Thousand Tons | 0.0064541 | 0.010941 | 0.0066846 | 0 | 0 | 0 | 0 | 0.00081554
New Hampshire State - NOX Cap Summer v3.1 | 705 | 1832 | Rate Constraint in MTons | FALSE | L | Annual | Fuel Consumed | TBtu | 0.093038 | 0.15773 | 0.096362 | 0 | 0 | 0 | 0 | 0.14828
New Hampshire State - NOX Cap Summer v3.1 | 705 | 1832 | Rate Constraint in MTons | FALSE | L | Annual | Rate | lb/MMBtu | 0.13874 | 0.13874 | 0.13874 | 0 | 0 | 0 | 0 | 0.011
New Hampshire State - NOX Cap Summer v3.1 | 705 | 1832 | Rate Constraint in MTons | FALSE | L | Annual | Generation | TWh | 0.0070128 | 0.011889 | 0.0072633 | 0 | 0 | 0 | 0 | 0.07439
New Hampshire State - NOX Cap Summer v3.1 | 705 | 1832 | Rate Constraint in MTons | FALSE | L | Annual | Qualifying Generation | TWh | 0.0070128 | 0.011889 | 0.0072633 | 0 | 0 | 0 | 0 | 0.017343
New Hampshire State - NOX Cap Summer v3.1 | 705 | 1832 | Rate Constraint in MTons | FALSE | L | Annual | Rate | lb/MWh | 1.8407 | 1.8407 | 1.8407 | 0 | 0 | 0 | 0 | 0.09405
New Hampshire State - NOX Cap Summer v3.1 | 705 | 1832 | Rate Constraint in MTons | FALSE | L | Annual | Constraint Shadow Price | US2016$/Ton | 0 | 0 | 0 | 0 | 0 | 0 | 0 | 0
New Jersey - MER Removal Annual v3.1 | 706 | 1833 | MACT Fuel Choice Floor in lbs/MMBtu | FALSE | L | Annual | Seasons Included | Seasons | Winter, WintShld, Summer | Winter, WintShld, Summer | Winter, WintShld, Summer | Winter, WintShld, Summer | Winter, WintShld, Summer | Winter, WintShld, Summer | Winter, WintShld, Summer | Winter, WintShld, Summer
New Jersey - MER Removal Annual v3.1 | 706 | 1833 | MACT Fuel Choice Floor in lbs/MMBtu | FALSE | L | Annual | Emission Floor | lbs/MMBtu | 0 | 0 | 0 | 0 | 0 | 0 | 0 | 0
New Jersey - MER Removal Annual v3.1 | 706 | 1833 | MACT Fuel Choice Floor in lbs/MMBtu | FALSE | L | Annual | Emissions at Affected Plants MER | lbs | 0 | 0 | 0 | 0 | 0 | 0 | 0 | 0
New Jersey - MER Removal Annual v3.1 | 706 | 1833 | MACT Fuel Choice Floor in lbs/MMBtu | FALSE | L | Annual | Allowances Purchased MER | lbs | 0 | 0 | 0 | 0 | 0 | 0 | 0 | 0
New Jersey - MER Removal Annual v3.1 | 706 | 1833 | MACT Fuel Choice Floor in lbs/MMBtu | FALSE | L | Annual | Allowances Sold MER | lbs | 0 | 0 | 0 | 0 | 0 | 0 | 0 | 0
New Jersey - MER Removal Annual v3.1 | 706 | 1833 | MACT Fuel Choice Floor in lbs/MMBtu | FALSE | L | Annual | Allowances Banked | lbs | 0 | 0 | 0 | 0 | 0 | 0 | 0 | 0
New Jersey - MER Removal Annual v3.1 | 706 | 1833 | MACT Fuel Choice Floor in lbs/MMBtu | FALSE | L | Annual | Allowances Withdrawn (1:1) | lbs | 0 | 0 | 0 | 0 | 0 | 0 | 0 | 0
New Jersey - MER Removal Annual v3.1 | 706 | 1833 | MACT Fuel Choice Floor in lbs/MMBtu | FALSE | L | Annual | Allowances Withdrawn (n:1) | lbs | 0 | 0 | 0 | 0 | 0 | 0 | 0 | 0
New Jersey - MER Removal Annual v3.1 | 706 | 1833 | MACT Fuel Choice Floor in lbs/MMBtu | FALSE | L | Annual | Net Emissions Allowance Position | lbs | 0 | 0 | 0 | 0 | 0 | 0 | 0 | 0
New Jersey - MER Removal Annual v3.1 | 706 | 1833 | MACT Fuel Choice Floor in lbs/MMBtu | FALSE | L | Annual | Fuel Consumed | TBtu | 0 | 0 | 0 | 0 | 0 | 0 | 0 | 0
New Jersey - MER Removal Annual v3.1 | 706 | 1833 | MACT Fuel Choice Floor in lbs/MMBtu | FALSE | L | Annual | Rate | lb/MMBtu | 0 | 0 | 0 | 0 | 0 | 0 | 0 | 0
New Jersey - MER Removal Annual v3.1 | 706 | 1833 | MACT Fuel Choice Floor in lbs/MMBtu | FALSE | L | Annual | Generation | TWh | 0 | 0 | 0 | 0 | 0 | 0 | 0 | 0
New Jersey - MER Removal Annual v3.1 | 706 | 1833 | MACT Fuel Choice Floor in lbs/MMBtu | FALSE | L | Annual | Qualifying Generation | TWh | 0 | 0 | 0 | 0 | 0 | 0 | 0 | 0
New Jersey - MER Removal Annual v3.1 | 706 | 1833 | MACT Fuel Choice Floor in lbs/MMBtu | FALSE | L | Annual | Constraint Shadow Price | US2016$/Lb | 0 | 0 | 0 | 0 | 0 | 0 | 0 | 0
Newington Station 1 - SO2 Rate v5.12 | 707 | 6977 | Rate Constraint in lbs/MMBtu | FALSE | L | Annual | Seasons Included | Seasons | Winter, WintShld, Summer | Winter, WintShld, Summer | Winter, WintShld, Summer | Winter, WintShld, Summer | Winter, WintShld, Summer | Winter, WintShld, Summer | Winter, WintShld, Summer | Winter, WintShld, Summer
Newington Station 1 - SO2 Rate v5.12 | 707 | 6977 | Rate Constraint in lbs/MMBtu | FALSE | L | Annual | Standard SO2 | lb/MMBtu | 0.5 | 0.5 | 0.5 | 0.5 | 0.5 | 0.5 | 0.5 | 0.5
Newington Station 1 - SO2 Rate v5.12 | 707 | 6977 | Rate Constraint in lbs/MMBtu | FALSE | L | Annual | Emissions at Affected Plants SO2 | Thousand Tons | 0 | 0 | 0 | 0 | 0 | 0 | 0 | 0
Newington Station 1 - SO2 Rate v5.12 | 707 | 6977 | Rate Constraint in lbs/MMBtu | FALSE | L | Annual | Allowances Purchased SO2 | Thousand Tons | 0 | 0 | 0 | 0 | 0 | 0 | 0 | 0
Newington Station 1 - SO2 Rate v5.12 | 707 | 6977 | Rate Constraint in lbs/MMBtu | FALSE | L | Annual | Allowances Sold SO2 | Thousand Tons | 0 | 0 | 0 | 0 | 0 | 0 | 0 | 0
Newington Station 1 - SO2 Rate v5.12 | 707 | 6977 | Rate Constraint in lbs/MMBtu | FALSE | L | Annual | Allowances Banked | Thousand Tons | 0 | 0 | 0 | 0 | 0 | 0 | 0 | 0
Newington Station 1 - SO2 Rate v5.12 | 707 | 6977 | Rate Constraint in lbs/MMBtu | FALSE | L | Annual | Allowances Withdrawn (1:1) | Thousand Tons | 0 | 0 | 0 | 0 | 0 | 0 | 0 | 0
Newington Station 1 - SO2 Rate v5.12 | 707 | 6977 | Rate Constraint in lbs/MMBtu | FALSE | L | Annual | Allowances Withdrawn (n:1) | Thousand Tons | 0 | 0 | 0 | 0 | 0 | 0 | 0 | 0
Newington Station 1 - SO2 Rate v5.12 | 707 | 6977 | Rate Constraint in lbs/MMBtu | FALSE | L | Annual | Net Emissions Allowance Position | Thousand Tons | 0 | 0 | 0 | 0 | 0 | 0 | 0 | 0
Newington Station 1 - SO2 Rate v5.12 | 707 | 6977 | Rate Constraint in lbs/MMBtu | FALSE | L | Annual | Fuel Consumed | TBtu | 0.093038 | 0.15773 | 0.096362 | 0 | 0 | 0 | 0 | 0
Newington Station 1 - SO2 Rate v5.12 | 707 | 6977 | Rate Constraint in lbs/MMBtu | FALSE | L | Annual | Rate | lb/MMBtu | 0 | 0 | 0 | 0 | 0 | 0 | 0 | 0
Newington Station 1 - SO2 Rate v5.12 | 707 | 6977 | Rate Constraint in lbs/MMBtu | FALSE | L | Annual | Generation | TWh | 0.0070128 | 0.011889 | 0.0072633 | 0 | 0 | 0 | 0 | 0
Newington Station 1 - SO2 Rate v5.12 | 707 | 6977 | Rate Constraint in lbs/MMBtu | FALSE | L | Annual | Qualifying Generation | TWh | 0.0070128 | 0.011889 | 0.0072633 | 0 | 0 | 0 | 0 | 0
Newington Station 1 - SO2 Rate v5.12 | 707 | 6977 | Rate Constraint in lbs/MMBtu | FALSE | L | Annual | Rate | lb/MWh | 0 | 0 | 0 | 0 | 0 | 0 | 0 | 0
Newington Station 1 - SO2 Rate v5.12 | 707 | 6977 | Rate Constraint in lbs/MMBtu | FALSE | L | Annual | Constraint Shadow Price | US2016$/Ton | 0 | 0 | 0 | 0 | 0 | 0 | 0 | 0
NJ BLEngland - NOx Annual GPS v4.10, Unit 3678 and retrofits | 708 | 2271 | Rate Constraint in lbs/MWh | FALSE | L | Annual | Seasons Included | Seasons | Winter, WintShld, Summer | Winter, WintShld, Summer | Winter, WintShld, Summer | Winter, WintShld, Summer | Winter, WintShld, Summer | Winter, WintShld, Summer | Winter, WintShld, Summer | Winter, WintShld, Summer
NJ BLEngland - NOx Annual GPS v4.10, Unit 3678 and retrofits | 708 | 2271 | Rate Constraint in lbs/MWh | FALSE | L | Annual | Standard NOX | lb/MWh | 1 | 1 | 1 | 1 | 1 | 1 | 1 | 1
NJ BLEngland - NOx Annual GPS v4.10, Unit 3678 and retrofits | 708 | 2271 | Rate Constraint in lbs/MWh | FALSE | L | Annual | Emissions at Affected Plants NOX | Thousand Tons | 0 | 0 | 0 | 0 | 0 | 0 | 0 | 0
NJ BLEngland - NOx Annual GPS v4.10, Unit 3678 and retrofits | 708 | 2271 | Rate Constraint in lbs/MWh | FALSE | L | Annual | Allowances Purchased NOX | Thousand Tons | 0 | 0 | 0 | 0 | 0 | 0 | 0 | 0
NJ BLEngland - NOx Annual GPS v4.10, Unit 3678 and retrofits | 708 | 2271 | Rate Constraint in lbs/MWh | FALSE | L | Annual | Allowances Sold NOX | Thousand Tons | 0 | 0 | 0 | 0 | 0 | 0 | 0 | 0
NJ BLEngland - NOx Annual GPS v4.10, Unit 3678 and retrofits | 708 | 2271 | Rate Constraint in lbs/MWh | FALSE | L | Annual | Allowances Banked | Thousand Tons | 0 | 0 | 0 | 0 | 0 | 0 | 0 | 0
NJ BLEngland - NOx Annual GPS v4.10, Unit 3678 and retrofits | 708 | 2271 | Rate Constraint in lbs/MWh | FALSE | L | Annual | Allowances Withdrawn (1:1) | Thousand Tons | 0 | 0 | 0 | 0 | 0 | 0 | 0 | 0
NJ BLEngland - NOx Annual GPS v4.10, Unit 3678 and retrofits | 708 | 2271 | Rate Constraint in lbs/MWh | FALSE | L | Annual | Allowances Withdrawn (n:1) | Thousand Tons | 0 | 0 | 0 | 0 | 0 | 0 | 0 | 0
NJ BLEngland - NOx Annual GPS v4.10, Unit 3678 and retrofits | 708 | 2271 | Rate Constraint in lbs/MWh | FALSE | L | Annual | Net Emissions Allowance Position | Thousand Tons | 0 | 0 | 0 | 0 | 0 | 0 | 0 | 0
NJ BLEngland - NOx Annual GPS v4.10, Unit 3678 and retrofits | 708 | 2271 | Rate Constraint in lbs/MWh | FALSE | L | Annual | Fuel Consumed | TBtu | 0 | 0 | 0 | 0 | 0 | 0 | 0 | 0
NJ BLEngland - NOx Annual GPS v4.10, Unit 3678 and retrofits | 708 | 2271 | Rate Constraint in lbs/MWh | FALSE | L | Annual | Rate | lb/MMBtu | 0 | 0 | 0 | 0 | 0 | 0 | 0 | 0
NJ BLEngland - NOx Annual GPS v4.10, Unit 3678 and retrofits | 708 | 2271 | Rate Constraint in lbs/MWh | FALSE | L | Annual | Generation | TWh | 0 | 0 | 0 | 0 | 0 | 0 | 0 | 0
NJ BLEngland - NOx Annual GPS v4.10, Unit 3678 and retrofits | 708 | 2271 | Rate Constraint in lbs/MWh | FALSE | L | Annual | Qualifying Generation | TWh | 0 | 0 | 0 | 0 | 0 | 0 | 0 | 0
NJ BLEngland - NOx Annual GPS v4.10, Unit 3678 and retrofits | 708 | 2271 | Rate Constraint in lbs/MWh | FALSE | L | Annual | Constraint Shadow Price | US2016$/Ton | 0 | 0 | 0 | 0 | 0 | 0 | 0 | 0
NJ ChambersCogen- NOx Annual GPS v4.10, Unit 3637 and retrofits | 709 | 2273 | Rate Constraint in lbs/MWh | FALSE | L | Annual | Seasons Included | Seasons | Winter, WintShld, Summer | Winter, WintShld, Summer | Winter, WintShld, Summer | Winter, WintShld, Summer | Winter, WintShld, Summer | Winter, WintShld, Summer | Winter, WintShld, Summer | Winter, WintShld, Summer
NJ ChambersCogen- NOx Annual GPS v4.10, Unit 3637 and retrofits | 709 | 2273 | Rate Constraint in lbs/MWh | FALSE | L | Annual | Standard NOX | lb/MWh | 2.01 | 2.01 | 2.01 | 2.01 | 2.01 | 2.01 | 2.01 | 2.01
NJ ChambersCogen- NOx Annual GPS v4.10, Unit 3637 and retrofits | 709 | 2273 | Rate Constraint in lbs/MWh | FALSE | L | Annual | Emissions at Affected Plants NOX | Thousand Tons | 0 | 0 | 0 | 0 | 0 | 0 | 0 | 0
NJ ChambersCogen- NOx Annual GPS v4.10, Unit 3637 and retrofits | 709 | 2273 | Rate Constraint in lbs/MWh | FALSE | L | Annual | Allowances Purchased NOX | Thousand Tons | 0 | 0 | 0 | 0 | 0 | 0 | 0 | 0
NJ ChambersCogen- NOx Annual GPS v4.10, Unit 3637 and retrofits | 709 | 2273 | Rate Constraint in lbs/MWh | FALSE | L | Annual | Allowances Sold NOX | Thousand Tons | 0 | 0 | 0 | 0 | 0 | 0 | 0 | 0
NJ ChambersCogen- NOx Annual GPS v4.10, Unit 3637 and retrofits | 709 | 2273 | Rate Constraint in lbs/MWh | FALSE | L | Annual | Allowances Banked | Thousand Tons | 0 | 0 | 0 | 0 | 0 | 0 | 0 | 0
NJ ChambersCogen- NOx Annual GPS v4.10, Unit 3637 and retrofits | 709 | 2273 | Rate Constraint in lbs/MWh | FALSE | L | Annual | Allowances Withdrawn (1:1) | Thousand Tons | 0 | 0 | 0 | 0 | 0 | 0 | 0 | 0
NJ ChambersCogen- NOx Annual GPS v4.10, Unit 3637 and retrofits | 709 | 2273 | Rate Constraint in lbs/MWh | FALSE | L | Annual | Allowances Withdrawn (n:1) | Thousand Tons | 0 | 0 | 0 | 0 | 0 | 0 | 0 | 0
NJ ChambersCogen- NOx Annual GPS v4.10, Unit 3637 and retrofits | 709 | 2273 | Rate Constraint in lbs/MWh | FALSE | L | Annual | Net Emissions Allowance Position | Thousand Tons | 0 | 0 | 0 | 0 | 0 | 0 | 0 | 0
NJ ChambersCogen- NOx Annual GPS v4.10, Unit 3637 and retrofits | 709 | 2273 | Rate Constraint in lbs/MWh | FALSE | L | Annual | Fuel Consumed | TBtu | 0 | 0 | 0 | 0 | 0 | 0 | 0 | 0
NJ ChambersCogen- NOx Annual GPS v4.10, Unit 3637 and retrofits | 709 | 2273 | Rate Constraint in lbs/MWh | FALSE | L | Annual | Rate | lb/MMBtu | 0 | 0 | 0 | 0 | 0 | 0 | 0 | 0
NJ ChambersCogen- NOx Annual GPS v4.10, Unit 3637 and retrofits | 709 | 2273 | Rate Constraint in lbs/MWh | FALSE | L | Annual | Generation | TWh | 0 | 0 | 0 | 0 | 0 | 0 | 0 | 0
NJ ChambersCogen- NOx Annual GPS v4.10, Unit 3637 and retrofits | 709 | 2273 | Rate Constraint in lbs/MWh | FALSE | L | Annual | Qualifying Generation | TWh | 0 | 0 | 0 | 0 | 0 | 0 | 0 | 0
NJ ChambersCogen- NOx Annual GPS v4.10, Unit 3637 and retrofits | 709 | 2273 | Rate Constraint in lbs/MWh | FALSE | L | Annual | Constraint Shadow Price | US2016$/Ton | 0 | 0 | 0 | 0 | 0 | 0 | 0 | 0
NJ ChambersCogen- NOx Annual GPS v4.10, Unit 3638 and retrofits | 710 | 2273 | Rate Constraint in lbs/MWh | FALSE | L | Annual | Seasons Included | Seasons | Winter, WintShld, Summer | Winter, WintShld, Summer | Winter, WintShld, Summer | Winter, WintShld, Summer | Winter, WintShld, Summer | Winter, WintShld, Summer | Winter, WintShld, Summer | Winter, WintShld, Summer
NJ ChambersCogen- NOx Annual GPS v4.10, Unit 3638 and retrofits | 710 | 2273 | Rate Constraint in lbs/MWh | FALSE | L | Annual | Standard NOX | lb/MWh | 2.01 | 2.01 | 2.01 | 2.01 | 2.01 | 2.01 | 2.01 | 2.01
NJ ChambersCogen- NOx Annual GPS v4.10, Unit 3638 and retrofits | 710 | 2273 | Rate Constraint in lbs/MWh | FALSE | L | Annual | Emissions at Affected Plants NOX | Thousand Tons | 0 | 0 | 0 | 0 | 0 | 0 | 0 | 0
NJ ChambersCogen- NOx Annual GPS v4.10, Unit 3638 and retrofits | 710 | 2273 | Rate Constraint in lbs/MWh | FALSE | L | Annual | Allowances Purchased NOX | Thousand Tons | 0 | 0 | 0 | 0 | 0 | 0 | 0 | 0
NJ ChambersCogen- NOx Annual GPS v4.10, Unit 3638 and retrofits | 710 | 2273 | Rate Constraint in lbs/MWh | FALSE | L | Annual | Allowances Sold NOX | Thousand Tons | 0 | 0 | 0 | 0 | 0 | 0 | 0 | 0
NJ ChambersCogen- NOx Annual GPS v4.10, Unit 3638 and retrofits | 710 | 2273 | Rate Constraint in lbs/MWh | FALSE | L | Annual | Allowances Banked | Thousand Tons | 0 | 0 | 0 | 0 | 0 | 0 | 0 | 0
NJ ChambersCogen- NOx Annual GPS v4.10, Unit 3638 and retrofits | 710 | 2273 | Rate Constraint in lbs/MWh | FALSE | L | Annual | Allowances Withdrawn (1:1) | Thousand Tons | 0 | 0 | 0 | 0 | 0 | 0 | 0 | 0
NJ ChambersCogen- NOx Annual GPS v4.10, Unit 3638 and retrofits | 710 | 2273 | Rate Constraint in lbs/MWh | FALSE | L | Annual | Allowances Withdrawn (n:1) | Thousand Tons | 0 | 0 | 0 | 0 | 0 | 0 | 0 | 0
NJ ChambersCogen- NOx Annual GPS v4.10, Unit 3638 and retrofits | 710 | 2273 | Rate Constraint in lbs/MWh | FALSE | L | Annual | Net Emissions Allowance Position | Thousand Tons | 0 | 0 | 0 | 0 | 0 | 0 | 0 | 0
NJ ChambersCogen- NOx Annual GPS v4.10, Unit 3638 and retrofits | 710 | 2273 | Rate Constraint in lbs/MWh | FALSE | L | Annual | Fuel Consumed | TBtu | 0 | 0 | 0 | 0 | 0 | 0 | 0 | 0
NJ ChambersCogen- NOx Annual GPS v4.10, Unit 3638 and retrofits | 710 | 2273 | Rate Constraint in lbs/MWh | FALSE | L | Annual | Rate | lb/MMBtu | 0 | 0 | 0 | 0 | 0 | 0 | 0 | 0
NJ ChambersCogen- NOx Annual GPS v4.10, Unit 3638 and retrofits | 710 | 2273 | Rate Constraint in lbs/MWh | FALSE | L | Annual | Generation | TWh | 0 | 0 | 0 | 0 | 0 | 0 | 0 | 0
NJ ChambersCogen- NOx Annual GPS v4.10, Unit 3638 and retrofits | 710 | 2273 | Rate Constraint in lbs/MWh | FALSE | L | Annual | Qualifying Generation | TWh | 0 | 0 | 0 | 0 | 0 | 0 | 0 | 0
NJ ChambersCogen- NOx Annual GPS v4.10, Unit 3638 and retrofits | 710 | 2273 | Rate Constraint in lbs/MWh | FALSE | L | Annual | Constraint Shadow Price | US2016$/Ton | 0 | 0 | 0 | 0 | 0 | 0 | 0 | 0
NJ LoganGen- NOx Annual GPS v4.10, Unit 3639 and retrofits | 808 | 2278 | Rate Constraint in lbs/MWh | FALSE | L | Annual | Seasons Included | Seasons | Winter, WintShld, Summer | Winter, WintShld, Summer | Winter, WintShld, Summer | Winter, WintShld, Summer | Winter, WintShld, Summer | Winter, WintShld, Summer | Winter, WintShld, Summer | Winter, WintShld, Summer
NJ LoganGen- NOx Annual GPS v4.10, Unit 3639 and retrofits | 808 | 2278 | Rate Constraint in lbs/MWh | FALSE | L | Annual | Standard NOX | lb/MWh | 1.5 | 1.5 | 1.5 | 1.5 | 1.5 | 1.5 | 1.5 | 1.5
NJ LoganGen- NOx Annual GPS v4.10, Unit 3639 and retrofits | 808 | 2278 | Rate Constraint in lbs/MWh | FALSE | L | Annual | Emissions at Affected Plants NOX | Thousand Tons | 0 | 0 | 0 | 0 | 0 | 0 | 0 | 0
NJ LoganGen- NOx Annual GPS v4.10, Unit 3639 and retrofits | 808 | 2278 | Rate Constraint in lbs/MWh | FALSE | L | Annual | Allowances Purchased NOX | Thousand Tons | 0 | 0 | 0 | 0 | 0 | 0 | 0 | 0
NJ LoganGen- NOx Annual GPS v4.10, Unit 3639 and retrofits | 808 | 2278 | Rate Constraint in lbs/MWh | FALSE | L | Annual | Allowances Sold NOX | Thousand Tons | 0 | 0 | 0 | 0 | 0 | 0 | 0 | 0
NJ LoganGen- NOx Annual GPS v4.10, Unit 3639 and retrofits | 808 | 2278 | Rate Constraint in lbs/MWh | FALSE | L | Annual | Allowances Banked | Thousand Tons | 0 | 0 | 0 | 0 | 0 | 0 | 0 | 0
NJ LoganGen- NOx Annual GPS v4.10, Unit 3639 and retrofits | 808 | 2278 | Rate Constraint in lbs/MWh | FALSE | L | Annual | Allowances Withdrawn (1:1) | Thousand Tons | 0 | 0 | 0 | 0 | 0 | 0 | 0 | 0
NJ LoganGen- NOx Annual GPS v4.10, Unit 3639 and retrofits | 808 | 2278 | Rate Constraint in lbs/MWh | FALSE | L | Annual | Allowances Withdrawn (n:1) | Thousand Tons | 0 | 0 | 0 | 0 | 0 | 0 | 0 | 0
NJ LoganGen- NOx Annual GPS v4.10, Unit 3639 and retrofits | 808 | 2278 | Rate Constraint in lbs/MWh | FALSE | L | Annual | Net Emissions Allowance Position | Thousand Tons | 0 | 0 | 0 | 0 | 0 | 0 | 0 | 0
NJ LoganGen- NOx Annual GPS v4.10, Unit 3639 and retrofits | 808 | 2278 | Rate Constraint in lbs/MWh | FALSE | L | Annual | Fuel Consumed | TBtu | 0 | 0 | 0 | 0 | 0 | 0 | 0 | 0
NJ LoganGen- NOx Annual GPS v4.10, Unit 3639 and retrofits | 808 | 2278 | Rate Constraint in lbs/MWh | FALSE | L | Annual | Rate | lb/MMBtu | 0 | 0 | 0 | 0 | 0 | 0 | 0 | 0
NJ LoganGen- NOx Annual GPS v4.10, Unit 3639 and retrofits | 808 | 2278 | Rate Constraint in lbs/MWh | FALSE | L | Annual | Generation | TWh | 0 | 0 | 0 | 0 | 0 | 0 | 0 | 0
NJ LoganGen- NOx Annual GPS v4.10, Unit 3639 and retrofits | 808 | 2278 | Rate Constraint in lbs/MWh | FALSE | L | Annual | Qualifying Generation | TWh | 0 | 0 | 0 | 0 | 0 | 0 | 0 | 0
NJ LoganGen- NOx Annual GPS v4.10, Unit 3639 and retrofits | 808 | 2278 | Rate Constraint in lbs/MWh | FALSE | L | Annual | Constraint Shadow Price | US2016$/Ton | 0 | 0 | 0 | 0 | 0 | 0 | 0 | 0
NJ SO2 Constraint v5.14 | 826 | 6126 | Rate Constraint in lbs/MMBtu | FALSE | L | Annual | Seasons Included | Seasons | Winter, WintShld, Summer | Winter, WintShld, Summer | Winter, WintShld, Summer | Winter, WintShld, Summer | Winter, WintShld, Summer | Winter, WintShld, Summer | Winter, WintShld, Summer | Winter, WintShld, Summer
NJ SO2 Constraint v5.14 | 826 | 6126 | Rate Constraint in lbs/MMBtu | FALSE | L | Annual | Standard SO2 | lb/MMBtu | 0.15 | 0.15 | 0.15 | 0.15 | 0.15 | 0.15 | 0.15 | 0.15
NJ SO2 Constraint v5.14 | 826 | 6126 | Rate Constraint in lbs/MMBtu | FALSE | L | Annual | Emissions at Affected Plants SO2 | Thousand Tons | 0 | 0 | 0 | 0 | 0 | 0 | 0 | 0
NJ SO2 Constraint v5.14 | 826 | 6126 | Rate Constraint in lbs/MMBtu | FALSE | L | Annual | Allowances Purchased SO2 | Thousand Tons | 0 | 0 | 0 | 0 | 0 | 0 | 0 | 0
NJ SO2 Constraint v5.14 | 826 | 6126 | Rate Constraint in lbs/MMBtu | FALSE | L | Annual | Allowances Sold SO2 | Thousand Tons | 0 | 0 | 0 | 0 | 0 | 0 | 0 | 0
NJ SO2 Constraint v5.14 | 826 | 6126 | Rate Constraint in lbs/MMBtu | FALSE | L | Annual | Allowances Banked | Thousand Tons | 0 | 0 | 0 | 0 | 0 | 0 | 0 | 0
NJ SO2 Constraint v5.14 | 826 | 6126 | Rate Constraint in lbs/MMBtu | FALSE | L | Annual | Allowances Withdrawn (1:1) | Thousand Tons | 0 | 0 | 0 | 0 | 0 | 0 | 0 | 0
NJ SO2 Constraint v5.14 | 826 | 6126 | Rate Constraint in lbs/MMBtu | FALSE | L | Annual | Allowances Withdrawn (n:1) | Thousand Tons | 0 | 0 | 0 | 0 | 0 | 0 | 0 | 0
NJ SO2 Constraint v5.14 | 826 | 6126 | Rate Constraint in lbs/MMBtu | FALSE | L | Annual | Net Emissions Allowance Position | Thousand Tons | 0 | 0 | 0 | 0 | 0 | 0 | 0 | 0
NJ SO2 Constraint v5.14 | 826 | 6126 | Rate Constraint in lbs/MMBtu | FALSE | L | Annual | Fuel Consumed | TBtu | 0 | 0 | 0 | 0 | 0 | 0 | 0 | 0
NJ SO2 Constraint v5.14 | 826 | 6126 | Rate Constraint in lbs/MMBtu | FALSE | L | Annual | Rate | lb/MMBtu | 0 | 0 | 0 | 0 | 0 | 0 | 0 | 0
NJ SO2 Constraint v5.14 | 826 | 6126 | Rate Constraint in lbs/MMBtu | FALSE | L | Annual | Generation | TWh | 0 | 0 | 0 | 0 | 0 | 0 | 0 | 0
NJ SO2 Constraint v5.14 | 826 | 6126 | Rate Constraint in lbs/MMBtu | FALSE | L | Annual | Qualifying Generation | TWh | 0 | 0 | 0 | 0 | 0 | 0 | 0 | 0
NJ SO2 Constraint v5.14 | 826 | 6126 | Rate Constraint in lbs/MMBtu | FALSE | L | Annual | Rate | lb/MWh | 0 | 0 | 0 | 0 | 0 | 0 | 0 | 0
NJ SO2 Constraint v5.14 | 826 | 6126 | Rate Constraint in lbs/MMBtu | FALSE | L | Annual | Constraint Shadow Price | US2016$/Ton | 11188.547 | 8900.4302 | 7289.5553 | 7295.7669 | 7863.4961 | 9079.5644 | 10313.2683 | 9351.1634
NODA Asbury NOx Cap Annual v5.15 | 827 | 6597 | Rate Constraint in MTons | FALSE | L | Annual | Seasons Included | Seasons | Winter, WintShld, Summer | Winter, WintShld, Summer | Winter, WintShld, Summer | Winter, WintShld, Summer | Winter, WintShld, Summer | Winter, WintShld, Summer | Winter, WintShld, Summer | Winter, WintShld, Summer
NODA Asbury NOx Cap Annual v5.15 | 827 | 6597 | Rate Constraint in MTons | FALSE | L | Annual | Standard NOX | Thousand Tons | 1.5795 | 1.5795 | 1.5795 | 1.5795 | 1.5795 | 1.5795 | 1.5795 | 1.5795
NODA Asbury NOx Cap Annual v5.15 | 827 | 6597 | Rate Constraint in MTons | FALSE | L | Annual | Emissions at Affected Plants NOX | Thousand Tons | 0.47737 | 0.52781 | 0.74474 | 0.52505 | 0.52505 | 0.56542 | 0.56542 | 0.51227
NODA Asbury NOx Cap Annual v5.15 | 827 | 6597 | Rate Constraint in MTons | FALSE | L | Annual | Allowances Purchased NOX | Thousand Tons | 0 | 0 | 0 | 0 | 0 | 0 | 0 | 0
NODA Asbury NOx Cap Annual v5.15 | 827 | 6597 | Rate Constraint in MTons | FALSE | L | Annual | Allowances Sold NOX | Thousand Tons | 0 | 0 | 0 | 0 | 0 | 0 | 0 | 0
NODA Asbury NOx Cap Annual v5.15 | 827 | 6597 | Rate Constraint in MTons | FALSE | L | Annual | Allowances Banked | Thousand Tons | 0 | 0 | 0 | 0 | 0 | 0 | 0 | 0
NODA Asbury NOx Cap Annual v5.15 | 827 | 6597 | Rate Constraint in MTons | FALSE | L | Annual | Allowances Withdrawn (1:1) | Thousand Tons | 0 | 0 | 0 | 0 | 0 | 0 | 0 | 0
NODA Asbury NOx Cap Annual v5.15 | 827 | 6597 | Rate Constraint in MTons | FALSE | L | Annual | Allowances Withdrawn (n:1) | Thousand Tons | 0 | 0 | 0 | 0 | 0 | 0 | 0 | 0
NODA Asbury NOx Cap Annual v5.15 | 827 | 6597 | Rate Constraint in MTons | FALSE | L | Annual | Net Emissions Allowance Position | Thousand Tons | 0.47737 | 0.52781 | 0.74474 | 0.52505 | 0.52505 | 0.56542 | 0.56542 | 0.51227
NODA Asbury NOx Cap Annual v5.15 | 827 | 6597 | Rate Constraint in MTons | FALSE | L | Annual | Fuel Consumed | TBtu | 9.636 | 10.6542 | 15.0331 | 10.5985 | 10.5985 | 11.4133 | 11.4133 | 10.3404
NODA Asbury NOx Cap Annual v5.15 | 827 | 6597 | Rate Constraint in MTons | FALSE | L | Annual | Rate | lb/MMBtu | 0.09908 | 0.09908 | 0.09908 | 0.09908 | 0.09908 | 0.09908 | 0.09908 | 0.09908
NODA Asbury NOx Cap Annual v5.15 | 827 | 6597 | Rate Constraint in MTons | FALSE | L | Annual | Generation | TWh | 0.83702 | 0.92547 | 1.3058 | 0.92063 | 0.92063 | 0.99141 | 0.99141 | 0.89822
NODA Asbury NOx Cap Annual v5.15 | 827 | 6597 | Rate Constraint in MTons | FALSE | L | Annual | Qualifying Generation | TWh | 0.83702 | 0.92547 | 1.3058 | 0.92063 | 0.92063 | 0.99141 | 0.99141 | 0.89822
NODA Asbury NOx Cap Annual v5.15 | 827 | 6597 | Rate Constraint in MTons | FALSE | L | Annual | Rate | lb/MWh | 1.1406 | 1.1406 | 1.1406 | 1.1406 | 1.1406 | 1.1406 | 1.1406 | 1.1406
NODA Asbury NOx Cap Annual v5.15 | 827 | 6597 | Rate Constraint in MTons | FALSE | L | Annual | Constraint Shadow Price | US2016$/Ton | 0 | 0 | 0 | 0 | 0 | 0 | 0 | 0
NODA Asbury SO2 Cap Annual v5.15 | 828 | 6598 | Rate Constraint in MTons | FALSE | L | Annual | Seasons Included | Seasons | Winter, WintShld, Summer | Winter, WintShld, Summer | Winter, WintShld, Summer | Winter, WintShld, Summer | Winter, WintShld, Summer | Winter, WintShld, Summer | Winter, WintShld, Summer | Winter, WintShld, Summer
NODA Asbury SO2 Cap Annual v5.15 | 828 | 6598 | Rate Constraint in MTons | FALSE | L | Annual | Standard SO2 | Thousand Tons | 0.71744 | 0.71744 | 0.71744 | 0.71744 | 0.71744 | 0.71744 | 0.71744 | 0.71744
NODA Asbury SO2 Cap Annual v5.15 | 828 | 6598 | Rate Constraint in MTons | FALSE | L | Annual | Emissions at Affected Plants SO2 | Thousand Tons | 0.36709 | 0.40587 | 0.57269 | 0.40375 | 0.40375 | 0.43479 | 0.43479 | 0.39392
NODA Asbury SO2 Cap Annual v5.15 | 828 | 6598 | Rate Constraint in MTons | FALSE | L | Annual | Allowances Purchased SO2 | Thousand Tons | 0 | 0 | 0 | 0 | 0 | 0 | 0 | 0
NODA Asbury SO2 Cap Annual v5.15 | 828 | 6598 | Rate Constraint in MTons | FALSE | L | Annual | Allowances Sold SO2 | Thousand Tons | 0 | 0 | 0 | 0 | 0 | 0 | 0 | 0
NODA Asbury SO2 Cap Annual v5.15 | 828 | 6598 | Rate Constraint in MTons | FALSE | L | Annual | Allowances Banked | Thousand Tons | 0 | 0 | 0 | 0 | 0 | 0 | 0 | 0
NODA Asbury SO2 Cap Annual v5.15 | 828 | 6598 | Rate Constraint in MTons | FALSE | L | Annual | Allowances Withdrawn (1:1) | Thousand Tons | 0 | 0 | 0 | 0 | 0 | 0 | 0 | 0
NODA Asbury SO2 Cap Annual v5.15 | 828 | 6598 | Rate Constraint in MTons | FALSE | L | Annual | Allowances Withdrawn (n:1) | Thousand Tons | 0 | 0 | 0 | 0 | 0 | 0 | 0 | 0
NODA Asbury SO2 Cap Annual v5.15 | 828 | 6598 | Rate Constraint in MTons | FALSE | L | Annual | Net Emissions Allowance Position | Thousand Tons | 0.36709 | 0.40587 | 0.57269 | 0.40375 | 0.40375 | 0.43479 | 0.43479 | 0.39392
NODA Asbury SO2 Cap Annual v5.15 | 828 | 6598 | Rate Constraint in MTons | FALSE | L | Annual | Fuel Consumed | TBtu | 9.636 | 10.6542 | 15.0331 | 10.5985 | 10.5985 | 11.4133 | 11.4133 | 10.3404
NODA Asbury SO2 Cap Annual v5.15 | 828 | 6598 | Rate Constraint in MTons | FALSE | L | Annual | Rate | lb/MMBtu | 0.07619 | 0.07619 | 0.07619 | 0.07619 | 0.07619 | 0.07619 | 0.07619 | 0.07619
NODA Asbury SO2 Cap Annual v5.15 | 828 | 6598 | Rate Constraint in MTons | FALSE | L | Annual | Generation | TWh | 0.83702 | 0.92547 | 1.3058 | 0.92063 | 0.92063 | 0.99141 | 0.99141 | 0.89822
NODA Asbury SO2 Cap Annual v5.15 | 828 | 6598 | Rate Constraint in MTons | FALSE | L | Annual | Qualifying Generation | TWh | 0.83702 | 0.92547 | 1.3058 | 0.92063 | 0.92063 | 0.99141 | 0.99141 | 0.89822
NODA Asbury SO2 Cap Annual v5.15 | 828 | 6598 | Rate Constraint in MTons | FALSE | L | Annual | Rate | lb/MWh | 0.87712 | 0.87712 | 0.87712 | 0.87712 | 0.87712 | 0.87712 | 0.87712 | 0.87712
NODA Asbury SO2 Cap Annual v5.15 | 828 | 6598 | Rate Constraint in MTons | FALSE | L | Annual | Constraint Shadow Price | US2016$/Ton | 0 | 0 | 0 | 0 | 0 | 0 | 0 | 0
NODA Covanta Bristol 1 NOX Cap Annual v5.15 | 829 | 6604 | Rate Constraint in MTons | FALSE | L | Annual | Seasons Included | Seasons | Winter, WintShld, Summer | Winter, WintShld, Summer | Winter, WintShld, Summer | Winter, WintShld, Summer | Winter, WintShld, Summer | Winter, WintShld, Summer | Winter, WintShld, Summer | Winter, WintShld, Summer
NODA Covanta Bristol 1 NOX Cap Annual v5.15 | 829 | 6604 | Rate Constraint in MTons | FALSE | L | Annual | Standard NOX | Thousand Tons | 0.112 | 0.112 | 0.112 | 0.112 | 0.112 | 0.112 | 0.112 | 0.112
NODA Covanta Bristol 1 NOX Cap Annual v5.15 | 829 | 6604 | Rate Constraint in MTons | FALSE | L | Annual | Emissions at Affected Plants NOX | Thousand Tons | 0.112 | 0.112 | 0.112 | 0.112 | 0.112 | 0.112 | 0.112 | 0.112
NODA Covanta Bristol 1 NOX Cap Annual v5.15 | 829 | 6604 | Rate Constraint in MTons | FALSE | L | Annual | Allowances Purchased NOX | Thousand Tons | 0 | 0 | 0 | 0 | 0 | 0 | 0 | 0
NODA Covanta Bristol 1 NOX Cap Annual v5.15 | 829 | 6604 | Rate Constraint in MTons | FALSE | L | Annual | Allowances Sold NOX | Thousand Tons | 0 | 0 | 0 | 0 | 0 | 0 | 0 | 0
NODA Covanta Bristol 1 NOX Cap Annual v5.15 | 829 | 6604 | Rate Constraint in MTons | FALSE | L | Annual | Allowances Banked | Thousand Tons | 0 | 0 | 0 | 0 | 0 | 0 | 0 | 0
NODA Covanta Bristol 1 NOX Cap Annual v5.15 | 829 | 6604 | Rate Constraint in MTons | FALSE | L | Annual | Allowances Withdrawn (1:1) | Thousand Tons | 0 | 0 | 0 | 0 | 0 | 0 | 0 | 0
NODA Covanta Bristol 1 NOX Cap Annual v5.15 | 829 | 6604 | Rate Constraint in MTons | FALSE | L | Annual | Allowances Withdrawn (n:1) | Thousand Tons | 0 | 0 | 0 | 0 | 0 | 0 | 0 | 0
NODA Covanta Bristol 1 NOX Cap Annual v5.15 | 829 | 6604 | Rate Constraint in MTons | FALSE | L | Annual | Net Emissions Allowance Position | Thousand Tons | 0.112 | 0.112 | 0.112 | 0.112 | 0.112 | 0.112 | 0.112 | 0.112
NODA Covanta Bristol 1 NOX Cap Annual v5.15 | 829 | 6604 | Rate Constraint in MTons | FALSE | L | Annual | Fuel Consumed | TBtu | 0.58828 | 0.58828 | 0.58828 | 0.58828 | 0.58828 | 0.58828 | 0.58828 | 0.58828
NODA Covanta Bristol 1 NOX Cap Annual v5.15 | 829 | 6604 | Rate Constraint in MTons | FALSE | L | Annual | Rate | lb/MMBtu | 0.38077 | 0.38077 | 0.38077 | 0.38077 | 0.38077 | 0.38077 | 0.38077 | 0.38077
NODA Covanta Bristol 1 NOX Cap Annual v5.15 | 829 | 6604 | Rate Constraint in MTons | FALSE | L | Annual | Generation | TWh | 0.031415 | 0.031415 | 0.031415 | 0.031415 | 0.031415 | 0.031415 | 0.031415 | 0.031415
NODA Covanta Bristol 1 NOX Cap Annual v5.15 | 829 | 6604 | Rate Constraint in MTons | FALSE | L | Annual | Qualifying Generation | TWh | 0.031415 | 0.031415 | 0.031415 | 0.031415 | 0.031415 | 0.031415 | 0.031415 | 0.031415
NODA Covanta Bristol 1 NOX Cap Annual v5.15 | 829 | 6604 | Rate Constraint in MTons | FALSE | L | Annual | Rate | lb/MWh | 7.1303 | 7.1303 | 7.1303 | 7.1303 | 7.1303 | 7.1303 | 7.1303 | 7.1303
NODA Covanta Bristol 1 NOX Cap Annual v5.15 | 829 | 6604 | Rate Constraint in MTons | FALSE | L | Annual | Constraint Shadow Price | US2016$/Ton | 6309.544 | 7040.2 | 6990.8022 | 6744.3345 | 6724.2294 | 7770.8193 | 8554.0965 | 8635.3031
NODA Covanta Bristol 2 NOX Cap Annual v5.15 | 830 | 6605 | Rate Constraint in MTons | FALSE | L | Annual | Seasons Included | Seasons | Winter, WintShld, Summer | Winter, WintShld, Summer | Winter, WintShld, Summer | Winter, WintShld, Summer | Winter, WintShld, Summer | Winter, WintShld, Summer | Winter, WintShld, Summer | Winter, WintShld, Summer
NODA Covanta Bristol 2 NOX Cap Annual v5.15 | 830 | 6605 | Rate Constraint in MTons | FALSE | L | Annual | Standard NOX | Thousand Tons | 0.1917 | 0.1917 | 0.1917 | 0.1917 | 0.1917 | 0.1917 | 0.1917 | 0.1917
NODA Covanta Bristol 2 NOX Cap Annual v5.15 | 830 | 6605 | Rate Constraint in MTons | FALSE | L | Annual | Emissions at Affected Plants NOX | Thousand Tons | 0.1917 | 0.1917 | 0.1917 | 0.1917 | 0.1917 | 0.1917 | 0.1917 | 0.1917
NODA Covanta Bristol 2 NOX Cap Annual v5.15 | 830 | 6605 | Rate Constraint in MTons | FALSE | L | Annual | Allowances Purchased NOX | Thousand Tons | 0 | 0 | 0 | 0 | 0 | 0 | 0 | 0
NODA Covanta Bristol 2 NOX Cap Annual v5.15 | 830 | 6605 | Rate Constraint in MTons | FALSE | L | Annual | Allowances Sold NOX | Thousand Tons | 0 | 0 | 0 | 0 | 0 | 0 | 0 | 0
NODA Covanta Bristol 2 NOX Cap Annual v5.15 | 830 | 6605 | Rate Constraint in MTons | FALSE | L | Annual | Allowances Banked | Thousand Tons | 0 | 0 | 0 | 0 | 0 | 0 | 0 | 0
NODA Covanta Bristol 2 NOX Cap Annual v5.15 | 830 | 6605 | Rate Constraint in MTons | FALSE | L | Annual | Allowances Withdrawn (1:1) | Thousand Tons | 0 | 0 | 0 | 0 | 0 | 0 | 0 | 0
NODA Covanta Bristol 2 NOX Cap Annual v5.15 | 830 | 6605 | Rate Constraint in MTons | FALSE | L | Annual | Allowances Withdrawn (n:1) | Thousand Tons | 0 | 0 | 0 | 0 | 0 | 0 | 0 | 0
NODA Covanta Bristol 2 NOX Cap Annual v5.15 | 830 | 6605 | Rate Constraint in MTons | FALSE | L | Annual | Net Emissions Allowance Position | Thousand Tons | 0.1917 | 0.1917 | 0.1917 | 0.1917 | 0.1917 | 0.1917 | 0.1917 | 0.1917
NODA Covanta Bristol 2 NOX Cap Annual v5.15 | 830 | 6605 | Rate Constraint in MTons | FALSE | L | Annual | Fuel Consumed | TBtu | 0.89806 | 0.89806 | 0.89806 | 0.89806 | 0.89806 | 0.89806 | 0.89806 | 0.89806
NODA Covanta Bristol 2 NOX Cap Annual v5.15 | 830 | 6605 | Rate Constraint in MTons | FALSE | L | Annual | Rate | lb/MMBtu | 0.42692 | 0.42692 | 0.42692 | 0.42692 | 0.42692 | 0.42692 | 0.42692 | 0.42692
NODA Covanta Bristol 2 NOX Cap Annual v5.15 | 830 | 6605 | Rate Constraint in MTons | FALSE | L | Annual | Generation | TWh | 0.047958 | 0.047958 | 0.047958 | 0.047958 | 0.047958 | 0.047958 | 0.047958 | 0.047958
NODA Covanta Bristol 2 NOX Cap Annual v5.15 | 830 | 6605 | Rate Constraint in MTons | FALSE | L | Annual | Qualifying Generation | TWh | 0.047958 | 0.047958 | 0.047958 | 0.047958 | 0.047958 | 0.047958 | 0.047958 | 0.047958
NODA Covanta Bristol 2 NOX Cap Annual v5.15 | 830 | 6605 | Rate Constraint in MTons | FALSE | L | Annual | Rate | lb/MWh | 7.9945 | 7.9945 | 7.9945 | 7.9945 | 7.9945 | 7.9945 | 7.9945 | 7.9945
NODA Covanta Bristol 2 NOX Cap Annual v5.15 | 830 | 6605 | Rate Constraint in MTons | FALSE | L | Annual | Constraint Shadow Price | US2016$/Ton | 5113.262 | 5682.2919 | 5592.1759 | 5455.8284 | 5003.7032 | 6104.1722 | 6032.5045 | 6418.3526
NODA Covanta Mid-Connecticut NOX Cap Annual v5.15 | 831 | 6612 | Rate Constraint in MTons | FALSE | L | Annual | Seasons Included | Seasons | Winter, WintShld, Summer | Winter, WintShld, Summer | Winter, WintShld, Summer | Winter, WintShld, Summer | Winter, WintShld, Summer | Winter, WintShld, Summer | Winter, WintShld, Summer | Winter, WintShld, Summer
NODA Covanta Mid-Connecticut NOX Cap Annual v5.15 | 831 | 6612 | Rate Constraint in MTons | FALSE | L | Annual | Standard NOX | Thousand Tons | 1.26 | 1.26 | 1.26 | 1.26 | 1.26 | 1.26 | 1.26 | 1.26
NODA Covanta Mid-Connecticut NOX Cap Annual v5.15 | 831 | 6612 | Rate Constraint in MTons | FALSE | L | Annual | Emissions at Affected Plants NOX | Thousand Tons | 1.2124 | 1.2124 | 1.2124 | 1.2124 | 1.2124 | 1.2124 | 1.2124 | 1.2124
NODA Covanta Mid-Connecticut NOX Cap Annual v5.15 | 831 | 6612 | Rate Constraint in MTons | FALSE | L | Annual | Allowances Purchased NOX | Thousand Tons | 0 | 0 | 0 | 0 | 0 | 0 | 0 | 0
NODA Covanta Mid-Connecticut NOX Cap Annual v5.15 | 831 | 6612 | Rate Constraint in MTons | FALSE | L | Annual | Allowances Sold NOX | Thousand Tons | 0 | 0 | 0 | 0 | 0 | 0 | 0 | 0
NODA Covanta Mid-Connecticut NOX Cap Annual v5.15 | 831 | 6612 | Rate Constraint in MTons | FALSE | L | Annual | Allowances Banked | Thousand Tons | 0 | 0 | 0 | 0 | 0 | 0 | 0 | 0
NODA Covanta Mid-Connecticut NOX Cap Annual v5.15 | 831 | 6612 | Rate Constraint in MTons | FALSE | L | Annual | Allowances Withdrawn (1:1) | Thousand Tons | 0 | 0 | 0 | 0 | 0 | 0 | 0 | 0
NODA Covanta Mid-Connecticut NOX Cap Annual v5.15 | 831 | 6612 | Rate Constraint in MTons | FALSE | L | Annual | Allowances Withdrawn (n:1) | Thousand Tons | 0 | 0 | 0 | 0 | 0 | 0 | 0 | 0
NODA Covanta Mid-Connecticut NOX Cap Annual v5.15 | 831 | 6612 | Rate Constraint in MTons | FALSE | L | Annual | Net Emissions Allowance Position | Thousand Tons | 1.2124 | 1.2124 | 1.2124 | 1.2124 | 1.2124 | 1.2124 | 1.2124 | 1.2124
NODA Covanta Mid-Connecticut NOX Cap Annual v5.15 | 831 | 6612 | Rate Constraint in MTons | FALSE | L | Annual | Fuel Consumed | TBtu | 8.7565 | 8.7565 | 8.7565 | 8.7565 | 8.7565 | 8.7565 | 8.7565 | 8.7565
NODA Covanta Mid-Connecticut NOX Cap Annual v5.15 | 831 | 6612 | Rate Constraint in MTons | FALSE | L | Annual | Rate | lb/MMBtu | 0.27692 | 0.27692 | 0.27692 | 0.27692 | 0.27692 | 0.27692 | 0.27692 | 0.27692
NODA Covanta Mid-Connecticut NOX Cap Annual v5.15 | 831 | 6612 | Rate Constraint in MTons | FALSE | L | Annual | Generation | TWh | 0.44045 | 0.44045 | 0.44045 | 0.44045 | 0.44045 | 0.44045 | 0.44045 | 0.44045
NODA Covanta Mid-Connecticut NOX Cap Annual v5.15 | 831 | 6612 | Rate Constraint in MTons | FALSE | L | Annual | Qualifying Generation | TWh | 0.44045 | 0.44045 | 0.44045 | 0.44045 | 0.44045 | 0.44045 | 0.44045 | 0.44045
NODA Covanta Mid-Connecticut NOX Cap Annual v5.15 | 831 | 6612 | Rate Constraint in MTons | FALSE | L | Annual | Rate | lb/MWh | 5.5054 | 5.5054 | 5.5054 | 5.5054 | 5.5054 | 5.5054 | 5.5054 | 5.5054
NODA Covanta Mid-Connecticut NOX Cap Annual v5.15 | 831 | 6612 | Rate Constraint in MTons | FALSE | L | Annual | Constraint Shadow Price | US2016$/Ton | 0 | 0 | 0 | 0 | 0 | 0 | 0 | 0
NODA G G Allen NOx Cap Annual v5.15 | 832 | 6601 | Rate Constraint in MTons | FALSE | L | Annual | Seasons Included | Seasons | Winter, WintShld, Summer | Winter, WintShld, Summer | Winter, WintShld, Summer | Winter, WintShld, Summer | Winter, WintShld, Summer | Winter, WintShld, Summer | Winter, WintShld, Summer | Winter, WintShld, Summer
NODA G G Allen NOx Cap Annual v5.15 | 832 | 6601 | Rate Constraint in MTons | FALSE | L | Annual | Standard NOX | Thousand Tons | 0.6 | 0.6 | 0.6 | 0.6 | 0.6 | 0.6 | 0.6 | 0.6
NODA G G Allen NOx Cap Annual v5.15 | 832 | 6601 | Rate Constraint in MTons | FALSE | L | Annual | Emissions at Affected Plants NOX | Thousand Tons | 0 | 0 | 0 | 0 | 0 | 0 | 0 | 0
NODA G G Allen NOx Cap Annual v5.15 | 832 | 6601 | Rate Constraint in MTons | FALSE | L | Annual | Allowances Purchased NOX | Thousand Tons | 0 | 0 | 0 | 0 | 0 | 0 | 0 | 0
NODA G G Allen NOx Cap Annual v5.15 | 832 | 6601 | Rate Constraint in MTons | FALSE | L | Annual | Allowances Sold NOX | Thousand Tons | 0 | 0 | 0 | 0 | 0 | 0 | 0 | 0
NODA G G Allen NOx Cap Annual v5.15 | 832 | 6601 | Rate Constraint in MTons | FALSE | L | Annual | Allowances Banked | Thousand Tons | 0 | 0 | 0 | 0 | 0 | 0 | 0 | 0
NODA G G Allen NOx Cap Annual v5.15 | 832 | 6601 | Rate Constraint in MTons | FALSE | L | Annual | Allowances Withdrawn (1:1) | Thousand Tons | 0 | 0 | 0 | 0 | 0 | 0 | 0 | 0
NODA G G Allen NOx Cap Annual v5.15 | 832 | 6601 | Rate Constraint in MTons | FALSE | L | Annual | Allowances Withdrawn (n:1) | Thousand Tons | 0 | 0 | 0 | 0 | 0 | 0 | 0 | 0
NODA G G Allen NOx Cap Annual v5.15 | 832 | 6601 | Rate Constraint in MTons | FALSE | L | Annual | Net Emissions Allowance Position | Thousand Tons | 0 | 0 | 0 | 0 | 0 | 0 | 0 | 0
NODA G G Allen NOx Cap Annual v5.15 | 832 | 6601 | Rate Constraint in MTons | FALSE | L | Annual | Fuel Consumed | TBtu | 0 | 0 | 0 | 0 | 0 | 0 | 0 | 0
NODA G G Allen NOx Cap Annual v5.15 | 832 | 6601 | Rate Constraint in MTons | FALSE | L | Annual | Rate | lb/MMBtu | 0 | 0 | 0 | 0 | 0 | 0 | 0 | 0
NODA G G Allen NOx Cap Annual v5.15 | 832 | 6601 | Rate Constraint in MTons | FALSE | L | Annual | Generation | TWh | 0 | 0 | 0 | 0 | 0 | 0 | 0 | 0
NODA G G Allen NOx Cap Annual v5.15 | 832 | 6601 | Rate Constraint in MTons | FALSE | L | Annual | Qualifying Generation | TWh | 0 | 0 | 0 | 0 | 0 | 0 | 0 | 0
NODA G G Allen NOx Cap Annual v5.15 | 832 | 6601 | Rate Constraint in MTons | FALSE | L | Annual | Rate | lb/MWh | 0 | 0 | 0 | 0 | 0 | 0 | 0 | 0
NODA G G Allen NOx Cap Annual v5.15 | 832 | 6601 | Rate Constraint in MTons | FALSE | L | Annual | Constraint Shadow Price | US2016$/Ton | 0 | 0 | 0 | 0 | 0 | 0 | 0 | 0
NODA Greene County NOx Cap Annual v5.15 | 833 | 6600 | Rate Constraint in MTons | FALSE | L | Annual | Seasons Included | Seasons | Winter, WintShld, Summer | Winter, WintShld, Summer | Winter, WintShld, Summer | Winter, WintShld, Summer | Winter, WintShld, Summer | Winter, WintShld, Summer | Winter, WintShld, Summer | Winter, WintShld, Summer
NODA Greene County NOx Cap Annual v5.15 | 833 | 6600 | Rate Constraint in MTons | FALSE | L | Annual | Standard NOX | Thousand Tons | 4.79 | 4.79 | 4.79 | 4.79 | 4.79 | 4.79 | 4.79 | 4.79
NODA Greene County NOx Cap Annual v5.15 | 833 | 6600 | Rate Constraint in MTons | FALSE | L | Annual | Emissions at Affected Plants NOX | Thousand Tons | 0.51062 | 0.40775 | 0.40929 | 0.56603 | 0.7449 | 0.44871 | 0.44871 | 0.29339
NODA Greene County NOx Cap Annual v5.15 | 833 | 6600 | Rate Constraint in MTons | FALSE | L | Annual | Allowances Purchased NOX | Thousand Tons | 0 | 0 | 0 | 0 | 0 | 0 | 0 | 0
NODA Greene County NOx Cap Annual v5.15 | 833 | 6600 | Rate Constraint in MTons | FALSE | L | Annual | Allowances Sold NOX | Thousand Tons | 0 | 0 | 0 | 0 | 0 | 0 | 0 | 0
NODA Greene County NOx Cap Annual v5.15 | 833 | 6600 | Rate Constraint in MTons | FALSE | L | Annual | Allowances Banked | Thousand Tons | 0 | 0 | 0 | 0 | 0 | 0 | 0 | 0
NODA Greene County NOx Cap Annual v5.15 | 833 | 6600 | Rate Constraint in MTons | FALSE | L | Annual | Allowances Withdrawn (1:1) | Thousand Tons | 0 | 0 | 0 | 0 | 0 | 0 | 0 | 0
NODA Greene County NOx Cap Annual v5.15 | 833 | 6600 | Rate Constraint in MTons | FALSE | L | Annual | Allowances Withdrawn (n:1) | Thousand Tons | 0 | 0 | 0 | 0 | 0 | 0 | 0 | 0
NODA Greene County NOx Cap Annual v5.15 | 833 | 6600 | Rate Constraint in MTons | FALSE | L | Annual | Net Emissions Allowance Position | Thousand Tons | 0.51062 | 0.40775 | 0.40929 | 0.56603 | 0.7449 | 0.44871 | 0.44871 | 0.29339
NODA Greene County NOx Cap Annual v5.15 | 833 | 6600 | Rate Constraint in MTons | FALSE | L | Annual | Fuel Consumed | TBtu | 8.4244 | 6.6826 | 6.7073 | 9.2947 | 12.1585 | 7.3974 | 7.3974 | 4.8409
NODA Greene County NOx Cap Annual v5.15 | 833 | 6600 | Rate Constraint in MTons | FALSE | L | Annual | Rate | lb/MMBtu | 0.12122 | 0.12203 | 0.12204 | 0.1218 | 0.12253 | 0.12132 | 0.12132 | 0.12122
NODA Greene County NOx Cap Annual v5.15 | 833 | 6600 | Rate Constraint in MTons | FALSE | L | Annual | Generation | TWh | 0.83674 | 0.66446 | 0.66693 | 0.9239 | 1.2098 | 0.73483 | 0.73483 | 0.48081
NODA Greene County NOx Cap Annual v5.15 | 833 | 6600 | Rate Constraint in MTons | FALSE | L | Annual | Qualifying Generation | TWh | 0.83674 | 0.66446 | 0.66693 | 0.9239 | 1.2098 | 0.73483 | 0.73483 | 0.48081
NODA Greene County NOx Cap Annual v5.15 | 833 | 6600 | Rate Constraint in MTons | FALSE | L | Annual | Rate | lb/MWh | 1.2205 | 1.2273 | 1.2274 | 1.2253 | 1.2315 | 1.2213 | 1.2213 | 1.2204
NODA Greene County NOx Cap Annual v5.15 | 833 | 6600 | Rate Constraint in MTons | FALSE | L | Annual | Constraint Shadow Price | US2016$/Ton | 0 | 0 | 0 | 0 | 0 | 0 | 0 | 0
NODA Kemper County IGCC SO2 Cap Annual v5.15 | 834 | 6613 | Rate Constraint in MTons | FALSE | L | Annual | Seasons Included | Seasons | Winter, WintShld, Summer | Winter, WintShld, Summer | Winter, WintShld, Summer | Winter, WintShld, Summer | Winter, WintShld, Summer | Winter, WintShld, Summer | Winter, WintShld, Summer | Winter, WintShld, Summer
NODA Kemper County IGCC SO2 Cap Annual v5.15 | 834 | 6613 | Rate Constraint in MTons | FALSE | L | Annual | Standard SO2 | Thousand Tons | 0.116 | 0.116 | 0.116 | 0.116 | 0.116 | 0.116 | 0.116 | 0.116
NODA Kemper County IGCC SO2 Cap Annual v5.15 | 834 | 6613 | Rate Constraint in MTons | FALSE | L | Annual | Emissions at Affected Plants SO2 | Thousand Tons | 0 | 0 | 0 | 0 | 0 | 0 | 0 | 0
NODA Kemper County IGCC SO2 Cap Annual v5.15 | 834 | 6613 | Rate Constraint in MTons | FALSE | L | Annual | Allowances Purchased SO2 | Thousand Tons | 0 | 0 | 0 | 0 | 0 | 0 | 0 | 0
NODA Kemper County IGCC SO2 Cap Annual v5.15 | 834 | 6613 | Rate Constraint in MTons | FALSE | L | Annual | Allowances Sold SO2 | Thousand Tons | 0 | 0 | 0 | 0 | 0 | 0 | 0 | 0
NODA Kemper County IGCC SO2 Cap Annual v5.15 | 834 | 6613 | Rate Constraint in MTons | FALSE | L | Annual | Allowances Banked | Thousand Tons | 0 | 0 | 0 | 0 | 0 | 0 | 0 | 0
NODA Kemper County IGCC SO2 Cap Annual v5.15 | 834 | 6613 | Rate Constraint in MTons | FALSE | L | Annual | Allowances Withdrawn (1:1) | Thousand Tons | 0 | 0 | 0 | 0 | 0 | 0 | 0 | 0
NODA Kemper County IGCC SO2 Cap Annual v5.15 | 834 | 6613 | Rate Constraint in MTons | FALSE | L | Annual | Allowances Withdrawn (n:1) | Thousand Tons | 0 | 0 | 0 | 0 | 0 | 0 | 0 | 0
NODA Kemper County IGCC SO2 Cap Annual v5.15 | 834 | 6613 | Rate Constraint in MTons | FALSE | L | Annual | Net Emissions Allowance Position | Thousand Tons | 0 | 0 | 0 | 0 | 0 | 0 | 0 | 0
NODA Kemper County IGCC SO2 Cap Annual v5.15 | 834 | 6613 | Rate Constraint in MTons | FALSE | L | Annual | Fuel Consumed | TBtu | 0 | 0 | 0 | 0 | 0 | 0 | 0 | 0
NODA Kemper County IGCC SO2 Cap Annual v5.15 | 834 | 6613 | Rate Constraint in MTons | FALSE | L | Annual | Rate | lb/MMBtu | 0 | 0 | 0 | 0 | 0 | 0 | 0 | 0
NODA Kemper County IGCC SO2 Cap Annual v5.15 | 834 | 6613 | Rate Constraint in MTons | FALSE | L | Annual | Generation | TWh | 0 | 0 | 0 | 0 | 0 | 0 | 0 | 0
NODA Kemper County IGCC SO2 Cap Annual v5.15 | 834 | 6613 | Rate Constraint in MTons | FALSE | L | Annual | Qualifying Generation | TWh | 0 | 0 | 0 | 0 | 0 | 0 | 0 | 0
NODA Kemper County IGCC SO2 Cap Annual v5.15 | 834 | 6613 | Rate Constraint in MTons | FALSE | L | Annual | Rate | lb/MWh | 0 | 0 | 0 | 0 | 0 | 0 | 0 | 0
NODA Kemper County IGCC SO2 Cap Annual v5.15 | 834 | 6613 | Rate Constraint in MTons | FALSE | L | Annual | Constraint Shadow Price | US2016$/Ton | 0 | 0 | 0 | 0 | 0 | 0 | 0 | 0
NODA Marshalltown NOx Cap Annual v5.15 | 835 | 7006 | Rate Constraint in MTons | FALSE | L | Annual | Seasons Included | Seasons | Winter, WintShld, Summer | Winter, WintShld, Summer | Winter, WintShld, Summer | Winter, WintShld, Summer | Winter, WintShld, Summer | Winter, WintShld, Summer | Winter, WintShld, Summer | Winter, WintShld, Summer
NODA Marshalltown NOx Cap Annual v5.15 | 835 | 7006 | Rate Constraint in MTons | FALSE | L | Annual | Standard NOX | Thousand Tons | 0.229 | 0.229 | 0.229 | 0.229 | 0.229 | 0.229 | 0.229 | 0.229
NODA Marshalltown NOx Cap Annual v5.15 | 835 | 7006 | Rate Constraint in MTons | FALSE | L | Annual | Emissions at Affected Plants NOX | Thousand Tons | 0.13083 | 0.13083 | 0.13083 | 0.13083 | 0.13083 | 0.13083 | 0.10273 | 0.13083
NODA Marshalltown NOx Cap Annual v5.15 | 835 | 7006 | Rate Constraint in MTons | FALSE | L | Annual | Allowances Purchased NOX | Thousand Tons | 0 | 0 | 0 | 0 | 0 | 0 | 0 | 0
NODA Marshalltown NOx Cap Annual v5.15 | 835 | 7006 | Rate Constraint in MTons | FALSE | L | Annual | Allowances Sold NOX | Thousand Tons | 0 | 0 | 0 | 0 | 0 | 0 | 0 | 0
NODA Marshalltown NOx Cap Annual v5.15 | 835 | 7006 | Rate Constraint in MTons | FALSE | L | Annual | Allowances Banked | Thousand Tons | 0 | 0 | 0 | 0 | 0 | 0 | 0 | 0
NODA Marshalltown NOx Cap Annual v5.15 | 835 | 7006 | Rate Constraint in MTons | FALSE | L | Annual | Allowances Withdrawn (1:1) | Thousand Tons | 0 | 0 | 0 | 0 | 0 | 0 | 0 | 0
NODA Marshalltown NOx Cap Annual v5.15 | 835 | 7006 | Rate Constraint in MTons | FALSE | L | Annual | Allowances Withdrawn (n:1) | Thousand Tons | 0 | 0 | 0 | 0 | 0 | 0 | 0 | 0
NODA Marshalltown NOx Cap Annual v5.15 | 835 | 7006 | Rate Constraint in MTons | FALSE | L | Annual | Net Emissions Allowance Position | Thousand Tons | 0.13083 | 0.13083 | 0.13083 | 0.13083 | 0.13083 | 0.13083 | 0.10273 | 0.13083
NODA Marshalltown NOx Cap Annual v5.15 | 835 | 7006 | Rate Constraint in MTons | FALSE | L | Annual | Fuel Consumed | TBtu | 30.2845 | 30.2845 | 30.2845 | 30.2845 | 30.2845 | 30.2845 | 23.7791 | 30.2845
NODA Marshalltown NOx Cap Annual v5.15 | 835 | 7006 | Rate Constraint in MTons | FALSE | L | Annual | Rate | lb/MMBtu | 0.00864 | 0.00864 | 0.00864 | 0.00864 | 0.00864 | 0.00864 | 0.00864 | 0.00864
NODA Marshalltown NOx Cap Annual v5.15 | 835 | 7006 | Rate Constraint in MTons | FALSE | L | Annual | Generation | TWh | 4.8455 | 4.8455 | 4.8455 | 4.8455 | 4.8455 | 4.8455 | 3.8047 | 4.8455
NODA Marshalltown NOx Cap Annual v5.15 | 835 | 7006 | Rate Constraint in MTons | FALSE | L | Annual | Qualifying Generation | TWh | 4.8455 | 4.8455 | 4.8455 | 4.8455 | 4.8455 | 4.8455 | 3.8047 | 4.8455
NODA Marshalltown NOx Cap Annual v5.15 | 835 | 7006 | Rate Constraint in MTons | FALSE | L | Annual | Rate | lb/MWh | 0.054 | 0.054 | 0.054 | 0.054 | 0.054 | 0.054 | 0.054 | 0.054
NODA Marshalltown NOx Cap Annual v5.15 | 835 | 7006 | Rate Constraint in MTons | FALSE | L | Annual | Constraint Shadow Price | US2016$/Ton | 0 | 0 | 0 | 0 | 0 | 0 | 0 | 0
NODA Nacogdoches SO2 Cap Annual v5.15 | 836 | 6599 | Rate Constraint in MTons | FALSE | L | Annual | Seasons Included | Seasons | Winter, WintShld, Summer | Winter, WintShld, Summer | Winter, WintShld, Summer | Winter, WintShld, Summer | Winter, WintShld, Summer | Winter, WintShld, Summer | Winter, WintShld, Summer | Winter, WintShld, Summer
NODA Nacogdoches SO2 Cap Annual v5.15 | 836 | 6599 | Rate Constraint in MTons | FALSE | L | Annual | Standard SO2 | Thousand Tons | 0.277 | 0.277 | 0.277 | 0.277 | 0.277 | 0.277 | 0.277 | 0.277
NODA Nacogdoches SO2 Cap Annual v5.15 | 836 | 6599 | Rate Constraint in MTons | FALSE | L | Annual | Emissions at Affected Plants SO2 | Thousand Tons | 0 | 0 | 0 | 0 | 0 | 0 | 0 | 0
NODA Nacogdoches SO2 Cap Annual v5.15 | 836 | 6599 | Rate Constraint in MTons | FALSE | L | Annual | Allowances Purchased SO2 | Thousand Tons | 0 | 0 | 0 | 0 | 0 | 0 | 0 | 0
NODA Nacogdoches SO2 Cap Annual v5.15 | 836 | 6599 | Rate Constraint in MTons | FALSE | L | Annual | Allowances Sold SO2 | Thousand Tons | 0 | 0 | 0 | 0 | 0 | 0 | 0 | 0
NODA Nacogdoches SO2 Cap Annual v5.15 | 836 | 6599 | Rate Constraint in MTons | FALSE | L | Annual | Allowances Banked | Thousand Tons | 0 | 0 | 0 | 0 | 0 | 0 | 0 | 0
NODA Nacogdoches SO2 Cap Annual v5.15 | 836 | 6599 | Rate Constraint in MTons | FALSE | L | Annual | Allowances Withdrawn (1:1) | Thousand Tons | 0 | 0 | 0 | 0 | 0 | 0 | 0 | 0
NODA Nacogdoches SO2 Cap Annual v5.15 | 836 | 6599 | Rate Constraint in MTons | FALSE | L | Annual | Allowances Withdrawn (n:1) | Thousand Tons | 0 | 0 | 0 | 0 | 0 | 0 | 0 | 0
NODA Nacogdoches SO2 Cap Annual v5.15 | 836 | 6599 | Rate Constraint in MTons | FALSE | L | Annual | Net Emissions Allowance Position | Thousand Tons | 0 | 0 | 0 | 0 | 0 | 0 | 0 | 0
NODA Nacogdoches SO2 Cap Annual v5.15 | 836 | 6599 | Rate Constraint in MTons | FALSE | L | Annual | Fuel Consumed | TBtu | 0 | 0 | 0 | 0 | 0 | 0 | 0 | 0
NODA Nacogdoches SO2 Cap Annual v5.15 | 836 | 6599 | Rate Constraint in MTons | FALSE | L | Annual | Rate | lb/MMBtu | 0 | 0 | 0 | 0 | 0 | 0 | 0 | 0
NODA Nacogdoches SO2 Cap Annual v5.15 | 836 | 6599 | Rate Constraint in MTons | FALSE | L | Annual | Generation | TWh | 0 | 0 | 0 | 0 | 0 | 0 | 0 | 0
NODA Nacogdoches SO2 Cap Annual v5.15 | 836 | 6599 | Rate Constraint in MTons | FALSE | L | Annual | Qualifying Generation | TWh | 0 | 0 | 0 | 0 | 0 | 0 | 0 | 0
NODA Nacogdoches SO2 Cap Annual v5.15 | 836 | 6599 | Rate Constraint in MTons | FALSE | L | Annual | Rate | lb/MWh | 0 | 0 | 0 | 0 | 0 | 0 | 0 | 0
NODA Nacogdoches SO2 Cap Annual v5.15 | 836 | 6599 | Rate Constraint in MTons | FALSE | L | Annual | Constraint Shadow Price | US2016$/Ton | 0 | 0 | 0 | 0 | 0 | 0 | 0 | 0
NODA Newark NOx Cap Annual v5.15 | 837 | 6593 | Rate Constraint in MTons | FALSE | L | Annual | Seasons Included | Seasons | Winter, WintShld, Summer | Winter, WintShld, Summer | Winter, WintShld, Summer | Winter, WintShld, Summer | Winter, WintShld, Summer | Winter, WintShld, Summer | Winter, WintShld, Summer | Winter, WintShld, Summer
NODA Newark NOx Cap Annual v5.15 | 837 | 6593 | Rate Constraint in MTons | FALSE | L | Annual | Standard NOX | Thousand Tons | 0.278 | 0.278 | 0.278 | 0.278 | 0.278 | 0.278 | 0.278 | 0.278
NODA Newark NOx Cap Annual v5.15 | 837 | 6593 | Rate Constraint in MTons | FALSE | L | Annual | Emissions at Affected Plants NOX | Thousand Tons | 0.11027 | 0.11027 | 0.11027 | 0.11027 | 0.11027 | 0.11027 | 0.10765 | 0.097021
NODA Newark NOx Cap Annual v5.15 | 837 | 6593 | Rate Constraint in MTons | FALSE | L | Annual | Allowances Purchased NOX | Thousand Tons | 0 | 0 | 0 | 0 | 0 | 0 | 0 | 0
NODA Newark NOx Cap Annual v5.15 | 837 | 6593 | Rate Constraint in MTons | FALSE | L | Annual | Allowances Sold NOX | Thousand Tons | 0 | 0 | 0 | 0 | 0 | 0 | 0 | 0
NODA Newark NOx Cap Annual v5.15 | 837 | 6593 | Rate Constraint in MTons | FALSE | L | Annual | Allowances Banked | Thousand Tons | 0 | 0 | 0 | 0 | 0 | 0 | 0 | 0
NODA Newark NOx Cap Annual v5.15 | 837 | 6593 | Rate Constraint in MTons | FALSE | L | Annual | Allowances Withdrawn (1:1) | Thousand Tons | 0 | 0 | 0 | 0 | 0 | 0 | 0 | 0
NODA Newark NOx Cap Annual v5.15 | 837 | 6593 | Rate Constraint in MTons | FALSE | L | Annual | Allowances Withdrawn (n:1) | Thousand Tons | 0 | 0 | 0 | 0 | 0 | 0 | 0 | 0
NODA Newark NOx Cap Annual v5.15 | 837 | 6593 | Rate Constraint in MTons | FALSE | L | Annual | Net Emissions Allowance Position | Thousand Tons | 0.11027 | 0.11027 | 0.11027 | 0.11027 | 0.11027 | 0.11027 | 0.10765 | 0.097021
NODA Newark NOx Cap Annual v5.15 | 837 | 6593 | Rate Constraint in MTons | FALSE | L | Annual | Fuel Consumed | TBtu | 35.8021 | 35.8021 | 35.8021 | 35.8021 | 35.8021 | 35.8021 | 34.9527 | 31.5003
NODA Newark NOx Cap Annual v5.15 | 837 | 6593 | Rate Constraint in MTons | FALSE | L | Annual | Rate | lb/MMBtu | 0.00616 | 0.00616 | 0.00616 | 0.00616 | 0.00616 | 0.00616 | 0.00616 | 0.00616
NODA Newark NOx Cap Annual v5.15 | 837 | 6593 | Rate Constraint in MTons | FALSE | L | Annual | Generation | TWh | 5.0783 | 5.0783 | 5.0783 | 5.0783 | 5.0783 | 5.0783 | 4.9578 | 4.4681
NODA Newark NOx Cap Annual v5.15 | 837 | 6593 | Rate Constraint in MTons | FALSE | L | Annual | Qualifying Generation | TWh | 5.0783 | 5.0783 | 5.0783 | 5.0783 | 5.0783 | 5.0783 | 4.9578 | 4.4681
NODA Newark NOx Cap Annual v5.15 | 837 | 6593 | Rate Constraint in MTons | FALSE | L | Annual | Rate | lb/MWh | 0.043428 | 0.043428 | 0.043428 | 0.043428 | 0.043428 | 0.043428 | 0.043428 | 0.043428
NODA Newark NOx Cap Annual v5.15 | 837 | 6593 | Rate Constraint in MTons | FALSE | L | Annual | Constraint Shadow Price | US2016$/Ton | 0 | 0 | 0 | 0 | 0 | 0 | 0 | 0
NODA West Deptford NOx Cap Annual v5.15 | 838 | 6594 | Rate Constraint in MTons | FALSE | L | Annual | Seasons Included | Seasons | Winter, WintShld, Summer | Winter, WintShld, Summer | Winter, WintShld, Summer | Winter, WintShld, Summer | Winter, WintShld, Summer | Winter, WintShld, Summer | Winter, WintShld, Summer | Winter, WintShld, Summer
NODA West Deptford NOx Cap Annual v5.15 | 838 | 6594 | Rate Constraint in MTons | FALSE | L | Annual | Standard NOX | Thousand Tons | 0.717 | 0.717 | 0.717 | 0.717 | 0.717 | 0.717 | 0.717 | 0.717
NODA West Deptford NOx Cap Annual v5.15 | 838 | 6594 | Rate Constraint in MTons | FALSE | L | Annual | Emissions at Affected Plants NOX | Thousand Tons | 0.11297 | 0.11297 | 0.11297 | 0.11297 | 0.11297 | 0.11297 | 0.10915 | 0.095861
NODA West Deptford NOx Cap Annual v5.15 | 838 | 6594 | Rate Constraint in MTons | FALSE | L | Annual | Allowances Purchased NOX | Thousand Tons | 0 | 0 | 0 | 0 | 0 | 0 | 0 | 0
NODA West Deptford NOx Cap Annual v5.15 | 838 | 6594 | Rate Constraint in MTons | FALSE | L | Annual | Allowances Sold NOX | Thousand Tons | 0 | 0 | 0 | 0 | 0 | 0 | 0 | 0
NODA West Deptford NOx Cap Annual v5.15 | 838 | 6594 | Rate Constraint in MTons | FALSE | L | Annual | Allowances Banked | Thousand Tons | 0 | 0 | 0 | 0 | 0 | 0 | 0 | 0
NODA West Deptford NOx Cap Annual v5.15 | 838 | 6594 | Rate Constraint in MTons | FALSE | L | Annual | Allowances Withdrawn (1:1) | Thousand Tons | 0 | 0 | 0 | 0 | 0 | 0 | 0 | 0
NODA West Deptford NOx Cap Annual v5.15 | 838 | 6594 | Rate Constraint in MTons | FALSE | L | Annual | Allowances Withdrawn (n:1) | Thousand Tons | 0 | 0 | 0 | 0 | 0 | 0 | 0 | 0
NODA West Deptford NOx Cap Annual v5.15 | 838 | 6594 | Rate Constraint in MTons | FALSE | L | Annual | Net Emissions Allowance Position | Thousand Tons | 0.11297 | 0.11297 | 0.11297 | 0.11297 | 0.11297 | 0.11297 | 0.10915 | 0.095861
NODA West Deptford NOx Cap Annual v5.15 | 838 | 6594 | Rate Constraint in MTons | FALSE | L | Annual | Fuel Consumed | TBtu | 37.161 | 37.161 | 37.161 | 37.161 | 37.161 | 37.161 | 35.9043 | 31.5332
NODA West Deptford NOx Cap Annual v5.15 | 838 | 6594 | Rate Constraint in MTons | FALSE | L | Annual | Rate | lb/MMBtu | 0.00608 | 0.00608 | 0.00608 | 0.00608 | 0.00608 | 0.00608 | 0.00608 | 0.00608
NODA West Deptford NOx Cap Annual v5.15 | 838 | 6594 | Rate Constraint in MTons | FALSE | L | Annual | Generation | TWh | 5.2711 | 5.2711 | 5.2711 | 5.2711 | 5.2711 | 5.2711 | 5.0928 | 4.4728
NODA West Deptford NOx Cap Annual v5.15 | 838 | 6594 | Rate Constraint in MTons | FALSE | L | Annual | Qualifying Generation | TWh | 5.2711 | 5.2711 | 5.2711 | 5.2711 | 5.2711 | 5.2711 | 5.0928 | 4.4728
NODA West Deptford NOx Cap Annual v5.15 | 838 | 6594 | Rate Constraint in MTons | FALSE | L | Annual | Rate | lb/MWh | 0.042864 | 0.042864 | 0.042864 | 0.042864 | 0.042864 | 0.042864 | 0.042864 | 0.042864
NODA West Deptford NOx Cap Annual v5.15 | 838 | 6594 | Rate Constraint in MTons | FALSE | L | Annual | Constraint Shadow Price | US2016$/Ton | 0 | 0 | 0 | 0 | 0 | 0 | 0 | 0
NODA Wheelabrator Lisbon 1 NOX Cap Annual v5.15 | 839 | 6611 | Rate Constraint in MTons | FALSE | L | Annual | Seasons Included | Seasons | Winter, WintShld, Summer | Winter, WintShld, Summer | Winter, WintShld, Summer | Winter, WintShld, Summer | Winter, WintShld, Summer | Winter, WintShld, Summer | Winter, WintShld, Summer | Winter, WintShld, Summer
NODA Wheelabrator Lisbon 1 NOX Cap Annual v5.15 | 839 | 6611 | Rate Constraint in MTons | FALSE | L | Annual | Standard NOX | Thousand Tons | 0.148 | 0.148 | 0.148 | 0.148 | 0.148 | 0.148 | 0.148 | 0.148
NODA Wheelabrator Lisbon 1 NOX Cap Annual v5.15 | 839 | 6611 | Rate Constraint in MTons | FALSE | L | Annual | Emissions at Affected Plants NOX | Thousand Tons | 0.148 | 0.148 | 0.148 | 0.148 | 0.148 | 0.148 | 0.148 | 0.148
NODA Wheelabrator Lisbon 1 NOX Cap Annual v5.15 | 839 | 6611 | Rate Constraint in MTons | FALSE | L | Annual | Allowances Purchased NOX | Thousand Tons | 0 | 0 | 0 | 0 | 0 | 0 | 0 | 0
NODA Wheelabrator Lisbon 1 NOX Cap Annual v5.15 | 839 | 6611 | Rate Constraint in MTons | FALSE | L | Annual | Allowances Sold NOX | Thousand Tons | 0 | 0 | 0 | 0 | 0 | 0 | 0 | 0
NODA Wheelabrator Lisbon 1 NOX Cap Annual v5.15 | 839 | 6611 | Rate Constraint in MTons | FALSE | L | Annual | Allowances Banked | Thousand Tons | 0 | 0 | 0 | 0 | 0 | 0 | 0 | 0
NODA Wheelabrator Lisbon 1 NOX Cap Annual v5.15 | 839 | 6611 | Rate Constraint in MTons | FALSE | L | Annual | Allowances Withdrawn (1:1) | Thousand Tons | 0 | 0 | 0 | 0 | 0 | 0 | 0 | 0
NODA Wheelabrator Lisbon 1 NOX Cap Annual v5.15 | 839 | 6611 | Rate Constraint in MTons | FALSE | L | Annual | Allowances Withdrawn (n:1) | Thousand Tons | 0 | 0 | 0 | 0 | 0 | 0 | 0 | 0
NODA Wheelabrator Lisbon 1 NOX Cap Annual v5.15 | 839 | 6611 | Rate Constraint in MTons | FALSE | L | Annual | Net Emissions Allowance Position | Thousand Tons | 0.148 | 0.148 | 0.148 | 0.148 | 0.148 | 0.148 | 0.148 | 0.148
NODA Wheelabrator Lisbon 1 NOX Cap Annual v5.15 | 839 | 6611 | Rate Constraint in MTons | FALSE | L | Annual | Fuel Consumed | TBtu | 0.91618 | 0.91618 | 0.91618 | 0.91618 | 0.91618 | 0.91618 | 0.91618 | 0.91618
NODA Wheelabrator Lisbon 1 NOX Cap Annual v5.15 | 839 | 6611 | Rate Constraint in MTons | FALSE | L | Annual | Rate | lb/MMBtu | 0.32308 | 0.32308 | 0.32308 | 0.32308 | 0.32308 | 0.32308 | 0.32308 | 0.32308
NODA Wheelabrator Lisbon 1 NOX Cap Annual v5.15 | 839 | 6611 | Rate Constraint in MTons | FALSE | L | Annual | Generation | TWh | 0.049972 | 0.049972 | 0.049972 | 0.049972 | 0.049972 | 0.049972 | 0.049972 | 0.049972
NODA Wheelabrator Lisbon 1 NOX Cap Annual v5.15 | 839 | 6611 | Rate Constraint in MTons | FALSE | L | Annual | Qualifying Generation | TWh | 0.049972 | 0.049972 | 0.049972 | 0.049972 | 0.049972 | 0.049972 | 0.049972 | 0.049972
NODA Wheelabrator Lisbon 1 NOX Cap Annual v5.15 | 839 | 6611 | Rate Constraint in MTons | FALSE | L | Annual | Rate | lb/MWh | 5.9233 | 5.9233 | 5.9233 | 5.9233 | 5.9233 | 5.9233 | 5.9233 | 5.9233
NODA Wheelabrator Lisbon 1 NOX Cap Annual v5.15 | 839 | 6611 | Rate Constraint in MTons | FALSE | L | Annual | Constraint Shadow Price | US2016$/Ton | 7945.76 | 8477.3202 | 8802.8375 | 8878.0395 | 8623.6501 | 9507.7234 | 10330.5644 | 10687.2938
NODA WheelabratorBridgeport 1 NOX Cap Annual v5.15 | 840 | 6608 | Rate Constraint in MTons | FALSE | L | Annual | Seasons Included | Seasons | Winter, WintShld, Summer | Winter, WintShld, Summer | Winter, WintShld, Summer | Winter, WintShld, Summer | Winter, WintShld, Summer | Winter, WintShld, Summer | Winter, WintShld, Summer | Winter, WintShld, Summer
NODA WheelabratorBridgeport 1 NOX Cap Annual v5.15 | 840 | 6608 | Rate Constraint in MTons | FALSE | L | Annual | Standard NOX | Thousand Tons | 0.501 | 0.501 | 0.501 | 0.501 | 0.501 | 0.501 | 0.501 | 0.501
NODA WheelabratorBridgeport 1 NOX Cap Annual v5.15 | 840 | 6608 | Rate Constraint in MTons | FALSE | L | Annual | Emissions at Affected Plants NOX | Thousand Tons | 0.42643 | 0.42643 | 0.42643 | 0.42643 | 0.42643 | 0.42643 | 0.42643 | 0.42643
NODA WheelabratorBridgeport 1 NOX Cap Annual v5.15 | 840 | 6608 | Rate Constraint in MTons | FALSE | L | Annual | Allowances Purchased NOX | Thousand Tons | 0 | 0 | 0 | 0 | 0 | 0 | 0 | 0
NODA WheelabratorBridgeport 1 NOX Cap Annual v5.15 | 840 | 6608 | Rate Constraint in MTons | FALSE | L | Annual | Allowances Sold NOX | Thousand Tons | 0 | 0 | 0 | 0 | 0 | 0 | 0 | 0
NODA WheelabratorBridgeport 1 NOX Cap Annual v5.15 | 840 | 6608 | Rate Constraint in MTons | FALSE | L | Annual | Allowances Banked | Thousand Tons | 0 | 0 | 0 | 0 | 0 | 0 | 0 | 0
NODA WheelabratorBridgeport 1 NOX Cap Annual v5.15 | 840 | 6608 | Rate Constraint in MTons | FALSE | L | Annual | Allowances Withdrawn (1:1) | Thousand Tons | 0 | 0 | 0 | 0 | 0 | 0 | 0 | 0
NODA WheelabratorBridgeport 1 NOX Cap Annual v5.15 | 840 | 6608 | Rate Constraint in MTons | FALSE | L | Annual | Allowances Withdrawn (n:1) | Thousand Tons | 0 | 0 | 0 | 0 | 0 | 0 | 0 | 0
NODA WheelabratorBridgeport 1 NOX Cap Annual v5.15 | 840 | 6608 | Rate Constraint in MTons | FALSE | L | Annual | Net Emissions Allowance Position | Thousand Tons | 0.42643 | 0.42643 | 0.42643 | 0.42643 | 0.42643 | 0.42643 | 0.42643 | 0.42643
NODA WheelabratorBridgeport 1 NOX Cap Annual v5.15 | 840 | 6608 | Rate Constraint in MTons | FALSE | L | Annual | Fuel Consumed | TBtu | 2.3998 | 2.3998 | 2.3998 | 2.3998 | 2.3998 | 2.3998 | 2.3998 | 2.3998
NODA WheelabratorBridgeport 1 NOX Cap Annual v5.15 | 840 | 6608 | Rate Constraint in MTons | FALSE | L | Annual | Rate | lb/MMBtu | 0.35539 | 0.35539 | 0.35539 | 0.35539 | 0.35539 | 0.35539 | 0.35539 | 0.35539
NODA WheelabratorBridgeport 1 NOX Cap Annual v5.15 | 840 | 6608 | Rate Constraint in MTons | FALSE | L | Annual | Generation | TWh | 0.14311 | 0.14311 | 0.14311 | 0.14311 | 0.14311 | 0.14311 | 0.14311 | 0.14311
NODA WheelabratorBridgeport 1 NOX Cap Annual v5.15 | 840 | 6608 | Rate Constraint in MTons | FALSE | L | Annual | Qualifying Generation | TWh | 0.14311 | 0.14311 | 0.14311 | 0.14311 | 0.14311 | 0.14311 | 0.14311 | 0.14311
NODA WheelabratorBridgeport 1 NOX Cap Annual v5.15 | 840 | 6608 | Rate Constraint in MTons | FALSE | L | Annual | Rate | lb/MWh | 5.9595 | 5.9595 | 5.9595 | 5.9595 | 5.9595 | 5.9595 | 5.9595 | 5.9595
NODA WheelabratorBridgeport 1 NOX Cap Annual v5.15 | 840 | 6608 | Rate Constraint in MTons | FALSE | L | Annual | Constraint Shadow Price | US2016$/Ton | 0 | 0 | 0 | 0 | 0 | 0 | 0 | 0
NODA WheelabratorBridgeport 2 NOX Cap Annual v5.15 | 841 | 6609 | Rate Constraint in MTons | FALSE | L | Annual | Seasons Included | Seasons | Winter, WintShld, Summer | Winter, WintShld, Summer | Winter, WintShld, Summer | Winter, WintShld, Summer | Winter, WintShld, Summer | Winter, WintShld, Summer | Winter, WintShld, Summer | Winter, WintShld, Summer
NODA WheelabratorBridgeport 2 NOX Cap Annual v5.15 | 841 | 6609 | Rate Constraint in MTons | FALSE | L | Annual | Standard NOX | Thousand Tons | 0.501 | 0.501 | 0.501 | 0.501 | 0.501 | 0.501 | 0.501 | 0.501
NODA WheelabratorBridgeport 2 NOX Cap Annual v5.15 | 841 | 6609 | Rate Constraint in MTons | FALSE | L | Annual | Emissions at Affected Plants NOX | Thousand Tons | 0.42643 | 0.42643 | 0.42643 | 0.42643 | 0.42643 | 0.42643 | 0.42643 | 0.42643
NODA WheelabratorBridgeport 2 NOX Cap Annual v5.15 | 841 | 6609 | Rate Constraint in MTons | FALSE | L | Annual | Allowances Purchased NOX | Thousand Tons | 0 | 0 | 0 | 0 | 0 | 0 | 0 | 0
NODA WheelabratorBridgeport 2 NOX Cap Annual v5.15 | 841 | 6609 | Rate Constraint in MTons | FALSE | L | Annual | Allowances Sold NOX | Thousand Tons | 0 | 0 | 0 | 0 | 0 | 0 | 0 | 0
NODA WheelabratorBridgeport 2 NOX Cap Annual v5.15 | 841 | 6609 | Rate Constraint in MTons | FALSE | L | Annual | Allowances Banked | Thousand Tons | 0 | 0 | 0 | 0 | 0 | 0 | 0 | 0
NODA WheelabratorBridgeport 2 NOX Cap Annual v5.15 | 841 | 6609 | Rate Constraint in MTons | FALSE | L | Annual | Allowances Withdrawn (1:1) | Thousand Tons | 0 | 0 | 0 | 0 | 0 | 0 | 0 | 0
NODA WheelabratorBridgeport 2 NOX Cap Annual v5.15 | 841 | 6609 | Rate Constraint in MTons | FALSE | L | Annual | Allowances Withdrawn (n:1) | Thousand Tons | 0 | 0 | 0 | 0 | 0 | 0 | 0 | 0
NODA WheelabratorBridgeport 2 NOX Cap Annual v5.15 | 841 | 6609 | Rate Constraint in MTons | FALSE | L | Annual | Net Emissions Allowance Position | Thousand Tons | 0.42643 | 0.42643 | 0.42643 | 0.42643 | 0.42643 | 0.42643 | 0.42643 | 0.42643
NODA WheelabratorBridgeport 2 NOX Cap Annual v5.15 | 841 | 6609 | Rate Constraint in MTons | FALSE | L | Annual | Fuel Consumed | TBtu | 2.3998 | 2.3998 | 2.3998 | 2.3998 | 2.3998 | 2.3998 | 2.3998 | 2.3998
NODA WheelabratorBridgeport 2 NOX Cap Annual v5.15 | 841 | 6609 | Rate Constraint in MTons | FALSE | L | Annual | Rate | lb/MMBtu | 0.35539 | 0.35539 | 0.35539 | 0.35539 | 0.35539 | 0.35539 | 0.35539 | 0.35539
NODA WheelabratorBridgeport 2 NOX Cap Annual v5.15 | 841 | 6609 | Rate Constraint in MTons | FALSE | L | Annual | Generation | TWh | 0.14311 | 0.14311 | 0.14311 | 0.14311 | 0.14311 | 0.14311 | 0.14311 | 0.14311
NODA WheelabratorBridgeport 2 NOX Cap Annual v5.15 | 841 | 6609 | Rate Constraint in MTons | FALSE | L | Annual | Qualifying Generation | TWh | 0.14311 | 0.14311 | 0.14311 | 0.14311 | 0.14311 | 0.14311 | 0.14311 | 0.14311
NODA WheelabratorBridgeport 2 NOX Cap Annual v5.15 | 841 | 6609 | Rate Constraint in MTons | FALSE | L | Annual | Rate | lb/MWh | 5.9595 | 5.9595 | 5.9595 | 5.9595 | 5.9595 | 5.9595 | 5.9595 | 5.9595
NODA WheelabratorBridgeport 2 NOX Cap Annual v5.15 | 841 | 6609 | Rate Constraint in MTons | FALSE | L | Annual | Constraint Shadow Price | US2016$/Ton | 0 | 0 | 0 | 0 | 0 | 0 | 0 | 0
NODA WheelabratorBridgeport 3 NOX Cap Annual v5.15 | 842 | 6610 | Rate Constraint in MTons | FALSE | L | Annual | Seasons Included | Seasons | Winter, WintShld, Summer | Winter, WintShld, Summer | Winter, WintShld, Summer | Winter, WintShld, Summer | Winter, WintShld, Summer | Winter, WintShld, Summer | Winter, WintShld, Summer | Winter, WintShld, Summer
NODA WheelabratorBridgeport 3 NOX Cap Annual v5.15 | 842 | 6610 | Rate Constraint in MTons | FALSE | L | Annual | Standard NOX | Thousand Tons | 0.501 | 0.501 | 0.501 | 0.501 | 0.501 | 0.501 | 0.501 | 0.501
NODA WheelabratorBridgeport 3 NOX Cap Annual v5.15 | 842 | 6610 | Rate Constraint in MTons | FALSE | L | Annual | Emissions at Affected Plants NOX | Thousand Tons | 0.42643 | 0.42643 | 0.42643 | 0.42643 | 0.42643 | 0.42643 | 0.42643 | 0.42643
NODA WheelabratorBridgeport 3 NOX Cap Annual v5.15 | 842 | 6610 | Rate Constraint in MTons | FALSE | L | Annual | Allowances Purchased NOX | Thousand Tons | 0 | 0 | 0 | 0 | 0 | 0 | 0 | 0
NODA WheelabratorBridgeport 3 NOX Cap Annual v5.15 | 842 | 6610 | Rate Constraint in MTons | FALSE | L | Annual | Allowances Sold NOX | Thousand Tons | 0 | 0 | 0 | 0 | 0 | 0 | 0 | 0
NODA WheelabratorBridgeport 3 NOX Cap Annual v5.15 | 842 | 6610 | Rate Constraint in MTons | FALSE | L | Annual | Allowances Banked | Thousand Tons | 0 | 0 | 0 | 0 | 0 | 0 | 0 | 0
NODA WheelabratorBridgeport 3 NOX Cap Annual v5.15 | 842 | 6610 | Rate Constraint in MTons | FALSE | L | Annual | Allowances Withdrawn (1:1) | Thousand Tons | 0 | 0 | 0 | 0 | 0 | 0 | 0 | 0
NODA WheelabratorBridgeport 3 NOX Cap Annual v5.15 | 842 | 6610 | Rate Constraint in MTons | FALSE | L | Annual | Allowances Withdrawn (n:1) | Thousand Tons | 0 | 0 | 0 | 0 | 0 | 0 | 0 | 0
NODA WheelabratorBridgeport 3 NOX Cap Annual v5.15 | 842 | 6610 | Rate Constraint in MTons | FALSE | L | Annual | Net Emissions Allowance Position | Thousand Tons | 0.42643 | 0.42643 | 0.42643 | 0.42643 | 0.42643 | 0.42643 | 0.42643 | 0.42643
NODA WheelabratorBridgeport 3 NOX Cap Annual v5.15 | 842 | 6610 | Rate Constraint in MTons | FALSE | L | Annual | Fuel Consumed | TBtu | 2.3998 | 2.3998 | 2.3998 | 2.3998 | 2.3998 | 2.3998 | 2.3998 | 2.3998
NODA WheelabratorBridgeport 3 NOX Cap Annual v5.15 | 842 | 6610 | Rate Constraint in MTons | FALSE | L | Annual | Rate | lb/MMBtu | 0.35539 | 0.35539 | 0.35539 | 0.35539 | 0.35539 | 0.35539 | 0.35539 | 0.35539
NODA WheelabratorBridgeport 3 NOX Cap Annual v5.15 | 842 | 6610 | Rate Constraint in MTons | FALSE | L | Annual | Generation | TWh | 0.14311 | 0.14311 | 0.14311 | 0.14311 | 0.14311 | 0.14311 | 0.14311 | 0.14311
NODA WheelabratorBridgeport 3 NOX Cap Annual v5.15 | 842 | 6610 | Rate Constraint in MTons | FALSE | L | Annual | Qualifying Generation | TWh | 0.14311 | 0.14311 | 0.14311 | 0.14311 | 0.14311 | 0.14311 | 0.14311 | 0.14311
NODA WheelabratorBridgeport 3 NOX Cap Annual v5.15 | 842 | 6610 | Rate Constraint in MTons | FALSE | L | Annual | Rate | lb/MWh | 5.9595 | 5.9595 | 5.9595 | 5.9595 | 5.9595 | 5.9595 | 5.9595 | 5.9595
NODA WheelabratorBridgeport 3 NOX Cap Annual v5.15 | 842 | 6610 | Rate Constraint in MTons | FALSE | L | Annual | Constraint Shadow Price | US2016$/Ton | 0 | 0 | 0 | 0 | 0 | 0 | 0 | 0
NODA Woodbridge NOx Cap Annual v5.15 | 843 | 6595 | Rate Constraint in MTons | FALSE | L | Annual | Seasons Included | Seasons | Winter, WintShld, Summer | Winter, WintShld, Summer | Winter, WintShld, Summer | Winter, WintShld, Summer | Winter, WintShld, Summer | Winter, WintShld, Summer | Winter, WintShld, Summer | Winter, WintShld, Summer
NODA Woodbridge NOx Cap Annual v5.15 | 843 | 6595 | Rate Constraint in MTons | FALSE | L | Annual | Standard NOX | Thousand Tons | 0.297 | 0.297 | 0.297 | 0.297 | 0.297 | 0.297 | 0.297 | 0.297
NODA Woodbridge NOx Cap Annual v5.15 | 843 | 6595 | Rate Constraint in MTons | FALSE | L | Annual | Emissions at Affected Plants NOX | Thousand Tons | 0.062761 | 0.062761 | 0.062761 | 0.062761 | 0.062761 | 0.062761 | 0.060208 | 0.05482
NODA Woodbridge NOx Cap Annual v5.15 | 843 | 6595 | Rate Constraint in MTons | FALSE | L | Annual | Allowances Purchased NOX | Thousand Tons | 0 | 0 | 0 | 0 | 0 | 0 | 0 | 0
NODA Woodbridge NOx Cap Annual v5.15 | 843 | 6595 | Rate Constraint in MTons | FALSE | L | Annual | Allowances Sold NOX | Thousand Tons | 0 | 0 | 0 | 0 | 0 | 0 | 0 | 0
NODA Woodbridge NOx Cap Annual v5.15 | 843 | 6595 | Rate Constraint in MTons | FALSE | L | Annual | Allowances Banked | Thousand Tons | 0 | 0 | 0 | 0 | 0 | 0 | 0 | 0
NODA Woodbridge NOx Cap Annual v5.15 | 843 | 6595 | Rate Constraint in MTons | FALSE | L | Annual | Allowances Withdrawn (1:1) | Thousand Tons | 0 | 0 | 0 | 0 | 0 | 0 | 0 | 0
NODA Woodbridge NOx Cap Annual v5.15 | 843 | 6595 | Rate Constraint in MTons | FALSE | L | Annual | Allowances Withdrawn (n:1) | Thousand Tons | 0 | 0 | 0 | 0 | 0 | 0 | 0 | 0
NODA Woodbridge NOx Cap Annual v5.15 | 843 | 6595 | Rate Constraint in MTons | FALSE | L | Annual | Net Emissions Allowance Position | Thousand Tons | 0.062761 | 0.062761 | 0.062761 | 0.062761 | 0.062761 | 0.062761 | 0.060208 | 0.05482
NODA Woodbridge NOx Cap Annual v5.15 | 843 | 6595 | Rate Constraint in MTons | FALSE | L | Annual | Fuel Consumed | TBtu | 21.868 | 21.868 | 21.868 | 21.868 | 21.868 | 21.868 | 20.9783 | 19.1009
NODA Woodbridge NOx Cap Annual v5.15 | 843 | 6595 | Rate Constraint in MTons | FALSE | L | Annual | Rate | lb/MMBtu | 0.00574 | 0.00574 | 0.00574 | 0.00574 | 0.00574 | 0.00574 | 0.00574 | 0.00574
NODA Woodbridge NOx Cap Annual v5.15 | 843 | 6595 | Rate Constraint in MTons | FALSE | L | Annual | Generation | TWh | 3.1018 | 3.1018 | 3.1018 | 3.1018 | 3.1018 | 3.1018 | 2.9756 | 2.7094
NODA Woodbridge NOx Cap Annual v5.15 | 843 | 6595 | Rate Constraint in MTons | FALSE | L | Annual | Qualifying Generation | TWh | 3.1018 | 3.1018 | 3.1018 | 3.1018 | 3.1018 | 3.1018 | 2.9756 | 2.7094
NODA Woodbridge NOx Cap Annual v5.15 | 843 | 6595 | Rate Constraint in MTons | FALSE | L | Annual | Rate | lb/MWh | 0.040467 | 0.040467 | 0.040467 | 0.040467 | 0.040467 | 0.040467 | 0.040467 | 0.040467
NODA Woodbridge NOx Cap Annual v5.15 | 843 | 6595 | Rate Constraint in MTons | FALSE | L | Annual | Constraint Shadow Price | US2016$/Ton | 0 | 0 | 0 | 0 | 0 | 0 | 0 | 0
North Carolina Duke - NOX Cap Annual v3.1 | 844 | 1836 | Rate Constraint in MTons | FALSE | L | Annual | Seasons Included | Seasons | Winter, WintShld, Summer | Winter, WintShld, Summer | Winter, WintShld, Summer | Winter, WintShld, Summer | Winter, WintShld, Summer | Winter, WintShld, Summer | Winter, WintShld, Summer | Winter, WintShld, Summer
North Carolina Duke - NOX Cap Annual v3.1 | 844 | 1836 | Rate Constraint in MTons | FALSE | L | Annual | Standard NOX | Thousand Tons | 31 | 31 | 31 | 31 | 31 | 31 | 31 | 31
North Carolina Duke - NOX Cap Annual v3.1 | 844 | 1836 | Rate Constraint in MTons | FALSE | L | Annual | Emissions at Affected Plants NOX | Thousand Tons | 10.3533 | 10.9076 | 8.2647 | 6.6348 | 1.4768 | 0.0024019 | 0.0024019 | 0.0024019
North Carolina Duke - NOX Cap Annual v3.1 | 844 | 1836 | Rate Constraint in MTons | FALSE | L | Annual | Allowances Purchased NOX | Thousand Tons | 0 | 0 | 0 | 0 | 0 | 0 | 0 | 0
North Carolina Duke - NOX Cap Annual v3.1 | 844 | 1836 | Rate Constraint in MTons | FALSE | L | Annual | Allowances Sold NOX | Thousand Tons | 0 | 0 | 0 | 0 | 0 | 0 | 0 | 0
North Carolina Duke - NOX Cap Annual v3.1 | 844 | 1836 | Rate Constraint in MTons | FALSE | L | Annual | Allowances Banked | Thousand Tons | 0 | 0 | 0 | 0 | 0 | 0 | 0 | 0
North Carolina Duke - NOX Cap Annual v3.1 | 844 | 1836 | Rate Constraint in MTons | FALSE | L | Annual | Allowances Withdrawn (1:1) | Thousand Tons | 0 | 0 | 0 | 0 | 0 | 0 | 0 | 0
North Carolina Duke - NOX Cap Annual v3.1 | 844 | 1836 | Rate Constraint in MTons | FALSE | L | Annual | Allowances Withdrawn (n:1) | Thousand Tons | 0 | 0 | 0 | 0 | 0 | 0 | 0 | 0
North Carolina Duke - NOX Cap Annual v3.1 | 844 | 1836 | Rate Constraint in MTons | FALSE | L | Annual | Net Emissions Allowance Position | Thousand Tons | 10.3533 | 10.9076 | 8.2647 | 6.6348 | 1.4768 | 0.0024019 | 0.0024019 | 0.0024019
North Carolina Duke - NOX Cap Annual v3.1 | 844 | 1836 | Rate Constraint in MTons | FALSE | L | Annual | Fuel Consumed | TBtu | 130.5577 | 136.542 | 106.9588 | 90.5781 | 25.0617 | 0.089076 | 0.089076 | 0.089076
North Carolina Duke - NOX Cap Annual v3.1 | 844 | 1836 | Rate Constraint in MTons | FALSE | L | Annual | Rate | lb/MMBtu | 0.1586 | 0.15977 | 0.15454 | 0.1465 | 0.11786 | 0.05393 | 0.05393 | 0.05393
North Carolina Duke - NOX Cap Annual v3.1 | 844 | 1836 | Rate Constraint in MTons | FALSE | L | Annual | Generation | TWh | 13.8204 | 14.4814 | 11.2348 | 9.4596 | 2.5646 | 0.0097171 | 0.0097171 | 0.0097171
North Carolina Duke - NOX Cap Annual v3.1 | 844 | 1836 | Rate Constraint in MTons | FALSE | L | Annual | Qualifying Generation | TWh | 13.8204 | 14.4814 | 11.2348 | 9.4596 | 2.5646 | 0.0097171 | 0.0097171 | 0.0097171
North Carolina Duke - NOX Cap Annual v3.1 | 844 | 1836 | Rate Constraint in MTons | FALSE | L | Annual | Rate | lb/MWh | 1.4983 | 1.5064 | 1.4713 | 1.4028 | 1.1517 | 0.49438 | 0.49438 | 0.49438
North Carolina Duke - NOX Cap Annual v3.1 | 844 | 1836 | Rate Constraint in MTons | FALSE | L | Annual | Constraint Shadow Price | US2016$/Ton | 0 | 0 | 0 | 0 | 0 | 0 | 0 | 0
North Carolina Duke - SO2 Cap Annual v3.1 | 845 | 1837 | Rate Constraint in MTons | FALSE | L | Annual | Seasons Included | Seasons | Winter, WintShld, Summer | Winter, WintShld, Summer | Winter, WintShld, Summer | Winter, WintShld, Summer | Winter, WintShld, Summer | Winter, WintShld, Summer | Winter, WintShld, Summer | Winter, WintShld, Summer
North Carolina Duke - SO2 Cap Annual v3.1 | 845 | 1837 | Rate Constraint in MTons | FALSE | L | Annual | Standard SO2 | Thousand Tons | 80 | 80 | 80 | 80 | 80 | 80 | 80 | 80
North Carolina Duke - SO2 Cap Annual v3.1 | 845 | 1837 | Rate Constraint in MTons | FALSE | L | Annual | Emissions at Affected Plants SO2 | Thousand Tons | 3.28 | 3.5115 | 2.4983 | 1.9354 | 0.24346 | 0.0020048 | 0.0020048 | 0.0020048
North Carolina Duke - SO2 Cap Annual v3.1 | 845 | 1837 | Rate Constraint in MTons | FALSE | L | Annual | Allowances Purchased SO2 | Thousand Tons | 0 | 0 | 0 | 0 | 0 | 0 | 0 | 0
North Carolina Duke - SO2 Cap Annual v3.1 | 845 | 1837 | Rate Constraint in MTons | FALSE | L | Annual | Allowances Sold SO2 | Thousand Tons | 0 | 0 | 0 | 0 | 0 | 0 | 0 | 0
North Carolina Duke - SO2 Cap Annual v3.1 | 845 | 1837 | Rate Constraint in MTons | FALSE | L | Annual | Allowances Banked | Thousand Tons | 0 | 0 | 0 | 0 | 0 | 0 | 0 | 0
North Carolina Duke - SO2 Cap Annual v3.1 | 845 | 1837 | Rate Constraint in MTons | FALSE | L | Annual | Allowances Withdrawn (1:1) | Thousand Tons | 0 | 0 | 0 | 0 | 0 | 0 | 0 | 0
North Carolina Duke - SO2 Cap Annual v3.1 | 845 | 1837 | Rate Constraint in MTons | FALSE | L | Annual | Allowances Withdrawn (n:1) | Thousand Tons | 0 | 0 | 0 | 0 | 0 | 0 | 0 | 0
North Carolina Duke - SO2 Cap Annual v3.1 | 845 | 1837 | Rate Constraint in MTons | FALSE | L | Annual | Net Emissions Allowance Position | Thousand Tons | 3.28 | 3.5115 | 2.4983 | 1.9354 | 0.24346 | 0.0020048 | 0.0020048 | 0.0020048
North Carolina Duke - SO2 Cap Annual v3.1 | 845 | 1837 | Rate Constraint in MTons | FALSE | L | Annual | Fuel Consumed | TBtu | 130.5577 | 136.542 | 106.9588 | 90.5781 | 25.0617 | 0.089076 | 0.089076 | 0.089076
North Carolina Duke - SO2 Cap Annual v3.1 | 845 | 1837 | Rate Constraint in MTons | FALSE | L | Annual | Rate | lb/MMBtu | 0.050247 | 0.051435 | 0.046716 | 0.042734 | 0.019429 | 0.045012 | 0.045012 | 0.045012
North Carolina Duke - SO2 Cap Annual v3.1 | 845 | 1837 | Rate Constraint in MTons | FALSE | L | Annual | Generation | TWh | 13.8204 | 14.4814 | 11.2348 | 9.4596 | 2.5646 | 0.0097171 | 0.0097171 | 0.0097171
North Carolina Duke - SO2 Cap Annual v3.1 | 845 | 1837 | Rate Constraint in MTons | FALSE | L | Annual | Qualifying Generation | TWh | 13.8204 | 14.4814 | 11.2348 | 9.4596 | 2.5646 | 0.0097171 | 0.0097171 | 0.0097171
North Carolina Duke - SO2 Cap Annual v3.1 | 845 | 1837 | Rate Constraint in MTons | FALSE | L | Annual | Rate | lb/MWh | 0.47467 | 0.48497 | 0.44475 | 0.40918 | 0.18986 | 0.41263 | 0.41263 | 0.41263
North Carolina Duke - SO2 Cap Annual v3.1 | 845 | 1837 | Rate Constraint in MTons | FALSE | L | Annual | Constraint Shadow Price | US2016$/Ton | 0 | 0 | 0 | 0 | 0 | 0 | 0 | 0
North Carolina Progress - NOX Cap Annual v3.1 | 846 | 1838 | Rate Constraint in MTons | FALSE | L | Annual | Seasons Included | Seasons | Winter, WintShld, Summer | Winter, WintShld, Summer | Winter, WintShld, Summer | Winter, WintShld, Summer | Winter, WintShld, Summer | Winter, WintShld, Summer | Winter, WintShld, Summer | Winter, WintShld, Summer
North Carolina Progress - NOX Cap Annual v3.1 | 846 | 1838 | Rate Constraint in MTons | FALSE | L | Annual | Standard NOX | Thousand Tons | 25 | 25 | 25 | 25 | 25 | 25 | 25 | 25
North Carolina Progress - NOX Cap Annual v3.1 | 846 | 1838 | Rate Constraint in MTons | FALSE | L | Annual | Emissions at Affected Plants NOX | Thousand Tons | 13.0263 | 14.243 | 13.588 | 9.4785 | 9.0108 | 8.994 | 10.604 | 9.1441
North Carolina Progress - NOX Cap Annual v3.1 | 846 | 1838 | Rate Constraint in MTons | FALSE | L | Annual | Allowances Purchased NOX | Thousand Tons | 0 | 0 | 0 | 0 | 0 | 0 | 0 | 0
North Carolina Progress - NOX Cap Annual v3.1 | 846 | 1838 | Rate Constraint in MTons | FALSE | L | Annual | Allowances Sold NOX | Thousand Tons | 0 | 0 | 0 | 0 | 0 | 0 | 0 | 0
North Carolina Progress - NOX Cap Annual v3.1 | 846 | 1838 | Rate Constraint in MTons | FALSE | L | Annual | Allowances Banked | Thousand Tons | 0 | 0 | 0 | 0 | 0 | 0 | 0 | 0
North Carolina Progress - NOX Cap Annual v3.1 | 846 | 1838 | Rate Constraint in MTons | FALSE | L | Annual | Allowances Withdrawn (1:1) | Thousand Tons | 0 | 0 | 0 | 0 | 0 | 0 | 0 | 0
North Carolina Progress - NOX Cap Annual v3.1 | 846 | 1838 | Rate Constraint in MTons | FALSE | L | Annual | Allowances Withdrawn (n:1) | Thousand Tons | 0 | 0 | 0 | 0 | 0 | 0 | 0 | 0
North Carolina Progress - NOX Cap Annual v3.1 | 846 | 1838 | Rate Constraint in MTons | FALSE | L | Annual | Net Emissions Allowance Position | Thousand Tons | 13.0263 | 14.243 | 13.588 | 9.4785 | 9.0108 | 8.994 | 10.604 | 9.1441
North Carolina Progress - NOX Cap Annual v3.1 | 846 | 1838 | Rate Constraint in MTons | FALSE | L | Annual | Fuel Consumed | TBtu | 145.0184 | 159.1979 | 152.2718 | 108.8756 | 104 | 103.793 | 122.6868 | 105.9943
North Carolina Progress - NOX Cap Annual v3.1 | 846 | 1838 | Rate Constraint in MTons | FALSE | L | Annual | Rate | lb/MMBtu | 0.17965 | 0.17893 | 0.17847 | 0.17412 | 0.17328 | 0.17331 | 0.17286 | 0.17254
North Carolina Progress - NOX Cap Annual v3.1 | 846 | 1838 | Rate Constraint in MTons | FALSE | L | Annual | Generation | TWh | 13.7208 | 15.0814 | 14.4169 | 10.2648 | 9.7911 | 9.7702 | 11.5839 | 9.9841
North Carolina Progress - NOX Cap Annual v3.1 | 846 | 1838 | Rate Constraint in MTons | FALSE | L | Annual | Qualifying Generation | TWh | 13.7208 | 15.0814 | 14.4169 | 10.2648 | 9.7911 | 9.7702 | 11.5839 | 9.9841
North Carolina Progress - NOX Cap Annual v3.1 | 846 | 1838 | Rate Constraint in MTons | FALSE | L | Annual | Rate | lb/MWh | 1.8988 | 1.8888 | 1.885 | 1.8468 | 1.8406 | 1.8411 | 1.8308 | 1.8317
North Carolina Progress - NOX Cap Annual v3.1 | 846 | 1838 | Rate Constraint in MTons | FALSE | L | Annual | Constraint Shadow Price | US2016$/Ton | 0 | 0 | 0 | 0 | 0 | 0 | 0 | 0
North Carolina Progress - SO2 Cap Annual v3.1 | 847 | 1839 | Rate Constraint in MTons | FALSE | L | Annual | Seasons Included | Seasons | Winter, WintShld, Summer | Winter, WintShld, Summer | Winter, WintShld, Summer | Winter, WintShld, Summer | Winter, WintShld, Summer | Winter, WintShld, Summer | Winter, WintShld, Summer | Winter, WintShld, Summer
North Carolina Progress - SO2 Cap Annual v3.1 | 847 | 1839 | Rate Constraint in MTons | FALSE | L | Annual | Standard SO2 | Thousand Tons | 50 | 50 | 50 | 50 | 50 | 50 | 50 | 50
North Carolina Progress - SO2 Cap Annual v3.1 | 847 | 1839 | Rate Constraint in MTons | FALSE | L | Annual | Emissions at Affected Plants SO2 | Thousand Tons | 8.6491 | 9.4947 | 9.0817 | 6.4935 | 6.2181 | 6.8665 | 8.2694 | 6.486
North Carolina Progress - SO2 Cap Annual v3.1 | 847 | 1839 | Rate Constraint in MTons | FALSE | L | Annual | Allowances Purchased SO2 | Thousand Tons | 0 | 0 | 0 | 0 | 0 | 0 | 0 | 0
North Carolina Progress - SO2 Cap Annual v3.1 | 847 | 1839 | Rate Constraint in MTons | FALSE | L | Annual | Allowances Sold SO2 | Thousand Tons | 0 | 0 | 0 | 0 | 0 | 0 | 0 | 0
North Carolina Progress - SO2 Cap Annual v3.1 | 847 | 1839 | Rate Constraint in MTons | FALSE | L | Annual | Allowances Banked | Thousand Tons | 0 | 0 | 0 | 0 | 0 | 0 | 0 | 0
North Carolina Progress - SO2 Cap Annual v3.1 | 847 | 1839 | Rate Constraint in MTons | FALSE | L | Annual | Allowances Withdrawn (1:1) | Thousand Tons | 0 | 0 | 0 | 0 | 0 | 0 | 0 | 0
North Carolina Progress - SO2 Cap Annual v3.1 | 847 | 1839 | Rate Constraint in MTons | FALSE | L | Annual | Allowances Withdrawn (n:1) | Thousand Tons | 0 | 0 | 0 | 0 | 0 | 0 | 0 | 0
North Carolina Progress - SO2 Cap Annual v3.1 | 847 | 1839 | Rate Constraint in MTons | FALSE | L | Annual | Net Emissions Allowance Position | Thousand Tons | 8.6491 | 9.4947 | 9.0817 | 6.4935 | 6.2181 | 6.8665 | 8.2694 | 6.486
North Carolina Progress - SO2 Cap Annual v3.1 | 847 | 1839 | Rate Constraint in MTons | FALSE | L | Annual | Fuel Consumed | TBtu | 145.0184 | 159.1979 | 152.2718 | 108.8756 | 104 | 103.793 | 122.6868 | 105.9943
North Carolina Progress - SO2 Cap Annual v3.1 | 847 | 1839 | Rate Constraint in MTons | FALSE | L | Annual | Rate | lb/MMBtu | 0.11928 | 0.11928 | 0.11928 | 0.11928 | 0.11958 | 0.13231 | 0.13481 | 0.12238
North Carolina Progress - SO2 Cap Annual v3.1 | 847 | 1839 | Rate Constraint in MTons | FALSE | L | Annual | Generation | TWh | 13.7208 | 15.0814 | 14.4169 | 10.2648 | 9.7911 | 9.7702 | 11.5839 | 9.9841
North Carolina Progress - SO2 Cap Annual v3.1 | 847 | 1839 | Rate Constraint in MTons | FALSE | L | Annual | Qualifying Generation | TWh | 13.7208 | 15.0814 | 14.4169 | 10.2648 | 9.7911 | 9.7702 | 11.5839 | 9.9841
North Carolina Progress - SO2 Cap Annual v3.1 | 847 | 1839 | Rate Constraint in MTons | FALSE | L | Annual | Rate | lb/MWh | 1.2607 | 1.2591 | 1.2599 | 1.2652 | 1.2702 | 1.4056 | 1.4278 | 1.2993
North Carolina Progress - SO2 Cap Annual v3.1 | 847 | 1839 | Rate Constraint in MTons | FALSE | L | Annual | Constraint Shadow Price | US2016$/Ton | 0 | 0 | 0 | 0 | 0 | 0 | 0 | 0
NSR A B Brown 1,2 - SO2 Cap Annual v5.16 | 848 | 6698 | Rate Constraint in MTons | FALSE | L | Annual | Seasons Included | Seasons | Winter, WintShld, Summer | Winter, WintShld, Summer | Winter, WintShld, Summer | Winter, WintShld, Summer | Winter, WintShld, Summer | Winter, WintShld, Summer | Winter, WintShld, Summer | Winter, WintShld, Summer
NSR A B Brown 1,2 - SO2 Cap Annual v5.16 | 848 | 6698 | Rate Constraint in MTons | FALSE | L | Annual | Standard SO2 | Thousand Tons | 8.028 | 8.028 | 8.028 | 8.028 | 8.028 | 8.028 | 8.028 | 8.028
NSR A B Brown 1,2 - SO2 Cap Annual v5.16 | 848 | 6698 | Rate Constraint in MTons | FALSE | L | Annual | Emissions at Affected Plants SO2 | Thousand Tons | 5.6054 | 5.6054 | 5.6054 | 6.1575 | 5.526 | 5.896 | 5.753 | 4.9383
NSR A B Brown 1,2 - SO2 Cap Annual v5.16 | 848 | 6698 | Rate Constraint in MTons | FALSE | L | Annual | Allowances Purchased SO2 | Thousand Tons | 0 | 0 | 0 | 0 | 0 | 0 | 0 | 0
NSR A B Brown 1,2 - SO2 Cap Annual v5.16 | 848 | 6698 | Rate Constraint in MTons | FALSE | L | Annual | Allowances Sold SO2 | Thousand Tons | 0 | 0 | 0 | 0 | 0 | 0 | 0 | 0
NSR A B Brown 1,2 - SO2 Cap Annual v5.16 | 848 | 6698 | Rate Constraint in MTons | FALSE | L | Annual | Allowances Banked | Thousand Tons | 0 | 0 | 0 | 0 | 0 | 0 | 0 | 0
NSR A B Brown 1,2 - SO2 Cap Annual v5.16 | 848 | 6698 | Rate Constraint in MTons | FALSE | L | Annual | Allowances Withdrawn (1:1) | Thousand Tons | 0 | 0 | 0 | 0 | 0 | 0 | 0 | 0
NSR A B Brown 1,2 - SO2 Cap Annual v5.16 | 848 | 6698 | Rate Constraint in MTons | FALSE | L | Annual | Allowances Withdrawn (n:1) | Thousand Tons | 0 | 0 | 0 | 0 | 0 | 0 | 0 | 0
NSR A B Brown 1,2 - SO2 Cap Annual v5.16 | 848 | 6698 | Rate Constraint in MTons | FALSE | L | Annual | Net Emissions Allowance Position | Thousand Tons | 5.6054 | 5.6054 | 5.6054 | 6.1575 | 5.526 | 5.896 | 5.753 | 4.9383
NSR A B Brown 1,2 - SO2 Cap Annual v5.16 | 848 | 6698 | Rate Constraint in MTons | FALSE | L | Annual | Fuel Consumed | TBtu | 18.7197 | 18.7197 | 18.7197 | 26.4847 | 20.407 | 25.6115 | 25.134 | 16.4918
NSR A B Brown 1,2 - SO2 Cap Annual v5.16 | 848 | 6698 | Rate Constraint in MTons | FALSE | L | Annual | Rate | lb/MMBtu | 0.59888 | 0.59888 | 0.59888 | 0.46498 | 0.54158 | 0.46042 | 0.45779 | 0.59888
NSR A B Brown 1,2 - SO2 Cap Annual v5.16 | 848 | 6698 | Rate Constraint in MTons | FALSE | L | Annual | Generation | TWh | 1.6938 | 1.6938 | 1.6938 | 2.387 | 1.8433 | 2.308 | 2.2648 | 1.4922
NSR A B Brown 1,2 - SO2 Cap Annual v5.16 | 848 | 6698 | Rate Constraint in MTons | FALSE | L | Annual | Qualifying Generation | TWh | 1.6938 | 1.6938 | 1.6938 | 2.387 | 1.8433 | 2.308 | 2.2648 | 1.4922
NSR A B Brown 1,2 - SO2 Cap Annual v5.16 | 848 | 6698 | Rate Constraint in MTons | FALSE | L | Annual | Rate | lb/MWh | 6.6188 | 6.6188 | 6.6188 | 5.1592 | 5.9956 | 5.1093 | 5.0805 | 6.6188
NSR A B Brown 1,2 - SO2 Cap Annual v5.16 | 848 | 6698 | Rate Constraint in MTons | FALSE | L | Annual | Constraint Shadow Price | US2016$/Ton | 0 | 0 | 0 | 0 | 0 | 0 | 0 | 0
NSR A B Brown 2 - SO2 Cap Annual v5.16 | 849 | 6699 | Rate Constraint in MTons | FALSE | L | Annual | Seasons Included | Seasons | Winter, WintShld, Summer | Winter, WintShld, Summer | Winter, WintShld, Summer | Winter, WintShld, Summer | Winter, WintShld, Summer | Winter, WintShld, Summer | Winter, WintShld, Summer | Winter, WintShld, Summer
NSR A B Brown 2 - SO2 Cap Annual v5.16 | 849 | 6699 | Rate Constraint in MTons | FALSE | L | Annual | Standard SO2 | Thousand Tons | 6.511 | 6.511 | 6.511 | 6.511 | 6.511 | 6.511 | 6.511 | 6.511
NSR A B Brown 2 - SO2 Cap Annual v5.16 | 849 | 6699 | Rate Constraint in MTons | FALSE | L | Annual | Emissions at Affected Plants SO2 | Thousand Tons | 5.6054 | 5.6054 | 5.6054 | 5.6054 | 5.3439 | 5.3439 | 5.201 | 4.9383
NSR A B Brown 2 - SO2 Cap Annual v5.16 | 849 | 6699 | Rate Constraint in MTons | FALSE | L | Annual | Allowances Purchased SO2 | Thousand Tons | 0 | 0 | 0 | 0 | 0 | 0 | 0 | 0
NSR A B Brown 2 - SO2 Cap Annual v5.16 | 849 | 6699 | Rate Constraint in MTons | FALSE | L | Annual | Allowances Sold SO2 | Thousand Tons | 0 | 0 | 0 | 0 | 0 | 0 | 0 | 0
NSR A B Brown 2 - SO2 Cap Annual v5.16 | 849 | 6699 | Rate Constraint in MTons | FALSE | L | Annual | Allowances Banked | Thousand Tons | 0 | 0 | 0 | 0 | 0 | 0 | 0 | 0
NSR A B Brown 2 - SO2 Cap Annual v5.16 | 849 | 6699 | Rate Constraint in MTons | FALSE | L | Annual | Allowances Withdrawn (1:1) | Thousand Tons | 0 | 0 | 0 | 0 | 0 | 0 | 0 | 0
NSR A B Brown 2 - SO2 Cap Annual v5.16 | 849 | 6699 | Rate Constraint in MTons | FALSE | L | Annual | Allowances Withdrawn (n:1) | Thousand Tons | 0 | 0 | 0 | 0 | 0 | 0 | 0 | 0
NSR A B Brown 2 - SO2 Cap Annual v5.16 | 849 | 6699 | Rate Constraint in MTons | FALSE | L | Annual | Net Emissions Allowance Position | Thousand Tons | 5.6054 | 5.6054 | 5.6054 | 5.6054 | 5.3439 | 5.3439 | 5.201 | 4.9383
NSR A B Brown 2 - SO2 Cap Annual v5.16 | 849 | 6699 | Rate Constraint in MTons | FALSE | L | Annual | Fuel Consumed | TBtu | 18.7197 | 18.7197 | 18.7197 | 18.7197 | 17.8464 | 17.8464 | 17.369 | 16.4918
NSR A B Brown 2 - SO2 Cap Annual v5.16 | 849 | 6699 | Rate Constraint in MTons | FALSE | L | Annual | Rate | lb/MMBtu | 0.59888 | 0.59888 | 0.59888 | 0.59888 | 0.59888 | 0.59888 | 0.59888 | 0.59888
NSR A B Brown 2 - SO2 Cap Annual v5.16 | 849 | 6699 | Rate Constraint in MTons | FALSE | L | Annual | Generation | TWh | 1.6938 | 1.6938 | 1.6938 | 1.6938 | 1.6148 | 1.6148 | 1.5716 | 1.4922
NSR A B Brown 2 - SO2 Cap Annual v5.16 | 849 | 6699 | Rate Constraint in MTons | FALSE | L | Annual | Qualifying Generation | TWh | 1.6938 | 1.6938 | 1.6938 | 1.6938 | 1.6148 | 1.6148 | 1.5716 | 1.4922
NSR A B Brown 2 - SO2 Cap Annual v5.16 | 849 | 6699 | Rate Constraint in MTons | FALSE | L | Annual | Rate | lb/MWh | 6.6188 | 6.6188 | 6.6188 | 6.6188 | 6.6188 | 6.6188 | 6.6188 | 6.6188
NSR A B Brown 2 - SO2 Cap Annual v5.16 | 849 | 6699 | Rate Constraint in MTons | FALSE | L | Annual | Constraint Shadow Price | US2016$/Ton | 0 | 0 | 0 | 0 | 0 | 0 | 0 | 0
NSR AEP Consent - NOX Cap Annual v3.1 | 850 | 2047 | Rate Constraint in MTons | FALSE | L | Annual | Seasons Included | Seasons | Winter, WintShld, Summer | Winter, WintShld, Summer | Winter, WintShld, Summer | Winter, WintShld, Summer | Winter, WintShld, Summer | Winter, WintShld, Summer | Winter, WintShld, Summer | Winter, WintShld, Summer
NSR AEP Consent - NOX Cap Annual v3.1 | 850 | 2047 | Rate Constraint in MTons | FALSE | L | Annual | Standard NOX | Thousand Tons | 72 | 72 | 72 | 72 | 72 | 72 | 72 | 72
NSR AEP Consent - NOX Cap Annual v3.1 | 850 | 2047 | Rate Constraint in MTons | FALSE | L | Annual | Emissions at Affected Plants NOX | Thousand Tons | 29.8153 | 31.4231 | 31.4884 | 29.9917 | 21.2512 | 20.1663 | 19.4563 | 17.956
NSR AEP Consent - NOX Cap Annual v3.1 | 850 | 2047 | Rate Constraint in MTons | FALSE | L | Annual | Allowances Purchased NOX | Thousand Tons | 0 | 0 | 0 | 0 | 0 | 0 | 0 | 0
NSR AEP Consent - NOX Cap Annual v3.1 | 850 | 2047 | Rate Constraint in MTons | FALSE | L | Annual | Allowances Sold NOX | Thousand Tons | 0 | 0 | 0 | 0 | 0 | 0 | 0 | 0
NSR AEP Consent - NOX Cap Annual v3.1 | 850 | 2047 | Rate Constraint in MTons | FALSE | L | Annual | Allowances Banked | Thousand Tons | 0 | 0 | 0 | 0 | 0 | 0 | 0 | 0
NSR AEP Consent - NOX Cap Annual v3.1 | 850 | 2047 | Rate Constraint in MTons | FALSE | L | Annual | Allowances Withdrawn (1:1) | Thousand Tons | 0 | 0 | 0 | 0 | 0 | 0 | 0 | 0
NSR AEP Consent - NOX Cap Annual v3.1 | 850 | 2047 | Rate Constraint in MTons | FALSE | L | Annual | Allowances Withdrawn (n:1) | Thousand Tons | 0 | 0 | 0 | 0 | 0 | 0 | 0 | 0
NSR AEP Consent - NOX Cap Annual v3.1 | 850 | 2047 | Rate Constraint in MTons | FALSE | L | Annual | Net Emissions Allowance Position | Thousand Tons | 29.8153 | 31.4231 | 31.4884 | 29.9917 | 21.2512 | 20.1663 | 19.4563 | 17.956
NSR AEP Consent - NOX Cap Annual v3.1 | 850 | 2047 | Rate Constraint in MTons | FALSE | L | Annual | Fuel Consumed | TBtu | 657.3431 | 682.873 | 683.8527 | 648.5518 | 456.9121 | 438.005 | 430.0634 | 399.2531
NSR AEP Consent - NOX Cap Annual v3.1 | 850 | 2047 | Rate Constraint in MTons | FALSE | L | Annual | Rate | lb/MMBtu | 0.090715 | 0.092032 | 0.092091 | 0.092488 | 0.093021 | 0.092083 | 0.090481 | 0.089948
NSR AEP Consent - NOX Cap Annual v3.1 | 850 | 2047 | Rate Constraint in MTons | FALSE | L | Annual | Generation | TWh | 66.2292 | 68.7251 | 68.804 | 65.2386 | 45.9751 | 44.1015 | 43.3134 | 40.2298
NSR AEP Consent - NOX Cap Annual v3.1 | 850 | 2047 | Rate Constraint in MTons | FALSE | L | Annual | Qualifying Generation | TWh | 66.2292 | 68.7251 | 68.804 | 65.2386 | 45.9751 | 44.1015 | 43.3134 | 40.2298
NSR AEP Consent - NOX Cap Annual v3.1 | 850 | 2047 | Rate Constraint in MTons | FALSE | L | Annual | Rate | lb/MWh | 0.90037 | 0.91446 | 0.91531 | 0.91945 | 0.92446 | 0.91454 | 0.8984 | 0.89267
NSR AEP Consent - NOX Cap Annual v3.1 | 850 | 2047 | Rate Constraint in MTons | FALSE | L | Annual | Constraint Shadow Price | US2016$/Ton | 0 | 0 | 0 | 0 | 0 | 0 | 0 | 0
NSR AEP Consent - SO2 Cap Annual v5.13 | 851 | 5897 | Rate Constraint in MTons | FALSE | L | Annual | Seasons Included | Seasons | Winter, WintShld, Summer | Winter, WintShld, Summer | Winter, WintShld, Summer | Winter, WintShld, Summer | Winter, WintShld, Summer | Winter, WintShld, Summer | Winter, WintShld, Summer | Winter, WintShld, Summer
NSR AEP Consent - SO2 Cap Annual v5.13 | 851 | 5897 | Rate Constraint in MTons | FALSE | L | Annual | Standard SO2 | Thousand Tons | 113 | 110 | 110 | 94 | 94 | 94 | 94 | 94
NSR AEP Consent - SO2 Cap Annual v5.13 | 851 | 5897 | Rate Constraint in MTons | FALSE | L | Annual | Emissions at Affected Plants SO2 | Thousand Tons | 41.6387 | 48.7219 | 49.0669 | 47.4578 | 28.9666 | 27.1887 | 25.2229 | 25.3114
NSR AEP Consent - SO2 Cap Annual v5.13 | 851 | 5897 | Rate Constraint in MTons | FALSE | L | Annual | Allowances Purchased SO2 | Thousand Tons | 0 | 0 | 0 | 0 | 0 | 0 | 0 | 0
NSR AEP Consent - SO2 Cap Annual v5.13 | 851 | 5897 | Rate Constraint in MTons | FALSE | L | Annual | Allowances Sold SO2 | Thousand Tons | 0 | 0 | 0 | 0 | 0 | 0 | 0 | 0
NSR AEP Consent - SO2 Cap Annual v5.13 | 851 | 5897 | Rate Constraint in MTons | FALSE | L | Annual | Allowances Banked | Thousand Tons | 0 | 0 | 0 | 0 | 0 | 0 | 0 | 0
NSR AEP Consent - SO2 Cap Annual v5.13 | 851 | 5897 | Rate Constraint in MTons | FALSE | L | Annual | Allowances Withdrawn (1:1) | Thousand Tons | 0 | 0 | 0 | 0 | 0 | 0 | 0 | 0
NSR AEP Consent - SO2 Cap Annual v5.13 | 851 | 5897 | Rate Constraint in MTons | FALSE | L | Annual | Allowances Withdrawn (n:1) | Thousand Tons | 0 | 0 | 0 | 0 | 0 | 0 | 0 | 0
NSR AEP Consent - SO2 Cap Annual v5.13 | 851 | 5897 | Rate Constraint in MTons | FALSE | L | Annual | Net Emissions Allowance Position | Thousand Tons | 41.6387 | 48.7219 | 49.0669 | 47.4578 | 28.9666 | 27.1887 | 25.2229 | 25.3114
NSR AEP Consent - SO2 Cap Annual v5.13 | 851 | 5897 | Rate Constraint in MTons | FALSE | L | Annual | Fuel Consumed | TBtu | 657.3431 | 682.873 | 683.8527 | 648.5518 | 456.9121 | 438.005 | 430.0634 | 399.2531
NSR AEP Consent - SO2 Cap Annual v5.13 | 851 | 5897 | Rate Constraint in MTons | FALSE | L | Annual | Rate | lb/MMBtu | 0.12669 | 0.1427 | 0.1435 | 0.14635 | 0.12679 | 0.12415 | 0.1173 | 0.12679
NSR AEP Consent - SO2 Cap Annual v5.13 | 851 | 5897 | Rate Constraint in MTons | FALSE | L | Annual | Generation | TWh | 66.2292 | 68.7251 | 68.804 | 65.2386 | 45.9751 | 44.1015 | 43.3134 | 40.2298
NSR AEP Consent - SO2 Cap Annual v5.13 | 851 | 5897 | Rate Constraint in MTons | FALSE | L | Annual | Qualifying Generation | TWh | 66.2292 | 68.7251 | 68.804 | 65.2386 | 45.9751 | 44.1015 | 43.3134 | 40.2298
NSR AEP Consent - SO2 Cap Annual v5.13 | 851 | 5897 | Rate Constraint in MTons | FALSE | L | Annual | Rate | lb/MWh | 1.2574 | 1.4179 | 1.4263 | 1.4549 | 1.2601 | 1.233 | 1.1647 | 1.2583
NSR AEP Consent - SO2 Cap Annual v5.13 | 851 | 5897 | Rate Constraint in MTons | FALSE | L | Annual | Constraint Shadow Price | US2016$/Ton | 0 | 0 | 0 | 0 | 0 | 0 | 0 | 0
NSR Baldwin 1,2 - NOX Rate Annual v3.1, Unit 4169 and retrofits | 852 | 1944 | Rate Constraint in lbs/MMBtu | FALSE | L | Annual | Seasons Included | Seasons | Winter, WintShld, Summer | Winter, WintShld, Summer | Winter, WintShld, Summer | Winter, WintShld, Summer | Winter, WintShld, Summer | Winter, WintShld, Summer | Winter, WintShld, Summer | Winter, WintShld, Summer
NSR Baldwin 1,2 - NOX Rate Annual v3.1, Unit 4169 and retrofits | 852 | 1944 | Rate Constraint in lbs/MMBtu | FALSE | L | Annual | Standard NOX | lb/MMBtu | 0.1 | 0.1 | 0.1 | 0.1 | 0.1 | 0.1 | 0.1 | 0.1
NSR Baldwin 1,2 - NOX Rate Annual v3.1, Unit 4169 and retrofits | 852 | 1944 | Rate Constraint in lbs/MMBtu | FALSE | L | Annual | Emissions at Affected Plants NOX | Thousand Tons | 4.2812 | 4.6241 | 4.5913 | 4.7368 | 4.2182 | 4.5912 | 4.5912 | 4.375
NSR Baldwin 1,2 - NOX Rate Annual v3.1, Unit 4169 and retrofits | 852 | 1944 | Rate Constraint in lbs/MMBtu | FALSE | L | Annual | Allowances Purchased NOX | Thousand Tons | 0 | 0 | 0 | 0 | 0 | 0 | 0 | 0
NSR Baldwin 1,2 - NOX Rate Annual v3.1, Unit 4169 and retrofits | 852 | 1944 | Rate Constraint in lbs/MMBtu | FALSE | L | Annual | Allowances Sold NOX | Thousand Tons | 0 | 0 | 0 | 0 | 0 | 0 | 0 | 0
NSR Baldwin 1,2 - NOX Rate Annual v3.1, Unit 4169 and retrofits | 852 | 1944 | Rate Constraint in lbs/MMBtu | FALSE | L | Annual | Allowances Banked | Thousand Tons | 0 | 0 | 0 | 0 | 0 | 0 | 0 | 0
NSR Baldwin 1,2 - NOX Rate Annual v3.1, Unit 4169 and retrofits | 852 | 1944 | Rate Constraint in lbs/MMBtu | FALSE | L | Annual | Allowances Withdrawn (1:1) | Thousand Tons | 0 | 0 | 0 | 0 | 0 | 0 | 0 | 0
NSR Baldwin 1,2 - NOX Rate Annual v3.1, Unit 4169 and retrofits | 852 | 1944 | Rate Constraint in lbs/MMBtu | FALSE | L | Annual | Allowances Withdrawn (n:1) | Thousand Tons | 0 | 0 | 0 | 0 | 0 | 0 | 0 | 0
NSR Baldwin 1,2 - NOX Rate Annual v3.1, Unit 4169 and retrofits | 852 | 1944 | Rate Constraint in lbs/MMBtu | FALSE | L | Annual | Net Emissions Allowance Position | Thousand Tons | 4.2812 | 4.6241 | 4.5913 | 4.7368 | 4.2182 | 4.5912 | 4.5912 | 4.375
NSR Baldwin 1,2 - NOX Rate Annual v3.1, Unit 4169 and retrofits | 852 | 1944 | Rate Constraint in lbs/MMBtu | FALSE | L | Annual | Fuel Consumed | TBtu | 105.5269 | 113.9773 | 113.1696 | 116.7559 | 103.9723 | 113.1684 | 113.1684 | 107.8383
NSR Baldwin 1,2 - NOX Rate Annual v3.1, Unit 4169 and retrofits | 852 | 1944 | Rate Constraint in lbs/MMBtu | FALSE | L | Annual | Rate | lb/MMBtu | 0.08114 | 0.08114 | 0.08114 | 0.08114 | 0.08114 | 0.08114 | 0.08114 | 0.08114
NSR Baldwin 1,2 - NOX Rate Annual v3.1, Unit 4169 and retrofits | 852 | 1944 | Rate Constraint in lbs/MMBtu | FALSE | L | Annual | Generation | TWh | 10.4121 | 11.2459 | 11.1662 | 11.5201 | 10.2587 | 11.1661 | 11.1661 | 10.6402
NSR Baldwin 1,2 - NOX Rate Annual v3.1, Unit 4169 and retrofits | 852 | 1944 | Rate Constraint in lbs/MMBtu | FALSE | L | Annual | Qualifying Generation | TWh | 10.4121 | 11.2459 | 11.1662 | 11.5201 | 10.2587 | 11.1661 | 11.1661 | 10.6402
NSR Baldwin 1,2 - NOX Rate Annual v3.1, Unit 4169 and retrofits | 852 | 1944 | Rate Constraint in lbs/MMBtu | FALSE | L | Annual | Rate | lb/MWh | 0.82235 | 0.82235 | 0.82235 | 0.82235 | 0.82235 | 0.82235 | 0.82235 | 0.82235
NSR Baldwin 1,2 - NOX Rate Annual v3.1, Unit 4169 and retrofits | 852 | 1944 | Rate Constraint in lbs/MMBtu | FALSE | L | Annual | Constraint Shadow Price | US2016$/Ton | 0 | 0 | 0 | 0 | 0 | 0 | 0 | 0
NSR Baldwin 1-3 - SO2 Rate Annual v3.1, Unit 4169 and retrofits | 853 | 1861 | Rate Constraint in lbs/MMBtu | FALSE | L | Annual | Seasons Included | Seasons | Winter, WintShld, Summer | Winter, WintShld, Summer | Winter, WintShld, Summer | Winter, WintShld, Summer | Winter, WintShld, Summer | Winter, WintShld, Summer | Winter, WintShld, Summer | Winter, WintShld, Summer
NSR Baldwin 1-3 - SO2 Rate Annual v3.1, Unit 4169 and retrofits | 853 | 1861 | Rate Constraint in lbs/MMBtu | FALSE | L | Annual | Standard SO2 | lb/MMBtu | 0.1 | 0.1 | 0.1 | 0.1 | 0.1 | 0.1 | 0.1 | 0.1
NSR Baldwin 1-3 - SO2 Rate Annual v3.1, Unit 4169 and retrofits | 853 | 1861 | Rate Constraint in lbs/MMBtu | FALSE | L | Annual | Emissions at Affected Plants SO2 | Thousand Tons | 3.6904 | 3.9859 | 3.9577 | 4.0908 | 3.6722 | 3.997 | 3.997 | 3.8087
NSR Baldwin 1-3 - SO2 Rate Annual v3.1, Unit 4169 and retrofits | 853 | 1861 | Rate Constraint in lbs/MMBtu | FALSE | L | Annual | Allowances Purchased SO2 | Thousand Tons | 0 | 0 | 0 | 0 | 0 | 0 | 0 | 0
NSR Baldwin 1-3 - SO2 Rate Annual v3.1, Unit 4169 and retrofits | 853 | 1861 | Rate Constraint in lbs/MMBtu | FALSE | L | Annual | Allowances Sold SO2 | Thousand Tons | 0 | 0 | 0 | 0 | 0 | 0 | 0 | 0
NSR Baldwin 1-3 - SO2 Rate Annual v3.1, Unit 4169 and retrofits | 853 | 1861 | Rate Constraint in lbs/MMBtu | FALSE | L | Annual | Allowances Banked | Thousand Tons | 0 | 0 | 0 | 0 | 0 | 0 | 0 | 0
NSR Baldwin 1-3 - SO2 Rate Annual v3.1, Unit 4169 and retrofits | 853 | 1861 | Rate Constraint in lbs/MMBtu | FALSE | L | Annual | Allowances Withdrawn (1:1) | Thousand Tons | 0 | 0 | 0 | 0 | 0 | 0 | 0 | 0
NSR Baldwin 1-3 - SO2 Rate Annual v3.1, Unit 4169 and retrofits | 853 | 1861 | Rate Constraint in lbs/MMBtu | FALSE | L | Annual | Allowances Withdrawn (n:1) | Thousand Tons | 0 | 0 | 0 | 0 | 0 | 0 | 0 | 0
NSR Baldwin 1-3 - SO2 Rate Annual v3.1, Unit 4169 and retrofits | 853 | 1861 | Rate Constraint in lbs/MMBtu | FALSE | L | Annual | Net Emissions Allowance Position | Thousand Tons | 3.6904 | 3.9859 | 3.9577 | 4.0908 | 3.6722 | 3.997 | 3.997 | 3.8087
NSR Baldwin 1-3 - SO2 Rate Annual v3.1, Unit 4169 and retrofits | 853 | 1861 | Rate Constraint in lbs/MMBtu | FALSE | L | Annual | Fuel Consumed | TBtu | 105.5269 | 113.9773 | 113.1696 | 116.7559 | 103.9723 | 113.1684 | 113.1684 | 107.8383
NSR Baldwin 1-3 - SO2 Rate Annual v3.1, Unit 4169 and retrofits | 853 | 1861 | Rate Constraint in lbs/MMBtu | FALSE | L | Annual | Rate | lb/MMBtu | 0.069942 | 0.069942 | 0.069942 | 0.070074 | 0.070638 | 0.070638 | 0.070638 | 0.070638
NSR Baldwin 1-3 - SO2 Rate Annual v3.1, Unit 4169 and retrofits | 853 | 1861 | Rate Constraint in lbs/MMBtu | FALSE | L | Annual | Generation | TWh | 10.4121 | 11.2459 | 11.1662 | 11.5201 | 10.2587 | 11.1661 | 11.1661 | 10.6402
NSR Baldwin 1-3 - SO2 Rate Annual v3.1, Unit 4169 and retrofits | 853 | 1861 | Rate Constraint in lbs/MMBtu | FALSE | L | Annual | Qualifying Generation | TWh | 10.4121 | 11.2459 | 11.1662 | 11.5201 | 10.2587 | 11.1661 | 11.1661 | 10.6402
NSR Baldwin 1-3 - SO2 Rate Annual v3.1, Unit 4169 and retrofits | 853 | 1861 | Rate Constraint in lbs/MMBtu | FALSE | L | Annual | Rate | lb/MWh | 0.70886 | 0.70886 | 0.70886 | 0.7102 | 0.71592 | 0.71592 | 0.71592 | 0.71592
NSR Baldwin 1-3 - SO2 Rate Annual v3.1, Unit 4169 and retrofits | 853 | 1861 | Rate Constraint in lbs/MMBtu | FALSE | L | Annual | Constraint Shadow Price | US2016$/Ton | 0 | 0 | 0 | 0 | 0 | 0 | 0 | 0
NSR Big Bend 1-3 - NOX Rate Annual v5.14 | 854 | 6129 | Rate Constraint in lbs/MMBtu | FALSE | L | Annual | Seasons Included | Seasons | Winter, WintShld, Summer | Winter, WintShld, Summer | Winter, WintShld, Summer | Winter, WintShld, Summer | Winter, WintShld, Summer | Winter, WintShld, Summer | Winter, WintShld, Summer | Winter, WintShld, Summer
NSR Big Bend 1-3 - NOX Rate Annual v5.14 | 854 | 6129 | Rate Constraint in lbs/MMBtu | FALSE | L | Annual | Standard NOX | lb/MMBtu | 0.12 | 0.12 | 0.12 | 0.12 | 0.12 | 0.12 | 0.12 | 0.12
NSR Big Bend 1-3 - NOX Rate Annual v5.14 | 854 | 6129 | Rate Constraint in lbs/MMBtu | FALSE | L | Annual | Emissions at Affected Plants NOX | Thousand Tons | 0.47166 | 0.47383 | 0.56916 | 0.44838 | 0.6764 | 0.6764 | 0.67705 | 0.43443
NSR Big Bend 1-3 - NOX Rate Annual v5.14 | 854 | 6129 | Rate Constraint in lbs/MMBtu | FALSE | L | Annual | Allowances Purchased NOX | Thousand Tons | 0 | 0 | 0 | 0 | 0 | 0 | 0 | 0
NSR Big Bend 1-3 - NOX Rate Annual v5.14 | 854 | 6129 | Rate Constraint in lbs/MMBtu | FALSE | L | Annual | Allowances Sold NOX | Thousand Tons | 0 | 0 | 0 | 0 | 0 | 0 | 0 | 0
NSR Big Bend 1-3 - NOX Rate Annual v5.14 | 854 | 6129 | Rate Constraint in lbs/MMBtu | FALSE | L | Annual | Allowances Banked | Thousand Tons | 0 | 0 | 0 | 0 | 0 | 0 | 0 | 0
NSR Big Bend 1-3 - NOX Rate Annual v5.14 | 854 | 6129 | Rate Constraint in lbs/MMBtu | FALSE | L | Annual | Allowances Withdrawn (1:1) | Thousand Tons | 0 | 0 | 0 | 0 | 0 | 0 | 0 | 0
NSR Big Bend 1-3 - NOX Rate Annual v5.14 | 854 | 6129 | Rate Constraint in lbs/MMBtu | FALSE | L | Annual | Allowances Withdrawn (n:1) | Thousand Tons | 0 | 0 | 0 | 0 | 0 | 0 | 0 | 0
NSR Big Bend 1-3 - NOX Rate Annual v5.14 | 854 | 6129 | Rate Constraint in lbs/MMBtu | FALSE | L | Annual | Net Emissions Allowance Position | Thousand Tons | 0.47166 | 0.47383 | 0.56916 | 0.44838 | 0.6764 | 0.6764 | 0.67705 | 0.43443
NSR Big Bend 1-3 - NOX Rate Annual v5.14 | 854 | 6129 | Rate Constraint in lbs/MMBtu | FALSE | L | Annual | Fuel Consumed | TBtu | 10.6408 | 10.6899 | 12.8386 | 10.1163 | 15.2606 | 15.2606 | 15.2793 | 9.8043
NSR Big Bend 1-3 - NOX Rate Annual v5.14 | 854 | 6129 | Rate Constraint in lbs/MMBtu | FALSE | L | Annual | Rate | lb/MMBtu | 0.088651 | 0.088651 | 0.088664 | 0.088646 | 0.088647 | 0.088647 | 0.088624 | 0.088621
NSR Big Bend 1-3 - NOX Rate Annual v5.14 | 854 | 6129 | Rate Constraint in lbs/MMBtu | FALSE | L | Annual | Generation | TWh | 1.0193 | 1.024 | 1.2299 | 0.96908 | 1.4619 | 1.4619 | 1.4637 | 0.9392
NSR Big Bend 1-3 - NOX Rate Annual v5.14 | 854 | 6129 | Rate Constraint in lbs/MMBtu | FALSE | L | Annual | Qualifying Generation | TWh | 1.0193 | 1.024 | 1.2299 | 0.96908 | 1.4619 | 1.4619 | 1.4637 | 0.9392
NSR Big Bend 1-3 - NOX Rate Annual v5.14 | 854 | 6129 | Rate Constraint in lbs/MMBtu | FALSE | L | Annual | Rate | lb/MWh | 0.92543 | 0.92543 | 0.92557 | 0.92538 | 0.92539 | 0.92539 | 0.92515 | 0.92511
NSR Big Bend 1-3 - NOX Rate Annual v5.14 | 854 | 6129 | Rate Constraint in lbs/MMBtu | FALSE | L | Annual | Constraint Shadow Price | US2016$/Ton | 0 | 0 | 0 | 0 | 0 | 0 | 0 | 0
NSR Big Cajun 2- NOx Cap Annual v5.13 | 855 | 5998 | Rate Constraint in MTons | FALSE | L | Annual | Seasons Included | Seasons | Winter, WintShld, Summer | Winter, WintShld, Summer | Winter, WintShld, Summer | Winter, WintShld, Summer | Winter, WintShld, Summer | Winter, WintShld, Summer | Winter, WintShld, Summer | Winter, WintShld, Summer
NSR Big Cajun 2- NOx Cap Annual v5.13 | 855 | 5998 | Rate Constraint in MTons | FALSE | L | Annual | Standard NOX | Thousand Tons | 8.95 | 8.95 | 8.95 | 8.95 | 8.95 | 8.95 | 8.95 | 8.95
NSR Big Cajun 2- NOx Cap Annual v5.13 | 855 | 5998 | Rate Constraint in MTons | FALSE | L | Annual | Emissions at Affected Plants NOX | Thousand Tons | 0.89327 | 1.6146 | 1.6461 | 1.8106 | 1.796 | 1.9725 | 1.8945 | 1.6007
NSR Big Cajun 2- NOx Cap Annual v5.13 | 855 | 5998 | Rate Constraint in MTons | FALSE | L | Annual | Allowances Purchased NOX | Thousand Tons | 0 | 0 | 0 | 0 | 0 | 0 | 0 | 0
NSR Big Cajun 2- NOx Cap Annual v5.13 | 855 | 5998 | Rate Constraint in MTons | FALSE | L | Annual | Allowances Sold NOX | Thousand Tons | 0 | 0 | 0 | 0 | 0 | 0 | 0 | 0
NSR Big Cajun 2- NOx Cap Annual v5.13 | 855 | 5998 | Rate Constraint in MTons | FALSE | L | Annual | Allowances Banked | Thousand Tons | 0 | 0 | 0 | 0 | 0 | 0 | 0 | 0
NSR Big Cajun 2- NOx Cap Annual v5.13 | 855 | 5998 | Rate Constraint in MTons | FALSE | L | Annual | Allowances Withdrawn (1:1) | Thousand Tons | 0 | 0 | 0 | 0 | 0 | 0 | 0 | 0
NSR Big Cajun 2- NOx Cap Annual v5.13 | 855 | 5998 | Rate Constraint in MTons | FALSE | L | Annual | Allowances Withdrawn (n:1) | Thousand Tons | 0 | 0 | 0 | 0 | 0 | 0 | 0 | 0
NSR Big Cajun 2- NOx Cap Annual v5.13 | 855 | 5998 | Rate Constraint in MTons | FALSE | L | Annual | Net Emissions Allowance Position | Thousand Tons | 0.89327 | 1.6146 | 1.6461 | 1.8106 | 1.796 | 1.9725 | 1.8945 | 1.6007
NSR Big Cajun 2- NOx Cap Annual v5.13 | 855 | 5998 | Rate Constraint in MTons | FALSE | L | Annual | Fuel Consumed | TBtu | 15.1904 | 26.8931 | 27.5716 | 31.1201 | 30.8049 | 33.4734 | 31.7908 | 26.5922
NSR Big Cajun 2- NOx Cap Annual v5.13 | 855 | 5998 | Rate Constraint in MTons | FALSE | L | Annual | Rate | lb/MMBtu | 0.11761 | 0.12008 | 0.1194 | 0.11636 | 0.1166 | 0.11785 | 0.11919 | 0.12039
NSR Big Cajun 2- NOx Cap Annual v5.13 | 855 | 5998 | Rate Constraint in MTons | FALSE | L | Annual | Generation | TWh | 1.4328 | 2.5398 | 2.603 | 2.9336 | 2.9042 | 3.1578 | 3.001 | 2.5117
NSR Big Cajun 2- NOx Cap Annual v5.13 | 855 | 5998 | Rate Constraint in MTons | FALSE | L | Annual | Qualifying Generation | TWh | 1.4328 | 2.5398 | 2.603 | 2.9336 | 2.9042 | 3.1578 | 3.001 | 2.5117
NSR Big Cajun 2- NOx Cap Annual v5.13 | 855 | 5998 | Rate Constraint in MTons | FALSE | L | Annual | Rate | lb/MWh | 1.2469 | 1.2715 | 1.2648 | 1.2344 | 1.2368 | 1.2493 | 1.2626 | 1.2746
NSR Big Cajun 2- NOx Cap Annual v5.13 | 855 | 5998 | Rate Constraint in MTons | FALSE | L | Annual | Constraint Shadow Price | US2016$/Ton | 0 | 0 | 0 | 0 | 0 | 0 | 0 | 0
NSR Big Cajun 2- SO2 Cap Annual v5.13 | 856 | 5999 | Rate Constraint in MTons | FALSE | L | Annual | Seasons Included | Seasons | Winter, WintShld, Summer | Winter, WintShld, Summer | Winter, WintShld, Summer | Winter, WintShld, Summer | Winter, WintShld, Summer | Winter, WintShld, Summer | Winter, WintShld, Summer | Winter, WintShld, Summer
NSR Big Cajun 2- SO2 Cap Annual v5.13 | 856 | 5999 | Rate Constraint in MTons | FALSE | L | Annual | Standard SO2 | Thousand Tons | 18.95 | 18.95 | 18.95 | 18.95 | 18.95 | 18.95 | 18.95 | 18.95
NSR Big Cajun 2- SO2 Cap Annual v5.13 | 856 | 5999 | Rate Constraint in MTons | FALSE | L | Annual | Emissions at Affected Plants SO2 | Thousand Tons | 2.3873 | 4.6453 | 4.6453 | 4.6453 | 4.6453 | 5.3121 | 5.3121 | 4.6453
NSR Big Cajun 2- SO2 Cap Annual v5.13 | 856 | 5999 | Rate Constraint in MTons | FALSE | L | Annual | Allowances Purchased SO2 | Thousand Tons | 0 | 0 | 0 | 0 | 0 | 0 | 0 | 0
NSR Big Cajun 2- SO2 Cap Annual v5.13 | 856 | 5999 | Rate Constraint in MTons | FALSE | L | Annual | Allowances Sold SO2 | Thousand Tons | 0 | 0 | 0 | 0 | 0 | 0 | 0 | 0
NSR Big Cajun 2- SO2 Cap Annual v5.13 | 856 | 5999 | Rate Constraint in MTons | FALSE | L | Annual | Allowances Banked | Thousand Tons | 0 | 0 | 0 | 0 | 0 | 0 | 0 | 0
NSR Big Cajun 2- SO2 Cap Annual v5.13 | 856 | 5999 | Rate Constraint in MTons | FALSE | L | Annual | Allowances Withdrawn (1:1) | Thousand Tons | 0 | 0 | 0 | 0 | 0 | 0 | 0 | 0
NSR Big Cajun 2- SO2 Cap Annual v5.13 | 856 | 5999 | Rate Constraint in MTons | FALSE | L | Annual | Allowances Withdrawn (n:1) | Thousand Tons | 0 | 0 | 0 | 0 | 0 | 0 | 0 | 0
NSR Big Cajun 2- SO2 Cap Annual v5.13 | 856 | 5999 | Rate Constraint in MTons | FALSE | L | Annual | Net Emissions Allowance Position | Thousand Tons | 2.3873 | 4.6453 | 4.6453 | 4.6453 | 4.6453 | 5.3121 | 5.3121 | 4.6453
NSR Big Cajun 2- SO2 Cap Annual v5.13 | 856 | 5999 | Rate Constraint in MTons | FALSE | L | Annual | Fuel Consumed | TBtu | 15.1904 | 26.8931 | 27.5716 | 31.1201 | 30.8049 | 33.4734 | 31.7908 | 26.5922
NSR Big Cajun 2- SO2 Cap Annual v5.13 | 856 | 5999 | Rate Constraint in MTons | FALSE | L | Annual | Rate | lb/MMBtu | 0.31431 | 0.34546 | 0.33696 | 0.29854 | 0.30159 | 0.31739 | 0.33419 | 0.34937
NSR Big Cajun 2- SO2 Cap Annual v5.13 | 856 | 5999 | Rate Constraint in MTons | FALSE | L | Annual | Generation | TWh | 1.4328 | 2.5398 | 2.603 | 2.9336 | 2.9042 | 3.1578 | 3.001 | 2.5117
NSR Big Cajun 2- SO2 Cap Annual v5.13 | 856 | 5999 | Rate Constraint in MTons | FALSE | L | Annual | Qualifying Generation | TWh | 1.4328 | 2.5398 | 2.603 | 2.9336 | 2.9042 | 3.1578 | 3.001 | 2.5117
NSR Big Cajun 2- SO2 Cap Annual v5.13 | 856 | 5999 | Rate Constraint in MTons | FALSE | L | Annual | Rate | lb/MWh | 3.3322 | 3.658 | 3.5692 | 3.1669 | 3.199 | 3.3645 | 3.5402 | 3.6989
NSR Big Cajun 2- SO2 Cap Annual v5.13 | 856 | 5999 | Rate Constraint in MTons | FALSE | L | Annual | Constraint Shadow Price | US2016$/Ton | 0 | 0 | 0 | 0 | 0 | 0 | 0 | 0
NSR Big Cajun 2- Unit 1 - Hg Rate Annual v5.13 | 857 | 5955 | Rate Constraint in lbs/MMBtu | FALSE | L | Annual | Seasons Included | Seasons | Winter, WintShld, Summer | Winter, WintShld, Summer | Winter, WintShld, Summer | Winter, WintShld, Summer | Winter, WintShld, Summer | Winter, WintShld, Summer | Winter, WintShld, Summer | Winter, WintShld, Summer
NSR Big Cajun 2- Unit 1 - Hg Rate Annual v5.13 | 857 | 5955 | Rate Constraint in lbs/MMBtu | FALSE | L | Annual | Standard MER | lb/MMBtu | 0.03 | 0.03 | 0.03 | 0.03 | 0.03 | 0.03 | 0.03 | 0.03
NSR Big Cajun 2- Unit 1 - Hg Rate Annual v5.13 | 857 | 5955 | Rate Constraint in lbs/MMBtu | FALSE | L | Annual | Emissions at Affected Plants MER | lbs | 0 | 0 | 0 | 0 | 0 | 0 | 0 | 0
NSR Big Cajun 2- Unit 1 - Hg Rate Annual v5.13 | 857 | 5955 | Rate Constraint in lbs/MMBtu | FALSE | L | Annual | Allowances Purchased MER | lbs | 0 | 0 | 0 | 0 | 0 | 0 | 0 | 0
NSR Big Cajun 2- Unit 1 - Hg Rate Annual v5.13 | 857 | 5955 | Rate Constraint in lbs/MMBtu | FALSE | L | Annual | Allowances Sold MER | lbs | 0 | 0 | 0 | 0 | 0 | 0 | 0 | 0
NSR Big Cajun 2- Unit 1 - Hg Rate Annual v5.13 | 857 | 5955 | Rate Constraint in lbs/MMBtu | FALSE | L | Annual | Allowances Banked | lbs | 0 | 0 | 0 | 0 | 0 | 0 | 0 | 0
NSR Big Cajun 2- Unit 1 - Hg Rate Annual v5.13 | 857 | 5955 | Rate Constraint in lbs/MMBtu | FALSE | L | Annual | Allowances Withdrawn (1:1) | lbs | 0 | 0 | 0 | 0 | 0 | 0 | 0 | 0
NSR Big Cajun 2- Unit 1 - Hg Rate Annual v5.13 | 857 | 5955 | Rate Constraint in lbs/MMBtu | FALSE | L | Annual | Allowances Withdrawn (n:1) | lbs | 0 | 0 | 0 | 0 | 0 | 0 | 0 | 0
NSR Big Cajun 2- Unit 1 - Hg Rate Annual v5.13 | 857 | 5955 | Rate Constraint in lbs/MMBtu | FALSE | L | Annual | Net Emissions Allowance Position | lbs | 0 | 0 | 0 | 0 | 0 | 0 | 0 | 0
NSR Big Cajun 2- Unit 1 - Hg Rate Annual v5.13 | 857 | 5955 | Rate Constraint in lbs/MMBtu | FALSE | L | Annual | Fuel Consumed | TBtu | 0 | 0 | 0 | 0 | 0 | 0 | 0 | 0
NSR Big Cajun 2- Unit 1 - Hg Rate Annual v5.13 | 857 | 5955 | Rate Constraint in lbs/MMBtu | FALSE | L | Annual | Rate | lb/MMBtu | 0 | 0 | 0 | 0 | 0 | 0 | 0 | 0
NSR Big Cajun 2- Unit 1 - Hg Rate Annual v5.13 | 857 | 5955 | Rate Constraint in lbs/MMBtu | FALSE | L | Annual | Generation | TWh | 0 | 0 | 0 | 0 | 0 | 0 | 0 | 0
NSR Big Cajun 2- Unit 1 - Hg Rate Annual v5.13 | 857 | 5955 | Rate Constraint in lbs/MMBtu | FALSE | L | Annual | Qualifying Generation | TWh | 0 | 0 | 0 | 0 | 0 | 0 | 0 | 0
NSR Big Cajun 2- Unit 1 - Hg Rate Annual v5.13 | 857 | 5955 | Rate Constraint in lbs/MMBtu | FALSE | L | Annual | Rate | lb/MWh | 0 | 0 | 0 | 0 | 0 | 0 | 0 | 0
NSR Big Cajun 2- Unit 1 - Hg Rate Annual v5.13 | 857 | 5955 | Rate Constraint in lbs/MMBtu | FALSE | L | Annual | Constraint Shadow Price | US2016$/Lb | 0 | 0 | 0 | 0 | 0 | 0 | 0 | 0
NSR Big Cajun 2- Unit 1 - NOx Rate Annual v5.13 | 858 | 5954 | Rate Constraint in lbs/MMBtu | FALSE | L | Annual | Seasons Included | Seasons | Winter, WintShld, Summer | Winter, WintShld, Summer | Winter, WintShld, Summer | Winter, WintShld, Summer | Winter, WintShld, Summer | Winter, WintShld, Summer | Winter, WintShld, Summer | Winter, WintShld, Summer
NSR Big Cajun 2- Unit 1 - NOx Rate Annual v5.13 | 858 | 5954 | Rate Constraint in lbs/MMBtu | FALSE | L | Annual | Standard NOX | lb/MMBtu | 0.15 | 0.15 | 0.15 | 0.15 | 0.15 | 0.15 | 0.15 | 0.15
NSR Big Cajun 2- Unit 1 - NOx Rate Annual v5.13 | 858 | 5954 | Rate Constraint in lbs/MMBtu | FALSE | L | Annual | Emissions at Affected Plants NOX | Thousand Tons | 0 | 0 | 0 | 0 | 0 | 0 | 0 | 0
NSR Big Cajun 2- Unit 1 - NOx Rate Annual v5.13 | 858 | 5954 | Rate Constraint in lbs/MMBtu | FALSE | L | Annual | Allowances Purchased NOX | Thousand Tons | 0 | 0 | 0 | 0 | 0 | 0 | 0 | 0
NSR Big Cajun 2- Unit 1 - NOx Rate Annual v5.13 | 858 | 5954 | Rate Constraint in lbs/MMBtu | FALSE | L | Annual | Allowances Sold NOX | Thousand Tons | 0 | 0 | 0 | 0 | 0 | 0 | 0 | 0
NSR Big Cajun 2- Unit 1 - NOx Rate Annual v5.13 | 858 | 5954 | Rate Constraint in lbs/MMBtu | FALSE | L | Annual | Allowances Banked | Thousand Tons | 0 | 0 | 0 | 0 | 0 | 0 | 0 | 0
NSR Big Cajun 2- Unit 1 - NOx Rate Annual v5.13 | 858 | 5954 | Rate Constraint in lbs/MMBtu | FALSE | L | Annual | Allowances Withdrawn (1:1) | Thousand Tons | 0 | 0 | 0 | 0 | 0 | 0 | 0 | 0
NSR Big Cajun 2- Unit 1 - NOx Rate Annual v5.13 | 858 | 5954 | Rate Constraint in lbs/MMBtu | FALSE | L | Annual | Allowances Withdrawn (n:1) | Thousand Tons | 0 | 0 | 0 | 0 | 0 | 0 | 0 | 0
NSR Big Cajun 2- Unit 1 - NOx Rate Annual v5.13 | 858 | 5954 | Rate Constraint in lbs/MMBtu | FALSE | L | Annual | Net Emissions Allowance Position | Thousand Tons | 0 | 0 | 0 | 0 | 0 | 0 | 0 | 0
NSR Big Cajun 2- Unit 1 - NOx Rate Annual v5.13 | 858 | 5954 | Rate Constraint in lbs/MMBtu | FALSE | L | Annual | Fuel Consumed | TBtu | 0 | 0 | 0 | 0 | 0 | 0 | 0 | 0
NSR Big Cajun 2- Unit 1 - NOx Rate Annual v5.13 | 858 | 5954 | Rate Constraint in lbs/MMBtu | FALSE | L | Annual | Rate | lb/MMBtu | 0 | 0 | 0 | 0 | 0 | 0 | 0 | 0
NSR Big Cajun 2- Unit 1 - NOx Rate Annual v5.13 | 858 | 5954 | Rate Constraint in lbs/MMBtu | FALSE | L | Annual | Generation | TWh | 0 | 0 | 0 | 0 | 0 | 0 | 0 | 0
NSR Big Cajun 2- Unit 1 - NOx Rate Annual v5.13 | 858 | 5954 | Rate Constraint in lbs/MMBtu | FALSE | L | Annual | Qualifying Generation | TWh | 0 | 0 | 0 | 0 | 0 | 0 | 0 | 0
NSR Big Cajun 2- Unit 1 - NOx Rate Annual v5.13 | 858 | 5954 | Rate Constraint in lbs/MMBtu | FALSE | L | Annual | Rate | lb/MWh | 0 | 0 | 0 | 0 | 0 | 0 | 0 | 0
NSR Big Cajun 2- Unit 1 - NOx Rate Annual v5.13 | 858 | 5954 | Rate Constraint in lbs/MMBtu | FALSE | L | Annual | Constraint Shadow Price | US2016$/Ton | 0 | 0 | 0 | 0 | 0 | 0 | 0 | 0
NSR Big Cajun 2- Unit 1 - SO2 Rate Annual v5.13 | 859 | 5953 | Rate Constraint in lbs/MMBtu | FALSE | L | Annual | Seasons Included | Seasons | Winter, WintShld, Summer | Winter, WintShld, Summer | Winter, WintShld, Summer | Winter, WintShld, Summer | Winter, WintShld, Summer | Winter, WintShld, Summer | Winter, WintShld, Summer | Winter, WintShld, Summer
NSR Big Cajun 2- Unit 1 - SO2 Rate Annual v5.13 | 859 | 5953 | Rate Constraint in lbs/MMBtu | FALSE | L | Annual | Standard SO2 | lb/MMBtu | 0.38 | 0.38 | 0.07 | 0.07 | 0.07 | 0.07 | 0.07 | 0.07
NSR Big Cajun 2- Unit 1 - SO2 Rate Annual v5.13 | 859 | 5953 | Rate Constraint in lbs/MMBtu | FALSE | L | Annual | Emissions at Affected Plants SO2 | Thousand Tons | 0 | 0 | 0 | 0 | 0 | 0 | 0 | 0
NSR Big Cajun 2- Unit 1 - SO2 Rate Annual v5.13 | 859 | 5953 | Rate Constraint in lbs/MMBtu | FALSE | L | Annual | Allowances Purchased SO2 | Thousand Tons | 0 | 0 | 0 | 0 | 0 | 0 | 0 | 0
NSR Big Cajun 2- Unit 1 - SO2 Rate Annual v5.13 | 859 | 5953 | Rate Constraint in lbs/MMBtu | FALSE | L | Annual | Allowances Sold SO2 | Thousand Tons | 0 | 0 | 0 | 0 | 0 | 0 | 0 | 0
NSR Big Cajun 2- Unit 1 - SO2 Rate Annual v5.13 | 859 | 5953 | Rate Constraint in lbs/MMBtu | FALSE | L | Annual | Allowances Banked | Thousand Tons | 0 | 0 | 0 | 0 | 0 | 0 | 0 | 0
NSR Big Cajun 2- Unit 1 - SO2 Rate Annual v5.13 | 859 | 5953 | Rate Constraint in lbs/MMBtu | FALSE | L | Annual | Allowances Withdrawn (1:1) | Thousand Tons | 0 | 0 | 0 | 0 | 0 | 0 | 0 | 0
NSR Big Cajun 2- Unit 1 - SO2 Rate Annual v5.13 | 859 | 5953 | Rate Constraint in lbs/MMBtu | FALSE | L | Annual | Allowances Withdrawn (n:1) | Thousand Tons | 0 | 0 | 0 | 0 | 0 | 0 | 0 | 0
NSR Big Cajun 2- Unit 1 - SO2 Rate Annual v5.13 | 859 | 5953 | Rate Constraint in lbs/MMBtu | FALSE | L | Annual | Net Emissions Allowance Position | Thousand Tons | 0 | 0 | 0 | 0 | 0 | 0 | 0 | 0
NSR Big Cajun 2- Unit 1 - SO2 Rate Annual v5.13 | 859 | 5953 | Rate Constraint in lbs/MMBtu | FALSE | L | Annual | Fuel Consumed | TBtu | 0 | 0 | 0 | 0 | 0 | 0 | 0 | 0
NSR Big Cajun 2- Unit 1 - SO2 Rate Annual v5.13 | 859 | 5953 | Rate Constraint in lbs/MMBtu | FALSE | L | Annual | Rate | lb/MMBtu | 0 | 0 | 0 | 0 | 0 | 0 | 0 | 0
NSR Big Cajun 2- Unit 1 - SO2 Rate Annual v5.13 | 859 | 5953 | Rate Constraint in lbs/MMBtu | FALSE | L | Annual | Generation | TWh | 0 | 0 | 0 | 0 | 0 | 0 | 0 | 0
NSR Big Cajun 2- Unit 1 - SO2 Rate Annual v5.13 | 859 | 5953 | Rate Constraint in lbs/MMBtu | FALSE | L | Annual | Qualifying Generation | TWh | 0 | 0 | 0 | 0 | 0 | 0 | 0 | 0
NSR Big Cajun 2- Unit 1 - SO2 Rate Annual v5.13 | 859 | 5953 | Rate Constraint in lbs/MMBtu | FALSE | L | Annual | Rate | lb/MWh | 0 | 0 | 0 | 0 | 0 | 0 | 0 | 0
NSR Big Cajun 2- Unit 1 - SO2 Rate Annual v5.13 | 859 | 5953 | Rate Constraint in lbs/MMBtu | FALSE | L | Annual | Constraint Shadow Price | US2016$/Ton | 46.581 | 29.883 | 32254.2162 | 28358.9063 | 46111.2608 | 48485.9079 | 58315.5786 | 57218.9417
NSR Big Cajun 2- Unit 3 - Hg Rate Annual v5.13 | 860 | 6029 | Rate Constraint in lbs/MMBtu | FALSE | L | Annual | Seasons Included | Seasons | Winter, WintShld, Summer | Winter, WintShld, Summer | Winter, WintShld, Summer | Winter, WintShld, Summer | Winter, WintShld, Summer | Winter, WintShld, Summer | Winter, WintShld, Summer | Winter, WintShld, Summer
NSR Big Cajun 2- Unit 3 - Hg Rate Annual v5.13 | 860 | 6029 | Rate Constraint in lbs/MMBtu | FALSE | L | Annual | Standard MER | lb/MMBtu | 0.03 | 0.03 | 0.03 | 0.03 | 0.03 | 0.03 | 0.03 | 0.03
NSR Big Cajun 2- Unit 3 - Hg Rate Annual v5.13 | 860 | 6029 | Rate Constraint in lbs/MMBtu | FALSE | L | Annual | Emissions at Affected Plants MER | lbs | 6.7251 | 13.086 | 13.086 | 13.086 | 13.086 | 14.9645 | 14.9645 | 13.086
NSR Big Cajun 2- Unit 3 - Hg Rate Annual v5.13 | 860 | 6029 | Rate Constraint in lbs/MMBtu | FALSE | L | Annual | Allowances Purchased MER | lbs | 0 | 0 | 0 | 0 | 0 | 0 | 0 | 0
NSR Big Cajun 2- Unit 3 - Hg Rate Annual v5.13 | 860 | 6029 | Rate Constraint in lbs/MMBtu | FALSE | L | Annual | Allowances Sold MER | lbs | 0 | 0 | 0 | 0 | 0 | 0 | 0 | 0
NSR Big Cajun 2- Unit 3 - Hg Rate Annual v5.13 | 860 | 6029 | Rate Constraint in lbs/MMBtu | FALSE | L | Annual | Allowances Banked | lbs | 0 | 0 | 0 | 0 | 0 | 0 | 0 | 0
NSR Big Cajun 2- Unit 3 - Hg Rate Annual v5.13 | 860 | 6029 | Rate Constraint in lbs/MMBtu | FALSE | L | Annual | Allowances Withdrawn (1:1) | lbs | 0 | 0 | 0 | 0 | 0 | 0 | 0 | 0
NSR Big Cajun 2- Unit 3 - Hg Rate Annual v5.13 | 860 | 6029 | Rate Constraint in lbs/MMBtu | FALSE | L | Annual | Allowances Withdrawn (n:1) | lbs | 0 | 0 | 0 | 0 | 0 | 0 | 0 | 0
NSR Big Cajun 2- Unit 3 - Hg Rate Annual v5.13 | 860 | 6029 | Rate Constraint in lbs/MMBtu | FALSE | L | Annual | Net Emissions Allowance Position | lbs | 6.7251 | 13.086 | 13.086 | 13.086 | 13.086 | 14.9645 | 14.9645 | 13.086
NSR Big Cajun 2- Unit 3 - Hg Rate Annual v5.13 | 860 | 6029 | Rate Constraint in lbs/MMBtu | FALSE | L | Annual | Fuel Consumed | TBtu | 11.9849 | 23.321 | 23.321 | 23.321 | 23.321 | 26.6688 | 26.6688 | 23.321
NSR Big Cajun 2- Unit 3 - Hg Rate Annual v5.13 | 860 | 6029 | Rate Constraint in lbs/MMBtu | FALSE | L | Annual | Rate | lb/MMBtu | 5.6112e-07 | 5.6112e-07 | 5.6112e-07 | 5.6112e-07 | 5.6112e-07 | 5.6112e-07 | 5.6112e-07 | 5.6112e-07
NSR Big Cajun 2- Unit 3 - Hg Rate Annual v5.13 | 860 | 6029 | Rate Constraint in lbs/MMBtu | FALSE | L | Annual | Generation | TWh | 1.1342 | 2.207 | 2.207 | 2.207 | 2.207 | 2.5238 | 2.5238 | 2.207
NSR Big Cajun 2- Unit 3 - Hg Rate Annual v5.13 | 860 | 6029 | Rate Constraint in lbs/MMBtu | FALSE | L | Annual | Qualifying Generation | TWh | 1.1342 | 2.207 | 2.207 | 2.207 | 2.207 | 2.5238 | 2.5238 | 2.207
NSR Big Cajun 2- Unit 3 - Hg Rate Annual v5.13 | 860 | 6029 | Rate Constraint in lbs/MMBtu | FALSE | L | Annual | Rate | lb/MWh | 5.9294e-06 | 5.9294e-06 | 5.9294e-06 | 5.9294e-06 | 5.9294e-06 | 5.9294e-06 | 5.9294e-06 | 5.9294e-06
NSR Big Cajun 2- Unit 3 - Hg Rate Annual v5.13 | 860 | 6029 | Rate Constraint in lbs/MMBtu | FALSE | L | Annual | Constraint Shadow Price | US2016$/Lb | 0 | 0 | 0 | 0 | 0 | 0 | 0 | 0
NSR Big Cajun 2- Unit 3 - NOx Rate Annual v5.13 | 861 | 5996 | Rate Constraint in lbs/MMBtu | FALSE | L | Annual | Seasons Included | Seasons | Winter, WintShld, Summer | Winter, WintShld, Summer | Winter, WintShld, Summer | Winter, WintShld, Summer | Winter, WintShld, Summer | Winter, WintShld, Summer | Winter, WintShld, Summer | Winter, WintShld, Summer
NSR Big Cajun 2- Unit 3 - NOx Rate Annual v5.13 | 861 | 5996 | Rate Constraint in lbs/MMBtu | FALSE | L | Annual | Standard NOX | lb/MMBtu | 0.135 | 0.135 | 0.135 | 0.135 | 0.135 | 0.135 | 0.135 | 0.135
NSR Big Cajun 2- Unit 3 - NOx Rate Annual v5.13 | 861 | 5996 | Rate Constraint in lbs/MMBtu | FALSE | L | Annual | Emissions at Affected Plants NOX | Thousand Tons | 0.74468 | 1.4491 | 1.4491 | 1.4491 | 1.4491 | 1.6571 | 1.6571 | 1.4491
NSR Big Cajun 2- Unit 3 - NOx Rate Annual v5.13 | 861 | 5996 | Rate Constraint in lbs/MMBtu | FALSE | L | Annual | Allowances Purchased NOX | Thousand Tons | 0 | 0 | 0 | 0 | 0 | 0 | 0 | 0
NSR Big Cajun 2- Unit 3 - NOx Rate Annual v5.13 | 861 | 5996 | Rate Constraint in lbs/MMBtu | FALSE | L | Annual | Allowances Sold NOX | Thousand Tons | 0 | 0 | 0 | 0 | 0 | 0 | 0 | 0
NSR Big Cajun 2- Unit 3 - NOx Rate Annual v5.13 | 861 | 5996 | Rate Constraint in lbs/MMBtu | FALSE | L | Annual | Allowances Banked | Thousand Tons | 0 | 0 | 0 | 0 | 0 | 0 | 0 | 0
NSR Big Cajun 2- Unit 3 - NOx Rate Annual v5.13 | 861 | 5996 | Rate Constraint in lbs/MMBtu | FALSE | L | Annual | Allowances Withdrawn (1:1) | Thousand Tons | 0 | 0 | 0 | 0 | 0 | 0 | 0 | 0
NSR Big Cajun 2- Unit 3 - NOx Rate Annual v5.13 | 861 | 5996 | Rate Constraint in lbs/MMBtu | FALSE | L | Annual | Allowances Withdrawn (n:1) | Thousand Tons | 0 | 0 | 0 | 0 | 0 | 0 | 0 | 0
NSR Big Cajun 2- Unit 3 - NOx Rate Annual v5.13 | 861 | 5996 | Rate Constraint in lbs/MMBtu | FALSE | L | Annual | Net Emissions Allowance Position | Thousand Tons | 0.74468 | 1.4491 | 1.4491 | 1.4491 | 1.4491 | 1.6571 | 1.6571 | 1.4491
NSR Big Cajun 2- Unit 3 - NOx Rate Annual v5.13 | 861 | 5996 | Rate Constraint in lbs/MMBtu | FALSE | L | Annual | Fuel Consumed | TBtu | 11.9849 | 23.321 | 23.321 | 23.321 | 23.321 | 26.6688 | 26.6688 | 23.321
NSR Big Cajun 2- Unit 3 - NOx Rate Annual v5.13 | 861 | 5996 | Rate Constraint in lbs/MMBtu | FALSE | L | Annual | Rate | lb/MMBtu | 0.12427 | 0.12427 | 0.12427 | 0.12427 | 0.12427 | 0.12427 | 0.12427 | 0.12427
NSR Big Cajun 2- Unit 3 - NOx Rate Annual v5.13 | 861 | 5996 | Rate Constraint in lbs/MMBtu | FALSE | L | Annual | Generation | TWh | 1.1342 | 2.207 | 2.207 | 2.207 | 2.207 | 2.5238 | 2.5238 | 2.207
NSR Big Cajun 2- Unit 3 - NOx Rate Annual v5.13 | 861 | 5996 | Rate Constraint in lbs/MMBtu | FALSE | L | Annual | Qualifying Generation | TWh | 1.1342 | 2.207 | 2.207 | 2.207 | 2.207 | 2.5238 | 2.5238 | 2.207
NSR Big Cajun 2- Unit 3 - NOx Rate Annual v5.13 | 861 | 5996 | Rate Constraint in lbs/MMBtu | FALSE | L | Annual | Rate | lb/MWh | 1.3132 | 1.3132 | 1.3132 | 1.3132 | 1.3132 | 1.3132 | 1.3132 | 1.3132
NSR Big Cajun 2- Unit 3 - NOx Rate Annual v5.13 | 861 | 5996 | Rate Constraint in lbs/MMBtu | FALSE | L | Annual | Constraint Shadow Price | US2016$/Ton | 0 | 0 | 0 | 0 | 0 | 0 | 0 | 0
NSR Boswell 1-3 - SO2 Rate Annual v5.14 | 862 | 6425 | Rate Constraint in lbs/MMBtu | FALSE | L | Annual | Seasons Included | Seasons | Winter, WintShld, Summer | Winter, WintShld, Summer | Winter, WintShld, Summer | Winter, WintShld, Summer | Winter, WintShld, Summer | Winter, WintShld, Summer | Winter, WintShld, Summer | Winter, WintShld, Summer
NSR Boswell 1-3 - SO2 Rate Annual v5.14 | 862 | 6425 | Rate Constraint in lbs/MMBtu | FALSE | L | Annual | Standard SO2 | lb/MMBtu | 0.03 | 0.03 | 0.03 | 0.03 | 0.03 | 0.03 | 0.03 | 0.03
NSR Boswell 1-3 - SO2 Rate Annual v5.14 | 862 | 6425 | Rate Constraint in lbs/MMBtu | FALSE | L | Annual | Emissions at Affected Plants SO2 | Thousand Tons | 0.33584 | 0.38726 | 0.39014 | 0.38441 | 0.38145 | 0.38145 | 0.38145 | 0.38145
NSR Boswell 1-3 - SO2 Rate Annual v5.14 | 862 | 6425 | Rate Constraint in lbs/MMBtu | FALSE | L | Annual | Allowances Purchased SO2 | Thousand Tons | 0 | 0 | 0 | 0 | 0 | 0 | 0 | 0
NSR Boswell 1-3 - SO2 Rate Annual v5.14 | 862 | 6425 | Rate Constraint in lbs/MMBtu | FALSE | L | Annual | Allowances Sold SO2 | Thousand Tons | 0 | 0 | 0 | 0 | 0 | 0 | 0 | 0
NSR Boswell 1-3 - SO2 Rate Annual v5.14 | 862 | 6425 | Rate Constraint in lbs/MMBtu | FALSE | L | Annual | Allowances Banked | Thousand Tons | 0 | 0 | 0 | 0 | 0 | 0 | 0 | 0
NSR Boswell 1-3 - SO2 Rate Annual v5.14 | 862 | 6425 | Rate Constraint in lbs/MMBtu | FALSE | L | Annual | Allowances Withdrawn (1:1) | Thousand Tons | 0 | 0 | 0 | 0 | 0 | 0 | 0 | 0
NSR Boswell 1-3 - SO2 Rate Annual v5.14 | 862 | 6425 | Rate Constraint in lbs/MMBtu | FALSE | L | Annual | Allowances Withdrawn (n:1) | Thousand Tons | 0 | 0 | 0 | 0 | 0 | 0 | 0 | 0
NSR Boswell 1-3 - SO2 Rate Annual v5.14 | 862 | 6425 | Rate Constraint in lbs/MMBtu | FALSE | L | Annual | Net Emissions Allowance Position | Thousand Tons | 0.33584 | 0.38726 | 0.39014 | 0.38441 | 0.38145 | 0.38145 | 0.38145 | 0.38145
NSR Boswell 1-3 - SO2 Rate Annual v5.14 | 862 | 6425 | Rate Constraint in lbs/MMBtu | FALSE | L | Annual | Fuel Consumed | TBtu | 22.3895 | 25.9015 | 26.0093 | 25.627 | 25.4298 | 25.4298 | 25.4298 | 25.4298
NSR Boswell 1-3 - SO2 Rate Annual v5.14 | 862 | 6425 | Rate Constraint in lbs/MMBtu | FALSE | L | Annual | Rate | lb/MMBtu | 0.03 | 0.029903 | 0.03 | 0.03 | 0.03 | 0.03 | 0.03 | 0.03
NSR Boswell 1-3 - SO2 Rate Annual v5.14 | 862 | 6425 | Rate Constraint in lbs/MMBtu | FALSE | L | Annual | Generation | TWh | 2.1273 | 2.461 | 2.4712 | 2.4349 | 2.4161 | 2.4161 | 2.4161 | 2.4161
NSR Boswell 1-3 - SO2 Rate Annual v5.14 | 862 | 6425 | Rate Constraint in lbs/MMBtu | FALSE | L | Annual | Qualifying Generation | TWh | 2.1273 | 2.461 | 2.4712 | 2.4349 | 2.4161 | 2.4161 | 2.4161 | 2.4161
NSR Boswell 1-3 - SO2 Rate Annual v5.14 | 862 | 6425 | Rate Constraint in lbs/MMBtu | FALSE | L | Annual | Rate | lb/MWh | 0.31575 | 0.31472 | 0.31575 | 0.31575 | 0.31575 | 0.31575 | 0.31575 | 0.31575
NSR Boswell 1-3 - SO2 Rate Annual v5.14 | 862 | 6425 | Rate Constraint in lbs/MMBtu | FALSE | L | Annual | Constraint Shadow Price | US2016$/Ton | 769.735 | 0 | 3095.7142 | 11875.435 | 12369.6841 | 10801.0898 | 8219.9281 | 4000.6968
NSR Boswell 3 - NOX Rate Annual v5.14 | 863 | 6133 | Rate Constraint in lbs/MMBtu | FALSE | L | Annual | Seasons Included | Seasons | Winter, WintShld, Summer | Winter, WintShld, Summer | Winter, WintShld, Summer | Winter, WintShld, Summer | Winter, WintShld, Summer | Winter, WintShld, Summer | Winter, WintShld, Summer | Winter, WintShld, Summer
NSR Boswell 3 - NOX Rate Annual v5.14 | 863 | 6133 | Rate Constraint in lbs/MMBtu | FALSE | L | Annual | Standard NOX | lb/MMBtu | 0.06 | 0.06 | 0.06 | 0.06 | 0.06 | 0.06 | 0.06 | 0.06
NSR Boswell 3 - NOX Rate Annual v5.14 | 863 | 6133 | Rate Constraint in lbs/MMBtu | FALSE | L | Annual | Emissions at Affected Plants NOX | Thousand Tons | 0.63373 | 0.73314 | 0.73619 | 0.72537 | 0.71979 | 0.71979 | 0.71979 | 0.71979
NSR Boswell 3 - NOX Rate Annual v5.14 | 863 | 6133 | Rate Constraint in lbs/MMBtu | FALSE | L | Annual | Allowances Purchased NOX | Thousand Tons | 0 | 0 | 0 | 0 | 0 | 0 | 0 | 0
NSR Boswell 3 - NOX Rate Annual v5.14 | 863 | 6133 | Rate Constraint in lbs/MMBtu | FALSE | L | Annual | Allowances Sold NOX | Thousand Tons | 0 | 0 | 0 | 0 | 0 | 0 | 0 | 0
NSR Boswell 3 - NOX Rate Annual v5.14 | 863 | 6133 | Rate Constraint in lbs/MMBtu | FALSE | L | Annual | Allowances Banked | Thousand Tons | 0 | 0 | 0 | 0 | 0 | 0 | 0 | 0
NSR Boswell 3 - NOX Rate Annual v5.14 | 863 | 6133 | Rate Constraint in lbs/MMBtu | FALSE | L | Annual | Allowances Withdrawn (1:1) | Thousand Tons | 0 | 0 | 0 | 0 | 0 | 0 | 0 | 0
NSR Boswell 3 - NOX Rate Annual v5.14 | 863 | 6133 | Rate Constraint in lbs/MMBtu | FALSE | L | Annual | Allowances Withdrawn (n:1) | Thousand Tons | 0 | 0 | 0 | 0 | 0 | 0 | 0 | 0
NSR Boswell 3 - NOX Rate Annual v5.14 | 863 | 6133 | Rate Constraint in lbs/MMBtu | FALSE | L | Annual | Net Emissions Allowance Position | Thousand Tons | 0.63373 | 0.73314 | 0.73619 | 0.72537 | 0.71979 | 0.71979 | 0.71979 | 0.71979
NSR Boswell 3 - NOX Rate Annual v5.14 | 863 | 6133 | Rate Constraint in lbs/MMBtu | FALSE | L | Annual | Fuel Consumed | TBtu | 22.3895 | 25.9015 | 26.0093 | 25.627 | 25.4298 | 25.4298 | 25.4298 | 25.4298
NSR Boswell 3 - NOX Rate Annual v5.14 | 863 | 6133 | Rate Constraint in lbs/MMBtu | FALSE | L | Annual | Rate | lb/MMBtu | 0.05661 | 0.05661 | 0.05661 | 0.05661 | 0.05661 | 0.05661 | 0.05661 | 0.05661
NSR Boswell 3 - NOX Rate Annual v5.14 | 863 | 6133 | Rate Constraint in lbs/MMBtu | FALSE | L | Annual | Generation | TWh | 2.1273 | 2.461 | 2.4712 | 2.4349 | 2.4161 | 2.4161 | 2.4161 | 2.4161
NSR Boswell 3 - NOX Rate Annual v5.14 | 863 | 6133 | Rate Constraint in lbs/MMBtu | FALSE | L | Annual | Qualifying Generation | TWh | 2.1273 | 2.461 | 2.4712 | 2.4349 | 2.4161 | 2.4161 | 2.4161 | 2.4161
NSR Boswell 3 - NOX Rate Annual v5.14 | 863 | 6133 | Rate Constraint in lbs/MMBtu | FALSE | L | Annual | Rate | lb/MWh | 0.59582 | 0.59582 | 0.59582 | 0.59582 | 0.59582 | 0.59582 | 0.59582 | 0.59582
NSR Boswell 3 - NOX Rate Annual v5.14 | 863 | 6133 | Rate Constraint in lbs/MMBtu | FALSE | L | Annual | Constraint Shadow Price | US2016$/Ton | 0 | 0 | 0 | 0 | 0 | 0 | 0 | 0
NSR Boswell 4 - NOX Rate Annual v5.14 | 864 | 6134 | Rate Constraint in lbs/MMBtu | FALSE | L | Annual | Seasons Included | Seasons | Winter, WintShld, Summer | Winter, WintShld, Summer | Winter, WintShld, Summer | Winter, WintShld, Summer | Winter, WintShld, Summer | Winter, WintShld, Summer | Winter, WintShld, Summer | Winter, WintShld, Summer
NSR Boswell 4 - NOX Rate Annual v5.14 | 864 | 6134 | Rate Constraint in lbs/MMBtu | FALSE | L | Annual | Standard NOX | lb/MMBtu | 0.12 | 0.12 | 0.12 | 0.12 | 0.12 | 0.12 | 0.12 | 0.12
NSR Boswell 4 - NOX Rate Annual v5.14 | 864 | 6134 | Rate Constraint in lbs/MMBtu | FALSE | L | Annual | Emissions at Affected Plants NOX | Thousand Tons | 1.2484 | 1.348 | 1.9825 | 2.2058 | 2.1621 | 2.2391 | 2.2058 | 1.5199
NSR Boswell 4 - NOX Rate Annual v5.14 | 864 | 6134 | Rate Constraint in lbs/MMBtu | FALSE | L | Annual | Allowances Purchased NOX | Thousand Tons | 0 | 0 | 0 | 0 | 0 | 0 | 0 | 0
NSR Boswell 4 - NOX Rate Annual v5.14 | 864 | 6134 | Rate Constraint in lbs/MMBtu | FALSE | L | Annual | Allowances Sold NOX | Thousand Tons | 0 | 0 | 0 | 0 | 0 | 0 | 0 | 0
NSR Boswell 4 - NOX Rate Annual v5.14 | 864 | 6134 | Rate Constraint in lbs/MMBtu | FALSE | L | Annual | Allowances Banked | Thousand Tons | 0 | 0 | 0 | 0 | 0 | 0 | 0 | 0
NSR Boswell 4 - NOX Rate Annual v5.14 | 864 | 6134 | Rate Constraint in lbs/MMBtu | FALSE | L | Annual | Allowances Withdrawn (1:1) | Thousand Tons | 0 | 0 | 0 | 0 | 0 | 0 | 0 | 0
NSR Boswell 4 - NOX Rate Annual v5.14 | 864 | 6134 | Rate Constraint in lbs/MMBtu | FALSE | L | Annual | Allowances Withdrawn (n:1) | Thousand Tons | 0 | 0 | 0 | 0 | 0 | 0 | 0 | 0
NSR Boswell 4 - NOX Rate Annual v5.14 | 864 | 6134 | Rate Constraint in lbs/MMBtu | FALSE | L | Annual | Net Emissions Allowance Position | Thousand Tons | 1.2484 | 1.348 | 1.9825 | 2.2058 | 2.1621 | 2.2391 | 2.2058 | 1.5199
NSR Boswell 4 - NOX Rate Annual v5.14 | 864 | 6134 | Rate Constraint in lbs/MMBtu | FALSE | L | Annual | Fuel Consumed | TBtu | 23.0779 | 24.9197 | 36.6476 | 40.7759 | 39.9686 | 41.3912 | 40.7759 | 28.0964
NSR Boswell 4 - NOX Rate Annual v5.14 | 864 | 6134 | Rate Constraint in lbs/MMBtu | FALSE | L | Annual | Rate | lb/MMBtu | 0.10819 | 0.10819 | 0.10819 | 0.10819 | 0.10819 | 0.10819 | 0.10819 | 0.10819
NSR Boswell 4 - NOX Rate Annual v5.14 | 864 | 6134 | Rate Constraint in lbs/MMBtu | FALSE | L | Annual | Generation | TWh | 2.1796 | 2.3536 | 3.4612 | 3.8511 | 3.7749 | 3.9093 | 3.8511 | 2.6536
NSR Boswell 4 - NOX Rate Annual v5.14 | 864 | 6134 | Rate Constraint in lbs/MMBtu | FALSE | L | Annual | Qualifying Generation | TWh | 2.1796 | 2.3536 | 3.4612 | 3.8511 | 3.7749 | 3.9093 | 3.8511 | 2.6536
NSR Boswell 4 - NOX Rate Annual v5.14 | 864 | 6134 | Rate Constraint in lbs/MMBtu | FALSE | L | Annual | Rate | lb/MWh | 1.1455 | 1.1455 | 1.1455 | 1.1455 | 1.1455 | 1.1455 | 1.1455 | 1.1455
NSR Boswell 4 - NOX Rate Annual v5.14 | 864 | 6134 | Rate Constraint in lbs/MMBtu | FALSE | L | Annual | Constraint Shadow Price | US2016$/Ton | 0 | 0 | 0 | 0 | 0 | 0 | 0 | 0
NSR Boswell 4 - SO2 Rate Annual v5.14 | 865 | 6426 | Rate Constraint in lbs/MMBtu | FALSE | L | Annual | Seasons Included | Seasons | Winter, WintShld, Summer | Winter, WintShld, Summer | Winter, WintShld, Summer | Winter, WintShld, Summer | Winter, WintShld, Summer | Winter, WintShld, Summer | Winter, WintShld, Summer | Winter, WintShld, Summer
NSR Boswell 4 - SO2 Rate Annual v5.14 | 865 | 6426 | Rate Constraint in lbs/MMBtu | FALSE | L | Annual | Standard SO2 | lb/MMBtu | 0.03 | 0.03 | 0.03 | 0.03 | 0.03 | 0.03 | 0.03 | 0.03
NSR Boswell 4 - SO2 Rate Annual v5.14 | 865 | 6426 | Rate Constraint in lbs/MMBtu | FALSE | L | Annual | Emissions at Affected Plants SO2 | Thousand Tons | 0.27083 | 0.29244 | 0.43008 | 0.47852 | 0.46905 | 0.48574 | 0.47852 | 0.32972
NSR Boswell 4 - SO2 Rate Annual v5.14 | 865 | 6426 | Rate Constraint in lbs/MMBtu | FALSE | L | Annual | Allowances Purchased SO2 | Thousand Tons | 0 | 0 | 0 | 0 | 0 | 0 | 0 | 0
NSR Boswell 4 - SO2 Rate Annual v5.14 | 865 | 6426 | Rate Constraint in lbs/MMBtu | FALSE | L | Annual | Allowances Sold SO2 | Thousand Tons | 0 | 0 | 0 | 0 | 0 | 0 | 0 | 0
NSR Boswell 4 - SO2 Rate Annual v5.14 | 865 | 6426 | Rate Constraint in lbs/MMBtu | FALSE | L | Annual | Allowances Banked | Thousand Tons | 0 | 0 | 0 | 0 | 0 | 0 | 0 | 0
NSR Boswell 4 - SO2 Rate Annual v5.14 | 865 | 6426 | Rate Constraint in lbs/MMBtu | FALSE | L | Annual | Allowances Withdrawn (1:1) | Thousand Tons | 0 | 0 | 0 | 0 | 0 | 0 | 0 | 0
NSR Boswell 4 - SO2 Rate Annual v5.14 | 865 | 6426 | Rate Constraint in lbs/MMBtu | FALSE | L | Annual | Allowances Withdrawn (n:1) | Thousand Tons | 0 | 0 | 0 | 0 | 0 | 0 | 0 | 0
NSR Boswell 4 - SO2 Rate Annual v5.14 | 865 | 6426 | Rate Constraint in lbs/MMBtu | FALSE | L | Annual | Net Emissions Allowance Position | Thousand Tons | 0.27083 | 0.29244 | 0.43008 | 0.47852 | 0.46905 | 0.48574 | 0.47852 | 0.32972
NSR Boswell 4 - SO2 Rate Annual v5.14 | 865 | 6426 | Rate Constraint in lbs/MMBtu | FALSE | L | Annual | Fuel Consumed | TBtu | 23.0779 | 24.9197 | 36.6476 | 40.7759 | 39.9686 | 41.3912 | 40.7759 | 28.0964
NSR Boswell 4 - SO2 Rate Annual v5.14 | 865 | 6426 | Rate Constraint in lbs/MMBtu | FALSE | L | Annual | Rate | lb/MMBtu | 0.023471 | 0.023471 | 0.023471 | 0.023471 | 0.023471 | 0.023471 | 0.023471 | 0.023471
NSR Boswell 4 - SO2 Rate Annual v5.14 | 865 | 6426 | Rate Constraint in lbs/MMBtu | FALSE | L | Annual | Generation | TWh | 2.1796 | 2.3536 | 3.4612 | 3.8511 | 3.7749 | 3.9093 | 3.8511 | 2.6536
NSR Boswell 4 - SO2 Rate Annual v5.14 | 865 | 6426 | Rate Constraint in lbs/MMBtu | FALSE | L | Annual | Qualifying Generation | TWh | 2.1796 | 2.3536 | 3.4612 | 3.8511 | 3.7749 | 3.9093 | 3.8511 | 2.6536
NSR Boswell 4 - SO2 Rate Annual v5.14 | 865 | 6426 | Rate Constraint in lbs/MMBtu | FALSE | L | Annual | Rate | lb/MWh | 0.24851 | 0.24851 | 0.24851 | 0.24851 | 0.24851 | 0.24851 | 0.24851 | 0.24851
NSR Boswell 4 - SO2 Rate Annual v5.14 | 865 | 6426 | Rate Constraint in lbs/MMBtu | FALSE | L | Annual | Constraint Shadow Price | US2016$/Ton | 0 | 0 | 0 | 0 | 0 | 0 | 0 | 0
NSR Burlington Unit 1 SO2 Rate v5.16 | 866 | 6620 | Rate Constraint in lbs/MMBtu | FALSE | L | Annual | Seasons Included | Seasons | Winter, WintShld, Summer | Winter, WintShld, Summer | Winter, WintShld, Summer | Winter, WintShld, Summer | Winter, WintShld, Summer | Winter, WintShld, Summer | Winter, WintShld, Summer | Winter, WintShld, Summer
NSR Burlington Unit 1 SO2 Rate v5.16 | 866 | 6620 | Rate Constraint in lbs/MMBtu | FALSE | L | Annual | Standard SO2 | lb/MMBtu | 0.75 | 0.75 | 0.75 | 0.75 | 0.75 | 0.75 | 0.75 | 0.75
NSR Burlington Unit 1 SO2 Rate v5.16 | 866 | 6620 | Rate Constraint in lbs/MMBtu | FALSE | L | Annual | Emissions at Affected Plants SO2 | Thousand Tons | 5.7432 | 0.053575 | 0.053674 | 0.053674 | 0.053674 | 0.053674 | 0.053674 | 0.053674
NSR Burlington Unit 1 SO2 Rate v5.16 | 866 | 6620 | Rate Constraint in lbs/MMBtu | FALSE | L | Annual | Allowances Purchased SO2 | Thousand Tons | 0 | 0 | 0 | 0 | 0 | 0 | 0 | 0
NSR Burlington Unit 1 SO2 Rate v5.16 | 866 | 6620 | Rate Constraint in lbs/MMBtu | FALSE | L | Annual | Allowances Sold SO2 | Thousand Tons | 0 | 0 | 0 | 0 | 0 | 0 | 0 | 0
NSR Burlington Unit 1 SO2 Rate v5.16 | 866 | 6620 | Rate Constraint in lbs/MMBtu | FALSE | L | Annual | Allowances Banked | Thousand Tons | 0 | 0 | 0 | 0 | 0 | 0 | 0 | 0
NSR Burlington Unit 1 SO2 Rate v5.16 | 866 | 6620 | Rate Constraint in lbs/MMBtu | FALSE | L | Annual | Allowances Withdrawn (1:1) | Thousand Tons | 0 | 0 | 0 | 0 | 0 | 0 | 0 | 0
NSR Burlington Unit 1 SO2 Rate v5.16 | 866 | 6620 | Rate Constraint in lbs/MMBtu | FALSE | L | Annual | Allowances Withdrawn (n:1) | Thousand Tons | 0 | 0 | 0 | 0 | 0 | 0 | 0 | 0
NSR Burlington Unit 1 SO2 Rate v5.16 | 866 | 6620 | Rate Constraint in lbs/MMBtu | FALSE | L | Annual | Net Emissions Allowance Position | Thousand Tons | 5.7432 | 0.053575 | 0.053674 | 0.053674 | 0.053674 | 0.053674 | 0.053674 | 0.053674
NSR Burlington Unit 1 SO2 Rate v5.16 | 866 | 6620 | Rate Constraint in lbs/MMBtu | FALSE | L | Annual | Fuel Consumed | TBtu | 16.2608 | 0.15169 | 0.15197 | 0.15197 | 0.15197 | 0.15197 | 0.15197 | 0.15197
NSR Burlington Unit 1 SO2 Rate v5.16 | 866 | 6620 | Rate Constraint in lbs/MMBtu | FALSE | L | Annual | Rate | lb/MMBtu | 0.70638 | 0.70638 | 0.70638 | 0.70638 | 0.70638 | 0.70638 | 0.70638 | 0.70638
NSR Burlington Unit 1 SO2 Rate v5.16 | 866 | 6620 | Rate Constraint in lbs/MMBtu | FALSE | L | Annual | Generation | TWh | 1.4795 | 0.013801 | 0.013827 | 0.013827 | 0.013827 | 0.013827 | 0.013827 | 0.013827
NSR Burlington Unit 1 SO2 Rate v5.16 | 866 | 6620 | Rate Constraint in lbs/MMBtu | FALSE | L | Annual | Qualifying Generation | TWh | 1.4795 | 0.013801 | 0.013827 | 0.013827 | 0.013827 | 0.013827 | 0.013827 | 0.013827
NSR Burlington Unit 1 SO2 Rate v5.16 | 866 | 6620 | Rate Constraint in lbs/MMBtu | FALSE | L | Annual | Rate | lb/MWh | 7.7638 | 7.7638 | 7.7638 | 7.7638 | 7.7638 | 7.7638 | 7.7638 | 7.7638
NSR Burlington Unit 1 SO2 Rate v5.16 | 866 | 6620 | Rate Constraint in lbs/MMBtu | FALSE | L | Annual | Constraint Shadow Price | US2016$/Ton | 0 | 0 | 0 | 0 | 0 | 0 | 0 | 0
NSR Campbell 1 - SO2 Rate Annual v5.14 | 867 | 6141 | Rate Constraint in lbs/MMBtu | FALSE | L | Annual | Seasons Included | Seasons | Winter, WintShld, Summer | Winter, WintShld, Summer | Winter, WintShld, Summer | Winter, WintShld, Summer | Winter, WintShld, Summer | Winter, WintShld, Summer | Winter, WintShld, Summer | Winter, WintShld, Summer
NSR Campbell 1 - SO2 Rate Annual v5.14 | 867 | 6141 | Rate Constraint in lbs/MMBtu | FALSE | L | Annual | Standard SO2 | lb/MMBtu | 0.29 | 0.29 | 0.29 | 0.29 | 0.29 | 0.29 | 0.29 | 0.29
NSR Campbell 1 - SO2 Rate Annual v5.14 | 867 | 6141 | Rate Constraint in lbs/MMBtu | FALSE | L | Annual | Emissions at Affected Plants SO2 | Thousand Tons | 0.88751 | 1.0669 | 1.2564 | 1.4972 | 1.3536 | 1.3536 | 1.4972 | 1.3536
NSR Campbell 1 - SO2 Rate Annual v5.14 | 867 | 6141 | Rate Constraint in lbs/MMBtu | FALSE | L | Annual | Allowances Purchased SO2 | Thousand Tons | 0 | 0 | 0 | 0 | 0 | 0 | 0 | 0
NSR Campbell 1 - SO2 Rate Annual v5.14 | 867 | 6141 | Rate Constraint in lbs/MMBtu | FALSE | L | Annual | Allowances Sold SO2 | Thousand Tons | 0 | 0 | 0 | 0 | 0 | 0 | 0 | 0
NSR Campbell 1 - SO2 Rate Annual v5.14 | 867 | 6141 | Rate Constraint in lbs/MMBtu | FALSE | L | Annual | Allowances Banked | Thousand Tons | 0 | 0 | 0 | 0 | 0 | 0 | 0 | 0
NSR Campbell 1 - SO2 Rate Annual v5.14 | 867 | 6141 | Rate Constraint in lbs/MMBtu | FALSE | L | Annual | Allowances Withdrawn (1:1) | Thousand Tons | 0 | 0 | 0 | 0 | 0 | 0 | 0 | 0
NSR Campbell 1 - SO2 Rate Annual v5.14 | 867 | 6141 | Rate Constraint in lbs/MMBtu | FALSE | L | Annual | Allowances Withdrawn (n:1) | Thousand Tons | 0 | 0 | 0 | 0 | 0 | 0 | 0 | 0
NSR Campbell 1 - SO2 Rate Annual v5.14 | 867 | 6141 | Rate Constraint in lbs/MMBtu | FALSE | L | Annual | Net Emissions Allowance Position | Thousand Tons | 0.88751 | 1.0669 | 1.2564 | 1.4972 | 1.3536 | 1.3536 | 1.4972 | 1.3536
NSR Campbell 1 - SO2 Rate Annual v5.14 | 867 | 6141 | Rate Constraint in lbs/MMBtu | FALSE | L | Annual | Fuel Consumed | TBtu | 8.4958 | 8.9196 | 8.665 | 10.3257 | 9.3352 | 9.3352 | 10.3257 | 9.3352
NSR Campbell 1 - SO2 Rate Annual v5.14 | 867 | 6141 | Rate Constraint in lbs/MMBtu | FALSE | L | Annual | Rate | lb/MMBtu | 0.20893 | 0.23922 | 0.29 | 0.29 | 0.29 | 0.29 | 0.29 | 0.29
NSR Campbell 1 - SO2 Rate Annual v5.14 | 867 | 6141 | Rate Constraint in lbs/MMBtu | FALSE | L | Annual | Generation | TWh | 0.79686 | 0.8366 | 0.81272 | 0.96849 | 0.87558 | 0.87558 | 0.96849 | 0.87558
NSR Campbell 1 - SO2 Rate Annual v5.14 | 867 | 6141 | Rate Constraint in lbs/MMBtu | FALSE | L | Annual | Qualifying Generation | TWh | 0.79686 | 0.8366 | 0.81272 | 0.96849 | 0.87558 | 0.87558 | 0.96849 | 0.87558
NSR Campbell 1 - SO2 Rate Annual v5.14 | 867 | 6141 | Rate Constraint in lbs/MMBtu | FALSE | L | Annual | Rate | lb/MWh | 2.2275 | 2.5505 | 3.0919 | 3.0919 | 3.0919 | 3.0919 | 3.0919 | 3.0919
NSR Campbell 1 - SO2 Rate Annual v5.14 | 867 | 6141 | Rate Constraint in lbs/MMBtu | FALSE | L | Annual | Constraint Shadow Price | US2016$/Ton | 0 | 0 | 0 | 0 | 0 | 0 | 1198.3101 | 670.0541
NSR Campbell 1-3 - MER Rate Annual v5.16 | 868 | 6638 | Rate Constraint in lbs/MMBtu | FALSE | L | Annual | Seasons Included | Seasons | Winter, WintShld, Summer | Winter, WintShld, Summer | Winter, WintShld, Summer | Winter, WintShld, Summer | Winter, WintShld, Summer | Winter, WintShld, Summer | Winter, WintShld, Summer | Winter, WintShld, Summer
NSR Campbell 1-3 - MER Rate Annual v5.16 | 868 | 6638 | Rate Constraint in lbs/MMBtu | FALSE | L | Annual | Standard MER | lb/MMBtu | 0.015 | 0.015 | 0.015 | 0.015 | 0.015 | 0.015 | 0.015 | 0.015
NSR Campbell 1-3 - MER Rate Annual v5.16 | 868 | 6638 | Rate Constraint in lbs/MMBtu | FALSE | L | Annual | Emissions at Affected Plants MER | lbs | 39.529 | 36.5792 | 45.3891 | 52.3582 | 48.0303 | 48.0303 | 48.5634 | 33.0934
NSR Campbell 1-3 - MER Rate Annual v5.16 | 868 | 6638 | Rate Constraint in lbs/MMBtu | FALSE | L | Annual | Allowances Purchased MER | lbs | 0 | 0 | 0 | 0 | 0 | 0 | 0 | 0
NSR Campbell 1-3 - MER Rate Annual v5.16 | 868 | 6638 | Rate Constraint in lbs/MMBtu | FALSE | L | Annual | Allowances Sold MER | lbs | 0 | 0 | 0 | 0 | 0 | 0 | 0 | 0
NSR Campbell 1-3 - MER Rate Annual v5.16 | 868 | 6638 | Rate Constraint in lbs/MMBtu | FALSE | L | Annual | Allowances Banked | lbs | 0 | 0 | 0 | 0 | 0 | 0 | 0 | 0
NSR Campbell 1-3 - MER Rate Annual v5.16 | 868 | 6638 | Rate Constraint in lbs/MMBtu | FALSE | L | Annual | Allowances Withdrawn (1:1) | lbs | 0 | 0 | 0 | 0 | 0 | 0 | 0 | 0
NSR Campbell 1-3 - MER Rate Annual v5.16 | 868 | 6638 | Rate Constraint in lbs/MMBtu | FALSE | L | Annual | Allowances Withdrawn (n:1) | lbs | 0 | 0 | 0 | 0 | 0 | 0 | 0 | 0
NSR Campbell 1-3 - MER Rate Annual v5.16 | 868 | 6638 | Rate Constraint in lbs/MMBtu | FALSE | L | Annual | Net Emissions Allowance Position | lbs | 39.529 | 36.5792 | 45.3891 | 52.3582 | 48.0303 | 48.0303 | 48.5634 | 33.0934
NSR Campbell 1-3 - MER Rate Annual v5.16 | 868 | 6638 | Rate Constraint in lbs/MMBtu | FALSE | L | Annual | Fuel Consumed | TBtu | 70.446 | 73.9969 | 74.7985 | 86.3848 | 79.3124 | 79.3124 | 80.3029 | 54.2176
NSR Campbell 1-3 - MER Rate Annual v5.16 | 868 | 6638 | Rate Constraint in lbs/MMBtu | FALSE | L | Annual | Rate | lb/MMBtu | 5.6112e-07 | 4.9433e-07 | 6.0682e-07 | 6.061e-07 | 6.0558e-07 | 6.0558e-07 | 6.0475e-07 | 6.1038e-07
NSR Campbell 1-3 - MER Rate Annual v5.16 | 868 | 6638 | Rate Constraint in lbs/MMBtu | FALSE | L | Annual | Generation | TWh | 6.6154 | 6.9496 | 7.0246 | 8.1117 | 7.4461 | 7.4461 | 7.539 | 5.1032
NSR Campbell 1-3 - MER Rate Annual v5.16 | 868 | 6638 | Rate Constraint in lbs/MMBtu | FALSE | L | Annual | Qualifying Generation | TWh | 6.6154 | 6.9496 | 7.0246 | 8.1117 | 7.4461 | 7.4461 | 7.539 | 5.1032
NSR Campbell 1-3 - MER Rate Annual v5.16 | 868 | 6638 | Rate Constraint in lbs/MMBtu | FALSE | L | Annual | Rate | lb/MWh | 5.9753e-06 | 5.2635e-06 | 6.4614e-06 | 6.4547e-06 | 6.4504e-06 | 6.4504e-06 | 6.4416e-06 | 6.4849e-06
NSR Campbell 1-3 - MER Rate Annual v5.16 | 868 | 6638 | Rate Constraint in lbs/MMBtu | FALSE | L | Annual | Constraint Shadow Price | US2016$/Lb | 0 | 0 | 0 | 0 | 0 | 0 | 0 | 0
NSR Campbell 2 - SO2 Rate Annual v5.16 | 869 | 6636 | Rate Constraint in lbs/MMBtu | FALSE | L | Annual | Seasons Included | Seasons | Winter, WintShld, Summer | Winter, WintShld, Summer | Winter, WintShld, Summer | Winter, WintShld, Summer | Winter, WintShld, Summer | Winter, WintShld, Summer | Winter, WintShld, Summer | Winter, WintShld, Summer
NSR Campbell 2 - SO2 Rate Annual v5.16 | 869 | 6636 | Rate Constraint in lbs/MMBtu | FALSE | L | Annual | Standard SO2 | lb/MMBtu | 0.32 | 0.32 | 0.32 | 0.32 | 0.32 | 0.32 | 0.32 | 0.32
NSR Campbell 2 - SO2 Rate Annual v5.16 | 869 | 6636 | Rate Constraint in lbs/MMBtu | FALSE | L | Annual | Emissions at Affected Plants SO2 | Thousand Tons | 1.0342 | 1.196 | 1.6539 | 1.9987 | 1.9757 | 1.9757 | 1.9757 | 0
NSR Campbell 2 - SO2 Rate Annual v5.16 | 869 | 6636 | Rate Constraint in lbs/MMBtu | FALSE | L | Annual | Allowances Purchased SO2 | Thousand Tons | 0 | 0 | 0 | 0 | 0 | 0 | 0 | 0
NSR Campbell 2 - SO2 Rate Annual v5.16 | 869 | 6636 | Rate Constraint in lbs/MMBtu | FALSE | L | Annual | Allowances Sold SO2 | Thousand Tons | 0 | 0 | 0 | 0 | 0 | 0 | 0 | 0
NSR Campbell 2 - SO2 Rate Annual v5.16 | 869 | 6636 | Rate Constraint in lbs/MMBtu | FALSE | L | Annual | Allowances Banked | Thousand Tons | 0 | 0 | 0 | 0 | 0 | 0 | 0 | 0
NSR Campbell 2 - SO2 Rate Annual v5.16 | 869 | 6636 | Rate Constraint in lbs/MMBtu | FALSE | L | Annual | Allowances Withdrawn (1:1) | Thousand Tons | 0 | 0 | 0 | 0 | 0 | 0 | 0 | 0
NSR Campbell 2 - SO2 Rate Annual v5.16 | 869 | 6636 | Rate Constraint in lbs/MMBtu | FALSE | L | Annual | Allowances Withdrawn (n:1) | Thousand Tons | 0 | 0 | 0 | 0 | 0 | 0 | 0 | 0
NSR Campbell 2 - SO2 Rate Annual v5.16 | 869 | 6636 | Rate Constraint in lbs/MMBtu | FALSE | L | Annual | Net Emissions Allowance Position | Thousand Tons | 1.0342 | 1.196 | 1.6539 | 1.9987 | 1.9757 | 1.9757 | 1.9757 | 0
NSR Campbell 2 - SO2 Rate Annual v5.16 | 869 | 6636 | Rate Constraint in lbs/MMBtu | FALSE | L | Annual | Fuel Consumed | TBtu | 9.8998 | 9.9996 | 10.3371 | 12.4917 | 12.3482 | 12.3482 | 12.3482 | 0
NSR Campbell 2 - SO2 Rate Annual v5.16 | 869 | 6636 | Rate Constraint in lbs/MMBtu | FALSE | L | Annual | Rate | lb/MMBtu | 0.20893 | 0.23922 | 0.32 | 0.32 | 0.32 | 0.32 | 0.32 | 0
NSR Campbell 2 - SO2 Rate Annual v5.16 | 869 | 6636 | Rate Constraint in lbs/MMBtu | FALSE | L | Annual | Generation | TWh | 0.91582 | 0.92505 | 0.95627 | 1.1556 | 1.1423 | 1.1423 | 1.1423 | 0
NSR Campbell 2 - SO2 Rate Annual v5.16 | 869 | 6636 | Rate Constraint in lbs/MMBtu | FALSE | L | Annual | Qualifying Generation | TWh | 0.91582 | 0.92505 | 0.95627 | 1.1556 | 1.1423 | 1.1423 | 1.1423 | 0
NSR Campbell 2 - SO2 Rate Annual v5.16 | 869 | 6636 | Rate Constraint in lbs/MMBtu | FALSE | L | Annual | Rate | lb/MWh | 2.2585 | 2.5859 | 3.4591 | 3.4591 | 3.4591 | 3.4591 | 3.4591 | 0
NSR Campbell 2 - SO2 Rate Annual v5.16 | 869 | 6636 | Rate Constraint in lbs/MMBtu | FALSE | L | Annual | Constraint Shadow Price | US2016$/Ton | 0 | 0 | 0 | 1657.8313 | 1718.7474 | 0 | 0 | 0
NSR Campbell 2,3 - NOX Rate Annual v5.16 | 870 | 6637 | Rate Constraint in lbs/MMBtu | FALSE | L | Annual | Seasons Included | Seasons | Winter, WintShld, Summer | Winter, WintShld, Summer | Winter, WintShld, Summer | Winter, WintShld, Summer | Winter, WintShld, Summer | Winter, WintShld, Summer | Winter, WintShld, Summer | Winter, WintShld, Summer
NSR Campbell 2,3 - NOX Rate Annual v5.16 | 870 | 6637 | Rate Constraint in lbs/MMBtu | FALSE | L | Annual | Standard NOX | lb/MMBtu | 0.08 | 0.08 | 0.08 | 0.08 | 0.08 | 0.08 | 0.08 | 0.08
NSR Campbell 2,3 - NOX Rate Annual v5.16 | 870 | 6637 | Rate Constraint in lbs/MMBtu | FALSE | L | Annual | Emissions at Affected Plants NOX | Thousand Tons | 1.8034 | 1.8955 | 1.9258 | 2.2132 | 2.0339 | 2.0339 | 2.0339 | 1.3263
NSR Campbell 2,3 - NOX Rate Annual v5.16 | 870 | 6637 | Rate Constraint in lbs/MMBtu | FALSE | L | Annual | Allowances Purchased NOX | Thousand Tons | 0 | 0 | 0 | 0 | 0 | 0 | 0 | 0
NSR Campbell 2,3 - NOX Rate Annual v5.16 | 870 | 6637 | Rate Constraint in lbs/MMBtu | FALSE | L | Annual | Allowances Sold NOX | Thousand Tons | 0 | 0 | 0 | 0 | 0 | 0 | 0 | 0
NSR Campbell 2,3 - NOX Rate Annual v5.16 | 870 | 6637 | Rate Constraint in lbs/MMBtu | FALSE | L | Annual | Allowances Banked | Thousand Tons | 0 | 0 | 0 | 0 | 0 | 0 | 0 | 0
NSR Campbell 2,3 - NOX Rate Annual v5.16 | 870 | 6637 | Rate Constraint in lbs/MMBtu | FALSE | L | Annual | Allowances Withdrawn (1:1) | Thousand Tons | 0 | 0 | 0 | 0 | 0 | 0 | 0 | 0
NSR Campbell 2,3 - NOX Rate Annual v5.16 | 870 | 6637 | Rate Constraint in lbs/MMBtu | FALSE | L | Annual | Allowances Withdrawn (n:1) | Thousand Tons | 0 | 0 | 0 | 0 | 0 | 0 | 0 | 0
NSR Campbell 2,3 - NOX Rate Annual v5.16 | 870 | 6637 | Rate Constraint in lbs/MMBtu | FALSE | L | Annual | Net Emissions Allowance Position | Thousand Tons | 1.8034 | 1.8955 | 1.9258 | 2.2132 | 2.0339 | 2.0339 | 2.0339 | 1.3263
NSR Campbell 2,3 - NOX Rate Annual v5.16 | 870 | 6637 | Rate Constraint in lbs/MMBtu | FALSE | L | Annual | Fuel Consumed | TBtu | 61.9502 | 65.0773 | 66.1335 | 76.0591 | 69.9772 | 69.9772 | 69.9772 | 44.8824
NSR Campbell 2,3 - NOX Rate Annual v5.16 | 870 | 6637 | Rate Constraint in lbs/MMBtu | FALSE | L | Annual | Rate | lb/MMBtu | 0.058221 | 0.058255 | 0.05824 | 0.058197 | 0.058129 | 0.058129 | 0.058129 | 0.0591
NSR Campbell 2,3 - NOX Rate Annual v5.16 | 870 | 6637 | Rate Constraint in lbs/MMBtu | FALSE | L | Annual | Generation | TWh | 5.8186 | 6.113 | 6.2119 | 7.1432 | 6.5705 | 6.5705 | 6.5705 | 4.2276
NSR Campbell 2,3 - NOX Rate Annual v5.16 | 870 | 6637 | Rate Constraint in lbs/MMBtu | FALSE | L | Annual | Qualifying Generation | TWh | 5.8186 | 6.113 | 6.2119 | 7.1432 | 6.5705 | 6.5705 | 6.5705 | 4.2276
NSR Campbell 2,3 - NOX Rate Annual v5.16 | 870 | 6637 | Rate Constraint in lbs/MMBtu | FALSE | L | Annual | Rate | lb/MWh | 0.61988 | 0.62017 | 0.62004 | 0.61967 | 0.61909 | 0.61909 | 0.61909 | 0.62744
NSR Campbell 2,3 - NOX Rate Annual v5.16 | 870 | 6637 | Rate Constraint in lbs/MMBtu | FALSE | L | Annual | Constraint Shadow Price | US2016$/Ton | 0 | 0 | 0 | 0 | 0 | 0 | 0 | 0
NSR Campbell 3 - SO2 Rate Annual v5.14 | 871 | 6142 | Rate Constraint in lbs/MMBtu | FALSE | L | Annual | Seasons Included | Seasons | Winter, WintShld, Summer | Winter, WintShld, Summer | Winter, WintShld, Summer | Winter, WintShld, Summer | Winter, WintShld, Summer | Winter, WintShld, Summer | Winter, WintShld, Summer | Winter, WintShld, Summer
NSR Campbell 3 - SO2 Rate Annual v5.14 | 871 | 6142 | Rate Constraint in lbs/MMBtu | FALSE | L | Annual | Standard SO2 | lb/MMBtu | 0.07 | 0.07 | 0.07 | 0.07 | 0.07 | 0.07 | 0.07 | 0.07
NSR Campbell 3 - SO2 Rate Annual v5.14 | 871 | 6142 | Rate Constraint in lbs/MMBtu | FALSE | L | Annual | Emissions at Affected Plants SO2 | Thousand Tons | 1.395 | 1.4762 | 1.4954 | 1.7037 | 1.5445 | 1.5445 | 1.5445 | 1.2029
NSR Campbell 3 - SO2 Rate Annual v5.14 | 871 | 6142 | Rate Constraint in lbs/MMBtu | FALSE | L | Annual | Allowances Purchased SO2 | Thousand Tons | 0 | 0 | 0 | 0 | 0 | 0 | 0 | 0
NSR Campbell 3 - SO2 Rate Annual v5.14 | 871 | 6142 | Rate Constraint in lbs/MMBtu | FALSE | L | Annual | Allowances Sold SO2 | Thousand Tons | 0 | 0 | 0 | 0 | 0 | 0 | 0 | 0
NSR Campbell 3 - SO2 Rate Annual v5.14 | 871 | 6142 | Rate Constraint in lbs/MMBtu | FALSE | L | Annual | Allowances Banked | Thousand Tons | 0 | 0 | 0 | 0 | 0 | 0 | 0 | 0
NSR Campbell 3 - SO2 Rate Annual v5.14 | 871 | 6142 | Rate Constraint in lbs/MMBtu | FALSE | L | Annual | Allowances Withdrawn (1:1) | Thousand Tons | 0 | 0 | 0 | 0 | 0 | 0 | 0 | 0
NSR Campbell 3 - SO2 Rate Annual v5.14 | 871 | 6142 | Rate Constraint in lbs/MMBtu | FALSE | L | Annual | Allowances Withdrawn (n:1) | Thousand Tons | 0 | 0 | 0 | 0 | 0 | 0 | 0 | 0
NSR Campbell 3 - SO2 Rate Annual v5.14 | 871 | 6142 | Rate Constraint in lbs/MMBtu | FALSE | L | Annual | Net Emissions Allowance Position | Thousand Tons | 1.395 | 1.4762 | 1.4954 | 1.7037 | 1.5445 | 1.5445 | 1.5445 | 1.2029
NSR Campbell 3 - SO2 Rate Annual v5.14 | 871 | 6142 | Rate Constraint in lbs/MMBtu | FALSE | L | Annual | Fuel Consumed | TBtu | 52.0503 | 55.0777 | 55.7964 | 63.5674 | 57.6289 | 57.6289 | 57.6289 | 44.8824
NSR Campbell 3 - SO2 Rate Annual v5.14 | 871 | 6142 | Rate Constraint in lbs/MMBtu | FALSE | L | Annual | Rate | lb/MMBtu | 0.053603 | 0.053603 | 0.053603 | 0.053603 | 0.053603 | 0.053603 | 0.053603 | 0.053603
NSR Campbell 3 - SO2 Rate Annual v5.14 | 871 | 6142 | Rate Constraint in lbs/MMBtu | FALSE | L | Annual | Generation | TWh | 4.9028 | 5.1879 | 5.2556 | 5.9876 | 5.4282 | 5.4282 | 5.4282 | 4.2276
NSR Campbell 3 - SO2 Rate Annual v5.14 | 871 | 6142 | Rate Constraint in lbs/MMBtu | FALSE | L | Annual | Qualifying Generation | TWh | 4.9028 | 5.1879 | 5.2556 | 5.9876 | 5.4282 | 5.4282 | 5.4282 | 4.2276
NSR Campbell 3 - SO2 Rate Annual v5.14 | 871 | 6142 | Rate Constraint in lbs/MMBtu | FALSE | L | Annual | Rate | lb/MWh | 0.56908 | 0.56908 | 0.56908 | 0.56908 | 0.56908 | 0.56908 | 0.56908 | 0.56908
NSR Campbell 3 - SO2 Rate Annual v5.14 | 871 | 6142 | Rate Constraint in lbs/MMBtu | FALSE | L | Annual | Constraint Shadow Price | US2016$/Ton | 0 | 0 | 0 | 0 | 0 | 0 | 0 | 0
NSR Chesterfield 4 - NOX Rate Annual v3.1, Unit 5714 and retrofits | 872 | 1936 | Rate Constraint in lbs/MMBtu | FALSE | L | Annual | Seasons Included | Seasons | Winter, WintShld, Summer | Winter, WintShld, Summer | Winter, WintShld, Summer | Winter, WintShld, Summer | Winter, WintShld, Summer | Winter, WintShld, Summer | Winter, WintShld, Summer | Winter, WintShld, Summer
NSR Chesterfield 4 - NOX Rate Annual v3.1, Unit 5714 and retrofits | 872 | 1936 | Rate Constraint in lbs/MMBtu | FALSE | L | Annual | Standard NOX | lb/MMBtu | 0.1 | 0.1 | 0.1 | 0.1 | 0.1 | 0.1 | 0.1 | 0.1
NSR Chesterfield 4 - NOX Rate Annual v3.1, Unit 5714 and retrofits | 872 | 1936 | Rate Constraint in lbs/MMBtu | FALSE | L | Annual | Emissions at Affected Plants NOX | Thousand Tons | 0 | 0 | 0 | 0 | 0 | 0 | 0 | 0
NSR Chesterfield 4 - NOX Rate Annual v3.1, Unit 5714 and retrofits | 872 | 1936 | Rate Constraint in lbs/MMBtu | FALSE | L | Annual | Allowances Purchased NOX | Thousand Tons | 0 | 0 | 0 | 0 | 0 | 0 | 0 | 0
NSR Chesterfield 4 - NOX Rate Annual v3.1, Unit 5714 and retrofits | 872 | 1936 | Rate Constraint in lbs/MMBtu | FALSE | L | Annual | Allowances Sold NOX | Thousand Tons | 0 | 0 | 0 | 0 | 0 | 0 | 0 | 0
NSR Chesterfield 4 - NOX Rate Annual v3.1, Unit 5714 and retrofits | 872 | 1936 | Rate Constraint in lbs/MMBtu | FALSE | L | Annual | Allowances Banked | Thousand Tons | 0 | 0 | 0 | 0 | 0 | 0 | 0 | 0
NSR Chesterfield 4 - NOX Rate Annual v3.1, Unit 5714 and retrofits | 872 | 1936 | Rate Constraint in lbs/MMBtu | FALSE | L | Annual | Allowances Withdrawn (1:1) | Thousand Tons | 0 | 0 | 0 | 0 | 0 | 0 | 0 | 0
NSR Chesterfield 4 - NOX Rate Annual v3.1, Unit 5714 and retrofits | 872 | 1936 | Rate Constraint in lbs/MMBtu | FALSE | L | Annual | Allowances Withdrawn (n:1) | Thousand Tons | 0 | 0 | 0 | 0 | 0 | 0 | 0 | 0
NSR Chesterfield 4 - NOX Rate Annual v3.1, Unit 5714 and retrofits | 872 | 1936 | Rate Constraint in lbs/MMBtu | FALSE | L | Annual | Net Emissions Allowance Position | Thousand Tons | 0 | 0 | 0 | 0 | 0 | 0 | 0 | 0
NSR Chesterfield 4 - NOX Rate Annual v3.1, Unit 5714 and retrofits | 872 | 1936 | Rate Constraint in lbs/MMBtu | FALSE | L | Annual | Fuel Consumed | TBtu | 0 | 0 | 0 | 0 | 0 | 0 | 0 | 0
NSR Chesterfield 4 - NOX Rate Annual v3.1, Unit 5714 and retrofits | 872 | 1936 | Rate Constraint in lbs/MMBtu | FALSE | L | Annual | Rate | lb/MMBtu | 0 | 0 | 0 | 0 | 0 | 0 | 0 | 0
NSR Chesterfield 4 - NOX Rate Annual v3.1, Unit 5714 and retrofits | 872 | 1936 | Rate Constraint in lbs/MMBtu | FALSE | L | Annual | Generation | TWh | 0 | 0 | 0 | 0 | 0 | 0 | 0 | 0
NSR Chesterfield 4 - NOX Rate Annual v3.1, Unit 5714 and retrofits | 872 | 1936 | Rate Constraint in lbs/MMBtu | FALSE | L | Annual | Qualifying Generation | TWh | 0 | 0 | 0 | 0 | 0 | 0 | 0 | 0
NSR Chesterfield 4 - NOX Rate Annual v3.1, Unit 5714 and retrofits | 872 | 1936 | Rate Constraint in lbs/MMBtu | FALSE | L | Annual | Rate | lb/MWh | 0 | 0 | 0 | 0 | 0 | 0 | 0 | 0
NSR Chesterfield 4 - NOX Rate Annual v3.1, Unit 5714 and retrofits | 872 | 1936 | Rate Constraint in lbs/MMBtu | FALSE | L | Annual | Constraint Shadow Price | US2016$/Ton | 0 | 0 | 0 | 0 | 0 | 0 | 0 | 0
NSR Chesterfield 5,6 - NOX Rate Annual v3.1, Unit 5715 and retrofits | 873 | 1935 | Rate Constraint in lbs/MMBtu | FALSE | L | Annual | Seasons Included | Seasons | Winter, WintShld, Summer | Winter, WintShld, Summer | Winter, WintShld, Summer | Winter, WintShld, Summer | Winter, WintShld, Summer | Winter, WintShld, Summer | Winter, WintShld, Summer | Winter, WintShld, Summer
NSR Chesterfield 5,6 - NOX Rate Annual v3.1, Unit 5715 and retrofits | 873 | 1935 | Rate Constraint in lbs/MMBtu | FALSE | L | Annual | Standard NOX | lb/MMBtu | 0.1 | 0.1 | 0.1 | 0.1 | 0.1 | 0.1 | 0.1 | 0.1
NSR Chesterfield 5,6 - NOX Rate Annual v3.1, Unit 5715 and retrofits | 873 | 1935 | Rate Constraint in lbs/MMBtu | FALSE | L | Annual | Emissions at Affected Plants NOX | Thousand Tons | 0.29566 | 0.30103 | 0.30831 | 0.30831 | 0.296 | 0.30441 | 0 | 0
NSR Chesterfield 5,6 - NOX Rate Annual v3.1, Unit 5715 and retrofits | 873 | 1935 | Rate Constraint in lbs/MMBtu | FALSE | L | Annual | Allowances Purchased NOX | Thousand Tons | 0 | 0 | 0 | 0 | 0 | 0 | 0 | 0
NSR Chesterfield 5,6 - NOX Rate Annual v3.1, Unit 5715 and retrofits | 873 | 1935 | Rate Constraint in lbs/MMBtu | FALSE | L | Annual | Allowances Sold NOX | Thousand Tons | 0 | 0 | 0 | 0 | 0 | 0 | 0 | 0
NSR Chesterfield 5,6 - NOX Rate Annual v3.1, Unit 5715 and retrofits | 873 | 1935 | Rate Constraint in lbs/MMBtu | FALSE | L | Annual | Allowances Banked | Thousand Tons | 0 | 0 | 0 | 0 | 0 | 0 | 0 | 0
NSR Chesterfield 5,6 - NOX Rate Annual v3.1, Unit 5715 and retrofits | 873 | 1935 | Rate Constraint in lbs/MMBtu | FALSE | L | Annual | Allowances Withdrawn (1:1) | Thousand Tons | 0 | 0 | 0 | 0 | 0 | 0 | 0 | 0
NSR Chesterfield 5,6 - NOX Rate Annual v3.1, Unit 5715 and retrofits | 873 | 1935 | Rate Constraint in lbs/MMBtu | FALSE | L | Annual | Allowances Withdrawn (n:1) | Thousand Tons | 0 | 0 | 0 | 0 | 0 | 0 | 0 | 0
NSR Chesterfield 5,6 - NOX Rate Annual v3.1, Unit 5715 and retrofits | 873 | 1935 | Rate Constraint in lbs/MMBtu | FALSE | L | Annual | Net Emissions Allowance Position | Thousand Tons | 0.29566 | 0.30103 | 0.30831 | 0.30831 | 0.296 | 0.30441 | 0 | 0
NSR Chesterfield 5,6 - NOX Rate Annual v3.1, Unit 5715 and retrofits | 873 | 1935 | Rate Constraint in lbs/MMBtu | FALSE | L | Annual | Fuel Consumed | TBtu | 12.7439 | 12.9756 | 13.2894 | 13.2894 | 12.7586 | 13.121 | 0 | 0
NSR Chesterfield 5,6 - NOX Rate Annual v3.1, Unit 5715 and retrofits | 873 | 1935 | Rate Constraint in lbs/MMBtu | FALSE | L | Annual | Rate | lb/MMBtu | 0.0464 | 0.0464 | 0.0464 | 0.0464 | 0.0464 | 0.0464 | 0 | 0
NSR Chesterfield 5,6 - NOX Rate Annual v3.1, Unit 5715 and retrofits | 873 | 1935 | Rate Constraint in lbs/MMBtu | FALSE | L | Annual | Generation | TWh | 1.2579 | 1.2808 | 1.3118 | 1.3118 | 1.2594 | 1.2951 | 0 | 0
NSR Chesterfield 5,6 - NOX Rate Annual v3.1, Unit 5715 and retrofits | 873 | 1935 | Rate Constraint in lbs/MMBtu | FALSE | L | Annual | Qualifying Generation | TWh | 1.2579 | 1.2808 | 1.3118 | 1.3118 | 1.2594 | 1.2951 | 0 | 0
NSR Chesterfield 5,6 - NOX Rate Annual v3.1, Unit 5715 and retrofits | 873 | 1935 | Rate Constraint in lbs/MMBtu | FALSE | L | Annual | Rate | lb/MWh | 0.47008 | 0.47008 | 0.47008 | 0.47008 | 0.47008 | 0.47008 | 0 | 0
NSR Chesterfield 5,6 - NOX Rate Annual v3.1, Unit 5715 and retrofits | 873 | 1935 | Rate Constraint in lbs/MMBtu | FALSE | L | Annual | Constraint Shadow Price | US2016$/Ton | 0 | 0 | 0 | 0 | 0 | 0 | 0 | 0
NSR Chesterfield 5,6 - NOX Rate Annual v3.1, Unit 5716 and retrofits | 874 | 1935 | Rate Constraint in lbs/MMBtu | FALSE | L | Annual | Seasons Included | Seasons | Winter, WintShld, Summer | Winter, WintShld, Summer | Winter, WintShld, Summer | Winter, WintShld, Summer | Winter, WintShld, Summer | Winter, WintShld, Summer | Winter, WintShld, Summer | Winter, WintShld, Summer
NSR Chesterfield 5,6 - NOX Rate Annual v3.1, Unit 5716 and retrofits | 874 | 1935 | Rate Constraint in lbs/MMBtu | FALSE | L | Annual | Standard NOX | lb/MMBtu | 0.1 | 0.1 | 0.1 | 0.1 | 0.1 | 0.1 | 0.1 | 0.1
NSR Chesterfield 5,6 - NOX Rate Annual v3.1, Unit 5716 and retrofits | 874 | 1935 | Rate Constraint in lbs/MMBtu | FALSE | L | Annual | Emissions at Affected Plants NOX | Thousand Tons | 0.082603 | 0.084104 | 0.086145 | 0.086145 | 0.032077 | 0.085055 | 0.085055 | 0
NSR Chesterfield 5,6 - NOX Rate Annual v3.1, Unit 5716 and retrofits | 874 | 1935 | Rate Constraint in lbs/MMBtu | FALSE | L | Annual | Allowances Purchased NOX | Thousand Tons | 0 | 0 | 0 | 0 | 0 | 0 | 0 | 0
NSR Chesterfield 5,6 - NOX Rate Annual v3.1, Unit 5716 and retrofits | 874 | 1935 | Rate Constraint in lbs/MMBtu | FALSE | L | Annual | Allowances Sold NOX | Thousand Tons | 0 | 0 | 0 | 0 | 0 | 0 | 0 | 0
NSR Chesterfield 5,6 - NOX Rate Annual v3.1, Unit 5716 and retrofits | 874 | 1935 | Rate Constraint in lbs/MMBtu | FALSE | L | Annual | Allowances Banked | Thousand Tons | 0 | 0 | 0 | 0 | 0 | 0 | 0 | 0
NSR Chesterfield 5,6 - NOX Rate Annual v3.1, Unit 5716 and retrofits | 874 | 1935 | Rate Constraint in lbs/MMBtu | FALSE | L | Annual | Allowances Withdrawn (1:1) | Thousand Tons | 0 | 0 | 0 | 0 | 0 | 0 | 0 | 0
NSR Chesterfield 5,6 - NOX Rate Annual v3.1, Unit 5716 and retrofits | 874 | 1935 | Rate Constraint in lbs/MMBtu | FALSE | L | Annual | Allowances Withdrawn (n:1) | Thousand Tons | 0 | 0 | 0 | 0 | 0 | 0 | 0 | 0
NSR Chesterfield 5,6 - NOX Rate Annual v3.1, Unit 5716 and retrofits | 874 | 1935 | Rate Constraint in lbs/MMBtu | FALSE | L | Annual | Net Emissions Allowance Position | Thousand Tons | 0.082603 | 0.084104 | 0.086145 | 0.086145 | 0.032077 | 0.085055 | 0.085055 | 0
NSR Chesterfield 5,6 - NOX Rate Annual v3.1, Unit 5716 and retrofits | 874 | 1935 | Rate Constraint in lbs/MMBtu | FALSE | L | Annual | Fuel Consumed | TBtu | 3.1998 | 3.258 | 3.337 | 3.337 | 1.2426 | 3.2948 | 3.2948 | 0
NSR Chesterfield 5,6 - NOX Rate Annual v3.1, Unit 5716 and retrofits | 874 | 1935 | Rate Constraint in lbs/MMBtu | FALSE | L | Annual | Rate | lb/MMBtu | 0.05163 | 0.05163 | 0.05163 | 0.05163 | 0.05163 | 0.05163 | 0.05163 | 0
NSR Chesterfield 5,6 - NOX Rate Annual v3.1, Unit 5716 and retrofits | 874 | 1935 | Rate Constraint in lbs/MMBtu | FALSE | L | Annual | Generation | TWh | 0.31513 | 0.32085 | 0.32864 | 0.32864 | 0.12237 | 0.32448 | 0.32448 | 0
NSR Chesterfield 5,6 - NOX Rate Annual v3.1, Unit 5716 and retrofits | 874 | 1935 | Rate Constraint in lbs/MMBtu | FALSE | L | Annual | Qualifying Generation | TWh | 0.31513 | 0.32085 | 0.32864 | 0.32864 | 0.12237 | 0.32448 | 0.32448 | 0
NSR Chesterfield 5,6 - NOX Rate Annual v3.1, Unit 5716 and retrofits | 874 | 1935 | Rate Constraint in lbs/MMBtu | FALSE | L | Annual | Rate | lb/MWh | 0.52425 | 0.52425 | 0.52425 | 0.52425 | 0.52425 | 0.52425 | 0.52425 | 0
NSR Chesterfield 5,6 - NOX Rate Annual v3.1, Unit 5716 and retrofits | 874 | 1935 | Rate Constraint in lbs/MMBtu | FALSE | L | Annual | Constraint Shadow Price | US2016$/Ton | 0 | 0 | 0 | 0 | 0 | 0 | 0 | 0
NSR Clifty Creek 1-6 - SO2 Cap Annual v5.16 | 875 | 6700 | Rate Constraint in MTons | FALSE | L | Annual | Seasons Included | Seasons | Winter, WintShld, Summer | Winter, WintShld, Summer | Winter, WintShld, Summer | Winter, WintShld, Summer | Winter, WintShld, Summer | Winter, WintShld, Summer | Winter, WintShld, Summer | Winter, WintShld, Summer
NSR Clifty Creek 1-6 - SO2 Cap Annual v5.16 | 875 | 6700 | Rate Constraint in MTons | FALSE | L | Annual | Standard SO2 | Thousand Tons | 11.503 | 11.503 | 11.503 | 11.503 | 11.503 | 11.503 | 11.503 | 11.503
NSR Clifty Creek 1-6 - SO2 Cap Annual v5.16 | 875 | 6700 | Rate Constraint in MTons | FALSE | L | Annual | Emissions at Affected Plants SO2 | Thousand Tons | 4.0025 | 3.9837 | 4.0001 | 4.3515 | 4.0209 | 3.8778 | 3.2947 | 0
NSR Clifty Creek 1-6 - SO2 Cap Annual v5.16 | 875 | 6700 | Rate Constraint in MTons | FALSE | L | Annual | Allowances Purchased SO2 | Thousand Tons | 0 | 0 | 0 | 0 | 0 | 0 | 0 | 0
NSR Clifty Creek 1-6 - SO2 Cap Annual v5.16 | 875 | 6700 | Rate Constraint in MTons | FALSE | L | Annual | Allowances Sold SO2 | Thousand Tons | 0 | 0 | 0 | 0 | 0 | 0 | 0 | 0
NSR Clifty Creek 1-6 - SO2 Cap Annual v5.16 | 875 | 6700 | Rate Constraint in MTons | FALSE | L | Annual | Allowances Banked | Thousand Tons | 0 | 0 | 0 | 0 | 0 | 0 | 0 | 0
NSR Clifty Creek 1-6 - SO2 Cap Annual v5.16 | 875 | 6700 | Rate Constraint in MTons | FALSE | L | Annual | Allowances Withdrawn (1:1) | Thousand Tons | 0 | 0 | 0 | 0 | 0 | 0 | 0 | 0
NSR Clifty Creek 1-6 - SO2 Cap Annual v5.16 | 875 | 6700 | Rate Constraint in MTons | FALSE | L | Annual | Allowances Withdrawn (n:1) | Thousand Tons | 0 | 0 | 0 | 0 | 0 | 0 | 0 | 0
NSR Clifty Creek 1-6 - SO2 Cap Annual v5.16 | 875 | 6700 | Rate Constraint in MTons | FALSE | L | Annual | Net Emissions Allowance Position | Thousand Tons | 4.0025 | 3.9837 | 4.0001 | 4.3515 | 4.0209 | 3.8778 | 3.2947 | 0
NSR Clifty Creek 1-6 - SO2 Cap Annual v5.16 | 875 | 6700 | Rate Constraint in MTons | FALSE | L | Annual | Fuel Consumed | TBtu | 77.9452 | 77.9452 | 77.9452 | 77.9452 | 72.0247 | 69.4615 | 59.0169 | 0
NSR Clifty Creek 1-6 - SO2 Cap Annual v5.16 | 875 | 6700 | Rate Constraint in MTons | FALSE | L | Annual | Rate | lb/MMBtu | 0.1027 | 0.10222 | 0.10264 | 0.11165 | 0.11165 | 0.11165 | 0.11165 | 0
NSR Clifty Creek 1-6 - SO2 Cap Annual v5.16 | 875 | 6700 | Rate Constraint in MTons | FALSE | L | Annual | Generation | TWh | 7.2679 | 7.2679 | 7.2679 | 7.2679 | 6.7159 | 6.4768 | 5.5034 | 0
NSR Clifty Creek 1-6 - SO2 Cap Annual v5.16 | 875 | 6700 | Rate Constraint in MTons | FALSE | L | Annual | Qualifying Generation | TWh | 7.2679 | 7.2679 | 7.2679 | 7.2679 | 6.7159 | 6.4768 | 5.5034 | 0
NSR Clifty Creek 1-6 - SO2 Cap Annual v5.16 | 875 | 6700 | Rate Constraint in MTons | FALSE | L | Annual | Rate | lb/MWh | 1.1014 | 1.0962 | 1.1008 | 1.1974 | 1.1974 | 1.1974 | 1.1973 | 0
NSR Clifty Creek 1-6 - SO2 Cap Annual v5.16 | 875 | 6700 | Rate Constraint in MTons | FALSE | L | Annual | Constraint Shadow Price | US2016$/Ton | 0 | 0 | 0 | 0 | 0 | 0 | 0 | 0
NSR ClinchRiver 1-3 - SO2 Cap Annual v3.1 | 876 | 2049 | Rate Constraint in MTons | FALSE | L | Annual | Seasons Included | Seasons | Winter, WintShld, Summer | Winter, WintShld, Summer | Winter, WintShld, Summer | Winter, WintShld, Summer | Winter, WintShld, Summer | Winter, WintShld, Summer | Winter, WintShld, Summer | Winter, WintShld, Summer
NSR ClinchRiver 1-3 - SO2 Cap Annual v3.1 | 876 | 2049 | Rate Constraint in MTons | FALSE | L | Annual | Standard SO2 | Thousand Tons | 16.3 | 16.3 | 16.3 | 16.3 | 16.3 | 16.3 | 16.3 | 16.3
NSR ClinchRiver 1-3 - SO2 Cap Annual v3.1 | 876 | 2049 | Rate Constraint in MTons | FALSE | L | Annual | Emissions at Affected Plants SO2 | Thousand Tons | 0 | 0 | 0 | 0 | 0 | 0 | 0 | 0
NSR ClinchRiver 1-3 - SO2 Cap Annual v3.1 | 876 | 2049 | Rate Constraint in MTons | FALSE | L | Annual | Allowances Purchased SO2 | Thousand Tons | 0 | 0 | 0 | 0 | 0 | 0 | 0 | 0
NSR ClinchRiver 1-3 - SO2 Cap Annual v3.1 | 876 | 2049 | Rate Constraint in MTons | FALSE | L | Annual | Allowances Sold SO2 | Thousand Tons | 0 | 0 | 0 | 0 | 0 | 0 | 0 | 0
NSR ClinchRiver 1-3 - SO2 Cap Annual v3.1 | 876 | 2049 | Rate Constraint in MTons | FALSE | L | Annual | Allowances Banked | Thousand Tons | 0 | 0 | 0 | 0 | 0 | 0 | 0 | 0
NSR ClinchRiver 1-3 - SO2 Cap Annual v3.1 | 876 | 2049 | Rate Constraint in MTons | FALSE | L | Annual | Allowances Withdrawn (1:1) | Thousand Tons | 0 | 0 | 0 | 0 | 0 | 0 | 0 | 0
NSR ClinchRiver 1-3 - SO2 Cap Annual v3.1 | 876 | 2049 | Rate Constraint in MTons | FALSE | L | Annual | Allowances Withdrawn (n:1) | Thousand Tons | 0 | 0 | 0 | 0 | 0 | 0 | 0 | 0
NSR ClinchRiver 1-3 - SO2 Cap Annual v3.1 | 876 | 2049 | Rate Constraint in MTons | FALSE | L | Annual | Net Emissions Allowance Position | Thousand Tons | 0 | 0 | 0 | 0 | 0 | 0 | 0 | 0
NSR ClinchRiver 1-3 - SO2 Cap Annual v3.1 | 876 | 2049 | Rate Constraint in MTons | FALSE | L | Annual | Fuel Consumed | TBtu | 4.0318 | 4.0318 | 5.6174 | 6.3849 | 8.0592 | 5.4953 | 3.316 | 1.4353
NSR ClinchRiver 1-3 - SO2 Cap Annual v3.1 | 876 | 2049 | Rate Constraint in MTons | FALSE | L | Annual | Rate | lb/MMBtu | 0 | 0 | 0 | 0 | 0 | 0 | 0 | 0
NSR ClinchRiver 1-3 - SO2 Cap Annual v3.1 | 876 | 2049 | Rate Constraint in MTons | FALSE | L | Annual | Generation | TWh | 0.35851 | 0.35851 | 0.4995 | 0.56775 | 0.71662 | 0.48865 | 0.29486 | 0.12762
NSR ClinchRiver 1-3 - SO2 Cap Annual v3.1 | 876 | 2049 | Rate Constraint in MTons | FALSE | L | Annual | Qualifying Generation | TWh | 0.35851 | 0.35851 | 0.4995 | 0.56775 | 0.71662 | 0.48865 | 0.29486 | 0.12762
NSR ClinchRiver 1-3 - SO2 Cap Annual v3.1 | 876 | 2049 | Rate Constraint in MTons | FALSE | L | Annual | Rate | lb/MWh | 0 | 0 | 0 | 0 | 0 | 0 | 0 | 0
NSR ClinchRiver 1-3 - SO2 Cap Annual v3.1 | 876 | 2049 | Rate Constraint in MTons | FALSE | L | Annual | Constraint Shadow Price | US2016$/Ton | 0 | 0 | 0 | 0 | 0 | 0 | 0 | 0
NSR Columbia 1 & 2- NOx Cap Annual v5.13 | 877 | 5993 | Rate Constraint in MTons | FALSE | L | Annual | Seasons Included | Seasons | Winter, WintShld, Summer | Winter, WintShld, Summer | Winter, WintShld, Summer | Winter, WintShld, Summer | Winter, WintShld, Summer | Winter, WintShld, Summer | Winter, WintShld, Summer | Winter, WintShld, Summer
NSR Columbia 1 & 2- NOx Cap Annual v5.13 | 877 | 5993 | Rate Constraint in MTons | FALSE | L | Annual | Standard NOX | Thousand Tons | 4.3 | 4.3 | 4.3 | 4.3 | 4.3 | 4.3 | 4.3 | 4.3
NSR Columbia 1 & 2- NOx Cap Annual v5.13 | 877 | 5993 | Rate Constraint in MTons | FALSE | L | Annual | Emissions at Affected Plants NOX | Thousand Tons | 1.8625 | 2.178 | 2.1418 | 2.1355 | 1.6707 | 2.0394 | 1.9866 | 1.7686
NSR Columbia 1 & 2- NOx Cap Annual v5.13 | 877 | 5993 | Rate Constraint in MTons | FALSE | L | Annual | Allowances Purchased NOX | Thousand Tons | 0 | 0 | 0 | 0 | 0 | 0 | 0 | 0
NSR Columbia 1 & 2- NOx Cap Annual v5.13 | 877 | 5993 | Rate Constraint in MTons | FALSE | L | Annual | Allowances Sold NOX | Thousand Tons | 0 | 0 | 0 | 0 | 0 | 0 | 0 | 0
NSR Columbia 1 & 2- NOx Cap Annual v5.13 | 877 | 5993 | Rate Constraint in MTons | FALSE | L | Annual | Allowances Banked | Thousand Tons | 0 | 0 | 0 | 0 | 0 | 0 | 0 | 0
NSR Columbia 1 & 2- NOx Cap Annual v5.13 | 877 | 5993 | Rate Constraint in MTons | FALSE | L | Annual | Allowances Withdrawn (1:1) | Thousand Tons | 0 | 0 | 0 | 0 | 0 | 0 | 0 | 0
NSR Columbia 1 & 2- NOx Cap Annual v5.13 | 877 | 5993 | Rate Constraint in MTons | FALSE | L | Annual | Allowances Withdrawn (n:1) | Thousand Tons | 0 | 0 | 0 | 0 | 0 | 0 | 0 | 0
NSR Columbia 1 & 2- NOx Cap Annual v5.13 | 877 | 5993 | Rate Constraint in MTons | FALSE | L | Annual | Net Emissions Allowance Position | Thousand Tons | 1.8625 | 2.178 | 2.1418 | 2.1355 | 1.6707 | 2.0394 | 1.9866 | 1.7686
NSR Columbia 1 & 2- NOx Cap Annual v5.13 | 877 | 5993 | Rate Constraint in MTons | FALSE | L | Annual | Fuel Consumed | TBtu | 39.9984 | 47.6725 | 47.2762 | 45.7953 | 36.0411 | 42.2287 | 42.3246 | 37.5731
NSR Columbia 1 & 2- NOx Cap Annual v5.13 | 877 | 5993 | Rate Constraint in MTons | FALSE | L | Annual | Rate | lb/MMBtu | 0.09313 | 0.091375 | 0.090608 | 0.093263 | 0.092708 | 0.09659 | 0.093875 | 0.09414
NSR Columbia 1 & 2- NOx Cap Annual v5.13 | 877 | 5993 | Rate Constraint in MTons | FALSE | L | Annual | Generation | TWh | 3.7475 | 4.4655 | 4.428 | 4.2906 | 3.3765 | 3.958 | 3.9657 | 3.5206
NSR Columbia 1 & 2- NOx Cap Annual v5.13 | 877 | 5993 | Rate Constraint in MTons | FALSE | L | Annual | Qualifying Generation | TWh | 3.7475 | 4.4655 | 4.428 | 4.2906 | 3.3765 | 3.958 | 3.9657 | 3.5206
NSR Columbia 1 & 2- NOx Cap Annual v5.13 | 877 | 5993 | Rate Constraint in MTons | FALSE | L | Annual | Rate | lb/MWh | 0.99402 | 0.97549 | 0.96738 | 0.99543 | 0.98957 | 1.0305 | 1.0019 | 1.0047
NSR Columbia 1 & 2- NOx Cap Annual v5.13 | 877 | 5993 | Rate Constraint in MTons | FALSE | L | Annual | Constraint Shadow Price | US2016$/Ton | 0 | 0 | 0 | 0 | 0 | 0 | 0 | 0
NSR Columbia 1 & 2- SO2 Cap Annual v5.13 | 878 | 5991 | Rate Constraint in MTons | FALSE | L | Annual | Seasons Included | Seasons | Winter, WintShld, Summer | Winter, WintShld, Summer | Winter, WintShld, Summer | Winter, WintShld, Summer | Winter, WintShld, Summer | Winter, WintShld, Summer | Winter, WintShld, Summer | Winter, WintShld, Summer
NSR Columbia 1 & 2- SO2 Cap Annual v5.13 | 878 | 5991 | Rate Constraint in MTons | FALSE | L | Annual | Standard SO2 | Thousand Tons | 3.286 | 3.286 | 3.286 | 3.286 | 3.286 | 3.286 | 3.286 | 3.286
NSR Columbia 1 & 2- SO2 Cap Annual v5.13 | 878 | 5991 | Rate Constraint in MTons | FALSE | L | Annual | Emissions at Affected Plants SO2 | Thousand Tons | 0.89723 | 1.0679 | 1.0583 | 1.0274 | 0.80819 | 0.94989 | 0.94998 | 0.84351
NSR Columbia 1 & 2- SO2 Cap Annual v5.13 | 878 | 5991 | Rate Constraint in MTons | FALSE | L | Annual | Allowances Purchased SO2 | Thousand Tons | 0 | 0 | 0 | 0 | 0 | 0 | 0 | 0
NSR Columbia 1 & 2- SO2 Cap Annual v5.13 | 878 | 5991 | Rate Constraint in MTons | FALSE | L | Annual | Allowances Sold SO2 | Thousand Tons | 0 | 0 | 0 | 0 | 0 | 0 | 0 | 0
NSR Columbia 1 & 2- SO2 Cap Annual v5.13 | 878 | 5991 | Rate Constraint in MTons | FALSE | L | Annual | Allowances Banked | Thousand Tons | 0 | 0 | 0 | 0 | 0 | 0 | 0 | 0
NSR Columbia 1 & 2- SO2 Cap Annual v5.13 | 878 | 5991 | Rate Constraint in MTons | FALSE | L | Annual | Allowances Withdrawn (1:1) | Thousand Tons | 0 | 0 | 0 | 0 | 0 | 0 | 0 | 0
NSR Columbia 1 & 2- SO2 Cap Annual v5.13 | 878 | 5991 | Rate Constraint in MTons | FALSE | L | Annual | Allowances Withdrawn (n:1) | Thousand Tons | 0 | 0 | 0 | 0 | 0 | 0 | 0 | 0
NSR Columbia 1 & 2- SO2 Cap Annual v5.13 | 878 | 5991 | Rate Constraint in MTons | FALSE | L | Annual | Net Emissions Allowance Position | Thousand Tons | 0.89723 | 1.0679 | 1.0583 | 1.0274 | 0.80819 | 0.94989 | 0.94998 | 0.84351
NSR Columbia 1 & 2- SO2 Cap Annual v5.13 | 878 | 5991 | Rate Constraint in MTons | FALSE | L | Annual | Fuel Consumed | TBtu | 39.9984 | 47.6725 | 47.2762 | 45.7953 | 36.0411 | 42.2287 | 42.3246 | 37.5731
NSR Columbia 1 & 2- SO2 Cap Annual v5.13 | 878 | 5991 | Rate Constraint in MTons | FALSE | L | Annual | Rate | lb/MMBtu | 0.044864 | 0.0448 | 0.044773 | 0.044868 | 0.044848 | 0.044988 | 0.04489 | 0.0449
NSR Columbia 1 & 2- SO2 Cap Annual v5.13 | 878 | 5991 | Rate Constraint in MTons | FALSE | L | Annual | Generation | TWh | 3.7475 | 4.4655 | 4.428 | 4.2906 | 3.3765 | 3.958 | 3.9657 | 3.5206
NSR Columbia 1 & 2- SO2 Cap Annual v5.13 | 878 | 5991 | Rate Constraint in MTons | FALSE | L | Annual | Qualifying Generation | TWh | 3.7475 | 4.4655 | 4.428 | 4.2906 | 3.3765 | 3.958 | 3.9657 | 3.5206
NSR Columbia 1 & 2- SO2 Cap Annual v5.13 | 878 | 5991 | Rate Constraint in MTons | FALSE | L | Annual | Rate | lb/MWh | 0.47885 | 0.47827 | 0.47802 | 0.47889 | 0.47871 | 0.47999 | 0.47909 | 0.47918
NSR Columbia 1 & 2- SO2 Cap Annual v5.13 | 878 | 5991 | Rate Constraint in MTons | FALSE | L | Annual | Constraint Shadow Price | US2016$/Ton | 0 | 0 | 0 | 0 | 0 | 0 | 0 | 0
NSR Columbia 1 & 2- SO2 Rate Annual v5.13 | 879 | 5992 | Rate Constraint in lbs/MMBtu | FALSE | L | Annual | Seasons Included | Seasons | Winter, WintShld, Summer | Winter, WintShld, Summer | Winter, WintShld, Summer | Winter, WintShld, Summer | Winter, WintShld, Summer | Winter, WintShld, Summer | Winter, WintShld, Summer | Winter, WintShld, Summer
NSR Columbia 1 & 2- SO2 Rate Annual v5.13 | 879 | 5992 | Rate Constraint in lbs/MMBtu | FALSE | L | Annual | Standard SO2 | lb/MMBtu | 0.075 | 0.075 | 0.075 | 0.075 | 0.075 | 0.075 | 0.075 | 0.075
NSR Columbia 1 & 2- SO2 Rate Annual v5.13 | 879 | 5992 | Rate Constraint in lbs/MMBtu | FALSE | L | Annual | Emissions at Affected Plants SO2 | Thousand Tons | 0.89723 | 1.0679 | 1.0583 | 1.0274 | 0.80819 | 0.94989 | 0.94998 | 0.84351
NSR Columbia 1 & 2- SO2 Rate Annual v5.13 | 879 | 5992 | Rate Constraint in lbs/MMBtu | FALSE | L | Annual | Allowances Purchased SO2 | Thousand Tons | 0 | 0 | 0 | 0 | 0 | 0 | 0 | 0
NSR Columbia 1 & 2- SO2 Rate Annual v5.13 | 879 | 5992 | Rate Constraint in lbs/MMBtu | FALSE | L | Annual | Allowances Sold SO2 | Thousand Tons | 0 | 0 | 0 | 0 | 0 | 0 | 0 | 0
NSR Columbia 1 & 2- SO2 Rate Annual v5.13 | 879 | 5992 | Rate Constraint in lbs/MMBtu | FALSE | L | Annual | Allowances Banked | Thousand Tons | 0 | 0 | 0 | 0 | 0 | 0 | 0 | 0
NSR Columbia 1 & 2- SO2 Rate Annual v5.13 | 879 | 5992 | Rate Constraint in lbs/MMBtu | FALSE | L | Annual | Allowances Withdrawn (1:1) | Thousand Tons | 0 | 0 | 0 | 0 | 0 | 0 | 0 | 0
NSR Columbia 1 & 2- SO2 Rate Annual v5.13 | 879 | 5992 | Rate Constraint in lbs/MMBtu | FALSE | L | Annual | Allowances Withdrawn (n:1) | Thousand Tons | 0 | 0 | 0 | 0 | 0 | 0 | 0 | 0
NSR Columbia 1 & 2- SO2 Rate Annual v5.13 | 879 | 5992 | Rate Constraint in lbs/MMBtu | FALSE | L | Annual | Net Emissions Allowance Position | Thousand Tons | 0.89723 | 1.0679 | 1.0583 | 1.0274 | 0.80819 | 0.94989 | 0.94998 | 0.84351
NSR Columbia 1 & 2- SO2 Rate Annual v5.13 | 879 | 5992 | Rate Constraint in lbs/MMBtu | FALSE | L | Annual | Fuel Consumed | TBtu | 39.9984 | 47.6725 | 47.2762 | 45.7953 | 36.0411 | 42.2287 | 42.3246 | 37.5731
NSR Columbia 1 & 2- SO2 Rate Annual v5.13 | 879 | 5992 | Rate Constraint in lbs/MMBtu | FALSE | L | Annual | Rate | lb/MMBtu | 0.044864 | 0.0448 | 0.044773 | 0.044868 | 0.044848 | 0.044988 | 0.04489 | 0.0449
NSR Columbia 1 & 2- SO2 Rate Annual v5.13 | 879 | 5992 | Rate Constraint in lbs/MMBtu | FALSE | L | Annual | Generation | TWh | 3.7475 | 4.4655 | 4.428 | 4.2906 | 3.3765 | 3.958 | 3.9657 | 3.5206
NSR Columbia 1 & 2- SO2 Rate Annual v5.13 | 879 | 5992 | Rate Constraint in lbs/MMBtu | FALSE | L | Annual | Qualifying Generation | TWh | 3.7475 | 4.4655 | 4.428 | 4.2906 | 3.3765 | 3.958 | 3.9657 | 3.5206
NSR Columbia 1 & 2- SO2 Rate Annual v5.13 | 879 | 5992 | Rate Constraint in lbs/MMBtu | FALSE | L | Annual | Rate | lb/MWh | 0.47885 | 0.47827 | 0.47802 | 0.47889 | 0.47871 | 0.47999 | 0.47909 | 0.47918
NSR Columbia 1 & 2- SO2 Rate Annual v5.13 | 879 | 5992 | Rate Constraint in lbs/MMBtu | FALSE | L | Annual | Constraint Shadow Price | US2016$/Ton | 0 | 0 | 0 | 0 | 0 | 0 | 0 | 0
NSR Columbia 1- Hg Rate Annual v5.13 | 880 | 6002 | Rate Constraint in lbs/MMBtu | FALSE | L | Annual | Seasons Included | Seasons | Winter, WintShld, Summer | Winter, WintShld, Summer | Winter, WintShld, Summer | Winter, WintShld, Summer | Winter, WintShld, Summer | Winter, WintShld, Summer | Winter, WintShld, Summer | Winter, WintShld, Summer
NSR Columbia 1- Hg Rate Annual v5.13 | 880 | 6002 | Rate Constraint in lbs/MMBtu | FALSE | L | Annual | Standard MER | lb/MMBtu | 0.015 | 0.015 | 0.015 | 0.015 | 0.015 | 0.015 | 0.015 | 0.015
NSR Columbia 1- Hg Rate Annual v5.13 | 880 | 6002 | Rate Constraint in lbs/MMBtu | FALSE | L | Annual | Emissions at Affected Plants MER | lbs | 8.98 | 9.8907 | 9.4564 | 10.3407 | 7.944 | 10.8987 | 9.8081 | 8.8036
NSR Columbia 1- Hg Rate Annual v5.13 | 880 | 6002 | Rate Constraint in lbs/MMBtu | FALSE | L | Annual | Allowances Purchased MER | lbs | 0 | 0 | 0 | 0 | 0 | 0 | 0 | 0
NSR Columbia 1- Hg Rate Annual v5.13 | 880 | 6002 | Rate Constraint in lbs/MMBtu | FALSE | L | Annual | Allowances Sold MER | lbs | 0 | 0 | 0 | 0 | 0 | 0 | 0 | 0
NSR Columbia 1- Hg Rate Annual v5.13 | 880 | 6002 | Rate Constraint in lbs/MMBtu | FALSE | L | Annual | Allowances Banked | lbs | 0 | 0 | 0 | 0 | 0 | 0 | 0 | 0
NSR Columbia 1- Hg Rate Annual v5.13 | 880 | 6002 | Rate Constraint in lbs/MMBtu | FALSE | L | Annual | Allowances Withdrawn (1:1) | lbs | 0 | 0 | 0 | 0 | 0 | 0 | 0 | 0
NSR Columbia 1- Hg Rate Annual v5.13 | 880 | 6002 | Rate Constraint in lbs/MMBtu | FALSE | L | Annual | Allowances Withdrawn (n:1) | lbs | 0 | 0 | 0 | 0 | 0 | 0 | 0 | 0
NSR Columbia 1- Hg Rate Annual v5.13 | 880 | 6002 | Rate Constraint in lbs/MMBtu | FALSE | L | Annual | Net Emissions Allowance Position | lbs | 8.98 | 9.8907 | 9.4564 | 10.3407 | 7.944 | 10.8987 | 9.8081 | 8.8036
NSR Columbia 1- Hg Rate Annual v5.13 | 880 | 6002 | Rate Constraint in lbs/MMBtu | FALSE | L | Annual | Fuel Consumed | TBtu | 16.0035 | 17.6266 | 16.8526 | 18.4284 | 14.1573 | 19.423 | 17.4794 | 15.6893
NSR Columbia 1- Hg Rate Annual v5.13 | 880 | 6002 | Rate Constraint in lbs/MMBtu | FALSE | L | Annual | Rate | lb/MMBtu | 5.6112e-07 | 5.6112e-07 | 5.6112e-07 | 5.6112e-07 | 5.6112e-07 | 5.6112e-07 | 5.6112e-07 | 5.6112e-07
NSR Columbia 1- Hg Rate Annual v5.13 | 880 | 6002 | Rate Constraint in lbs/MMBtu | FALSE | L | Annual | Generation | TWh | 1.5054 | 1.658 | 1.5852 | 1.7335 | 1.3317 | 1.827 | 1.6442 | 1.4758
NSR Columbia 1- Hg Rate Annual v5.13 | 880 | 6002 | Rate Constraint in lbs/MMBtu | FALSE | L | Annual | Qualifying Generation | TWh | 1.5054 | 1.658 | 1.5852 | 1.7335 | 1.3317 | 1.827 | 1.6442 | 1.4758
NSR Columbia 1- Hg Rate Annual v5.13 | 880 | 6002 | Rate Constraint in lbs/MMBtu | FALSE | L | Annual | Rate | lb/MWh | 5.9653e-06 | 5.9653e-06 | 5.9653e-06 | 5.9653e-06 | 5.9653e-06 | 5.9653e-06 | 5.9653e-06 | 5.9653e-06
NSR Columbia 1- Hg Rate Annual v5.13 | 880 | 6002 | Rate Constraint in lbs/MMBtu | FALSE | L | Annual | Constraint Shadow Price | US2016$/Lb | 0 | 0 | 0 | 0 | 0 | 0 | 0 | 0
NSR Columbia 1- NOx Rate Annual v5.13 | 881 | 5994 | Rate Constraint in lbs/MMBtu | FALSE | L | Annual | Seasons Included | Seasons | Winter, WintShld, Summer | Winter, WintShld, Summer | Winter, WintShld, Summer | Winter, WintShld, Summer | Winter, WintShld, Summer | Winter, WintShld, Summer | Winter, WintShld, Summer | Winter, WintShld, Summer
NSR Columbia 1- NOx Rate Annual v5.13 | 881 | 5994 | Rate Constraint in lbs/MMBtu | FALSE | L | Annual | Standard NOX | lb/MMBtu | 0.15 | 0.15 | 0.15 | 0.15 | 0.15 | 0.15 | 0.15 | 0.15
NSR Columbia 1- NOx Rate Annual v5.13 | 881 | 5994 | Rate Constraint in lbs/MMBtu | FALSE | L | Annual | Emissions at Affected Plants NOX | Thousand Tons | 1.0227 | 1.1264 | 1.077 | 1.1777 | 0.90472 | 1.2412 | 1.117 | 1.0026
NSR Columbia 1- NOx Rate Annual v5.13 | 881 | 5994 | Rate Constraint in lbs/MMBtu | FALSE | L | Annual | Allowances Purchased NOX | Thousand Tons | 0 | 0 | 0 | 0 | 0 | 0 | 0 | 0
NSR Columbia 1- NOx Rate Annual v5.13 | 881 | 5994 | Rate Constraint in lbs/MMBtu | FALSE | L | Annual | Allowances Sold NOX | Thousand Tons | 0 | 0 | 0 | 0 | 0 | 0 | 0 | 0
NSR Columbia 1- NOx Rate Annual v5.13 | 881 | 5994 | Rate Constraint in lbs/MMBtu | FALSE | L | Annual | Allowances Banked | Thousand Tons | 0 | 0 | 0 | 0 | 0 | 0 | 0 | 0
NSR Columbia 1- NOx Rate Annual v5.13 | 881 | 5994 | Rate Constraint in lbs/MMBtu | FALSE | L | Annual | Allowances Withdrawn (1:1) | Thousand Tons | 0 | 0 | 0 | 0 | 0 | 0 | 0 | 0
NSR Columbia 1- NOx Rate Annual v5.13 | 881 | 5994 | Rate Constraint in lbs/MMBtu | FALSE | L | Annual | Allowances Withdrawn (n:1) | Thousand Tons | 0 | 0 | 0 | 0 | 0 | 0 | 0 | 0
NSR Columbia 1- NOx Rate Annual v5.13 | 881 | 5994 | Rate Constraint in lbs/MMBtu | FALSE | L | Annual | Net Emissions Allowance Position | Thousand Tons | 1.0227 | 1.1264 | 1.077 | 1.1777 | 0.90472 | 1.2412 | 1.117 | 1.0026
NSR Columbia 1- NOx Rate Annual v5.13 | 881 | 5994 | Rate Constraint in lbs/MMBtu | FALSE | L | Annual | Fuel Consumed | TBtu | 16.0035 | 17.6266 | 16.8526 | 18.4284 | 14.1573 | 19.423 | 17.4794 | 15.6893
NSR Columbia 1- NOx Rate Annual v5.13 | 881 | 5994 | Rate Constraint in lbs/MMBtu | FALSE | L | Annual | Rate | lb/MMBtu | 0.12781 | 0.12781 | 0.12781 | 0.12781 | 0.12781 | 0.12781 | 0.12781 | 0.12781
NSR Columbia 1- NOx Rate Annual v5.13 | 881 | 5994 | Rate Constraint in lbs/MMBtu | FALSE | L | Annual | Generation | TWh | 1.5054 | 1.658 | 1.5852 | 1.7335 | 1.3317 | 1.827 | 1.6442 | 1.4758
NSR Columbia 1- NOx Rate Annual v5.13 | 881 | 5994 | Rate Constraint in lbs/MMBtu | FALSE | L | Annual | Qualifying Generation | TWh | 1.5054 | 1.658 | 1.5852 | 1.7335 | 1.3317 | 1.827 | 1.6442 | 1.4758
NSR Columbia 1- NOx Rate Annual v5.13 | 881 | 5994 | Rate Constraint in lbs/MMBtu | FALSE | L | Annual | Rate | lb/MWh | 1.3587 | 1.3587 | 1.3587 | 1.3587 | 1.3587 | 1.3587 | 1.3587 | 1.3587
NSR Columbia 1- NOx Rate Annual v5.13 | 881 | 5994 | Rate Constraint in lbs/MMBtu | FALSE | L | Annual | Constraint Shadow Price | US2016$/Ton | 0 | 0 | 0 | 0 | 0 | 0 | 0 | 0
NSR Columbia 2- Hg Rate Annual v5.13 | 882 | 5995 | Rate Constraint in lbs/MMBtu | FALSE | L | Annual | Seasons Included | Seasons | Winter, WintShld, Summer | Winter, WintShld, Summer | Winter, WintShld, Summer | Winter, WintShld, Summer | Winter, WintShld, Summer | Winter, WintShld, Summer | Winter, WintShld, Summer | Winter, WintShld, Summer
NSR Columbia 2- Hg Rate Annual v5.13 | 882 | 5995 | Rate Constraint in lbs/MMBtu | FALSE | L | Annual | Standard MER | lb/MMBtu | 0.015 | 0.015 | 0.015 | 0.015 | 0.015 | 0.015 | 0.015 | 0.015
NSR Columbia 2- Hg Rate Annual v5.13 | 882 | 5995 | Rate Constraint in lbs/MMBtu | FALSE | L | Annual | Emissions at Affected Plants MER | lbs | 13.4641 | 16.8595 | 17.0714 | 15.3562 | 12.2795 | 12.7969 | 13.9413 | 12.2795
NSR Columbia 2- Hg Rate Annual v5.13 | 882 | 5995 | Rate Constraint in lbs/MMBtu | FALSE | L | Annual | Allowances Purchased MER | lbs | 0 | 0 | 0 | 0 | 0 | 0 | 0 | 0
NSR Columbia 2- Hg Rate Annual v5.13 | 882 | 5995 | Rate Constraint in lbs/MMBtu | FALSE | L | Annual | Allowances Sold MER | lbs | 0 | 0 | 0 | 0 | 0 | 0 | 0 | 0
NSR Columbia 2- Hg Rate Annual v5.13 | 882 | 5995 | Rate Constraint in lbs/MMBtu | FALSE | L | Annual | Allowances Banked | lbs | 0 | 0 | 0 | 0 | 0 | 0 | 0 | 0
NSR Columbia 2- Hg Rate Annual v5.13 | 882 | 5995 | Rate Constraint in lbs/MMBtu | FALSE | L | Annual | Allowances Withdrawn (1:1) | lbs | 0 | 0 | 0 | 0 | 0 | 0 | 0 | 0
NSR Columbia 2- Hg Rate Annual v5.13 | 882 | 5995 | Rate Constraint in lbs/MMBtu | FALSE | L | Annual | Allowances Withdrawn (n:1) | lbs | 0 | 0 | 0 | 0 | 0 | 0 | 0 | 0
NSR Columbia 2- Hg Rate Annual v5.13 | 882 | 5995 | Rate Constraint in lbs/MMBtu | FALSE | L | Annual | Net Emissions Allowance Position | lbs | 13.4641 | 16.8595 | 17.0714 | 15.3562 | 12.2795 | 12.7969 | 13.9413 | 12.2795
NSR Columbia 2- Hg Rate Annual v5.13 | 882 | 5995 | Rate Constraint in lbs/MMBtu | FALSE | L | Annual | Fuel Consumed | TBtu | 23.9949 | 30.0459 | 30.4236 | 27.3669 | 21.8838 | 22.8057 | 24.8452 | 21.8838
NSR Columbia 2- Hg Rate Annual v5.13 | 882 | 5995 | Rate Constraint in lbs/MMBtu | FALSE | L | Annual | Rate | lb/MMBtu | 5.6112e-07 | 5.6112e-07 | 5.6112e-07 | 5.6112e-07 | 5.6112e-07 | 5.6112e-07 | 5.6112e-07 | 5.6112e-07
NSR Columbia 2- Hg Rate Annual v5.13 | 882 | 5995 | Rate Constraint in lbs/MMBtu | FALSE | L | Annual | Generation | TWh | 2.2421 | 2.8075 | 2.8428 | 2.5572 | 2.0448 | 2.131 | 2.3215 | 2.0448
NSR Columbia 2- Hg Rate Annual v5.13 | 882 | 5995 | Rate Constraint in lbs/MMBtu | FALSE | L | Annual | Qualifying Generation | TWh | 2.2421 | 2.8075 | 2.8428 | 2.5572 | 2.0448 | 2.131 | 2.3215 | 2.0448
NSR Columbia 2- Hg Rate Annual v5.13 | 882 | 5995 | Rate Constraint in lbs/MMBtu | FALSE | L | Annual | Rate | lb/MWh | 6.0052e-06 | 6.0052e-06 | 6.0052e-06 | 6.0052e-06 | 6.0052e-06 | 6.0052e-06 | 6.0052e-06 | 6.0052e-06
NSR Columbia 2- Hg Rate Annual v5.13 | 882 | 5995 | Rate Constraint in lbs/MMBtu | FALSE | L | Annual | Constraint Shadow Price | US2016$/Lb | 0 | 0 | 0 | 0 | 0 | 0 | 0 | 0
NSR Columbia 2- NOx Rate Annual v5.13 | 883 | 5997 | Rate Constraint in lbs/MMBtu | FALSE | L | Annual | Seasons Included | Seasons | Winter, WintShld, Summer | Winter, WintShld, Summer | Winter, WintShld, Summer | Winter, WintShld, Summer | Winter, WintShld, Summer | Winter, WintShld, Summer | Winter, WintShld, Summer | Winter, WintShld, Summer
NSR Columbia 2- NOx Rate Annual v5.13 | 883 | 5997 | Rate Constraint in lbs/MMBtu | FALSE | L | Annual | Standard NOX | lb/MMBtu | 0.07 | 0.07 | 0.07 | 0.07 | 0.07 | 0.07 | 0.07 | 0.07
NSR Columbia 2- NOx Rate Annual v5.13 | 883 | 5997 | Rate Constraint in lbs/MMBtu | FALSE | L | Annual | Emissions at Affected Plants NOX | Thousand Tons | 0.83982 | 1.0516 | 1.0648 | 0.95784 | 0.76593 | 0.7982 | 0.86958 | 0.76593
NSR Columbia 2- NOx Rate Annual v5.13 | 883 | 5997 | Rate Constraint in lbs/MMBtu | FALSE | L | Annual | Allowances Purchased NOX | Thousand Tons | 0 | 0 | 0 | 0 | 0 | 0 | 0 | 0
NSR Columbia 2- NOx Rate Annual v5.13 | 883 | 5997 | Rate Constraint in lbs/MMBtu | FALSE | L | Annual | Allowances Sold NOX | Thousand Tons | 0 | 0 | 0 | 0 | 0 | 0 | 0 | 0
NSR Columbia 2- NOx Rate Annual v5.13 | 883 | 5997 | Rate Constraint in lbs/MMBtu | FALSE | L | Annual | Allowances Banked | Thousand Tons | 0 | 0 | 0 | 0 | 0 | 0 | 0 | 0
NSR Columbia 2- NOx Rate Annual v5.13 | 883 | 5997 | Rate Constraint in lbs/MMBtu | FALSE | L | Annual | Allowances Withdrawn (1:1) | Thousand Tons | 0 | 0 | 0 | 0 | 0 | 0 | 0 | 0
NSR Columbia 2- NOx Rate Annual v5.13 | 883 | 5997 | Rate Constraint in lbs/MMBtu | FALSE | L | Annual | Allowances Withdrawn (n:1) | Thousand Tons | 0 | 0 | 0 | 0 | 0 | 0 | 0 | 0
NSR Columbia 2- NOx Rate Annual v5.13 | 883 | 5997 | Rate Constraint in lbs/MMBtu | FALSE | L | Annual | Net Emissions Allowance Position | Thousand Tons | 0.83982 | 1.0516 | 1.0648 | 0.95784 | 0.76593 | 0.7982 | 0.86958 | 0.76593
NSR Columbia 2- NOx Rate Annual v5.13 | 883 | 5997 | Rate Constraint in lbs/MMBtu | FALSE | L | Annual | Fuel Consumed | TBtu | 23.9949 | 30.0459 | 30.4236 | 27.3669 | 21.8838 | 22.8057 | 24.8452 | 21.8838
NSR Columbia 2- NOx Rate Annual v5.13 | 883 | 5997 | Rate Constraint in lbs/MMBtu | FALSE | L | Annual | Rate | lb/MMBtu | 0.07 | 0.07 | 0.07 | 0.07 | 0.07 | 0.07 | 0.07 | 0.07
NSR Columbia 2- NOx Rate Annual v5.13 | 883 | 5997 | Rate Constraint in lbs/MMBtu | FALSE | L | Annual | Generation | TWh | 2.2421 | 2.8075 | 2.8428 | 2.5572 | 2.0448 | 2.131 | 2.3215 | 2.0448
NSR Columbia 2- NOx Rate Annual v5.13 | 883 | 5997 | Rate Constraint in lbs/MMBtu | FALSE | L | Annual | Qualifying Generation | TWh | 2.2421 | 2.8075 | 2.8428 | 2.5572 | 2.0448 | 2.131 | 2.3215 | 2.0448
NSR Columbia 2- NOx Rate Annual v5.13 | 883 | 5997 | Rate Constraint in lbs/MMBtu | FALSE | L | Annual | Rate | lb/MWh | 0.74914 | 0.74914 | 0.74914 | 0.74914 | 0.74914 | 0.74914 | 0.74914 | 0.74914
NSR Columbia 2- NOx Rate Annual v5.13 | 883 | 5997 | Rate Constraint in lbs/MMBtu | FALSE | L | Annual | Constraint Shadow Price | US2016$/Ton | 0 | 0 | 0 | 0 | 0 | 0 | 0 | 0
NSR Consumer Energy - NOx Cap Annual v5.14 | 884 | 6152 | Rate Constraint in MTons | FALSE | L | Annual | Seasons Included | Seasons | Winter, WintShld, Summer | Winter, WintShld, Summer | Winter, WintShld, Summer | Winter, WintShld, Summer | Winter, WintShld, Summer | Winter, WintShld, Summer | Winter, WintShld, Summer | Winter, WintShld, Summer
NSR Consumer Energy - NOx Cap Annual v5.14 | 884 | 6152 | Rate Constraint in MTons | FALSE | L | Annual | Standard NOX | Thousand Tons | 6.912 | 6.912 | 6.912 | 6.912 | 6.912 | 6.912 | 6.912 | 6.912
NSR Consumer Energy - NOx Cap Annual v5.14 | 884 | 6152 | Rate Constraint in MTons | FALSE | L | Annual | Emissions at Affected Plants NOX | Thousand Tons | 3.2158 | 3.3733 | 3.4196 | 3.8313 | 3.3648 | 3.3648 | 3.4931 | 2.1212
NSR Consumer Energy - NOx Cap Annual v5.14 | 884 | 6152 | Rate Constraint in MTons | FALSE | L | Annual | Allowances Purchased NOX | Thousand Tons | 0 | 0 | 0 | 0 | 0 | 0 | 0 | 0
NSR Consumer Energy - NOx Cap Annual v5.14 | 884 | 6152 | Rate Constraint in MTons | FALSE | L | Annual | Allowances Sold NOX | Thousand Tons | 0 | 0 | 0 | 0 | 0 | 0 | 0 | 0
NSR Consumer Energy - NOx Cap Annual v5.14 | 884 | 6152 | Rate Constraint in MTons | FALSE | L | Annual | Allowances Banked | Thousand Tons | 0 | 0 | 0 | 0 | 0 | 0 | 0 | 0
NSR Consumer Energy - NOx Cap Annual v5.14 | 884 | 6152 | Rate Constraint in MTons | FALSE | L | Annual | Allowances Withdrawn (1:1) | Thousand Tons | 0 | 0 | 0 | 0 | 0 | 0 | 0 | 0
NSR Consumer Energy - NOx Cap Annual v5.14 | 884 | 6152 | Rate Constraint in MTons | FALSE | L | Annual | Allowances Withdrawn (n:1) | Thousand Tons | 0 | 0 | 0 | 0 | 0 | 0 | 0 | 0
NSR Consumer Energy - NOx Cap Annual v5.14 | 884 | 6152 | Rate Constraint in MTons | FALSE | L | Annual | Net Emissions Allowance Position | Thousand Tons | 3.2158 | 3.3733 | 3.4196 | 3.8313 | 3.3648 | 3.3648 | 3.4931 | 2.1212
NSR Consumer Energy - NOx Cap Annual v5.14 | 884 | 6152 | Rate Constraint in MTons | FALSE | L | Annual | Fuel Consumed | TBtu | 102.7769 | 107.7168 | 110.2751 | 121.0602 | 104.4716 | 104.4716 | 107.5247 | 54.2176
NSR Consumer Energy - NOx Cap Annual v5.14 | 884 | 6152 | Rate Constraint in MTons | FALSE | L | Annual | Rate | lb/MMBtu | 0.062579 | 0.062632 | 0.062019 | 0.063296 | 0.064416 | 0.064416 | 0.064973 | 0.078246
NSR Consumer Energy - NOx Cap Annual v5.14 | 884 | 6152 | Rate Constraint in MTons | FALSE | L | Annual | Generation | TWh | 9.4823 | 9.9397 | 10.1704 | 11.1864 | 9.6771 | 9.6771 | 9.9529 | 5.1032
NSR Consumer Energy - NOx Cap Annual v5.14 | 884 | 6152 | Rate Constraint in MTons | FALSE | L | Annual | Qualifying Generation | TWh | 9.4823 | 9.9397 | 10.1704 | 11.1864 | 9.6771 | 9.6771 | 9.9529 | 5.1032
NSR Consumer Energy - NOx Cap Annual v5.14 | 884 | 6152 | Rate Constraint in MTons | FALSE | L | Annual | Rate | lb/MWh | 0.67828 | 0.67875 | 0.67246 | 0.685 | 0.69543 | 0.69543 | 0.70192 | 0.83131
NSR Consumer Energy - NOx Cap Annual v5.14 | 884 | 6152 | Rate Constraint in MTons | FALSE | L | Annual | Constraint Shadow Price | US2016$/Ton | 0 | 0 | 0 | 0 | 0 | 0 | 0 | 0
NSR Consumer Energy - SO2 Cap Annual v5.14 | 885 | 6153 | Rate Constraint in MTons | FALSE | L | Annual | Seasons Included | Seasons | Winter, WintShld, Summer | Winter, WintShld, Summer | Winter, WintShld, Summer | Winter, WintShld, Summer | Winter, WintShld, Summer | Winter, WintShld, Summer | Winter, WintShld, Summer | Winter, WintShld, Summer
NSR Consumer Energy - SO2 Cap Annual v5.14 | 885 | 6153 | Rate Constraint in MTons | FALSE | L | Annual | Standard SO2 | Thousand Tons | 10.9 | 10.9 | 10.9 | 10.9 | 10.9 | 10.9 | 10.9 | 10.9
NSR Consumer Energy - SO2 Cap Annual v5.14 | 885 | 6153 | Rate Constraint in MTons | FALSE | L | Annual | Emissions at Affected Plants SO2 | Thousand Tons | 4.1069 | 4.3862 | 5.2728 | 6.0471 | 5.4888 | 5.4888 | 5.6828 | 2.5565
NSR Consumer Energy - SO2 Cap Annual v5.14 | 885 | 6153 | Rate Constraint in MTons | FALSE | L | Annual | Allowances Purchased SO2 | Thousand Tons | 0 | 0 | 0 | 0 | 0 | 0 | 0 | 0
NSR Consumer Energy - SO2 Cap Annual v5.14 | 885 | 6153 | Rate Constraint in MTons | FALSE | L | Annual | Allowances Sold SO2 | Thousand Tons | 0 | 0 | 0 | 0 | 0 | 0 | 0 | 0
NSR Consumer Energy - SO2 Cap Annual v5.14 | 885 | 6153 | Rate Constraint in MTons | FALSE | L | Annual | Allowances Banked | Thousand Tons | 0 | 0 | 0 | 0 | 0 | 0 | 0 | 0
NSR Consumer Energy - SO2 Cap Annual v5.14 | 885 | 6153 | Rate Constraint in MTons | FALSE | L | Annual | Allowances Withdrawn (1:1) | Thousand Tons | 0 | 0 | 0 | 0 | 0 | 0 | 0 | 0
NSR Consumer Energy - SO2 Cap Annual v5.14 | 885 | 6153 | Rate Constraint in MTons | FALSE | L | Annual | Allowances Withdrawn (n:1) | Thousand Tons | 0 | 0 | 0 | 0 | 0 | 0 | 0 | 0
NSR Consumer Energy - SO2 Cap Annual v5.14 | 885 | 6153 | Rate Constraint in MTons | FALSE | L | Annual | Net Emissions Allowance Position | Thousand Tons | 4.1069 | 4.3862 | 5.2728 | 6.0471 | 5.4888 | 5.4888 | 5.6828 | 2.5565
NSR Consumer Energy - SO2 Cap Annual v5.14 | 885 | 6153 | Rate Constraint in MTons | FALSE | L | Annual | Fuel Consumed | TBtu | 102.7769 | 107.7168 | 110.2751 | 121.0602 | 104.4716 | 104.4716 | 107.5247 | 54.2176
NSR Consumer Energy - SO2 Cap Annual v5.14 | 885 | 6153 | Rate Constraint in MTons | FALSE | L | Annual | Rate | lb/MMBtu | 0.079918 | 0.08144 | 0.095631 | 0.099902 | 0.10508 | 0.10508 | 0.1057 | 0.094306
NSR Consumer Energy - SO2 Cap Annual v5.14 | 885 | 6153 | Rate Constraint in MTons | FALSE | L | Annual | Generation | TWh | 9.4823 | 9.9397 | 10.1704 | 11.1864 | 9.6771 | 9.6771 | 9.9529 | 5.1032
NSR Consumer Energy - SO2 Cap Annual v5.14 | 885 | 6153 | Rate Constraint in MTons | FALSE | L | Annual | Qualifying Generation | TWh | 9.4823 | 9.9397 | 10.1704 | 11.1864 | 9.6771 | 9.6771 | 9.9529 | 5.1032
NSR Consumer Energy - SO2 Cap Annual v5.14 | 885 | 6153 | Rate Constraint in MTons | FALSE | L | Annual | Rate | lb/MWh | 0.86622 | 0.88257 | 1.0369 | 1.0811 | 1.1344 | 1.1344 | 1.1419 | 1.0019
NSR Consumer Energy - SO2 Cap Annual v5.14 | 885 | 6153 | Rate Constraint in MTons | FALSE | L | Annual | Constraint Shadow Price | US2016$/Ton | 0 | 0 | 0 | 0 | 0 | 0 | 0 | 0
NSR Cooper 2 - NOX Rate Annual v3.1, Unit 3643 and retrofits | 886 | 1957 | Rate Constraint in lbs/MMBtu | FALSE | L | Annual | Seasons Included | Seasons | Winter, WintShld, Summer | Winter, WintShld, Summer | Winter, WintShld, Summer | Winter, WintShld, Summer | Winter, WintShld, Summer | Winter, WintShld, Summer | Winter, WintShld, Summer | Winter, WintShld, Summer
NSR Cooper 2 - NOX Rate Annual v3.1, Unit 3643 and retrofits | 886 | 1957 | Rate Constraint in lbs/MMBtu | FALSE | L | Annual | Standard NOX | lb/MMBtu | 0.08 | 0.08 | 0.08 | 0.08 | 0.08 | 0.08 | 0.08 | 0.08
NSR Cooper 2 - NOX Rate Annual v3.1, Unit 3643 and retrofits | 886 | 1957 | Rate Constraint in lbs/MMBtu | FALSE | L | Annual | Emissions at Affected Plants NOX | Thousand Tons | 0 | 0 | 0 | 0 | 0 | 0 | 0 | 0
NSR Cooper 2 - NOX Rate Annual v3.1, Unit 3643 and retrofits | 886 | 1957 | Rate Constraint in lbs/MMBtu | FALSE | L | Annual | Allowances Purchased NOX | Thousand Tons | 0 | 0 | 0 | 0 | 0 | 0 | 0 | 0
NSR Cooper 2 - NOX Rate Annual v3.1, Unit 3643 and retrofits | 886 | 1957 | Rate Constraint in lbs/MMBtu | FALSE | L | Annual | Allowances Sold NOX | Thousand Tons | 0 | 0 | 0 | 0 | 0 | 0 | 0 | 0
NSR Cooper 2 - NOX Rate Annual v3.1, Unit 3643 and retrofits | 886 | 1957 | Rate Constraint in lbs/MMBtu | FALSE | L | Annual | Allowances Banked | Thousand Tons | 0 | 0 | 0 | 0 | 0 | 0 | 0 | 0
NSR Cooper 2 - NOX Rate Annual v3.1, Unit 3643 and retrofits | 886 | 1957 | Rate Constraint in lbs/MMBtu | FALSE | L | Annual | Allowances Withdrawn (1:1) | Thousand Tons | 0 | 0 | 0 | 0 | 0 | 0 | 0 | 0
NSR Cooper 2 - NOX Rate Annual v3.1, Unit 3643 and retrofits | 886 | 1957 | Rate Constraint in lbs/MMBtu | FALSE | L | Annual | Allowances Withdrawn (n:1) | Thousand Tons | 0 | 0 | 0 | 0 | 0 | 0 | 0 | 0
NSR Cooper 2 - NOX Rate Annual v3.1, Unit 3643 and retrofits | 886 | 1957 | Rate Constraint in lbs/MMBtu | FALSE | L | Annual | Net Emissions Allowance Position | Thousand Tons | 0 | 0 | 0 | 0 | 0 | 0 | 0 | 0
NSR Cooper 2 - NOX Rate Annual v3.1, Unit 3643 and retrofits | 886 | 1957 | Rate Constraint in lbs/MMBtu | FALSE | L | Annual | Fuel Consumed | TBtu | 0 | 0 | 0 | 0 | 0 | 0 | 0 | 0
NSR Cooper 2 - NOX Rate Annual v3.1, Unit 3643 and retrofits | 886 | 1957 | Rate Constraint in lbs/MMBtu | FALSE | L | Annual | Rate | lb/MMBtu | 0 | 0 | 0 | 0 | 0 | 0 | 0 | 0
NSR Cooper 2 - NOX Rate Annual v3.1, Unit 3643 and retrofits | 886 | 1957 | Rate Constraint in lbs/MMBtu | FALSE | L | Annual | Generation | TWh | 0 | 0 | 0 | 0 | 0 | 0 | 0 | 0
NSR Cooper 2 - NOX Rate Annual v3.1, Unit 3643 and retrofits | 886 | 1957 | Rate Constraint in lbs/MMBtu | FALSE | L | Annual | Qualifying Generation | TWh | 0 | 0 | 0 | 0 | 0 | 0 | 0 | 0
NSR Cooper 2 - NOX Rate Annual v3.1, Unit 3643 and retrofits | 886 | 1957 | Rate Constraint in lbs/MMBtu | FALSE | L | Annual | Rate | lb/MWh | 0 | 0 | 0 | 0 | 0 | 0 | 0 | 0
NSR Cooper 2 - NOX Rate Annual v3.1, Unit 3643 and retrofits | 886 | 1957 | Rate Constraint in lbs/MMBtu | FALSE | L | Annual | Constraint Shadow Price | US2016$/Ton | 0 | 0 | 0 | 0 | 0 | 0 | 0 | 0
NSR Cooper 2 - SO2 Rate Annual v3.1, Unit 3643 and retrofits | 887 | 1958 | Rate Constraint in lbs/MMBtu | FALSE | L | Annual | Seasons Included | Seasons | Winter, WintShld, Summer | Winter, WintShld, Summer | Winter, WintShld, Summer | Winter, WintShld, Summer | Winter, WintShld, Summer | Winter, WintShld, Summer | Winter, WintShld, Summer | Winter, WintShld, Summer
NSR Cooper 2 - SO2 Rate Annual v3.1, Unit 3643 and retrofits | 887 | 1958 | Rate Constraint in lbs/MMBtu | FALSE | L | Annual | Standard SO2 | lb/MMBtu | 0.1 | 0.1 | 0.1 | 0.1 | 0.1 | 0.1 | 0.1 | 0.1
NSR Cooper 2 - SO2 Rate Annual v3.1, Unit 3643 and retrofits | 887 | 1958 | Rate Constraint in lbs/MMBtu | FALSE | L | Annual | Emissions at Affected Plants SO2 | Thousand Tons | 0 | 0 | 0 | 0 | 0 | 0 | 0 | 0
NSR Cooper 2 - SO2 Rate Annual v3.1, Unit 3643 and retrofits | 887 | 1958 | Rate Constraint in lbs/MMBtu | FALSE | L | Annual | Allowances Purchased SO2 | Thousand Tons | 0 | 0 | 0 | 0 | 0 | 0 | 0 | 0
NSR Cooper 2 - SO2 Rate Annual v3.1, Unit 3643 and retrofits | 887 | 1958 | Rate Constraint in lbs/MMBtu | FALSE | L | Annual | Allowances Sold SO2 | Thousand Tons | 0 | 0 | 0 | 0 | 0 | 0 | 0 | 0
NSR Cooper 2 - SO2 Rate Annual v3.1, Unit 3643 and retrofits | 887 | 1958 | Rate Constraint in lbs/MMBtu | FALSE | L | Annual | Allowances Banked | Thousand Tons | 0 | 0 | 0 | 0 | 0 | 0 | 0 | 0
NSR Cooper 2 - SO2 Rate Annual v3.1, Unit 3643 and retrofits | 887 | 1958 | Rate Constraint in lbs/MMBtu | FALSE | L | Annual | Allowances Withdrawn (1:1) | Thousand Tons | 0 | 0 | 0 | 0 | 0 | 0 | 0 | 0
NSR Cooper 2 - SO2 Rate Annual v3.1, Unit 3643 and retrofits | 887 | 1958 | Rate Constraint in lbs/MMBtu | FALSE | L | Annual | Allowances Withdrawn (n:1) | Thousand Tons | 0 | 0 | 0 | 0 | 0 | 0 | 0 | 0
NSR Cooper 2 - SO2 Rate Annual v3.1, Unit 3643 and retrofits | 887 | 1958 | Rate Constraint in lbs/MMBtu | FALSE | L | Annual | Net Emissions Allowance Position | Thousand Tons | 0 | 0 | 0 | 0 | 0 | 0 | 0 | 0
NSR Cooper 2 - SO2 Rate Annual v3.1, Unit 3643 and retrofits | 887 | 1958 | Rate Constraint in lbs/MMBtu | FALSE | L | Annual | Fuel Consumed | TBtu | 0 | 0 | 0 | 0 | 0 | 0 | 0 | 0
NSR Cooper 2 - SO2 Rate Annual v3.1, Unit 3643 and retrofits | 887 | 1958 | Rate Constraint in lbs/MMBtu | FALSE | L | Annual | Rate | lb/MMBtu | 0 | 0 | 0 | 0 | 0 | 0 | 0 | 0
NSR Cooper 2 - SO2 Rate Annual v3.1, Unit 3643 and retrofits | 887 | 1958 | Rate Constraint in lbs/MMBtu | FALSE | L | Annual | Generation | TWh | 0 | 0 | 0 | 0 | 0 | 0 | 0 | 0
NSR Cooper 2 - SO2 Rate Annual v3.1, Unit 3643 and retrofits | 887 | 1958 | Rate Constraint in lbs/MMBtu | FALSE | L | Annual | Qualifying Generation | TWh | 0 | 0 | 0 | 0 | 0 | 0 | 0 | 0
NSR Cooper 2 - SO2 Rate Annual v3.1, Unit 3643 and retrofits | 887 | 1958 | Rate Constraint in lbs/MMBtu | FALSE | L | Annual | Rate | lb/MWh | 0 | 0 | 0 | 0 | 0 | 0 | 0 | 0
NSR Cooper 2 - SO2 Rate Annual v3.1, Unit 3643 and retrofits | 887 | 1958 | Rate Constraint in lbs/MMBtu | FALSE | L | Annual | Constraint Shadow Price | US2016$/Ton | 0 | 0 | 0 | 0 | 0 | 0 | 0 | 0
NSR Coronado 1,2 - NOX Cap Annual v6.17 | 888 | 6976 | Rate Constraint in MTons | FALSE | L | Annual | Seasons Included | Seasons | Winter, WintShld, Summer | Winter, WintShld, Summer | Winter, WintShld, Summer | Winter, WintShld, Summer | Winter, WintShld, Summer | Winter, WintShld, Summer | Winter, WintShld, Summer | Winter, WintShld, Summer
NSR Coronado 1,2 - NOX Cap Annual v6.17 | 888 | 6976 | Rate Constraint in MTons | FALSE | L | Annual | Standard NOX | Thousand Tons | 7.3 | 7.3 | 7.3 | 7.3 | 7.3 | 7.3 | 7.3 | 7.3
NSR Coronado 1,2 - NOX Cap Annual v6.17 | 888 | 6976 | Rate Constraint in MTons | FALSE | L | Annual | Emissions at Affected Plants NOX | Thousand Tons | 1.403 | 1.544 | 1.544 | 1.0465 | 1.0465 | 1.0465 | 1.0465 | 1.0465
NSR Coronado 1,2 - NOX Cap Annual v6.17 | 888 | 6976 | Rate Constraint in MTons | FALSE | L | Annual | Allowances Purchased NOX | Thousand Tons | 0 | 0 | 0 | 0 | 0 | 0 | 0 | 0
NSR Coronado 1,2 - NOX Cap Annual v6.17 | 888 | 6976 | Rate Constraint in MTons | FALSE | L | Annual | Allowances Sold NOX | Thousand Tons | 0 | 0 | 0 | 0 | 0 | 0 | 0 | 0
NSR Coronado 1,2 - NOX Cap Annual v6.17 | 888 | 6976 | Rate Constraint in MTons | FALSE | L | Annual | Allowances Banked | Thousand Tons | 0 | 0 | 0 | 0 | 0 | 0 | 0 | 0
NSR Coronado 1,2 - NOX Cap Annual v6.17 | 888 | 6976 | Rate Constraint in MTons | FALSE | L | Annual | Allowances Withdrawn (1:1) | Thousand Tons | 0 | 0 | 0 | 0 | 0 | 0 | 0 | 0
NSR Coronado 1,2 - NOX Cap Annual v6.17 | 888 | 6976 | Rate Constraint in MTons | FALSE | L | Annual | Allowances Withdrawn (n:1) | Thousand Tons | 0 | 0 | 0 | 0 | 0 | 0 | 0 | 0
NSR Coronado 1,2 - NOX Cap Annual v6.17 | 888 | 6976 | Rate Constraint in MTons | FALSE | L | Annual | Net Emissions Allowance Position | Thousand Tons | 1.403 | 1.544 | 1.544 | 1.0465 | 1.0465 | 1.0465 | 1.0465 | 1.0465
NSR Coronado 1,2 - NOX Cap Annual v6.17 | 888 | 6976 | Rate Constraint in MTons | FALSE | L | Annual | Fuel Consumed | TBtu | 52.8355 | 58.1439 | 58.1439 | 39.4083 | 39.4083 | 39.4083 | 39.4083 | 39.4083
NSR Coronado 1,2 - NOX Cap Annual v6.17 | 888 | 6976 | Rate Constraint in MTons | FALSE | L | Annual | Rate | lb/MMBtu | 0.053109 | 0.053109 | 0.053109 | 0.053109 | 0.053109 | 0.053109 | 0.053109 | 0.053109
NSR Coronado 1,2 - NOX Cap Annual v6.17 | 888 | 6976 | Rate Constraint in MTons | FALSE | L | Annual | Generation | TWh | 4.9489 | 5.4461 | 5.4461 | 3.6912 | 3.6912 | 3.6912 | 3.6912 | 3.6912
NSR Coronado 1,2 - NOX Cap Annual v6.17 | 888 | 6976 | Rate Constraint in MTons | FALSE | L | Annual | Qualifying Generation | TWh | 4.9489 | 5.4461 | 5.4461 | 3.6912 | 3.6912 | 3.6912 | 3.6912 | 3.6912
NSR Coronado 1,2 - NOX Cap Annual v6.17 | 888 | 6976 | Rate Constraint in MTons | FALSE | L | Annual | Rate | lb/MWh | 0.56701 | 0.56701 | 0.56701 | 0.56701 | 0.56701 | 0.56701 | 0.56701 | 0.56701
NSR Coronado 1,2 - NOX Cap Annual v6.17 | 888 | 6976 | Rate Constraint in MTons | FALSE | L | Annual | Constraint Shadow Price | US2016$/Ton | 0 | 0 | 0 | 0 | 0 | 0 | 0 | 0
NSR Cross 1,2 - NOX Rate Annual v3.1, Unit 5699 and retrofits | 889 | 1949 | Rate Constraint in lbs/MMBtu | FALSE | L | Annual | Seasons Included | Seasons | Winter, WintShld, Summer | Winter, WintShld, Summer | Winter, WintShld, Summer | Winter, WintShld, Summer | Winter, WintShld, Summer | Winter, WintShld, Summer | Winter, WintShld, Summer | Winter, WintShld, Summer
NSR Cross 1,2 - NOX Rate Annual v3.1, Unit 5699 and retrofits | 889 | 1949 | Rate Constraint in lbs/MMBtu | FALSE | L | Annual | Standard NOX | lb/MMBtu | 0.1 | 0.1 | 0.1 | 0.1 | 0.1 | 0.1 | 0.1 | 0.1
NSR Cross 1,2 - NOX Rate Annual v3.1, Unit 5699 and retrofits | 889 | 1949 | Rate Constraint in lbs/MMBtu | FALSE | L | Annual | Emissions at Affected Plants NOX | Thousand Tons | 1.0212 | 1.0611 | 1.2266 | 0.75683 | 0.75502 | 0.76052 | 0.86475 | 0.86042
NSR Cross 1,2 - NOX Rate Annual v3.1, Unit 5699 and retrofits | 889 | 1949 | Rate Constraint in lbs/MMBtu | FALSE | L | Annual | Allowances Purchased NOX | Thousand Tons | 0 | 0 | 0 | 0 | 0 | 0 | 0 | 0
NSR Cross 1,2 - NOX Rate Annual v3.1, Unit 5699 and retrofits | 889 | 1949 | Rate Constraint in lbs/MMBtu | FALSE | L | Annual | Allowances Sold NOX | Thousand Tons | 0 | 0 | 0 | 0 | 0 | 0 | 0 | 0
NSR Cross 1,2 - NOX Rate Annual v3.1, Unit 5699 and retrofits | 889 | 1949 | Rate Constraint in lbs/MMBtu | FALSE | L | Annual | Allowances Banked | Thousand Tons | 0 | 0 | 0 | 0 | 0 | 0 | 0 | 0
NSR Cross 1,2 - NOX Rate Annual v3.1, Unit 5699 and retrofits | 889 | 1949 | Rate Constraint in lbs/MMBtu | FALSE | L | Annual | Allowances Withdrawn (1:1) | Thousand Tons | 0 | 0 | 0 | 0 | 0 | 0 | 0 | 0
NSR Cross 1,2 - NOX Rate Annual v3.1, Unit 5699 and retrofits | 889 | 1949 | Rate Constraint in lbs/MMBtu | FALSE | L | Annual | Allowances Withdrawn (n:1) | Thousand Tons | 0 | 0 | 0 | 0 | 0 | 0 | 0 | 0
NSR Cross 1,2 - NOX Rate Annual v3.1, Unit 5699 and retrofits | 889 | 1949 | Rate Constraint in lbs/MMBtu | FALSE | L | Annual | Net Emissions Allowance Position | Thousand Tons | 1.0212 | 1.0611 | 1.2266 | 0.75683 | 0.75502 | 0.76052 | 0.86475 | 0.86042
NSR Cross 1,2 - NOX Rate Annual v3.1, Unit 5699 and retrofits | 889 | 1949 | Rate Constraint in lbs/MMBtu | FALSE | L | Annual | Fuel Consumed | TBtu | 28.9412 | 30.0727 | 34.7631 | 21.4492 | 21.3979 | 21.5536 | 24.5075 | 24.3849
NSR Cross 1,2 - NOX Rate Annual v3.1, Unit 5699 and retrofits | 889 | 1949 | Rate Constraint in lbs/MMBtu | FALSE | L | Annual | Rate | lb/MMBtu | 0.07057 | 0.07057 | 0.07057 | 0.07057 | 0.07057 | 0.07057 | 0.07057 | 0.07057
NSR Cross 1,2 - NOX Rate Annual v3.1, Unit 5699 and retrofits | 889 | 1949 | Rate Constraint in lbs/MMBtu | FALSE | L | Annual | Generation | TWh | 2.8191 | 2.9294 | 3.3862 | 2.0893 | 2.0843 | 2.0995 | 2.3872 | 2.3753
NSR Cross 1,2 - NOX Rate Annual v3.1, Unit 5699 and retrofits | 889 | 1949 | Rate Constraint in lbs/MMBtu | FALSE | L | Annual | Qualifying Generation | TWh | 2.8191 | 2.9294 | 3.3862 | 2.0893 | 2.0843 | 2.0995 | 2.3872 | 2.3753
NSR Cross 1,2 - NOX Rate Annual v3.1, Unit 5699 and retrofits | 889 | 1949 | Rate Constraint in lbs/MMBtu | FALSE | L | Annual | Rate | lb/MWh | 0.72447 | 0.72447 | 0.72447 | 0.72447 | 0.72447 | 0.72447 | 0.72447 | 0.72447
NSR Cross 1,2 - NOX Rate Annual v3.1, Unit 5699 and retrofits | 889 | 1949 | Rate Constraint in lbs/MMBtu | FALSE | L | Annual | Constraint Shadow Price | US2016$/Ton | 0 | 0 | 0 | 0 | 0 | 0 | 0 | 0
NSR Cross 1,2 - NOX Rate Annual v3.1, Unit 5700 and retrofits | 890 | 1949 | Rate Constraint in lbs/MMBtu | FALSE | L | Annual | Seasons Included | Seasons | Winter, WintShld, Summer | Winter, WintShld, Summer | Winter, WintShld, Summer | Winter, WintShld, Summer | Winter, WintShld, Summer | Winter, WintShld, Summer | Winter, WintShld, Summer | Winter, WintShld, Summer
NSR Cross 1,2 - NOX Rate Annual v3.1, Unit 5700 and retrofits | 890 | 1949 | Rate Constraint in lbs/MMBtu | FALSE | L | Annual | Standard NOX | lb/MMBtu | 0.1 | 0.1 | 0.1 | 0.1 | 0.1 | 0.1 | 0.1 | 0.1
NSR Cross 1,2 - NOX Rate Annual v3.1, Unit 5700 and retrofits | 890 | 1949 | Rate Constraint in lbs/MMBtu | FALSE | L | Annual | Emissions at Affected Plants NOX | Thousand Tons | 0 | 0 | 0 | 0 | 0 | 0 | 0 | 0
NSR Cross 1,2 - NOX Rate Annual v3.1, Unit 5700 and retrofits | 890 | 1949 | Rate Constraint in lbs/MMBtu | FALSE | L | Annual | Allowances Purchased NOX | Thousand Tons | 0 | 0 | 0 | 0 | 0 | 0 | 0 | 0
NSR Cross 1,2 - NOX Rate Annual v3.1, Unit 5700 and retrofits | 890 | 1949 | Rate Constraint in lbs/MMBtu | FALSE | L | Annual | Allowances Sold NOX | Thousand Tons | 0 | 0 | 0 | 0 | 0 | 0 | 0 | 0
NSR Cross 1,2 - NOX Rate Annual v3.1, Unit 5700 and retrofits | 890 | 1949 | Rate Constraint in lbs/MMBtu | FALSE | L | Annual | Allowances Banked | Thousand Tons | 0 | 0 | 0 | 0 | 0 | 0 | 0 | 0
NSR Cross 1,2 - NOX Rate Annual v3.1, Unit 5700 and retrofits | 890 | 1949 | Rate Constraint in lbs/MMBtu | FALSE | L | Annual | Allowances Withdrawn (1:1) | Thousand Tons | 0 | 0 | 0 | 0 | 0 | 0 | 0 | 0
NSR Cross 1,2 - NOX Rate Annual v3.1, Unit 5700 and retrofits | 890 | 1949 | Rate Constraint in lbs/MMBtu | FALSE | L | Annual | Allowances Withdrawn (n:1) | Thousand Tons | 0 | 0 | 0 | 0 | 0 | 0 | 0 | 0
NSR Cross 1,2 - NOX Rate Annual v3.1, Unit 5700 and retrofits | 890 | 1949 | Rate Constraint in lbs/MMBtu | FALSE | L | Annual | Net Emissions Allowance Position | Thousand Tons | 0 | 0 | 0 | 0 | 0 | 0 | 0 | 0
NSR Cross 1,2 - NOX Rate Annual v3.1, Unit 5700 and retrofits | 890 | 1949 | Rate Constraint in lbs/MMBtu | FALSE | L | Annual | Fuel Consumed | TBtu | 0 | 0 | 0 | 0 | 0 | 0 | 0 | 0
NSR Cross 1,2 - NOX Rate Annual v3.1, Unit 5700 and retrofits | 890 | 1949 | Rate Constraint in lbs/MMBtu | FALSE | L | Annual | Rate | lb/MMBtu | 0 | 0 | 0 | 0 | 0 | 0 | 0 | 0
NSR Cross 1,2 - NOX Rate Annual v3.1, Unit 5700 and retrofits | 890 | 1949 | Rate Constraint in lbs/MMBtu | FALSE | L | Annual | Generation | TWh | 0 | 0 | 0 | 0 | 0 | 0 | 0 | 0
NSR Cross 1,2 - NOX Rate Annual v3.1, Unit 5700 and retrofits | 890 | 1949 | Rate Constraint in lbs/MMBtu | FALSE | L | Annual | Qualifying Generation | TWh | 0 | 0 | 0 | 0 | 0 | 0 | 0 | 0
NSR Cross 1,2 - NOX Rate Annual v3.1, Unit 5700 and retrofits | 890 | 1949 | Rate Constraint in lbs/MMBtu | FALSE | L | Annual | Rate | lb/MWh | 0 | 0 | 0 | 0 | 0 | 0 | 0 | 0
NSR Cross 1,2 - NOX Rate Annual v3.1, Unit 5700 and retrofits | 890 | 1949 | Rate Constraint in lbs/MMBtu | FALSE | L | Annual | Constraint Shadow Price | US2016$/Ton | 0 | 0 | 0 | 0 | 0 | 0 | 0 | 0
NSR Dairyland- NOx Cap Annual v5.13 | 891 | 6001 | Rate Constraint in MTons | FALSE | L | Annual | Seasons Included | Seasons | Winter, WintShld, Summer | Winter, WintShld, Summer | Winter, WintShld, Summer | Winter, WintShld, Summer | Winter, WintShld, Summer | Winter, WintShld, Summer | Winter, WintShld, Summer | Winter, WintShld, Summer
NSR Dairyland- NOx Cap Annual v5.13 | 891 | 6001 | Rate Constraint in MTons | FALSE | L | Annual | Standard NOX | Thousand Tons | 3.236 | 3.236 | 3.236 | 3.236 | 3.236 | 3.236 | 3.236 | 3.236
NSR Dairyland- NOx Cap Annual v5.13 | 891 | 6001 | Rate Constraint in MTons | FALSE | L | Annual | Emissions at Affected Plants NOX | Thousand Tons | 1.2527 | 1.46 | 1.4298 | 1.3682 | 1.2281 | 1.4051 | 1.4188 | 0.84616
NSR Dairyland- NOx Cap Annual v5.13 | 891 | 6001 | Rate Constraint in MTons | FALSE | L | Annual | Allowances Purchased NOX | Thousand Tons | 0 | 0 | 0 | 0 | 0 | 0 | 0 | 0
NSR Dairyland- NOx Cap Annual v5.13 | 891 | 6001 | Rate Constraint in MTons | FALSE | L | Annual | Allowances Sold NOX | Thousand Tons | 0 | 0 | 0 | 0 | 0 | 0 | 0 | 0
NSR Dairyland- NOx Cap Annual v5.13 | 891 | 6001 | Rate Constraint in MTons | FALSE | L | Annual | Allowances Banked | Thousand Tons | 0 | 0 | 0 | 0 | 0 | 0 | 0 | 0
NSR Dairyland- NOx Cap Annual v5.13 | 891 | 6001 | Rate Constraint in MTons | FALSE | L | Annual | Allowances Withdrawn (1:1) | Thousand Tons | 0 | 0 | 0 | 0 | 0 | 0 | 0 | 0
NSR Dairyland- NOx Cap Annual v5.13 | 891 | 6001 | Rate Constraint in MTons | FALSE | L | Annual | Allowances Withdrawn (n:1) | Thousand Tons | 0 | 0 | 0 | 0 | 0 | 0 | 0 | 0
NSR Dairyland- NOx Cap Annual v5.13 | 891 | 6001 | Rate Constraint in MTons | FALSE | L | Annual | Net Emissions Allowance Position | Thousand Tons | 1.2527 | 1.46 | 1.4298 | 1.3682 | 1.2281 | 1.4051 | 1.4188 | 0.84616
NSR Dairyland- NOx Cap Annual v5.13 | 891 | 6001 | Rate Constraint in MTons | FALSE | L | Annual | Fuel Consumed | TBtu | 28.7445 | 33.7161 | 33.3426 | 31.2431 | 27.4065 | 31.4165 | 31.794 | 20.6827
NSR Dairyland- NOx Cap Annual v5.13 | 891 | 6001 | Rate Constraint in MTons | FALSE | L | Annual | Rate | lb/MMBtu | 0.087164 | 0.086604 | 0.085767 | 0.087584 | 0.089622 | 0.08945 | 0.089251 | 0.081823
NSR Dairyland- NOx Cap Annual v5.13 | 891 | 6001 | Rate Constraint in MTons | FALSE | L | Annual | Generation | TWh | 2.534 | 2.9733 | 2.9418 | 2.7536 | 2.4125 | 2.7658 | 2.7994 | 1.8292
NSR Dairyland- NOx Cap Annual v5.13 | 891 | 6001 | Rate Constraint in MTons | FALSE | L | Annual | Qualifying Generation | TWh | 2.534 | 2.9733 | 2.9418 | 2.7536 | 2.4125 | 2.7658 | 2.7994 | 1.8292
NSR Dairyland- NOx Cap Annual v5.13 | 891 | 6001 | Rate Constraint in MTons | FALSE | L | Annual | Rate | lb/MWh | 0.98874 | 0.98206 | 0.97207 | 0.99375 | 1.0181 | 1.0161 | 1.0137 | 0.9252
NSR Dairyland- NOx Cap Annual v5.13 | 891 | 6001 | Rate Constraint in MTons | FALSE | L | Annual | Constraint Shadow Price | US2016$/Ton | 0 | 0 | 0 | 0 | 0 | 0 | 0 | 0
NSR Dairyland- SO2 Cap Annual v5.13 | 892 | 6000 | Rate Constraint in MTons | FALSE | L | Annual | Seasons Included | Seasons | Winter, WintShld, Summer | Winter, WintShld, Summer | Winter, WintShld, Summer | Winter, WintShld, Summer | Winter, WintShld, Summer | Winter, WintShld, Summer | Winter, WintShld, Summer | Winter, WintShld, Summer
NSR Dairyland- SO2 Cap Annual v5.13 | 892 | 6000 | Rate Constraint in MTons | FALSE | L | Annual | Standard SO2 | Thousand Tons | 4.578 | 4.578 | 4.578 | 4.578 | 4.578 | 4.578 | 4.578 | 4.578
NSR Dairyland- SO2 Cap Annual v5.13 | 892 | 6000 | Rate Constraint in MTons | FALSE | L | Annual | Emissions at Affected Plants SO2 | Thousand Tons | 1.0184 | 1.2028 | 1.2747 | 1.165 | 0.99306 | 1.1412 | 1.1581 | 0.83293
NSR Dairyland- SO2 Cap Annual v5.13 | 892 | 6000 | Rate Constraint in MTons | FALSE | L | Annual | Allowances Purchased SO2 | Thousand Tons | 0 | 0 | 0 | 0 | 0 | 0 | 0 | 0
NSR Dairyland- SO2 Cap Annual v5.13 | 892 | 6000 | Rate Constraint in MTons | FALSE | L | Annual | Allowances Sold SO2 | Thousand Tons | 0 | 0 | 0 | 0 | 0 | 0 | 0 | 0
NSR Dairyland- SO2 Cap Annual v5.13 | 892 | 6000 | Rate Constraint in MTons | FALSE | L | Annual | Allowances Banked | Thousand Tons | 0 | 0 | 0 | 0 | 0 | 0 | 0 | 0
NSR Dairyland- SO2 Cap Annual v5.13 | 892 | 6000 | Rate Constraint in MTons | FALSE | L | Annual | Allowances Withdrawn (1:1) | Thousand Tons | 0 | 0 | 0 | 0 | 0 | 0 | 0 | 0
NSR Dairyland- SO2 Cap Annual v5.13 | 892 | 6000 | Rate Constraint in MTons | FALSE | L | Annual | Allowances Withdrawn (n:1) | Thousand Tons | 0 | 0 | 0 | 0 | 0 | 0 | 0 | 0
NSR Dairyland- SO2 Cap Annual v5.13 | 892 | 6000 | Rate Constraint in MTons | FALSE | L | Annual | Net Emissions Allowance Position | Thousand Tons | 1.0184 | 1.2028 | 1.2747 | 1.165 | 0.99306 | 1.1412 | 1.1581 | 0.83293
NSR Dairyland- SO2 Cap Annual v5.13 | 892 | 6000 | Rate Constraint in MTons | FALSE | L | Annual | Fuel Consumed | TBtu | 28.7445 | 33.7161 | 33.3426 | 31.2431 | 27.4065 | 31.4165 | 31.794 | 20.6827
NSR Dairyland- SO2 Cap Annual v5.13 | 892 | 6000 | Rate Constraint in MTons | FALSE | L | Annual | Rate | lb/MMBtu | 0.070858 | 0.07135 | 0.07646 | 0.074578 | 0.072469 | 0.072647 | 0.072853 | 0.080543
NSR Dairyland- SO2 Cap Annual v5.13 | 892 | 6000 | Rate Constraint in MTons | FALSE | L | Annual | Generation | TWh | 2.534 | 2.9733 | 2.9418 | 2.7536 | 2.4125 | 2.7658 | 2.7994 | 1.8292
NSR Dairyland- SO2 Cap Annual v5.13 | 892 | 6000 | Rate Constraint in MTons | FALSE | L | Annual | Qualifying Generation | TWh | 2.534 | 2.9733 | 2.9418 | 2.7536 | 2.4125 | 2.7658 | 2.7994 | 1.8292
NSR Dairyland- SO2 Cap Annual v5.13 | 892 | 6000 | Rate Constraint in MTons | FALSE | L | Annual | Rate | lb/MWh | 0.80378 | 0.80908 | 0.8666 | 0.84619 | 0.82325 | 0.82519 | 0.82743 | 0.91073
NSR Dairyland- SO2 Cap Annual v5.13 | 892 | 6000 | Rate Constraint in MTons | FALSE | L | Annual | Constraint Shadow Price | US2016$/Ton | 0 | 0 | 0 | 0 | 0 | 0 | 0 | 0
NSR Dominion Consent - NOX Cap Annual v3.1 | 893 | 1840 | Rate Constraint in MTons | FALSE | L | Annual | Seasons Included | Seasons | Winter, WintShld, Summer | Winter, WintShld, Summer | Winter, WintShld, Summer | Winter, WintShld, Summer | Winter, WintShld, Summer | Winter, WintShld, Summer | Winter, WintShld, Summer | Winter, WintShld, Summer
NSR Dominion Consent - NOX Cap Annual v3.1 | 893 | 1840 | Rate Constraint in MTons | FALSE | L | Annual | Standard NOX | Thousand Tons | 30.25 | 30.25 | 30.25 | 30.25 | 30.25 | 30.25 | 30.25 | 30.25
NSR Dominion Consent - NOX Cap Annual v3.1 | 893 | 1840 | Rate Constraint in MTons | FALSE | L | Annual | Emissions at Affected Plants NOX | Thousand Tons | 2.5605 | 2.8978 | 2.5663 | 2.2636 | 0.88619 | 0.55428 | 0.21808 | 0.1122
NSR Dominion Consent - NOX Cap Annual v3.1 | 893 | 1840 | Rate Constraint in MTons | FALSE | L | Annual | Allowances Purchased NOX | Thousand Tons | 0 | 0 | 0 | 0 | 0 | 0 | 0 | 0
NSR Dominion Consent - NOX Cap Annual v3.1 | 893 | 1840 | Rate Constraint in MTons | FALSE | L | Annual | Allowances Sold NOX | Thousand Tons | 0 | 0 | 0 | 0 | 0 | 0 | 0 | 0
NSR Dominion Consent - NOX Cap Annual v3.1 | 893 | 1840 | Rate Constraint in MTons | FALSE | L | Annual | Allowances Banked | Thousand Tons | 0 | 0 | 0 | 0 | 0 | 0 | 0 | 0
NSR Dominion Consent - NOX Cap Annual v3.1 | 893 | 1840 | Rate Constraint in MTons | FALSE | L | Annual | Allowances Withdrawn (1:1) | Thousand Tons | 0 | 0 | 0 | 0 | 0 | 0 | 0 | 0
NSR Dominion Consent - NOX Cap Annual v3.1 | 893 | 1840 | Rate Constraint in MTons | FALSE | L | Annual | Allowances Withdrawn (n:1) | Thousand Tons | 0 | 0 | 0 | 0 | 0 | 0 | 0 | 0
NSR Dominion Consent - NOX Cap Annual v3.1 | 893 | 1840 | Rate Constraint in MTons | FALSE | L | Annual | Net Emissions Allowance Position | Thousand Tons | 2.5605 | 2.8978 | 2.5663 | 2.2636 | 0.88619 | 0.55428 | 0.21808 | 0.1122
NSR Dominion Consent - NOX Cap Annual v3.1 | 893 | 1840 | Rate Constraint in MTons | FALSE | L | Annual | Fuel Consumed | TBtu | 96.1677 | 103.7796 | 98.803 | 91.5231 | 53.8277 | 46.3286 | 27.4365 | 20.3622
NSR Dominion Consent - NOX Cap Annual v3.1 | 893 | 1840 | Rate Constraint in MTons | FALSE | L | Annual | Rate | lb/MMBtu | 0.05325 | 0.055846 | 0.051948 | 0.049464 | 0.032927 | 0.023928 | 0.015897 | 0.01102
NSR Dominion Consent - NOX Cap Annual v3.1 | 893 | 1840 | Rate Constraint in MTons | FALSE | L | Annual | Generation | TWh | 10.6412 | 11.3535 | 11.0033 | 10.2961 | 6.5206 | 5.7638 | 3.6691 | 2.821
NSR Dominion Consent - NOX Cap Annual v3.1 | 893 | 1840 | Rate Constraint in MTons | FALSE | L | Annual | Qualifying Generation | TWh | 10.6412 | 11.3535 | 11.0033 | 10.2961 | 6.5206 | 5.7638 | 3.6691 | 2.821
NSR Dominion Consent - NOX Cap Annual v3.1 | 893 | 1840 | Rate Constraint in MTons | FALSE | L | Annual | Rate | lb/MWh | 0.48124 | 0.51047 | 0.46647 | 0.43969 | 0.27181 | 0.19233 | 0.11887 | 0.079542
NSR Dominion Consent - NOX Cap Annual v3.1 | 893 | 1840 | Rate Constraint in MTons | FALSE | L | Annual | Constraint Shadow Price | US2016$/Ton | 0 | 0 | 0 | 0 | 0 | 0 | 0 | 0
NSR Dominion Consent - NOX Rate Annual v3.1 | 894 | 1841 | Rate Constraint in lbs/MMBtu | FALSE | L | Annual | Seasons Included | Seasons | Winter, WintShld, Summer | Winter, WintShld, Summer | Winter, WintShld, Summer | Winter, WintShld, Summer | Winter, WintShld, Summer | Winter, WintShld, Summer | Winter, WintShld, Summer | Winter, WintShld, Summer
NSR Dominion Consent - NOX Rate Annual v3.1 | 894 | 1841 | Rate Constraint in lbs/MMBtu | FALSE | L | Annual | Standard NOX | lb/MMBtu | 0.15 | 0.15 | 0.15 | 0.15 | 0.15 | 0.15 | 0.15 | 0.15
NSR Dominion Consent - NOX Rate Annual v3.1 | 894 | 1841 | Rate Constraint in lbs/MMBtu | FALSE | L | Annual | Emissions at Affected Plants NOX | Thousand Tons | 2.5605 | 2.8978 | 2.5663 | 2.2636 | 0.88619 | 0.55428 | 0.21808 | 0.1122
NSR Dominion Consent - NOX Rate Annual v3.1 | 894 | 1841 | Rate Constraint in lbs/MMBtu | FALSE | L | Annual | Allowances Purchased NOX | Thousand Tons | 0 | 0 | 0 | 0 | 0 | 0 | 0 | 0
NSR Dominion Consent - NOX Rate Annual v3.1 | 894 | 1841 | Rate Constraint in lbs/MMBtu | FALSE | L | Annual | Allowances Sold NOX | Thousand Tons | 0 | 0 | 0 | 0 | 0 | 0 | 0 | 0
NSR Dominion Consent - NOX Rate Annual v3.1 | 894 | 1841 | Rate Constraint in lbs/MMBtu | FALSE | L | Annual | Allowances Banked | Thousand Tons | 0 | 0 | 0 | 0 | 0 | 0 | 0 | 0
NSR Dominion Consent - NOX Rate Annual v3.1 | 894 | 1841 | Rate Constraint in lbs/MMBtu | FALSE | L | Annual | Allowances Withdrawn (1:1) | Thousand Tons | 0 | 0 | 0 | 0 | 0 | 0 | 0 | 0
NSR Dominion Consent - NOX Rate Annual v3.1 | 894 | 1841 | Rate Constraint in lbs/MMBtu | FALSE | L | Annual | Allowances Withdrawn (n:1) | Thousand Tons | 0 | 0 | 0 | 0 | 0 | 0 | 0 | 0
NSR Dominion Consent - NOX Rate Annual v3.1 | 894 | 1841 | Rate Constraint in lbs/MMBtu | FALSE | L | Annual | Net Emissions Allowance Position | Thousand Tons | 2.5605 | 2.8978 | 2.5663 | 2.2636 | 0.88619 | 0.55428 | 0.21808 | 0.1122
NSR Dominion Consent - NOX Rate Annual v3.1 | 894 | 1841 | Rate Constraint in lbs/MMBtu | FALSE | L | Annual | Fuel Consumed | TBtu | 96.1677 | 103.7796 | 98.803 | 91.5231 | 53.8277 | 46.3286 | 27.4365 | 20.3622
NSR Dominion Consent - NOX Rate Annual v3.1 | 894 | 1841 | Rate Constraint in lbs/MMBtu | FALSE | L | Annual | Rate | lb/MMBtu | 0.05325 | 0.055846 | 0.051948 | 0.049464 | 0.032927 | 0.023928 | 0.015897 | 0.01102
NSR Dominion Consent - NOX Rate Annual v3.1 | 894 | 1841 | Rate Constraint in lbs/MMBtu | FALSE | L | Annual | Generation | TWh | 10.6412 | 11.3535 | 11.0033 | 10.2961 | 6.5206 | 5.7638 | 3.6691 | 2.821
NSR Dominion Consent - NOX Rate Annual v3.1 | 894 | 1841 | Rate Constraint in lbs/MMBtu | FALSE | L | Annual | Qualifying Generation | TWh | 10.6412 | 11.3535 | 11.0033 | 10.2961 | 6.5206 | 5.7638 | 3.6691 | 2.821
NSR Dominion Consent - NOX Rate Annual v3.1 | 894 | 1841 | Rate Constraint in lbs/MMBtu | FALSE | L | Annual | Rate | lb/MWh | 0.48124 | 0.51047 | 0.46647 | 0.43969 | 0.27181 | 0.19233 | 0.11887 | 0.079542
NSR Dominion Consent - NOX Rate Annual v3.1 | 894 | 1841 | Rate Constraint in lbs/MMBtu | FALSE | L | Annual | Constraint Shadow Price | US2016$/Ton | 0 | 0 | 0 | 0 | 0 | 0 | 0 | 0
NSR Edgewater 3-5- NOx Cap Annual v5.13 | 895 | 5986 | Rate Constraint in MTons | FALSE | L | Annual | Seasons Included | Seasons | Winter, WintShld, Summer | Winter, WintShld, Summer | Winter, WintShld, Summer | Winter, WintShld, Summer | Winter, WintShld, Summer | Winter, WintShld, Summer | Winter, WintShld, Summer | Winter, WintShld, Summer
NSR Edgewater 3-5- NOx Cap Annual v5.13 | 895 | 5986 | Rate Constraint in MTons | FALSE | L | Annual | Standard NOX | Thousand Tons | 1.1 | 1.1 | 1.1 | 1.1 | 1.1 | 1.1 | 1.1 | 1.1
NSR Edgewater 3-5- NOx Cap Annual v5.13 | 895 | 5986 | Rate Constraint in MTons | FALSE | L | Annual | Emissions at Affected Plants NOX | Thousand Tons | 0 | 0 | 0 | 0 | 0 | 0 | 0 | 0
NSR Edgewater 3-5- NOx Cap Annual v5.13 | 895 | 5986 | Rate Constraint in MTons | FALSE | L | Annual | Allowances Purchased NOX | Thousand Tons | 0 | 0 | 0 | 0 | 0 | 0 | 0 | 0
NSR Edgewater 3-5- NOx Cap Annual v5.13 | 895 | 5986 | Rate Constraint in MTons | FALSE | L | Annual | Allowances Sold NOX | Thousand Tons | 0 | 0 | 0 | 0 | 0 | 0 | 0 | 0
NSR Edgewater 3-5- NOx Cap Annual v5.13 | 895 | 5986 | Rate Constraint in MTons | FALSE | L | Annual | Allowances Banked | Thousand Tons | 0 | 0 | 0 | 0 | 0 | 0 | 0 | 0
NSR Edgewater 3-5- NOx Cap Annual v5.13 | 895 | 5986 | Rate Constraint in MTons | FALSE | L | Annual | Allowances Withdrawn (1:1) | Thousand Tons | 0 | 0 | 0 | 0 | 0 | 0 | 0 | 0
NSR Edgewater 3-5- NOx Cap Annual v5.13 | 895 | 5986 | Rate Constraint in MTons | FALSE | L | Annual | Allowances Withdrawn (n:1) | Thousand Tons | 0 | 0 | 0 | 0 | 0 | 0 | 0 | 0
NSR Edgewater 3-5- NOx Cap Annual v5.13 | 895 | 5986 | Rate Constraint in MTons | FALSE | L | Annual | Net Emissions Allowance Position | Thousand Tons | 0 | 0 | 0 | 0 | 0 | 0 | 0 | 0
NSR Edgewater 3-5- NOx Cap Annual v5.13 | 895 | 5986 | Rate Constraint in MTons | FALSE | L | Annual | Fuel Consumed | TBtu | 0 | 0 | 0 | 0 | 0 | 0 | 0 | 0
NSR Edgewater 3-5- NOx Cap Annual v5.13 | 895 | 5986 | Rate Constraint in MTons | FALSE | L | Annual | Rate | lb/MMBtu | 0 | 0 | 0 | 0 | 0 | 0 | 0 | 0
NSR Edgewater 3-5- NOx Cap Annual v5.13 | 895 | 5986 | Rate Constraint in MTons | FALSE | L | Annual | Generation | TWh | 0 | 0 | 0 | 0 | 0 | 0 | 0 | 0
NSR Edgewater 3-5- NOx Cap Annual v5.13 | 895 | 5986 | Rate Constraint in MTons | FALSE | L | Annual | Qualifying Generation | TWh | 0 | 0 | 0 | 0 | 0 | 0 | 0 | 0
NSR Edgewater 3-5- NOx Cap Annual v5.13 | 895 | 5986 | Rate Constraint in MTons | FALSE | L | Annual | Rate | lb/MWh | 0 | 0 | 0 | 0 | 0 | 0 | 0 | 0
NSR Edgewater 3-5- NOx Cap Annual v5.13 | 895 | 5986 | Rate Constraint in MTons | FALSE | L | Annual | Constraint Shadow Price | US2016$/Ton | 0 | 0 | 0 | 0 | 0 | 0 | 0 | 0
NSR Edgewater 3-5- SO2 Cap Annual v5.13 | 896 | 5984 | Rate Constraint in MTons | FALSE | L | Annual | Seasons Included | Seasons | Winter, WintShld, Summer | Winter, WintShld, Summer | Winter, WintShld, Summer | Winter, WintShld, Summer | Winter, WintShld, Summer | Winter, WintShld, Summer | Winter, WintShld, Summer | Winter, WintShld, Summer
NSR Edgewater 3-5- SO2 Cap Annual v5.13 | 896 | 5984 | Rate Constraint in MTons | FALSE | L | Annual | Standard SO2 | Thousand Tons | 1.1 | 1.1 | 1.1 | 1.1 | 1.1 | 1.1 | 1.1 | 1.1
NSR Edgewater 3-5- SO2 Cap Annual v5.13 | 896 | 5984 | Rate Constraint in MTons | FALSE | L | Annual | Emissions at Affected Plants SO2 | Thousand Tons | 0 | 0 | 0 | 0 | 0 | 0 | 0 | 0
NSR Edgewater 3-5- SO2 Cap Annual v5.13 | 896 | 5984 | Rate Constraint in MTons | FALSE | L | Annual | Allowances Purchased SO2 | Thousand Tons | 0 | 0 | 0 | 0 | 0 | 0 | 0 | 0
NSR Edgewater 3-5- SO2 Cap Annual v5.13 | 896 | 5984 | Rate Constraint in MTons | FALSE | L | Annual | Allowances Sold SO2 | Thousand Tons | 0 | 0 | 0 | 0 | 0 | 0 | 0 | 0
NSR Edgewater 3-5- SO2 Cap Annual v5.13 | 896 | 5984 | Rate Constraint in MTons | FALSE | L | Annual | Allowances Banked | Thousand Tons | 0 | 0 | 0 | 0 | 0 | 0 | 0 | 0
NSR Edgewater 3-5- SO2 Cap Annual v5.13 | 896 | 5984 | Rate Constraint in MTons | FALSE | L | Annual | Allowances Withdrawn (1:1) | Thousand Tons | 0 | 0 | 0 | 0 | 0 | 0 | 0 | 0
NSR Edgewater 3-5- SO2 Cap Annual v5.13 | 896 | 5984 | Rate Constraint in MTons | FALSE | L | Annual | Allowances Withdrawn (n:1) | Thousand Tons | 0 | 0 | 0 | 0 | 0 | 0 | 0 | 0
NSR Edgewater 3-5- SO2 Cap Annual v5.13 | 896 | 5984 | Rate Constraint in MTons | FALSE | L | Annual | Net Emissions Allowance Position | Thousand Tons | 0 | 0 | 0 | 0 | 0 | 0 | 0 | 0
NSR Edgewater 3-5- SO2 Cap Annual v5.13 | 896 | 5984 | Rate Constraint in MTons | FALSE | L | Annual | Fuel Consumed | TBtu | 0 | 0 | 0 | 0 | 0 | 0 | 0 | 0
NSR Edgewater 3-5- SO2 Cap Annual v5.13 | 896 | 5984 | Rate Constraint in MTons | FALSE | L | Annual | Rate | lb/MMBtu | 0 | 0 | 0 | 0 | 0 | 0 | 0 | 0
NSR Edgewater 3-5- SO2 Cap Annual v5.13 | 896 | 5984 | Rate Constraint in MTons | FALSE | L | Annual | Generation | TWh | 0 | 0 | 0 | 0 | 0 | 0 | 0 | 0
NSR Edgewater 3-5- SO2 Cap Annual v5.13 | 896 | 5984 | Rate Constraint in MTons | FALSE | L | Annual | Qualifying Generation | TWh | 0 | 0 | 0 | 0 | 0 | 0 | 0 | 0
NSR Edgewater 3-5- SO2 Cap Annual v5.13 | 896 | 5984 | Rate Constraint in MTons | FALSE | L | Annual | Rate | lb/MWh | 0 | 0 | 0 | 0 | 0 | 0 | 0 | 0
NSR Edgewater 3-5- SO2 Cap Annual v5.13 | 896 | 5984 | Rate Constraint in MTons | FALSE | L | Annual | Constraint Shadow Price | US2016$/Ton | 0 | 0 | 0 | 0 | 0 | 0 | 0 | 0
NSR Edgewater 5- Hg Rate Annual v5.13 | 897 | 5990 | Rate Constraint in lbs/MMBtu | FALSE | L | Annual | Seasons Included | Seasons | Winter, WintShld, Summer | Winter, WintShld, Summer | Winter, WintShld, Summer | Winter, WintShld, Summer | Winter, WintShld, Summer | Winter, WintShld, Summer | Winter, WintShld, Summer | Winter, WintShld, Summer
NSR Edgewater 5- Hg Rate Annual v5.13 | 897 | 5990 | Rate Constraint in lbs/MMBtu | FALSE | L | Annual | Standard MER | lb/MMBtu | 0.015 | 0.015 | 0.015 | 0.015 | 0.015 | 0.015 | 0.015 | 0.015
NSR Edgewater 5- Hg Rate Annual v5.13 | 897 | 5990 | Rate Constraint in lbs/MMBtu | FALSE | L | Annual | Emissions at Affected Plants MER | lbs | 0 | 0 | 0 | 0 | 0 | 0 | 0 | 0
NSR Edgewater 5- Hg Rate Annual v5.13 | 897 | 5990 | Rate Constraint in lbs/MMBtu | FALSE | L | Annual | Allowances Purchased MER | lbs | 0 | 0 | 0 | 0 | 0 | 0 | 0 | 0
NSR Edgewater 5- Hg Rate Annual v5.13 | 897 | 5990 | Rate Constraint in lbs/MMBtu | FALSE | L | Annual | Allowances Sold MER | lbs | 0 | 0 | 0 | 0 | 0 | 0 | 0 | 0
NSR Edgewater 5- Hg Rate Annual v5.13 | 897 | 5990 | Rate Constraint in lbs/MMBtu | FALSE | L | Annual | Allowances Banked | lbs | 0 | 0 | 0 | 0 | 0 | 0 | 0 | 0
NSR Edgewater 5- Hg Rate Annual v5.13 | 897 | 5990 | Rate Constraint in lbs/MMBtu | FALSE | L | Annual | Allowances Withdrawn (1:1) | lbs | 0 | 0 | 0 | 0 | 0 | 0 | 0 | 0
NSR Edgewater 5- Hg Rate Annual v5.13 | 897 | 5990 | Rate Constraint in lbs/MMBtu | FALSE | L | Annual | Allowances Withdrawn (n:1) | lbs | 0 | 0 | 0 | 0 | 0 | 0 | 0 | 0
NSR Edgewater 5- Hg Rate Annual v5.13 | 897 | 5990 | Rate Constraint in lbs/MMBtu | FALSE | L | Annual | Net Emissions Allowance Position | lbs | 0 | 0 | 0 | 0 | 0 | 0 | 0 | 0
NSR Edgewater 5- Hg Rate Annual v5.13 | 897 | 5990 | Rate Constraint in lbs/MMBtu | FALSE | L | Annual | Fuel Consumed | TBtu | 0 | 0 | 0 | 0 | 0 | 0 | 0 | 0
NSR Edgewater 5- Hg Rate Annual v5.13 | 897 | 5990 | Rate Constraint in lbs/MMBtu | FALSE | L | Annual | Rate | lb/MMBtu | 0 | 0 | 0 | 0 | 0 | 0 | 0 | 0
NSR Edgewater 5- Hg Rate Annual v5.13 | 897 | 5990 | Rate Constraint in lbs/MMBtu | FALSE | L | Annual | Generation | TWh | 0 | 0 | 0 | 0 | 0 | 0 | 0 | 0
NSR Edgewater 5- Hg Rate Annual v5.13 | 897 | 5990 | Rate Constraint in lbs/MMBtu | FALSE | L | Annual | Qualifying Generation | TWh | 0 | 0 | 0 | 0 | 0 | 0 | 0 | 0
NSR Edgewater 5- Hg Rate Annual v5.13 | 897 | 5990 | Rate Constraint in lbs/MMBtu | FALSE | L | Annual | Rate | lb/MWh | 0 | 0 | 0 | 0 | 0 | 0 | 0 | 0
NSR Edgewater 5- Hg Rate Annual v5.13 | 897 | 5990 | Rate Constraint in lbs/MMBtu | FALSE | L | Annual | Constraint Shadow Price | US2016$/Lb | 0 | 0 | 0 | 0 | 0 | 0 | 0 | 0
NSR Edgewater 5- NOx Rate Annual v5.13 | 898 | 5989 | Rate Constraint in lbs/MMBtu | FALSE | L | Annual | Seasons Included | Seasons | Winter, WintShld, Summer | Winter, WintShld, Summer | Winter, WintShld, Summer | Winter, WintShld, Summer | Winter, WintShld, Summer | Winter, WintShld, Summer | Winter, WintShld, Summer | Winter, WintShld, Summer
NSR Edgewater 5- NOx Rate Annual v5.13 | 898 | 5989 | Rate Constraint in lbs/MMBtu | FALSE | L | Annual | Standard NOX | lb/MMBtu | 0.07 | 0.07 | 0.07 | 0.07 | 0.07 | 0.07 | 0.07 | 0.07
NSR Edgewater 5- NOx Rate Annual v5.13 | 898 | 5989 | Rate Constraint in lbs/MMBtu | FALSE | L | Annual | Emissions at Affected Plants NOX | Thousand Tons | 0 | 0 | 0 | 0 | 0 | 0 | 0 | 0
NSR Edgewater 5- NOx Rate Annual v5.13 | 898 | 5989 | Rate Constraint in lbs/MMBtu | FALSE | L | Annual | Allowances Purchased NOX | Thousand Tons | 0 | 0 | 0 | 0 | 0 | 0 | 0 | 0
NSR Edgewater 5- NOx Rate Annual v5.13 | 898 | 5989 | Rate Constraint in lbs/MMBtu | FALSE | L | Annual | Allowances Sold NOX | Thousand Tons | 0 | 0 | 0 | 0 | 0 | 0 | 0 | 0
NSR Edgewater 5- NOx Rate Annual v5.13 | 898 | 5989 | Rate Constraint in lbs/MMBtu | FALSE | L | Annual | Allowances Banked | Thousand Tons | 0 | 0 | 0 | 0 | 0 | 0 | 0 | 0
NSR Edgewater 5- NOx Rate Annual v5.13 | 898 | 5989 | Rate Constraint in lbs/MMBtu | FALSE | L | Annual | Allowances Withdrawn (1:1) | Thousand Tons | 0 | 0 | 0 | 0 | 0 | 0 | 0 | 0
NSR Edgewater 5- NOx Rate Annual v5.13 | 898 | 5989 | Rate Constraint in lbs/MMBtu | FALSE | L | Annual | Allowances Withdrawn (n:1) | Thousand Tons | 0 | 0 | 0 | 0 | 0 | 0 | 0 | 0
NSR Edgewater 5- NOx Rate Annual v5.13 | 898 | 5989 | Rate Constraint in lbs/MMBtu | FALSE | L | Annual | Net Emissions Allowance Position | Thousand Tons | 0 | 0 | 0 | 0 | 0 | 0 | 0 | 0
NSR Edgewater 5- NOx Rate Annual v5.13 | 898 | 5989 | Rate Constraint in lbs/MMBtu | FALSE | L | Annual | Fuel Consumed | TBtu | 0 | 0 | 0 | 0 | 0 | 0 | 0 | 0
NSR Edgewater 5- NOx Rate Annual v5.13 | 898 | 5989 | Rate Constraint in lbs/MMBtu | FALSE | L | Annual | Rate | lb/MMBtu | 0 | 0 | 0 | 0 | 0 | 0 | 0 | 0
NSR Edgewater 5- NOx Rate Annual v5.13 | 898 | 5989 | Rate Constraint in lbs/MMBtu | FALSE | L | Annual | Generation | TWh | 0 | 0 | 0 | 0 | 0 | 0 | 0 | 0
NSR Edgewater 5- NOx Rate Annual v5.13 | 898 | 5989 | Rate Constraint in lbs/MMBtu | FALSE | L | Annual | Qualifying Generation | TWh | 0 | 0 | 0 | 0 | 0 | 0 | 0 | 0
NSR Edgewater 5- NOx Rate Annual v5.13 | 898 | 5989 | Rate Constraint in lbs/MMBtu | FALSE | L | Annual | Rate | lb/MWh | 0 | 0 | 0 | 0 | 0 | 0 | 0 | 0
NSR Edgewater 5- NOx Rate Annual v5.13 | 898 | 5989 | Rate Constraint in lbs/MMBtu | FALSE | L | Annual | Constraint Shadow Price | US2016$/Ton | 0 | 0 | 0 | 0 | 0 | 0 | 0 | 0
NSR Edgewater 5- SO2 Rate Annual v5.13 | 899 | 5988 | Rate Constraint in lbs/MMBtu | FALSE | L | Annual | Seasons Included | Seasons | Winter, WintShld, Summer | Winter, WintShld, Summer | Winter, WintShld, Summer | Winter, WintShld, Summer | Winter, WintShld, Summer | Winter, WintShld, Summer | Winter, WintShld, Summer | Winter, WintShld, Summer
NSR Edgewater 5- SO2 Rate Annual v5.13 | 899 | 5988 | Rate Constraint in lbs/MMBtu | FALSE | L | Annual | Standard SO2 | lb/MMBtu | 0.075 | 0.075 | 0.075 | 0.075 | 0.075 | 0.075 | 0.075 | 0.075
NSR Edgewater 5- SO2 Rate Annual v5.13 | 899 | 5988 | Rate Constraint in lbs/MMBtu | FALSE | L | Annual | Emissions at Affected Plants SO2 | Thousand Tons | 0 | 0 | 0 | 0 | 0 | 0 | 0 | 0
NSR Edgewater 5- SO2 Rate Annual v5.13 | 899 | 5988 | Rate Constraint in lbs/MMBtu | FALSE | L | Annual | Allowances Purchased SO2 | Thousand Tons | 0 | 0 | 0 | 0 | 0 | 0 | 0 | 0
NSR Edgewater 5- SO2 Rate Annual v5.13 | 899 | 5988 | Rate Constraint in lbs/MMBtu | FALSE | L | Annual | Allowances Sold SO2 | Thousand Tons | 0 | 0 | 0 | 0 | 0 | 0 | 0 | 0
NSR Edgewater 5- SO2 Rate Annual v5.13 | 899 | 5988 | Rate Constraint in lbs/MMBtu | FALSE | L | Annual | Allowances Banked | Thousand Tons | 0 | 0 | 0 | 0 | 0 | 0 | 0 | 0
NSR Edgewater 5- SO2 Rate Annual v5.13 | 899 | 5988 | Rate Constraint in lbs/MMBtu | FALSE | L | Annual | Allowances Withdrawn (1:1) | Thousand Tons | 0 | 0 | 0 | 0 | 0 | 0 | 0 | 0
NSR Edgewater 5- SO2 Rate Annual v5.13 | 899 | 5988 | Rate Constraint in lbs/MMBtu | FALSE | L | Annual | Allowances Withdrawn (n:1) | Thousand Tons | 0 | 0 | 0 | 0 | 0 | 0 | 0 | 0
NSR Edgewater 5- SO2 Rate Annual v5.13 | 899 | 5988 | Rate Constraint in lbs/MMBtu | FALSE | L | Annual | Net Emissions Allowance Position | Thousand Tons | 0 | 0 | 0 | 0 | 0 | 0 | 0 | 0
NSR Edgewater 5- SO2 Rate Annual v5.13 | 899 | 5988 | Rate Constraint in lbs/MMBtu | FALSE | L | Annual | Fuel Consumed | TBtu | 0 | 0 | 0 | 0 | 0 | 0 | 0 | 0
NSR Edgewater 5- SO2 Rate Annual v5.13 | 899 | 5988 | Rate Constraint in lbs/MMBtu | FALSE | L | Annual | Rate | lb/MMBtu | 0 | 0 | 0 | 0 | 0 | 0 | 0 | 0
NSR Edgewater 5- SO2 Rate Annual v5.13 | 899 | 5988 | Rate Constraint in lbs/MMBtu | FALSE | L | Annual | Generation | TWh | 0 | 0 | 0 | 0 | 0 | 0 | 0 | 0
NSR Edgewater 5- SO2 Rate Annual v5.13 | 899 | 5988 | Rate Constraint in lbs/MMBtu | FALSE | L | Annual | Qualifying Generation | TWh | 0 | 0 | 0 | 0 | 0 | 0 | 0 | 0
NSR Edgewater 5- SO2 Rate Annual v5.13 | 899 | 5988 | Rate Constraint in lbs/MMBtu | FALSE | L | Annual | Rate | lb/MWh | 0 | 0 | 0 | 0 | 0 | 0 | 0 | 0
NSR Edgewater 5- SO2 Rate Annual v5.13 | 899 | 5988 | Rate Constraint in lbs/MMBtu | FALSE | L | Annual | Constraint Shadow Price | US2016$/Ton | 0 | 0 | 0 | 0 | 0 | 0 | 0 | 0
NSR EKPC Consent - NOX Cap Annual v3.1 | 900 | 1842 | Rate Constraint in MTons | FALSE | L | Annual | Seasons Included | Seasons | Winter, WintShld, Summer | Winter, WintShld, Summer | Winter, WintShld, Summer | Winter, WintShld, Summer | Winter, WintShld, Summer | Winter, WintShld, Summer | Winter, WintShld, Summer | Winter, WintShld, Summer
NSR EKPC Consent - NOX Cap Annual v3.1 | 900 | 1842 | Rate Constraint in MTons | FALSE | L | Annual | Standard NOX | Thousand Tons | 8 | 8 | 8 | 8 | 8 | 8 | 8 | 8
NSR EKPC Consent - NOX Cap Annual v3.1 | 900 | 1842 | Rate Constraint in MTons | FALSE | L | Annual | Emissions at Affected Plants NOX | Thousand Tons | 1.0231 | 1.0231 | 1.0231 | 1.0231 | 0.8873 | 0.8873 | 0.8873 | 0.69345
NSR EKPC Consent - NOX Cap Annual v3.1 | 900 | 1842 | Rate Constraint in MTons | FALSE | L | Annual | Allowances Purchased NOX | Thousand Tons | 0 | 0 | 0 | 0 | 0 | 0 | 0 | 0
NSR EKPC Consent - NOX Cap Annual v3.1 | 900 | 1842 | Rate Constraint in MTons | FALSE | L | Annual | Allowances Sold NOX | Thousand Tons | 0 | 0 | 0 | 0 | 0 | 0 | 0 | 0
NSR EKPC Consent - NOX Cap Annual v3.1 | 900 | 1842 | Rate Constraint in MTons | FALSE | L | Annual | Allowances Banked | Thousand Tons | 0 | 0 | 0 | 0 | 0 | 0 | 0 | 0
NSR EKPC Consent - NOX Cap Annual v3.1 | 900 | 1842 | Rate Constraint in MTons | FALSE | L | Annual | Allowances Withdrawn (1:1) | Thousand Tons | 0 | 0 | 0 | 0 | 0 | 0 | 0 | 0
NSR EKPC Consent - NOX Cap Annual v3.1 | 900 | 1842 | Rate Constraint in MTons | FALSE | L | Annual | Allowances Withdrawn (n:1) | Thousand Tons | 0 | 0 | 0 | 0 | 0 | 0 | 0 | 0
NSR EKPC Consent - NOX Cap Annual v3.1 | 900 | 1842 | Rate Constraint in MTons | FALSE | L | Annual | Net Emissions Allowance Position | Thousand Tons | 1.0231 | 1.0231 | 1.0231 | 1.0231 | 0.8873 | 0.8873 | 0.8873 | 0.69345
NSR EKPC Consent - NOX Cap Annual v3.1 | 900 | 1842 | Rate Constraint in MTons | FALSE | L | Annual | Fuel Consumed | TBtu | 22.5161 | 22.5161 | 22.5161 | 22.5161 | 19.5269 | 19.5269 | 19.5269 | 15.2608
NSR EKPC Consent - NOX Cap Annual v3.1 | 900 | 1842 | Rate Constraint in MTons | FALSE | L | Annual | Rate | lb/MMBtu | 0.09088 | 0.09088 | 0.09088 | 0.09088 | 0.09088 | 0.09088 | 0.09088 | 0.09088
NSR EKPC Consent - NOX Cap Annual v3.1 | 900 | 1842 | Rate Constraint in MTons | FALSE | L | Annual | Generation | TWh | 2.1526 | 2.1526 | 2.1526 | 2.1526 | 1.8668 | 1.8668 | 1.8668 | 1.459
NSR EKPC Consent - NOX Cap Annual v3.1 | 900 | 1842 | Rate Constraint in MTons | FALSE | L | Annual | Qualifying Generation | TWh | 2.1526 | 2.1526 | 2.1526 | 2.1526 | 1.8668 | 1.8668 | 1.8668 | 1.459
NSR EKPC Consent - NOX Cap Annual v3.1 | 900 | 1842 | Rate Constraint in MTons | FALSE | L | Annual | Rate | lb/MWh | 0.9506 | 0.9506 | 0.9506 | 0.9506 | 0.9506 | 0.9506 | 0.9506 | 0.9506
NSR EKPC Consent - NOX Cap Annual v3.1 | 900 | 1842 | Rate Constraint in MTons | FALSE | L | Annual | Constraint Shadow Price | US2016$/Ton | 0 | 0 | 0 | 0 | 0 | 0 | 0 | 0
NSR EKPC Consent - SO2 Cap Annual v3.1 | 901 | 1843 | Rate Constraint in MTons | FALSE | L | Annual | Seasons Included | Seasons | Winter, WintShld, Summer | Winter, WintShld, Summer | Winter, WintShld, Summer | Winter, WintShld, Summer | Winter, WintShld, Summer | Winter, WintShld, Summer | Winter, WintShld, Summer | Winter, WintShld, Summer
NSR EKPC Consent - SO2 Cap Annual v3.1 | 901 | 1843 | Rate Constraint in MTons | FALSE | L | Annual | Standard SO2 | Thousand Tons | 28 | 28 | 28 | 28 | 28 | 28 | 28 | 28
NSR EKPC Consent - SO2 Cap Annual v3.1 | 901 | 1843 | Rate Constraint in MTons | FALSE | L | Annual | Emissions at Affected Plants SO2 | Thousand Tons | 0.89526 | 0.89526 | 0.89526 | 0.89526 | 0.7764 | 0.7764 | 0.7764 | 0.60678
NSR EKPC Consent - SO2 Cap Annual v3.1 | 901 | 1843 | Rate Constraint in MTons | FALSE | L | Annual | Allowances Purchased SO2 | Thousand Tons | 0 | 0 | 0 | 0 | 0 | 0 | 0 | 0
NSR EKPC Consent - SO2 Cap Annual v3.1 | 901 | 1843 | Rate Constraint in MTons | FALSE | L | Annual | Allowances Sold SO2 | Thousand Tons | 0 | 0 | 0 | 0 | 0 | 0 | 0 | 0
NSR EKPC Consent - SO2 Cap Annual v3.1 | 901 | 1843 | Rate Constraint in MTons | FALSE | L | Annual | Allowances Banked | Thousand Tons | 0 | 0 | 0 | 0 | 0 | 0 | 0 | 0
NSR EKPC Consent - SO2 Cap Annual v3.1 | 901 | 1843 | Rate Constraint in MTons | FALSE | L | Annual | Allowances Withdrawn (1:1) | Thousand Tons | 0 | 0 | 0 | 0 | 0 | 0 | 0 | 0
NSR EKPC Consent - SO2 Cap Annual v3.1 | 901 | 1843 | Rate Constraint in MTons | FALSE | L | Annual | Allowances Withdrawn (n:1) | Thousand Tons | 0 | 0 | 0 | 0 | 0 | 0 | 0 | 0
NSR EKPC Consent - SO2 Cap Annual v3.1 | 901 | 1843 | Rate Constraint in MTons | FALSE | L | Annual | Net Emissions Allowance Position | Thousand Tons | 0.89526 | 0.89526 | 0.89526 | 0.89526 | 0.7764 | 0.7764 | 0.7764 | 0.60678
NSR EKPC Consent - SO2 Cap Annual v3.1 | 901 | 1843 | Rate Constraint in MTons | FALSE | L | Annual | Fuel Consumed | TBtu | 22.5161 | 22.5161 | 22.5161 | 22.5161 | 19.5269 | 19.5269 | 19.5269 | 15.2608
NSR EKPC Consent - SO2 Cap Annual v3.1 | 901 | 1843 | Rate Constraint in MTons | FALSE | L | Annual | Rate | lb/MMBtu | 0.079521 | 0.079521 | 0.079521 | 0.079521 | 0.079521 | 0.079521 | 0.079521 | 0.079521
NSR EKPC Consent - SO2 Cap Annual v3.1 | 901 | 1843 | Rate Constraint in MTons | FALSE | L | Annual | Generation | TWh | 2.1526 | 2.1526 | 2.1526 | 2.1526 | 1.8668 | 1.8668 | 1.8668 | 1.459
NSR EKPC Consent - SO2 Cap Annual v3.1 | 901 | 1843 | Rate Constraint in MTons | FALSE | L | Annual | Qualifying Generation | TWh | 2.1526 | 2.1526 | 2.1526 | 2.1526 | 1.8668 | 1.8668 | 1.8668 | 1.459
NSR EKPC Consent - SO2 Cap Annual v3.1 | 901 | 1843 | Rate Constraint in MTons | FALSE | L | Annual | Rate | lb/MWh | 0.83179 | 0.83179 | 0.83179 | 0.83179 | 0.83179 | 0.83179 | 0.83179 | 0.83179
NSR EKPC Consent - SO2 Cap Annual v3.1 | 901 | 1843 | Rate Constraint in MTons | FALSE | L | Annual | Constraint Shadow Price | US2016$/Ton | 0 | 0 | 0 | 0 | 0 | 0 | 0 | 0
NSR FB Culley 3 - NOX Rate Annual v3.1, Unit 4076 and retrofits | 902 | 1946 | Rate Constraint in lbs/MMBtu | FALSE | L | Annual | Seasons Included | Seasons | Winter, WintShld, Summer | Winter, WintShld, Summer | Winter, WintShld, Summer | Winter, WintShld, Summer | Winter, WintShld, Summer | Winter, WintShld, Summer | Winter, WintShld, Summer | Winter, WintShld, Summer
NSR FB Culley 3 - NOX Rate Annual v3.1, Unit 4076 and retrofits | 902 | 1946 | Rate Constraint in lbs/MMBtu | FALSE | L | Annual | Standard NOX | lb/MMBtu | 0.121 | 0.121 | 0.121 | 0.121 | 0.121 | 0.121 | 0.121 | 0.121
NSR FB Culley 3 - NOX Rate Annual v3.1, Unit 4076 and retrofits | 902 | 1946 | Rate Constraint in lbs/MMBtu | FALSE | L | Annual | Emissions at Affected Plants NOX | Thousand Tons | 1.0542 | 1.0912 | 1.0912 | 1.0912 | 0.86702 | 0.71743 | 0.67938 | 0.60234
NSR FB Culley 3 - NOX Rate Annual v3.1, Unit 4076 and retrofits | 902 | 1946 | Rate Constraint in lbs/MMBtu | FALSE | L | Annual | Allowances Purchased NOX | Thousand Tons | 0 | 0 | 0 | 0 | 0 | 0 | 0 | 0
NSR FB Culley 3 - NOX Rate Annual v3.1, Unit 4076 and retrofits | 902 | 1946 | Rate Constraint in lbs/MMBtu | FALSE | L | Annual | Allowances Sold NOX | Thousand Tons | 0 | 0 | 0 | 0 | 0 | 0 | 0 | 0
NSR FB Culley 3 - NOX Rate Annual v3.1, Unit 4076 and retrofits | 902 | 1946 | Rate Constraint in lbs/MMBtu | FALSE | L | Annual | Allowances Banked | Thousand Tons | 0 | 0 | 0 | 0 | 0 | 0 | 0 | 0
NSR FB Culley 3 - NOX Rate Annual v3.1, Unit 4076 and retrofits | 902 | 1946 | Rate Constraint in lbs/MMBtu | FALSE | L | Annual | Allowances Withdrawn (1:1) | Thousand Tons | 0 | 0 | 0 | 0 | 0 | 0 | 0 | 0
NSR FB Culley 3 - NOX Rate Annual v3.1, Unit 4076 and retrofits | 902 | 1946 | Rate Constraint in lbs/MMBtu | FALSE | L | Annual | Allowances Withdrawn (n:1) | Thousand Tons | 0 | 0 | 0 | 0 | 0 | 0 | 0 | 0
NSR FB Culley 3 - NOX Rate Annual v3.1, Unit 4076 and retrofits | 902 | 1946 | Rate Constraint in lbs/MMBtu | FALSE | L | Annual | Net Emissions Allowance Position | Thousand Tons | 1.0542 | 1.0912 | 1.0912 | 1.0912 | 0.86702 | 0.71743 | 0.67938 | 0.60234
NSR FB Culley 3 - NOX Rate Annual v3.1, Unit 4076 and retrofits | 902 | 1946 | Rate Constraint in lbs/MMBtu | FALSE | L | Annual | Fuel Consumed | TBtu | 19.5873 | 20.2752 | 20.2752 | 20.2752 | 16.1096 | 13.3302 | 12.6231 | 11.1917
NSR FB Culley 3 - NOX Rate Annual v3.1, Unit 4076 and retrofits | 902 | 1946 | Rate Constraint in lbs/MMBtu | FALSE | L | Annual | Rate | lb/MMBtu | 0.10764 | 0.10764 | 0.10764 | 0.10764 | 0.10764 | 0.10764 | 0.10764 | 0.10764
NSR FB Culley 3 - NOX Rate Annual v3.1, Unit 4076 and retrofits | 902 | 1946 | Rate Constraint in lbs/MMBtu | FALSE | L | Annual | Generation | TWh | 1.8033 | 1.8666 | 1.8666 | 1.8666 | 1.4831 | 1.2272 | 1.1621 | 1.0304
NSR FB Culley 3 - NOX Rate Annual v3.1, Unit 4076 and retrofits | 902 | 1946 | Rate Constraint in lbs/MMBtu | FALSE | L | Annual | Qualifying Generation | TWh | 1.8033 | 1.8666 | 1.8666 | 1.8666 | 1.4831 | 1.2272 | 1.1621 | 1.0304
NSR FB Culley 3 - NOX Rate Annual v3.1, Unit 4076 and retrofits | 902 | 1946 | Rate Constraint in lbs/MMBtu | FALSE | L | Annual | Rate | lb/MWh | 1.1692 | 1.1692 | 1.1692 | 1.1692 | 1.1692 | 1.1692 | 1.1692 | 1.1692
NSR FB Culley 3 - NOX Rate Annual v3.1, Unit 4076 and retrofits | 902 | 1946 | Rate Constraint in lbs/MMBtu | FALSE | L | Annual | Constraint Shadow Price | US2016$/Ton | 0 | 0 | 0 | 0 | 0 | 0 | 0 | 0
NSR Four Corners 4,5 - NOX Cap Annual v5.16 | 903 | 6696 | Rate Constraint in MTons | FALSE | L | Annual | Seasons Included | Seasons | Winter, WintShld, Summer | Winter, WintShld, Summer | Winter, WintShld, Summer | Winter, WintShld, Summer | Winter, WintShld, Summer | Winter, WintShld, Summer | Winter, WintShld, Summer | Winter, WintShld, Summer
NSR Four Corners 4,5 - NOX Cap Annual v5.16 | 903 | 6696 | Rate Constraint in MTons | FALSE | L | Annual | Standard NOX | Thousand Tons | 4.968 | 4.968 | 4.968 | 4.968 | 4.968 | 4.968 | 4.968 | 4.968
NSR Four Corners 4,5 - NOX Cap Annual v5.16 | 903 | 6696 | Rate Constraint in MTons | FALSE | L | Annual | Emissions at Affected Plants NOX | Thousand Tons | 2.2587 | 2.2586 | 2.2587 | 2.2589 | 2.259 | 2.259 | 2.2587 | 2.2587
NSR Four Corners 4,5 - NOX Cap Annual v5.16 | 903 | 6696 | Rate Constraint in MTons | FALSE | L | Annual | Allowances Purchased NOX | Thousand Tons | 0 | 0 | 0 | 0 | 0 | 0 | 0 | 0
NSR Four Corners 4,5 - NOX Cap Annual v5.16 | 903 | 6696 | Rate Constraint in MTons | FALSE | L | Annual | Allowances Sold NOX | Thousand Tons | 0 | 0 | 0 | 0 | 0 | 0 | 0 | 0
NSR Four Corners 4,5 - NOX Cap Annual v5.16 | 903 | 6696 | Rate Constraint in MTons | FALSE | L | Annual | Allowances Banked | Thousand Tons | 0 | 0 | 0 | 0 | 0 | 0 | 0 | 0
NSR Four Corners 4,5 - NOX Cap Annual v5.16 | 903 | 6696 | Rate Constraint in MTons | FALSE | L | Annual | Allowances Withdrawn (1:1) | Thousand Tons | 0 | 0 | 0 | 0 | 0 | 0 | 0 | 0
NSR Four Corners 4,5 - NOX Cap Annual v5.16 | 903 | 6696 | Rate Constraint in MTons | FALSE | L | Annual | Allowances Withdrawn (n:1) | Thousand Tons | 0 | 0 | 0 | 0 | 0 | 0 | 0 | 0
NSR Four Corners 4,5 - NOX Cap Annual v5.16 | 903 | 6696 | Rate Constraint in MTons | FALSE | L | Annual | Net Emissions Allowance Position | Thousand Tons | 2.2587 | 2.2586 | 2.2587 | 2.2589 | 2.259 | 2.259 | 2.2587 | 2.2587
NSR Four Corners 4,5 - NOX Cap Annual v5.16 | 903 | 6696 | Rate Constraint in MTons | FALSE | L | Annual | Fuel Consumed | TBtu | 89.4286 | 89.4286 | 89.4286 | 89.4286 | 89.4286 | 89.4286 | 89.4286 | 89.4286
NSR Four Corners 4,5 - NOX Cap Annual v5.16 | 903 | 6696 | Rate Constraint in MTons | FALSE | L | Annual | Rate | lb/MMBtu | 0.050515 | 0.050513 | 0.050514 | 0.050518 | 0.050521 | 0.050521 | 0.050514 | 0.050514
NSR Four Corners 4,5 - NOX Cap Annual v5.16 | 903 | 6696 | Rate Constraint in MTons | FALSE | L | Annual | Generation | TWh | 8.9207 | 8.9206 | 8.9207 | 8.9207 | 8.9208 | 8.9208 | 8.9207 | 8.9207
NSR Four Corners 4,5 - NOX Cap Annual v5.16 | 903 | 6696 | Rate Constraint in MTons | FALSE | L | Annual | Qualifying Generation | TWh | 8.9207 | 8.9206 | 8.9207 | 8.9207 | 8.9208 | 8.9208 | 8.9207 | 8.9207
NSR Four Corners 4,5 - NOX Cap Annual v5.16 | 903 | 6696 | Rate Constraint in MTons | FALSE | L | Annual | Rate | lb/MWh | 0.5064 | 0.50639 | 0.5064 | 0.50644 | 0.50646 | 0.50646 | 0.5064 | 0.5064
NSR Four Corners 4,5 - NOX Cap Annual v5.16 | 903 | 6696 | Rate Constraint in MTons | FALSE | L | Annual | Constraint Shadow Price | US2016$/Ton | 0 | 0 | 0 | 0 | 0 | 0 | 0 | 0
NSR Four Corners 4,5 - NOX Rate Annual v5.16 | 904 | 6695 | Rate Constraint in lbs/MMBtu | FALSE | L | Annual | Seasons Included | Seasons | Winter, WintShld, Summer | Winter, WintShld, Summer | Winter, WintShld, Summer | Winter, WintShld, Summer | Winter, WintShld, Summer | Winter, WintShld, Summer | Winter, WintShld, Summer | Winter, WintShld, Summer
NSR Four Corners 4,5 - NOX Rate Annual v5.16 | 904 | 6695 | Rate Constraint in lbs/MMBtu | FALSE | L | Annual | Standard NOX | lb/MMBtu | 0.08 | 0.08 | 0.08 | 0.08 | 0.08 | 0.08 | 0.08 | 0.08
NSR Four Corners 4,5 - NOX Rate Annual v5.16 | 904 | 6695 | Rate Constraint in lbs/MMBtu | FALSE | L | Annual | Emissions at Affected Plants NOX | Thousand Tons | 2.2587 | 2.2586 | 2.2587 | 2.2589 | 2.259 | 2.259 | 2.2587 | 2.2587
NSR Four Corners 4,5 - NOX Rate Annual v5.16 | 904 | 6695 | Rate Constraint in lbs/MMBtu | FALSE | L | Annual | Allowances Purchased NOX | Thousand Tons | 0 | 0 | 0 | 0 | 0 | 0 | 0 | 0
NSR Four Corners 4,5 - NOX Rate Annual v5.16 | 904 | 6695 | Rate Constraint in lbs/MMBtu | FALSE | L | Annual | Allowances Sold NOX | Thousand Tons | 0 | 0 | 0 | 0 | 0 | 0 | 0 | 0
NSR Four Corners 4,5 - NOX Rate Annual v5.16 | 904 | 6695 | Rate Constraint in lbs/MMBtu | FALSE | L | Annual | Allowances Banked | Thousand Tons | 0 | 0 | 0 | 0 | 0 | 0 | 0 | 0
NSR Four Corners 4,5 - NOX Rate Annual v5.16 | 904 | 6695 | Rate Constraint in lbs/MMBtu | FALSE | L | Annual | Allowances Withdrawn (1:1) | Thousand Tons | 0 | 0 | 0 | 0 | 0 | 0 | 0 | 0
NSR Four Corners 4,5 - NOX Rate Annual v5.16 | 904 | 6695 | Rate Constraint in lbs/MMBtu | FALSE | L | Annual | Allowances Withdrawn (n:1) | Thousand Tons | 0 | 0 | 0 | 0 | 0 | 0 | 0 | 0
NSR Four Corners 4,5 - NOX Rate Annual v5.16 | 904 | 6695 | Rate Constraint in lbs/MMBtu | FALSE | L | Annual | Net Emissions Allowance Position | Thousand Tons | 2.2587 | 2.2586 | 2.2587 | 2.2589 | 2.259 | 2.259 | 2.2587 | 2.2587
NSR Four Corners 4,5 - NOX Rate Annual v5.16 | 904 | 6695 | Rate Constraint in lbs/MMBtu | FALSE | L | Annual | Fuel Consumed | TBtu | 89.4286 | 89.4286 | 89.4286 | 89.4286 | 89.4286 | 89.4286 | 89.4286 | 89.4286
NSR Four Corners 4,5 - NOX Rate Annual v5.16 | 904 | 6695 | Rate Constraint in lbs/MMBtu | FALSE | L | Annual | Rate | lb/MMBtu | 0.050515 | 0.050513 | 0.050514 | 0.050518 | 0.050521 | 0.050521 | 0.050514 | 0.050514
NSR Four Corners 4,5 - NOX Rate Annual v5.16 | 904 | 6695 | Rate Constraint in lbs/MMBtu | FALSE | L | Annual | Generation | TWh | 8.9207 | 8.9206 | 8.9207 | 8.9207 | 8.9208 | 8.9208 | 8.9207 | 8.9207
NSR Four Corners 4,5 - NOX Rate Annual v5.16 | 904 | 6695 | Rate Constraint in lbs/MMBtu | FALSE | L | Annual | Qualifying Generation | TWh | 8.9207 | 8.9206 | 8.9207 | 8.9207 | 8.9208 | 8.9208 | 8.9207 | 8.9207
NSR Four Corners 4,5 - NOX Rate Annual v5.16 | 904 | 6695 | Rate Constraint in lbs/MMBtu | FALSE | L | Annual | Rate | lb/MWh | 0.5064 | 0.50639 | 0.5064 | 0.50644 | 0.50646 | 0.50646 | 0.5064 | 0.5064
NSR Four Corners 4,5 - NOX Rate Annual v5.16 | 904 | 6695 | Rate Constraint in lbs/MMBtu | FALSE | L | Annual | Constraint Shadow Price | US2016$/Ton | 0 | 0 | 0 | 0 | 0 | 0 | 0 | 0
NSR Four Corners 4,5 - SO2 Cap Annual v5.16 | 905 | 6697 | Rate Constraint in MTons | FALSE | L | Annual | Seasons Included | Seasons | Winter, WintShld, Summer | Winter, WintShld, Summer | Winter, WintShld, Summer | Winter, WintShld, Summer | Winter, WintShld, Summer | Winter, WintShld, Summer | Winter, WintShld, Summer | Winter, WintShld, Summer
NSR Four Corners 4,5 - SO2 Cap Annual v5.16 | 905 | 6697 | Rate Constraint in MTons | FALSE | L | Annual | Standard SO2 | Thousand Tons | 6.8 | 6.8 | 6.8 | 6.8 | 6.8 | 6.8 | 6.8 | 6.8
NSR Four Corners 4,5 - SO2 Cap Annual v5.16 | 905 | 6697 | Rate Constraint in MTons | FALSE | L | Annual | Emissions at Affected Plants SO2 | Thousand Tons | 6.8 | 6.8 | 6.8 | 6.8 | 6.8 | 6.8 | 6.8 | 6.8
NSR Four Corners 4,5 - SO2 Cap Annual v5.16 | 905 | 6697 | Rate Constraint in MTons | FALSE | L | Annual | Allowances Purchased SO2 | Thousand Tons | 0 | 0 | 0 | 0 | 0 | 0 | 0 | 0
NSR Four Corners 4,5 - SO2 Cap Annual v5.16 | 905 | 6697 | Rate Constraint in MTons | FALSE | L | Annual | Allowances Sold SO2 | Thousand Tons | 0 | 0 | 0 | 0 | 0 | 0 | 0 | 0
NSR Four Corners 4,5 - SO2 Cap Annual v5.16 | 905 | 6697 | Rate Constraint in MTons | FALSE | L | Annual | Allowances Banked | Thousand Tons | 0 | 0 | 0 | 0 | 0 | 0 | 0 | 0
NSR Four Corners 4,5 - SO2 Cap Annual v5.16 | 905 | 6697 | Rate Constraint in MTons | FALSE | L | Annual | Allowances Withdrawn (1:1) | Thousand Tons | 0 | 0 | 0 | 0 | 0 | 0 | 0 | 0
NSR Four Corners 4,5 - SO2 Cap Annual v5.16 | 905 | 6697 | Rate Constraint in MTons | FALSE | L | Annual | Allowances Withdrawn (n:1) | Thousand Tons | 0 | 0 | 0 | 0 | 0 | 0 | 0 | 0
NSR Four Corners 4,5 - SO2 Cap Annual v5.16 | 905 | 6697 | Rate Constraint in MTons | FALSE | L | Annual | Net Emissions Allowance Position | Thousand Tons | 6.8 | 6.8 | 6.8 | 6.8 | 6.8 | 6.8 | 6.8 | 6.8
NSR Four Corners 4,5 - SO2 Cap Annual v5.16 | 905 | 6697 | Rate Constraint in MTons | FALSE | L | Annual | Fuel Consumed | TBtu | 89.4286 | 89.4286 | 89.4286 | 89.4286 | 89.4286 | 89.4286 | 89.4286 | 89.4286
NSR Four Corners 4,5 - SO2 Cap Annual v5.16 | 905 | 6697 | Rate Constraint in MTons | FALSE | L | Annual | Rate | lb/MMBtu | 0.15208 | 0.15208 | 0.15208 | 0.15208 | 0.15208 | 0.15208 | 0.15208 | 0.15208
NSR Four Corners 4,5 - SO2 Cap Annual v5.16 | 905 | 6697 | Rate Constraint in MTons | FALSE | L | Annual | Generation | TWh | 8.9207 | 8.9206 | 8.9207 | 8.9207 | 8.9208 | 8.9208 | 8.9207 | 8.9207
NSR Four Corners 4,5 - SO2 Cap Annual v5.16 | 905 | 6697 | Rate Constraint in MTons | FALSE | L | Annual | Qualifying Generation | TWh | 8.9207 | 8.9206 | 8.9207 | 8.9207 | 8.9208 | 8.9208 | 8.9207 | 8.9207
NSR Four Corners 4,5 - SO2 Cap Annual v5.16 | 905 | 6697 | Rate Constraint in MTons | FALSE | L | Annual | Rate | lb/MWh | 1.5245 | 1.5246 | 1.5245 | 1.5245 | 1.5245 | 1.5245 | 1.5245 | 1.5245
NSR Four Corners 4,5 - SO2 Cap Annual v5.16 | 905 | 6697 | Rate Constraint in MTons | FALSE | L | Annual | Constraint Shadow Price | US2016$/Ton | 10916.406 | 11678.2203 | 12496.6009 | 8761.5488 | 2658.2449 | 3504.989 | 3816.263 | 3545.3526
NSR Genoa 1 - Hg Rate Annual v5.13 | 906 | 5967 | Rate Constraint in lbs/MMBtu | FALSE | L | Annual | Seasons Included | Seasons | Winter, WintShld, Summer | Winter, WintShld, Summer | Winter, WintShld, Summer | Winter, WintShld, Summer | Winter, WintShld, Summer | Winter, WintShld, Summer | Winter, WintShld, Summer | Winter, WintShld, Summer
NSR Genoa 1 - Hg Rate Annual v5.13 | 906 | 5967 | Rate Constraint in lbs/MMBtu | FALSE | L | Annual | Standard MER | lb/MMBtu | 0.015 | 0.015 | 0.015 | 0.015 | 0.015 | 0.015 | 0.015 | 0.015
NSR Genoa 1 - Hg Rate Annual v5.13 | 906 | 5967 | Rate Constraint in lbs/MMBtu | FALSE | L | Annual | Emissions at Affected Plants MER | lbs | 5.7052 | 6.433 | 5.9789 | 6.381 | 6.3632 | 7.2202 | 7.2202 | 2.5903
NSR Genoa 1 - Hg Rate Annual v5.13 | 906 | 5967 | Rate Constraint in lbs/MMBtu | FALSE | L | Annual | Allowances Purchased MER | lbs | 0 | 0 | 0 | 0 | 0 | 0 | 0 | 0
NSR Genoa 1 - Hg Rate Annual v5.13 | 906 | 5967 | Rate Constraint in lbs/MMBtu | FALSE | L | Annual | Allowances Sold MER | lbs | 0 | 0 | 0 | 0 | 0 | 0 | 0 | 0
NSR Genoa 1 - Hg Rate Annual v5.13 | 906 | 5967 | Rate Constraint in lbs/MMBtu | FALSE | L | Annual | Allowances Banked | lbs | 0 | 0 | 0 | 0 | 0 | 0 | 0 | 0
NSR Genoa 1 - Hg Rate Annual v5.13 | 906 | 5967 | Rate Constraint in lbs/MMBtu | FALSE | L | Annual | Allowances Withdrawn (1:1) | lbs | 0 | 0 | 0 | 0 | 0 | 0 | 0 | 0
NSR Genoa 1 - Hg Rate Annual v5.13 | 906 | 5967 | Rate Constraint in lbs/MMBtu | FALSE | L | Annual | Allowances Withdrawn (n:1) | lbs | 0 | 0 | 0 | 0 | 0 | 0 | 0 | 0
NSR Genoa 1 - Hg Rate Annual v5.13 | 906 | 5967 | Rate Constraint in lbs/MMBtu | FALSE | L | Annual | Net Emissions Allowance Position | lbs | 5.7052 | 6.433 | 5.9789 | 6.381 | 6.3632 | 7.2202 | 7.2202 | 2.5903
NSR Genoa 1 - Hg Rate Annual v5.13 | 906 | 5967 | Rate Constraint in lbs/MMBtu | FALSE | L | Annual | Fuel Consumed | TBtu | 10.1674 | 11.4644 | 10.6552 | 11.3718 | 11.34 | 12.8673 | 12.8673 | 4.6163
NSR Genoa 1 - Hg Rate Annual v5.13 | 906 | 5967 | Rate Constraint in lbs/MMBtu | FALSE | L | Annual | Rate | lb/MMBtu | 5.6112e-07 | 5.6112e-07 | 5.6112e-07 | 5.6112e-07 | 5.6112e-07 | 5.6112e-07 | 5.6112e-07 | 5.6112e-07
NSR Genoa 1 - Hg Rate Annual v5.13 | 906 | 5967 | Rate Constraint in lbs/MMBtu | FALSE | L | Annual | Generation | TWh | 0.88214 | 0.99467 | 0.92446 | 0.98664 | 0.98388 | 1.1164 | 1.1164 | 0.40051
NSR Genoa 1 - Hg Rate Annual v5.13 | 906 | 5967 | Rate Constraint in lbs/MMBtu | FALSE | L | Annual | Qualifying Generation | TWh | 0.88214 | 0.99467 | 0.92446 | 0.98664 | 0.98388 | 1.1164 | 1.1164 | 0.40051
NSR Genoa 1 - Hg Rate Annual v5.13 | 906 | 5967 | Rate Constraint in lbs/MMBtu | FALSE | L | Annual | Rate | lb/MWh | 6.4674e-06 | 6.4674e-06 | 6.4674e-06 | 6.4674e-06 | 6.4674e-06 | 6.4674e-06 | 6.4674e-06 | 6.4674e-06
NSR Genoa 1 - Hg Rate Annual v5.13 | 906 | 5967 | Rate Constraint in lbs/MMBtu | FALSE | L | Annual | Constraint Shadow Price | US2016$/Lb | 0 | 0 | 0 | 0 | 0 | 0 | 0 | 0
NSR Genoa 1 - NOx Cap Annual v5.13 | 907 | 5966 | Rate Constraint in MTons | FALSE | L | Annual | Seasons Included | Seasons | Winter, WintShld, Summer | Winter, WintShld, Summer | Winter, WintShld, Summer | Winter, WintShld, Summer | Winter, WintShld, Summer | Winter, WintShld, Summer | Winter, WintShld, Summer | Winter, WintShld, Summer
NSR Genoa 1 - NOx Cap Annual v5.13 | 907 | 5966 | Rate Constraint in MTons | FALSE | L | Annual | Standard NOX | Thousand Tons | 1.14 | 1.14 | 1.14 | 1.14 | 1.14 | 1.14 | 1.14 | 1.14
NSR Genoa 1 - NOx Cap Annual v5.13 | 907 | 5966 | Rate Constraint in MTons | FALSE | L | Annual | Emissions at Affected Plants NOX | Thousand Tons | 0.57756 | 0.65124 | 0.60527 | 0.64598 | 0.64417 | 0.73093 | 0.73093 | 0.26223
NSR Genoa 1 - NOx Cap Annual v5.13 | 907 | 5966 | Rate Constraint in MTons | FALSE | L | Annual | Allowances Purchased NOX | Thousand Tons | 0 | 0 | 0 | 0 | 0 | 0 | 0 | 0
NSR Genoa 1 - NOx Cap Annual v5.13 | 907 | 5966 | Rate Constraint in MTons | FALSE | L | Annual | Allowances Sold NOX | Thousand Tons | 0 | 0 | 0 | 0 | 0 | 0 | 0 | 0
NSR Genoa 1 - NOx Cap Annual v5.13 | 907 | 5966 | Rate Constraint in MTons | FALSE | L | Annual | Allowances Banked | Thousand Tons | 0 | 0 | 0 | 0 | 0 | 0 | 0 | 0
NSR Genoa 1 - NOx Cap Annual v5.13 | 907 | 5966 | Rate Constraint in MTons | FALSE | L | Annual | Allowances Withdrawn (1:1) | Thousand Tons | 0 | 0 | 0 | 0 | 0 | 0 | 0 | 0
NSR Genoa 1 - NOx Cap Annual v5.13 | 907 | 5966 | Rate Constraint in MTons | FALSE | L | Annual | Allowances Withdrawn (n:1) | Thousand Tons | 0 | 0 | 0 | 0 | 0 | 0 | 0 | 0
NSR Genoa 1 - NOx Cap Annual v5.13 | 907 | 5966 | Rate Constraint in MTons | FALSE | L | Annual | Net Emissions Allowance Position | Thousand Tons | 0.57756 | 0.65124 | 0.60527 | 0.64598 | 0.64417 | 0.73093 | 0.73093 | 0.26223
NSR Genoa 1 - NOx Cap Annual v5.13 | 907 | 5966 | Rate Constraint in MTons | FALSE | L | Annual | Fuel Consumed | TBtu | 10.1674 | 11.4644 | 10.6552 | 11.3718 | 11.34 | 12.8673 | 12.8673 | 4.6163
NSR Genoa 1 - NOx Cap Annual v5.13 | 907 | 5966 | Rate Constraint in MTons | FALSE | L | Annual | Rate | lb/MMBtu | 0.11361 | 0.11361 | 0.11361 | 0.11361 | 0.11361 | 0.11361 | 0.11361 | 0.11361
NSR Genoa 1 - NOx Cap Annual v5.13 | 907 | 5966 | Rate Constraint in MTons | FALSE | L | Annual | Generation | TWh | 0.88214 | 0.99467 | 0.92446 | 0.98664 | 0.98388 | 1.1164 | 1.1164 | 0.40051
NSR Genoa 1 - NOx Cap Annual v5.13 | 907 | 5966 | Rate Constraint in MTons | FALSE | L | Annual | Qualifying Generation | TWh | 0.88214 | 0.99467 | 0.92446 | 0.98664 | 0.98388 | 1.1164 | 1.1164 | 0.40051
NSR Genoa 1 - NOx Cap Annual v5.13 | 907 | 5966 | Rate Constraint in MTons | FALSE | L | Annual | Rate | lb/MWh | 1.3095 | 1.3095 | 1.3095 | 1.3095 | 1.3095 | 1.3095 | 1.3095 | 1.3095
NSR Genoa 1 - NOx Cap Annual v5.13 | 907 | 5966 | Rate Constraint in MTons | FALSE | L | Annual | Constraint Shadow Price | US2016$/Ton | 0 | 0 | 0 | 0 | 0 | 0 | 0 | 0
NSR Genoa 1 - NOx Rate Annual v5.13 | 908 | 5965 | Rate Constraint in lbs/MMBtu | FALSE | L | Annual | Seasons Included | Seasons | Winter, WintShld, Summer | Winter, WintShld, Summer | Winter, WintShld, Summer | Winter, WintShld, Summer | Winter, WintShld, Summer | Winter, WintShld, Summer | Winter, WintShld, Summer | Winter, WintShld, Summer
NSR Genoa 1 - NOx Rate Annual v5.13 | 908 | 5965 | Rate Constraint in lbs/MMBtu | FALSE | L | Annual | Standard NOX | lb/MMBtu | 0.14 | 0.14 | 0.14 | 0.14 | 0.14 | 0.14 | 0.14 | 0.14
NSR Genoa 1 - NOx Rate Annual v5.13 | 908 | 5965 | Rate Constraint in lbs/MMBtu | FALSE | L | Annual | Emissions at Affected Plants NOX | Thousand Tons | 0.57756 | 0.65124 | 0.60527 | 0.64598 | 0.64417 | 0.73093 | 0.73093 | 0.26223
NSR Genoa 1 - NOx Rate Annual v5.13 | 908 | 5965 | Rate Constraint in lbs/MMBtu | FALSE | L | Annual | Allowances Purchased NOX | Thousand Tons | 0 | 0 | 0 | 0 | 0 | 0 | 0 | 0
NSR Genoa 1 - NOx Rate Annual v5.13 | 908 | 5965 | Rate Constraint in lbs/MMBtu | FALSE | L | Annual | Allowances Sold NOX | Thousand Tons | 0 | 0 | 0 | 0 | 0 | 0 | 0 | 0
NSR Genoa 1 - NOx Rate Annual v5.13 | 908 | 5965 | Rate Constraint in lbs/MMBtu | FALSE | L | Annual | Allowances Banked | Thousand Tons | 0 | 0 | 0 | 0 | 0 | 0 | 0 | 0
NSR Genoa 1 - NOx Rate Annual v5.13 | 908 | 5965 | Rate Constraint in lbs/MMBtu | FALSE | L | Annual | Allowances Withdrawn (1:1) | Thousand Tons | 0 | 0 | 0 | 0 | 0 | 0 | 0 | 0
NSR Genoa 1 - NOx Rate Annual v5.13 | 908 | 5965 | Rate Constraint in lbs/MMBtu | FALSE | L | Annual | Allowances Withdrawn (n:1) | Thousand Tons | 0 | 0 | 0 | 0 | 0 | 0 | 0 | 0
NSR Genoa 1 - NOx Rate Annual v5.13 | 908 | 5965 | Rate Constraint in lbs/MMBtu | FALSE | L | Annual | Net Emissions Allowance Position | Thousand Tons | 0.57756 | 0.65124 | 0.60527 | 0.64598 | 0.64417 | 0.73093 | 0.73093 | 0.26223
NSR Genoa 1 - NOx Rate Annual v5.13 | 908 | 5965 | Rate Constraint in lbs/MMBtu | FALSE | L | Annual | Fuel Consumed | TBtu | 10.1674 | 11.4644 | 10.6552 | 11.3718 | 11.34 | 12.8673 | 12.8673 | 4.6163
NSR Genoa 1 - NOx Rate Annual v5.13 | 908 | 5965 | Rate Constraint in lbs/MMBtu | FALSE | L | Annual | Rate | lb/MMBtu | 0.11361 | 0.11361 | 0.11361 | 0.11361 | 0.11361 | 0.11361 | 0.11361 | 0.11361
NSR Genoa 1 - NOx Rate Annual v5.13 | 908 | 5965 | Rate Constraint in lbs/MMBtu | FALSE | L | Annual | Generation | TWh | 0.88214 | 0.99467 | 0.92446 | 0.98664 | 0.98388 | 1.1164 | 1.1164 | 0.40051
NSR Genoa 1 - NOx Rate Annual v5.13 | 908 | 5965 | Rate Constraint in lbs/MMBtu | FALSE | L | Annual | Qualifying Generation | TWh | 0.88214 | 0.99467 | 0.92446 | 0.98664 | 0.98388 | 1.1164 | 1.1164 | 0.40051
NSR Genoa 1 - NOx Rate Annual v5.13 | 908 | 5965 | Rate Constraint in lbs/MMBtu | FALSE | L | Annual | Rate | lb/MWh | 1.3095 | 1.3095 | 1.3095 | 1.3095 | 1.3095 | 1.3095 | 1.3095 | 1.3095
NSR Genoa 1 - NOx Rate Annual v5.13 | 908 | 5965 | Rate Constraint in lbs/MMBtu | FALSE | L | Annual | Constraint Shadow Price | US2016$/Ton | 0 | 0 | 0 | 0 | 0 | 0 | 0 | 0
NSR Genoa 1 - SO2 Rate Annual v5.13 | 909 | 5964 | Rate Constraint in lbs/MMBtu | FALSE | L | Annual | Seasons Included | Seasons | Winter, WintShld, Summer | Winter, WintShld, Summer | Winter, WintShld, Summer | Winter, WintShld, Summer | Winter, WintShld, Summer | Winter, WintShld, Summer | Winter, WintShld, Summer | Winter, WintShld, Summer
NSR Genoa 1 - SO2 Rate Annual v5.13 | 909 | 5964 | Rate Constraint in lbs/MMBtu | FALSE | L | Annual | Standard SO2 | lb/MMBtu | 0.09 | 0.09 | 0.09 | 0.09 | 0.09 | 0.09 | 0.09 | 0.09
NSR Genoa 1 - SO2 Rate Annual v5.13 | 909 | 5964 | Rate Constraint in lbs/MMBtu | FALSE | L | Annual | Emissions at Affected Plants SO2 | Thousand Tons | 0.24214 | 0.27303 | 0.25376 | 0.27082 | 0.27007 | 0.30644 | 0.30644 | 0.10994
NSR Genoa 1 - SO2 Rate Annual v5.13 | 909 | 5964 | Rate Constraint in lbs/MMBtu | FALSE | L | Annual | Allowances Purchased SO2 | Thousand Tons | 0 | 0 | 0 | 0 | 0 | 0 | 0 | 0
NSR Genoa 1 - SO2 Rate Annual v5.13 | 909 | 5964 | Rate Constraint in lbs/MMBtu | FALSE | L | Annual | Allowances Sold SO2 | Thousand Tons | 0 | 0 | 0 | 0 | 0 | 0 | 0 | 0
NSR Genoa 1 - SO2 Rate Annual v5.13 | 909 | 5964 | Rate Constraint in lbs/MMBtu | FALSE | L | Annual | Allowances Banked | Thousand Tons | 0 | 0 | 0 | 0 | 0 | 0 | 0 | 0
NSR Genoa 1 - SO2 Rate Annual v5.13 | 909 | 5964 | Rate Constraint in lbs/MMBtu | FALSE | L | Annual | Allowances Withdrawn (1:1) | Thousand Tons | 0 | 0 | 0 | 0 | 0 | 0 | 0 | 0
NSR Genoa 1 - SO2 Rate Annual v5.13 | 909 | 5964 | Rate Constraint in lbs/MMBtu | FALSE | L | Annual | Allowances Withdrawn (n:1) | Thousand Tons | 0 | 0 | 0 | 0 | 0 | 0 | 0 | 0
NSR Genoa 1 - SO2 Rate Annual v5.13 | 909 | 5964 | Rate Constraint in lbs/MMBtu | FALSE | L | Annual | Net Emissions Allowance Position | Thousand Tons | 0.24214 | 0.27303 | 0.25376 | 0.27082 | 0.27007 | 0.30644 | 0.30644 | 0.10994
NSR Genoa 1 - SO2 Rate Annual v5.13 | 909 | 5964 | Rate Constraint in lbs/MMBtu | FALSE | L | Annual | Fuel Consumed | TBtu | 10.1674 | 11.4644 | 10.6552 | 11.3718 | 11.34 | 12.8673 | 12.8673 | 4.6163
NSR Genoa 1 - SO2 Rate Annual v5.13 | 909 | 5964 | Rate Constraint in lbs/MMBtu | FALSE | L | Annual | Rate | lb/MMBtu | 0.047631 | 0.047631 | 0.047631 | 0.047631 | 0.047631 | 0.047631 | 0.047631 | 0.047631
NSR Genoa 1 - SO2 Rate Annual v5.13 | 909 | 5964 | Rate Constraint in lbs/MMBtu | FALSE | L | Annual | Generation | TWh | 0.88214 | 0.99467 | 0.92446 | 0.98664 | 0.98388 | 1.1164 | 1.1164 | 0.40051
NSR Genoa 1 - SO2 Rate Annual v5.13 | 909 | 5964 | Rate Constraint in lbs/MMBtu | FALSE | L | Annual | Qualifying Generation | TWh | 0.88214 | 0.99467 | 0.92446 | 0.98664 | 0.98388 | 1.1164 | 1.1164 | 0.40051
NSR Genoa 1 - SO2 Rate Annual v5.13 | 909 | 5964 | Rate Constraint in lbs/MMBtu | FALSE | L | Annual | Rate | lb/MWh | 0.54898 | 0.54898 | 0.54898 | 0.54898 | 0.54898 | 0.54898 | 0.54898 | 0.54898
NSR Genoa 1 - SO2 Rate Annual v5.13 | 909 | 5964 | Rate Constraint in lbs/MMBtu | FALSE | L | Annual | Constraint Shadow Price | US2016$/Ton | 0 | 0 | 0 | 0 | 0 | 0 | 0 | 0
NSR Harrison 1-3 - NOX Rate Annual v5.16 | 910 | 6631 | Rate Constraint in lbs/MMBtu | FALSE | L | Annual | Seasons Included | Seasons | Winter, WintShld, Summer | Winter, WintShld, Summer | Winter, WintShld, Summer | Winter, WintShld, Summer | Winter, WintShld, Summer | Winter, WintShld, Summer | Winter, WintShld, Summer | Winter, WintShld, Summer
NSR Harrison 1-3 - NOX Rate Annual v5.16 | 910 | 6631 | Rate Constraint in lbs/MMBtu | FALSE | L | Annual | Standard NOX | lb/MMBtu | 0.25 | 0.25 | 0.25 | 0.25 | 0.25 | 0.25 | 0.25 | 0.25
NSR Harrison 1-3 - NOX Rate Annual v5.16 | 910 | 6631 | Rate Constraint in lbs/MMBtu | FALSE | L | Annual | Emissions at Affected Plants NOX | Thousand Tons | 8.6997 | 8.6997 | 8.6997 | 8.6997 | 6.4886 | 5.8875 | 5.8875 | 5.5172
NSR Harrison 1-3 - NOX Rate Annual v5.16 | 910 | 6631 | Rate Constraint in lbs/MMBtu | FALSE | L | Annual | Allowances Purchased NOX | Thousand Tons | 0 | 0 | 0 | 0 | 0 | 0 | 0 | 0
NSR Harrison 1-3 - NOX Rate Annual v5.16 | 910 | 6631 | Rate Constraint in lbs/MMBtu | FALSE | L | Annual | Allowances Sold NOX | Thousand Tons | 0 | 0 | 0 | 0 | 0 | 0 | 0 | 0
NSR Harrison 1-3 - NOX Rate Annual v5.16 | 910 | 6631 | Rate Constraint in lbs/MMBtu | FALSE | L | Annual | Allowances Banked | Thousand Tons | 0 | 0 | 0 | 0 | 0 | 0 | 0 | 0
NSR Harrison 1-3 - NOX Rate Annual v5.16 | 910 | 6631 | Rate Constraint in lbs/MMBtu | FALSE | L | Annual | Allowances Withdrawn (1:1) | Thousand Tons | 0 | 0 | 0 | 0 | 0 | 0 | 0 | 0
NSR Harrison 1-3 - NOX Rate Annual v5.16 | 910 | 6631 | Rate Constraint in lbs/MMBtu | FALSE | L | Annual | Allowances Withdrawn (n:1) | Thousand Tons | 0 | 0 | 0 | 0 | 0 | 0 | 0 | 0
NSR Harrison 1-3 - NOX Rate Annual v5.16 | 910 | 6631 | Rate Constraint in lbs/MMBtu | FALSE | L | Annual | Net Emissions Allowance Position | Thousand Tons | 8.6997 | 8.6997 | 8.6997 | 8.6997 | 6.4886 | 5.8875 | 5.8875 | 5.5172
NSR Harrison 1-3 - NOX Rate Annual v5.16 | 910 | 6631 | Rate Constraint in lbs/MMBtu | FALSE | L | Annual | Fuel Consumed | TBtu | 141.9893 | 141.9893 | 141.9893 | 141.9893 | 105.5503 | 96.0916 | 96.0916 | 90.0477
NSR Harrison 1-3 - NOX Rate Annual v5.16 | 910 | 6631 | Rate Constraint in lbs/MMBtu | FALSE | L | Annual | Rate | lb/MMBtu | 0.12254 | 0.12254 | 0.12254 | 0.12254 | 0.12295 | 0.12254 | 0.12254 | 0.12254
NSR Harrison 1-3 - NOX Rate Annual v5.16 | 910 | 6631 | Rate Constraint in lbs/MMBtu | FALSE | L | Annual | Generation | TWh | 14.0788 | 14.0788 | 14.0788 | 14.0788 | 10.4659 | 9.5278 | 9.5278 | 8.9286
NSR Harrison 1-3 - NOX Rate Annual v5.16 | 910 | 6631 | Rate Constraint in lbs/MMBtu | FALSE | L | Annual | Qualifying Generation | TWh | 14.0788 | 14.0788 | 14.0788 | 14.0788 | 10.4659 | 9.5278 | 9.5278 | 8.9286
NSR Harrison 1-3 - NOX Rate Annual v5.16 | 910 | 6631 | Rate Constraint in lbs/MMBtu | FALSE | L | Annual | Rate | lb/MWh | 1.2359 | 1.2359 | 1.2359 | 1.2359 | 1.2399 | 1.2359 | 1.2359 | 1.2359
NSR Harrison 1-3 - NOX Rate Annual v5.16 | 910 | 6631 | Rate Constraint in lbs/MMBtu | FALSE | L | Annual | Constraint Shadow Price | US2016$/Ton | 0 | 0 | 0 | 0 | 0 | 0 | 0 | 0
NSR Harrison 1-3 - NOX Rate Summer v5.16 | 911 | 6632 | Rate Constraint in lbs/MMBtu | FALSE | L | Annual | Seasons Included | Seasons | Summer | Summer | Summer | Summer | Summer | Summer | Summer | Summer
NSR Harrison 1-3 - NOX Rate Summer v5.16 | 911 | 6632 | Rate Constraint in lbs/MMBtu | FALSE | L | Annual | Standard NOX | lb/MMBtu | 0.2 | 0.2 | 0.2 | 0.2 | 0.2 | 0.2 | 0.2 | 0.2
NSR Harrison 1-3 - NOX Rate Summer v5.16 | 911 | 6632 | Rate Constraint in lbs/MMBtu | FALSE | L | Annual | Emissions at Affected Plants NOX | Thousand Tons | 3.5267 | 3.5267 | 3.5267 | 3.5267 | 3.5267 | 3.5267 | 3.5267 | 3.1564
NSR Harrison 1-3 - NOX Rate Summer v5.16 | 911 | 6632 | Rate Constraint in lbs/MMBtu | FALSE | L | Annual | Allowances Purchased NOX | Thousand Tons | 0 | 0 | 0 | 0 | 0 | 0 | 0 | 0
NSR Harrison 1-3 - NOX Rate Summer v5.16 | 911 | 6632 | Rate Constraint in lbs/MMBtu | FALSE | L | Annual | Allowances Sold NOX | Thousand Tons | 0 | 0 | 0 | 0 | 0 | 0 | 0 | 0
NSR Harrison 1-3 - NOX Rate Summer v5.16 | 911 | 6632 | Rate Constraint in lbs/MMBtu | FALSE | L | Annual | Allowances Banked | Thousand Tons | 0 | 0 | 0 | 0 | 0 | 0 | 0 | 0
NSR Harrison 1-3 - NOX Rate Summer v5.16 | 911 | 6632 | Rate Constraint in lbs/MMBtu | FALSE | L | Annual | Allowances Withdrawn (1:1) | Thousand Tons | 0 | 0 | 0 | 0 | 0 | 0 | 0 | 0
NSR Harrison 1-3 - NOX Rate Summer v5.16 | 911 | 6632 | Rate Constraint in lbs/MMBtu | FALSE | L | Annual | Allowances Withdrawn (n:1) | Thousand Tons | 0 | 0 | 0 | 0 | 0 | 0 | 0 | 0
NSR Harrison 1-3 - NOX Rate Summer v5.16 | 911 | 6632 | Rate Constraint in lbs/MMBtu | FALSE | L | Annual | Net Emissions Allowance Position | Thousand Tons | 3.5267 | 3.5267 | 3.5267 | 3.5267 | 3.5267 | 3.5267 | 3.5267 | 3.1564
NSR Harrison 1-3 - NOX Rate Summer v5.16 | 911 | 6632 | Rate Constraint in lbs/MMBtu | FALSE | L | Annual | Fuel Consumed | TBtu | 57.5602 | 57.5602 | 57.5602 | 57.5602 | 57.5602 | 57.5602 | 57.5602 | 51.5164
NSR Harrison 1-3 - NOX Rate Summer v5.16 | 911 | 6632 | Rate Constraint in lbs/MMBtu | FALSE | L | Annual | Rate | lb/MMBtu | 0.12254 | 0.12254 | 0.12254 | 0.12254 | 0.12254 | 0.12254 | 0.12254 | 0.12254
NSR Harrison 1-3 - NOX Rate Summer v5.16 | 911 | 6632 | Rate Constraint in lbs/MMBtu | FALSE | L | Annual | Generation | TWh | 5.7073 | 5.7073 | 5.7073 | 5.7073 | 5.7073 | 5.7073 | 5.7073 | 5.108
NSR Harrison 1-3 - NOX Rate Summer v5.16 | 911 | 6632 | Rate Constraint in lbs/MMBtu | FALSE | L | Annual | Qualifying Generation | TWh | 5.7073 | 5.7073 | 5.7073 | 5.7073 | 5.7073 | 5.7073 | 5.7073 | 5.108
NSR Harrison 1-3 - NOX Rate Summer v5.16 | 911 | 6632 | Rate Constraint in lbs/MMBtu | FALSE | L | Annual | Rate | lb/MWh | 1.2359 | 1.2359 | 1.2359 | 1.2359 | 1.2359 | 1.2359 | 1.2359 | 1.2359
NSR Harrison 1-3 - NOX Rate Summer v5.16 | 911 | 6632 | Rate Constraint in lbs/MMBtu | FALSE | L | Annual | Constraint Shadow Price | US2016$/Ton | 0 | 0 | 0 | 0 | 0 | 0 | 0 | 0
NSR Hennepin 1,2 - SO2 Rate Annual v3.1, Unit 4244 and retrofits | 912 | 1869 | Rate Constraint in lbs/MMBtu | FALSE | L | Annual | Seasons Included | Seasons | Winter, WintShld, Summer | Winter, WintShld, Summer | Winter, WintShld, Summer | Winter, WintShld, Summer | Winter, WintShld, Summer | Winter, WintShld, Summer | Winter, WintShld, Summer | Winter, WintShld, Summer
NSR Hennepin 1,2 - SO2 Rate Annual v3.1, Unit 4244 and retrofits | 912 | 1869 | Rate Constraint in lbs/MMBtu | FALSE | L | Annual | Standard SO2 | lb/MMBtu | 1.2 | 1.2 | 1.2 | 1.2 | 1.2 | 1.2 | 1.2 | 1.2
NSR Hennepin 1,2 - SO2 Rate Annual v3.1, Unit 4244 and retrofits | 912 | 1869 | Rate Constraint in lbs/MMBtu | FALSE | L | Annual | Emissions at Affected Plants SO2 | Thousand Tons | 0 | 0 | 0 | 0 | 0 | 0 | 0 | 0
NSR Hennepin 1,2 - SO2 Rate Annual v3.1, Unit 4244 and retrofits | 912 | 1869 | Rate Constraint in lbs/MMBtu | FALSE | L | Annual | Allowances Purchased SO2 | Thousand Tons | 0 | 0 | 0 | 0 | 0 | 0 | 0 | 0
NSR Hennepin 1,2 - SO2 Rate Annual v3.1, Unit 4244 and retrofits | 912 | 1869 | Rate Constraint in lbs/MMBtu | FALSE | L | Annual | Allowances Sold SO2 | Thousand Tons | 0 | 0 | 0 | 0 | 0 | 0 | 0 | 0
NSR Hennepin 1,2 - SO2 Rate Annual v3.1, Unit 4244 and retrofits | 912 | 1869 | Rate Constraint in lbs/MMBtu | FALSE | L | Annual | Allowances Banked | Thousand Tons | 0 | 0 | 0 | 0 | 0 | 0 | 0 | 0
NSR Hennepin 1,2 - SO2 Rate Annual v3.1, Unit 4244 and retrofits | 912 | 1869 | Rate Constraint in lbs/MMBtu | FALSE | L | Annual | Allowances Withdrawn (1:1) | Thousand Tons | 0 | 0 | 0 | 0 | 0 | 0 | 0 | 0
NSR Hennepin 1,2 - SO2 Rate Annual v3.1, Unit 4244 and retrofits | 912 | 1869 | Rate Constraint in lbs/MMBtu | FALSE | L | Annual | Allowances Withdrawn (n:1) | Thousand Tons | 0 | 0 | 0 | 0 | 0 | 0 | 0 | 0
NSR Hennepin 1,2 - SO2 Rate Annual v3.1, Unit 4244 and retrofits | 912 | 1869 | Rate Constraint in lbs/MMBtu | FALSE | L | Annual | Net Emissions Allowance Position | Thousand Tons | 0 | 0 | 0 | 0 | 0 | 0 | 0 | 0
NSR Hennepin 1,2 - SO2 Rate Annual v3.1, Unit 4244 and retrofits | 912 | 1869 | Rate Constraint in lbs/MMBtu | FALSE | L | Annual | Fuel Consumed | TBtu | 0 | 0 | 0 | 0 | 0 | 0 | 0 | 0
NSR Hennepin 1,2 - SO2 Rate Annual v3.1, Unit 4244 and retrofits | 912 | 1869 | Rate Constraint in lbs/MMBtu | FALSE | L | Annual | Rate | lb/MMBtu | 0 | 0 | 0 | 0 | 0 | 0 | 0 | 0
NSR Hennepin 1,2 - SO2 Rate Annual v3.1, Unit 4244 and retrofits | 912 | 1869 | Rate Constraint in lbs/MMBtu | FALSE | L | Annual | Generation | TWh | 0 | 0 | 0 | 0 | 0 | 0 | 0 | 0
NSR Hennepin 1,2 - SO2 Rate Annual v3.1, Unit 4244 and retrofits | 912 | 1869 | Rate Constraint in lbs/MMBtu | FALSE | L | Annual | Qualifying Generation | TWh | 0 | 0 | 0 | 0 | 0 | 0 | 0 | 0
NSR Hennepin 1,2 - SO2 Rate Annual v3.1, Unit 4244 and retrofits | 912 | 1869 | Rate Constraint in lbs/MMBtu | FALSE | L | Annual | Rate | lb/MWh | 0 | 0 | 0 | 0 | 0 | 0 | 0 | 0
NSR Hennepin 1,2 - SO2 Rate Annual v3.1, Unit 4244 and retrofits | 912 | 1869 | Rate Constraint in lbs/MMBtu | FALSE | L | Annual | Constraint Shadow Price | US2016$/Ton | 0 | 0 | 0 | 0 | 0 | 0 | 0 | 0
NSR Hennepin 1,2 - SO2 Rate Annual v3.1, Unit 4245 and retrofits | 913 | 1869 | Rate Constraint in lbs/MMBtu | FALSE | L | Annual | Seasons Included | Seasons | Winter, WintShld, Summer | Winter, WintShld, Summer | Winter, WintShld, Summer | Winter, WintShld, Summer | Winter, WintShld, Summer | Winter, WintShld, Summer | Winter, WintShld, Summer | Winter, WintShld, Summer
NSR Hennepin 1,2 - SO2 Rate Annual v3.1, Unit 4245 and retrofits | 913 | 1869 | Rate Constraint in lbs/MMBtu | FALSE | L | Annual | Standard SO2 | lb/MMBtu | 1.2 | 1.2 | 1.2 | 1.2 | 1.2 | 1.2 | 1.2 | 1.2
NSR Hennepin 1,2 - SO2 Rate Annual v3.1, Unit 4245 and retrofits | 913 | 1869 | Rate Constraint in lbs/MMBtu | FALSE | L | Annual | Emissions at Affected Plants SO2 | Thousand Tons | 3.7369 | 3.5043 | 3.1072 | 3.3337 | 2.6427 | 2.5872 | 2.5872 | 2.5872
NSR Hennepin 1,2 - SO2 Rate Annual v3.1, Unit 4245 and retrofits | 913 | 1869 | Rate Constraint in lbs/MMBtu | FALSE | L | Annual | Allowances Purchased SO2 | Thousand Tons | 0 | 0 | 0 | 0 | 0 | 0 | 0 | 0
NSR Hennepin 1,2 - SO2 Rate Annual v3.1, Unit 4245 and retrofits | 913 | 1869 | Rate Constraint in lbs/MMBtu | FALSE | L | Annual | Allowances Sold SO2 | Thousand Tons | 0 | 0 | 0 | 0 | 0 | 0 | 0 | 0
NSR Hennepin 1,2 - SO2 Rate Annual v3.1, Unit 4245 and retrofits | 913 | 1869 | Rate Constraint in lbs/MMBtu | FALSE | L | Annual | Allowances Banked | Thousand Tons | 0 | 0 | 0 | 0 | 0 | 0 | 0 | 0
NSR Hennepin 1,2 - SO2 Rate Annual v3.1, Unit 4245 and retrofits | 913 | 1869 | Rate Constraint in lbs/MMBtu | FALSE | L | Annual | Allowances Withdrawn (1:1) | Thousand Tons | 0 | 0 | 0 | 0 | 0 | 0 | 0 | 0
NSR Hennepin 1,2 - SO2 Rate Annual v3.1, Unit 4245 and retrofits | 913 | 1869 | Rate Constraint in lbs/MMBtu | FALSE | L | Annual | Allowances Withdrawn (n:1) | Thousand Tons | 0 | 0 | 0 | 0 | 0 | 0 | 0 | 0
NSR Hennepin 1,2 - SO2 Rate Annual v3.1, Unit 4245 and retrofits | 913 | 1869 | Rate Constraint in lbs/MMBtu | FALSE | L | Annual | Net Emissions Allowance Position | Thousand Tons | 3.7369 | 3.5043 | 3.1072 | 3.3337 | 2.6427 | 2.5872 | 2.5872 | 2.5872
NSR Hennepin 1,2 - SO2 Rate Annual v3.1, Unit 4245 and retrofits | 913 | 1869 | Rate Constraint in lbs/MMBtu | FALSE | L | Annual | Fuel Consumed | TBtu | 14.3088 | 13.4183 | 11.8979 | 12.7648 | 10.1192 | 9.9066 | 9.9066 | 9.9066
NSR Hennepin 1,2 - SO2 Rate Annual v3.1, Unit 4245 and retrofits | 913 | 1869 | Rate Constraint in lbs/MMBtu | FALSE | L | Annual | Rate | lb/MMBtu | 0.52232 | 0.52232 | 0.52232 | 0.52232 | 0.52232 | 0.52232 | 0.52232 | 0.52232
NSR Hennepin 1,2 - SO2 Rate Annual v3.1, Unit 4245 and retrofits | 913 | 1869 | Rate Constraint in lbs/MMBtu | FALSE | L | Annual | Generation | TWh | 1.3355 | 1.2524 | 1.1105 | 1.1914 | 0.94449 | 0.92464 | 0.92464 | 0.92464
NSR Hennepin 1,2 - SO2 Rate Annual v3.1, Unit 4245 and retrofits | 913 | 1869 | Rate Constraint in lbs/MMBtu | FALSE | L | Annual | Qualifying Generation | TWh | 1.3355 | 1.2524 | 1.1105 | 1.1914 | 0.94449 | 0.92464 | 0.92464 | 0.92464
NSR Hennepin 1,2 - SO2 Rate Annual v3.1, Unit 4245 and retrofits | 913 | 1869 | Rate Constraint in lbs/MMBtu | FALSE | L | Annual | Rate | lb/MWh | 5.5961 | 5.5961 | 5.5961 | 5.5961 | 5.5961 | 5.5961 | 5.5961 | 5.5961
NSR Hennepin 1,2 - SO2 Rate Annual v3.1, Unit 4245 and retrofits | 913 | 1869 | Rate Constraint in lbs/MMBtu | FALSE | L | Annual | Constraint Shadow Price | US2016$/Ton | 0 | 0 | 0 | 0 | 0 | 0 | 0 | 0
NSR HL Spurlock 1 - NOX Rate Annual v3.1, Unit 5676 and retrofits | 914 | 1955 | Rate Constraint in lbs/MMBtu | FALSE | L | Annual | Seasons Included | Seasons | Winter, WintShld, Summer | Winter, WintShld, Summer | Winter, WintShld, Summer | Winter, WintShld, Summer | Winter, WintShld, Summer | Winter, WintShld, Summer | Winter, WintShld, Summer | Winter, WintShld, Summer
NSR HL Spurlock 1 - NOX Rate Annual v3.1, Unit 5676 and retrofits | 914 | 1955 | Rate Constraint in lbs/MMBtu | FALSE | L | Annual | Standard NOX | lb/MMBtu | 0.1 | 0.1 | 0.1 | 0.1 | 0.1 | 0.1 | 0.1 | 0.1
NSR HL Spurlock 1 - NOX Rate Annual v3.1, Unit 5676 and retrofits | 914 | 1955 | Rate Constraint in lbs/MMBtu | FALSE | L | Annual | Emissions at Affected Plants NOX | Thousand Tons | 1.0231 | 1.0231 | 1.0231 | 1.0231 | 0.8873 | 0.8873 | 0.8873 | 0.69345
NSR HL Spurlock 1 - NOX Rate Annual v3.1, Unit 5676 and retrofits | 914 | 1955 | Rate Constraint in lbs/MMBtu | FALSE | L | Annual | Allowances Purchased NOX | Thousand Tons | 0 | 0 | 0 | 0 | 0 | 0 | 0 | 0
NSR HL Spurlock 1 - NOX Rate Annual v3.1, Unit 5676 and retrofits | 914 | 1955 | Rate Constraint in lbs/MMBtu | FALSE | L | Annual | Allowances Sold NOX | Thousand Tons | 0 | 0 | 0 | 0 | 0 | 0 | 0 | 0
NSR HL Spurlock 1 - NOX Rate Annual v3.1, Unit 5676 and retrofits | 914 | 1955 | Rate Constraint in lbs/MMBtu | FALSE | L | Annual | Allowances Banked | Thousand Tons | 0 | 0 | 0 | 0 | 0 | 0 | 0 | 0
NSR HL Spurlock 1 - NOX Rate Annual v3.1, Unit 5676 and retrofits | 914 | 1955 | Rate Constraint in lbs/MMBtu | FALSE | L | Annual | Allowances Withdrawn (1:1) | Thousand Tons | 0 | 0 | 0 | 0 | 0 | 0 | 0 | 0
NSR HL Spurlock 1 - NOX Rate Annual v3.1, Unit 5676 and retrofits | 914 | 1955 | Rate Constraint in lbs/MMBtu | FALSE | L | Annual | Allowances Withdrawn (n:1) | Thousand Tons | 0 | 0 | 0 | 0 | 0 | 0 | 0 | 0
NSR HL Spurlock 1 - NOX Rate Annual v3.1, Unit 5676 and retrofits | 914 | 1955 | Rate Constraint in lbs/MMBtu | FALSE | L | Annual | Net Emissions Allowance Position | Thousand Tons | 1.0231 | 1.0231 | 1.0231 | 1.0231 | 0.8873 | 0.8873 | 0.8873 | 0.69345
NSR HL Spurlock 1 - NOX Rate Annual v3.1, Unit 5676 and retrofits | 914 | 1955 | Rate Constraint in lbs/MMBtu | FALSE | L | Annual | Fuel Consumed | TBtu | 22.5161 | 22.5161 | 22.5161 | 22.5161 | 19.5269 | 19.5269 | 19.5269 | 15.2608
NSR HL Spurlock 1 - NOX Rate Annual v3.1, Unit 5676 and retrofits | 914 | 1955 | Rate Constraint in lbs/MMBtu | FALSE | L | Annual | Rate | lb/MMBtu | 0.09088 | 0.09088 | 0.09088 | 0.09088 | 0.09088 | 0.09088 | 0.09088 | 0.09088
NSR HL Spurlock 1 - NOX Rate Annual v3.1, Unit 5676 and retrofits | 914 | 1955 | Rate Constraint in lbs/MMBtu | FALSE | L | Annual | Generation | TWh | 2.1526 | 2.1526 | 2.1526 | 2.1526 | 1.8668 | 1.8668 | 1.8668 | 1.459
NSR HL Spurlock 1 - NOX Rate Annual v3.1, Unit 5676 and retrofits | 914 | 1955 | Rate Constraint in lbs/MMBtu | FALSE | L | Annual | Qualifying Generation | TWh | 2.1526 | 2.1526 | 2.1526 | 2.1526 | 1.8668 | 1.8668 | 1.8668 | 1.459
NSR HL Spurlock 1 - NOX Rate Annual v3.1, Unit 5676 and retrofits | 914 | 1955 | Rate Constraint in lbs/MMBtu | FALSE | L | Annual | Rate | lb/MWh | 0.9506 | 0.9506 | 0.9506 | 0.9506 | 0.9506 | 0.9506 | 0.9506 | 0.9506
NSR HL Spurlock 1 - NOX Rate Annual v3.1, Unit 5676 and retrofits | 914 | 1955 | Rate Constraint in lbs/MMBtu | FALSE | L | Annual | Constraint Shadow Price | US2016$/Ton | 0 | 0 | 0 | 0 | 0 | 0 | 0 | 0
NSR HL Spurlock 2 - NOX Rate Annual v3.1, Unit 5677 and retrofits | 915 | 1956 | Rate Constraint in lbs/MMBtu | FALSE | L | Annual | Seasons Included | Seasons | Winter, WintShld, Summer | Winter, WintShld, Summer | Winter, WintShld, Summer | Winter, WintShld, Summer | Winter, WintShld, Summer | Winter, WintShld, Summer | Winter, WintShld, Summer | Winter, WintShld, Summer
NSR HL Spurlock 2 - NOX Rate Annual v3.1, Unit 5677 and retrofits | 915 | 1956 | Rate Constraint in lbs/MMBtu | FALSE | L | Annual | Standard NOX | lb/MMBtu | 0.1 | 0.1 | 0.1 | 0.1 | 0.1 | 0.1 | 0.1 | 0.1
NSR HL Spurlock 2 - NOX Rate Annual v3.1, Unit 5677 and retrofits | 915 | 1956 | Rate Constraint in lbs/MMBtu | FALSE | L | Annual | Emissions at Affected Plants NOX | Thousand Tons | 0 | 0 | 0 | 0 | 0 | 0 | 0 | 0
NSR HL Spurlock 2 - NOX Rate Annual v3.1, Unit 5677 and retrofits | 915 | 1956 | Rate Constraint in lbs/MMBtu | FALSE | L | Annual | Allowances Purchased NOX | Thousand Tons | 0 | 0 | 0 | 0 | 0 | 0 | 0 | 0
NSR HL Spurlock 2 - NOX Rate Annual v3.1, Unit 5677 and retrofits | 915 | 1956 | Rate Constraint in lbs/MMBtu | FALSE | L | Annual | Allowances Sold NOX | Thousand Tons | 0 | 0 | 0 | 0 | 0 | 0 | 0 | 0
NSR HL Spurlock 2 - NOX Rate Annual v3.1, Unit 5677 and retrofits | 915 | 1956 | Rate Constraint in lbs/MMBtu | FALSE | L | Annual | Allowances Banked | Thousand Tons | 0 | 0 | 0 | 0 | 0 | 0 | 0 | 0
NSR HL Spurlock 2 - NOX Rate Annual v3.1, Unit 5677 and retrofits | 915 | 1956 | Rate Constraint in lbs/MMBtu | FALSE | L | Annual | Allowances Withdrawn (1:1) | Thousand Tons | 0 | 0 | 0 | 0 | 0 | 0 | 0 | 0
NSR HL Spurlock 2 - NOX Rate Annual v3.1, Unit 5677 and retrofits | 915 | 1956 | Rate Constraint in lbs/MMBtu | FALSE | L | Annual | Allowances Withdrawn (n:1) | Thousand Tons | 0 | 0 | 0 | 0 | 0 | 0 | 0 | 0
NSR HL Spurlock 2 - NOX Rate Annual v3.1, Unit 5677 and retrofits | 915 | 1956 | Rate Constraint in lbs/MMBtu | FALSE | L | Annual | Net Emissions Allowance Position | Thousand Tons | 0 | 0 | 0 | 0 | 0 | 0 | 0 | 0
NSR HL Spurlock 2 - NOX Rate Annual v3.1, Unit 5677 and retrofits | 915 | 1956 | Rate Constraint in lbs/MMBtu | FALSE | L | Annual | Fuel Consumed | TBtu | 0 | 0 | 0 | 0 | 0 | 0 | 0 | 0
NSR HL Spurlock 2 - NOX Rate Annual v3.1, Unit 5677 and retrofits | 915 | 1956 | Rate Constraint in lbs/MMBtu | FALSE | L | Annual | Rate | lb/MMBtu | 0 | 0 | 0 | 0 | 0 | 0 | 0 | 0
NSR HL Spurlock 2 - NOX Rate Annual v3.1, Unit 5677 and retrofits | 915 | 1956 | Rate Constraint in lbs/MMBtu | FALSE | L | Annual | Generation | TWh | 0 | 0 | 0 | 0 | 0 | 0 | 0 | 0
NSR HL Spurlock 2 - NOX Rate Annual v3.1, Unit 5677 and retrofits | 915 | 1956 | Rate Constraint in lbs/MMBtu | FALSE | L | Annual | Qualifying Generation | TWh | 0 | 0 | 0 | 0 | 0 | 0 | 0 | 0
NSR HL Spurlock 2 - NOX Rate Annual v3.1, Unit 5677 and retrofits | 915 | 1956 | Rate Constraint in lbs/MMBtu | FALSE | L | Annual | Rate | lb/MWh | 0 | 0 | 0 | 0 | 0 | 0 | 0 | 0
NSR HL Spurlock 2 - NOX Rate Annual v3.1, Unit 5677 and retrofits | 915 | 1956 | Rate Constraint in lbs/MMBtu | FALSE | L | Annual | Constraint Shadow Price | US2016$/Ton | 0 | 0 | 0 | 0 | 0 | 0 | 0 | 0
NSR HL Spurlock 2 - SO2 Rate Annual v3.1, Unit 5677 and retrofits | 916 | 1959 | Rate Constraint in lbs/MMBtu | FALSE | L | Annual | Seasons Included | Seasons | Winter, WintShld, Summer | Winter, WintShld, Summer | Winter, WintShld, Summer | Winter, WintShld, Summer | Winter, WintShld, Summer | Winter, WintShld, Summer | Winter, WintShld, Summer | Winter, WintShld, Summer
NSR HL Spurlock 2 - SO2 Rate Annual v3.1, Unit 5677 and retrofits | 916 | 1959 | Rate Constraint in lbs/MMBtu | FALSE | L | Annual | Standard SO2 | lb/MMBtu | 0.1 | 0.1 | 0.1 | 0.1 | 0.1 | 0.1 | 0.1 | 0.1
NSR HL Spurlock 2 - SO2 Rate Annual v3.1, Unit 5677 and retrofits | 916 | 1959 | Rate Constraint in lbs/MMBtu | FALSE | L | Annual | Emissions at Affected Plants SO2 | Thousand Tons | 0 | 0 | 0 | 0 | 0 | 0 | 0 | 0
NSR HL Spurlock 2 - SO2 Rate Annual v3.1, Unit 5677 and retrofits | 916 | 1959 | Rate Constraint in lbs/MMBtu | FALSE | L | Annual | Allowances Purchased SO2 | Thousand Tons | 0 | 0 | 0 | 0 | 0 | 0 | 0 | 0
NSR HL Spurlock 2 - SO2 Rate Annual v3.1, Unit 5677 and retrofits | 916 | 1959 | Rate Constraint in lbs/MMBtu | FALSE | L | Annual | Allowances Sold SO2 | Thousand Tons | 0 | 0 | 0 | 0 | 0 | 0 | 0 | 0
NSR HL Spurlock 2 - SO2 Rate Annual v3.1, Unit 5677 and retrofits | 916 | 1959 | Rate Constraint in lbs/MMBtu | FALSE | L | Annual | Allowances Banked | Thousand Tons | 0 | 0 | 0 | 0 | 0 | 0 | 0 | 0
NSR HL Spurlock 2 - SO2 Rate Annual v3.1, Unit 5677 and retrofits | 916 | 1959 | Rate Constraint in lbs/MMBtu | FALSE | L | Annual | Allowances Withdrawn (1:1) | Thousand Tons | 0 | 0 | 0 | 0 | 0 | 0 | 0 | 0
NSR HL Spurlock 2 - SO2 Rate Annual v3.1, Unit 5677 and retrofits | 916 | 1959 | Rate Constraint in lbs/MMBtu | FALSE | L | Annual | Allowances Withdrawn (n:1) | Thousand Tons | 0 | 0 | 0 | 0 | 0 | 0 | 0 | 0
NSR HL Spurlock 2 - SO2 Rate Annual v3.1, Unit 5677 and retrofits | 916 | 1959 | Rate Constraint in lbs/MMBtu | FALSE | L | Annual | Net Emissions Allowance Position | Thousand Tons | 0 | 0 | 0 | 0 | 0 | 0 | 0 | 0
NSR HL Spurlock 2 - SO2 Rate Annual v3.1, Unit 5677 and retrofits | 916 | 1959 | Rate Constraint in lbs/MMBtu | FALSE | L | Annual | Fuel Consumed | TBtu | 0 | 0 | 0 | 0 | 0 | 0 | 0 | 0
NSR HL Spurlock 2 - SO2 Rate Annual v3.1, Unit 5677 and retrofits | 916 | 1959 | Rate Constraint in lbs/MMBtu | FALSE | L | Annual | Rate | lb/MMBtu | 0 | 0 | 0 | 0 | 0 | 0 | 0 | 0
NSR HL Spurlock 2 - SO2 Rate Annual v3.1, Unit 5677 and retrofits | 916 | 1959 | Rate Constraint in lbs/MMBtu | FALSE | L | Annual | Generation | TWh | 0 | 0 | 0 | 0 | 0 | 0 | 0 | 0
NSR HL Spurlock 2 - SO2 Rate Annual v3.1, Unit 5677 and retrofits | 916 | 1959 | Rate Constraint in lbs/MMBtu | FALSE | L | Annual | Qualifying Generation | TWh | 0 | 0 | 0 | 0 | 0 | 0 | 0 | 0
NSR HL Spurlock 2 - SO2 Rate Annual v3.1, Unit 5677 and retrofits | 916 | 1959 | Rate Constraint in lbs/MMBtu | FALSE | L | Annual | Rate | lb/MWh | 0 | 0 | 0 | 0 | 0 | 0 | 0 | 0
NSR HL Spurlock 2 - SO2 Rate Annual v3.1, Unit 5677 and retrofits | 916 | 1959 | Rate Constraint in lbs/MMBtu | FALSE | L | Annual | Constraint Shadow Price | US2016$/Ton | 24783.288 | 17897.8398 | 16976.4241 | 17775.7921 | 19531.6009 | 21994.0389 | 22320.1035 | 24511.6785
NSR Hoosier - NOX Cap Annual v4.10 Final | 917 | 2415 | Rate Constraint in MTons | FALSE | L | Annual | Seasons Included | Seasons | Winter, WintShld, Summer | Winter, WintShld, Summer | Winter, WintShld, Summer | Winter, WintShld, Summer | Winter, WintShld, Summer | Winter, WintShld, Summer | Winter, WintShld, Summer | Winter, WintShld, Summer
NSR Hoosier - NOX Cap Annual v4.10 Final | 917 | 2415 | Rate Constraint in MTons | FALSE | L | Annual | Standard NOX | Thousand Tons | 4.8 | 4.8 | 4.8 | 4.8 | 4.8 | 4.8 | 4.8 | 4.8
NSR Hoosier - NOX Cap Annual v4.10 Final | 917 | 2415 | Rate Constraint in MTons | FALSE | L | Annual | Emissions at Affected Plants NOX | Thousand Tons | 0 | 0 | 0 | 0 | 0 | 0 | 0 | 0
NSR Hoosier - NOX Cap Annual v4.10 Final | 917 | 2415 | Rate Constraint in MTons | FALSE | L | Annual | Allowances Purchased NOX | Thousand Tons | 0 | 0 | 0 | 0 | 0 | 0 | 0 | 0
NSR Hoosier - NOX Cap Annual v4.10 Final | 917 | 2415 | Rate Constraint in MTons | FALSE | L | Annual | Allowances Sold NOX | Thousand Tons | 0 | 0 | 0 | 0 | 0 | 0 | 0 | 0
NSR Hoosier - NOX Cap Annual v4.10 Final | 917 | 2415 | Rate Constraint in MTons | FALSE | L | Annual | Allowances Banked | Thousand Tons | 0 | 0 | 0 | 0 | 0 | 0 | 0 | 0
NSR Hoosier - NOX Cap Annual v4.10 Final | 917 | 2415 | Rate Constraint in MTons | FALSE | L | Annual | Allowances Withdrawn (1:1) | Thousand Tons | 0 | 0 | 0 | 0 | 0 | 0 | 0 | 0
NSR Hoosier - NOX Cap Annual v4.10 Final | 917 | 2415 | Rate Constraint in MTons | FALSE | L | Annual | Allowances Withdrawn (n:1) | Thousand Tons | 0 | 0 | 0 | 0 | 0 | 0 | 0 | 0
NSR Hoosier - NOX Cap Annual v4.10 Final | 917 | 2415 | Rate Constraint in MTons | FALSE | L | Annual | Net Emissions Allowance Position | Thousand Tons | 0 | 0 | 0 | 0 | 0 | 0 | 0 | 0
NSR Hoosier - NOX Cap Annual v4.10 Final | 917 | 2415 | Rate Constraint in MTons | FALSE | L | Annual | Fuel Consumed | TBtu | 0 | 0 | 0 | 0 | 0 | 0 | 0 | 0
NSR Hoosier - NOX Cap Annual v4.10 Final | 917 | 2415 | Rate Constraint in MTons | FALSE | L | Annual | Rate | lb/MMBtu | 0 | 0 | 0 | 0 | 0 | 0 | 0 | 0
NSR Hoosier - NOX Cap Annual v4.10 Final | 917 | 2415 | Rate Constraint in MTons | FALSE | L | Annual | Generation | TWh | 0 | 0 | 0 | 0 | 0 | 0 | 0 | 0
NSR Hoosier - NOX Cap Annual v4.10 Final | 917 | 2415 | Rate Constraint in MTons | FALSE | L | Annual | Qualifying Generation | TWh | 0 | 0 | 0 | 0 | 0 | 0 | 0 | 0
NSR Hoosier - NOX Cap Annual v4.10 Final | 917 | 2415 | Rate Constraint in MTons | FALSE | L | Annual | Rate | lb/MWh | 0 | 0 | 0 | 0 | 0 | 0 | 0 | 0
NSR Hoosier - NOX Cap Annual v4.10 Final | 917 | 2415 | Rate Constraint in MTons | FALSE | L | Annual | Constraint Shadow Price | US2016$/Ton | 0 | 0 | 0 | 0 | 0 | 0 | 0 | 0
NSR Hoosier System - SO2 Cap Annual v4.10 Final | 918 | 2417 | Rate Constraint in MTons | FALSE | L | Annual | Seasons Included | Seasons | Winter, WintShld, Summer | Winter, WintShld, Summer | Winter, WintShld, Summer | Winter, WintShld, Summer | Winter, WintShld, Summer | Winter, WintShld, Summer | Winter, WintShld, Summer | Winter, WintShld, Summer
NSR Hoosier System - SO2 Cap Annual v4.10 Final | 918 | 2417 | Rate Constraint in MTons | FALSE | L | Annual | Standard SO2 | Thousand Tons | 18.75 | 18.75 | 18.75 | 18.75 | 18.75 | 18.75 | 18.75 | 18.75
NSR Hoosier System - SO2 Cap Annual v4.10 Final | 918 | 2417 | Rate Constraint in MTons | FALSE | L | Annual | Emissions at Affected Plants SO2 | Thousand Tons | 0 | 0 | 0 | 0 | 0 | 0 | 0 | 0
NSR Hoosier System - SO2 Cap Annual v4.10 Final | 918 | 2417 | Rate Constraint in MTons | FALSE | L | Annual | Allowances Purchased SO2 | Thousand Tons | 0 | 0 | 0 | 0 | 0 | 0 | 0 | 0
NSR Hoosier System - SO2 Cap Annual v4.10 Final | 918 | 2417 | Rate Constraint in MTons | FALSE | L | Annual | Allowances Sold SO2 | Thousand Tons | 0 | 0 | 0 | 0 | 0 | 0 | 0 | 0
NSR Hoosier System - SO2 Cap Annual v4.10 Final | 918 | 2417 | Rate Constraint in MTons | FALSE | L | Annual | Allowances Banked | Thousand Tons | 0 | 0 | 0 | 0 | 0 | 0 | 0 | 0
NSR Hoosier System - SO2 Cap Annual v4.10 Final | 918 | 2417 | Rate Constraint in MTons | FALSE | L | Annual | Allowances Withdrawn (1:1) | Thousand Tons | 0 | 0 | 0 | 0 | 0 | 0 | 0 | 0
NSR Hoosier System - SO2 Cap Annual v4.10 Final | 918 | 2417 | Rate Constraint in MTons | FALSE | L | Annual | Allowances Withdrawn (n:1) | Thousand Tons | 0 | 0 | 0 | 0 | 0 | 0 | 0 | 0
NSR Hoosier System - SO2 Cap Annual v4.10 Final | 918 | 2417 | Rate Constraint in MTons | FALSE | L | Annual | Net Emissions Allowance Position | Thousand Tons | 0 | 0 | 0 | 0 | 0 | 0 | 0 | 0
NSR Hoosier System - SO2 Cap Annual v4.10 Final | 918 | 2417 | Rate Constraint in MTons | FALSE | L | Annual | Fuel Consumed | TBtu | 0 | 0 | 0 | 0 | 0 | 0 | 0 | 0
NSR Hoosier System - SO2 Cap Annual v4.10 Final | 918 | 2417 | Rate Constraint in MTons | FALSE | L | Annual | Rate | lb/MMBtu | 0 | 0 | 0 | 0 | 0 | 0 | 0 | 0
NSR Hoosier System - SO2 Cap Annual v4.10 Final | 918 | 2417 | Rate Constraint in MTons | FALSE | L | Annual | Generation | TWh | 0 | 0 | 0 | 0 | 0 | 0 | 0 | 0
NSR Hoosier System - SO2 Cap Annual v4.10 Final | 918 | 2417 | Rate Constraint in MTons | FALSE | L | Annual | Qualifying Generation | TWh | 0 | 0 | 0 | 0 | 0 | 0 | 0 | 0
NSR Hoosier System - SO2 Cap Annual v4.10 Final | 918 | 2417 | Rate Constraint in MTons | FALSE | L | Annual | Rate | lb/MWh | 0 | 0 | 0 | 0 | 0 | 0 | 0 | 0
NSR Hoosier System - SO2 Cap Annual v4.10 Final | 918 | 2417 | Rate Constraint in MTons | FALSE | L | Annual | Constraint Shadow Price | US2016$/Ton | 0 | 0 | 0 | 0 | 0 | 0 | 0 | 0
NSR IL Power - NOX Cap Annual v3.1 | 919 | 1844 | Rate Constraint in MTons | FALSE | L | Annual | Seasons Included | Seasons | Winter, WintShld, Summer | Winter, WintShld, Summer | Winter, WintShld, Summer | Winter, WintShld, Summer | Winter, WintShld, Summer | Winter, WintShld, Summer | Winter, WintShld, Summer | Winter, WintShld, Summer
NSR IL Power - NOX Cap Annual v3.1 | 919 | 1844 | Rate Constraint in MTons | FALSE | L | Annual | Standard NOX | Thousand Tons | 13.8 | 13.8 | 13.8 | 13.8 | 13.8 | 13.8 | 13.8 | 13.8
NSR IL Power - NOX Cap Annual v3.1 | 919 | 1844 | Rate Constraint in MTons | FALSE | L | Annual | Emissions at Affected Plants NOX | Thousand Tons | 5.8484 | 6.2095 | 6.0664 | 6.4386 | 5.6143 | 6.0648 | 5.9851 | 5.7689
NSR IL Power - NOX Cap Annual v3.1 | 919 | 1844 | Rate Constraint in MTons | FALSE | L | Annual | Allowances Purchased NOX | Thousand Tons | 0 | 0 | 0 | 0 | 0 | 0 | 0 | 0
NSR IL Power - NOX Cap Annual v3.1 | 919 | 1844 | Rate Constraint in MTons | FALSE | L | Annual | Allowances Sold NOX | Thousand Tons | 0 | 0 | 0 | 0 | 0 | 0 | 0 | 0
NSR IL Power - NOX Cap Annual v3.1 | 919 | 1844 | Rate Constraint in MTons | FALSE | L | Annual | Allowances Banked | Thousand Tons | 0 | 0 | 0 | 0 | 0 | 0 | 0 | 0
NSR IL Power - NOX Cap Annual v3.1 | 919 | 1844 | Rate Constraint in MTons | FALSE | L | Annual | Allowances Withdrawn (1:1) | Thousand Tons | 0 | 0 | 0 | 0 | 0 | 0 | 0 | 0
NSR IL Power - NOX Cap Annual v3.1 | 919 | 1844 | Rate Constraint in MTons | FALSE | L | Annual | Allowances Withdrawn (n:1) | Thousand Tons | 0 | 0 | 0 | 0 | 0 | 0 | 0 | 0
NSR IL Power - NOX Cap Annual v3.1 | 919 | 1844 | Rate Constraint in MTons | FALSE | L | Annual | Net Emissions Allowance Position | Thousand Tons | 5.8484 | 6.2095 | 6.0664 | 6.4386 | 5.6143 | 6.0648 | 5.9851 | 5.7689
NSR IL Power - NOX Cap Annual v3.1 | 919 | 1844 | Rate Constraint in MTons | FALSE | L | Annual | Fuel Consumed | TBtu | 132.8774 | 142.4793 | 140.1513 | 148.6414 | 130.4075 | 141.6796 | 139.7162 | 134.3861
NSR IL Power - NOX Cap Annual v3.1 | 919 | 1844 | Rate Constraint in MTons | FALSE | L | Annual | Rate | lb/MMBtu | 0.088027 | 0.087164 | 0.08657 | 0.086633 | 0.086104 | 0.085613 | 0.085676 | 0.085855
NSR IL Power - NOX Cap Annual v3.1 | 919 | 1844 | Rate Constraint in MTons | FALSE | L | Annual | Generation | TWh | 12.8719 | 13.7986 | 13.577 | 14.3598 | 12.6098 | 13.6946 | 13.5253 | 12.9994
NSR IL Power - NOX Cap Annual v3.1 | 919 | 1844 | Rate Constraint in MTons | FALSE | L | Annual | Qualifying Generation | TWh | 12.8719 | 13.7986 | 13.577 | 14.3598 | 12.6098 | 13.6946 | 13.5253 | 12.9994
NSR IL Power - NOX Cap Annual v3.1 | 919 | 1844 | Rate Constraint in MTons | FALSE | L | Annual | Rate | lb/MWh | 0.90871 | 0.90002 | 0.89363 | 0.89676 | 0.89046 | 0.88572 | 0.88503 | 0.88756
NSR IL Power - NOX Cap Annual v3.1 | 919 | 1844 | Rate Constraint in MTons | FALSE | L | Annual | Constraint Shadow Price | US2016$/Ton | 0 | 0 | 0 | 0 | 0 | 0 | 0 | 0
NSR IL Power - SO2 Cap Annual v3.1 | 920 | 1845 | Rate Constraint in MTons | FALSE | L | Annual | Seasons Included | Seasons | Winter, WintShld, Summer | Winter, WintShld, Summer | Winter, WintShld, Summer | Winter, WintShld, Summer | Winter, WintShld, Summer | Winter, WintShld, Summer | Winter, WintShld, Summer | Winter, WintShld, Summer
NSR IL Power - SO2 Cap Annual v3.1 | 920 | 1845 | Rate Constraint in MTons | FALSE | L | Annual | Standard SO2 | Thousand Tons | 29 | 29 | 29 | 29 | 29 | 29 | 29 | 29
NSR IL Power - SO2 Cap Annual v3.1 | 920 | 1845 | Rate Constraint in MTons | FALSE | L | Annual | Emissions at Affected Plants SO2 | Thousand Tons | 7.8185 | 7.9427 | 7.5174 | 7.998 | 6.8044 | 7.1423 | 7.0834 | 6.8952
NSR IL Power - SO2 Cap Annual v3.1 | 920 | 1845 | Rate Constraint in MTons | FALSE | L | Annual | Allowances Purchased SO2 | Thousand Tons | 0 | 0 | 0 | 0 | 0 | 0 | 0 | 0
NSR IL Power - SO2 Cap Annual v3.1 | 920 | 1845 | Rate Constraint in MTons | FALSE | L | Annual | Allowances Sold SO2 | Thousand Tons | 0 | 0 | 0 | 0 | 0 | 0 | 0 | 0
NSR IL Power - SO2 Cap Annual v3.1 | 920 | 1845 | Rate Constraint in MTons | FALSE | L | Annual | Allowances Banked | Thousand Tons | 0 | 0 | 0 | 0 | 0 | 0 | 0 | 0
NSR IL Power - SO2 Cap Annual v3.1 | 920 | 1845 | Rate Constraint in MTons | FALSE | L | Annual | Allowances Withdrawn (1:1) | Thousand Tons | 0 | 0 | 0 | 0 | 0 | 0 | 0 | 0
NSR IL Power - SO2 Cap Annual v3.1 | 920 | 1845 | Rate Constraint in MTons | FALSE | L | Annual | Allowances Withdrawn (n:1) | Thousand Tons | 0 | 0 | 0 | 0 | 0 | 0 | 0 | 0
NSR IL Power - SO2 Cap Annual v3.1 | 920 | 1845 | Rate Constraint in MTons | FALSE | L | Annual | Net Emissions Allowance Position | Thousand Tons | 7.8185 | 7.9427 | 7.5174 | 7.998 | 6.8044 | 7.1423 | 7.0834 | 6.8952
NSR IL Power - SO2 Cap Annual v3.1 | 920 | 1845 | Rate Constraint in MTons | FALSE | L | Annual | Fuel Consumed | TBtu | 132.8774 | 142.4793 | 140.1513 | 148.6414 | 130.4075 | 141.6796 | 139.7162 | 134.3861
NSR IL Power - SO2 Cap Annual v3.1 | 920 | 1845 | Rate Constraint in MTons | FALSE | L | Annual | Rate | lb/MMBtu | 0.11768 | 0.11149 | 0.10728 | 0.10762 | 0.10436 | 0.10082 | 0.1014 | 0.10262
NSR IL Power - SO2 Cap Annual v3.1 | 920 | 1845 | Rate Constraint in MTons | FALSE | L | Annual | Generation | TWh | 12.8719 | 13.7986 | 13.577 | 14.3598 | 12.6098 | 13.6946 | 13.5253 | 12.9994
NSR IL Power - SO2 Cap Annual v3.1 | 920 | 1845 | Rate Constraint in MTons | FALSE | L | Annual | Qualifying Generation | TWh | 12.8719 | 13.7986 | 13.577 | 14.3598 | 12.6098 | 13.6946 | 13.5253 | 12.9994
NSR IL Power - SO2 Cap Annual v3.1 | 920 | 1845 | Rate Constraint in MTons | FALSE | L | Annual | Rate | lb/MWh | 1.2148 | 1.1512 | 1.1074 | 1.1139 | 1.0792 | 1.0431 | 1.0474 | 1.0608
NSR IL Power - SO2 Cap Annual v3.1 | 920 | 1845 | Rate Constraint in MTons | FALSE | L | Annual | Constraint Shadow Price | US2016$/Ton | 0 | 0 | 0 | 0 | 0 | 0 | 0 | 0
NSR Interstate System-Wide NOX Cap v5.16 | 921 | 6616 | Rate Constraint in MTons | FALSE | L | Annual | Seasons Included | Seasons | Winter, WintShld, Summer | Winter, WintShld, Summer | Winter, WintShld, Summer | Winter, WintShld, Summer | Winter, WintShld, Summer | Winter, WintShld, Summer | Winter, WintShld, Summer | Winter, WintShld, Summer
NSR Interstate System-Wide NOX Cap v5.16 | 921 | 6616 | Rate Constraint in MTons | FALSE | L | Annual | Standard NOX | Thousand Tons | 7.25 | 6.8 | 6.8 | 6.8 | 6.8 | 6.8 | 6.8 | 6.8
NSR Interstate System-Wide NOX Cap v5.16 | 921 | 6616 | Rate Constraint in MTons | FALSE | L | Annual | Emissions at Affected Plants NOX | Thousand Tons | 3.1226 | 2.4167 | 1.9874 | 2.1102 | 2.0173 | 2.0173 | 2.0173 | 2.0173
NSR Interstate System-Wide NOX Cap v5.16 | 921 | 6616 | Rate Constraint in MTons | FALSE | L | Annual | Allowances Purchased NOX | Thousand Tons | 0 | 0 | 0 | 0 | 0 | 0 | 0 | 0
NSR Interstate System-Wide NOX Cap v5.16 | 921 | 6616 | Rate Constraint in MTons | FALSE | L | Annual | Allowances Sold NOX | Thousand Tons | 0 | 0 | 0 | 0 | 0 | 0 | 0 | 0
NSR Interstate System-Wide NOX Cap v5.16 | 921 | 6616 | Rate Constraint in MTons | FALSE | L | Annual | Allowances Banked | Thousand Tons | 0 | 0 | 0 | 0 | 0 | 0 | 0 | 0
NSR Interstate System-Wide NOX Cap v5.16 | 921 | 6616 | Rate Constraint in MTons | FALSE | L | Annual | Allowances Withdrawn (1:1) | Thousand Tons | 0 | 0 | 0 | 0 | 0 | 0 | 0 | 0
NSR Interstate System-Wide NOX Cap v5.16 | 921 | 6616 | Rate Constraint in MTons | FALSE | L | Annual | Allowances Withdrawn (n:1) | Thousand Tons | 0 | 0 | 0 | 0 | 0 | 0 | 0 | 0
NSR Interstate System-Wide NOX Cap v5.16 | 921 | 6616 | Rate Constraint in MTons | FALSE | L | Annual | Net Emissions Allowance Position | Thousand Tons | 3.1226 | 2.4167 | 1.9874 | 2.1102 | 2.0173 | 2.0173 | 2.0173 | 2.0173
NSR Interstate System-Wide NOX Cap v5.16 | 921 | 6616 | Rate Constraint in MTons | FALSE | L | Annual | Fuel Consumed | TBtu | 65.0014 | 57.3344 | 49.5628 | 52.6321 | 50.3096 | 50.3096 | 50.3096 | 50.3096
NSR Interstate System-Wide NOX Cap v5.16 | 921 | 6616 | Rate Constraint in MTons | FALSE | L | Annual | Rate | lb/MMBtu | 0.096078 | 0.0843 | 0.080197 | 0.080186 | 0.080194 | 0.080194 | 0.080194 | 0.080194
NSR Interstate System-Wide NOX Cap v5.16 | 921 | 6616 | Rate Constraint in MTons | FALSE | L | Annual | Generation | TWh | 6.016 | 5.3159 | 4.6128 | 4.8984 | 4.6823 | 4.6823 | 4.6823 | 4.6823
NSR Interstate System-Wide NOX Cap v5.16 | 921 | 6616 | Rate Constraint in MTons | FALSE | L | Annual | Qualifying Generation | TWh | 6.016 | 5.3159 | 4.6128 | 4.8984 | 4.6823 | 4.6823 | 4.6823 | 4.6823
NSR Interstate System-Wide NOX Cap v5.16 | 921 | 6616 | Rate Constraint in MTons | FALSE | L | Annual | Rate | lb/MWh | 1.0381 | 0.90923 | 0.8617 | 0.86157 | 0.86166 | 0.86166 | 0.86166 | 0.86166
NSR Interstate System-Wide NOX Cap v5.16 | 921 | 6616 | Rate Constraint in MTons | FALSE | L | Annual | Constraint Shadow Price | US2016$/Ton | 0 | 0 | 0 | 0 | 0 | 0 | 0 | 0
NSR Interstate System-Wide SO2 Cap v5.16 | 922 | 6625 | Rate Constraint in MTons | FALSE | L | Annual | Seasons Included | Seasons | Winter, WintShld, Summer | Winter, WintShld, Summer | Winter, WintShld, Summer | Winter, WintShld, Summer | Winter, WintShld, Summer | Winter, WintShld, Summer | Winter, WintShld, Summer | Winter, WintShld, Summer
NSR Interstate System-Wide SO2 Cap v5.16 | 922 | 6625 | Rate Constraint in MTons | FALSE | L | Annual | Standard SO2 | Thousand Tons | 11 | 6 | 6 | 3.25 | 3.25 | 3.25 | 3.25 | 3.25
NSR Interstate System-Wide SO2 Cap v5.16 | 922 | 6625 | Rate Constraint in MTons | FALSE | L | Annual | Emissions at Affected Plants SO2 | Thousand Tons | 7.4646 | 2.292 | 1.7988 | 1.9072 | 1.8252 | 1.8252 | 1.8252 | 1.8252
NSR Interstate System-Wide SO2 Cap v5.16 | 922 | 6625 | Rate Constraint in MTons | FALSE | L | Annual | Allowances Purchased SO2 | Thousand Tons | 0 | 0 | 0 | 0 | 0 | 0 | 0 | 0
NSR Interstate System-Wide SO2 Cap v5.16 | 922 | 6625 | Rate Constraint in MTons | FALSE | L | Annual | Allowances Sold SO2 | Thousand Tons | 0 | 0 | 0 | 0 | 0 | 0 | 0 | 0
NSR Interstate System-Wide SO2 Cap v5.16 | 922 | 6625 | Rate Constraint in MTons | FALSE | L | Annual | Allowances Banked | Thousand Tons | 0 | 0 | 0 | 0 | 0 | 0 | 0 | 0
NSR Interstate System-Wide SO2 Cap v5.16 | 922 | 6625 | Rate Constraint in MTons | FALSE | L | Annual | Allowances Withdrawn (1:1) | Thousand Tons | 0 | 0 | 0 | 0 | 0 | 0 | 0 | 0
NSR Interstate System-Wide SO2 Cap v5.16 | 922 | 6625 | Rate Constraint in MTons | FALSE | L | Annual | Allowances Withdrawn (n:1) | Thousand Tons | 0 | 0 | 0 | 0 | 0 | 0 | 0 | 0
NSR Interstate System-Wide SO2 Cap v5.16 | 922 | 6625 | Rate Constraint in MTons | FALSE | L | Annual | Net Emissions Allowance Position | Thousand Tons | 7.4646 | 2.292 | 1.7988 | 1.9072 | 1.8252 | 1.8252 | 1.8252 | 1.8252
NSR Interstate System-Wide SO2 Cap v5.16 | 922 | 6625 | Rate Constraint in MTons | FALSE | L | Annual | Fuel Consumed | TBtu | 65.0014 | 57.3344 | 49.5628 | 52.6321 | 50.3096 | 50.3096 | 50.3096 | 50.3096
NSR Interstate System-Wide SO2 Cap v5.16 | 922 | 6625 | Rate Constraint in MTons | FALSE | L | Annual | Rate | lb/MMBtu | 0.22968 | 0.079952 | 0.072587 | 0.072474 | 0.072558 | 0.072558 | 0.072558 | 0.072558
NSR Interstate System-Wide SO2 Cap v5.16 | 922 | 6625 | Rate Constraint in MTons | FALSE | L | Annual | Generation | TWh | 6.016 | 5.3159 | 4.6128 | 4.8984 | 4.6823 | 4.6823 | 4.6823 | 4.6823
NSR Interstate System-Wide SO2 Cap v5.16 | 922 | 6625 | Rate Constraint in MTons | FALSE | L | Annual | Qualifying Generation | TWh | 6.016 | 5.3159 | 4.6128 | 4.8984 | 4.6823 | 4.6823 | 4.6823 | 4.6823
NSR Interstate System-Wide SO2 Cap v5.16 | 922 | 6625 | Rate Constraint in MTons | FALSE | L | Annual | Rate | lb/MWh | 2.4816 | 0.86232 | 0.77993 | 0.77871 | 0.77962 | 0.77962 | 0.77962 | 0.77962
NSR Interstate System-Wide SO2 Cap v5.16 | 922 | 6625 | Rate Constraint in MTons | FALSE | L | Annual | Constraint Shadow Price | US2016$/Ton | 0 | 0 | 0 | 0 | 0 | 0 | 0 | 0
NSR J P Madgett 1 - Hg Rate Annual v5.13 | 923 | 5963 | Rate Constraint in lbs/MMBtu | FALSE | L | Annual | Seasons Included | Seasons | Winter, WintShld, Summer | Winter, WintShld, Summer | Winter, WintShld, Summer | Winter, WintShld, Summer | Winter, WintShld, Summer | Winter, WintShld, Summer | Winter, WintShld, Summer | Winter, WintShld, Summer
NSR J P Madgett 1 - Hg Rate Annual v5.13 | 923 | 5963 | Rate Constraint in lbs/MMBtu | FALSE | L | Annual | Standard MER | lb/MMBtu | 0.015 | 0.015 | 0.015 | 0.015 | 0.015 | 0.015 | 0.015 | 0.015
NSR J P Madgett 1 - Hg Rate Annual v5.13 | 923 | 5963 | Rate Constraint in lbs/MMBtu | FALSE | L | Annual | Emissions at Affected Plants MER | lbs | 10.4241 | 12.486 | 12.7305 | 11.1502 | 9.0153 | 10.4084 | 10.6202 | 9.0153
NSR J P Madgett 1 - Hg Rate Annual v5.13 | 923 | 5963 | Rate Constraint in lbs/MMBtu | FALSE | L | Annual | Allowances Purchased MER | lbs | 0 | 0 | 0 | 0 | 0 | 0 | 0 | 0
NSR J P Madgett 1 - Hg Rate Annual v5.13 | 923 | 5963 | Rate Constraint in lbs/MMBtu | FALSE | L | Annual | Allowances Sold MER | lbs | 0 | 0 | 0 | 0 | 0 | 0 | 0 | 0
NSR J P Madgett 1 - Hg Rate Annual v5.13 | 923 | 5963 | Rate Constraint in lbs/MMBtu | FALSE | L | Annual | Allowances Banked | lbs | 0 | 0 | 0 | 0 | 0 | 0 | 0 | 0
NSR J P Madgett 1 - Hg Rate Annual v5.13 | 923 | 5963 | Rate Constraint in lbs/MMBtu | FALSE | L | Annual | Allowances Withdrawn (1:1) | lbs | 0 | 0 | 0 | 0 | 0 | 0 | 0 | 0
NSR J P Madgett 1 - Hg Rate Annual v5.13 | 923 | 5963 | Rate Constraint in lbs/MMBtu | FALSE | L | Annual | Allowances Withdrawn (n:1) | lbs | 0 | 0 | 0 | 0 | 0 | 0 | 0 | 0
NSR J P Madgett 1 - Hg Rate Annual v5.13 | 923 | 5963 | Rate Constraint in lbs/MMBtu | FALSE | L | Annual | Net Emissions Allowance Position | lbs | 10.4241 | 12.486 | 12.7305 | 11.1502 | 9.0153 | 10.4084 | 10.6202 | 9.0153
NSR J P Madgett 1 - Hg Rate Annual v5.13 | 923 | 5963 | Rate Constraint in lbs/MMBtu | FALSE | L | Annual | Fuel Consumed | TBtu | 18.5772 | 22.2517 | 22.6875 | 19.8712 | 16.0665 | 18.5492 | 18.9267 | 16.0665
NSR J P Madgett 1 - Hg Rate Annual v5.13 | 923 | 5963 | Rate Constraint in lbs/MMBtu | FALSE | L | Annual | Rate | lb/MMBtu | 5.6112e-07 | 5.6112e-07 | 5.6112e-07 | 5.6112e-07 | 5.6112e-07 | 5.6112e-07 | 5.6112e-07 | 5.6112e-07
NSR J P Madgett 1 - Hg Rate Annual v5.13 | 923 | 5963 | Rate Constraint in lbs/MMBtu | FALSE | L | Annual | Generation | TWh | 1.6519 | 1.9786 | 2.0174 | 1.767 | 1.4286 | 1.6494 | 1.683 | 1.4286
NSR J P Madgett 1 - Hg Rate Annual v5.13 | 923 | 5963 | Rate Constraint in lbs/MMBtu | FALSE | L | Annual | Qualifying Generation | TWh | 1.6519 | 1.9786 | 2.0174 | 1.767 | 1.4286 | 1.6494 | 1.683 | 1.4286
NSR J P Madgett 1 - Hg Rate Annual v5.13 | 923 | 5963 | Rate Constraint in lbs/MMBtu | FALSE | L | Annual | Rate | lb/MWh | 6.3104e-06 | 6.3104e-06 | 6.3104e-06 | 6.3104e-06 | 6.3104e-06 | 6.3104e-06 | 6.3104e-06 | 6.3104e-06
NSR J P Madgett 1 - Hg Rate Annual v5.13 | 923 | 5963 | Rate Constraint in lbs/MMBtu | FALSE | L | Annual | Constraint Shadow Price | US2016$/Lb | 0 | 0 | 0 | 0 | 0 | 0 | 0 | 0
NSR J P Madgett 1 - NOx Rate Annual v5.13 | 924 | 5962 | Rate Constraint in lbs/MMBtu | FALSE | L | Annual | Seasons Included | Seasons | Winter, WintShld, Summer | Winter, WintShld, Summer | Winter, WintShld, Summer | Winter, WintShld, Summer | Winter, WintShld, Summer | Winter, WintShld, Summer | Winter, WintShld, Summer | Winter, WintShld, Summer
NSR J P Madgett 1 - NOx Rate Annual v5.13 | 924 | 5962 | Rate Constraint in lbs/MMBtu | FALSE | L | Annual | Standard NOX | lb/MMBtu | 0.08 | 0.08 | 0.08 | 0.08 | 0.08 | 0.08 | 0.08 | 0.08
NSR J P Madgett 1 - NOx Rate Annual v5.13 | 924 | 5962 | Rate Constraint in lbs/MMBtu | FALSE | L | Annual | Emissions at Affected Plants NOX | Thousand Tons | 0.67519 | 0.80874 | 0.82458 | 0.72222 | 0.58394 | 0.67417 | 0.68789 | 0.58394
NSR J P Madgett 1 - NOx Rate Annual v5.13 | 924 | 5962 | Rate Constraint in lbs/MMBtu | FALSE | L | Annual | Allowances Purchased NOX | Thousand Tons | 0 | 0 | 0 | 0 | 0 | 0 | 0 | 0
NSR J P Madgett 1 - NOx Rate Annual v5.13 | 924 | 5962 | Rate Constraint in lbs/MMBtu | FALSE | L | Annual | Allowances Sold NOX | Thousand Tons | 0 | 0 | 0 | 0 | 0 | 0 | 0 | 0
NSR J P Madgett 1 - NOx Rate Annual v5.13 | 924 | 5962 | Rate Constraint in lbs/MMBtu | FALSE | L | Annual | Allowances Banked | Thousand Tons | 0 | 0 | 0 | 0 | 0 | 0 | 0 | 0
NSR J P Madgett 1 - NOx Rate Annual v5.13 | 924 | 5962 | Rate Constraint in lbs/MMBtu | FALSE | L | Annual | Allowances Withdrawn (1:1) | Thousand Tons | 0 | 0 | 0 | 0 | 0 | 0 | 0 | 0
NSR J P Madgett 1 - NOx Rate Annual v5.13 | 924 | 5962 | Rate Constraint in lbs/MMBtu | FALSE | L | Annual | Allowances Withdrawn (n:1) | Thousand Tons | 0 | 0 | 0 | 0 | 0 | 0 | 0 | 0
NSR J P Madgett 1 - NOx Rate Annual v5.13 | 924 | 5962 | Rate Constraint in lbs/MMBtu | FALSE | L | Annual | Net Emissions Allowance Position | Thousand Tons | 0.67519 | 0.80874 | 0.82458 | 0.72222 | 0.58394 | 0.67417 | 0.68789 | 0.58394
NSR J P Madgett 1 - NOx Rate Annual v5.13 | 924 | 5962 | Rate Constraint in lbs/MMBtu | FALSE | L | Annual | Fuel Consumed | TBtu | 18.5772 | 22.2517 | 22.6875 | 19.8712 | 16.0665 | 18.5492 | 18.9267 | 16.0665
NSR J P Madgett 1 - NOx Rate Annual v5.13 | 924 | 5962 | Rate Constraint in lbs/MMBtu | FALSE | L | Annual | Rate | lb/MMBtu | 0.07269 | 0.07269 | 0.07269 | 0.07269 | 0.07269 | 0.07269 | 0.07269 | 0.07269
NSR J P Madgett 1 - NOx Rate Annual v5.13 | 924 | 5962 | Rate Constraint in lbs/MMBtu | FALSE | L | Annual | Generation | TWh | 1.6519 | 1.9786 | 2.0174 | 1.767 | 1.4286 | 1.6494 | 1.683 | 1.4286
NSR J P Madgett 1 - NOx Rate Annual v5.13 | 924 | 5962 | Rate Constraint in lbs/MMBtu | FALSE | L | Annual | Qualifying Generation | TWh | 1.6519 | 1.9786 | 2.0174 | 1.767 | 1.4286 | 1.6494 | 1.683 | 1.4286
NSR J P Madgett 1 - NOx Rate Annual v5.13 | 924 | 5962 | Rate Constraint in lbs/MMBtu | FALSE | L | Annual | Rate | lb/MWh | 0.81747 | 0.81747 | 0.81747 | 0.81747 | 0.81747 | 0.81747 | 0.81747 | 0.81747
NSR J P Madgett 1 - NOx Rate Annual v5.13 | 924 | 5962 | Rate Constraint in lbs/MMBtu | FALSE | L | Annual | Constraint Shadow Price | US2016$/Ton | 0 | 0 | 0 | 0 | 0 | 0 | 0 | 0
NSR J P Madgett 1 - SO2 Rate Annual v5.13 | 925 | 5961 | Rate Constraint in lbs/MMBtu | FALSE | L | Annual | Seasons Included | Seasons | Winter, WintShld, Summer | Winter, WintShld, Summer | Winter, WintShld, Summer | Winter, WintShld, Summer | Winter, WintShld, Summer | Winter, WintShld, Summer | Winter, WintShld, Summer | Winter, WintShld, Summer
NSR J P Madgett 1 - SO2 Rate Annual v5.13 | 925 | 5961 | Rate Constraint in lbs/MMBtu | FALSE | L | Annual | Standard SO2 | lb/MMBtu | 0.09 | 0.09 | 0.09 | 0.09 | 0.09 | 0.09 | 0.09 | 0.09
NSR J P Madgett 1 - SO2 Rate Annual v5.13 | 925 | 5961 | Rate Constraint in lbs/MMBtu | FALSE | L | Annual | Emissions at Affected Plants SO2 | Thousand Tons | 0.77626 | 0.9298 | 1.0209 | 0.8942 | 0.72299 | 0.83471 | 0.8517 | 0.72299
NSR J P Madgett 1 - SO2 Rate Annual v5.13 | 925 | 5961 | Rate Constraint in lbs/MMBtu | FALSE | L | Annual | Allowances Purchased SO2 | Thousand Tons | 0 | 0 | 0 | 0 | 0 | 0 | 0 | 0
NSR J P Madgett 1 - SO2 Rate Annual v5.13 | 925 | 5961 | Rate Constraint in lbs/MMBtu | FALSE | L | Annual | Allowances Sold SO2 | Thousand Tons | 0 | 0 | 0 | 0 | 0 | 0 | 0 | 0
NSR J P Madgett 1 - SO2 Rate Annual v5.13 | 925 | 5961 | Rate Constraint in lbs/MMBtu | FALSE | L | Annual | Allowances Banked | Thousand Tons | 0 | 0 | 0 | 0 | 0 | 0 | 0 | 0
NSR J P Madgett 1 - SO2 Rate Annual v5.13 | 925 | 5961 | Rate Constraint in lbs/MMBtu | FALSE | L | Annual | Allowances Withdrawn (1:1) | Thousand Tons | 0 | 0 | 0 | 0 | 0 | 0 | 0 | 0
NSR J P Madgett 1 - SO2 Rate Annual v5.13 | 925 | 5961 | Rate Constraint in lbs/MMBtu | FALSE | L | Annual | Allowances Withdrawn (n:1) | Thousand Tons | 0 | 0 | 0 | 0 | 0 | 0 | 0 | 0
NSR J P Madgett 1 - SO2 Rate Annual v5.13 | 925 | 5961 | Rate Constraint in lbs/MMBtu | FALSE | L | Annual | Net Emissions Allowance Position | Thousand Tons | 0.77626 | 0.9298 | 1.0209 | 0.8942 | 0.72299 | 0.83471 | 0.8517 | 0.72299
NSR J P Madgett 1 - SO2 Rate Annual v5.13 | 925 | 5961 | Rate Constraint in lbs/MMBtu | FALSE | L | Annual | Fuel Consumed | TBtu | 18.5772 | 22.2517 | 22.6875 | 19.8712 | 16.0665 | 18.5492 | 18.9267 | 16.0665
NSR J P Madgett 1 - SO2 Rate Annual v5.13 | 925 | 5961 | Rate Constraint in lbs/MMBtu | FALSE | L | Annual | Rate | lb/MMBtu | 0.083571 | 0.083571 | 0.09 | 0.09 | 0.09 | 0.09 | 0.09 | 0.09
NSR J P Madgett 1 - SO2 Rate Annual v5.13 | 925 | 5961 | Rate Constraint in lbs/MMBtu | FALSE | L | Annual | Generation | TWh | 1.6519 | 1.9786 | 2.0174 | 1.767 | 1.4286 | 1.6494 | 1.683 | 1.4286
NSR J P Madgett 1 - SO2 Rate Annual v5.13 | 925 | 5961 | Rate Constraint in lbs/MMBtu | FALSE | L | Annual | Qualifying Generation | TWh | 1.6519 | 1.9786 | 2.0174 | 1.767 | 1.4286 | 1.6494 | 1.683 | 1.4286
NSR J P Madgett 1 - SO2 Rate Annual v5.13 | 925 | 5961 | Rate Constraint in lbs/MMBtu | FALSE | L | Annual | Rate | lb/MWh | 0.93984 | 0.93984 | 1.0121 | 1.0121 | 1.0121 | 1.0121 | 1.0121 | 1.0121
NSR J P Madgett 1 - SO2 Rate Annual v5.13 | 925 | 5961 | Rate Constraint in lbs/MMBtu | FALSE | L | Annual | Constraint Shadow Price | US2016$/Ton | 0 | 0 | 168.5376 | 406.9111 | 723.1714 | 733.575 | 1046.4221 | 1076.2128
NSR James Miller 3,4 - NOX Rate Annual v3.1, Unit 4088 and retrofits | 926 | 1871 | Rate Constraint in lbs/MMBtu | FALSE | L | Annual | Seasons Included | Seasons | Winter, WintShld, Summer | Winter, WintShld, Summer | Winter, WintShld, Summer | Winter, WintShld, Summer | Winter, WintShld, Summer | Winter, WintShld, Summer | Winter, WintShld, Summer | Winter, WintShld, Summer
NSR James Miller 3,4 - NOX Rate Annual v3.1, Unit 4088 and retrofits | 926 | 1871 | Rate Constraint in lbs/MMBtu | FALSE | L | Annual | Standard NOX | lb/MMBtu | 0.1 | 0.1 | 0.1 | 0.1 | 0.1 | 0.1 | 0.1 | 0.1
NSR James Miller 3,4 - NOX Rate Annual v3.1, Unit 4088 and retrofits | 926 | 1871 | Rate Constraint in lbs/MMBtu | FALSE | L | Annual | Emissions at Affected Plants NOX | Thousand Tons | 1.1505 | 1.1648 | 1.1648 | 1.468 | 1.1401 | 1.2491 | 1.2491 | 1.2491
NSR James Miller 3,4 - NOX Rate Annual v3.1, Unit 4088 and retrofits | 926 | 1871 | Rate Constraint in lbs/MMBtu | FALSE | L | Annual | Allowances Purchased NOX | Thousand Tons | 0 | 0 | 0 | 0 | 0 | 0 | 0 | 0
NSR James Miller 3,4 - NOX Rate Annual v3.1, Unit 4088 and retrofits | 926 | 1871 | Rate Constraint in lbs/MMBtu | FALSE | L | Annual | Allowances Sold NOX | Thousand Tons | 0 | 0 | 0 | 0 | 0 | 0 | 0 | 0
NSR James Miller 3,4 - NOX Rate Annual v3.1, Unit 4088 and retrofits | 926 | 1871 | Rate Constraint in lbs/MMBtu | FALSE | L | Annual | Allowances Banked | Thousand Tons | 0 | 0 | 0 | 0 | 0 | 0 | 0 | 0
NSR James Miller 3,4 - NOX Rate Annual v3.1, Unit 4088 and retrofits | 926 | 1871 | Rate Constraint in lbs/MMBtu | FALSE | L | Annual | Allowances Withdrawn (1:1) | Thousand Tons | 0 | 0 | 0 | 0 | 0 | 0 | 0 | 0
NSR James Miller 3,4 - NOX Rate Annual v3.1, Unit 4088 and retrofits | 926 | 1871 | Rate Constraint in lbs/MMBtu | FALSE | L | Annual | Allowances Withdrawn (n:1) | Thousand Tons | 0 | 0 | 0 | 0 | 0 | 0 | 0 | 0
NSR James Miller 3,4 - NOX Rate Annual v3.1, Unit 4088 and retrofits | 926 | 1871 | Rate Constraint in lbs/MMBtu | FALSE | L | Annual | Net Emissions Allowance Position | Thousand Tons | 1.1505 | 1.1648 | 1.1648 | 1.468 | 1.1401 | 1.2491 | 1.2491 | 1.2491
NSR James Miller 3,4 - NOX Rate Annual v3.1, Unit 4088 and retrofits | 926 | 1871 | Rate Constraint in lbs/MMBtu | FALSE | L | Annual | Fuel Consumed | TBtu | 31.2816 | 31.6685 | 31.6685 | 39.9134 | 30.9981 | 33.9621 | 33.9621 | 33.9621
NSR James Miller 3,4 - NOX Rate Annual v3.1, Unit 4088 and retrofits | 926 | 1871 | Rate Constraint in lbs/MMBtu | FALSE | L | Annual | Rate | lb/MMBtu | 0.07356 | 0.07356 | 0.07356 | 0.07356 | 0.07356 | 0.07356 | 0.07356 | 0.07356
NSR James Miller 3,4 - NOX Rate Annual v3.1, Unit 4088 and retrofits | 926 | 1871 | Rate Constraint in lbs/MMBtu | FALSE | L | Annual | Generation | TWh | 3.0465 | 3.0842 | 3.0842 | 3.8872 | 3.0189 | 3.3076 | 3.3076 | 3.3076
NSR James Miller 3,4 - NOX Rate Annual v3.1, Unit 4088 and retrofits | 926 | 1871 | Rate Constraint in lbs/MMBtu | FALSE | L | Annual | Qualifying Generation | TWh | 3.0465 | 3.0842 | 3.0842 | 3.8872 | 3.0189 | 3.3076 | 3.3076 | 3.3076
NSR James Miller 3,4 - NOX Rate Annual v3.1, Unit 4088 and retrofits | 926 | 1871 | Rate Constraint in lbs/MMBtu | FALSE | L | Annual | Rate | lb/MWh | 0.75531 | 0.75531 | 0.75531 | 0.75531 | 0.75531 | 0.75531 | 0.75531 | 0.75531
NSR James Miller 3,4 - NOX Rate Annual v3.1, Unit 4088 and retrofits | 926 | 1871 | Rate Constraint in lbs/MMBtu | FALSE | L | Annual | Constraint Shadow Price | US2016$/Ton | 0 | 0 | 0 | 0 | 0 | 0 | 0 | 0
NSR James Miller 3,4 - NOX Rate Annual v3.1, Unit 4089 and retrofits | 927 | 1871 | Rate Constraint in lbs/MMBtu | FALSE | L | Annual | Seasons Included | Seasons | Winter, WintShld, Summer | Winter, WintShld, Summer | Winter, WintShld, Summer | Winter, WintShld, Summer | Winter, WintShld, Summer | Winter, WintShld, Summer | Winter, WintShld, Summer | Winter, WintShld, Summer
NSR James Miller 3,4 - NOX Rate Annual v3.1, Unit 4089 and retrofits | 927 | 1871 | Rate Constraint in lbs/MMBtu | FALSE | L | Annual | Standard NOX | lb/MMBtu | 0.1 | 0.1 | 0.1 | 0.1 | 0.1 | 0.1 | 0.1 | 0.1
NSR James Miller 3,4 - NOX Rate Annual v3.1, Unit 4089 and retrofits | 927 | 1871 | Rate Constraint in lbs/MMBtu | FALSE | L | Annual | Emissions at Affected Plants NOX | Thousand Tons | 1.0076 | 1.0076 | 1.0076 | 1.2699 | 0.98629 | 1.0806 | 1.0806 | 1.0806
NSR James Miller 3,4 - NOX Rate Annual v3.1, Unit 4089 and retrofits | 927 | 1871 | Rate Constraint in lbs/MMBtu | FALSE | L | Annual | Allowances Purchased NOX | Thousand Tons | 0 | 0 | 0 | 0 | 0 | 0 | 0 | 0
NSR James Miller 3,4 - NOX Rate Annual v3.1, Unit 4089 and retrofits | 927 | 1871 | Rate Constraint in lbs/MMBtu | FALSE | L | Annual | Allowances Sold NOX | Thousand Tons | 0 | 0 | 0 | 0 | 0 | 0 | 0 | 0
NSR James Miller 3,4 - NOX Rate Annual v3.1, Unit 4089 and retrofits | 927 | 1871 | Rate Constraint in lbs/MMBtu | FALSE | L | Annual | Allowances Banked | Thousand Tons | 0 | 0 | 0 | 0 | 0 | 0 | 0 | 0
NSR James Miller 3,4 - NOX Rate Annual v3.1, Unit 4089 and retrofits | 927 | 1871 | Rate Constraint in lbs/MMBtu | FALSE | L | Annual | Allowances Withdrawn (1:1) | Thousand Tons | 0 | 0 | 0 | 0 | 0 | 0 | 0 | 0
NSR James Miller 3,4 - NOX Rate Annual v3.1, Unit 4089 and retrofits | 927 | 1871 | Rate Constraint in lbs/MMBtu | FALSE | L | Annual | Allowances Withdrawn (n:1) | Thousand Tons | 0 | 0 | 0 | 0 | 0 | 0 | 0 | 0
NSR James Miller 3,4 - NOX Rate Annual v3.1, Unit 4089 and retrofits | 927 | 1871 | Rate Constraint in lbs/MMBtu | FALSE | L | Annual | Net Emissions Allowance Position | Thousand Tons | 1.0076 | 1.0076 | 1.0076 | 1.2699 | 0.98629 | 1.0806 | 1.0806 | 1.0806
NSR James Miller 3,4 - NOX Rate Annual v3.1, Unit 4089 and retrofits | 927 | 1871 | Rate Constraint in lbs/MMBtu | FALSE | L | Annual | Fuel Consumed | TBtu | 31.6562 | 31.6562 | 31.6562 | 39.8979 | 30.986 | 33.9489 | 33.9489 | 33.9489
NSR James Miller 3,4 - NOX Rate Annual v3.1, Unit 4089 and retrofits | 927 | 1871 | Rate Constraint in lbs/MMBtu | FALSE | L | Annual | Rate | lb/MMBtu | 0.06366 | 0.06366 | 0.06366 | 0.06366 | 0.06366 | 0.06366 | 0.06366 | 0.06366
NSR James Miller 3,4 - NOX Rate Annual v3.1, Unit 4089 and retrofits | 927 | 1871 | Rate Constraint in lbs/MMBtu | FALSE | L | Annual | Generation | TWh | 3.0842 | 3.0842 | 3.0842 | 3.8872 | 3.0189 | 3.3076 | 3.3076 | 3.3076
NSR James Miller 3,4 - NOX Rate Annual v3.1, Unit 4089 and retrofits | 927 | 1871 | Rate Constraint in lbs/MMBtu | FALSE | L | Annual | Qualifying Generation | TWh | 3.0842 | 3.0842 | 3.0842 | 3.8872 | 3.0189 | 3.3076 | 3.3076 | 3.3076
NSR James Miller 3,4 - NOX Rate Annual v3.1, Unit 4089 and retrofits | 927 | 1871 | Rate Constraint in lbs/MMBtu | FALSE | L | Annual | Rate | lb/MWh | 0.65341 | 0.65341 | 0.65341 | 0.65341 | 0.65341 | 0.65341 | 0.65341 | 0.65341
NSR James Miller 3,4 - NOX Rate Annual v3.1, Unit 4089 and retrofits | 927 | 1871 | Rate Constraint in lbs/MMBtu | FALSE | L | Annual | Constraint Shadow Price | US2016$/Ton | 0 | 0 | 0 | 0 | 0 | 0 | 0 | 0
NSR Karn 1,2 - NOX Rate Annual v5.16 | 928 | 6639 | Rate Constraint in lbs/MMBtu | FALSE | L | Annual | Seasons Included | Seasons | Winter, WintShld, Summer | Winter, WintShld, Summer | Winter, WintShld, Summer | Winter, WintShld, Summer | Winter, WintShld, Summer | Winter, WintShld, Summer | Winter, WintShld, Summer | Winter, WintShld, Summer
NSR Karn 1,2 - NOX Rate Annual v5.16 | 928 | 6639 | Rate Constraint in lbs/MMBtu | FALSE | L | Annual | Standard NOX | lb/MMBtu | 0.08 | 0.08 | 0.08 | 0.08 | 0.08 | 0.08 | 0.08 | 0.08
NSR Karn 1,2 - NOX Rate Annual v5.16 | 928 | 6639 | Rate Constraint in lbs/MMBtu | FALSE | L | Annual | Emissions at Affected Plants NOX | Thousand Tons | 0.689 | 0.71822 | 0.75595 | 0.7389 | 0.53607 | 0.53607 | 0.57997 | 0
NSR Karn 1,2 - NOX Rate Annual v5.16 | 928 | 6639 | Rate Constraint in lbs/MMBtu | FALSE | L | Annual | Allowances Purchased NOX | Thousand Tons | 0 | 0 | 0 | 0 | 0 | 0 | 0 | 0
NSR Karn 1,2 - NOX Rate Annual v5.16 | 928 | 6639 | Rate Constraint in lbs/MMBtu | FALSE | L | Annual | Allowances Sold NOX | Thousand Tons | 0 | 0 | 0 | 0 | 0 | 0 | 0 | 0
NSR Karn 1,2 - NOX Rate Annual v5.16 | 928 | 6639 | Rate Constraint in lbs/MMBtu | FALSE | L | Annual | Allowances Banked | Thousand Tons | 0 | 0 | 0 | 0 | 0 | 0 | 0 | 0
NSR Karn 1,2 - NOX Rate Annual v5.16 | 928 | 6639 | Rate Constraint in lbs/MMBtu | FALSE | L | Annual | Allowances Withdrawn (1:1) | Thousand Tons | 0 | 0 | 0 | 0 | 0 | 0 | 0 | 0
NSR Karn 1,2 - NOX Rate Annual v5.16 | 928 | 6639 | Rate Constraint in lbs/MMBtu | FALSE | L | Annual | Allowances Withdrawn (n:1) | Thousand Tons | 0 | 0 | 0 | 0 | 0 | 0 | 0 | 0
NSR Karn 1,2 - NOX Rate Annual v5.16 | 928 | 6639 | Rate Constraint in lbs/MMBtu | FALSE | L | Annual | Net Emissions Allowance Position | Thousand Tons | 0.689 | 0.71822 | 0.75595 | 0.7389 | 0.53607 | 0.53607 | 0.57997 | 0
NSR Karn 1,2 - NOX Rate Annual v5.16 | 928 | 6639 | Rate Constraint in lbs/MMBtu | FALSE | L | Annual | Fuel Consumed | TBtu | 32.3309 | 33.7199 | 35.4766 | 34.6754 | 25.1592 | 25.1592 | 27.2218 | 0
NSR Karn 1,2 - NOX Rate Annual v5.16 | 928 | 6639 | Rate Constraint in lbs/MMBtu | FALSE | L | Annual | Rate | lb/MMBtu | 0.042622 | 0.042599 | 0.042617 | 0.042618 | 0.042615 | 0.042615 | 0.042611 | 0
NSR Karn 1,2 - NOX Rate Annual v5.16 | 928 | 6639 | Rate Constraint in lbs/MMBtu | FALSE | L | Annual | Generation | TWh | 2.8668 | 2.9901 | 3.1458 | 3.0747 | 2.2309 | 2.2309 | 2.4138 | 0
NSR Karn 1,2 - NOX Rate Annual v5.16 | 928 | 6639 | Rate Constraint in lbs/MMBtu | FALSE | L | Annual | Qualifying Generation | TWh | 2.8668 | 2.9901 | 3.1458 | 3.0747 | 2.2309 | 2.2309 | 2.4138 | 0
NSR Karn 1,2 - NOX Rate Annual v5.16 | 928 | 6639 | Rate Constraint in lbs/MMBtu | FALSE | L | Annual | Rate | lb/MWh | 0.48067 | 0.4804 | 0.48061 | 0.48062 | 0.48058 | 0.48058 | 0.48054 | 0
NSR Karn 1,2 - NOX Rate Annual v5.16 | 928 | 6639 | Rate Constraint in lbs/MMBtu | FALSE | L | Annual | Constraint Shadow Price | US2016$/Ton | 0 | 0 | 0 | 0 | 0 | 0 | 0 | 0
NSR Karn 1,2 - SO2 Rate Annual v5.14 | 929 | 6143 | Rate Constraint in lbs/MMBtu | FALSE | L | Annual | Seasons Included | Seasons | Winter, WintShld, Summer | Winter, WintShld, Summer | Winter, WintShld, Summer | Winter, WintShld, Summer | Winter, WintShld, Summer | Winter, WintShld, Summer | Winter, WintShld, Summer | Winter, WintShld, Summer
NSR Karn 1,2 - SO2 Rate Annual v5.14 | 929 | 6143 | Rate Constraint in lbs/MMBtu | FALSE | L | Annual | Standard SO2 | lb/MMBtu | 0.075 | 0.075 | 0.075 | 0.075 | 0.075 | 0.075 | 0.075 | 0.075
NSR Karn 1,2 - SO2 Rate Annual v5.14 | 929 | 6143 | Rate Constraint in lbs/MMBtu | FALSE | L | Annual | Emissions at Affected Plants SO2 | Thousand Tons | 0.79017 | 0.64713 | 0.86705 | 0.84747 | 0.61489 | 0.61489 | 0.6653 | 0
NSR Karn 1,2 - SO2 Rate Annual v5.14 | 929 | 6143 | Rate Constraint in lbs/MMBtu | FALSE | L | Annual | Allowances Purchased SO2 | Thousand Tons | 0 | 0 | 0 | 0 | 0 | 0 | 0 | 0
NSR Karn 1,2 - SO2 Rate Annual v5.14 | 929 | 6143 | Rate Constraint in lbs/MMBtu | FALSE | L | Annual | Allowances Sold SO2 | Thousand Tons | 0 | 0 | 0 | 0 | 0 | 0 | 0 | 0
NSR Karn 1,2 - SO2 Rate Annual v5.14 | 929 | 6143 | Rate Constraint in lbs/MMBtu | FALSE | L | Annual | Allowances Banked | Thousand Tons | 0 | 0 | 0 | 0 | 0 | 0 | 0 | 0
NSR Karn 1,2 - SO2 Rate Annual v5.14 | 929 | 6143 | Rate Constraint in lbs/MMBtu | FALSE | L | Annual | Allowances Withdrawn (1:1) | Thousand Tons | 0 | 0 | 0 | 0 | 0 | 0 | 0 | 0
NSR Karn 1,2 - SO2 Rate Annual v5.14 | 929 | 6143 | Rate Constraint in lbs/MMBtu | FALSE | L | Annual | Allowances Withdrawn (n:1) | Thousand Tons | 0 | 0 | 0 | 0 | 0 | 0 | 0 | 0
NSR Karn 1,2 - SO2 Rate Annual v5.14 | 929 | 6143 | Rate Constraint in lbs/MMBtu | FALSE | L | Annual | Net Emissions Allowance Position | Thousand Tons | 0.79017 | 0.64713 | 0.86705 | 0.84747 | 0.61489 | 0.61489 | 0.6653 | 0
NSR Karn 1,2 - SO2 Rate Annual v5.14 | 929 | 6143 | Rate Constraint in lbs/MMBtu | FALSE | L | Annual | Fuel Consumed | TBtu | 32.3309 | 33.7199 | 35.4766 | 34.6754 | 25.1592 | 25.1592 | 27.2218 | 0
NSR Karn 1,2 - SO2 Rate Annual v5.14 | 929 | 6143 | Rate Constraint in lbs/MMBtu | FALSE | L | Annual | Rate | lb/MMBtu | 0.04888 | 0.038383 | 0.04888 | 0.04888 | 0.04888 | 0.04888 | 0.04888 | 0
NSR Karn 1,2 - SO2 Rate Annual v5.14 | 929 | 6143 | Rate Constraint in lbs/MMBtu | FALSE | L | Annual | Generation | TWh | 2.8668 | 2.9901 | 3.1458 | 3.0747 | 2.2309 | 2.2309 | 2.4138 | 0
NSR Karn 1,2 - SO2 Rate Annual v5.14 | 929 | 6143 | Rate Constraint in lbs/MMBtu | FALSE | L | Annual | Qualifying Generation | TWh | 2.8668 | 2.9901 | 3.1458 | 3.0747 | 2.2309 | 2.2309 | 2.4138 | 0
NSR Karn 1,2 - SO2 Rate Annual v5.14 | 929 | 6143 | Rate Constraint in lbs/MMBtu | FALSE | L | Annual | Rate | lb/MWh | 0.55125 | 0.43285 | 0.55124 | 0.55125 | 0.55124 | 0.55124 | 0.55124 | 0
NSR Karn 1,2 - SO2 Rate Annual v5.14 | 929 | 6143 | Rate Constraint in lbs/MMBtu | FALSE | L | Annual | Constraint Shadow Price | US2016$/Ton | 0 | 0 | 0 | 0 | 0 | 0 | 0 | 0
NSR Kincaid 1 & 2- Hg Rate Annual v5.13 | 930 | 5982 | Rate Constraint in lbs/MMBtu | FALSE | L | Annual | Seasons Included | Seasons | Winter, WintShld, Summer | Winter, WintShld, Summer | Winter, WintShld, Summer | Winter, WintShld, Summer | Winter, WintShld, Summer | Winter, WintShld, Summer | Winter, WintShld, Summer | Winter, WintShld, Summer
NSR Kincaid 1 & 2- Hg Rate Annual v5.13 | 930 | 5982 | Rate Constraint in lbs/MMBtu | FALSE | L | Annual | Standard MER | lb/MMBtu | 0.015 | 0.015 | 0.015 | 0.015 | 0.015 | 0.015 | 0.015 | 0.015
NSR Kincaid 1 & 2- Hg Rate Annual v5.13 | 930 | 5982 | Rate Constraint in lbs/MMBtu | FALSE | L | Annual | Emissions at Affected Plants MER | lbs | 0 | 0 | 0 | 0 | 0 | 0 | 0 | 0
NSR Kincaid 1 & 2- Hg Rate Annual v5.13 | 930 | 5982 | Rate Constraint in lbs/MMBtu | FALSE | L | Annual | Allowances Purchased MER | lbs | 0 | 0 | 0 | 0 | 0 | 0 | 0 | 0
NSR Kincaid 1 & 2- Hg Rate Annual v5.13 | 930 | 5982 | Rate Constraint in lbs/MMBtu | FALSE | L | Annual | Allowances Sold MER | lbs | 0 | 0 | 0 | 0 | 0 | 0 | 0 | 0
NSR Kincaid 1 & 2- Hg Rate Annual v5.13 | 930 | 5982 | Rate Constraint in lbs/MMBtu | FALSE | L | Annual | Allowances Banked | lbs | 0 | 0 | 0 | 0 | 0 | 0 | 0 | 0
NSR Kincaid 1 & 2- Hg Rate Annual v5.13 | 930 | 5982 | Rate Constraint in lbs/MMBtu | FALSE | L | Annual | Allowances Withdrawn (1:1) | lbs | 0 | 0 | 0 | 0 | 0 | 0 | 0 | 0
NSR Kincaid 1 & 2- Hg Rate Annual v5.13 | 930 | 5982 | Rate Constraint in lbs/MMBtu | FALSE | L | Annual | Allowances Withdrawn (n:1) | lbs | 0 | 0 | 0 | 0 | 0 | 0 | 0 | 0
NSR Kincaid 1 & 2- Hg Rate Annual v5.13 | 930 | 5982 | Rate Constraint in lbs/MMBtu | FALSE | L | Annual | Net Emissions Allowance Position | lbs | 0 | 0 | 0 | 0 | 0 | 0 | 0 | 0
NSR Kincaid 1 & 2- Hg Rate Annual v5.13 | 930 | 5982 | Rate Constraint in lbs/MMBtu | FALSE | L | Annual | Fuel Consumed | TBtu | 0 | 0 | 0 | 0 | 0 | 0 | 0 | 0
NSR Kincaid 1 & 2- Hg Rate Annual v5.13 | 930 | 5982 | Rate Constraint in lbs/MMBtu | FALSE | L | Annual | Rate | lb/MMBtu | 0 | 0 | 0 | 0 | 0 | 0 | 0 | 0
NSR Kincaid 1 & 2- Hg Rate Annual v5.13 | 930 | 5982 | Rate Constraint in lbs/MMBtu | FALSE | L | Annual | Generation | TWh | 0 | 0 | 0 | 0 | 0 | 0 | 0 | 0
NSR Kincaid 1 & 2- Hg Rate Annual v5.13 | 930 | 5982 | Rate Constraint in lbs/MMBtu | FALSE | L | Annual | Qualifying Generation | TWh | 0 | 0 | 0 | 0 | 0 | 0 | 0 | 0
NSR Kincaid 1 & 2- Hg Rate Annual v5.13 | 930 | 5982 | Rate Constraint in lbs/MMBtu | FALSE | L | Annual | Rate | lb/MWh | 0 | 0 | 0 | 0 | 0 | 0 | 0 | 0
NSR Kincaid 1 & 2- Hg Rate Annual v5.13 | 930 | 5982 | Rate Constraint in lbs/MMBtu | FALSE | L | Annual | Constraint Shadow Price | US2016$/Lb | 0 | 0 | 0 | 0 | 0 | 0 | 0 | 0
NSR Kincaid 1 & 2- NOx Cap Annual v5.13 | 931 | 5981 | Rate Constraint in MTons | FALSE | L | Annual | Seasons Included | Seasons | Winter, WintShld, Summer | Winter, WintShld, Summer | Winter, WintShld, Summer | Winter, WintShld, Summer | Winter, WintShld, Summer | Winter, WintShld, Summer | Winter, WintShld, Summer | Winter, WintShld, Summer
NSR Kincaid 1 & 2- NOx Cap Annual v5.13 | 931 | 5981 | Rate Constraint in MTons | FALSE | L | Annual | Standard NOX | Thousand Tons | 3.5 | 3.5 | 3.5 | 3.5 | 3.5 | 3.5 | 3.5 | 3.5
NSR Kincaid 1 & 2- NOx Cap Annual v5.13 | 931 | 5981 | Rate Constraint in MTons | FALSE | L | Annual | Emissions at Affected Plants NOX | Thousand Tons | 0 | 0 | 0 | 0 | 0 | 0 | 0 | 0
NSR Kincaid 1 & 2- NOx Cap Annual v5.13 | 931 | 5981 | Rate Constraint in MTons | FALSE | L | Annual | Allowances Purchased NOX | Thousand Tons | 0 | 0 | 0 | 0 | 0 | 0 | 0 | 0
NSR Kincaid 1 & 2- NOx Cap Annual v5.13 | 931 | 5981 | Rate Constraint in MTons | FALSE | L | Annual | Allowances Sold NOX | Thousand Tons | 0 | 0 | 0 | 0 | 0 | 0 | 0 | 0
NSR Kincaid 1 & 2- NOx Cap Annual v5.13 | 931 | 5981 | Rate Constraint in MTons | FALSE | L | Annual | Allowances Banked | Thousand Tons | 0 | 0 | 0 | 0 | 0 | 0 | 0 | 0
NSR Kincaid 1 & 2- NOx Cap Annual v5.13 | 931 | 5981 | Rate Constraint in MTons | FALSE | L | Annual | Allowances Withdrawn (1:1) | Thousand Tons | 0 | 0 | 0 | 0 | 0 | 0 | 0 | 0
NSR Kincaid 1 & 2- NOx Cap Annual v5.13 | 931 | 5981 | Rate Constraint in MTons | FALSE | L | Annual | Allowances Withdrawn (n:1) | Thousand Tons | 0 | 0 | 0 | 0 | 0 | 0 | 0 | 0
NSR Kincaid 1 & 2- NOx Cap Annual v5.13 | 931 | 5981 | Rate Constraint in MTons | FALSE | L | Annual | Net Emissions Allowance Position | Thousand Tons | 0 | 0 | 0 | 0 | 0 | 0 | 0 | 0
NSR Kincaid 1 & 2- NOx Cap Annual v5.13 | 931 | 5981 | Rate Constraint in MTons | FALSE | L | Annual | Fuel Consumed | TBtu | 0 | 0 | 0 | 0 | 0 | 0 | 0 | 0
NSR Kincaid 1 & 2- NOx Cap Annual v5.13 | 931 | 5981 | Rate Constraint in MTons | FALSE | L | Annual | Rate | lb/MMBtu | 0 | 0 | 0 | 0 | 0 | 0 | 0 | 0
NSR Kincaid 1 & 2- NOx Cap Annual v5.13 | 931 | 5981 | Rate Constraint in MTons | FALSE | L | Annual | Generation | TWh | 0 | 0 | 0 | 0 | 0 | 0 | 0 | 0
NSR Kincaid 1 & 2- NOx Cap Annual v5.13 | 931 | 5981 | Rate Constraint in MTons | FALSE | L | Annual | Qualifying Generation | TWh | 0 | 0 | 0 | 0 | 0 | 0 | 0 | 0
NSR Kincaid 1 & 2- NOx Cap Annual v5.13 | 931 | 5981 | Rate Constraint in MTons | FALSE | L | Annual | Rate | lb/MWh | 0 | 0 | 0 | 0 | 0 | 0 | 0 | 0
NSR Kincaid 1 & 2- NOx Cap Annual v5.13 | 931 | 5981 | Rate Constraint in MTons | FALSE | L | Annual | Constraint Shadow Price | US2016$/Ton | 0 | 0 | 0 | 0 | 0 | 0 | 0 | 0
NSR Kincaid 1 & 2- NOx Rate Annual v5.13 | 932 | 5980 | Rate Constraint in lbs/MMBtu | FALSE | L | Annual | Seasons Included | Seasons | Winter, WintShld, Summer | Winter, WintShld, Summer | Winter, WintShld, Summer | Winter, WintShld, Summer | Winter, WintShld, Summer | Winter, WintShld, Summer | Winter, WintShld, Summer | Winter, WintShld, Summer
NSR Kincaid 1 & 2- NOx Rate Annual v5.13 | 932 | 5980 | Rate Constraint in lbs/MMBtu | FALSE | L | Annual | Standard NOX | lb/MMBtu | 0.08 | 0.08 | 0.08 | 0.08 | 0.08 | 0.08 | 0.08 | 0.08
NSR Kincaid 1 & 2- NOx Rate Annual v5.13 | 932 | 5980 | Rate Constraint in lbs/MMBtu | FALSE | L | Annual | Emissions at Affected Plants NOX | Thousand Tons | 0 | 0 | 0 | 0 | 0 | 0 | 0 | 0
NSR Kincaid 1 & 2- NOx Rate Annual v5.13 | 932 | 5980 | Rate Constraint in lbs/MMBtu | FALSE | L | Annual | Allowances Purchased NOX | Thousand Tons | 0 | 0 | 0 | 0 | 0 | 0 | 0 | 0
NSR Kincaid 1 & 2- NOx Rate Annual v5.13 | 932 | 5980 | Rate Constraint in lbs/MMBtu | FALSE | L | Annual | Allowances Sold NOX | Thousand Tons | 0 | 0 | 0 | 0 | 0 | 0 | 0 | 0
NSR Kincaid 1 & 2- NOx Rate Annual v5.13 | 932 | 5980 | Rate Constraint in lbs/MMBtu | FALSE | L | Annual | Allowances Banked | Thousand Tons | 0 | 0 | 0 | 0 | 0 | 0 | 0 | 0
NSR Kincaid 1 & 2- NOx Rate Annual v5.13 | 932 | 5980 | Rate Constraint in lbs/MMBtu | FALSE | L | Annual | Allowances Withdrawn (1:1) | Thousand Tons | 0 | 0 | 0 | 0 | 0 | 0 | 0 | 0
NSR Kincaid 1 & 2- NOx Rate Annual v5.13 | 932 | 5980 | Rate Constraint in lbs/MMBtu | FALSE | L | Annual | Allowances Withdrawn (n:1) | Thousand Tons | 0 | 0 | 0 | 0 | 0 | 0 | 0 | 0
NSR Kincaid 1 & 2- NOx Rate Annual v5.13 | 932 | 5980 | Rate Constraint in lbs/MMBtu | FALSE | L | Annual | Net Emissions Allowance Position | Thousand Tons | 0 | 0 | 0 | 0 | 0 | 0 | 0 | 0
NSR Kincaid 1 & 2- NOx Rate Annual v5.13 | 932 | 5980 | Rate Constraint in lbs/MMBtu | FALSE | L | Annual | Fuel Consumed | TBtu | 0 | 0 | 0 | 0 | 0 | 0 | 0 | 0
NSR Kincaid 1 & 2- NOx Rate Annual v5.13 | 932 | 5980 | Rate Constraint in lbs/MMBtu | FALSE | L | Annual | Rate | lb/MMBtu | 0 | 0 | 0 | 0 | 0 | 0 | 0 | 0
NSR Kincaid 1 & 2- NOx Rate Annual v5.13 | 932 | 5980 | Rate Constraint in lbs/MMBtu | FALSE | L | Annual | Generation | TWh | 0 | 0 | 0 | 0 | 0 | 0 | 0 | 0
NSR Kincaid 1 & 2- NOx Rate Annual v5.13 | 932 | 5980 | Rate Constraint in lbs/MMBtu | FALSE | L | Annual | Qualifying Generation | TWh | 0 | 0 | 0 | 0 | 0 | 0 | 0 | 0
NSR Kincaid 1 & 2- NOx Rate Annual v5.13 | 932 | 5980 | Rate Constraint in lbs/MMBtu | FALSE | L | Annual | Rate | lb/MWh | 0 | 0 | 0 | 0 | 0 | 0 | 0 | 0
NSR Kincaid 1 & 2- NOx Rate Annual v5.13 | 932 | 5980 | Rate Constraint in lbs/MMBtu | FALSE | L | Annual | Constraint Shadow Price | US2016$/Ton | 0 | 0 | 0 | 0 | 0 | 0 | 0 | 0
NSR Kincaid 1 & 2- SO2 Cap Annual v5.13 | 933 | 5979 | Rate Constraint in MTons | FALSE | L | Annual | Seasons Included | Seasons | Winter, WintShld, Summer | Winter, WintShld, Summer | Winter, WintShld, Summer | Winter, WintShld, Summer | Winter, WintShld, Summer | Winter, WintShld, Summer | Winter, WintShld, Summer | Winter, WintShld, Summer
NSR Kincaid 1 & 2- SO2 Cap Annual v5.13 | 933 | 5979 | Rate Constraint in MTons | FALSE | L | Annual | Standard SO2 | Thousand Tons | 4.4 | 4.4 | 4.4 | 4.4 | 4.4 | 4.4 | 4.4 | 4.4
NSR Kincaid 1 & 2- SO2 Cap Annual v5.13 | 933 | 5979 | Rate Constraint in MTons | FALSE | L | Annual | Emissions at Affected Plants SO2 | Thousand Tons | 0 | 0 | 0 | 0 | 0 | 0 | 0 | 0
NSR Kincaid 1 & 2- SO2 Cap Annual v5.13 | 933 | 5979 | Rate Constraint in MTons | FALSE | L | Annual | Allowances Purchased SO2 | Thousand Tons | 0 | 0 | 0 | 0 | 0 | 0 | 0 | 0
NSR Kincaid 1 & 2- SO2 Cap Annual v5.13 | 933 | 5979 | Rate Constraint in MTons | FALSE | L | Annual | Allowances Sold SO2 | Thousand Tons | 0 | 0 | 0 | 0 | 0 | 0 | 0 | 0
NSR Kincaid 1 & 2- SO2 Cap Annual v5.13 | 933 | 5979 | Rate Constraint in MTons | FALSE | L | Annual | Allowances Banked | Thousand Tons | 0 | 0 | 0 | 0 | 0 | 0 | 0 | 0
NSR Kincaid 1 & 2- SO2 Cap Annual v5.13 | 933 | 5979 | Rate Constraint in MTons | FALSE | L | Annual | Allowances Withdrawn (1:1) | Thousand Tons | 0 | 0 | 0 | 0 | 0 | 0 | 0 | 0
NSR Kincaid 1 & 2- SO2 Cap Annual v5.13 | 933 | 5979 | Rate Constraint in MTons | FALSE | L | Annual | Allowances Withdrawn (n:1) | Thousand Tons | 0 | 0 | 0 | 0 | 0 | 0 | 0 | 0
NSR Kincaid 1 & 2- SO2 Cap Annual v5.13 | 933 | 5979 | Rate Constraint in MTons | FALSE | L | Annual | Net Emissions Allowance Position | Thousand Tons | 0 | 0 | 0 | 0 | 0 | 0 | 0 | 0
NSR Kincaid 1 & 2- SO2 Cap Annual v5.13 | 933 | 5979 | Rate Constraint in MTons | FALSE | L | Annual | Fuel Consumed | TBtu | 0 | 0 | 0 | 0 | 0 | 0 | 0 | 0
NSR Kincaid 1 & 2- SO2 Cap Annual v5.13 | 933 | 5979 | Rate Constraint in MTons | FALSE | L | Annual | Rate | lb/MMBtu | 0 | 0 | 0 | 0 | 0 | 0 | 0 | 0
NSR Kincaid 1 & 2- SO2 Cap Annual v5.13 | 933 | 5979 | Rate Constraint in MTons | FALSE | L | Annual | Generation | TWh | 0 | 0 | 0 | 0 | 0 | 0 | 0 | 0
NSR Kincaid 1 & 2- SO2 Cap Annual v5.13 | 933 | 5979 | Rate Constraint in MTons | FALSE | L | Annual | Qualifying Generation | TWh | 0 | 0 | 0 | 0 | 0 | 0 | 0 | 0
NSR Kincaid 1 & 2- SO2 Cap Annual v5.13 | 933 | 5979 | Rate Constraint in MTons | FALSE | L | Annual | Rate | lb/MWh | 0 | 0 | 0 | 0 | 0 | 0 | 0 | 0
NSR Kincaid 1 & 2- SO2 Cap Annual v5.13 | 933 | 5979 | Rate Constraint in MTons | FALSE | L | Annual | Constraint Shadow Price | US2016$/Ton | 0 | 0 | 0 | 0 | 0 | 0 | 0 | 0
NSR Kincaid 1 & 2- SO2 Rate Annual v5.13 | 934 | 5978 | Rate Constraint in lbs/MMBtu | FALSE | L | Annual | Seasons Included | Seasons | Winter, WintShld, Summer | Winter, WintShld, Summer | Winter, WintShld, Summer | Winter, WintShld, Summer | Winter, WintShld, Summer | Winter, WintShld, Summer | Winter, WintShld, Summer | Winter, WintShld, Summer
NSR Kincaid 1 & 2- SO2 Rate Annual v5.13 | 934 | 5978 | Rate Constraint in lbs/MMBtu | FALSE | L | Annual | Standard SO2 | lb/MMBtu | 0.1 | 0.1 | 0.1 | 0.1 | 0.1 | 0.1 | 0.1 | 0.1
NSR Kincaid 1 & 2- SO2 Rate Annual v5.13 | 934 | 5978 | Rate Constraint in lbs/MMBtu | FALSE | L | Annual | Emissions at Affected Plants SO2 | Thousand Tons | 0 | 0 | 0 | 0 | 0 | 0 | 0 | 0
NSR Kincaid 1 & 2- SO2 Rate Annual v5.13 | 934 | 5978 | Rate Constraint in lbs/MMBtu | FALSE | L | Annual | Allowances Purchased SO2 | Thousand Tons | 0 | 0 | 0 | 0 | 0 | 0 | 0 | 0
NSR Kincaid 1 & 2- SO2 Rate Annual v5.13 | 934 | 5978 | Rate Constraint in lbs/MMBtu | FALSE | L | Annual | Allowances Sold SO2 | Thousand Tons | 0 | 0 | 0 | 0 | 0 | 0 | 0 | 0
NSR Kincaid 1 & 2- SO2 Rate Annual v5.13 | 934 | 5978 | Rate Constraint in lbs/MMBtu | FALSE | L | Annual | Allowances Banked | Thousand Tons | 0 | 0 | 0 | 0 | 0 | 0 | 0 | 0
NSR Kincaid 1 & 2- SO2 Rate Annual v5.13 | 934 | 5978 | Rate Constraint in lbs/MMBtu | FALSE | L | Annual | Allowances Withdrawn (1:1) | Thousand Tons | 0 | 0 | 0 | 0 | 0 | 0 | 0 | 0
NSR Kincaid 1 & 2- SO2 Rate Annual v5.13 | 934 | 5978 | Rate Constraint in lbs/MMBtu | FALSE | L | Annual | Allowances Withdrawn (n:1) | Thousand Tons | 0 | 0 | 0 | 0 | 0 | 0 | 0 | 0
NSR Kincaid 1 & 2- SO2 Rate Annual v5.13 | 934 | 5978 | Rate Constraint in lbs/MMBtu | FALSE | L | Annual | Net Emissions Allowance Position | Thousand Tons | 0 | 0 | 0 | 0 | 0 | 0 | 0 | 0
NSR Kincaid 1 & 2- SO2 Rate Annual v5.13 | 934 | 5978 | Rate Constraint in lbs/MMBtu | FALSE | L | Annual | Fuel Consumed | TBtu | 0 | 0 | 0 | 0 | 0 | 0 | 0 | 0
NSR Kincaid 1 & 2- SO2 Rate Annual v5.13 | 934 | 5978 | Rate Constraint in lbs/MMBtu | FALSE | L | Annual | Rate | lb/MMBtu | 0 | 0 | 0 | 0 | 0 | 0 | 0 | 0
NSR Kincaid 1 & 2- SO2 Rate Annual v5.13 | 934 | 5978 | Rate Constraint in lbs/MMBtu | FALSE | L | Annual | Generation | TWh | 0 | 0 | 0 | 0 | 0 | 0 | 0 | 0
NSR Kincaid 1 & 2- SO2 Rate Annual v5.13 | 934 | 5978 | Rate Constraint in lbs/MMBtu | FALSE | L | Annual | Qualifying Generation | TWh | 0 | 0 | 0 | 0 | 0 | 0 | 0 | 0
NSR Kincaid 1 & 2- SO2 Rate Annual v5.13 | 934 | 5978 | Rate Constraint in lbs/MMBtu | FALSE | L | Annual | Rate | lb/MWh | 0 | 0 | 0 | 0 | 0 | 0 | 0 | 0
NSR Kincaid 1 & 2- SO2 Rate Annual v5.13 | 934 | 5978 | Rate Constraint in lbs/MMBtu | FALSE | L | Annual | Constraint Shadow Price | US2016$/Ton | 29.539 | 0 | 0 | 0 | 0 | 0 | 0 | 0
NSR KU Brown Unit 3 - SO2 Cap Annual v3.1 | 935 | 2113 | Rate Constraint in MTons | FALSE | L | Annual | Seasons Included | Seasons | Winter, WintShld, Summer | Winter, WintShld, Summer | Winter, WintShld, Summer | Winter, WintShld, Summer | Winter, WintShld, Summer | Winter, WintShld, Summer | Winter, WintShld, Summer | Winter, WintShld, Summer
NSR KU Brown Unit 3 - SO2 Cap Annual v3.1 | 935 | 2113 | Rate Constraint in MTons | FALSE | L | Annual | Standard SO2 | Thousand Tons | 2.3 | 2.3 | 2.3 | 2.3 | 2.3 | 2.3 | 2.3 | 2.3
NSR KU Brown Unit 3 - SO2 Cap Annual v3.1 | 935 | 2113 | Rate Constraint in MTons | FALSE | L | Annual | Emissions at Affected Plants SO2 | Thousand Tons | 0 | 0 | 0 | 0 | 0 | 0 | 0 | 0
NSR KU Brown Unit 3 - SO2 Cap Annual v3.1 | 935 | 2113 | Rate Constraint in MTons | FALSE | L | Annual | Allowances Purchased SO2 | Thousand Tons | 0 | 0 | 0 | 0 | 0 | 0 | 0 | 0
NSR KU Brown Unit 3 - SO2 Cap Annual v3.1 | 935 | 2113 | Rate Constraint in MTons | FALSE | L | Annual | Allowances Sold SO2 | Thousand Tons | 0 | 0 | 0 | 0 | 0 | 0 | 0 | 0
NSR KU Brown Unit 3 - SO2 Cap Annual v3.1 | 935 | 2113 | Rate Constraint in MTons | FALSE | L | Annual | Allowances Banked | Thousand Tons | 0 | 0 | 0 | 0 | 0 | 0 | 0 | 0
NSR KU Brown Unit 3 - SO2 Cap Annual v3.1 | 935 | 2113 | Rate Constraint in MTons | FALSE | L | Annual | Allowances Withdrawn (1:1) | Thousand Tons | 0 | 0 | 0 | 0 | 0 | 0 | 0 | 0
NSR KU Brown Unit 3 - SO2 Cap Annual v3.1 | 935 | 2113 | Rate Constraint in MTons | FALSE | L | Annual | Allowances Withdrawn (n:1) | Thousand Tons | 0 | 0 | 0 | 0 | 0 | 0 | 0 | 0
NSR KU Brown Unit 3 - SO2 Cap Annual v3.1 | 935 | 2113 | Rate Constraint in MTons | FALSE | L | Annual | Net Emissions Allowance Position | Thousand Tons | 0 | 0 | 0 | 0 | 0 | 0 | 0 | 0
NSR KU Brown Unit 3 - SO2 Cap Annual v3.1 | 935 | 2113 | Rate Constraint in MTons | FALSE | L | Annual | Fuel Consumed | TBtu | 0 | 0 | 0 | 0 | 0 | 0 | 0 | 0
NSR KU Brown Unit 3 - SO2 Cap Annual v3.1 | 935 | 2113 | Rate Constraint in MTons | FALSE | L | Annual | Rate | lb/MMBtu | 0 | 0 | 0 | 0 | 0 | 0 | 0 | 0
NSR KU Brown Unit 3 - SO2 Cap Annual v3.1 | 935 | 2113 | Rate Constraint in MTons | FALSE | L | Annual | Generation | TWh | 0 | 0 | 0 | 0 | 0 | 0 | 0 | 0
NSR KU Brown Unit 3 - SO2 Cap Annual v3.1 | 935 | 2113 | Rate Constraint in MTons | FALSE | L | Annual | Qualifying Generation | TWh | 0 | 0 | 0 | 0 | 0 | 0 | 0 | 0
NSR KU Brown Unit 3 - SO2 Cap Annual v3.1 | 935 | 2113 | Rate Constraint in MTons | FALSE | L | Annual | Rate | lb/MWh | 0 | 0 | 0 | 0 | 0 | 0 | 0 | 0
NSR KU Brown Unit 3 - SO2 Cap Annual v3.1 | 935 | 2113 | Rate Constraint in MTons | FALSE | L | Annual | Constraint Shadow Price | US2016$/Ton | 0 | 0 | 0 | 0 | 0 | 0 | 0 | 0
NSR KU Brown Unit 3 - SO2 Rate Annual v3.1 | 936 | 2114 | Rate Constraint in lbs/MMBtu | FALSE | L | Annual | Seasons Included | Seasons | Winter, WintShld, Summer | Winter, WintShld, Summer | Winter, WintShld, Summer | Winter, WintShld, Summer | Winter, WintShld, Summer | Winter, WintShld, Summer | Winter, WintShld, Summer | Winter, WintShld, Summer
NSR KU Brown Unit 3 - SO2 Rate Annual v3.1 | 936 | 2114 | Rate Constraint in lbs/MMBtu | FALSE | L | Annual | Standard SO2 | lb/MMBtu | 0.1 | 0.1 | 0.1 | 0.1 | 0.1 | 0.1 | 0.1 | 0.1
NSR KU Brown Unit 3 - SO2 Rate Annual v3.1 | 936 | 2114 | Rate Constraint in lbs/MMBtu | FALSE | L | Annual | Emissions at Affected Plants SO2 | Thousand Tons | 0 | 0 | 0 | 0 | 0 | 0 | 0 | 0
NSR KU Brown Unit 3 - SO2 Rate Annual v3.1 | 936 | 2114 | Rate Constraint in lbs/MMBtu | FALSE | L | Annual | Allowances Purchased SO2 | Thousand Tons | 0 | 0 | 0 | 0 | 0 | 0 | 0 | 0
NSR KU Brown Unit 3 - SO2 Rate Annual v3.1 | 936 | 2114 | Rate Constraint in lbs/MMBtu | FALSE | L | Annual | Allowances Sold SO2 | Thousand Tons | 0 | 0 | 0 | 0 | 0 | 0 | 0 | 0
NSR KU Brown Unit 3 - SO2 Rate Annual v3.1 | 936 | 2114 | Rate Constraint in lbs/MMBtu | FALSE | L | Annual | Allowances Banked | Thousand Tons | 0 | 0 | 0 | 0 | 0 | 0 | 0 | 0
NSR KU Brown Unit 3 - SO2 Rate Annual v3.1 | 936 | 2114 | Rate Constraint in lbs/MMBtu | FALSE | L | Annual | Allowances Withdrawn (1:1) | Thousand Tons | 0 | 0 | 0 | 0 | 0 | 0 | 0 | 0
NSR KU Brown Unit 3 - SO2 Rate Annual v3.1 | 936 | 2114 | Rate Constraint in lbs/MMBtu | FALSE | L | Annual | Allowances Withdrawn (n:1) | Thousand Tons | 0 | 0 | 0 | 0 | 0 | 0 | 0 | 0
NSR KU Brown Unit 3 - SO2 Rate Annual v3.1 | 936 | 2114 | Rate Constraint in lbs/MMBtu | FALSE | L | Annual | Net Emissions Allowance Position | Thousand Tons | 0 | 0 | 0 | 0 | 0 | 0 | 0 | 0
NSR KU Brown Unit 3 - SO2 Rate Annual v3.1 | 936 | 2114 | Rate Constraint in lbs/MMBtu | FALSE | L | Annual | Fuel Consumed | TBtu | 0 | 0 | 0 | 0 | 0 | 0 | 0 | 0
NSR KU Brown Unit 3 - SO2 Rate Annual v3.1 | 936 | 2114 | Rate Constraint in lbs/MMBtu | FALSE | L | Annual | Rate | lb/MMBtu | 0 | 0 | 0 | 0 | 0 | 0 | 0 | 0
NSR KU Brown Unit 3 - SO2 Rate Annual v3.1 | 936 | 2114 | Rate Constraint in lbs/MMBtu | FALSE | L | Annual | Generation | TWh | 0 | 0 | 0 | 0 | 0 | 0 | 0 | 0
NSR KU Brown Unit 3 - SO2 Rate Annual v3.1 | 936 | 2114 | Rate Constraint in lbs/MMBtu | FALSE | L | Annual | Qualifying Generation | TWh | 0 | 0 | 0 | 0 | 0 | 0 | 0 | 0
NSR KU Brown Unit 3 - SO2 Rate Annual v3.1 | 936 | 2114 | Rate Constraint in lbs/MMBtu | FALSE | L | Annual | Rate | lb/MWh | 0 | 0 | 0 | 0 | 0 | 0 | 0 | 0
NSR KU Brown Unit 3 - SO2 Rate Annual v3.1 | 936 | 2114 | Rate Constraint in lbs/MMBtu | FALSE | L | Annual | Constraint Shadow Price | US2016$/Ton | 0 | 0 | 0 | 0 | 0 | 0 | 0 | 0
NSR Lansing Unit 4 NOX Rate v5.16 | 937 | 6660 | Rate Constraint in lbs/MMBtu | FALSE | L | Annual | Seasons Included | Seasons | Winter, WintShld, Summer | Winter, WintShld, Summer | Winter, WintShld, Summer | Winter, WintShld, Summer | Winter, WintShld, Summer | Winter, WintShld, Summer | Winter, WintShld, Summer | Winter, WintShld, Summer
NSR Lansing Unit 4 NOX Rate v5.16 | 937 | 6660 | Rate Constraint in lbs/MMBtu | FALSE | L | Annual | Standard NOX | lb/MMBtu | 0.08 | 0.08 | 0.08 | 0.08 | 0.08 | 0.08 | 0.08 | 0.08
NSR Lansing Unit 4 NOX Rate v5.16 | 937 | 6660 | Rate Constraint in lbs/MMBtu | FALSE | L | Annual | Emissions at Affected Plants NOX | Thousand Tons | 0 | 0 | 0 | 0 | 0 | 0 | 0 | 0
NSR Lansing Unit 4 NOX Rate v5.16 | 937 | 6660 | Rate Constraint in lbs/MMBtu | FALSE | L | Annual | Allowances Purchased NOX | Thousand Tons | 0 | 0 | 0 | 0 | 0 | 0 | 0 | 0
NSR Lansing Unit 4 NOX Rate v5.16 | 937 | 6660 | Rate Constraint in lbs/MMBtu | FALSE | L | Annual | Allowances Sold NOX | Thousand Tons | 0 | 0 | 0 | 0 | 0 | 0 | 0 | 0
NSR Lansing Unit 4 NOX Rate v5.16 | 937 | 6660 | Rate Constraint in lbs/MMBtu | FALSE | L | Annual | Allowances Banked | Thousand Tons | 0 | 0 | 0 | 0 | 0 | 0 | 0 | 0
NSR Lansing Unit 4 NOX Rate v5.16 | 937 | 6660 | Rate Constraint in lbs/MMBtu | FALSE | L | Annual | Allowances Withdrawn (1:1) | Thousand Tons | 0 | 0 | 0 | 0 | 0 | 0 | 0 | 0
NSR Lansing Unit 4 NOX Rate v5.16 | 937 | 6660 | Rate Constraint in lbs/MMBtu | FALSE | L | Annual | Allowances Withdrawn (n:1) | Thousand Tons | 0 | 0 | 0 | 0 | 0 | 0 | 0 | 0
NSR Lansing Unit 4 NOX Rate v5.16 | 937 | 6660 | Rate Constraint in lbs/MMBtu | FALSE | L | Annual | Net Emissions Allowance Position | Thousand Tons | 0 | 0 | 0 | 0 | 0 | 0 | 0 | 0
NSR Lansing Unit 4 NOX Rate v5.16 | 937 | 6660 | Rate Constraint in lbs/MMBtu | FALSE | L | Annual | Fuel Consumed | TBtu | 0 | 0 | 0 | 0 | 0 | 0 | 0 | 0
NSR Lansing Unit 4 NOX Rate v5.16 | 937 | 6660 | Rate Constraint in lbs/MMBtu | FALSE | L | Annual | Rate | lb/MMBtu | 0 | 0 | 0 | 0 | 0 | 0 | 0 | 0
NSR Lansing Unit 4 NOX Rate v5.16 | 937 | 6660 | Rate Constraint in lbs/MMBtu | FALSE | L | Annual | Generation | TWh | 0 | 0 | 0 | 0 | 0 | 0 | 0 | 0
NSR Lansing Unit 4 NOX Rate v5.16 | 937 | 6660 | Rate Constraint in lbs/MMBtu | FALSE | L | Annual | Qualifying Generation | TWh | 0 | 0 | 0 | 0 | 0 | 0 | 0 | 0
NSR Lansing Unit 4 NOX Rate v5.16 | 937 | 6660 | Rate Constraint in lbs/MMBtu | FALSE | L | Annual | Rate | lb/MWh | 0 | 0 | 0 | 0 | 0 | 0 | 0 | 0
NSR Lansing Unit 4 NOX Rate v5.16 | 937 | 6660 | Rate Constraint in lbs/MMBtu | FALSE | L | Annual | Constraint Shadow Price | US2016$/Ton | 0 | 0 | 0 | 0 | 0 | 0 | 0 | 0
NSR Lansing Unit 4 SO2 Rate v5.16 | 938 | 6618 | Rate Constraint in lbs/MMBtu | FALSE | L | Annual | Seasons Included | Seasons | Winter, WintShld, Summer | Winter, WintShld, Summer | Winter, WintShld, Summer | Winter, WintShld, Summer | Winter, WintShld, Summer | Winter, WintShld, Summer | Winter, WintShld, Summer | Winter, WintShld, Summer
NSR Lansing Unit 4 SO2 Rate v5.16 | 938 | 6618 | Rate Constraint in lbs/MMBtu | FALSE | L | Annual | Standard SO2 | lb/MMBtu | 0.075 | 0.075 | 0.075 | 0.075 | 0.075 | 0.075 | 0.075 | 0.075
NSR Lansing Unit 4 SO2 Rate v5.16 | 938 | 6618 | Rate Constraint in lbs/MMBtu | FALSE | L | Annual | Emissions at Affected Plants SO2 | Thousand Tons | 0 | 0 | 0 | 0 | 0 | 0 | 0 | 0
NSR Lansing Unit 4 SO2 Rate v5.16 | 938 | 6618 | Rate Constraint in lbs/MMBtu | FALSE | L | Annual | Allowances Purchased SO2 | Thousand Tons | 0 | 0 | 0 | 0 | 0 | 0 | 0 | 0
NSR Lansing Unit 4 SO2 Rate v5.16 | 938 | 6618 | Rate Constraint in lbs/MMBtu | FALSE | L | Annual | Allowances Sold SO2 | Thousand Tons | 0 | 0 | 0 | 0 | 0 | 0 | 0 | 0
NSR Lansing Unit 4 SO2 Rate v5.16 | 938 | 6618 | Rate Constraint in lbs/MMBtu | FALSE | L | Annual | Allowances Banked | Thousand Tons | 0 | 0 | 0 | 0 | 0 | 0 | 0 | 0
NSR Lansing Unit 4 SO2 Rate v5.16 | 938 | 6618 | Rate Constraint in lbs/MMBtu | FALSE | L | Annual | Allowances Withdrawn (1:1) | Thousand Tons | 0 | 0 | 0 | 0 | 0 | 0 | 0 | 0
NSR Lansing Unit 4 SO2 Rate v5.16 | 938 | 6618 | Rate Constraint in lbs/MMBtu | FALSE | L | Annual | Allowances Withdrawn (n:1) | Thousand Tons | 0 | 0 | 0 | 0 | 0 | 0 | 0 | 0
NSR Lansing Unit 4 SO2 Rate v5.16 | 938 | 6618 | Rate Constraint in lbs/MMBtu | FALSE | L | Annual | Net Emissions Allowance Position | Thousand Tons | 0 | 0 | 0 | 0 | 0 | 0 | 0 | 0
NSR Lansing Unit 4 SO2 Rate v5.16 | 938 | 6618 | Rate Constraint in lbs/MMBtu | FALSE | L | Annual | Fuel Consumed | TBtu | 0 | 0 | 0 | 0 | 0 | 0 | 0 | 0
NSR Lansing Unit 4 SO2 Rate v5.16 | 938 | 6618 | Rate Constraint in lbs/MMBtu | FALSE | L | Annual | Rate | lb/MMBtu | 0 | 0 | 0 | 0 | 0 | 0 | 0 | 0
NSR Lansing Unit 4 SO2 Rate v5.16 | 938 | 6618 | Rate Constraint in lbs/MMBtu | FALSE | L | Annual | Generation | TWh | 0 | 0 | 0 | 0 | 0 | 0 | 0 | 0
NSR Lansing Unit 4 SO2 Rate v5.16 | 938 | 6618 | Rate Constraint in lbs/MMBtu | FALSE | L | Annual | Qualifying Generation | TWh | 0 | 0 | 0 | 0 | 0 | 0 | 0 | 0
NSR Lansing Unit 4 SO2 Rate v5.16 | 938 | 6618 | Rate Constraint in lbs/MMBtu | FALSE | L | Annual | Rate | lb/MWh | 0 | 0 | 0 | 0 | 0 | 0 | 0 | 0
NSR Lansing Unit 4 SO2 Rate v5.16 | 938 | 6618 | Rate Constraint in lbs/MMBtu | FALSE | L | Annual | Constraint Shadow Price | US2016$/Ton | 0 | 0 | 0 | 0 | 0 | 0 | 0 | 0
NSR Laskin 1,2 - NOX Rate Annual v5.14 | 939 | 6138 | Rate Constraint in lbs/MMBtu | FALSE | L | Annual | Seasons Included | Seasons | Winter, WintShld, Summer | Winter, WintShld, Summer | Winter, WintShld, Summer | Winter, WintShld, Summer | Winter, WintShld, Summer | Winter, WintShld, Summer | Winter, WintShld, Summer | Winter, WintShld, Summer
NSR Laskin 1,2 - NOX Rate Annual v5.14 | 939 | 6138 | Rate Constraint in lbs/MMBtu | FALSE | L | Annual | Standard NOX | lb/MMBtu | 0.19 | 0.19 | 0.19 | 0.19 | 0.19 | 0.19 | 0.19 | 0.19
NSR Laskin 1,2 - NOX Rate Annual v5.14 | 939 | 6138 | Rate Constraint in lbs/MMBtu | FALSE | L | Annual | Emissions at Affected Plants NOX | Thousand Tons | 0 | 0 | 0 | 0 | 0 | 0 | 0 | 0
NSR Laskin 1,2 - NOX Rate Annual v5.14 | 939 | 6138 | Rate Constraint in lbs/MMBtu | FALSE | L | Annual | Allowances Purchased NOX | Thousand Tons | 0 | 0 | 0 | 0 | 0 | 0 | 0 | 0
NSR Laskin 1,2 - NOX Rate Annual v5.14 | 939 | 6138 | Rate Constraint in lbs/MMBtu | FALSE | L | Annual | Allowances Sold NOX | Thousand Tons | 0 | 0 | 0 | 0 | 0 | 0 | 0 | 0
NSR Laskin 1,2 - NOX Rate Annual v5.14 | 939 | 6138 | Rate Constraint in lbs/MMBtu | FALSE | L | Annual | Allowances Banked | Thousand Tons | 0 | 0 | 0 | 0 | 0 | 0 | 0 | 0
NSR Laskin 1,2 - NOX Rate Annual v5.14 | 939 | 6138 | Rate Constraint in lbs/MMBtu | FALSE | L | Annual | Allowances Withdrawn (1:1) | Thousand Tons | 0 | 0 | 0 | 0 | 0 | 0 | 0 | 0
NSR Laskin 1,2 - NOX Rate Annual v5.14 | 939 | 6138 | Rate Constraint in lbs/MMBtu | FALSE | L | Annual | Allowances Withdrawn (n:1) | Thousand Tons | 0 | 0 | 0 | 0 | 0 | 0 | 0 | 0
NSR Laskin 1,2 - NOX Rate Annual v5.14 | 939 | 6138 | Rate Constraint in lbs/MMBtu | FALSE | L | Annual | Net Emissions Allowance Position | Thousand Tons | 0 | 0 | 0 | 0 | 0 | 0 | 0 | 0
NSR Laskin 1,2 - NOX Rate Annual v5.14 | 939 | 6138 | Rate Constraint in lbs/MMBtu | FALSE | L | Annual | Fuel Consumed | TBtu | 0 | 0 | 0 | 0 | 0 | 0 | 0 | 0
NSR Laskin 1,2 - NOX Rate Annual v5.14 | 939 | 6138 | Rate Constraint in lbs/MMBtu | FALSE | L | Annual | Rate | lb/MMBtu | 0 | 0 | 0 | 0 | 0 | 0 | 0 | 0
NSR Laskin 1,2 - NOX Rate Annual v5.14 | 939 | 6138 | Rate Constraint in lbs/MMBtu | FALSE | L | Annual | Generation | TWh | 0 | 0 | 0 | 0 | 0 | 0 | 0 | 0
NSR Laskin 1,2 - NOX Rate Annual v5.14 | 939 | 6138 | Rate Constraint in lbs/MMBtu | FALSE | L | Annual | Qualifying Generation | TWh | 0 | 0 | 0 | 0 | 0 | 0 | 0 | 0
NSR Laskin 1,2 - NOX Rate Annual v5.14 | 939 | 6138 | Rate Constraint in lbs/MMBtu | FALSE | L | Annual | Rate | lb/MWh | 0 | 0 | 0 | 0 | 0 | 0 | 0 | 0
NSR Laskin 1,2 - NOX Rate Annual v5.14 | 939 | 6138 | Rate Constraint in lbs/MMBtu | FALSE | L | Annual | Constraint Shadow Price | US2016$/Ton | 0 | 0 | 0 | 0 | 0 | 0 | 0 | 0
NSR Laskin 1,2 - SO2 Rate Annual v5.14 | 940 | 6137 | Rate Constraint in lbs/MMBtu | FALSE | L | Annual | Seasons Included | Seasons | Winter, WintShld, Summer | Winter, WintShld, Summer | Winter, WintShld, Summer | Winter, WintShld, Summer | Winter, WintShld, Summer | Winter, WintShld, Summer | Winter, WintShld, Summer | Winter, WintShld, Summer
NSR Laskin 1,2 - SO2 Rate Annual v5.14 | 940 | 6137 | Rate Constraint in lbs/MMBtu | FALSE | L | Annual | Standard SO2 | lb/MMBtu | 0.2 | 0.2 | 0.2 | 0.2 | 0.2 | 0.2 | 0.2 | 0.2
NSR Laskin 1,2 - SO2 Rate Annual v5.14 | 940 | 6137 | Rate Constraint in lbs/MMBtu | FALSE | L | Annual | Emissions at Affected Plants SO2 | Thousand Tons | 0 | 0 | 0 | 0 | 0 | 0 | 0 | 0
NSR Laskin 1,2 - SO2 Rate Annual v5.14 | 940 | 6137 | Rate Constraint in lbs/MMBtu | FALSE | L | Annual | Allowances Purchased SO2 | Thousand Tons | 0 | 0 | 0 | 0 | 0 | 0 | 0 | 0
NSR Laskin 1,2 - SO2 Rate Annual v5.14 | 940 | 6137 | Rate Constraint in lbs/MMBtu | FALSE | L | Annual | Allowances Sold SO2 | Thousand Tons | 0 | 0 | 0 | 0 | 0 | 0 | 0 | 0
NSR Laskin 1,2 - SO2 Rate Annual v5.14 | 940 | 6137 | Rate Constraint in lbs/MMBtu | FALSE | L | Annual | Allowances Banked | Thousand Tons | 0 | 0 | 0 | 0 | 0 | 0 | 0 | 0
NSR Laskin 1,2 - SO2 Rate Annual v5.14 | 940 | 6137 | Rate Constraint in lbs/MMBtu | FALSE | L | Annual | Allowances Withdrawn (1:1) | Thousand Tons | 0 | 0 | 0 | 0 | 0 | 0 | 0 | 0
NSR Laskin 1,2 - SO2 Rate Annual v5.14 | 940 | 6137 | Rate Constraint in lbs/MMBtu | FALSE | L | Annual | Allowances Withdrawn (n:1) | Thousand Tons | 0 | 0 | 0 | 0 | 0 | 0 | 0 | 0
NSR Laskin 1,2 - SO2 Rate Annual v5.14 | 940 | 6137 | Rate Constraint in lbs/MMBtu | FALSE | L | Annual | Net Emissions Allowance Position | Thousand Tons | 0 | 0 | 0 | 0 | 0 | 0 | 0 | 0
NSR Laskin 1,2 - SO2 Rate Annual v5.14 | 940 | 6137 | Rate Constraint in lbs/MMBtu | FALSE | L | Annual | Fuel Consumed | TBtu | 0 | 0 | 0 | 0 | 0 | 0 | 0 | 0
NSR Laskin 1,2 - SO2 Rate Annual v5.14 | 940 | 6137 | Rate Constraint in lbs/MMBtu | FALSE | L | Annual | Rate | lb/MMBtu | 0 | 0 | 0 | 0 | 0 | 0 | 0 | 0
NSR Laskin 1,2 - SO2 Rate Annual v5.14 | 940 | 6137 | Rate Constraint in lbs/MMBtu | FALSE | L | Annual | Generation | TWh | 0 | 0 | 0 | 0 | 0 | 0 | 0 | 0
NSR Laskin 1,2 - SO2 Rate Annual v5.14 | 940 | 6137 | Rate Constraint in lbs/MMBtu | FALSE | L | Annual | Qualifying Generation | TWh | 0 | 0 | 0 | 0 | 0 | 0 | 0 | 0
NSR Laskin 1,2 - SO2 Rate Annual v5.14 | 940 | 6137 | Rate Constraint in lbs/MMBtu | FALSE | L | Annual | Rate | lb/MWh | 0 | 0 | 0 | 0 | 0 | 0 | 0 | 0
NSR Laskin 1,2 - SO2 Rate Annual v5.14 | 940 | 6137 | Rate Constraint in lbs/MMBtu | FALSE | L | Annual | Constraint Shadow Price | US2016$/Ton | 0 | 0 | 0 | 0 | 0 | 0 | 0 | 0
NSR Level Havana 9 - SO2 Rate Annual v3.1, Unit 4168 and retrofits | 941 | 1868 | Rate Constraint in lbs/MMBtu | FALSE | L | Annual | Seasons Included | Seasons | Winter, WintShld, Summer | Winter, WintShld, Summer | Winter, WintShld, Summer | Winter, WintShld, Summer | Winter, WintShld, Summer | Winter, WintShld, Summer | Winter, WintShld, Summer | Winter, WintShld, Summer
NSR Level Havana 9 - SO2 Rate Annual v3.1, Unit 4168 and retrofits | 941 | 1868 | Rate Constraint in lbs/MMBtu | FALSE | L | Annual | Standard SO2 | lb/MMBtu | 0.1 | 0.1 | 0.1 | 0.1 | 0.1 | 0.1 | 0.1 | 0.1
NSR Level Havana 9 - SO2 Rate Annual v3.1, Unit 4168 and retrofits | 941 | 1868 | Rate Constraint in lbs/MMBtu | FALSE | L | Annual | Emissions at Affected Plants SO2 | Thousand Tons | 0.39125 | 0.45251 | 0.45251 | 0.57362 | 0.48948 | 0.55814 | 0.49923 | 0.49923
NSR Level Havana 9 - SO2 Rate Annual v3.1, Unit 4168 and retrofits | 941 | 1868 | Rate Constraint in lbs/MMBtu | FALSE | L | Annual | Allowances Purchased SO2 | Thousand Tons | 0 | 0 | 0 | 0 | 0 | 0 | 0 | 0
NSR Level Havana 9 - SO2 Rate Annual v3.1, Unit 4168 and retrofits | 941 | 1868 | Rate Constraint in lbs/MMBtu | FALSE | L | Annual | Allowances Sold SO2 | Thousand Tons | 0 | 0 | 0 | 0 | 0 | 0 | 0 | 0
NSR Level Havana 9 - SO2 Rate Annual v3.1, Unit 4168 and retrofits | 941 | 1868 | Rate Constraint in lbs/MMBtu | FALSE | L | Annual | Allowances Banked | Thousand Tons | 0 | 0 | 0 | 0 | 0 | 0 | 0 | 0
NSR Level Havana 9 - SO2 Rate Annual v3.1, Unit 4168 and retrofits | 941 | 1868 | Rate Constraint in lbs/MMBtu | FALSE | L | Annual | Allowances Withdrawn (1:1) | Thousand Tons | 0 | 0 | 0 | 0 | 0 | 0 | 0 | 0
NSR Level Havana 9 - SO2 Rate Annual v3.1, Unit 4168 and retrofits | 941 | 1868 | Rate Constraint in lbs/MMBtu | FALSE | L | Annual | Allowances Withdrawn (n:1) | Thousand Tons | 0 | 0 | 0 | 0 | 0 | 0 | 0 | 0
NSR Level Havana 9 - SO2 Rate Annual v3.1, Unit 4168 and retrofits | 941 | 1868 | Rate Constraint in lbs/MMBtu | FALSE | L | Annual | Net Emissions Allowance Position | Thousand Tons | 0.39125 | 0.45251 | 0.45251 | 0.57362 | 0.48948 | 0.55814 | 0.49923 | 0.49923
NSR Level Havana 9 - SO2 Rate Annual v3.1, Unit 4168 and retrofits | 941 | 1868 | Rate Constraint in lbs/MMBtu | FALSE | L | Annual | Fuel Consumed | TBtu | 13.0416 | 15.0838 | 15.0838 | 19.1207 | 16.316 | 18.6045 | 16.6411 | 16.6411
NSR Level Havana 9 - SO2 Rate Annual v3.1, Unit 4168 and retrofits | 941 | 1868 | Rate Constraint in lbs/MMBtu | FALSE | L | Annual | Rate | lb/MMBtu | 0.06 | 0.06 | 0.06 | 0.06 | 0.06 | 0.06 | 0.06 | 0.06
NSR Level Havana 9 - SO2 Rate Annual v3.1, Unit 4168 and retrofits | 941 | 1868 | Rate Constraint in lbs/MMBtu | FALSE | L | Annual | Generation | TWh | 1.1243 | 1.3003 | 1.3003 | 1.6483 | 1.4065 | 1.6038 | 1.4346 | 1.4346
NSR Level Havana 9 - SO2 Rate Annual v3.1, Unit 4168 and retrofits | 941 | 1868 | Rate Constraint in lbs/MMBtu | FALSE | L | Annual | Qualifying Generation | TWh | 1.1243 | 1.3003 | 1.3003 | 1.6483 | 1.4065 | 1.6038 | 1.4346 | 1.4346
NSR Level Havana 9 - SO2 Rate Annual v3.1, Unit 4168 and retrofits | 941 | 1868 | Rate Constraint in lbs/MMBtu | FALSE | L | Annual | Rate | lb/MWh | 0.696 | 0.696 | 0.696 | 0.696 | 0.696 | 0.696 | 0.696 | 0.696
NSR Level Havana 9 - SO2 Rate Annual v3.1, Unit 4168 and retrofits | 941 | 1868 | Rate Constraint in lbs/MMBtu | FALSE | L | Annual | Constraint Shadow Price | US2016$/Ton | 0 | 0 | 0 | 0 | 0 | 0 | 0 | 0
NSR M.L. Kapp Unit 2 SO2 Rate v5.16 | 942 | 6619 | Rate Constraint in lbs/MMBtu | FALSE | L | Annual | Seasons Included | Seasons | Winter, WintShld, Summer | Winter, WintShld, Summer | Winter, WintShld, Summer | Winter, WintShld, Summer | Winter, WintShld, Summer | Winter, WintShld, Summer | Winter, WintShld, Summer | Winter, WintShld, Summer
NSR M.L. Kapp Unit 2 SO2 Rate v5.16 | 942 | 6619 | Rate Constraint in lbs/MMBtu | FALSE | L | Annual | Standard SO2 | lb/MMBtu | 0.75 | 0.75 | 0.75 | 0.75 | 0.75 | 0.75 | 0.75 | 0.75
NSR M.L. Kapp Unit 2 SO2 Rate v5.16 | 942 | 6619 | Rate Constraint in lbs/MMBtu | FALSE | L | Annual | Emissions at Affected Plants SO2 | Thousand Tons | 0 | 0 | 0 | 0 | 0 | 0 | 0 | 0
NSR M.L. Kapp Unit 2 SO2 Rate v5.16 | 942 | 6619 | Rate Constraint in lbs/MMBtu | FALSE | L | Annual | Allowances Purchased SO2 | Thousand Tons | 0 | 0 | 0 | 0 | 0 | 0 | 0 | 0
NSR M.L. Kapp Unit 2 SO2 Rate v5.16 | 942 | 6619 | Rate Constraint in lbs/MMBtu | FALSE | L | Annual | Allowances Sold SO2 | Thousand Tons | 0 | 0 | 0 | 0 | 0 | 0 | 0 | 0
NSR M.L. Kapp Unit 2 SO2 Rate v5.16 | 942 | 6619 | Rate Constraint in lbs/MMBtu | FALSE | L | Annual | Allowances Banked | Thousand Tons | 0 | 0 | 0 | 0 | 0 | 0 | 0 | 0
NSR M.L. Kapp Unit 2 SO2 Rate v5.16 | 942 | 6619 | Rate Constraint in lbs/MMBtu | FALSE | L | Annual | Allowances Withdrawn (1:1) | Thousand Tons | 0 | 0 | 0 | 0 | 0 | 0 | 0 | 0
NSR M.L. Kapp Unit 2 SO2 Rate v5.16 | 942 | 6619 | Rate Constraint in lbs/MMBtu | FALSE | L | Annual | Allowances Withdrawn (n:1) | Thousand Tons | 0 | 0 | 0 | 0 | 0 | 0 | 0 | 0
NSR M.L. Kapp Unit 2 SO2 Rate v5.16 | 942 | 6619 | Rate Constraint in lbs/MMBtu | FALSE | L | Annual | Net Emissions Allowance Position | Thousand Tons | 0 | 0 | 0 | 0 | 0 | 0 | 0 | 0
NSR M.L. Kapp Unit 2 SO2 Rate v5.16 | 942 | 6619 | Rate Constraint in lbs/MMBtu | FALSE | L | Annual | Fuel Consumed | TBtu | 0 | 0 | 0 | 0 | 0 | 0 | 0 | 0
NSR M.L. Kapp Unit 2 SO2 Rate v5.16 | 942 | 6619 | Rate Constraint in lbs/MMBtu | FALSE | L | Annual | Rate | lb/MMBtu | 0 | 0 | 0 | 0 | 0 | 0 | 0 | 0
NSR M.L. Kapp Unit 2 SO2 Rate v5.16 | 942 | 6619 | Rate Constraint in lbs/MMBtu | FALSE | L | Annual | Generation | TWh | 0 | 0 | 0 | 0 | 0 | 0 | 0 | 0
NSR M.L. Kapp Unit 2 SO2 Rate v5.16 | 942 | 6619 | Rate Constraint in lbs/MMBtu | FALSE | L | Annual | Qualifying Generation | TWh | 0 | 0 | 0 | 0 | 0 | 0 | 0 | 0
NSR M.L. Kapp Unit 2 SO2 Rate v5.16 | 942 | 6619 | Rate Constraint in lbs/MMBtu | FALSE | L | Annual | Rate | lb/MWh | 0 | 0 | 0 | 0 | 0 | 0 | 0 | 0
NSR M.L. Kapp Unit 2 SO2 Rate v5.16 | 942 | 6619 | Rate Constraint in lbs/MMBtu | FALSE | L | Annual | Constraint Shadow Price | US2016$/Ton | 0 | 0 | 0 | 0 | 0 | 0 | 0 | 0
NSR Michigan City 12 - NOX Rate Annual v4.11, Unit 5470 and retrofits | 943 | 2303 | Rate Constraint in lbs/MMBtu | FALSE | L | Annual | Seasons Included | Seasons | Winter, WintShld, Summer | Winter, WintShld, Summer | Winter, WintShld, Summer | Winter, WintShld, Summer | Winter, WintShld, Summer | Winter, WintShld, Summer | Winter, WintShld, Summer | Winter, WintShld, Summer
NSR Michigan City 12 - NOX Rate Annual v4.11, Unit 5470 and retrofits | 943 | 2303 | Rate Constraint in lbs/MMBtu | FALSE | L | Annual | Standard NOX | lb/MMBtu | 0.1 | 0.1 | 0.1 | 0.1 | 0.1 | 0.1 | 0.1 | 0.1
NSR Michigan City 12 - NOX Rate Annual v4.11, Unit 5470 and retrofits | 943 | 2303 | Rate Constraint in lbs/MMBtu | FALSE | L | Annual | Emissions at Affected Plants NOX | Thousand Tons | 0.96026 | 1.0524 | 1.0524 | 0.97993 | 0.95104 | 0.97993 | 0.97993 | 0.94885
NSR Michigan City 12 - NOX Rate Annual v4.11, Unit 5470 and retrofits | 943 | 2303 | Rate Constraint in lbs/MMBtu | FALSE | L | Annual | Allowances Purchased NOX | Thousand Tons | 0 | 0 | 0 | 0 | 0 | 0 | 0 | 0
NSR Michigan City 12 - NOX Rate Annual v4.11, Unit 5470 and retrofits | 943 | 2303 | Rate Constraint in lbs/MMBtu | FALSE | L | Annual | Allowances Sold NOX | Thousand Tons | 0 | 0 | 0 | 0 | 0 | 0 | 0 | 0
NSR Michigan City 12 - NOX Rate Annual v4.11, Unit 5470 and retrofits | 943 | 2303 | Rate Constraint in lbs/MMBtu | FALSE | L | Annual | Allowances Banked | Thousand Tons | 0 | 0 | 0 | 0 | 0 | 0 | 0 | 0
NSR Michigan City 12 - NOX Rate Annual v4.11, Unit 5470 and retrofits | 943 | 2303 | Rate Constraint in lbs/MMBtu | FALSE | L | Annual | Allowances Withdrawn (1:1) | Thousand Tons | 0 | 0 | 0 | 0 | 0 | 0 | 0 | 0
NSR Michigan City 12 - NOX Rate Annual v4.11, Unit 5470 and retrofits | 943 | 2303 | Rate Constraint in lbs/MMBtu | FALSE | L | Annual | Allowances Withdrawn (n:1) | Thousand Tons | 0 | 0 | 0 | 0 | 0 | 0 | 0 | 0
NSR Michigan City 12 - NOX Rate Annual v4.11, Unit 5470 and retrofits | 943 | 2303 | Rate Constraint in lbs/MMBtu | FALSE | L | Annual | Net Emissions Allowance Position | Thousand Tons | 0.96026 | 1.0524 | 1.0524 | 0.97993 | 0.95104 | 0.97993 | 0.97993 | 0.94885
NSR Michigan City 12 - NOX Rate Annual v4.11, Unit 5470 and retrofits | 943 | 2303 | Rate Constraint in lbs/MMBtu | FALSE | L | Annual | Fuel Consumed | TBtu | 21.6958 | 23.7768 | 23.7768 | 22.1402 | 21.4877 | 22.1402 | 22.1402 | 21.4381
NSR Michigan City 12 - NOX Rate Annual v4.11, Unit 5470 and retrofits | 943 | 2303 | Rate Constraint in lbs/MMBtu | FALSE | L | Annual | Rate | lb/MMBtu | 0.08852 | 0.08852 | 0.08852 | 0.08852 | 0.08852 | 0.08852 | 0.08852 | 0.08852
NSR Michigan City 12 - NOX Rate Annual v4.11, Unit 5470 and retrofits | 943 | 2303 | Rate Constraint in lbs/MMBtu | FALSE | L | Annual | Generation | TWh | 1.9728 | 2.162 | 2.162 | 2.0132 | 1.9538 | 2.0132 | 2.0132 | 1.9493
NSR Michigan City 12 - NOX Rate Annual v4.11, Unit 5470 and retrofits | 943 | 2303 | Rate Constraint in lbs/MMBtu | FALSE | L | Annual | Qualifying Generation | TWh | 1.9728 | 2.162 | 2.162 | 2.0132 | 1.9538 | 2.0132 | 2.0132 | 1.9493
NSR Michigan City 12 - NOX Rate Annual v4.11, Unit 5470 and retrofits | 943 | 2303 | Rate Constraint in lbs/MMBtu | FALSE | L | Annual | Rate | lb/MWh | 0.97352 | 0.97352 | 0.97352 | 0.97352 | 0.97352 | 0.97352 | 0.97352 | 0.97352
NSR Michigan City 12 - NOX Rate Annual v4.11, Unit 5470 and retrofits | 943 | 2303 | Rate Constraint in lbs/MMBtu | FALSE | L | Annual | Constraint Shadow Price | US2016$/Ton | 0 | 0 | 0 | 0 | 0 | 0 | 0 | 0
NSR Michigan City 12 - SO2 Rate Annual v4.11, Unit 5470 and retrofits | 944 | 2297 | Rate Constraint in lbs/MMBtu | FALSE | L | Annual | Seasons Included | Seasons | Winter, WintShld, Summer | Winter, WintShld, Summer | Winter, WintShld, Summer | Winter, WintShld, Summer | Winter, WintShld, Summer | Winter, WintShld, Summer | Winter, WintShld, Summer | Winter, WintShld, Summer
NSR Michigan City 12 - SO2 Rate Annual v4.11, Unit 5470 and retrofits | 944 | 2297 | Rate Constraint in lbs/MMBtu | FALSE | L | Annual | Standard SO2 | lb/MMBtu | 0.1 | 0.1 | 0.1 | 0.1 | 0.1 | 0.1 | 0.1 | 0.1
NSR Michigan City 12 - SO2 Rate Annual v4.11, Unit 5470 and retrofits | 944 | 2297 | Rate Constraint in lbs/MMBtu | FALSE | L | Annual | Emissions at Affected Plants SO2 | Thousand Tons | 0.82651 | 0.90578 | 0.90578 | 0.84344 | 0.81858 | 0.84344 | 0.84344 | 0.81669
NSR Michigan City 12 - SO2 Rate Annual v4.11, Unit 5470 and retrofits | 944 | 2297 | Rate Constraint in lbs/MMBtu | FALSE | L | Annual | Allowances Purchased SO2 | Thousand Tons | 0 | 0 | 0 | 0 | 0 | 0 | 0 | 0
NSR Michigan City 12 - SO2 Rate Annual v4.11, Unit 5470 and retrofits | 944 | 2297 | Rate Constraint in lbs/MMBtu | FALSE | L | Annual | Allowances Sold SO2 | Thousand Tons | 0 | 0 | 0 | 0 | 0 | 0 | 0 | 0
NSR Michigan City 12 - SO2 Rate Annual v4.11, Unit 5470 and retrofits | 944 | 2297 | Rate Constraint in lbs/MMBtu | FALSE | L | Annual | Allowances Banked | Thousand Tons | 0 | 0 | 0 | 0 | 0 | 0 | 0 | 0
NSR Michigan City 12 - SO2 Rate Annual v4.11, Unit 5470 and retrofits | 944 | 2297 | Rate Constraint in lbs/MMBtu | FALSE | L | Annual | Allowances Withdrawn (1:1) | Thousand Tons | 0 | 0 | 0 | 0 | 0 | 0 | 0 | 0
NSR Michigan City 12 - SO2 Rate Annual v4.11, Unit 5470 and retrofits | 944 | 2297 | Rate Constraint in lbs/MMBtu | FALSE | L | Annual | Allowances Withdrawn (n:1) | Thousand Tons | 0 | 0 | 0 | 0 | 0 | 0 | 0 | 0
NSR Michigan City 12 - SO2 Rate Annual v4.11, Unit 5470 and retrofits | 944 | 2297 | Rate Constraint in lbs/MMBtu | FALSE | L | Annual | Net Emissions Allowance Position | Thousand Tons | 0.82651 | 0.90578 | 0.90578 | 0.84344 | 0.81858 | 0.84344 | 0.84344 | 0.81669
NSR Michigan City 12 - SO2 Rate Annual v4.11, Unit 5470 and retrofits | 944 | 2297 | Rate Constraint in lbs/MMBtu | FALSE | L | Annual | Fuel Consumed | TBtu | 21.6958 | 23.7768 | 23.7768 | 22.1402 | 21.4877 | 22.1402 | 22.1402 | 21.4381
NSR Michigan City 12 - SO2 Rate Annual v4.11, Unit 5470 and retrofits | 944 | 2297 | Rate Constraint in lbs/MMBtu | FALSE | L | Annual | Rate | lb/MMBtu | 0.07619 | 0.07619 | 0.07619 | 0.07619 | 0.07619 | 0.07619 | 0.07619 | 0.07619
NSR Michigan City 12 - SO2 Rate Annual v4.11, Unit 5470 and retrofits | 944 | 2297 | Rate Constraint in lbs/MMBtu | FALSE | L | Annual | Generation | TWh | 1.9728 | 2.162 | 2.162 | 2.0132 | 1.9538 | 2.0132 | 2.0132 | 1.9493
NSR Michigan City 12 - SO2 Rate Annual v4.11, Unit 5470 and retrofits | 944 | 2297 | Rate Constraint in lbs/MMBtu | FALSE | L | Annual | Qualifying Generation | TWh | 1.9728 | 2.162 | 2.162 | 2.0132 | 1.9538 | 2.0132 | 2.0132 | 1.9493
NSR Michigan City 12 - SO2 Rate Annual v4.11, Unit 5470 and retrofits | 944 | 2297 | Rate Constraint in lbs/MMBtu | FALSE | L | Annual | Rate | lb/MWh | 0.83792 | 0.83792 | 0.83792 | 0.83792 | 0.83792 | 0.83792 | 0.83792 | 0.83792
NSR Michigan City 12 - SO2 Rate Annual v4.11, Unit 5470 and retrofits | 944 | 2297 | Rate Constraint in lbs/MMBtu | FALSE | L | Annual | Constraint Shadow Price | US2016$/Ton | 0 | 0 | 0 | 0 | 0 | 0 | 0 | 0
NSR Milton Young 1,2 - NOX Rate Annual v3.1, Unit 4115 and retrofits | 945 | 1873 | Rate Constraint in lbs/MMBtu | FALSE | L | Annual | Seasons Included | Seasons | Winter, WintShld, Summer | Winter, WintShld, Summer | Winter, WintShld, Summer | Winter, WintShld, Summer | Winter, WintShld, Summer | Winter, WintShld, Summer | Winter, WintShld, Summer | Winter, WintShld, Summer
NSR Milton Young 1,2 - NOX Rate Annual v3.1, Unit 4115 and retrofits | 945 | 1873 | Rate Constraint in lbs/MMBtu | FALSE | L | Annual | Standard NOX | lb/MMBtu | 0.36 | 0.36 | 0.36 | 0.36 | 0.36 | 0.36 | 0.36 | 0.36
NSR Milton Young 1,2 - NOX Rate Annual v3.1, Unit 4115 and retrofits | 945 | 1873 | Rate Constraint in lbs/MMBtu | FALSE | L | Annual | Emissions at Affected Plants NOX | Thousand Tons | 3.7248 | 4.8946 | 4.8946 | 4.5193 | 4.1856 | 4.7937 | 4.2316 | 3.9995
NSR Milton Young 1,2 - NOX Rate Annual v3.1, Unit 4115 and retrofits | 945 | 1873 | Rate Constraint in lbs/MMBtu | FALSE | L | Annual | Allowances Purchased NOX | Thousand Tons | 0 | 0 | 0 | 0 | 0 | 0 | 0 | 0
NSR Milton Young 1,2 - NOX Rate Annual v3.1, Unit 4115 and retrofits | 945 | 1873 | Rate Constraint in lbs/MMBtu | FALSE | L | Annual | Allowances Sold NOX | Thousand Tons | 0 | 0 | 0 | 0 | 0 | 0 | 0 | 0
NSR Milton Young 1,2 - NOX Rate Annual v3.1, Unit 4115 and retrofits | 945 | 1873 | Rate Constraint in lbs/MMBtu | FALSE | L | Annual | Allowances Banked | Thousand Tons | 0 | 0 | 0 | 0 | 0 | 0 | 0 | 0
NSR Milton Young 1,2 - NOX Rate Annual v3.1, Unit 4115 and retrofits | 945 | 1873 | Rate Constraint in lbs/MMBtu | FALSE | L | Annual | Allowances Withdrawn (1:1) | Thousand Tons | 0 | 0 | 0 | 0 | 0 | 0 | 0 | 0
NSR Milton Young 1,2 - NOX Rate Annual v3.1, Unit 4115 and retrofits | 945 | 1873 | Rate Constraint in lbs/MMBtu | FALSE | L | Annual | Allowances Withdrawn (n:1) | Thousand Tons | 0 | 0 | 0 | 0 | 0 | 0 | 0 | 0
NSR Milton Young 1,2 - NOX Rate Annual v3.1, Unit 4115 and retrofits | 945 | 1873 | Rate Constraint in lbs/MMBtu | FALSE | L | Annual | Net Emissions Allowance Position | Thousand Tons | 3.7248 | 4.8946 | 4.8946 | 4.5193 | 4.1856 | 4.7937 | 4.2316 | 3.9995
NSR Milton Young 1,2 - NOX Rate Annual v3.1, Unit 4115 and retrofits | 945 | 1873 | Rate Constraint in lbs/MMBtu | FALSE | L | Annual | Fuel Consumed | TBtu | 26.373 | 34.6554 | 34.6554 | 31.9981 | 29.6358 | 33.9414 | 29.9613 | 28.318
NSR Milton Young 1,2 - NOX Rate Annual v3.1, Unit 4115 and retrofits | 945 | 1873 | Rate Constraint in lbs/MMBtu | FALSE | L | Annual | Rate | lb/MMBtu | 0.28247 | 0.28247 | 0.28247 | 0.28247 | 0.28247 | 0.28247 | 0.28247 | 0.28247
NSR Milton Young 1,2 - NOX Rate Annual v3.1, Unit 4115 and retrofits | 945 | 1873 | Rate Constraint in lbs/MMBtu | FALSE | L | Annual | Generation | TWh | 2.3422 | 3.0777 | 3.0777 | 2.8418 | 2.632 | 3.0143 | 2.6609 | 2.5149
NSR Milton Young 1,2 - NOX Rate Annual v3.1, Unit 4115 and retrofits | 945 | 1873 | Rate Constraint in lbs/MMBtu | FALSE | L | Annual | Qualifying Generation | TWh | 2.3422 | 3.0777 | 3.0777 | 2.8418 | 2.632 | 3.0143 | 2.6609 | 2.5149
NSR Milton Young 1,2 - NOX Rate Annual v3.1, Unit 4115 and retrofits | 945 | 1873 | Rate Constraint in lbs/MMBtu | FALSE | L | Annual | Rate | lb/MWh | 3.1806 | 3.1806 | 3.1806 | 3.1806 | 3.1806 | 3.1806 | 3.1806 | 3.1806
NSR Milton Young 1,2 - NOX Rate Annual v3.1, Unit 4115 and retrofits | 945 | 1873 | Rate Constraint in lbs/MMBtu | FALSE | L | Annual | Constraint Shadow Price | US2016$/Ton | 0 | 0 | 0 | 0 | 0 | 0 | 0 | 0
NSR Milton Young 1,2 - NOX Rate Annual v3.1, Unit 4116 and retrofits | 946 | 1873 | Rate Constraint in lbs/MMBtu | FALSE | L | Annual | Seasons Included | Seasons | Winter, WintShld, Summer | Winter, WintShld, Summer | Winter, WintShld, Summer | Winter, WintShld, Summer | Winter, WintShld, Summer | Winter, WintShld, Summer | Winter, WintShld, Summer | Winter, WintShld, Summer
NSR Milton Young 1,2 - NOX Rate Annual v3.1, Unit 4116 and retrofits | 946 | 1873 | Rate Constraint in lbs/MMBtu | FALSE | L | Annual | Standard NOX | lb/MMBtu | 0.36 | 0.36 | 0.36 | 0.36 | 0.36 | 0.36 | 0.36 | 0.36
NSR Milton Young 1,2 - NOX Rate Annual v3.1, Unit 4116 and retrofits | 946 | 1873 | Rate Constraint in lbs/MMBtu | FALSE | L | Annual | Emissions at Affected Plants NOX | Thousand Tons | 1.9399 | 2.4524 | 2.5058 | 2.4606 | 1.7163 | 1.7763 | 1.79 | 1.6244
NSR Milton Young 1,2 - NOX Rate Annual v3.1, Unit 4116 and retrofits | 946 | 1873 | Rate Constraint in lbs/MMBtu | FALSE | L | Annual | Allowances Purchased NOX | Thousand Tons | 0 | 0 | 0 | 0 | 0 | 0 | 0 | 0
NSR Milton Young 1,2 - NOX Rate Annual v3.1, Unit 4116 and retrofits | 946 | 1873 | Rate Constraint in lbs/MMBtu | FALSE | L | Annual | Allowances Sold NOX | Thousand Tons | 0 | 0 | 0 | 0 | 0 | 0 | 0 | 0
NSR Milton Young 1,2 - NOX Rate Annual v3.1, Unit 4116 and retrofits | 946 | 1873 | Rate Constraint in lbs/MMBtu | FALSE | L | Annual | Allowances Banked | Thousand Tons | 0 | 0 | 0 | 0 | 0 | 0 | 0 | 0
NSR Milton Young 1,2 - NOX Rate Annual v3.1, Unit 4116 and retrofits | 946 | 1873 | Rate Constraint in lbs/MMBtu | FALSE | L | Annual | Allowances Withdrawn (1:1) | Thousand Tons | 0 | 0 | 0 | 0 | 0 | 0 | 0 | 0
NSR Milton Young 1,2 - NOX Rate Annual v3.1, Unit 4116 and retrofits | 946 | 1873 | Rate Constraint in lbs/MMBtu | FALSE | L | Annual | Allowances Withdrawn (n:1) | Thousand Tons | 0 | 0 | 0 | 0 | 0 | 0 | 0 | 0
NSR Milton Young 1,2 - NOX Rate Annual v3.1, Unit 4116 and retrofits | 946 | 1873 | Rate Constraint in lbs/MMBtu | FALSE | L | Annual | Net Emissions Allowance Position | Thousand Tons | 1.9399 | 2.4524 | 2.5058 | 2.4606 | 1.7163 | 1.7763 | 1.79 | 1.6244
NSR Milton Young 1,2 - NOX Rate Annual v3.1, Unit 4116 and retrofits | 946 | 1873 | Rate Constraint in lbs/MMBtu | FALSE | L | Annual | Fuel Consumed | TBtu | 14.6544 | 18.5255 | 18.9285 | 18.5871 | 12.9647 | 13.4182 | 13.5215 | 12.2705
NSR Milton Young 1,2 - NOX Rate Annual v3.1, Unit 4116 and retrofits | 946 | 1873 | Rate Constraint in lbs/MMBtu | FALSE | L | Annual | Rate | lb/MMBtu | 0.26476 | 0.26476 | 0.26476 | 0.26476 | 0.26476 | 0.26476 | 0.26476 | 0.26476
NSR Milton Young 1,2 - NOX Rate Annual v3.1, Unit 4116 and retrofits | 946 | 1873 | Rate Constraint in lbs/MMBtu | FALSE | L | Annual | Generation | TWh | 1.2757 | 1.6127 | 1.6478 | 1.6181 | 1.1286 | 1.1681 | 1.1771 | 1.0682
NSR Milton Young 1,2 - NOX Rate Annual v3.1, Unit 4116 and retrofits | 946 | 1873 | Rate Constraint in lbs/MMBtu | FALSE | L | Annual | Qualifying Generation | TWh | 1.2757 | 1.6127 | 1.6478 | 1.6181 | 1.1286 | 1.1681 | 1.1771 | 1.0682
NSR Milton Young 1,2 - NOX Rate Annual v3.1, Unit 4116 and retrofits | 946 | 1873 | Rate Constraint in lbs/MMBtu | FALSE | L | Annual | Rate | lb/MWh | 3.0413 | 3.0413 | 3.0413 | 3.0413 | 3.0413 | 3.0413 | 3.0413 | 3.0413
NSR Milton Young 1,2 - NOX Rate Annual v3.1, Unit 4116 and retrofits | 946 | 1873 | Rate Constraint in lbs/MMBtu | FALSE | L | Annual | Constraint Shadow Price | US2016$/Ton | 0 | 0 | 0 | 0 | 0 | 0 | 0 | 0
NSR Minnkota Power - SO2 Cap Annual v3.1 | 947 | 1846 | Rate Constraint in MTons | FALSE | L | Annual | Seasons Included | Seasons | Winter, WintShld, Summer | Winter, WintShld, Summer | Winter, WintShld, Summer | Winter, WintShld, Summer | Winter, WintShld, Summer | Winter, WintShld, Summer | Winter, WintShld, Summer | Winter, WintShld, Summer
NSR Minnkota Power - SO2 Cap Annual v3.1 | 947 | 1846 | Rate Constraint in MTons | FALSE | L | Annual | Standard SO2 | Thousand Tons | 8.5 | 8.5 | 8.5 | 8.5 | 8.5 | 8.5 | 8.5 | 8.5
NSR Minnkota Power - SO2 Cap Annual v3.1 | 947 | 1846 | Rate Constraint in MTons | FALSE | L | Annual | Emissions at Affected Plants SO2 | Thousand Tons | 1.479 | 1.9182 | 1.9321 | 1.8223 | 1.541 | 1.7156 | 1.5723 | 1.4684
NSR Minnkota Power - SO2 Cap Annual v3.1 | 947 | 1846 | Rate Constraint in MTons | FALSE | L | Annual | Allowances Purchased SO2 | Thousand Tons | 0 | 0 | 0 | 0 | 0 | 0 | 0 | 0
NSR Minnkota Power - SO2 Cap Annual v3.1 | 947 | 1846 | Rate Constraint in MTons | FALSE | L | Annual | Allowances Sold SO2 | Thousand Tons | 0 | 0 | 0 | 0 | 0 | 0 | 0 | 0
NSR Minnkota Power - SO2 Cap Annual v3.1 | 947 | 1846 | Rate Constraint in MTons | FALSE | L | Annual | Allowances Banked | Thousand Tons | 0 | 0 | 0 | 0 | 0 | 0 | 0 | 0
NSR Minnkota Power - SO2 Cap Annual v3.1 | 947 | 1846 | Rate Constraint in MTons | FALSE | L | Annual | Allowances Withdrawn (1:1) | Thousand Tons | 0 | 0 | 0 | 0 | 0 | 0 | 0 | 0
NSR Minnkota Power - SO2 Cap Annual v3.1 | 947 | 1846 | Rate Constraint in MTons | FALSE | L | Annual | Allowances Withdrawn (n:1) | Thousand Tons | 0 | 0 | 0 | 0 | 0 | 0 | 0 | 0
NSR Minnkota Power - SO2 Cap Annual v3.1 | 947 | 1846 | Rate Constraint in MTons | FALSE | L | Annual | Net Emissions Allowance Position | Thousand Tons | 1.479 | 1.9182 | 1.9321 | 1.8223 | 1.541 | 1.7156 | 1.5723 | 1.4684
NSR Minnkota Power - SO2 Cap Annual v3.1 | 947 | 1846 | Rate Constraint in MTons | FALSE | L | Annual | Fuel Consumed | TBtu | 41.0274 | 53.1809 | 53.5839 | 50.5852 | 42.6005 | 47.3596 | 43.4828 | 40.5885
NSR Minnkota Power - SO2 Cap Annual v3.1 | 947 | 1846 | Rate Constraint in MTons | FALSE | L | Annual | Rate | lb/MMBtu | 0.072097 | 0.072139 | 0.072115 | 0.072048 | 0.072348 | 0.072448 | 0.072317 | 0.072358
NSR Minnkota Power - SO2 Cap Annual v3.1 | 947 | 1846 | Rate Constraint in MTons | FALSE | L | Annual | Generation | TWh | 3.6179 | 4.6905 | 4.7256 | 4.4598 | 3.7606 | 4.1825 | 3.838 | 3.5831
NSR Minnkota Power - SO2 Cap Annual v3.1 | 947 | 1846 | Rate Constraint in MTons | FALSE | L | Annual | Qualifying Generation | TWh | 3.6179 | 4.6905 | 4.7256 | 4.4598 | 3.7606 | 4.1825 | 3.838 | 3.5831
NSR Minnkota Power - SO2 Cap Annual v3.1 | 947 | 1846 | Rate Constraint in MTons | FALSE | L | Annual | Rate | lb/MWh | 0.81758 | 0.81791 | 0.81773 | 0.81719 | 0.81957 | 0.82036 | 0.81932 | 0.81965
NSR Minnkota Power - SO2 Cap Annual v3.1 | 947 | 1846 | Rate Constraint in MTons | FALSE | L | Annual | Constraint Shadow Price | US2016$/Ton | 0 | 0 | 0 | 0 | 0 | 0 | 0 | 0
NSR Mirant Settlement - NOX Cap Annual v3.1 | 948 | 1847 | Rate Constraint in MTons | FALSE | L | Annual | Seasons Included | Seasons | Winter, WintShld, Summer | Winter, WintShld, Summer | Winter, WintShld, Summer | Winter, WintShld, Summer | Winter, WintShld, Summer | Winter, WintShld, Summer | Winter, WintShld, Summer | Winter, WintShld, Summer
NSR Mirant Settlement - NOX Cap Annual v3.1 | 948 | 1847 | Rate Constraint in MTons | FALSE | L | Annual | Standard NOX | Thousand Tons | 16 | 16 | 16 | 16 | 16 | 16 | 16 | 16
NSR Mirant Settlement - NOX Cap Annual v3.1 | 948 | 1847 | Rate Constraint in MTons | FALSE | L | Annual | Emissions at Affected Plants NOX | Thousand Tons | 0.11828 | 0.61292 | 0.53157 | 0.20337 | 0 | 0 | 0 | 0
NSR Mirant Settlement - NOX Cap Annual v3.1 | 948 | 1847 | Rate Constraint in MTons | FALSE | L | Annual | Allowances Purchased NOX | Thousand Tons | 0 | 0 | 0 | 0 | 0 | 0 | 0 | 0
NSR Mirant Settlement - NOX Cap Annual v3.1 | 948 | 1847 | Rate Constraint in MTons | FALSE | L | Annual | Allowances Sold NOX | Thousand Tons | 0 | 0 | 0 | 0 | 0 | 0 | 0 | 0
NSR Mirant Settlement - NOX Cap Annual v3.1 | 948 | 1847 | Rate Constraint in MTons | FALSE | L | Annual | Allowances Banked | Thousand Tons | 0 | 0 | 0 | 0 | 0 | 0 | 0 | 0
NSR Mirant Settlement - NOX Cap Annual v3.1 | 948 | 1847 | Rate Constraint in MTons | FALSE | L | Annual | Allowances Withdrawn (1:1) | Thousand Tons | 0 | 0 | 0 | 0 | 0 | 0 | 0 | 0
NSR Mirant Settlement - NOX Cap Annual v3.1 | 948 | 1847 | Rate Constraint in MTons | FALSE | L | Annual | Allowances Withdrawn (n:1) | Thousand Tons | 0 | 0 | 0 | 0 | 0 | 0 | 0 | 0
NSR Mirant Settlement - NOX Cap Annual v3.1 | 948 | 1847 | Rate Constraint in MTons | FALSE | L | Annual | Net Emissions Allowance Position | Thousand Tons | 0.11828 | 0.61292 | 0.53157 | 0.20337 | 0 | 0 | 0 | 0
NSR Mirant Settlement - NOX Cap Annual v3.1 | 948 | 1847 | Rate Constraint in MTons | FALSE | L | Annual | Fuel Consumed | TBtu | 6.0619 | 31.2698 | 27.113 | 10.3694 | 0 | 0 | 0 | 0
NSR Mirant Settlement - NOX Cap Annual v3.1 | 948 | 1847 | Rate Constraint in MTons | FALSE | L | Annual | Rate | lb/MMBtu | 0.039024 | 0.039202 | 0.039211 | 0.039226 | 0 | 0 | 0 | 0
NSR Mirant Settlement - NOX Cap Annual v3.1 | 948 | 1847 | Rate Constraint in MTons | FALSE | L | Annual | Generation | TWh | 0.61103 | 3.1437 | 2.7254 | 1.0421 | 0 | 0 | 0 | 0
NSR Mirant Settlement - NOX Cap Annual v3.1 | 948 | 1847 | Rate Constraint in MTons | FALSE | L | Annual | Qualifying Generation | TWh | 0.61103 | 3.1437 | 2.7254 | 1.0421 | 0 | 0 | 0 | 0
NSR Mirant Settlement - NOX Cap Annual v3.1 | 948 | 1847 | Rate Constraint in MTons | FALSE | L | Annual | Rate | lb/MWh | 0.38715 | 0.38993 | 0.39008 | 0.39031 | 0 | 0 | 0 | 0
NSR Mirant Settlement - NOX Cap Annual v3.1 | 948 | 1847 | Rate Constraint in MTons | FALSE | L | Annual | Constraint Shadow Price | US2016$/Ton | 0 | 0 | 0 | 0 | 0 | 0 | 0 | 0
NSR Mirant Settlement - NOX Cap Summer v3.1 | 949 | 1848 | Rate Constraint in MTons | FALSE | L | Annual | Seasons Included | Seasons | Summer | Summer | Summer | Summer | Summer | Summer | Summer | Summer
NSR Mirant Settlement - NOX Cap Summer v3.1 | 949 | 1848 | Rate Constraint in MTons | FALSE | L | Annual | Standard NOX | Thousand Tons | 5.2 | 5.2 | 5.2 | 5.2 | 5.2 | 5.2 | 5.2 | 5.2
NSR Mirant Settlement - NOX Cap Summer v3.1 | 949 | 1848 | Rate Constraint in MTons | FALSE | L | Annual | Emissions at Affected Plants NOX | Thousand Tons | 0 | 0.40954 | 0.3282 | 0 | 0 | 0 | 0 | 0
NSR Mirant Settlement - NOX Cap Summer v3.1 | 949 | 1848 | Rate Constraint in MTons | FALSE | L | Annual | Allowances Purchased NOX | Thousand Tons | 0 | 0 | 0 | 0 | 0 | 0 | 0 | 0
NSR Mirant Settlement - NOX Cap Summer v3.1 | 949 | 1848 | Rate Constraint in MTons | FALSE | L | Annual | Allowances Sold NOX | Thousand Tons | 0 | 0 | 0 | 0 | 0 | 0 | 0 | 0
NSR Mirant Settlement - NOX Cap Summer v3.1 | 949 | 1848 | Rate Constraint in MTons | FALSE | L | Annual | Allowances Banked | Thousand Tons | 0 | 0 | 0 | 0 | 0 | 0 | 0 | 0
NSR Mirant Settlement - NOX Cap Summer v3.1 | 949 | 1848 | Rate Constraint in MTons | FALSE | L | Annual | Allowances Withdrawn (1:1) | Thousand Tons | 0 | 0 | 0 | 0 | 0 | 0 | 0 | 0
NSR Mirant Settlement - NOX Cap Summer v3.1 | 949 | 1848 | Rate Constraint in MTons | FALSE | L | Annual | Allowances Withdrawn (n:1) | Thousand Tons | 0 | 0 | 0 | 0 | 0 | 0 | 0 | 0
NSR Mirant Settlement - NOX Cap Summer v3.1 | 949 | 1848 | Rate Constraint in MTons | FALSE | L | Annual | Net Emissions Allowance Position | Thousand Tons | 0 | 0.40954 | 0.3282 | 0 | 0 | 0 | 0 | 0
NSR Mirant Settlement - NOX Cap Summer v3.1 | 949 | 1848 | Rate Constraint in MTons | FALSE | L | Annual | Fuel Consumed | TBtu | 0 | 20.9004 | 16.7437 | 0 | 0 | 0 | 0 | 0
NSR Mirant Settlement - NOX Cap Summer v3.1 | 949 | 1848 | Rate Constraint in MTons | FALSE | L | Annual | Rate | lb/MMBtu | 0 | 0.03919 | 0.039202 | 0 | 0 | 0 | 0 | 0
NSR Mirant Settlement - NOX Cap Summer v3.1 | 949 | 1848 | Rate Constraint in MTons | FALSE | L | Annual | Generation | TWh | 0 | 2.1016 | 1.6833 | 0 | 0 | 0 | 0 | 0
NSR Mirant Settlement - NOX Cap Summer v3.1 | 949 | 1848 | Rate Constraint in MTons | FALSE | L | Annual | Qualifying Generation | TWh | 0 | 2.1016 | 1.6833 | 0 | 0 | 0 | 0 | 0
NSR Mirant Settlement - NOX Cap Summer v3.1 | 949 | 1848 | Rate Constraint in MTons | FALSE | L | Annual | Rate | lb/MWh | 0 | 0.38974 | 0.38994 | 0 | 0 | 0 | 0 | 0
NSR Mirant Settlement - NOX Cap Summer v3.1 | 949 | 1848 | Rate Constraint in MTons | FALSE | L | Annual | Constraint Shadow Price | US2016$/Ton | 0 | 0 | 0 | 0 | 0 | 0 | 0 | 0
NSR Mirant Settlement - NOX Rate Summer v3.1 | 950 | 1849 | Rate Constraint in lbs/MMBtu | FALSE | L | Annual | Seasons Included | Seasons | Summer | Summer | Summer | Summer | Summer | Summer | Summer | Summer
NSR Mirant Settlement - NOX Rate Summer v3.1 | 950 | 1849 | Rate Constraint in lbs/MMBtu | FALSE | L | Annual | Standard NOX | lb/MMBtu | 0.15 | 0.15 | 0.15 | 0.15 | 0.15 | 0.15 | 0.15 | 0.15
NSR Mirant Settlement - NOX Rate Summer v3.1 | 950 | 1849 | Rate Constraint in lbs/MMBtu | FALSE | L | Annual | Emissions at Affected Plants NOX | Thousand Tons | 0 | 0.40954 | 0.3282 | 0 | 0 | 0 | 0 | 0
NSR Mirant Settlement - NOX Rate Summer v3.1 | 950 | 1849 | Rate Constraint in lbs/MMBtu | FALSE | L | Annual | Allowances Purchased NOX | Thousand Tons | 0 | 0 | 0 | 0 | 0 | 0 | 0 | 0
NSR Mirant Settlement - NOX Rate Summer v3.1 | 950 | 1849 | Rate Constraint in lbs/MMBtu | FALSE | L | Annual | Allowances Sold NOX | Thousand Tons | 0 | 0 | 0 | 0 | 0 | 0 | 0 | 0
NSR Mirant Settlement - NOX Rate Summer v3.1 | 950 | 1849 | Rate Constraint in lbs/MMBtu | FALSE | L | Annual | Allowances Banked | Thousand Tons | 0 | 0 | 0 | 0 | 0 | 0 | 0 | 0
NSR Mirant Settlement - NOX Rate Summer v3.1 | 950 | 1849 | Rate Constraint in lbs/MMBtu | FALSE | L | Annual | Allowances Withdrawn (1:1) | Thousand Tons | 0 | 0 | 0 | 0 | 0 | 0 | 0 | 0
NSR Mirant Settlement - NOX Rate Summer v3.1 | 950 | 1849 | Rate Constraint in lbs/MMBtu | FALSE | L | Annual | Allowances Withdrawn (n:1) | Thousand Tons | 0 | 0 | 0 | 0 | 0 | 0 | 0 | 0
NSR Mirant Settlement - NOX Rate Summer v3.1 | 950 | 1849 | Rate Constraint in lbs/MMBtu | FALSE | L | Annual | Net Emissions Allowance Position | Thousand Tons | 0 | 0.40954 | 0.3282 | 0 | 0 | 0 | 0 | 0
NSR Mirant Settlement - NOX Rate Summer v3.1 | 950 | 1849 | Rate Constraint in lbs/MMBtu | FALSE | L | Annual | Fuel Consumed | TBtu | 0 | 20.9004 | 16.7437 | 0 | 0 | 0 | 0 | 0
NSR Mirant Settlement - NOX Rate Summer v3.1 | 950 | 1849 | Rate Constraint in lbs/MMBtu | FALSE | L | Annual | Rate | lb/MMBtu | 0 | 0.03919 | 0.039202 | 0 | 0 | 0 | 0 | 0
NSR Mirant Settlement - NOX Rate Summer v3.1 | 950 | 1849 | Rate Constraint in lbs/MMBtu | FALSE | L | Annual | Generation | TWh | 0 | 2.1016 | 1.6833 | 0 | 0 | 0 | 0 | 0
NSR Mirant Settlement - NOX Rate Summer v3.1 | 950 | 1849 | Rate Constraint in lbs/MMBtu | FALSE | L | Annual | Qualifying Generation | TWh | 0 | 2.1016 | 1.6833 | 0 | 0 | 0 | 0 | 0
NSR Mirant Settlement - NOX Rate Summer v3.1 | 950 | 1849 | Rate Constraint in lbs/MMBtu | FALSE | L | Annual | Rate | lb/MWh | 0 | 0.38974 | 0.38994 | 0 | 0 | 0 | 0 | 0
NSR Mirant Settlement - NOX Rate Summer v3.1 | 950 | 1849 | Rate Constraint in lbs/MMBtu | FALSE | L | Annual | Constraint Shadow Price | US2016$/Ton | 0 | 0 | 0 | 0 | 0 | 0 | 0 | 41.3347
NSR Morgantown G P 1,2 - NOX Rate Annual v3.1, Unit 5648 and retrofits | 951 | 1954 | Rate Constraint in lbs/MMBtu | FALSE | L | Annual | Seasons Included | Seasons | Winter, WintShld, Summer | Winter, WintShld, Summer | Winter, WintShld, Summer | Winter, WintShld, Summer | Winter, WintShld, Summer | Winter, WintShld, Summer | Winter, WintShld, Summer | Winter, WintShld, Summer
NSR Morgantown G P 1,2 - NOX Rate Annual v3.1, Unit 5648 and retrofits | 951 | 1954 | Rate Constraint in lbs/MMBtu | FALSE | L | Annual | Standard NOX | lb/MMBtu | 0.1 | 0.1 | 0.1 | 0.1 | 0.1 | 0.1 | 0.1 | 0.1
NSR Morgantown G P 1,2 - NOX Rate Annual v3.1, Unit 5648 and retrofits | 951 | 1954 | Rate Constraint in lbs/MMBtu | FALSE | L | Annual | Emissions at Affected Plants NOX | Thousand Tons | 0.10242 | 0.33519 | 0.28157 | 0.10242 | 0 | 0 | 0 | 0
NSR Morgantown G P 1,2 - NOX Rate Annual v3.1, Unit 5648 and retrofits | 951 | 1954 | Rate Constraint in lbs/MMBtu | FALSE | L | Annual | Allowances Purchased NOX | Thousand Tons | 0 | 0 | 0 | 0 | 0 | 0 | 0 | 0
NSR Morgantown G P 1,2 - NOX Rate Annual v3.1, Unit 5648 and retrofits | 951 | 1954 | Rate Constraint in lbs/MMBtu | FALSE | L | Annual | Allowances Sold NOX | Thousand Tons | 0 | 0 | 0 | 0 | 0 | 0 | 0 | 0
NSR Morgantown G P 1,2 - NOX Rate Annual v3.1, Unit 5648 and retrofits | 951 | 1954 | Rate Constraint in lbs/MMBtu | FALSE | L | Annual | Allowances Banked | Thousand Tons | 0 | 0 | 0 | 0 | 0 | 0 | 0 | 0
NSR Morgantown G P 1,2 - NOX Rate Annual v3.1, Unit 5648 and retrofits | 951 | 1954 | Rate Constraint in lbs/MMBtu | FALSE | L | Annual | Allowances Withdrawn (1:1) | Thousand Tons | 0 | 0 | 0 | 0 | 0 | 0 | 0 | 0
NSR Morgantown G P 1,2 - NOX Rate Annual v3.1, Unit 5648 and retrofits | 951 | 1954 | Rate Constraint in lbs/MMBtu | FALSE | L | Annual | Allowances Withdrawn (n:1) | Thousand Tons | 0 | 0 | 0 | 0 | 0 | 0 | 0 | 0
NSR Morgantown G P 1,2 - NOX Rate Annual v3.1, Unit 5648 and retrofits | 951 | 1954 | Rate Constraint in lbs/MMBtu | FALSE | L | Annual | Net Emissions Allowance Position | Thousand Tons | 0.10242 | 0.33519 | 0.28157 | 0.10242 | 0 | 0 | 0 | 0
NSR Morgantown G P 1,2 - NOX Rate Annual v3.1, Unit 5648 and retrofits | 951 | 1954 | Rate Constraint in lbs/MMBtu | FALSE | L | Annual | Fuel Consumed | TBtu | 5.259 | 17.2113 | 14.4582 | 5.259 | 0 | 0 | 0 | 0
NSR Morgantown G P 1,2 - NOX Rate Annual v3.1, Unit 5648 and retrofits | 951 | 1954 | Rate Constraint in lbs/MMBtu | FALSE | L | Annual | Rate | lb/MMBtu | 0.03895 | 0.03895 | 0.03895 | 0.03895 | 0 | 0 | 0 | 0
NSR Morgantown G P 1,2 - NOX Rate Annual v3.1, Unit 5648 and retrofits | 951 | 1954 | Rate Constraint in lbs/MMBtu | FALSE | L | Annual | Generation | TWh | 0.53068 | 1.7368 | 1.459 | 0.53068 | 0 | 0 | 0 | 0
NSR Morgantown G P 1,2 - NOX Rate Annual v3.1, Unit 5648 and retrofits | 951 | 1954 | Rate Constraint in lbs/MMBtu | FALSE | L | Annual | Qualifying Generation | TWh | 0.53068 | 1.7368 | 1.459 | 0.53068 | 0 | 0 | 0 | 0
NSR Morgantown G P 1,2 - NOX Rate Annual v3.1, Unit 5648 and retrofits | 951 | 1954 | Rate Constraint in lbs/MMBtu | FALSE | L | Annual | Rate | lb/MWh | 0.38599 | 0.38599 | 0.38599 | 0.38599 | 0 | 0 | 0 | 0
NSR Morgantown G P 1,2 - NOX Rate Annual v3.1, Unit 5648 and retrofits | 951 | 1954 | Rate Constraint in lbs/MMBtu | FALSE | L | Annual | Constraint Shadow Price | US2016$/Ton | 0 | 0 | 0 | 0 | 0 | 0 | 0 | 0
NSR Morgantown G P 1,2 - NOX Rate Annual v3.1, Unit 5649 and retrofits | 952 | 1954 | Rate Constraint in lbs/MMBtu | FALSE | L | Annual | Seasons Included | Seasons | Winter, WintShld, Summer | Winter, WintShld, Summer | Winter, WintShld, Summer | Winter, WintShld, Summer | Winter, WintShld, Summer | Winter, WintShld, Summer | Winter, WintShld, Summer | Winter, WintShld, Summer
NSR Morgantown G P 1,2 - NOX Rate Annual v3.1, Unit 5649 and retrofits | 952 | 1954 | Rate Constraint in lbs/MMBtu | FALSE | L | Annual | Standard NOX | lb/MMBtu | 0.1 | 0.1 | 0.1 | 0.1 | 0.1 | 0.1 | 0.1 | 0.1
NSR Morgantown G P 1,2 - NOX Rate Annual v3.1, Unit 5649 and retrofits | 952 | 1954 | Rate Constraint in lbs/MMBtu | FALSE | L | Annual | Emissions at Affected Plants NOX | Thousand Tons | 0.015861 | 0.27772 | 0.25 | 0.10096 | 0 | 0 | 0 | 0
NSR Morgantown G P 1,2 - NOX Rate Annual v3.1, Unit 5649 and retrofits | 952 | 1954 | Rate Constraint in lbs/MMBtu | FALSE | L | Annual | Allowances Purchased NOX | Thousand Tons | 0 | 0 | 0 | 0 | 0 | 0 | 0 | 0
NSR Morgantown G P 1,2 - NOX Rate Annual v3.1, Unit 5649 and retrofits | 952 | 1954 | Rate Constraint in lbs/MMBtu | FALSE | L | Annual | Allowances Sold NOX | Thousand Tons | 0 | 0 | 0 | 0 | 0 | 0 | 0 | 0
NSR Morgantown G P 1,2 - NOX Rate Annual v3.1, Unit 5649 and retrofits | 952 | 1954 | Rate Constraint in lbs/MMBtu | FALSE | L | Annual | Allowances Banked | Thousand Tons | 0 | 0 | 0 | 0 | 0 | 0 | 0 | 0
NSR Morgantown G P 1,2 - NOX Rate Annual v3.1, Unit 5649 and retrofits | 952 | 1954 | Rate Constraint in lbs/MMBtu | FALSE | L | Annual | Allowances Withdrawn (1:1) | Thousand Tons | 0 | 0 | 0 | 0 | 0 | 0 | 0 | 0
NSR Morgantown G P 1,2 - NOX Rate Annual v3.1, Unit 5649 and retrofits | 952 | 1954 | Rate Constraint in lbs/MMBtu | FALSE | L | Annual | Allowances Withdrawn (n:1) | Thousand Tons | 0 | 0 | 0 | 0 | 0 | 0 | 0 | 0
NSR Morgantown G P 1,2 - NOX Rate Annual v3.1, Unit 5649 and retrofits | 952 | 1954 | Rate Constraint in lbs/MMBtu | FALSE | L | Annual | Net Emissions Allowance Position | Thousand Tons | 0.015861 | 0.27772 | 0.25 | 0.10096 | 0 | 0 | 0 | 0
NSR Morgantown G P 1,2 - NOX Rate Annual v3.1, Unit 5649 and retrofits | 952 | 1954 | Rate Constraint in lbs/MMBtu | FALSE | L | Annual | Fuel Consumed | TBtu | 0.80288 | 14.0585 | 12.6548 | 5.1104 | 0 | 0 | 0 | 0
NSR Morgantown G P 1,2 - NOX Rate Annual v3.1, Unit 5649 and retrofits | 952 | 1954 | Rate Constraint in lbs/MMBtu | FALSE | L | Annual | Rate | lb/MMBtu | 0.03951 | 0.03951 | 0.03951 | 0.03951 | 0 | 0 | 0 | 0
NSR Morgantown G P 1,2 - NOX Rate Annual v3.1, Unit 5649 and retrofits | 952 | 1954 | Rate Constraint in lbs/MMBtu | FALSE | L | Annual | Generation | TWh | 0.080352 | 1.407 | 1.2665 | 0.51144 | 0 | 0 | 0 | 0
NSR Morgantown G P 1,2 - NOX Rate Annual v3.1, Unit 5649 and retrofits | 952 | 1954 | Rate Constraint in lbs/MMBtu | FALSE | L | Annual | Qualifying Generation | TWh | 0.080352 | 1.407 | 1.2665 | 0.51144 | 0 | 0 | 0 | 0
NSR Morgantown G P 1,2 - NOX Rate Annual v3.1, Unit 5649 and retrofits | 952 | 1954 | Rate Constraint in lbs/MMBtu | FALSE | L | Annual | Rate | lb/MWh | 0.39478 | 0.39478 | 0.39478 | 0.39478 | 0 | 0 | 0 | 0
NSR Morgantown G P 1,2 - NOX Rate Annual v3.1, Unit 5649 and retrofits | 952 | 1954 | Rate Constraint in lbs/MMBtu | FALSE | L | Annual | Constraint Shadow Price | US2016$/Ton | 0 | 0 | 0 | 0 | 0 | 0 | 0 | 0
NSR Mt Storm 1-3 - NOX Rate Annual v3.1, Unit 5733 and retrofits | 953 | 1948 | Rate Constraint in lbs/MMBtu | FALSE | L | Annual | Seasons Included | Seasons | Winter, WintShld, Summer | Winter, WintShld, Summer | Winter, WintShld, Summer | Winter, WintShld, Summer | Winter, WintShld, Summer | Winter, WintShld, Summer | Winter, WintShld, Summer | Winter, WintShld, Summer
NSR Mt Storm 1-3 - NOX Rate Annual v3.1, Unit 5733 and retrofits | 953 | 1948 | Rate Constraint in lbs/MMBtu | FALSE | L | Annual | Standard NOX | lb/MMBtu | 0.11 | 0.11 | 0.11 | 0.11 | 0.11 | 0.11 | 0.11 | 0.11
NSR Mt Storm 1-3 - NOX Rate Annual v3.1, Unit 5733 and retrofits | 953 | 1948 | Rate Constraint in lbs/MMBtu | FALSE | L | Annual | Emissions at Affected Plants NOX | Thousand Tons | 0.79598 | 0.79598 | 0.79598 | 0.79073 | 0.066577 | 0 | 0 | 0
NSR Mt Storm 1-3 - NOX Rate Annual v3.1, Unit 5733 and retrofits | 953 | 1948 | Rate Constraint in lbs/MMBtu | FALSE | L | Annual | Allowances Purchased NOX | Thousand Tons | 0 | 0 | 0 | 0 | 0 | 0 | 0 | 0
NSR Mt Storm 1-3 - NOX Rate Annual v3.1, Unit 5733 and retrofits | 953 | 1948 | Rate Constraint in lbs/MMBtu | FALSE | L | Annual | Allowances Sold NOX | Thousand Tons | 0 | 0 | 0 | 0 | 0 | 0 | 0 | 0
NSR Mt Storm 1-3 - NOX Rate Annual v3.1, Unit 5733 and retrofits | 953 | 1948 | Rate Constraint in lbs/MMBtu | FALSE | L | Annual | Allowances Banked | Thousand Tons | 0 | 0 | 0 | 0 | 0 | 0 | 0 | 0
NSR Mt Storm 1-3 - NOX Rate Annual v3.1, Unit 5733 and retrofits | 953 | 1948 | Rate Constraint in lbs/MMBtu | FALSE | L | Annual | Allowances Withdrawn (1:1) | Thousand Tons | 0 | 0 | 0 | 0 | 0 | 0 | 0 | 0
NSR Mt Storm 1-3 - NOX Rate Annual v3.1, Unit 5733 and retrofits | 953 | 1948 | Rate Constraint in lbs/MMBtu | FALSE | L | Annual | Allowances Withdrawn (n:1) | Thousand Tons | 0 | 0 | 0 | 0 | 0 | 0 | 0 | 0
NSR Mt Storm 1-3 - NOX Rate Annual v3.1, Unit 5733 and retrofits | 953 | 1948 | Rate Constraint in lbs/MMBtu | FALSE | L | Annual | Net Emissions Allowance Position | Thousand Tons | 0.79598 | 0.79598 | 0.79598 | 0.79073 | 0.066577 | 0 | 0 | 0
NSR Mt Storm 1-3 - NOX Rate Annual v3.1, Unit 5733 and retrofits | 953 | 1948 | Rate Constraint in lbs/MMBtu | FALSE | L | Annual | Fuel Consumed | TBtu | 22.7292 | 22.7292 | 22.7292 | 22.5794 | 1.9011 | 0 | 0 | 0
NSR Mt Storm 1-3 - NOX Rate Annual v3.1, Unit 5733 and retrofits | 953 | 1948 | Rate Constraint in lbs/MMBtu | FALSE | L | Annual | Rate | lb/MMBtu | 0.07004 | 0.07004 | 0.07004 | 0.07004 | 0.07004 | 0 | 0 | 0
NSR Mt Storm 1-3 - NOX Rate Annual v3.1, Unit 5733 and retrofits | 953 | 1948 | Rate Constraint in lbs/MMBtu | FALSE | L | Annual | Generation | TWh | 2.2779 | 2.2779 | 2.2779 | 2.2629 | 0.19053 | 0 | 0 | 0
NSR Mt Storm 1-3 - NOX Rate Annual v3.1, Unit 5733 and retrofits | 953 | 1948 | Rate Constraint in lbs/MMBtu | FALSE | L | Annual | Qualifying Generation | TWh | 2.2779 | 2.2779 | 2.2779 | 2.2629 | 0.19053 | 0 | 0 | 0
NSR Mt Storm 1-3 - NOX Rate Annual v3.1, Unit 5733 and retrofits | 953 | 1948 | Rate Constraint in lbs/MMBtu | FALSE | L | Annual | Rate | lb/MWh | 0.69886 | 0.69886 | 0.69886 | 0.69886 | 0.69886 | 0 | 0 | 0
NSR Mt Storm 1-3 - NOX Rate Annual v3.1, Unit 5733 and retrofits | 953 | 1948 | Rate Constraint in lbs/MMBtu | FALSE | L | Annual | Constraint Shadow Price | US2016$/Ton | 0 | 0 | 0 | 0 | 0 | 0 | 0 | 0
NSR Mt Storm 1-3 - NOX Rate Annual v3.1, Unit 5734 and retrofits | 954 | 1948 | Rate Constraint in lbs/MMBtu | FALSE | L | Annual | Seasons Included | Seasons | Winter, WintShld, Summer | Winter, WintShld, Summer | Winter, WintShld, Summer | Winter, WintShld, Summer | Winter, WintShld, Summer | Winter, WintShld, Summer | Winter, WintShld, Summer | Winter, WintShld, Summer
NSR Mt Storm 1-3 - NOX Rate Annual v3.1, Unit 5734 and retrofits | 954 | 1948 | Rate Constraint in lbs/MMBtu | FALSE | L | Annual | Standard NOX | lb/MMBtu | 0.11 | 0.11 | 0.11 | 0.11 | 0.11 | 0.11 | 0.11 | 0.11
NSR Mt Storm 1-3 - NOX Rate Annual v3.1, Unit 5734 and retrofits | 954 | 1948 | Rate Constraint in lbs/MMBtu | FALSE | L | Annual | Emissions at Affected Plants NOX | Thousand Tons | 0.91991 | 0.95045 | 0.91991 | 0.91354 | 0.32671 | 0 | 0 | 0
NSR Mt Storm 1-3 - NOX Rate Annual v3.1, Unit 5734 and retrofits | 954 | 1948 | Rate Constraint in lbs/MMBtu | FALSE | L | Annual | Allowances Purchased NOX | Thousand Tons | 0 | 0 | 0 | 0 | 0 | 0 | 0 | 0
NSR Mt Storm 1-3 - NOX Rate Annual v3.1, Unit 5734 and retrofits | 954 | 1948 | Rate Constraint in lbs/MMBtu | FALSE | L | Annual | Allowances Sold NOX | Thousand Tons | 0 | 0 | 0 | 0 | 0 | 0 | 0 | 0
NSR Mt Storm 1-3 - NOX Rate Annual v3.1, Unit 5734 and retrofits | 954 | 1948 | Rate Constraint in lbs/MMBtu | FALSE | L | Annual | Allowances Banked | Thousand Tons | 0 | 0 | 0 | 0 | 0 | 0 | 0 | 0
NSR Mt Storm 1-3 - NOX Rate Annual v3.1, Unit 5734 and retrofits | 954 | 1948 | Rate Constraint in lbs/MMBtu | FALSE | L | Annual | Allowances Withdrawn (1:1) | Thousand Tons | 0 | 0 | 0 | 0 | 0 | 0 | 0 | 0
NSR Mt Storm 1-3 - NOX Rate Annual v3.1, Unit 5734 and retrofits | 954 | 1948 | Rate Constraint in lbs/MMBtu | FALSE | L | Annual | Allowances Withdrawn (n:1) | Thousand Tons | 0 | 0 | 0 | 0 | 0 | 0 | 0 | 0
NSR Mt Storm 1-3 - NOX Rate Annual v3.1, Unit 5734 and retrofits | 954 | 1948 | Rate Constraint in lbs/MMBtu | FALSE | L | Annual | Net Emissions Allowance Position | Thousand Tons | 0.91991 | 0.95045 | 0.91991 | 0.91354 | 0.32671 | 0 | 0 | 0
NSR Mt Storm 1-3 - NOX Rate Annual v3.1, Unit 5734 and retrofits | 954 | 1948 | Rate Constraint in lbs/MMBtu | FALSE | L | Annual | Fuel Consumed | TBtu | 22.5606 | 23.3096 | 22.5606 | 22.4045 | 8.0126 | 0 | 0 | 0
NSR Mt Storm 1-3 - NOX Rate Annual v3.1, Unit 5734 and retrofits | 954 | 1948 | Rate Constraint in lbs/MMBtu | FALSE | L | Annual | Rate | lb/MMBtu | 0.08155 | 0.08155 | 0.08155 | 0.08155 | 0.08155 | 0 | 0 | 0
NSR Mt Storm 1-3 - NOX Rate Annual v3.1, Unit 5734 and retrofits | 954 | 1948 | Rate Constraint in lbs/MMBtu | FALSE | L | Annual | Generation | TWh | 2.2642 | 2.3394 | 2.2642 | 2.2485 | 0.80415 | 0 | 0 | 0
NSR Mt Storm 1-3 - NOX Rate Annual v3.1, Unit 5734 and retrofits | 954 | 1948 | Rate Constraint in lbs/MMBtu | FALSE | L | Annual | Qualifying Generation | TWh | 2.2642 | 2.3394 | 2.2642 | 2.2485 | 0.80415 | 0 | 0 | 0
NSR Mt Storm 1-3 - NOX Rate Annual v3.1, Unit 5734 and retrofits | 954 | 1948 | Rate Constraint in lbs/MMBtu | FALSE | L | Annual | Rate | lb/MWh | 0.81256 | 0.81256 | 0.81256 | 0.81256 | 0.81256 | 0 | 0 | 0
NSR Mt Storm 1-3 - NOX Rate Annual v3.1, Unit 5734 and retrofits | 954 | 1948 | Rate Constraint in lbs/MMBtu | FALSE | L | Annual | Constraint Shadow Price | US2016$/Ton | 0 | 0 | 0 | 0 | 0 | 0 | 0 | 0
NSR Mt Storm 1-3 - NOX Rate Annual v3.1, Unit 5735 and retrofits | 955 | 1948 | Rate Constraint in lbs/MMBtu | FALSE | L | Annual | Seasons Included | Seasons | Winter, WintShld, Summer | Winter, WintShld, Summer | Winter, WintShld, Summer | Winter, WintShld, Summer | Winter, WintShld, Summer | Winter, WintShld, Summer | Winter, WintShld, Summer | Winter, WintShld, Summer
NSR Mt Storm 1-3 - NOX Rate Annual v3.1, Unit 5735 and retrofits | 955 | 1948 | Rate Constraint in lbs/MMBtu | FALSE | L | Annual | Standard NOX | lb/MMBtu | 0.11 | 0.11 | 0.11 | 0.11 | 0.11 | 0.11 | 0.11 | 0.11
NSR Mt Storm 1-3 - NOX Rate Annual v3.1, Unit 5735 and retrofits | 955 | 1948 | Rate Constraint in lbs/MMBtu | FALSE | L | Annual | Emissions at Affected Plants NOX | Thousand Tons | 0.31549 | 0.61928 | 0.29116 | 0 | 0 | 0 | 0 | 0
NSR Mt Storm 1-3 - NOX Rate Annual v3.1, Unit 5735 and retrofits | 955 | 1948 | Rate Constraint in lbs/MMBtu | FALSE | L | Annual | Allowances Purchased NOX | Thousand Tons | 0 | 0 | 0 | 0 | 0 | 0 | 0 | 0
NSR Mt Storm 1-3 - NOX Rate Annual v3.1, Unit 5735 and retrofits | 955 | 1948 | Rate Constraint in lbs/MMBtu | FALSE | L | Annual | Allowances Sold NOX | Thousand Tons | 0 | 0 | 0 | 0 | 0 | 0 | 0 | 0
NSR Mt Storm 1-3 - NOX Rate Annual v3.1, Unit 5735 and retrofits | 955 | 1948 | Rate Constraint in lbs/MMBtu | FALSE | L | Annual | Allowances Banked | Thousand Tons | 0 | 0 | 0 | 0 | 0 | 0 | 0 | 0
NSR Mt Storm 1-3 - NOX Rate Annual v3.1, Unit 5735 and retrofits | 955 | 1948 | Rate Constraint in lbs/MMBtu | FALSE | L | Annual | Allowances Withdrawn (1:1) | Thousand Tons | 0 | 0 | 0 | 0 | 0 | 0 | 0 | 0
NSR Mt Storm 1-3 - NOX Rate Annual v3.1, Unit 5735 and retrofits | 955 | 1948 | Rate Constraint in lbs/MMBtu | FALSE | L | Annual | Allowances Withdrawn (n:1) | Thousand Tons | 0 | 0 | 0 | 0 | 0 | 0 | 0 | 0
NSR Mt Storm 1-3 - NOX Rate Annual v3.1, Unit 5735 and retrofits | 955 | 1948 | Rate Constraint in lbs/MMBtu | FALSE | L | Annual | Net Emissions Allowance Position | Thousand Tons | 0.31549 | 0.61928 | 0.29116 | 0 | 0 | 0 | 0 | 0
NSR Mt Storm 1-3 - NOX Rate Annual v3.1, Unit 5735 and retrofits | 955 | 1948 | Rate Constraint in lbs/MMBtu | FALSE | L | Annual | Fuel Consumed | TBtu | 7.5565 | 14.833 | 6.974 | 0 | 0 | 0 | 0 | 0
NSR Mt Storm 1-3 - NOX Rate Annual v3.1, Unit 5735 and retrofits | 955 | 1948 | Rate Constraint in lbs/MMBtu | FALSE | L | Annual | Rate | lb/MMBtu | 0.0835 | 0.0835 | 0.0835 | 0 | 0 | 0 | 0 | 0
NSR Mt Storm 1-3 - NOX Rate Annual v3.1, Unit 5735 and retrofits | 955 | 1948 | Rate Constraint in lbs/MMBtu | FALSE | L | Annual | Generation | TWh | 0.73308 | 1.439 | 0.67656 | 0 | 0 | 0 | 0 | 0
NSR Mt Storm 1-3 - NOX Rate Annual v3.1, Unit 5735 and retrofits | 955 | 1948 | Rate Constraint in lbs/MMBtu | FALSE | L | Annual | Qualifying Generation | TWh | 0.73308 | 1.439 | 0.67656 | 0 | 0 | 0 | 0 | 0
NSR Mt Storm 1-3 - NOX Rate Annual v3.1, Unit 5735 and retrofits | 955 | 1948 | Rate Constraint in lbs/MMBtu | FALSE | L | Annual | Rate | lb/MWh | 0.86072 | 0.86072 | 0.86072 | 0 | 0 | 0 | 0 | 0
NSR Mt Storm 1-3 - NOX Rate Annual v3.1, Unit 5735 and retrofits | 955 | 1948 | Rate Constraint in lbs/MMBtu | FALSE | L | Annual | Constraint Shadow Price | US2016$/Ton | 0 | 0 | 0 | 0 | 0 | 0 | 0 | 0
NSR NIPSCO System - SO2 Cap Annual v4.11 | 956 | 2301 | Rate Constraint in MTons | FALSE | L | Annual | Seasons Included | Seasons | Winter, WintShld, Summer | Winter, WintShld, Summer | Winter, WintShld, Summer | Winter, WintShld, Summer | Winter, WintShld, Summer | Winter, WintShld, Summer | Winter, WintShld, Summer | Winter, WintShld, Summer
NSR NIPSCO System - SO2 Cap Annual v4.11 | 956 | 2301 | Rate Constraint in MTons | FALSE | L | Annual | Standard SO2 | Thousand Tons | 11.6 | 11.6 | 11.6 | 11.6 | 11.6 | 11.6 | 11.6 | 11.6
NSR NIPSCO System - SO2 Cap Annual v4.11 | 956 | 2301 | Rate Constraint in MTons | FALSE | L | Annual | Emissions at Affected Plants SO2 | Thousand Tons | 3.366 | 1.068 | 1.0672 | 1.0057 | 0.97348 | 0.99834 | 1.0003 | 0.96525
NSR NIPSCO System - SO2 Cap Annual v4.11 | 956 | 2301 | Rate Constraint in MTons | FALSE | L | Annual | Allowances Purchased SO2 | Thousand Tons | 0 | 0 | 0 | 0 | 0 | 0 | 0 | 0
NSR NIPSCO System - SO2 Cap Annual v4.11 | 956 | 2301 | Rate Constraint in MTons | FALSE | L | Annual | Allowances Sold SO2 | Thousand Tons | 0 | 0 | 0 | 0 | 0 | 0 | 0 | 0
NSR NIPSCO System - SO2 Cap Annual v4.11 | 956 | 2301 | Rate Constraint in MTons | FALSE | L | Annual | Allowances Banked | Thousand Tons | 0 | 0 | 0 | 0 | 0 | 0 | 0 | 0
NSR NIPSCO System - SO2 Cap Annual v4.11 | 956 | 2301 | Rate Constraint in MTons | FALSE | L | Annual | Allowances Withdrawn (1:1) | Thousand Tons | 0 | 0 | 0 | 0 | 0 | 0 | 0 | 0
NSR NIPSCO System - SO2 Cap Annual v4.11 | 956 | 2301 | Rate Constraint in MTons | FALSE | L | Annual | Allowances Withdrawn (n:1) | Thousand Tons | 0 | 0 | 0 | 0 | 0 | 0 | 0 | 0
NSR NIPSCO System - SO2 Cap Annual v4.11 | 956 | 2301 | Rate Constraint in MTons | FALSE | L | Annual | Net Emissions Allowance Position | Thousand Tons | 3.366 | 1.068 | 1.0672 | 1.0057 | 0.97348 | 0.99834 | 1.0003 | 0.96525
NSR NIPSCO System - SO2 Cap Annual v4.11 | 956 | 2301 | Rate Constraint in MTons | FALSE | L | Annual | Fuel Consumed | TBtu | 84.1659 | 52.1895 | 52.043 | 50.5529 | 48.6188 | 49.2713 | 49.6141 | 47.4589
NSR NIPSCO System - SO2 Cap Annual v4.11 | 956 | 2301 | Rate Constraint in MTons | FALSE | L | Annual | Rate | lb/MMBtu | 0.079986 | 0.040928 | 0.041011 | 0.039786 | 0.040045 | 0.040524 | 0.040323 | 0.040677
NSR NIPSCO System - SO2 Cap Annual v4.11 | 956 | 2301 | Rate Constraint in MTons | FALSE | L | Annual | Generation | TWh | 7.4359 | 4.689 | 4.6759 | 4.5401 | 4.3668 | 4.4262 | 4.4566 | 4.2636
NSR NIPSCO System - SO2 Cap Annual v4.11 | 956 | 2301 | Rate Constraint in MTons | FALSE | L | Annual | Qualifying Generation | TWh | 7.4359 | 4.689 | 4.6759 | 4.5401 | 4.3668 | 4.4262 | 4.4566 | 4.2636
NSR NIPSCO System - SO2 Cap Annual v4.11 | 956 | 2301 | Rate Constraint in MTons | FALSE | L | Annual | Rate | lb/MWh | 0.90534 | 0.45554 | 0.45645 | 0.44301 | 0.44585 | 0.45111 | 0.4489 | 0.45279
NSR NIPSCO System - SO2 Cap Annual v4.11 | 956 | 2301 | Rate Constraint in MTons | FALSE | L | Annual | Constraint Shadow Price | US2016$/Ton | 0 | 0 | 0 | 0 | 0 | 0 | 0 | 0
NSR NIPSCO System - NOx Cap Annual 4.11 | 957 | 2300 | Rate Constraint in MTons | FALSE | L | Annual | Seasons Included | Seasons | Winter, WintShld, Summer | Winter, WintShld, Summer | Winter, WintShld, Summer | Winter, WintShld, Summer | Winter, WintShld, Summer | Winter, WintShld, Summer | Winter, WintShld, Summer | Winter, WintShld, Summer
NSR NIPSCO System - NOx Cap Annual 4.11 | 957 | 2300 | Rate Constraint in MTons | FALSE | L | Annual | Standard NOX | Thousand Tons | 11.704 | 11.704 | 11.704 | 11.704 | 11.704 | 11.704 | 11.704 | 11.704
NSR NIPSCO System - NOx Cap Annual 4.11 | 957 | 2300 | Rate Constraint in MTons | FALSE | L | Annual | Emissions at Affected Plants NOX | Thousand Tons | 5.1801 | 2.1889 | 2.183 | 2.1164 | 2.0363 | 2.0652 | 2.0789 | 1.9897
NSR NIPSCO System - NOx Cap Annual 4.11 | 957 | 2300 | Rate Constraint in MTons | FALSE | L | Annual | Allowances Purchased NOX | Thousand Tons | 0 | 0 | 0 | 0 | 0 | 0 | 0 | 0
NSR NIPSCO System - NOx Cap Annual 4.11 | 957 | 2300 | Rate Constraint in MTons | FALSE | L | Annual | Allowances Sold NOX | Thousand Tons | 0 | 0 | 0 | 0 | 0 | 0 | 0 | 0
NSR NIPSCO System - NOx Cap Annual 4.11 | 957 | 2300 | Rate Constraint in MTons | FALSE | L | Annual | Allowances Banked | Thousand Tons | 0 | 0 | 0 | 0 | 0 | 0 | 0 | 0
NSR NIPSCO System - NOx Cap Annual 4.11 | 957 | 2300 | Rate Constraint in MTons | FALSE | L | Annual | Allowances Withdrawn (1:1) | Thousand Tons | 0 | 0 | 0 | 0 | 0 | 0 | 0 | 0
NSR NIPSCO System - NOx Cap Annual 4.11 | 957 | 2300 | Rate Constraint in MTons | FALSE | L | Annual | Allowances Withdrawn (n:1) | Thousand Tons | 0 | 0 | 0 | 0 | 0 | 0 | 0 | 0
NSR NIPSCO System - NOx Cap Annual 4.11 | 957 | 2300 | Rate Constraint in MTons | FALSE | L | Annual | Net Emissions Allowance Position | Thousand Tons | 5.1801 | 2.1889 | 2.183 | 2.1164 | 2.0363 | 2.0652 | 2.0789 | 1.9897
NSR NIPSCO System - NOx Cap Annual 4.11 | 957 | 2300 | Rate Constraint in MTons | FALSE | L | Annual | Fuel Consumed | TBtu | 84.1659 | 52.1895 | 52.043 | 50.5529 | 48.6188 | 49.2713 | 49.6141 | 47.4589
NSR NIPSCO System - NOx Cap Annual 4.11 | 957 | 2300 | Rate Constraint in MTons | FALSE | L | Annual | Rate | lb/MMBtu | 0.12309 | 0.083882 | 0.083893 | 0.083731 | 0.083766 | 0.083828 | 0.083802 | 0.083849
NSR NIPSCO System - NOx Cap Annual 4.11 | 957 | 2300 | Rate Constraint in MTons | FALSE | L | Annual | Generation | TWh | 7.4359 | 4.689 | 4.6759 | 4.5401 | 4.3668 | 4.4262 | 4.4566 | 4.2636
NSR NIPSCO System - NOx Cap Annual 4.11 | 957 | 2300 | Rate Constraint in MTons | FALSE | L | Annual | Qualifying Generation | TWh | 7.4359 | 4.689 | 4.6759 | 4.5401 | 4.3668 | 4.4262 | 4.4566 | 4.2636
NSR NIPSCO System - NOx Cap Annual 4.11 | 957 | 2300 | Rate Constraint in MTons | FALSE | L | Annual | Rate | lb/MWh | 1.3932 | 0.93363 | 0.93372 | 0.93232 | 0.93262 | 0.93317 | 0.93293 | 0.93334
NSR NIPSCO System - NOx Cap Annual 4.11 | 957 | 2300 | Rate Constraint in MTons | FALSE | L | Annual | Constraint Shadow Price | US2016$/Ton | 0 | 0 | 0 | 0 | 0 | 0 | 0 | 0
NSR NV Power Consent - NOX Cap Annual v3.1 | 958 | 1852 | Rate Constraint in MTons | FALSE | L | Annual | Seasons Included | Seasons | Winter, WintShld, Summer | Winter, WintShld, Summer | Winter, WintShld, Summer | Winter, WintShld, Summer | Winter, WintShld, Summer | Winter, WintShld, Summer | Winter, WintShld, Summer | Winter, WintShld, Summer
NSR NV Power Consent - NOX Cap Annual v3.1 | 958 | 1852 | Rate Constraint in MTons | FALSE | L | Annual | Standard NOX | Thousand Tons | 0.36 | 0.36 | 0.36 | 0.36 | 0.36 | 0.36 | 0.36 | 0.36
NSR NV Power Consent - NOX Cap Annual v3.1 | 958 | 1852 | Rate Constraint in MTons | FALSE | L | Annual | Emissions at Affected Plants NOX | Thousand Tons | 0.0050898 | 0.00071361 | 0.00071361 | 0.0050898 | 0.062429 | 0.081841 | 0.28786 | 0.17329
NSR NV Power Consent - NOX Cap Annual v3.1 | 958 | 1852 | Rate Constraint in MTons | FALSE | L | Annual | Allowances Purchased NOX | Thousand Tons | 0 | 0 | 0 | 0 | 0 | 0 | 0 | 0
NSR NV Power Consent - NOX Cap Annual v3.1 | 958 | 1852 | Rate Constraint in MTons | FALSE | L | Annual | Allowances Sold NOX | Thousand Tons | 0 | 0 | 0 | 0 | 0 | 0 | 0 | 0
NSR NV Power Consent - NOX Cap Annual v3.1 | 958 | 1852 | Rate Constraint in MTons | FALSE | L | Annual | Allowances Banked | Thousand Tons | 0 | 0 | 0 | 0 | 0 | 0 | 0 | 0
NSR NV Power Consent - NOX Cap Annual v3.1 | 958 | 1852 | Rate Constraint in MTons | FALSE | L | Annual | Allowances Withdrawn (1:1) | Thousand Tons | 0 | 0 | 0 | 0 | 0 | 0 | 0 | 0
NSR NV Power Consent - NOX Cap Annual v3.1 | 958 | 1852 | Rate Constraint in MTons | FALSE | L | Annual | Allowances Withdrawn (n:1) | Thousand Tons | 0 | 0 | 0 | 0 | 0 | 0 | 0 | 0
NSR NV Power Consent - NOX Cap Annual v3.1 | 958 | 1852 | Rate Constraint in MTons | FALSE | L | Annual | Net Emissions Allowance Position | Thousand Tons | 0.0050898 | 0.00071361 | 0.00071361 | 0.0050898 | 0.062429 | 0.081841 | 0.28786 | 0.17329
NSR NV Power Consent - NOX Cap Annual v3.1 | 958 | 1852 | Rate Constraint in MTons | FALSE | L | Annual | Fuel Consumed | TBtu | 0.10962 | 0.01537 | 0.01537 | 0.10962 | 1.3446 | 1.7627 | 6.1998 | 3.7323
NSR NV Power Consent - NOX Cap Annual v3.1 | 958 | 1852 | Rate Constraint in MTons | FALSE | L | Annual | Rate | lb/MMBtu | 0.09286 | 0.09286 | 0.09286 | 0.09286 | 0.09286 | 0.09286 | 0.09286 | 0.09286
NSR NV Power Consent - NOX Cap Annual v3.1 | 958 | 1852 | Rate Constraint in MTons | FALSE | L | Annual | Generation | TWh | 0.011838 | 0.0016598 | 0.0016598 | 0.011838 | 0.1452 | 0.19035 | 0.66952 | 0.40305
NSR NV Power Consent - NOX Cap Annual v3.1 | 958 | 1852 | Rate Constraint in MTons | FALSE | L | Annual | Qualifying Generation | TWh | 0.011838 | 0.0016598 | 0.0016598 | 0.011838 | 0.1452 | 0.19035 | 0.66952 | 0.40305
NSR NV Power Consent - NOX Cap Annual v3.1 | 958 | 1852 | Rate Constraint in MTons | FALSE | L | Annual | Rate | lb/MWh | 0.85988 | 0.85988 | 0.85988 | 0.85988 | 0.85988 | 0.85988 | 0.85988 | 0.85988
NSR NV Power Consent - NOX Cap Annual v3.1 | 958 | 1852 | Rate Constraint in MTons | FALSE | L | Annual | Constraint Shadow Price | US2016$/Ton | 0 | 0 | 0 | 0 | 0 | 0 | 0 | 0
NSR Oak Creek 5-8 - NOX Rate Annual v3.1, Unit 5717 and retrofits | 959 | 1874 | Rate Constraint in lbs/MMBtu | FALSE | L | Annual | Seasons Included | Seasons | Winter, WintShld, Summer | Winter, WintShld, Summer | Winter, WintShld, Summer | Winter, WintShld, Summer | Winter, WintShld, Summer | Winter, WintShld, Summer | Winter, WintShld, Summer | Winter, WintShld, Summer
NSR Oak Creek 5-8 - NOX Rate Annual v3.1, Unit 5717 and retrofits | 959 | 1874 | Rate Constraint in lbs/MMBtu | FALSE | L | Annual | Standard NOX | lb/MMBtu | 0.08 | 0.08 | 0.08 | 0.08 | 0.08 | 0.08 | 0.08 | 0.08
NSR Oak Creek 5-8 - NOX Rate Annual v3.1, Unit 5717 and retrofits | 959 | 1874 | Rate Constraint in lbs/MMBtu | FALSE | L | Annual | Emissions at Affected Plants NOX | Thousand Tons | 0.43153 | 0.43652 | 0.44045 | 0.40263 | 0.3094 | 0.38013 | 0.36725 | 0.34408
NSR Oak Creek 5-8 - NOX Rate Annual v3.1, Unit 5717 and retrofits | 959 | 1874 | Rate Constraint in lbs/MMBtu | FALSE | L | Annual | Allowances Purchased NOX | Thousand Tons | 0 | 0 | 0 | 0 | 0 | 0 | 0 | 0
NSR Oak Creek 5-8 - NOX Rate Annual v3.1, Unit 5717 and retrofits | 959 | 1874 | Rate Constraint in lbs/MMBtu | FALSE | L | Annual | Allowances Sold NOX | Thousand Tons | 0 | 0 | 0 | 0 | 0 | 0 | 0 | 0
NSR Oak Creek 5-8 - NOX Rate Annual v3.1, Unit 5717 and retrofits | 959 | 1874 | Rate Constraint in lbs/MMBtu | FALSE | L | Annual | Allowances Banked | Thousand Tons | 0 | 0 | 0 | 0 | 0 | 0 | 0 | 0
NSR Oak Creek 5-8 - NOX Rate Annual v3.1, Unit 5717 and retrofits | 959 | 1874 | Rate Constraint in lbs/MMBtu | FALSE | L | Annual | Allowances Withdrawn (1:1) | Thousand Tons | 0 | 0 | 0 | 0 | 0 | 0 | 0 | 0
NSR Oak Creek 5-8 - NOX Rate Annual v3.1, Unit 5717 and retrofits | 959 | 1874 | Rate Constraint in lbs/MMBtu | FALSE | L | Annual | Allowances Withdrawn (n:1) | Thousand Tons | 0 | 0 | 0 | 0 | 0 | 0 | 0 | 0
NSR Oak Creek 5-8 - NOX Rate Annual v3.1, Unit 5717 and retrofits | 959 | 1874 | Rate Constraint in lbs/MMBtu | FALSE | L | Annual | Net Emissions Allowance Position | Thousand Tons | 0.43153 | 0.43652 | 0.44045 | 0.40263 | 0.3094 | 0.38013 | 0.36725 | 0.34408
NSR Oak Creek 5-8 - NOX Rate Annual v3.1, Unit 5717 and retrofits | 959 | 1874 | Rate Constraint in lbs/MMBtu | FALSE | L | Annual | Fuel Consumed | TBtu | 14.5223 | 14.6901 | 14.8225 | 13.5498 | 10.4121 | 12.7926 | 12.359 | 11.5792
NSR Oak Creek 5-8 - NOX Rate Annual v3.1, Unit 5717 and retrofits | 959 | 1874 | Rate Constraint in lbs/MMBtu | FALSE | L | Annual | Rate | lb/MMBtu | 0.05943 | 0.05943 | 0.05943 | 0.05943 | 0.05943 | 0.05943 | 0.05943 | 0.05943
NSR Oak Creek 5-8 - NOX Rate Annual v3.1, Unit 5717 and retrofits | 959 | 1874 | Rate Constraint in lbs/MMBtu | FALSE | L | Annual | Generation | TWh | 1.438 | 1.4546 | 1.4677 | 1.3417 | 1.031 | 1.2667 | 1.2238 | 1.1466
NSR Oak Creek 5-8 - NOX Rate Annual v3.1, Unit 5717 and retrofits | 959 | 1874 | Rate Constraint in lbs/MMBtu | FALSE | L | Annual | Qualifying Generation | TWh | 1.438 | 1.4546 | 1.4677 | 1.3417 | 1.031 | 1.2667 | 1.2238 | 1.1466
NSR Oak Creek 5-8 - NOX Rate Annual v3.1, Unit 5717 and retrofits | 959 | 1874 | Rate Constraint in lbs/MMBtu | FALSE | L | Annual | Rate | lb/MWh | 0.60018 | 0.60018 | 0.60018 | 0.60018 | 0.60018 | 0.60018 | 0.60018 | 0.60018
NSR Oak Creek 5-8 - NOX Rate Annual v3.1, Unit 5717 and retrofits | 959 | 1874 | Rate Constraint in lbs/MMBtu | FALSE | L | Annual | Constraint Shadow Price | US2016$/Ton | 0 | 0 | 0 | 0 | 0 | 0 | 0 | 0
NSR Oak Creek 5-8 - NOX Rate Annual v3.1, Unit 5718 and retrofits | 960 | 1874 | Rate Constraint in lbs/MMBtu | FALSE | L | Annual | Seasons Included | Seasons | Winter, WintShld, Summer | Winter, WintShld, Summer | Winter, WintShld, Summer | Winter, WintShld, Summer | Winter, WintShld, Summer | Winter, WintShld, Summer | Winter, WintShld, Summer | Winter, WintShld, Summer
NSR Oak Creek 5-8 - NOX Rate Annual v3.1, Unit 5718 and retrofits | 960 | 1874 | Rate Constraint in lbs/MMBtu | FALSE | L | Annual | Standard NOX | lb/MMBtu | 0.08 | 0.08 | 0.08 | 0.08 | 0.08 | 0.08 | 0.08 | 0.08
NSR Oak Creek 5-8 - NOX Rate Annual v3.1, Unit 5718 and retrofits | 960 | 1874 | Rate Constraint in lbs/MMBtu | FALSE | L | Annual | Emissions at Affected Plants NOX | Thousand Tons | 0.42745 | 0.45727 | 0.46083 | 0.42027 | 0.3222 | 0.3536 | 0.35775 | 0.33719
NSR Oak Creek 5-8 - NOX Rate Annual v3.1, Unit 5718 and retrofits | 960 | 1874 | Rate Constraint in lbs/MMBtu | FALSE | L | Annual | Allowances Purchased NOX | Thousand Tons | 0 | 0 | 0 | 0 | 0 | 0 | 0 | 0
NSR Oak Creek 5-8 - NOX Rate Annual v3.1, Unit 5718 and retrofits | 960 | 1874 | Rate Constraint in lbs/MMBtu | FALSE | L | Annual | Allowances Sold NOX | Thousand Tons | 0 | 0 | 0 | 0 | 0 | 0 | 0 | 0
NSR Oak Creek 5-8 - NOX Rate Annual v3.1, Unit 5718 and retrofits | 960 | 1874 | Rate Constraint in lbs/MMBtu | FALSE | L | Annual | Allowances Banked | Thousand Tons | 0 | 0 | 0 | 0 | 0 | 0 | 0 | 0
NSR Oak Creek 5-8 - NOX Rate Annual v3.1, Unit 5718 and retrofits | 960 | 1874 | Rate Constraint in lbs/MMBtu | FALSE | L | Annual | Allowances Withdrawn (1:1) | Thousand Tons | 0 | 0 | 0 | 0 | 0 | 0 | 0 | 0
NSR Oak Creek 5-8 - NOX Rate Annual v3.1, Unit 5718 and retrofits | 960 | 1874 | Rate Constraint in lbs/MMBtu | FALSE | L | Annual | Allowances Withdrawn (n:1) | Thousand Tons | 0 | 0 | 0 | 0 | 0 | 0 | 0 | 0
NSR Oak Creek 5-8 - NOX Rate Annual v3.1, Unit 5718 and retrofits | 960 | 1874 | Rate Constraint in lbs/MMBtu | FALSE | L | Annual | Net Emissions Allowance Position | Thousand Tons | 0.42745 | 0.45727 | 0.46083 | 0.42027 | 0.3222 | 0.3536 | 0.35775 | 0.33719
NSR Oak Creek 5-8 - NOX Rate Annual v3.1, Unit 5718 and retrofits | 960 | 1874 | Rate Constraint in lbs/MMBtu | FALSE | L | Annual | Fuel Consumed | TBtu | 14.3608 | 15.3626 | 15.4823 | 14.1196 | 10.8246 | 11.8797 | 12.019 | 11.3282
NSR Oak Creek 5-8 - NOX Rate Annual v3.1, Unit 5718 and retrofits | 960 | 1874 | Rate Constraint in lbs/MMBtu | FALSE | L | Annual | Rate | lb/MMBtu | 0.05953 | 0.05953 | 0.05953 | 0.05953 | 0.05953 | 0.05953 | 0.05953 | 0.05953
NSR Oak Creek 5-8 - NOX Rate Annual v3.1, Unit 5718 and retrofits | 960 | 1874 | Rate Constraint in lbs/MMBtu | FALSE | L | Annual | Generation | TWh | 1.4045 | 1.5025 | 1.5142 | 1.3809 | 1.0586 | 1.1618 | 1.1755 | 1.1079
NSR Oak Creek 5-8 - NOX Rate Annual v3.1, Unit 5718 and retrofits | 960 | 1874 | Rate Constraint in lbs/MMBtu | FALSE | L | Annual | Qualifying Generation | TWh | 1.4045 | 1.5025 | 1.5142 | 1.3809 | 1.0586 | 1.1618 | 1.1755 | 1.1079
NSR Oak Creek 5-8 - NOX Rate Annual v3.1, Unit 5718 and retrofits | 960 | 1874 | Rate Constraint in lbs/MMBtu | FALSE | L | Annual | Rate | lb/MWh | 0.60869 | 0.60869 | 0.60869 | 0.60869 | 0.60869 | 0.60869 | 0.60869 | 0.60869
NSR Oak Creek 5-8 - NOX Rate Annual v3.1, Unit 5718 and retrofits | 960 | 1874 | Rate Constraint in lbs/MMBtu | FALSE | L | Annual | Constraint Shadow Price | US2016$/Ton | 0 | 0 | 0 | 0 | 0 | 0 | 0 | 0
NSR Oak Creek 5-8 - NOX Rate Annual v3.1, Unit 5719 and retrofits | 961 | 1874 | Rate Constraint in lbs/MMBtu | FALSE | L | Annual | Seasons Included | Seasons | Winter, WintShld, Summer | Winter, WintShld, Summer | Winter, WintShld, Summer | Winter, WintShld, Summer | Winter, WintShld, Summer | Winter, WintShld, Summer | Winter, WintShld, Summer | Winter, WintShld, Summer
NSR Oak Creek 5-8 - NOX Rate Annual v3.1, Unit 5719 and retrofits | 961 | 1874 | Rate Constraint in lbs/MMBtu | FALSE | L | Annual | Standard NOX | lb/MMBtu | 0.08 | 0.08 | 0.08 | 0.08 | 0.08 | 0.08 | 0.08 | 0.08
NSR Oak Creek 5-8 - NOX Rate Annual v3.1, Unit 5719 and retrofits | 961 | 1874 | Rate Constraint in lbs/MMBtu | FALSE | L | Annual | Emissions at Affected Plants NOX | Thousand Tons | 0.39362 | 0.45665 | 0.39362 | 0.4505 | 0.34384 | 0.44132 | 0.44132 | 0.37942
NSR Oak Creek 5-8 - NOX Rate Annual v3.1, Unit 5719 and retrofits | 961 | 1874 | Rate Constraint in lbs/MMBtu | FALSE | L | Annual | Allowances Purchased NOX | Thousand Tons | 0 | 0 | 0 | 0 | 0 | 0 | 0 | 0
NSR Oak Creek 5-8 - NOX Rate Annual v3.1, Unit 5719 and retrofits | 961 | 1874 | Rate Constraint in lbs/MMBtu | FALSE | L | Annual | Allowances Sold NOX | Thousand Tons | 0 | 0 | 0 | 0 | 0 | 0 | 0 | 0
NSR Oak Creek 5-8 - NOX Rate Annual v3.1, Unit 5719 and retrofits | 961 | 1874 | Rate Constraint in lbs/MMBtu | FALSE | L | Annual | Allowances Banked | Thousand Tons | 0 | 0 | 0 | 0 | 0 | 0 | 0 | 0
NSR Oak Creek 5-8 - NOX Rate Annual v3.1, Unit 5719 and retrofits | 961 | 1874 | Rate Constraint in lbs/MMBtu | FALSE | L | Annual | Allowances Withdrawn (1:1) | Thousand Tons | 0 | 0 | 0 | 0 | 0 | 0 | 0 | 0
NSR Oak Creek 5-8 - NOX Rate Annual v3.1, Unit 5719 and retrofits | 961 | 1874 | Rate Constraint in lbs/MMBtu | FALSE | L | Annual | Allowances Withdrawn (n:1) | Thousand Tons | 0 | 0 | 0 | 0 | 0 | 0 | 0 | 0
NSR Oak Creek 5-8 - NOX Rate Annual v3.1, Unit 5719 and retrofits | 961 | 1874 | Rate Constraint in lbs/MMBtu | FALSE | L | Annual | Net Emissions Allowance Position | Thousand Tons | 0.39362 | 0.45665 | 0.39362 | 0.4505 | 0.34384 | 0.44132 | 0.44132 | 0.37942
NSR Oak Creek 5-8 - NOX Rate Annual v3.1, Unit 5719 and retrofits | 961 | 1874 | Rate Constraint in lbs/MMBtu | FALSE | L | Annual | Fuel Consumed | TBtu | 12.6059 | 14.6244 | 12.6059 | 14.4276 | 11.0118 | 14.1335 | 14.1335 | 12.1513
NSR Oak Creek 5-8 - NOX Rate Annual v3.1, Unit 5719 and retrofits | 961 | 1874 | Rate Constraint in lbs/MMBtu | FALSE | L | Annual | Rate | lb/MMBtu | 0.06245 | 0.06245 | 0.06245 | 0.06245 | 0.06245 | 0.06245 | 0.06245 | 0.06245
NSR Oak Creek 5-8 - NOX Rate Annual v3.1, Unit 5719 and retrofits | 961 | 1874 | Rate Constraint in lbs/MMBtu | FALSE | L | Annual | Generation | TWh | 1.2639 | 1.4663 | 1.2639 | 1.4465 | 1.1041 | 1.417 | 1.417 | 1.2183
NSR Oak Creek 5-8 - NOX Rate Annual v3.1, Unit 5719 and retrofits | 961 | 1874 | Rate Constraint in lbs/MMBtu | FALSE | L | Annual | Qualifying Generation | TWh | 1.2639 | 1.4663 | 1.2639 | 1.4465 | 1.1041 | 1.417 | 1.417 | 1.2183
NSR Oak Creek 5-8 - NOX Rate Annual v3.1, Unit 5719 and retrofits | 961 | 1874 | Rate Constraint in lbs/MMBtu | FALSE | L | Annual | Rate | lb/MWh | 0.62288 | 0.62288 | 0.62288 | 0.62288 | 0.62288 | 0.62288 | 0.62288 | 0.62288
NSR Oak Creek 5-8 - NOX Rate Annual v3.1, Unit 5719 and retrofits | 961 | 1874 | Rate Constraint in lbs/MMBtu | FALSE | L | Annual | Constraint Shadow Price | US2016$/Ton | 0 | 0 | 0 | 0 | 0 | 0 | 0 | 0
NSR Oak Creek 5-8 - NOX Rate Annual v3.1, Unit 5720 and retrofits | 962 | 1874 | Rate Constraint in lbs/MMBtu | FALSE | L | Annual | Seasons Included | Seasons | Winter, WintShld, Summer | Winter, WintShld, Summer | Winter, WintShld, Summer | Winter, WintShld, Summer | Winter, WintShld, Summer | Winter, WintShld, Summer | Winter, WintShld, Summer | Winter, WintShld, Summer
NSR Oak Creek 5-8 - NOX Rate Annual v3.1, Unit 5720 and retrofits | 962 | 1874 | Rate Constraint in lbs/MMBtu | FALSE | L | Annual | Standard NOX | lb/MMBtu | 0.08 | 0.08 | 0.08 | 0.08 | 0.08 | 0.08 | 0.08 | 0.08
NSR Oak Creek 5-8 - NOX Rate Annual v3.1, Unit 5720 and retrofits | 962 | 1874 | Rate Constraint in lbs/MMBtu | FALSE | L | Annual | Emissions at Affected Plants NOX | Thousand Tons | 0.36606 | 0.42468 | 0.38085 | 0.41897 | 0.31977 | 0.41042 | 0.41042 | 0.35286
NSR Oak Creek 5-8 - NOX Rate Annual v3.1, Unit 5720 and retrofits | 962 | 1874 | Rate Constraint in lbs/MMBtu | FALSE | L | Annual | Allowances Purchased NOX | Thousand Tons | 0 | 0 | 0 | 0 | 0 | 0 | 0 | 0
NSR Oak Creek 5-8 - NOX Rate Annual v3.1, Unit 5720 and retrofits | 962 | 1874 | Rate Constraint in lbs/MMBtu | FALSE | L | Annual | Allowances Sold NOX | Thousand Tons | 0 | 0 | 0 | 0 | 0 | 0 | 0 | 0
NSR Oak Creek 5-8 - NOX Rate Annual v3.1, Unit 5720 and retrofits | 962 | 1874 | Rate Constraint in lbs/MMBtu | FALSE | L | Annual | Allowances Banked | Thousand Tons | 0 | 0 | 0 | 0 | 0 | 0 | 0 | 0
NSR Oak Creek 5-8 - NOX Rate Annual v3.1, Unit 5720 and retrofits | 962 | 1874 | Rate Constraint in lbs/MMBtu | FALSE | L | Annual | Allowances Withdrawn (1:1) | Thousand Tons | 0 | 0 | 0 | 0 | 0 | 0 | 0 | 0
NSR Oak Creek 5-8 - NOX Rate Annual v3.1, Unit 5720 and retrofits | 962 | 1874 | Rate Constraint in lbs/MMBtu | FALSE | L | Annual | Allowances Withdrawn (n:1) | Thousand Tons | 0 | 0 | 0 | 0 | 0 | 0 | 0 | 0
NSR Oak Creek 5-8 - NOX Rate Annual v3.1, Unit 5720 and retrofits | 962 | 1874 | Rate Constraint in lbs/MMBtu | FALSE | L | Annual | Net Emissions Allowance Position | Thousand Tons | 0.36606 | 0.42468 | 0.38085 | 0.41897 | 0.31977 | 0.41042 | 0.41042 | 0.35286
NSR Oak Creek 5-8 - NOX Rate Annual v3.1, Unit 5720 and retrofits | 962 | 1874 | Rate Constraint in lbs/MMBtu | FALSE | L | Annual | Fuel Consumed | TBtu | 12.3171 | 14.2894 | 12.8144 | 14.0971 | 10.7596 | 13.8097 | 13.8097 | 11.8729
NSR Oak Creek 5-8 - NOX Rate Annual v3.1, Unit 5720 and retrofits | 962 | 1874 | Rate Constraint in lbs/MMBtu | FALSE | L | Annual | Rate | lb/MMBtu | 0.05944 | 0.05944 | 0.05944 | 0.05944 | 0.05944 | 0.05944 | 0.05944 | 0.05944
NSR Oak Creek 5-8 - NOX Rate Annual v3.1, Unit 5720 and retrofits | 962 | 1874 | Rate Constraint in lbs/MMBtu | FALSE | L | Annual | Generation | TWh | 1.2358 | 1.4337 | 1.2857 | 1.4144 | 1.0795 | 1.3855 | 1.3855 | 1.1912
NSR Oak Creek 5-8 - NOX Rate Annual v3.1, Unit 5720 and retrofits | 962 | 1874 | Rate Constraint in lbs/MMBtu | FALSE | L | Annual | Qualifying Generation | TWh | 1.2358 | 1.4337 | 1.2857 | 1.4144 | 1.0795 | 1.3855 | 1.3855 | 1.1912
NSR Oak Creek 5-8 - NOX Rate Annual v3.1, Unit 5720 and retrofits | 962 | 1874 | Rate Constraint in lbs/MMBtu | FALSE | L | Annual | Rate | lb/MWh | 0.59244 | 0.59244 | 0.59244 | 0.59244 | 0.59244 | 0.59244 | 0.59244 | 0.59244
NSR Oak Creek 5-8 - NOX Rate Annual v3.1, Unit 5720 and retrofits | 962 | 1874 | Rate Constraint in lbs/MMBtu | FALSE | L | Annual | Constraint Shadow Price | US2016$/Ton | 0 | 0 | 0 | 0 | 0 | 0 | 0 | 0
NSR Oak Creek 5-8 - SO2 Rate Annual v5.16 | 963 | 6628 | Rate Constraint in lbs/MMBtu | FALSE | L | Annual | Seasons Included | Seasons | Winter, WintShld, Summer | Winter, WintShld, Summer | Winter, WintShld, Summer | Winter, WintShld, Summer | Winter, WintShld, Summer | Winter, WintShld, Summer | Winter, WintShld, Summer | Winter, WintShld, Summer
NSR Oak Creek 5-8 - SO2 Rate Annual v5.16 | 963 | 6628 | Rate Constraint in lbs/MMBtu | FALSE | L | Annual | Standard SO2 | lb/MMBtu | 0.08 | 0.08 | 0.08 | 0.08 | 0.08 | 0.08 | 0.08 | 0.08
NSR Oak Creek 5-8 - SO2 Rate Annual v5.16 | 963 | 6628 | Rate Constraint in lbs/MMBtu | FALSE | L | Annual | Emissions at Affected Plants SO2 | Thousand Tons | 0.7026 | 0.76998 | 0.72766 | 0.73378 | 0.5616 | 0.68705 | 0.68321 | 0.61283
NSR Oak Creek 5-8 - SO2 Rate Annual v5.16 | 963 | 6628 | Rate Constraint in lbs/MMBtu | FALSE | L | Annual | Allowances Purchased SO2 | Thousand Tons | 0 | 0 | 0 | 0 | 0 | 0 | 0 | 0
NSR Oak Creek 5-8 - SO2 Rate Annual v5.16 | 963 | 6628 | Rate Constraint in lbs/MMBtu | FALSE | L | Annual | Allowances Sold SO2 | Thousand Tons | 0 | 0 | 0 | 0 | 0 | 0 | 0 | 0
NSR Oak Creek 5-8 - SO2 Rate Annual v5.16 | 963 | 6628 | Rate Constraint in lbs/MMBtu | FALSE | L | Annual | Allowances Banked | Thousand Tons | 0 | 0 | 0 | 0 | 0 | 0 | 0 | 0
NSR Oak Creek 5-8 - SO2 Rate Annual v5.16 | 963 | 6628 | Rate Constraint in lbs/MMBtu | FALSE | L | Annual | Allowances Withdrawn (1:1) | Thousand Tons | 0 | 0 | 0 | 0 | 0 | 0 | 0 | 0
NSR Oak Creek 5-8 - SO2 Rate Annual v5.16 | 963 | 6628 | Rate Constraint in lbs/MMBtu | FALSE | L | Annual | Allowances Withdrawn (n:1) | Thousand Tons | 0 | 0 | 0 | 0 | 0 | 0 | 0 | 0
NSR Oak Creek 5-8 - SO2 Rate Annual v5.16 | 963 | 6628 | Rate Constraint in lbs/MMBtu | FALSE | L | Annual | Net Emissions Allowance Position | Thousand Tons | 0.7026 | 0.76998 | 0.72766 | 0.73378 | 0.5616 | 0.68705 | 0.68321 | 0.61283
NSR Oak Creek 5-8 - SO2 Rate Annual v5.16 | 963 | 6628 | Rate Constraint in lbs/MMBtu | FALSE | L | Annual | Fuel Consumed | TBtu | 53.8061 | 58.9664 | 55.7252 | 56.1942 | 43.0082 | 52.6154 | 52.3211 | 46.9317
NSR Oak Creek 5-8 - SO2 Rate Annual v5.16 | 963 | 6628 | Rate Constraint in lbs/MMBtu | FALSE | L | Annual | Rate | lb/MMBtu | 0.026116 | 0.026116 | 0.026116 | 0.026116 | 0.026116 | 0.026116 | 0.026116 | 0.026116
NSR Oak Creek 5-8 - SO2 Rate Annual v5.16 | 963 | 6628 | Rate Constraint in lbs/MMBtu | FALSE | L | Annual | Generation | TWh | 5.3421 | 5.857 | 5.5314 | 5.5835 | 4.2732 | 5.2311 | 5.2018 | 4.664
NSR Oak Creek 5-8 - SO2 Rate Annual v5.16 | 963 | 6628 | Rate Constraint in lbs/MMBtu | FALSE | L | Annual | Qualifying Generation | TWh | 5.3421 | 5.857 | 5.5314 | 5.5835 | 4.2732 | 5.2311 | 5.2018 | 4.664
NSR Oak Creek 5-8 - SO2 Rate Annual v5.16 | 963 | 6628 | Rate Constraint in lbs/MMBtu | FALSE | L | Annual | Rate | lb/MWh | 0.26304 | 0.26293 | 0.2631 | 0.26284 | 0.26285 | 0.26268 | 0.26268 | 0.26279
NSR Oak Creek 5-8 - SO2 Rate Annual v5.16 | 963 | 6628 | Rate Constraint in lbs/MMBtu | FALSE | L | Annual | Constraint Shadow Price | US2016$/Ton | 0 | 0 | 0 | 0 | 0 | 0 | 0 | 0
NSR OH Edison - NOX Cap Annual v3.1 | 964 | 1853 | Rate Constraint in MTons | FALSE | L | Annual | Seasons Included | Seasons | Winter, WintShld, Summer | Winter, WintShld, Summer | Winter, WintShld, Summer | Winter, WintShld, Summer | Winter, WintShld, Summer | Winter, WintShld, Summer | Winter, WintShld, Summer | Winter, WintShld, Summer
NSR OH Edison - NOX Cap Annual v3.1 | 964 | 1853 | Rate Constraint in MTons | FALSE | L | Annual | Standard NOX | Thousand Tons | 11.86 | 11.86 | 11.86 | 11.86 | 11.86 | 11.86 | 11.86 | 11.86
NSR OH Edison - NOX Cap Annual v3.1 | 964 | 1853 | Rate Constraint in MTons | FALSE | L | Annual | Emissions at Affected Plants NOX | Thousand Tons | 5.9512 | 0 | 0 | 0 | 0 | 0 | 0 | 0
NSR OH Edison - NOX Cap Annual v3.1 | 964 | 1853 | Rate Constraint in MTons | FALSE | L | Annual | Allowances Purchased NOX | Thousand Tons | 0 | 0 | 0 | 0 | 0 | 0 | 0 | 0
NSR OH Edison - NOX Cap Annual v3.1 | 964 | 1853 | Rate Constraint in MTons | FALSE | L | Annual | Allowances Sold NOX | Thousand Tons | 0 | 0 | 0 | 0 | 0 | 0 | 0 | 0
NSR OH Edison - NOX Cap Annual v3.1 | 964 | 1853 | Rate Constraint in MTons | FALSE | L | Annual | Allowances Banked | Thousand Tons | 0 | 0 | 0 | 0 | 0 | 0 | 0 | 0
NSR OH Edison - NOX Cap Annual v3.1 | 964 | 1853 | Rate Constraint in MTons | FALSE | L | Annual | Allowances Withdrawn (1:1) | Thousand Tons | 0 | 0 | 0 | 0 | 0 | 0 | 0 | 0
NSR OH Edison - NOX Cap Annual v3.1 | 964 | 1853 | Rate Constraint in MTons | FALSE | L | Annual | Allowances Withdrawn (n:1) | Thousand Tons | 0 | 0 | 0 | 0 | 0 | 0 | 0 | 0
NSR OH Edison - NOX Cap Annual v3.1 | 964 | 1853 | Rate Constraint in MTons | FALSE | L | Annual | Net Emissions Allowance Position | Thousand Tons | 5.9512 | 0 | 0 | 0 | 0 | 0 | 0 | 0
NSR OH Edison - NOX Cap Annual v3.1 | 964 | 1853 | Rate Constraint in MTons | FALSE | L | Annual | Fuel Consumed | TBtu | 108.5782 | 0 | 0 | 0 | 0 | 0 | 0 | 0
NSR OH Edison - NOX Cap Annual v3.1 | 964 | 1853 | Rate Constraint in MTons | FALSE | L | Annual | Rate | lb/MMBtu | 0.10962 | 0 | 0 | 0 | 0 | 0 | 0 | 0
NSR OH Edison - NOX Cap Annual v3.1 | 964 | 1853 | Rate Constraint in MTons | FALSE | L | Annual | Generation | TWh | 9.9188 | 0 | 0 | 0 | 0 | 0 | 0 | 0
NSR OH Edison - NOX Cap Annual v3.1 | 964 | 1853 | Rate Constraint in MTons | FALSE | L | Annual | Qualifying Generation | TWh | 9.9188 | 0 | 0 | 0 | 0 | 0 | 0 | 0
NSR OH Edison - NOX Cap Annual v3.1 | 964 | 1853 | Rate Constraint in MTons | FALSE | L | Annual | Rate | lb/MWh | 1.2 | 0 | 0 | 0 | 0 | 0 | 0 | 0
NSR OH Edison - NOX Cap Annual v3.1 | 964 | 1853 | Rate Constraint in MTons | FALSE | L | Annual | Constraint Shadow Price | US2016$/Ton | 0 | 0 | 0 | 0 | 0 | 0 | 0 | 0
NSR OH Edison - SO2 Cap Annual v3.1 | 965 | 1854 | Rate Constraint in MTons | FALSE | L | Annual | Seasons Included | Seasons | Winter, WintShld, Summer | Winter, WintShld, Summer | Winter, WintShld, Summer | Winter, WintShld, Summer | Winter, WintShld, Summer | Winter, WintShld, Summer | Winter, WintShld, Summer | Winter, WintShld, Summer
NSR OH Edison - SO2 Cap Annual v3.1 | 965 | 1854 | Rate Constraint in MTons | FALSE | L | Annual | Standard SO2 | Thousand Tons | 29.9 | 29.9 | 29.9 | 29.9 | 29.9 | 29.9 | 29.9 | 29.9
NSR OH Edison - SO2 Cap Annual v3.1 | 965 | 1854 | Rate Constraint in MTons | FALSE | L | Annual | Emissions at Affected Plants SO2 | Thousand Tons | 5.198 | 0 | 0 | 0 | 0 | 0 | 0 | 0
NSR OH Edison - SO2 Cap Annual v3.1 | 965 | 1854 | Rate Constraint in MTons | FALSE | L | Annual | Allowances Purchased SO2 | Thousand Tons | 0 | 0 | 0 | 0 | 0 | 0 | 0 | 0
NSR OH Edison - SO2 Cap Annual v3.1 | 965 | 1854 | Rate Constraint in MTons | FALSE | L | Annual | Allowances Sold SO2 | Thousand Tons | 0 | 0 | 0 | 0 | 0 | 0 | 0 | 0
NSR OH Edison - SO2 Cap Annual v3.1 | 965 | 1854 | Rate Constraint in MTons | FALSE | L | Annual | Allowances Banked | Thousand Tons | 0 | 0 | 0 | 0 | 0 | 0 | 0 | 0
NSR OH Edison - SO2 Cap Annual v3.1 | 965 | 1854 | Rate Constraint in MTons | FALSE | L | Annual | Allowances Withdrawn (1:1) | Thousand Tons | 0 | 0 | 0 | 0 | 0 | 0 | 0 | 0
NSR OH Edison - SO2 Cap Annual v3.1 | 965 | 1854 | Rate Constraint in MTons | FALSE | L | Annual | Allowances Withdrawn (n:1) | Thousand Tons | 0 | 0 | 0 | 0 | 0 | 0 | 0 | 0
NSR OH Edison - SO2 Cap Annual v3.1 | 965 | 1854 | Rate Constraint in MTons | FALSE | L | Annual | Net Emissions Allowance Position | Thousand Tons | 5.198 | 0 | 0 | 0 | 0 | 0 | 0 | 0
NSR OH Edison - SO2 Cap Annual v3.1 | 965 | 1854 | Rate Constraint in MTons | FALSE | L | Annual | Fuel Consumed | TBtu | 108.5782 | 0 | 0 | 0 | 0 | 0 | 0 | 0
NSR OH Edison - SO2 Cap Annual v3.1 | 965 | 1854 | Rate Constraint in MTons | FALSE | L | Annual | Rate | lb/MMBtu | 0.095747 | 0 | 0 | 0 | 0 | 0 | 0 | 0
NSR OH Edison - SO2 Cap Annual v3.1 | 965 | 1854 | Rate Constraint in MTons | FALSE | L | Annual | Generation | TWh | 9.9188 | 0 | 0 | 0 | 0 | 0 | 0 | 0
NSR OH Edison - SO2 Cap Annual v3.1 | 965 | 1854 | Rate Constraint in MTons | FALSE | L | Annual | Qualifying Generation | TWh | 9.9188 | 0 | 0 | 0 | 0 | 0 | 0 | 0
NSR OH Edison - SO2 Cap Annual v3.1 | 965 | 1854 | Rate Constraint in MTons | FALSE | L | Annual | Rate | lb/MWh | 1.0481 | 0 | 0 | 0 | 0 | 0 | 0 | 0
NSR OH Edison - SO2 Cap Annual v3.1 | 965 | 1854 | Rate Constraint in MTons | FALSE | L | Annual | Constraint Shadow Price | US2016$/Ton | 0 | 0 | 0 | 0 | 0 | 0 | 0 | 0
NSR Ottumwa Unit 1 NOX Rate v5.16 | 966 | 6659 | Rate Constraint in lbs/MMBtu | FALSE | L | Annual | Seasons Included | Seasons | Winter, WintShld, Summer | Winter, WintShld, Summer | Winter, WintShld, Summer | Winter, WintShld, Summer | Winter, WintShld, Summer | Winter, WintShld, Summer | Winter, WintShld, Summer | Winter, WintShld, Summer
NSR Ottumwa Unit 1 NOX Rate v5.16 | 966 | 6659 | Rate Constraint in lbs/MMBtu | FALSE | L | Annual | Standard NOX | lb/MMBtu | 0.08 | 0.08 | 0.08 | 0.08 | 0.08 | 0.08 | 0.08 | 0.08
NSR Ottumwa Unit 1 NOX Rate v5.16 | 966 | 6659 | Rate Constraint in lbs/MMBtu | FALSE | L | Annual | Emissions at Affected Plants NOX | Thousand Tons | 1.9496 | 2.2516 | 1.9764 | 2.0992 | 2.0063 | 2.0063 | 2.0063 | 2.0063
NSR Ottumwa Unit 1 NOX Rate v5.16 | 966 | 6659 | Rate Constraint in lbs/MMBtu | FALSE | L | Annual | Allowances Purchased NOX | Thousand Tons | 0 | 0 | 0 | 0 | 0 | 0 | 0 | 0
NSR Ottumwa Unit 1 NOX Rate v5.16 | 966 | 6659 | Rate Constraint in lbs/MMBtu | FALSE | L | Annual | Allowances Sold NOX | Thousand Tons | 0 | 0 | 0 | 0 | 0 | 0 | 0 | 0
NSR Ottumwa Unit 1 NOX Rate v5.16 | 966 | 6659 | Rate Constraint in lbs/MMBtu | FALSE | L | Annual | Allowances Banked | Thousand Tons | 0 | 0 | 0 | 0 | 0 | 0 | 0 | 0
NSR Ottumwa Unit 1 NOX Rate v5.16 | 966 | 6659 | Rate Constraint in lbs/MMBtu | FALSE | L | Annual | Allowances Withdrawn (1:1) | Thousand Tons | 0 | 0 | 0 | 0 | 0 | 0 | 0 | 0
NSR Ottumwa Unit 1 NOX Rate v5.16 | 966 | 6659 | Rate Constraint in lbs/MMBtu | FALSE | L | Annual | Allowances Withdrawn (n:1) | Thousand Tons | 0 | 0 | 0 | 0 | 0 | 0 | 0 | 0
NSR Ottumwa Unit 1 NOX Rate v5.16 | 966 | 6659 | Rate Constraint in lbs/MMBtu | FALSE | L | Annual | Net Emissions Allowance Position | Thousand Tons | 1.9496 | 2.2516 | 1.9764 | 2.0992 | 2.0063 | 2.0063 | 2.0063 | 2.0063
NSR Ottumwa Unit 1 NOX Rate v5.16 | 966 | 6659 | Rate Constraint in lbs/MMBtu | FALSE | L | Annual | Fuel Consumed | TBtu | 48.7406 | 56.2888 | 49.4109 | 52.4801 | 50.1577 | 50.1577 | 50.1577 | 50.1577
NSR Ottumwa Unit 1 NOX Rate v5.16 | 966 | 6659 | Rate Constraint in lbs/MMBtu | FALSE | L | Annual | Rate | lb/MMBtu | 0.08 | 0.08 | 0.08 | 0.08 | 0.08 | 0.08 | 0.08 | 0.08
NSR Ottumwa Unit 1 NOX Rate v5.16 | 966 | 6659 | Rate Constraint in lbs/MMBtu | FALSE | L | Annual | Generation | TWh | 4.5365 | 5.2391 | 4.5989 | 4.8846 | 4.6684 | 4.6684 | 4.6684 | 4.6684
NSR Ottumwa Unit 1 NOX Rate v5.16 | 966 | 6659 | Rate Constraint in lbs/MMBtu | FALSE | L | Annual | Qualifying Generation | TWh | 4.5365 | 5.2391 | 4.5989 | 4.8846 | 4.6684 | 4.6684 | 4.6684 | 4.6684
NSR Ottumwa Unit 1 NOX Rate v5.16 | 966 | 6659 | Rate Constraint in lbs/MMBtu | FALSE | L | Annual | Rate | lb/MWh | 0.85952 | 0.85952 | 0.85952 | 0.85952 | 0.85952 | 0.85952 | 0.85952 | 0.85952
NSR Ottumwa Unit 1 NOX Rate v5.16 | 966 | 6659 | Rate Constraint in lbs/MMBtu | FALSE | L | Annual | Constraint Shadow Price | US2016$/Ton | 0 | 0 | 0 | 0 | 0 | 0 | 0 | 0
NSR Ottumwa Unit 1 SO2 Rate v5.16 | 967 | 6617 | Rate Constraint in lbs/MMBtu | FALSE | L | Annual | Seasons Included | Seasons | Winter, WintShld, Summer | Winter, WintShld, Summer | Winter, WintShld, Summer | Winter, WintShld, Summer | Winter, WintShld, Summer | Winter, WintShld, Summer | Winter, WintShld, Summer | Winter, WintShld, Summer
NSR Ottumwa Unit 1 SO2 Rate v5.16 | 967 | 6617 | Rate Constraint in lbs/MMBtu | FALSE | L | Annual | Standard SO2 | lb/MMBtu | 0.075 | 0.075 | 0.075 | 0.075 | 0.075 | 0.075 | 0.075 | 0.075
NSR Ottumwa Unit 1 SO2 Rate v5.16 | 967 | 6617 | Rate Constraint in lbs/MMBtu | FALSE | L | Annual | Emissions at Affected Plants SO2 | Thousand Tons | 1.7215 | 1.9881 | 1.7451 | 1.8535 | 1.7715 | 1.7715 | 1.7715 | 1.7715
NSR Ottumwa Unit 1 SO2 Rate v5.16 | 967 | 6617 | Rate Constraint in lbs/MMBtu | FALSE | L | Annual | Allowances Purchased SO2 | Thousand Tons | 0 | 0 | 0 | 0 | 0 | 0 | 0 | 0
NSR Ottumwa Unit 1 SO2 Rate v5.16 | 967 | 6617 | Rate Constraint in lbs/MMBtu | FALSE | L | Annual | Allowances Sold SO2 | Thousand Tons | 0 | 0 | 0 | 0 | 0 | 0 | 0 | 0
NSR Ottumwa Unit 1 SO2 Rate v5.16 | 967 | 6617 | Rate Constraint in lbs/MMBtu | FALSE | L | Annual | Allowances Banked | Thousand Tons | 0 | 0 | 0 | 0 | 0 | 0 | 0 | 0
NSR Ottumwa Unit 1 SO2 Rate v5.16 | 967 | 6617 | Rate Constraint in lbs/MMBtu | FALSE | L | Annual | Allowances Withdrawn (1:1) | Thousand Tons | 0 | 0 | 0 | 0 | 0 | 0 | 0 | 0
NSR Ottumwa Unit 1 SO2 Rate v5.16 | 967 | 6617 | Rate Constraint in lbs/MMBtu | FALSE | L | Annual | Allowances Withdrawn (n:1) | Thousand Tons | 0 | 0 | 0 | 0 | 0 | 0 | 0 | 0
NSR Ottumwa Unit 1 SO2 Rate v5.16 | 967 | 6617 | Rate Constraint in lbs/MMBtu | FALSE | L | Annual | Net Emissions Allowance Position | Thousand Tons | 1.7215 | 1.9881 | 1.7451 | 1.8535 | 1.7715 | 1.7715 | 1.7715 | 1.7715
NSR Ottumwa Unit 1 SO2 Rate v5.16 | 967 | 6617 | Rate Constraint in lbs/MMBtu | FALSE | L | Annual | Fuel Consumed | TBtu | 48.7406 | 56.2888 | 49.4109 | 52.4801 | 50.1577 | 50.1577 | 50.1577 | 50.1577
NSR Ottumwa Unit 1 SO2 Rate v5.16 | 967 | 6617 | Rate Constraint in lbs/MMBtu | FALSE | L | Annual | Rate | lb/MMBtu | 0.070638 | 0.070638 | 0.070638 | 0.070638 | 0.070638 | 0.070638 | 0.070638 | 0.070638
NSR Ottumwa Unit 1 SO2 Rate v5.16 | 967 | 6617 | Rate Constraint in lbs/MMBtu | FALSE | L | Annual | Generation | TWh | 4.5365 | 5.2391 | 4.5989 | 4.8846 | 4.6684 | 4.6684 | 4.6684 | 4.6684
NSR Ottumwa Unit 1 SO2 Rate v5.16 | 967 | 6617 | Rate Constraint in lbs/MMBtu | FALSE | L | Annual | Qualifying Generation | TWh | 4.5365 | 5.2391 | 4.5989 | 4.8846 | 4.6684 | 4.6684 | 4.6684 | 4.6684
NSR Ottumwa Unit 1 SO2 Rate v5.16 | 967 | 6617 | Rate Constraint in lbs/MMBtu | FALSE | L | Annual | Rate | lb/MWh | 0.75893 | 0.75893 | 0.75893 | 0.75893 | 0.75893 | 0.75893 | 0.75893 | 0.75893
NSR Ottumwa Unit 1 SO2 Rate v5.16 | 967 | 6617 | Rate Constraint in lbs/MMBtu | FALSE | L | Annual | Constraint Shadow Price | US2016$/Ton | 0 | 0 | 0 | 0 | 0 | 0 | 0 | 0
NSR Pleasant Prairie 1,2 - NOX Rate Annual v3.1, Unit 4105 and retrofits | 968 | 1947 | Rate Constraint in lbs/MMBtu | FALSE | L | Annual | Seasons Included | Seasons | Winter, WintShld, Summer | Winter, WintShld, Summer | Winter, WintShld, Summer | Winter, WintShld, Summer | Winter, WintShld, Summer | Winter, WintShld, Summer | Winter, WintShld, Summer | Winter, WintShld, Summer
NSR Pleasant Prairie 1,2 - NOX Rate Annual v3.1, Unit 4105 and retrofits | 968 | 1947 | Rate Constraint in lbs/MMBtu | FALSE | L | Annual | Standard NOX | lb/MMBtu | 0.08 | 0.08 | 0.08 | 0.08 | 0.08 | 0.08 | 0.08 | 0.08
NSR Pleasant Prairie 1,2 - NOX Rate Annual v3.1, Unit 4105 and retrofits | 968 | 1947 | Rate Constraint in lbs/MMBtu | FALSE | L | Annual | Emissions at Affected Plants NOX | Thousand Tons | 0 | 0 | 0 | 0 | 0 | 0 | 0 | 0
NSR Pleasant Prairie 1,2 - NOX Rate Annual v3.1, Unit 4105 and retrofits | 968 | 1947 | Rate Constraint in lbs/MMBtu | FALSE | L | Annual | Allowances Purchased NOX | Thousand Tons | 0 | 0 | 0 | 0 | 0 | 0 | 0 | 0
NSR Pleasant Prairie 1,2 - NOX Rate Annual v3.1, Unit 4105 and retrofits | 968 | 1947 | Rate Constraint in lbs/MMBtu | FALSE | L | Annual | Allowances Sold NOX | Thousand Tons | 0 | 0 | 0 | 0 | 0 | 0 | 0 | 0
NSR Pleasant Prairie 1,2 - NOX Rate Annual v3.1, Unit 4105 and retrofits | 968 | 1947 | Rate Constraint in lbs/MMBtu | FALSE | L | Annual | Allowances Banked | Thousand Tons | 0 | 0 | 0 | 0 | 0 | 0 | 0 | 0
NSR Pleasant Prairie 1,2 - NOX Rate Annual v3.1, Unit 4105 and retrofits | 968 | 1947 | Rate Constraint in lbs/MMBtu | FALSE | L | Annual | Allowances Withdrawn (1:1) | Thousand Tons | 0 | 0 | 0 | 0 | 0 | 0 | 0 | 0
NSR Pleasant Prairie 1,2 - NOX Rate Annual v3.1, Unit 4105 and retrofits | 968 | 1947 | Rate Constraint in lbs/MMBtu | FALSE | L | Annual | Allowances Withdrawn (n:1) | Thousand Tons | 0 | 0 | 0 | 0 | 0 | 0 | 0 | 0
NSR Pleasant Prairie 1,2 - NOX Rate Annual v3.1, Unit 4105 and retrofits | 968 | 1947 | Rate Constraint in lbs/MMBtu | FALSE | L | Annual | Net Emissions Allowance Position | Thousand Tons | 0 | 0 | 0 | 0 | 0 | 0 | 0 | 0
NSR Pleasant Prairie 1,2 - NOX Rate Annual v3.1, Unit 4105 and retrofits | 968 | 1947 | Rate Constraint in lbs/MMBtu | FALSE | L | Annual | Fuel Consumed | TBtu | 0 | 0 | 0 | 0 | 0 | 0 | 0 | 0
NSR Pleasant Prairie 1,2 - NOX Rate Annual v3.1, Unit 4105 and retrofits | 968 | 1947 | Rate Constraint in lbs/MMBtu | FALSE | L | Annual | Rate | lb/MMBtu | 0 | 0 | 0 | 0 | 0 | 0 | 0 | 0
NSR Pleasant Prairie 1,2 - NOX Rate Annual v3.1, Unit 4105 and retrofits | 968 | 1947 | Rate Constraint in lbs/MMBtu | FALSE | L | Annual | Generation | TWh | 0 | 0 | 0 | 0 | 0 | 0 | 0 | 0
NSR Pleasant Prairie 1,2 - NOX Rate Annual v3.1, Unit 4105 and retrofits | 968 | 1947 | Rate Constraint in lbs/MMBtu | FALSE | L | Annual | Qualifying Generation | TWh | 0 | 0 | 0 | 0 | 0 | 0 | 0 | 0
NSR Pleasant Prairie 1,2 - NOX Rate Annual v3.1, Unit 4105 and retrofits | 968 | 1947 | Rate Constraint in lbs/MMBtu | FALSE | L | Annual | Rate | lb/MWh | 0 | 0 | 0 | 0 | 0 | 0 | 0 | 0
NSR Pleasant Prairie 1,2 - NOX Rate Annual v3.1, Unit 4105 and retrofits | 968 | 1947 | Rate Constraint in lbs/MMBtu | FALSE | L | Annual | Constraint Shadow Price | US2016$/Ton | 0 | 0 | 0 | 0 | 0 | 0 | 0 | 0
NSR Pleasant Prairie 1,2 - NOX Rate Annual v3.1, Unit 4106 and retrofits | 969 | 1947 | Rate Constraint in lbs/MMBtu | FALSE | L | Annual | Seasons Included | Seasons | Winter, WintShld, Summer | Winter, WintShld, Summer | Winter, WintShld, Summer | Winter, WintShld, Summer | Winter, WintShld, Summer | Winter, WintShld, Summer | Winter, WintShld, Summer | Winter, WintShld, Summer
NSR Pleasant Prairie 1,2 - NOX Rate Annual v3.1, Unit 4106 and retrofits | 969 | 1947 | Rate Constraint in lbs/MMBtu | FALSE | L | Annual | Standard NOX | lb/MMBtu | 0.08 | 0.08 | 0.08 | 0.08 | 0.08 | 0.08 | 0.08 | 0.08
NSR Pleasant Prairie 1,2 - NOX Rate Annual v3.1, Unit 4106 and retrofits | 969 | 1947 | Rate Constraint in lbs/MMBtu | FALSE | L | Annual | Emissions at Affected Plants NOX | Thousand Tons | 0 | 0 | 0 | 0 | 0 | 0 | 0 | 0
NSR Pleasant Prairie 1,2 - NOX Rate Annual v3.1, Unit 4106 and retrofits | 969 | 1947 | Rate Constraint in lbs/MMBtu | FALSE | L | Annual | Allowances Purchased NOX | Thousand Tons | 0 | 0 | 0 | 0 | 0 | 0 | 0 | 0
NSR Pleasant Prairie 1,2 - NOX Rate Annual v3.1, Unit 4106 and retrofits | 969 | 1947 | Rate Constraint in lbs/MMBtu | FALSE | L | Annual | Allowances Sold NOX | Thousand Tons | 0 | 0 | 0 | 0 | 0 | 0 | 0 | 0
NSR Pleasant Prairie 1,2 - NOX Rate Annual v3.1, Unit 4106 and retrofits | 969 | 1947 | Rate Constraint in lbs/MMBtu | FALSE | L | Annual | Allowances Banked | Thousand Tons | 0 | 0 | 0 | 0 | 0 | 0 | 0 | 0
NSR Pleasant Prairie 1,2 - NOX Rate Annual v3.1, Unit 4106 and retrofits | 969 | 1947 | Rate Constraint in lbs/MMBtu | FALSE | L | Annual | Allowances Withdrawn (1:1) | Thousand Tons | 0 | 0 | 0 | 0 | 0 | 0 | 0 | 0
NSR Pleasant Prairie 1,2 - NOX Rate Annual v3.1, Unit 4106 and retrofits | 969 | 1947 | Rate Constraint in lbs/MMBtu | FALSE | L | Annual | Allowances Withdrawn (n:1) | Thousand Tons | 0 | 0 | 0 | 0 | 0 | 0 | 0 | 0
NSR Pleasant Prairie 1,2 - NOX Rate Annual v3.1, Unit 4106 and retrofits | 969 | 1947 | Rate Constraint in lbs/MMBtu | FALSE | L | Annual | Net Emissions Allowance Position | Thousand Tons | 0 | 0 | 0 | 0 | 0 | 0 | 0 | 0
NSR Pleasant Prairie 1,2 - NOX Rate Annual v3.1, Unit 4106 and retrofits | 969 | 1947 | Rate Constraint in lbs/MMBtu | FALSE | L | Annual | Fuel Consumed | TBtu | 0 | 0 | 0 | 0 | 0 | 0 | 0 | 0
NSR Pleasant Prairie 1,2 - NOX Rate Annual v3.1, Unit 4106 and retrofits | 969 | 1947 | Rate Constraint in lbs/MMBtu | FALSE | L | Annual | Rate | lb/MMBtu | 0 | 0 | 0 | 0 | 0 | 0 | 0 | 0
NSR Pleasant Prairie 1,2 - NOX Rate Annual v3.1, Unit 4106 and retrofits | 969 | 1947 | Rate Constraint in lbs/MMBtu | FALSE | L | Annual | Generation | TWh | 0 | 0 | 0 | 0 | 0 | 0 | 0 | 0
NSR Pleasant Prairie 1,2 - NOX Rate Annual v3.1, Unit 4106 and retrofits | 969 | 1947 | Rate Constraint in lbs/MMBtu | FALSE | L | Annual | Qualifying Generation | TWh | 0 | 0 | 0 | 0 | 0 | 0 | 0 | 0
NSR Pleasant Prairie 1,2 - NOX Rate Annual v3.1, Unit 4106 and retrofits | 969 | 1947 | Rate Constraint in lbs/MMBtu | FALSE | L | Annual | Rate | lb/MWh | 0 | 0 | 0 | 0 | 0 | 0 | 0 | 0
NSR Pleasant Prairie 1,2 - NOX Rate Annual v3.1, Unit 4106 and retrofits | 969 | 1947 | Rate Constraint in lbs/MMBtu | FALSE | L | Annual | Constraint Shadow Price | US2016$/Ton | 0 | 0 | 0 | 0 | 0 | 0 | 0 | 0
NSR Pleasant Prairie 1,2 - SO2 Rate Annual v5.16 | 970 | 6627 | Rate Constraint in lbs/MMBtu | FALSE | L | Annual | Seasons Included | Seasons | Winter, WintShld, Summer | Winter, WintShld, Summer | Winter, WintShld, Summer | Winter, WintShld, Summer | Winter, WintShld, Summer | Winter, WintShld, Summer | Winter, WintShld, Summer | Winter, WintShld, Summer
NSR Pleasant Prairie 1,2 - SO2 Rate Annual v5.16 | 970 | 6627 | Rate Constraint in lbs/MMBtu | FALSE | L | Annual | Standard SO2 | lb/MMBtu | 0.08 | 0.08 | 0.08 | 0.08 | 0.08 | 0.08 | 0.08 | 0.08
NSR Pleasant Prairie 1,2 - SO2 Rate Annual v5.16 | 970 | 6627 | Rate Constraint in lbs/MMBtu | FALSE | L | Annual | Emissions at Affected Plants SO2 | Thousand Tons | 0 | 0 | 0 | 0 | 0 | 0 | 0 | 0
NSR Pleasant Prairie 1,2 - SO2 Rate Annual v5.16 | 970 | 6627 | Rate Constraint in lbs/MMBtu | FALSE | L | Annual | Allowances Purchased SO2 | Thousand Tons | 0 | 0 | 0 | 0 | 0 | 0 | 0 | 0
NSR Pleasant Prairie 1,2 - SO2 Rate Annual v5.16 | 970 | 6627 | Rate Constraint in lbs/MMBtu | FALSE | L | Annual | Allowances Sold SO2 | Thousand Tons | 0 | 0 | 0 | 0 | 0 | 0 | 0 | 0
NSR Pleasant Prairie 1,2 - SO2 Rate Annual v5.16 | 970 | 6627 | Rate Constraint in lbs/MMBtu | FALSE | L | Annual | Allowances Banked | Thousand Tons | 0 | 0 | 0 | 0 | 0 | 0 | 0 | 0
NSR Pleasant Prairie 1,2 - SO2 Rate Annual v5.16 | 970 | 6627 | Rate Constraint in lbs/MMBtu | FALSE | L | Annual | Allowances Withdrawn (1:1) | Thousand Tons | 0 | 0 | 0 | 0 | 0 | 0 | 0 | 0
NSR Pleasant Prairie 1,2 - SO2 Rate Annual v5.16 | 970 | 6627 | Rate Constraint in lbs/MMBtu | FALSE | L | Annual | Allowances Withdrawn (n:1) | Thousand Tons | 0 | 0 | 0 | 0 | 0 | 0 | 0 | 0
NSR Pleasant Prairie 1,2 - SO2 Rate Annual v5.16 | 970 | 6627 | Rate Constraint in lbs/MMBtu | FALSE | L | Annual | Net Emissions Allowance Position | Thousand Tons | 0 | 0 | 0 | 0 | 0 | 0 | 0 | 0
NSR Pleasant Prairie 1,2 - SO2 Rate Annual v5.16 | 970 | 6627 | Rate Constraint in lbs/MMBtu | FALSE | L | Annual | Fuel Consumed | TBtu | 0 | 0 | 0 | 0 | 0 | 0 | 0 | 0
NSR Pleasant Prairie 1,2 - SO2 Rate Annual v5.16 | 970 | 6627 | Rate Constraint in lbs/MMBtu | FALSE | L | Annual | Rate | lb/MMBtu | 0 | 0 | 0 | 0 | 0 | 0 | 0 | 0
NSR Pleasant Prairie 1,2 - SO2 Rate Annual v5.16 | 970 | 6627 | Rate Constraint in lbs/MMBtu | FALSE | L | Annual | Generation | TWh | 0 | 0 | 0 | 0 | 0 | 0 | 0 | 0
NSR Pleasant Prairie 1,2 - SO2 Rate Annual v5.16 | 970 | 6627 | Rate Constraint in lbs/MMBtu | FALSE | L | Annual | Qualifying Generation | TWh | 0 | 0 | 0 | 0 | 0 | 0 | 0 | 0
NSR Pleasant Prairie 1,2 - SO2 Rate Annual v5.16 | 970 | 6627 | Rate Constraint in lbs/MMBtu | FALSE | L | Annual | Rate | lb/MWh | 0 | 0 | 0 | 0 | 0 | 0 | 0 | 0
NSR Pleasant Prairie 1,2 - SO2 Rate Annual v5.16 | 970 | 6627 | Rate Constraint in lbs/MMBtu | FALSE | L | Annual | Constraint Shadow Price | US2016$/Ton | 0 | 0 | 0 | 0 | 0 | 0 | 0 | 0
NSR Pleasants 1-3 - NOX Rate Annual v5.16 | 971 | 6633 | Rate Constraint in lbs/MMBtu | FALSE | L | Annual | Seasons Included | Seasons | Winter, WintShld, Summer | Winter, WintShld, Summer | Winter, WintShld, Summer | Winter, WintShld, Summer | Winter, WintShld, Summer | Winter, WintShld, Summer | Winter, WintShld, Summer | Winter, WintShld, Summer
NSR Pleasants 1-3 - NOX Rate Annual v5.16 | 971 | 6633 | Rate Constraint in lbs/MMBtu | FALSE | L | Annual | Standard NOX | lb/MMBtu | 0.25 | 0.25 | 0.25 | 0.25 | 0.25 | 0.25 | 0.25 | 0.25
NSR Pleasants 1-3 - NOX Rate Annual v5.16 | 971 | 6633 | Rate Constraint in lbs/MMBtu | FALSE | L | Annual | Emissions at Affected Plants NOX | Thousand Tons | 7.232 | 0 | 0 | 0 | 0 | 0 | 0 | 0
NSR Pleasants 1-3 - NOX Rate Annual v5.16 | 971 | 6633 | Rate Constraint in lbs/MMBtu | FALSE | L | Annual | Allowances Purchased NOX | Thousand Tons | 0 | 0 | 0 | 0 | 0 | 0 | 0 | 0
NSR Pleasants 1-3 - NOX Rate Annual v5.16 | 971 | 6633 | Rate Constraint in lbs/MMBtu | FALSE | L | Annual | Allowances Sold NOX | Thousand Tons | 0 | 0 | 0 | 0 | 0 | 0 | 0 | 0
NSR Pleasants 1-3 - NOX Rate Annual v5.16 | 971 | 6633 | Rate Constraint in lbs/MMBtu | FALSE | L | Annual | Allowances Banked | Thousand Tons | 0 | 0 | 0 | 0 | 0 | 0 | 0 | 0
NSR Pleasants 1-3 - NOX Rate Annual v5.16 | 971 | 6633 | Rate Constraint in lbs/MMBtu | FALSE | L | Annual | Allowances Withdrawn (1:1) | Thousand Tons | 0 | 0 | 0 | 0 | 0 | 0 | 0 | 0
NSR Pleasants 1-3 - NOX Rate Annual v5.16 | 971 | 6633 | Rate Constraint in lbs/MMBtu | FALSE | L | Annual | Allowances Withdrawn (n:1) | Thousand Tons | 0 | 0 | 0 | 0 | 0 | 0 | 0 | 0
NSR Pleasants 1-3 - NOX Rate Annual v5.16 | 971 | 6633 | Rate Constraint in lbs/MMBtu | FALSE | L | Annual | Net Emissions Allowance Position | Thousand Tons | 7.232 | 0 | 0 | 0 | 0 | 0 | 0 | 0
NSR Pleasants 1-3 - NOX Rate Annual v5.16 | 971 | 6633 | Rate Constraint in lbs/MMBtu | FALSE | L | Annual | Fuel Consumed | TBtu | 93.4312 | 0 | 0 | 0 | 0 | 0 | 0 | 0
NSR Pleasants 1-3 - NOX Rate Annual v5.16 | 971 | 6633 | Rate Constraint in lbs/MMBtu | FALSE | L | Annual | Rate | lb/MMBtu | 0.15481 | 0 | 0 | 0 | 0 | 0 | 0 | 0
NSR Pleasants 1-3 - NOX Rate Annual v5.16 | 971 | 6633 | Rate Constraint in lbs/MMBtu | FALSE | L | Annual | Generation | TWh | 9.0416 | 0 | 0 | 0 | 0 | 0 | 0 | 0
NSR Pleasants 1-3 - NOX Rate Annual v5.16 | 971 | 6633 | Rate Constraint in lbs/MMBtu | FALSE | L | Annual | Qualifying Generation | TWh | 9.0416 | 0 | 0 | 0 | 0 | 0 | 0 | 0
NSR Pleasants 1-3 - NOX Rate Annual v5.16 | 971 | 6633 | Rate Constraint in lbs/MMBtu | FALSE | L | Annual | Rate | lb/MWh | 1.5997 | 0 | 0 | 0 | 0 | 0 | 0 | 0
NSR Pleasants 1-3 - NOX Rate Annual v5.16 | 971 | 6633 | Rate Constraint in lbs/MMBtu | FALSE | L | Annual | Constraint Shadow Price | US2016$/Ton | 0 | 0 | 0 | 0 | 0 | 0 | 0 | 0
NSR Pleasants 1-3 - NOX Rate Summer v5.16 | 972 | 6634 | Rate Constraint in lbs/MMBtu | FALSE | L | Annual | Seasons Included | Seasons | Summer | Summer | Summer | Summer | Summer | Summer | Summer | Summer
NSR Pleasants 1-3 - NOX Rate Summer v5.16 | 972 | 6634 | Rate Constraint in lbs/MMBtu | FALSE | L | Annual | Standard NOX | lb/MMBtu | 0.2 | 0.2 | 0.2 | 0.2 | 0.2 | 0.2 | 0.2 | 0.2
NSR Pleasants 1-3 - NOX Rate Summer v5.16 | 972 | 6634 | Rate Constraint in lbs/MMBtu | FALSE | L | Annual | Emissions at Affected Plants NOX | Thousand Tons | 3.0091 | 0 | 0 | 0 | 0 | 0 | 0 | 0
NSR Pleasants 1-3 - NOX Rate Summer v5.16 | 972 | 6634 | Rate Constraint in lbs/MMBtu | FALSE | L | Annual | Allowances Purchased NOX | Thousand Tons | 0 | 0 | 0 | 0 | 0 | 0 | 0 | 0
NSR Pleasants 1-3 - NOX Rate Summer v5.16 | 972 | 6634 | Rate Constraint in lbs/MMBtu | FALSE | L | Annual | Allowances Sold NOX | Thousand Tons | 0 | 0 | 0 | 0 | 0 | 0 | 0 | 0
NSR Pleasants 1-3 - NOX Rate Summer v5.16 | 972 | 6634 | Rate Constraint in lbs/MMBtu | FALSE | L | Annual | Allowances Banked | Thousand Tons | 0 | 0 | 0 | 0 | 0 | 0 | 0 | 0
NSR Pleasants 1-3 - NOX Rate Summer v5.16 | 972 | 6634 | Rate Constraint in lbs/MMBtu | FALSE | L | Annual | Allowances Withdrawn (1:1) | Thousand Tons | 0 | 0 | 0 | 0 | 0 | 0 | 0 | 0
NSR Pleasants 1-3 - NOX Rate Summer v5.16 | 972 | 6634 | Rate Constraint in lbs/MMBtu | FALSE | L | Annual | Allowances Withdrawn (n:1) | Thousand Tons | 0 | 0 | 0 | 0 | 0 | 0 | 0 | 0
NSR Pleasants 1-3 - NOX Rate Summer v5.16 | 972 | 6634 | Rate Constraint in lbs/MMBtu | FALSE | L | Annual | Net Emissions Allowance Position | Thousand Tons | 3.0091 | 0 | 0 | 0 | 0 | 0 | 0 | 0
NSR Pleasants 1-3 - NOX Rate Summer v5.16 | 972 | 6634 | Rate Constraint in lbs/MMBtu | FALSE | L | Annual | Fuel Consumed | TBtu | 38.875 | 0 | 0 | 0 | 0 | 0 | 0 | 0
NSR Pleasants 1-3 - NOX Rate Summer v5.16 | 972 | 6634 | Rate Constraint in lbs/MMBtu | FALSE | L | Annual | Rate | lb/MMBtu | 0.15481 | 0 | 0 | 0 | 0 | 0 | 0 | 0
NSR Pleasants 1-3 - NOX Rate Summer v5.16 | 972 | 6634 | Rate Constraint in lbs/MMBtu | FALSE | L | Annual | Generation | TWh | 3.762 | 0 | 0 | 0 | 0 | 0 | 0 | 0
NSR Pleasants 1-3 - NOX Rate Summer v5.16 | 972 | 6634 | Rate Constraint in lbs/MMBtu | FALSE | L | Annual | Qualifying Generation | TWh | 3.762 | 0 | 0 | 0 | 0 | 0 | 0 | 0
NSR Pleasants 1-3 - NOX Rate Summer v5.16 | 972 | 6634 | Rate Constraint in lbs/MMBtu | FALSE | L | Annual | Rate | lb/MWh | 1.5997 | 0 | 0 | 0 | 0 | 0 | 0 | 0
NSR Pleasants 1-3 - NOX Rate Summer v5.16 | 972 | 6634 | Rate Constraint in lbs/MMBtu | FALSE | L | Annual | Constraint Shadow Price | US2016$/Ton | 0 | 0 | 0 | 0 | 0 | 0 | 0 | 0
NSR Prairie Creek NOX Cap v5.16 | 973 | 6615 | Rate Constraint in MTons | FALSE | L | Annual | Seasons Included | Seasons | Winter, WintShld, Summer | Winter, WintShld, Summer | Winter, WintShld, Summer | Winter, WintShld, Summer | Winter, WintShld, Summer | Winter, WintShld, Summer | Winter, WintShld, Summer | Winter, WintShld, Summer
NSR Prairie Creek NOX Cap v5.16 | 973 | 6615 | Rate Constraint in MTons | FALSE | L | Annual | Standard NOX | Thousand Tons | 2.65 | 2.65 | 2.65 | 1.5 | 1.5 | 1.5 | 1.5 | 1.5
NSR Prairie Creek NOX Cap v5.16 | 973 | 6615 | Rate Constraint in MTons | FALSE | L | Annual | Emissions at Affected Plants NOX | Thousand Tons | 0 | 0.15416 | 0 | 0 | 0 | 0 | 0 | 0
NSR Prairie Creek NOX Cap v5.16 | 973 | 6615 | Rate Constraint in MTons | FALSE | L | Annual | Allowances Purchased NOX | Thousand Tons | 0 | 0 | 0 | 0 | 0 | 0 | 0 | 0
NSR Prairie Creek NOX Cap v5.16 | 973 | 6615 | Rate Constraint in MTons | FALSE | L | Annual | Allowances Sold NOX | Thousand Tons | 0 | 0 | 0 | 0 | 0 | 0 | 0 | 0
NSR Prairie Creek NOX Cap v5.16 | 973 | 6615 | Rate Constraint in MTons | FALSE | L | Annual | Allowances Banked | Thousand Tons | 0 | 0 | 0 | 0 | 0 | 0 | 0 | 0
NSR Prairie Creek NOX Cap v5.16 | 973 | 6615 | Rate Constraint in MTons | FALSE | L | Annual | Allowances Withdrawn (1:1) | Thousand Tons | 0 | 0 | 0 | 0 | 0 | 0 | 0 | 0
NSR Prairie Creek NOX Cap v5.16 | 973 | 6615 | Rate Constraint in MTons | FALSE | L | Annual | Allowances Withdrawn (n:1) | Thousand Tons | 0 | 0 | 0 | 0 | 0 | 0 | 0 | 0
NSR Prairie Creek NOX Cap v5.16 | 973 | 6615 | Rate Constraint in MTons | FALSE | L | Annual | Net Emissions Allowance Position | Thousand Tons | 0 | 0.15416 | 0 | 0 | 0 | 0 | 0 | 0
NSR Prairie Creek NOX Cap v5.16 | 973 | 6615 | Rate Constraint in MTons | FALSE | L | Annual | Fuel Consumed | TBtu | 0 | 0.89399 | 0 | 0 | 0 | 0 | 0 | 0
NSR Prairie Creek NOX Cap v5.16 | 973 | 6615 | Rate Constraint in MTons | FALSE | L | Annual | Rate | lb/MMBtu | 0 | 0.34489 | 0 | 0 | 0 | 0 | 0 | 0
NSR Prairie Creek NOX Cap v5.16 | 973 | 6615 | Rate Constraint in MTons | FALSE | L | Annual | Generation | TWh | 0 | 0.062965 | 0 | 0 | 0 | 0 | 0 | 0
NSR Prairie Creek NOX Cap v5.16 | 973 | 6615 | Rate Constraint in MTons | FALSE | L | Annual | Qualifying Generation | TWh | 0 | 0.062965 | 0 | 0 | 0 | 0 | 0 | 0
NSR Prairie Creek NOX Cap v5.16 | 973 | 6615 | Rate Constraint in MTons | FALSE | L | Annual | Rate | lb/MWh | 0 | 4.8968 | 0 | 0 | 0 | 0 | 0 | 0
NSR Prairie Creek NOX Cap v5.16 | 973 | 6615 | Rate Constraint in MTons | FALSE | L | Annual | Constraint Shadow Price | US2016$/Ton | 0 | 0 | 0 | 0 | 0 | 0 | 0 | 0
NSR Prairie Creek SO2 Cap v5.16 | 974 | 6624 | Rate Constraint in MTons | FALSE | L | Annual | Seasons Included | Seasons | Winter, WintShld, Summer | Winter, WintShld, Summer | Winter, WintShld, Summer | Winter, WintShld, Summer | Winter, WintShld, Summer | Winter, WintShld, Summer | Winter, WintShld, Summer | Winter, WintShld, Summer
NSR Prairie Creek SO2 Cap v5.16 | 974 | 6624 | Rate Constraint in MTons | FALSE | L | Annual | Standard SO2 | Thousand Tons | 3 | 3 | 3 | 0.1 | 0.1 | 0.1 | 0.1 | 0.1
NSR Prairie Creek SO2 Cap v5.16 | 974 | 6624 | Rate Constraint in MTons | FALSE | L | Annual | Emissions at Affected Plants SO2 | Thousand Tons | 0 | 0.25036 | 0 | 0 | 0 | 0 | 0 | 0
NSR Prairie Creek SO2 Cap v5.16 | 974 | 6624 | Rate Constraint in MTons | FALSE | L | Annual | Allowances Purchased SO2 | Thousand Tons | 0 | 0 | 0 | 0 | 0 | 0 | 0 | 0
NSR Prairie Creek SO2 Cap v5.16 | 974 | 6624 | Rate Constraint in MTons | FALSE | L | Annual | Allowances Sold SO2 | Thousand Tons | 0 | 0 | 0 | 0 | 0 | 0 | 0 | 0
NSR Prairie Creek SO2 Cap v5.16 | 974 | 6624 | Rate Constraint in MTons | FALSE | L | Annual | Allowances Banked | Thousand Tons | 0 | 0 | 0 | 0 | 0 | 0 | 0 | 0
NSR Prairie Creek SO2 Cap v5.16 | 974 | 6624 | Rate Constraint in MTons | FALSE | L | Annual | Allowances Withdrawn (1:1) | Thousand Tons | 0 | 0 | 0 | 0 | 0 | 0 | 0 | 0
NSR Prairie Creek SO2 Cap v5.16 | 974 | 6624 | Rate Constraint in MTons | FALSE | L | Annual | Allowances Withdrawn (n:1) | Thousand Tons | 0 | 0 | 0 | 0 | 0 | 0 | 0 | 0
NSR Prairie Creek SO2 Cap v5.16 | 974 | 6624 | Rate Constraint in MTons | FALSE | L | Annual | Net Emissions Allowance Position | Thousand Tons | 0 | 0.25036 | 0 | 0 | 0 | 0 | 0 | 0
NSR Prairie Creek SO2 Cap v5.16 | 974 | 6624 | Rate Constraint in MTons | FALSE | L | Annual | Fuel Consumed | TBtu | 0 | 0.89399 | 0 | 0 | 0 | 0 | 0 | 0
NSR Prairie Creek SO2 Cap v5.16 | 974 | 6624 | Rate Constraint in MTons | FALSE | L | Annual | Rate | lb/MMBtu | 0 | 0.5601 | 0 | 0 | 0 | 0 | 0 | 0
NSR Prairie Creek SO2 Cap v5.16 | 974 | 6624 | Rate Constraint in MTons | FALSE | L | Annual | Generation | TWh | 0 | 0.062965 | 0 | 0 | 0 | 0 | 0 | 0
NSR Prairie Creek SO2 Cap v5.16 | 974 | 6624 | Rate Constraint in MTons | FALSE | L | Annual | Qualifying Generation | TWh | 0 | 0.062965 | 0 | 0 | 0 | 0 | 0 | 0
NSR Prairie Creek SO2 Cap v5.16 | 974 | 6624 | Rate Constraint in MTons | FALSE | L | Annual | Rate | lb/MWh | 0 | 7.9523 | 0 | 0 | 0 | 0 | 0 | 0
NSR Prairie Creek SO2 Cap v5.16 | 974 | 6624 | Rate Constraint in MTons | FALSE | L | Annual | Constraint Shadow Price | US2016$/Ton | 0 | 0 | 0 | 0 | 0 | 0 | 0 | 0
NSR Prairie Creek Unit 3 SO2 Rate v5.16 | 975 | 6622 | Rate Constraint in lbs/MMBtu | FALSE | L | Annual | Seasons Included | Seasons | Winter, WintShld, Summer | Winter, WintShld, Summer | Winter, WintShld, Summer | Winter, WintShld, Summer | Winter, WintShld, Summer | Winter, WintShld, Summer | Winter, WintShld, Summer | Winter, WintShld, Summer
NSR Prairie Creek Unit 3 SO2 Rate v5.16 | 975 | 6622 | Rate Constraint in lbs/MMBtu | FALSE | L | Annual | Standard SO2 | lb/MMBtu | 0.7 | 0.7 | 0.7 | 0.7 | 0.7 | 0.7 | 0.7 | 0.7
NSR Prairie Creek Unit 3 SO2 Rate v5.16 | 975 | 6622 | Rate Constraint in lbs/MMBtu | FALSE | L | Annual | Emissions at Affected Plants SO2 | Thousand Tons | 0 | 0.25036 | 0 | 0 | 0 | 0 | 0 | 0
NSR Prairie Creek Unit 3 SO2 Rate v5.16 | 975 | 6622 | Rate Constraint in lbs/MMBtu | FALSE | L | Annual | Allowances Purchased SO2 | Thousand Tons | 0 | 0 | 0 | 0 | 0 | 0 | 0 | 0
NSR Prairie Creek Unit 3 SO2 Rate v5.16 | 975 | 6622 | Rate Constraint in lbs/MMBtu | FALSE | L | Annual | Allowances Sold SO2 | Thousand Tons | 0 | 0 | 0 | 0 | 0 | 0 | 0 | 0
NSR Prairie Creek Unit 3 SO2 Rate v5.16 | 975 | 6622 | Rate Constraint in lbs/MMBtu | FALSE | L | Annual | Allowances Banked | Thousand Tons | 0 | 0 | 0 | 0 | 0 | 0 | 0 | 0
NSR Prairie Creek Unit 3 SO2 Rate v5.16 | 975 | 6622 | Rate Constraint in lbs/MMBtu | FALSE | L | Annual | Allowances Withdrawn (1:1) | Thousand Tons | 0 | 0 | 0 | 0 | 0 | 0 | 0 | 0
NSR Prairie Creek Unit 3 SO2 Rate v5.16 | 975 | 6622 | Rate Constraint in lbs/MMBtu | FALSE | L | Annual | Allowances Withdrawn (n:1) | Thousand Tons | 0 | 0 | 0 | 0 | 0 | 0 | 0 | 0
NSR Prairie Creek Unit 3 SO2 Rate v5.16 | 975 | 6622 | Rate Constraint in lbs/MMBtu | FALSE | L | Annual | Net Emissions Allowance Position | Thousand Tons | 0 | 0.25036 | 0 | 0 | 0 | 0 | 0 | 0
NSR Prairie Creek Unit 3 SO2 Rate v5.16 | 975 | 6622 | Rate Constraint in lbs/MMBtu | FALSE | L | Annual | Fuel Consumed | TBtu | 0 | 0.89399 | 0 | 0 | 0 | 0 | 0 | 0
NSR Prairie Creek Unit 3 SO2 Rate v5.16 | 975 | 6622 | Rate Constraint in lbs/MMBtu | FALSE | L | Annual | Rate | lb/MMBtu | 0 | 0.5601 | 0 | 0 | 0 | 0 | 0 | 0
NSR Prairie Creek Unit 3 SO2 Rate v5.16 | 975 | 6622 | Rate Constraint in lbs/MMBtu | FALSE | L | Annual | Generation | TWh | 0 | 0.062965 | 0 | 0 | 0 | 0 | 0 | 0
NSR Prairie Creek Unit 3 SO2 Rate v5.16 | 975 | 6622 | Rate Constraint in lbs/MMBtu | FALSE | L | Annual | Qualifying Generation | TWh | 0 | 0.062965 | 0 | 0 | 0 | 0 | 0 | 0
NSR Prairie Creek Unit 3 SO2 Rate v5.16 | 975 | 6622 | Rate Constraint in lbs/MMBtu | FALSE | L | Annual | Rate | lb/MWh | 0 | 7.9523 | 0 | 0 | 0 | 0 | 0 | 0
NSR Prairie Creek Unit 3 SO2 Rate v5.16 | 975 | 6622 | Rate Constraint in lbs/MMBtu | FALSE | L | Annual | Constraint Shadow Price | US2016$/Ton | 0 | 0 | 0 | 0 | 0 | 0 | 0 | 0
NSR Prairie Creek Unit 4 SO2 Rate v5.16 | 976 | 6623 | Rate Constraint in lbs/MMBtu | FALSE | L | Annual | Seasons Included | Seasons | Winter, WintShld, Summer | Winter, WintShld, Summer | Winter, WintShld, Summer | Winter, WintShld, Summer | Winter, WintShld, Summer | Winter, WintShld, Summer | Winter, WintShld, Summer | Winter, WintShld, Summer
NSR Prairie Creek Unit 4 SO2 Rate v5.16 | 976 | 6623 | Rate Constraint in lbs/MMBtu | FALSE | L | Annual | Standard SO2 | lb/MMBtu | 0.7 | 0.7 | 0.7 | 0.7 | 0.7 | 0.7 | 0.7 | 0.7
NSR Prairie Creek Unit 4 SO2 Rate v5.16 | 976 | 6623 | Rate Constraint in lbs/MMBtu | FALSE | L | Annual | Emissions at Affected Plants SO2 | Thousand Tons | 0 | 0 | 0 | 0 | 0 | 0 | 0 | 0
NSR Prairie Creek Unit 4 SO2 Rate v5.16 | 976 | 6623 | Rate Constraint in lbs/MMBtu | FALSE | L | Annual | Allowances Purchased SO2 | Thousand Tons | 0 | 0 | 0 | 0 | 0 | 0 | 0 | 0
NSR Prairie Creek Unit 4 SO2 Rate v5.16 | 976 | 6623 | Rate Constraint in lbs/MMBtu | FALSE | L | Annual | Allowances Sold SO2 | Thousand Tons | 0 | 0 | 0 | 0 | 0 | 0 | 0 | 0
NSR Prairie Creek Unit 4 SO2 Rate v5.16 | 976 | 6623 | Rate Constraint in lbs/MMBtu | FALSE | L | Annual | Allowances Banked | Thousand Tons | 0 | 0 | 0 | 0 | 0 | 0 | 0 | 0
NSR Prairie Creek Unit 4 SO2 Rate v5.16 | 976 | 6623 | Rate Constraint in lbs/MMBtu | FALSE | L | Annual | Allowances Withdrawn (1:1) | Thousand Tons | 0 | 0 | 0 | 0 | 0 | 0 | 0 | 0
NSR Prairie Creek Unit 4 SO2 Rate v5.16 | 976 | 6623 | Rate Constraint in lbs/MMBtu | FALSE | L | Annual | Allowances Withdrawn (n:1) | Thousand Tons | 0 | 0 | 0 | 0 | 0 | 0 | 0 | 0
NSR Prairie Creek Unit 4 SO2 Rate v5.16 | 976 | 6623 | Rate Constraint in lbs/MMBtu | FALSE | L | Annual | Net Emissions Allowance Position | Thousand Tons | 0 | 0 | 0 | 0 | 0 | 0 | 0 | 0
NSR Prairie Creek Unit 4 SO2 Rate v5.16 | 976 | 6623 | Rate Constraint in lbs/MMBtu | FALSE | L | Annual | Fuel Consumed | TBtu | 0 | 0 | 0 | 0 | 0 | 0 | 0 | 0
NSR Prairie Creek Unit 4 SO2 Rate v5.16 | 976 | 6623 | Rate Constraint in lbs/MMBtu | FALSE | L | Annual | Rate | lb/MMBtu | 0 | 0 | 0 | 0 | 0 | 0 | 0 | 0
NSR Prairie Creek Unit 4 SO2 Rate v5.16 | 976 | 6623 | Rate Constraint in lbs/MMBtu | FALSE | L | Annual | Generation | TWh | 0 | 0 | 0 | 0 | 0 | 0 | 0 | 0
NSR Prairie Creek Unit 4 SO2 Rate v5.16 | 976 | 6623 | Rate Constraint in lbs/MMBtu | FALSE | L | Annual | Qualifying Generation | TWh | 0 | 0 | 0 | 0 | 0 | 0 | 0 | 0
NSR Prairie Creek Unit 4 SO2 Rate v5.16 | 976 | 6623 | Rate Constraint in lbs/MMBtu | FALSE | L | Annual | Rate | lb/MWh | 0 | 0 | 0 | 0 | 0 | 0 | 0 | 0
NSR Prairie Creek Unit 4 SO2 Rate v5.16 | 976 | 6623 | Rate Constraint in lbs/MMBtu | FALSE | L | Annual | Constraint Shadow Price | US2016$/Ton | 0 | 1.9246 | 0 | 0 | 0 | 0 | 0 | 0
NSR Rapids 5,6 - NOX Rate Annual v5.14 | 977 | 6974 | Rate Constraint in lbs/MMBtu | FALSE | L | Annual | Seasons Included | Seasons | Winter, WintShld, Summer | Winter, WintShld, Summer | Winter, WintShld, Summer | Winter, WintShld, Summer | Winter, WintShld, Summer | Winter, WintShld, Summer | Winter, WintShld, Summer | Winter, WintShld, Summer
NSR Rapids 5,6 - NOX Rate Annual v5.14 | 977 | 6974 | Rate Constraint in lbs/MMBtu | FALSE | L | Annual | Standard NOX | lb/MMBtu | 0.44927 | 0.44927 | 0.44927 | 0.44927 | 0.44927 | 0.44927 | 0.44927 | 0.44927
NSR Rapids 5,6 - NOX Rate Annual v5.14 | 977 | 6974 | Rate Constraint in lbs/MMBtu | FALSE | L | Annual | Emissions at Affected Plants NOX | Thousand Tons | 0 | 0 | 0 | 0 | 0 | 0 | 0 | 0
NSR Rapids 5,6 - NOX Rate Annual v5.14 | 977 | 6974 | Rate Constraint in lbs/MMBtu | FALSE | L | Annual | Allowances Purchased NOX | Thousand Tons | 0 | 0 | 0 | 0 | 0 | 0 | 0 | 0
NSR Rapids 5,6 - NOX Rate Annual v5.14 | 977 | 6974 | Rate Constraint in lbs/MMBtu | FALSE | L | Annual | Allowances Sold NOX | Thousand Tons | 0 | 0 | 0 | 0 | 0 | 0 | 0 | 0
NSR Rapids 5,6 - NOX Rate Annual v5.14 | 977 | 6974 | Rate Constraint in lbs/MMBtu | FALSE | L | Annual | Allowances Banked | Thousand Tons | 0 | 0 | 0 | 0 | 0 | 0 | 0 | 0
NSR Rapids 5,6 - NOX Rate Annual v5.14 | 977 | 6974 | Rate Constraint in lbs/MMBtu | FALSE | L | Annual | Allowances Withdrawn (1:1) | Thousand Tons | 0 | 0 | 0 | 0 | 0 | 0 | 0 | 0
NSR Rapids 5,6 - NOX Rate Annual v5.14 | 977 | 6974 | Rate Constraint in lbs/MMBtu | FALSE | L | Annual | Allowances Withdrawn (n:1) | Thousand Tons | 0 | 0 | 0 | 0 | 0 | 0 | 0 | 0
NSR Rapids 5,6 - NOX Rate Annual v5.14 | 977 | 6974 | Rate Constraint in lbs/MMBtu | FALSE | L | Annual | Net Emissions Allowance Position | Thousand Tons | 0 | 0 | 0 | 0 | 0 | 0 | 0 | 0
NSR Rapids 5,6 - NOX Rate Annual v5.14 | 977 | 6974 | Rate Constraint in lbs/MMBtu | FALSE | L | Annual | Fuel Consumed | TBtu | 0 | 0 | 0 | 0 | 0 | 0 | 0 | 0
NSR Rapids 5,6 - NOX Rate Annual v5.14 | 977 | 6974 | Rate Constraint in lbs/MMBtu | FALSE | L | Annual | Rate | lb/MMBtu | 0 | 0 | 0 | 0 | 0 | 0 | 0 | 0
NSR Rapids 5,6 - NOX Rate Annual v5.14 | 977 | 6974 | Rate Constraint in lbs/MMBtu | FALSE | L | Annual | Generation | TWh | 0 | 0 | 0 | 0 | 0 | 0 | 0 | 0
NSR Rapids 5,6 - NOX Rate Annual v5.14 | 977 | 6974 | Rate Constraint in lbs/MMBtu | FALSE | L | Annual | Qualifying Generation | TWh | 0 | 0 | 0 | 0 | 0 | 0 | 0 | 0
NSR Rapids 5,6 - NOX Rate Annual v5.14 | 977 | 6974 | Rate Constraint in lbs/MMBtu | FALSE | L | Annual | Rate | lb/MWh | 0 | 0 | 0 | 0 | 0 | 0 | 0 | 0
NSR Rapids 5,6 - NOX Rate Annual v5.14 | 977 | 6974 | Rate Constraint in lbs/MMBtu | FALSE | L | Annual | Constraint Shadow Price | US2016$/Ton | 0 | 0 | 0 | 0 | 0 | 0 | 0 | 0
NSR Rapids 5,6 - SO2 Rate Annual v5.14 | 978 | 6975 | Rate Constraint in lbs/MMBtu | FALSE | L | Annual | Seasons Included | Seasons | Winter, WintShld, Summer | Winter, WintShld, Summer | Winter, WintShld, Summer | Winter, WintShld, Summer | Winter, WintShld, Summer | Winter, WintShld, Summer | Winter, WintShld, Summer | Winter, WintShld, Summer
NSR Rapids 5,6 - SO2 Rate Annual v5.14 | 978 | 6975 | Rate Constraint in lbs/MMBtu | FALSE | L | Annual | Standard SO2 | lb/MMBtu | 0.15 | 0.15 | 0.15 | 0.15 | 0.15 | 0.15 | 0.15 | 0.15
NSR Rapids 5,6 - SO2 Rate Annual v5.14 | 978 | 6975 | Rate Constraint in lbs/MMBtu | FALSE | L | Annual | Emissions at Affected Plants SO2 | Thousand Tons | 0 | 0 | 0 | 0 | 0 | 0 | 0 | 0
NSR Rapids 5,6 - SO2 Rate Annual v5.14 | 978 | 6975 | Rate Constraint in lbs/MMBtu | FALSE | L | Annual | Allowances Purchased SO2 | Thousand Tons | 0 | 0 | 0 | 0 | 0 | 0 | 0 | 0
NSR Rapids 5,6 - SO2 Rate Annual v5.14 | 978 | 6975 | Rate Constraint in lbs/MMBtu | FALSE | L | Annual | Allowances Sold SO2 | Thousand Tons | 0 | 0 | 0 | 0 | 0 | 0 | 0 | 0
NSR Rapids 5,6 - SO2 Rate Annual v5.14 | 978 | 6975 | Rate Constraint in lbs/MMBtu | FALSE | L | Annual | Allowances Banked | Thousand Tons | 0 | 0 | 0 | 0 | 0 | 0 | 0 | 0
NSR Rapids 5,6 - SO2 Rate Annual v5.14 | 978 | 6975 | Rate Constraint in lbs/MMBtu | FALSE | L | Annual | Allowances Withdrawn (1:1) | Thousand Tons | 0 | 0 | 0 | 0 | 0 | 0 | 0 | 0
NSR Rapids 5,6 - SO2 Rate Annual v5.14 | 978 | 6975 | Rate Constraint in lbs/MMBtu | FALSE | L | Annual | Allowances Withdrawn (n:1) | Thousand Tons | 0 | 0 | 0 | 0 | 0 | 0 | 0 | 0
NSR Rapids 5,6 - SO2 Rate Annual v5.14 | 978 | 6975 | Rate Constraint in lbs/MMBtu | FALSE | L | Annual | Net Emissions Allowance Position | Thousand Tons | 0 | 0 | 0 | 0 | 0 | 0 | 0 | 0
NSR Rapids 5,6 - SO2 Rate Annual v5.14 | 978 | 6975 | Rate Constraint in lbs/MMBtu | FALSE | L | Annual | Fuel Consumed | TBtu | 0 | 0 | 0 | 0 | 0 | 0 | 0 | 0
NSR Rapids 5,6 - SO2 Rate Annual v5.14 | 978 | 6975 | Rate Constraint in lbs/MMBtu | FALSE | L | Annual | Rate | lb/MMBtu | 0 | 0 | 0 | 0 | 0 | 0 | 0 | 0
NSR Rapids 5,6 - SO2 Rate Annual v5.14 | 978 | 6975 | Rate Constraint in lbs/MMBtu | FALSE | L | Annual | Generation | TWh | 0 | 0 | 0 | 0 | 0 | 0 | 0 | 0
NSR Rapids 5,6 - SO2 Rate Annual v5.14 | 978 | 6975 | Rate Constraint in lbs/MMBtu | FALSE | L | Annual | Qualifying Generation | TWh | 0 | 0 | 0 | 0 | 0 | 0 | 0 | 0
NSR Rapids 5,6 - SO2 Rate Annual v5.14 | 978 | 6975 | Rate Constraint in lbs/MMBtu | FALSE | L | Annual | Rate | lb/MWh | 0 | 0 | 0 | 0 | 0 | 0 | 0 | 0
NSR Rapids 5,6 - SO2 Rate Annual v5.14 | 978 | 6975 | Rate Constraint in lbs/MMBtu | FALSE | L | Annual | Constraint Shadow Price | US2016$/Ton | 0 | 0 | 0 | 0 | 0 | 0 | 0 | 0
NSR Rockport 1 & 2 - SO2 Cap Annual v5.13 | 979 | 5898 | Rate Constraint in MTons | FALSE | L | Annual | Seasons Included | Seasons | Winter, WintShld, Summer | Winter, WintShld, Summer | Winter, WintShld, Summer | Winter, WintShld, Summer | Winter, WintShld, Summer | Winter, WintShld, Summer | Winter, WintShld, Summer | Winter, WintShld, Summer
NSR Rockport 1 & 2 - SO2 Cap Annual v5.13 | 979 | 5898 | Rate Constraint in MTons | FALSE | L | Annual | Standard SO2 | Thousand Tons | 22 | 22 | 22 | 10 | 10 | 10 | 10 | 10
NSR Rockport 1 & 2 - SO2 Cap Annual v5.13 | 979 | 5898 | Rate Constraint in MTons | FALSE | L | Annual | Emissions at Affected Plants SO2 | Thousand Tons | 0 | 3.1416 | 3.1416 | 3.1416 | 0 | 0 | 0 | 0
NSR Rockport 1 & 2 - SO2 Cap Annual v5.13 | 979 | 5898 | Rate Constraint in MTons | FALSE | L | Annual | Allowances Purchased SO2 | Thousand Tons | 0 | 0 | 0 | 0 | 0 | 0 | 0 | 0
NSR Rockport 1 & 2 - SO2 Cap Annual v5.13 | 979 | 5898 | Rate Constraint in MTons | FALSE | L | Annual | Allowances Sold SO2 | Thousand Tons | 0 | 0 | 0 | 0 | 0 | 0 | 0 | 0
NSR Rockport 1 & 2 - SO2 Cap Annual v5.13 | 979 | 5898 | Rate Constraint in MTons | FALSE | L | Annual | Allowances Banked | Thousand Tons | 0 | 0 | 0 | 0 | 0 | 0 | 0 | 0
NSR Rockport 1 & 2 - SO2 Cap Annual v5.13 | 979 | 5898 | Rate Constraint in MTons | FALSE | L | Annual | Allowances Withdrawn (1:1) | Thousand Tons | 0 | 0 | 0 | 0 | 0 | 0 | 0 | 0
NSR Rockport 1 & 2 - SO2 Cap Annual v5.13 | 979 | 5898 | Rate Constraint in MTons | FALSE | L | Annual | Allowances Withdrawn (n:1) | Thousand Tons | 0 | 0 | 0 | 0 | 0 | 0 | 0 | 0
NSR Rockport 1 & 2 - SO2 Cap Annual v5.13 | 979 | 5898 | Rate Constraint in MTons | FALSE | L | Annual | Net Emissions Allowance Position | Thousand Tons | 0 | 3.1416 | 3.1416 | 3.1416 | 0 | 0 | 0 | 0
NSR Rockport 1 & 2 - SO2 Cap Annual v5.13 | 979 | 5898 | Rate Constraint in MTons | FALSE | L | Annual | Fuel Consumed | TBtu | 0 | 18.7682 | 18.7682 | 18.7682 | 0 | 0 | 0 | 0
NSR Rockport 1 & 2 - SO2 Cap Annual v5.13 | 979 | 5898 | Rate Constraint in MTons | FALSE | L | Annual | Rate | lb/MMBtu | 0 | 0.33478 | 0.33478 | 0.33478 | 0 | 0 | 0 | 0
NSR Rockport 1 & 2 - SO2 Cap Annual v5.13 | 979 | 5898 | Rate Constraint in MTons | FALSE | L | Annual | Generation | TWh | 0 | 1.8148 | 1.8148 | 1.8148 | 0 | 0 | 0 | 0
NSR Rockport 1 & 2 - SO2 Cap Annual v5.13 | 979 | 5898 | Rate Constraint in MTons | FALSE | L | Annual | Qualifying Generation | TWh | 0 | 1.8148 | 1.8148 | 1.8148 | 0 | 0 | 0 | 0
NSR Rockport 1 & 2 - SO2 Cap Annual v5.13 | 979 | 5898 | Rate Constraint in MTons | FALSE | L | Annual | Rate | lb/MWh | 0 | 3.4623 | 3.4623 | 3.4623 | 0 | 0 | 0 | 0
NSR Rockport 1 & 2 - SO2 Cap Annual v5.13 | 979 | 5898 | Rate Constraint in MTons | FALSE | L | Annual | Constraint Shadow Price | US2016$/Ton | 0 | 0 | 0 | 0 | 0 | 0 | 0 | 0
NSR Santee Cooper - NOX Cap Annual v3.1 | 980 | 1857 | Rate Constraint in MTons | FALSE | L | Annual | Seasons Included | Seasons | Winter, WintShld, Summer | Winter, WintShld, Summer | Winter, WintShld, Summer | Winter, WintShld, Summer | Winter, WintShld, Summer | Winter, WintShld, Summer | Winter, WintShld, Summer | Winter, WintShld, Summer
NSR Santee Cooper - NOX Cap Annual v3.1 | 980 | 1857 | Rate Constraint in MTons | FALSE | L | Annual | Standard NOX | Thousand Tons | 20 | 20 | 20 | 20 | 20 | 20 | 20 | 20
NSR Santee Cooper - NOX Cap Annual v3.1 | 980 | 1857 | Rate Constraint in MTons | FALSE | L | Annual | Emissions at Affected Plants NOX | Thousand Tons | 4.2324 | 4.3806 | 4.6042 | 3.7599 | 3.2125 | 3.2668 | 3.3756 | 3.3397
NSR Santee Cooper - NOX Cap Annual v3.1 | 980 | 1857 | Rate Constraint in MTons | FALSE | L | Annual | Allowances Purchased NOX | Thousand Tons | 0 | 0 | 0 | 0 | 0 | 0 | 0 | 0
NSR Santee Cooper - NOX Cap Annual v3.1 | 980 | 1857 | Rate Constraint in MTons | FALSE | L | Annual | Allowances Sold NOX | Thousand Tons | 0 | 0 | 0 | 0 | 0 | 0 | 0 | 0
NSR Santee Cooper - NOX Cap Annual v3.1 | 980 | 1857 | Rate Constraint in MTons | FALSE | L | Annual | Allowances Banked | Thousand Tons | 0 | 0 | 0 | 0 | 0 | 0 | 0 | 0
NSR Santee Cooper - NOX Cap Annual v3.1 | 980 | 1857 | Rate Constraint in MTons | FALSE | L | Annual | Allowances Withdrawn (1:1) | Thousand Tons | 0 | 0 | 0 | 0 | 0 | 0 | 0 | 0
NSR Santee Cooper - NOX Cap Annual v3.1 | 980 | 1857 | Rate Constraint in MTons | FALSE | L | Annual | Allowances Withdrawn (n:1) | Thousand Tons | 0 | 0 | 0 | 0 | 0 | 0 | 0 | 0
NSR Santee Cooper - NOX Cap Annual v3.1 | 980 | 1857 | Rate Constraint in MTons | FALSE | L | Annual | Net Emissions Allowance Position | Thousand Tons | 4.2324 | 4.3806 | 4.6042 | 3.7599 | 3.2125 | 3.2668 | 3.3756 | 3.3397
NSR Santee Cooper - NOX Cap Annual v3.1 | 980 | 1857 | Rate Constraint in MTons | FALSE | L | Annual | Fuel Consumed | TBtu | 119.0284 | 123.2736 | 129.7095 | 105.4684 | 89.1245 | 90.7424 | 93.9765 | 92.9281
NSR Santee Cooper - NOX Cap Annual v3.1 | 980 | 1857 | Rate Constraint in MTons | FALSE | L | Annual | Rate | lb/MMBtu | 0.071116 | 0.071071 | 0.070993 | 0.071299 | 0.072091 | 0.072001 | 0.071839 | 0.071878
NSR Santee Cooper - NOX Cap Annual v3.1 | 980 | 1857 | Rate Constraint in MTons | FALSE | L | Annual | Generation | TWh | 11.991 | 12.4219 | 13.0615 | 10.6335 | 8.9288 | 9.0967 | 9.4185 | 9.3107
NSR Santee Cooper - NOX Cap Annual v3.1 | 980 | 1857 | Rate Constraint in MTons | FALSE | L | Annual | Qualifying Generation | TWh | 11.991 | 12.4219 | 13.0615 | 10.6335 | 8.9288 | 9.0967 | 9.4185 | 9.3107
NSR Santee Cooper - NOX Cap Annual v3.1 | 980 | 1857 | Rate Constraint in MTons | FALSE | L | Annual | Rate | lb/MWh | 0.70593 | 0.7053 | 0.70501 | 0.70717 | 0.71959 | 0.71823 | 0.7168 | 0.7174
NSR Santee Cooper - NOX Cap Annual v3.1 | 980 | 1857 | Rate Constraint in MTons | FALSE | L | Annual | Constraint Shadow Price | US2016$/Ton | 0 | 0 | 0 | 0 | 0 | 0 | 0 | 0
NSR Santee Cooper - NOX Rate Annual v3.1 | 981 | 1858 | Rate Constraint in lbs/MMBtu | FALSE | L | Annual | Seasons Included | Seasons | Winter, WintShld, Summer | Winter, WintShld, Summer | Winter, WintShld, Summer | Winter, WintShld, Summer | Winter, WintShld, Summer | Winter, WintShld, Summer | Winter, WintShld, Summer | Winter, WintShld, Summer
NSR Santee Cooper - NOX Rate Annual v3.1 | 981 | 1858 | Rate Constraint in lbs/MMBtu | FALSE | L | Annual | Standard NOX | lb/MMBtu | 0.15 | 0.15 | 0.15 | 0.15 | 0.15 | 0.15 | 0.15 | 0.15
NSR Santee Cooper - NOX Rate Annual v3.1 | 981 | 1858 | Rate Constraint in lbs/MMBtu | FALSE | L | Annual | Emissions at Affected Plants NOX | Thousand Tons | 4.2324 | 4.3806 | 4.6042 | 3.7599 | 3.2125 | 3.2668 | 3.3756 | 3.3397
NSR Santee Cooper - NOX Rate Annual v3.1 | 981 | 1858 | Rate Constraint in lbs/MMBtu | FALSE | L | Annual | Allowances Purchased NOX | Thousand Tons | 0 | 0 | 0 | 0 | 0 | 0 | 0 | 0
NSR Santee Cooper - NOX Rate Annual v3.1 | 981 | 1858 | Rate Constraint in lbs/MMBtu | FALSE | L | Annual | Allowances Sold NOX | Thousand Tons | 0 | 0 | 0 | 0 | 0 | 0 | 0 | 0
NSR Santee Cooper - NOX Rate Annual v3.1 | 981 | 1858 | Rate Constraint in lbs/MMBtu | FALSE | L | Annual | Allowances Banked | Thousand Tons | 0 | 0 | 0 | 0 | 0 | 0 | 0 | 0
NSR Santee Cooper - NOX Rate Annual v3.1 | 981 | 1858 | Rate Constraint in lbs/MMBtu | FALSE | L | Annual | Allowances Withdrawn (1:1) | Thousand Tons | 0 | 0 | 0 | 0 | 0 | 0 | 0 | 0
NSR Santee Cooper - NOX Rate Annual v3.1 | 981 | 1858 | Rate Constraint in lbs/MMBtu | FALSE | L | Annual | Allowances Withdrawn (n:1) | Thousand Tons | 0 | 0 | 0 | 0 | 0 | 0 | 0 | 0
NSR Santee Cooper - NOX Rate Annual v3.1 | 981 | 1858 | Rate Constraint in lbs/MMBtu | FALSE | L | Annual | Net Emissions Allowance Position | Thousand Tons | 4.2324 | 4.3806 | 4.6042 | 3.7599 | 3.2125 | 3.2668 | 3.3756 | 3.3397
NSR Santee Cooper - NOX Rate Annual v3.1 | 981 | 1858 | Rate Constraint in lbs/MMBtu | FALSE | L | Annual | Fuel Consumed | TBtu | 119.0284 | 123.2736 | 129.7095 | 105.4684 | 89.1245 | 90.7424 | 93.9765 | 92.9281
NSR Santee Cooper - NOX Rate Annual v3.1 | 981 | 1858 | Rate Constraint in lbs/MMBtu | FALSE | L | Annual | Rate | lb/MMBtu | 0.071116 | 0.071071 | 0.070993 | 0.071299 | 0.072091 | 0.072001 | 0.071839 | 0.071878
NSR Santee Cooper - NOX Rate Annual v3.1 | 981 | 1858 | Rate Constraint in lbs/MMBtu | FALSE | L | Annual | Generation | TWh | 11.991 | 12.4219 | 13.0615 | 10.6335 | 8.9288 | 9.0967 | 9.4185 | 9.3107
NSR Santee Cooper - NOX Rate Annual v3.1 | 981 | 1858 | Rate Constraint in lbs/MMBtu | FALSE | L | Annual | Qualifying Generation | TWh | 11.991 | 12.4219 | 13.0615 | 10.6335 | 8.9288 | 9.0967 | 9.4185 | 9.3107
NSR Santee Cooper - NOX Rate Annual v3.1 | 981 | 1858 | Rate Constraint in lbs/MMBtu | FALSE | L | Annual | Rate | lb/MWh | 0.70593 | 0.7053 | 0.70501 | 0.70717 | 0.71959 | 0.71823 | 0.7168 | 0.7174
NSR Santee Cooper - NOX Rate Annual v3.1 | 981 | 1858 | Rate Constraint in lbs/MMBtu | FALSE | L | Annual | Constraint Shadow Price | US2016$/Ton | 0 | 0 | 0 | 0 | 0 | 0 | 0 | 0
NSR Santee Cooper - SO2 Cap Annual v3.1 | 982 | 1859 | Rate Constraint in MTons | FALSE | L | Annual | Seasons Included | Seasons | Winter, WintShld, Summer | Winter, WintShld, Summer | Winter, WintShld, Summer | Winter, WintShld, Summer | Winter, WintShld, Summer | Winter, WintShld, Summer | Winter, WintShld, Summer | Winter, WintShld, Summer
NSR Santee Cooper - SO2 Cap Annual v3.1 | 982 | 1859 | Rate Constraint in MTons | FALSE | L | Annual | Standard SO2 | Thousand Tons | 65 | 65 | 65 | 65 | 65 | 65 | 65 | 65
NSR Santee Cooper - SO2 Cap Annual v3.1 | 982 | 1859 | Rate Constraint in MTons | FALSE | L | Annual | Emissions at Affected Plants SO2 | Thousand Tons | 5.3244 | 5.9613 | 6.2949 | 4.8896 | 3.6725 | 3.7353 | 4.2103 | 4.663
NSR Santee Cooper - SO2 Cap Annual v3.1 | 982 | 1859 | Rate Constraint in MTons | FALSE | L | Annual | Allowances Purchased SO2 | Thousand Tons | 0 | 0 | 0 | 0 | 0 | 0 | 0 | 0
NSR Santee Cooper - SO2 Cap Annual v3.1 | 982 | 1859 | Rate Constraint in MTons | FALSE | L | Annual | Allowances Sold SO2 | Thousand Tons | 0 | 0 | 0 | 0 | 0 | 0 | 0 | 0
NSR Santee Cooper - SO2 Cap Annual v3.1 | 982 | 1859 | Rate Constraint in MTons | FALSE | L | Annual | Allowances Banked | Thousand Tons | 0 | 0 | 0 | 0 | 0 | 0 | 0 | 0
NSR Santee Cooper - SO2 Cap Annual v3.1 | 982 | 1859 | Rate Constraint in MTons | FALSE | L | Annual | Allowances Withdrawn (1:1) | Thousand Tons | 0 | 0 | 0 | 0 | 0 | 0 | 0 | 0
NSR Santee Cooper - SO2 Cap Annual v3.1 | 982 | 1859 | Rate Constraint in MTons | FALSE | L | Annual | Allowances Withdrawn (n:1) | Thousand Tons | 0 | 0 | 0 | 0 | 0 | 0 | 0 | 0
NSR Santee Cooper - SO2 Cap Annual v3.1 | 982 | 1859 | Rate Constraint in MTons | FALSE | L | Annual | Net Emissions Allowance Position | Thousand Tons | 5.3244 | 5.9613 | 6.2949 | 4.8896 | 3.6725 | 3.7353 | 4.2103 | 4.663
NSR Santee Cooper - SO2 Cap Annual v3.1 | 982 | 1859 | Rate Constraint in MTons | FALSE | L | Annual | Fuel Consumed | TBtu | 119.0284 | 123.2736 | 129.7095 | 105.4684 | 89.1245 | 90.7424 | 93.9765 | 92.9281
NSR Santee Cooper - SO2 Cap Annual v3.1 | 982 | 1859 | Rate Constraint in MTons | FALSE | L | Annual | Rate | lb/MMBtu | 0.089464 | 0.096716 | 0.097061 | 0.092721 | 0.082412 | 0.082328 | 0.089603 | 0.10036
NSR Santee Cooper - SO2 Cap Annual v3.1 | 982 | 1859 | Rate Constraint in MTons | FALSE | L | Annual | Generation | TWh | 11.991 | 12.4219 | 13.0615 | 10.6335 | 8.9288 | 9.0967 | 9.4185 | 9.3107
NSR Santee Cooper - SO2 Cap Annual v3.1 | 982 | 1859 | Rate Constraint in MTons | FALSE | L | Annual | Qualifying Generation | TWh | 11.991 | 12.4219 | 13.0615 | 10.6335 | 8.9288 | 9.0967 | 9.4185 | 9.3107
NSR Santee Cooper - SO2 Cap Annual v3.1 | 982 | 1859 | Rate Constraint in MTons | FALSE | L | Annual | Rate | lb/MWh | 0.88806 | 0.9598 | 0.96388 | 0.91965 | 0.82261 | 0.82125 | 0.89404 | 1.0016
NSR Santee Cooper - SO2 Cap Annual v3.1 | 982 | 1859 | Rate Constraint in MTons | FALSE | L | Annual | Constraint Shadow Price | US2016$/Ton | 0 | 0 | 0 | 0 | 0 | 0 | 0 | 0
NSR Santee Cooper - SO2 Rate Annual v3.1 | 983 | 1860 | Rate Constraint in lbs/MMBtu | FALSE | L | Annual | Seasons Included | Seasons | Winter, WintShld, Summer | Winter, WintShld, Summer | Winter, WintShld, Summer | Winter, WintShld, Summer | Winter, WintShld, Summer | Winter, WintShld, Summer | Winter, WintShld, Summer | Winter, WintShld, Summer
NSR Santee Cooper - SO2 Rate Annual v3.1 | 983 | 1860 | Rate Constraint in lbs/MMBtu | FALSE | L | Annual | Standard SO2 | lb/MMBtu | 0.5 | 0.5 | 0.5 | 0.5 | 0.5 | 0.5 | 0.5 | 0.5
NSR Santee Cooper - SO2 Rate Annual v3.1 | 983 | 1860 | Rate Constraint in lbs/MMBtu | FALSE | L | Annual | Emissions at Affected Plants SO2 | Thousand Tons | 5.3244 | 5.9613 | 6.2949 | 4.8896 | 3.6725 | 3.7353 | 4.2103 | 4.663
NSR Santee Cooper - SO2 Rate Annual v3.1 | 983 | 1860 | Rate Constraint in lbs/MMBtu | FALSE | L | Annual | Allowances Purchased SO2 | Thousand Tons | 0 | 0 | 0 | 0 | 0 | 0 | 0 | 0
NSR Santee Cooper - SO2 Rate Annual v3.1 | 983 | 1860 | Rate Constraint in lbs/MMBtu | FALSE | L | Annual | Allowances Sold SO2 | Thousand Tons | 0 | 0 | 0 | 0 | 0 | 0 | 0 | 0
NSR Santee Cooper - SO2 Rate Annual v3.1 | 983 | 1860 | Rate Constraint in lbs/MMBtu | FALSE | L | Annual | Allowances Banked | Thousand Tons | 0 | 0 | 0 | 0 | 0 | 0 | 0 | 0
NSR Santee Cooper - SO2 Rate Annual v3.1 | 983 | 1860 | Rate Constraint in lbs/MMBtu | FALSE | L | Annual | Allowances Withdrawn (1:1) | Thousand Tons | 0 | 0 | 0 | 0 | 0 | 0 | 0 | 0
NSR Santee Cooper - SO2 Rate Annual v3.1 | 983 | 1860 | Rate Constraint in lbs/MMBtu | FALSE | L | Annual | Allowances Withdrawn (n:1) | Thousand Tons | 0 | 0 | 0 | 0 | 0 | 0 | 0 | 0
NSR Santee Cooper - SO2 Rate Annual v3.1 | 983 | 1860 | Rate Constraint in lbs/MMBtu | FALSE | L | Annual | Net Emissions Allowance Position | Thousand Tons | 5.3244 | 5.9613 | 6.2949 | 4.8896 | 3.6725 | 3.7353 | 4.2103 | 4.663
NSR Santee Cooper - SO2 Rate Annual v3.1 | 983 | 1860 | Rate Constraint in lbs/MMBtu | FALSE | L | Annual | Fuel Consumed | TBtu | 119.0284 | 123.2736 | 129.7095 | 105.4684 | 89.1245 | 90.7424 | 93.9765 | 92.9281
NSR Santee Cooper - SO2 Rate Annual v3.1 | 983 | 1860 | Rate Constraint in lbs/MMBtu | FALSE | L | Annual | Rate | lb/MMBtu | 0.089464 | 0.096716 | 0.097061 | 0.092721 | 0.082412 | 0.082328 | 0.089603 | 0.10036
NSR Santee Cooper - SO2 Rate Annual v3.1 | 983 | 1860 | Rate Constraint in lbs/MMBtu | FALSE | L | Annual | Generation | TWh | 11.991 | 12.4219 | 13.0615 | 10.6335 | 8.9288 | 9.0967 | 9.4185 | 9.3107
NSR Santee Cooper - SO2 Rate Annual v3.1 | 983 | 1860 | Rate Constraint in lbs/MMBtu | FALSE | L | Annual | Qualifying Generation | TWh | 11.991 | 12.4219 | 13.0615 | 10.6335 | 8.9288 | 9.0967 | 9.4185 | 9.3107
NSR Santee Cooper - SO2 Rate Annual v3.1 | 983 | 1860 | Rate Constraint in lbs/MMBtu | FALSE | L | Annual | Rate | lb/MWh | 0.88806 | 0.9598 | 0.96388 | 0.91965 | 0.82261 | 0.82125 | 0.89404 | 1.0016
NSR Santee Cooper - SO2 Rate Annual v3.1 | 983 | 1860 | Rate Constraint in lbs/MMBtu | FALSE | L | Annual | Constraint Shadow Price | US2016$/Ton | 0 | 0 | 0 | 0 | 0 | 0 | 0 | 0
NSR Schahfer 14 - NOX Rate Annual v4.11, Unit 5447 and retrofits | 984 | 2304 | Rate Constraint in lbs/MMBtu | FALSE | L | Annual | Seasons Included | Seasons | Winter, WintShld, Summer | Winter, WintShld, Summer | Winter, WintShld, Summer | Winter, WintShld, Summer | Winter, WintShld, Summer | Winter, WintShld, Summer | Winter, WintShld, Summer | Winter, WintShld, Summer
NSR Schahfer 14 - NOX Rate Annual v4.11, Unit 5447 and retrofits | 984 | 2304 | Rate Constraint in lbs/MMBtu | FALSE | L | Annual | Standard NOX | lb/MMBtu | 0.1 | 0.1 | 0.1 | 0.1 | 0.1 | 0.1 | 0.1 | 0.1
NSR Schahfer 14 - NOX Rate Annual v4.11, Unit 5447 and retrofits | 984 | 2304 | Rate Constraint in lbs/MMBtu | FALSE | L | Annual | Emissions at Affected Plants NOX | Thousand Tons | 0 | 0 | 0 | 0 | 0 | 0 | 0 | 0
NSR Schahfer 14 - NOX Rate Annual v4.11, Unit 5447 and retrofits | 984 | 2304 | Rate Constraint in lbs/MMBtu | FALSE | L | Annual | Allowances Purchased NOX | Thousand Tons | 0 | 0 | 0 | 0 | 0 | 0 | 0 | 0
NSR Schahfer 14 - NOX Rate Annual v4.11, Unit 5447 and retrofits | 984 | 2304 | Rate Constraint in lbs/MMBtu | FALSE | L | Annual | Allowances Sold NOX | Thousand Tons | 0 | 0 | 0 | 0 | 0 | 0 | 0 | 0
NSR Schahfer 14 - NOX Rate Annual v4.11, Unit 5447 and retrofits | 984 | 2304 | Rate Constraint in lbs/MMBtu | FALSE | L | Annual | Allowances Banked | Thousand Tons | 0 | 0 | 0 | 0 | 0 | 0 | 0 | 0
NSR Schahfer 14 - NOX Rate Annual v4.11, Unit 5447 and retrofits | 984 | 2304 | Rate Constraint in lbs/MMBtu | FALSE | L | Annual | Allowances Withdrawn (1:1) | Thousand Tons | 0 | 0 | 0 | 0 | 0 | 0 | 0 | 0
NSR Schahfer 14 - NOX Rate Annual v4.11, Unit 5447 and retrofits | 984 | 2304 | Rate Constraint in lbs/MMBtu | FALSE | L | Annual | Allowances Withdrawn (n:1) | Thousand Tons | 0 | 0 | 0 | 0 | 0 | 0 | 0 | 0
NSR Schahfer 14 - NOX Rate Annual v4.11, Unit 5447 and retrofits | 984 | 2304 | Rate Constraint in lbs/MMBtu | FALSE | L | Annual | Net Emissions Allowance Position | Thousand Tons | 0 | 0 | 0 | 0 | 0 | 0 | 0 | 0
NSR Schahfer 14 - NOX Rate Annual v4.11, Unit 5447 and retrofits | 984 | 2304 | Rate Constraint in lbs/MMBtu | FALSE | L | Annual | Fuel Consumed | TBtu | 0 | 0 | 0 | 0 | 0 | 0 | 0 | 0
NSR Schahfer 14 - NOX Rate Annual v4.11, Unit 5447 and retrofits | 984 | 2304 | Rate Constraint in lbs/MMBtu | FALSE | L | Annual | Rate | lb/MMBtu | 0 | 0 | 0 | 0 | 0 | 0 | 0 | 0
NSR Schahfer 14 - NOX Rate Annual v4.11, Unit 5447 and retrofits | 984 | 2304 | Rate Constraint in lbs/MMBtu | FALSE | L | Annual | Generation | TWh | 0 | 0 | 0 | 0 | 0 | 0 | 0 | 0
NSR Schahfer 14 - NOX Rate Annual v4.11, Unit 5447 and retrofits | 984 | 2304 | Rate Constraint in lbs/MMBtu | FALSE | L | Annual | Qualifying Generation | TWh | 0 | 0 | 0 | 0 | 0 | 0 | 0 | 0
NSR Schahfer 14 - NOX Rate Annual v4.11, Unit 5447 and retrofits | 984 | 2304 | Rate Constraint in lbs/MMBtu | FALSE | L | Annual | Rate | lb/MWh | 0 | 0 | 0 | 0 | 0 | 0 | 0 | 0
NSR Schahfer 14 - NOX Rate Annual v4.11, Unit 5447 and retrofits | 984 | 2304 | Rate Constraint in lbs/MMBtu | FALSE | L | Annual | Constraint Shadow Price | US2016$/Ton | 0 | 0 | 0 | 0 | 0 | 0 | 0 | 0
NSR Schahfer 14 - SO2 Rate Annual v4.11, Unit 5447 and retrofits | 985 | 2298 | Rate Constraint in lbs/MMBtu | FALSE | L | Annual | Seasons Included | Seasons | Winter, WintShld, Summer | Winter, WintShld, Summer | Winter, WintShld, Summer | Winter, WintShld, Summer | Winter, WintShld, Summer | Winter, WintShld, Summer | Winter, WintShld, Summer | Winter, WintShld, Summer
NSR Schahfer 14 - SO2 Rate Annual v4.11, Unit 5447 and retrofits | 985 | 2298 | Rate Constraint in lbs/MMBtu | FALSE | L | Annual | Standard SO2 | lb/MMBtu | 0.08 | 0.08 | 0.08 | 0.08 | 0.08 | 0.08 | 0.08 | 0.08
NSR Schahfer 14 - SO2 Rate Annual v4.11, Unit 5447 and retrofits | 985 | 2298 | Rate Constraint in lbs/MMBtu | FALSE | L | Annual | Emissions at Affected Plants SO2 | Thousand Tons | 0 | 0 | 0 | 0 | 0 | 0 | 0 | 0
NSR Schahfer 14 - SO2 Rate Annual v4.11, Unit 5447 and retrofits | 985 | 2298 | Rate Constraint in lbs/MMBtu | FALSE | L | Annual | Allowances Purchased SO2 | Thousand Tons | 0 | 0 | 0 | 0 | 0 | 0 | 0 | 0
NSR Schahfer 14 - SO2 Rate Annual v4.11, Unit 5447 and retrofits | 985 | 2298 | Rate Constraint in lbs/MMBtu | FALSE | L | Annual | Allowances Sold SO2 | Thousand Tons | 0 | 0 | 0 | 0 | 0 | 0 | 0 | 0
NSR Schahfer 14 - SO2 Rate Annual v4.11, Unit 5447 and retrofits | 985 | 2298 | Rate Constraint in lbs/MMBtu | FALSE | L | Annual | Allowances Banked | Thousand Tons | 0 | 0 | 0 | 0 | 0 | 0 | 0 | 0
NSR Schahfer 14 - SO2 Rate Annual v4.11, Unit 5447 and retrofits | 985 | 2298 | Rate Constraint in lbs/MMBtu | FALSE | L | Annual | Allowances Withdrawn (1:1) | Thousand Tons | 0 | 0 | 0 | 0 | 0 | 0 | 0 | 0
NSR Schahfer 14 - SO2 Rate Annual v4.11, Unit 5447 and retrofits | 985 | 2298 | Rate Constraint in lbs/MMBtu | FALSE | L | Annual | Allowances Withdrawn (n:1) | Thousand Tons | 0 | 0 | 0 | 0 | 0 | 0 | 0 | 0
NSR Schahfer 14 - SO2 Rate Annual v4.11, Unit 5447 and retrofits | 985 | 2298 | Rate Constraint in lbs/MMBtu | FALSE | L | Annual | Net Emissions Allowance Position | Thousand Tons | 0 | 0 | 0 | 0 | 0 | 0 | 0 | 0
NSR Schahfer 14 - SO2 Rate Annual v4.11, Unit 5447 and retrofits | 985 | 2298 | Rate Constraint in lbs/MMBtu | FALSE | L | Annual | Fuel Consumed | TBtu | 0 | 0 | 0 | 0 | 0 | 0 | 0 | 0
NSR Schahfer 14 - SO2 Rate Annual v4.11, Unit 5447 and retrofits | 985 | 2298 | Rate Constraint in lbs/MMBtu | FALSE | L | Annual | Rate | lb/MMBtu | 0 | 0 | 0 | 0 | 0 | 0 | 0 | 0
NSR Schahfer 14 - SO2 Rate Annual v4.11, Unit 5447 and retrofits | 985 | 2298 | Rate Constraint in lbs/MMBtu | FALSE | L | Annual | Generation | TWh | 0 | 0 | 0 | 0 | 0 | 0 | 0 | 0
NSR Schahfer 14 - SO2 Rate Annual v4.11, Unit 5447 and retrofits | 985 | 2298 | Rate Constraint in lbs/MMBtu | FALSE | L | Annual | Qualifying Generation | TWh | 0 | 0 | 0 | 0 | 0 | 0 | 0 | 0
NSR Schahfer 14 - SO2 Rate Annual v4.11, Unit 5447 and retrofits | 985 | 2298 | Rate Constraint in lbs/MMBtu | FALSE | L | Annual | Rate | lb/MWh | 0 | 0 | 0 | 0 | 0 | 0 | 0 | 0
NSR Schahfer 14 - SO2 Rate Annual v4.11, Unit 5447 and retrofits | 985 | 2298 | Rate Constraint in lbs/MMBtu | FALSE | L | Annual | Constraint Shadow Price | US2016$/Ton | 0 | 0 | 0 | 0 | 0 | 0 | 0 | 0
NSR Schahfer 15 - NOX Rate Annual v4.11, Unit 4117 and retrofits | 986 | 2305 | Rate Constraint in lbs/MMBtu | FALSE | L | Annual | Seasons Included | Seasons | Winter, WintShld, Summer | Winter, WintShld, Summer | Winter, WintShld, Summer | Winter, WintShld, Summer | Winter, WintShld, Summer | Winter, WintShld, Summer | Winter, WintShld, Summer | Winter, WintShld, Summer
NSR Schahfer 15 - NOX Rate Annual v4.11, Unit 4117 and retrofits | 986 | 2305 | Rate Constraint in lbs/MMBtu | FALSE | L | Annual | Standard NOX | lb/MMBtu | 0.08 | 0.08 | 0.08 | 0.08 | 0.08 | 0.08 | 0.08 | 0.08
NSR Schahfer 15 - NOX Rate Annual v4.11, Unit 4117 and retrofits | 986 | 2305 | Rate Constraint in lbs/MMBtu | FALSE | L | Annual | Emissions at Affected Plants NOX | Thousand Tons | 1.0862 | 1.1365 | 1.1306 | 1.1365 | 1.0852 | 1.0852 | 1.099 | 1.0408
NSR Schahfer 15 - NOX Rate Annual v4.11, Unit 4117 and retrofits | 986 | 2305 | Rate Constraint in lbs/MMBtu | FALSE | L | Annual | Allowances Purchased NOX | Thousand Tons | 0 | 0 | 0 | 0 | 0 | 0 | 0 | 0
NSR Schahfer 15 - NOX Rate Annual v4.11, Unit 4117 and retrofits | 986 | 2305 | Rate Constraint in lbs/MMBtu | FALSE | L | Annual | Allowances Sold NOX | Thousand Tons | 0 | 0 | 0 | 0 | 0 | 0 | 0 | 0
NSR Schahfer 15 - NOX Rate Annual v4.11, Unit 4117 and retrofits | 986 | 2305 | Rate Constraint in lbs/MMBtu | FALSE | L | Annual | Allowances Banked | Thousand Tons | 0 | 0 | 0 | 0 | 0 | 0 | 0 | 0
NSR Schahfer 15 - NOX Rate Annual v4.11, Unit 4117 and retrofits | 986 | 2305 | Rate Constraint in lbs/MMBtu | FALSE | L | Annual | Allowances Withdrawn (1:1) | Thousand Tons | 0 | 0 | 0 | 0 | 0 | 0 | 0 | 0
NSR Schahfer 15 - NOX Rate Annual v4.11, Unit 4117 and retrofits | 986 | 2305 | Rate Constraint in lbs/MMBtu | FALSE | L | Annual | Allowances Withdrawn (n:1) | Thousand Tons | 0 | 0 | 0 | 0 | 0 | 0 | 0 | 0
NSR Schahfer 15 - NOX Rate Annual v4.11, Unit 4117 and retrofits | 986 | 2305 | Rate Constraint in lbs/MMBtu | FALSE | L | Annual | Net Emissions Allowance Position | Thousand Tons | 1.0862 | 1.1365 | 1.1306 | 1.1365 | 1.0852 | 1.0852 | 1.099 | 1.0408
NSR Schahfer 15 - NOX Rate Annual v4.11, Unit 4117 and retrofits | 986 | 2305 | Rate Constraint in lbs/MMBtu | FALSE | L | Annual | Fuel Consumed | TBtu | 27.1539 | 28.4126 | 28.2662 | 28.4126 | 27.1311 | 27.1311 | 27.4738 | 26.0208
NSR Schahfer 15 - NOX Rate Annual v4.11, Unit 4117 and retrofits | 986 | 2305 | Rate Constraint in lbs/MMBtu | FALSE | L | Annual | Rate | lb/MMBtu | 0.08 | 0.08 | 0.08 | 0.08 | 0.08 | 0.08 | 0.08 | 0.08
NSR Schahfer 15 - NOX Rate Annual v4.11, Unit 4117 and retrofits | 986 | 2305 | Rate Constraint in lbs/MMBtu | FALSE | L | Annual | Generation | TWh | 2.415 | 2.527 | 2.5139 | 2.527 | 2.413 | 2.413 | 2.4435 | 2.3142
NSR Schahfer 15 - NOX Rate Annual v4.11, Unit 4117 and retrofits | 986 | 2305 | Rate Constraint in lbs/MMBtu | FALSE | L | Annual | Qualifying Generation | TWh | 2.415 | 2.527 | 2.5139 | 2.527 | 2.413 | 2.413 | 2.4435 | 2.3142
NSR Schahfer 15 - NOX Rate Annual v4.11, Unit 4117 and retrofits | 986 | 2305 | Rate Constraint in lbs/MMBtu | FALSE | L | Annual | Rate | lb/MWh | 0.8995 | 0.8995 | 0.8995 | 0.8995 | 0.8995 | 0.8995 | 0.8995 | 0.8995
NSR Schahfer 15 - NOX Rate Annual v4.11, Unit 4117 and retrofits | 986 | 2305 | Rate Constraint in lbs/MMBtu | FALSE | L | Annual | Constraint Shadow Price | US2016$/Ton | 7887.286 | 9687.9926 | 12778.3464 | 7911.228 | 9116.1853 | 6641.897 | 11255.7824 | 11169.2571
NSR Schahfer 15 - SO2 Rate Annual v4.11, Unit 4117 and retrofits | 987 | 2299 | Rate Constraint in lbs/MMBtu | FALSE | L | Annual | Seasons Included | Seasons | Winter, WintShld, Summer | Winter, WintShld, Summer | Winter, WintShld, Summer | Winter, WintShld, Summer | Winter, WintShld, Summer | Winter, WintShld, Summer | Winter, WintShld, Summer | Winter, WintShld, Summer
NSR Schahfer 15 - SO2 Rate Annual v4.11, Unit 4117 and retrofits | 987 | 2299 | Rate Constraint in lbs/MMBtu | FALSE | L | Annual | Standard SO2 | lb/MMBtu | 0.08 | 0.08 | 0.08 | 0.08 | 0.08 | 0.08 | 0.08 | 0.08
NSR Schahfer 15 - SO2 Rate Annual v4.11, Unit 4117 and retrofits | 987 | 2299 | Rate Constraint in lbs/MMBtu | FALSE | L | Annual | Emissions at Affected Plants SO2 | Thousand Tons | 0.15503 | 0.16222 | 0.16138 | 0.16222 | 0.1549 | 0.1549 | 0.15686 | 0.14856
NSR Schahfer 15 - SO2 Rate Annual v4.11, Unit 4117 and retrofits | 987 | 2299 | Rate Constraint in lbs/MMBtu | FALSE | L | Annual | Allowances Purchased SO2 | Thousand Tons | 0 | 0 | 0 | 0 | 0 | 0 | 0 | 0
NSR Schahfer 15 - SO2 Rate Annual v4.11, Unit 4117 and retrofits | 987 | 2299 | Rate Constraint in lbs/MMBtu | FALSE | L | Annual | Allowances Sold SO2 | Thousand Tons | 0 | 0 | 0 | 0 | 0 | 0 | 0 | 0
NSR Schahfer 15 - SO2 Rate Annual v4.11, Unit 4117 and retrofits | 987 | 2299 | Rate Constraint in lbs/MMBtu | FALSE | L | Annual | Allowances Banked | Thousand Tons | 0 | 0 | 0 | 0 | 0 | 0 | 0 | 0
NSR Schahfer 15 - SO2 Rate Annual v4.11, Unit 4117 and retrofits | 987 | 2299 | Rate Constraint in lbs/MMBtu | FALSE | L | Annual | Allowances Withdrawn (1:1) | Thousand Tons | 0 | 0 | 0 | 0 | 0 | 0 | 0 | 0
NSR Schahfer 15 - SO2 Rate Annual v4.11, Unit 4117 and retrofits | 987 | 2299 | Rate Constraint in lbs/MMBtu | FALSE | L | Annual | Allowances Withdrawn (n:1) | Thousand Tons | 0 | 0 | 0 | 0 | 0 | 0 | 0 | 0
NSR Schahfer 15 - SO2 Rate Annual v4.11, Unit 4117 and retrofits | 987 | 2299 | Rate Constraint in lbs/MMBtu | FALSE | L | Annual | Net Emissions Allowance Position | Thousand Tons | 0.15503 | 0.16222 | 0.16138 | 0.16222 | 0.1549 | 0.1549 | 0.15686 | 0.14856
NSR Schahfer 15 - SO2 Rate Annual v4.11, Unit 4117 and retrofits | 987 | 2299 | Rate Constraint in lbs/MMBtu | FALSE | L | Annual | Fuel Consumed | TBtu | 27.1539 | 28.4126 | 28.2662 | 28.4126 | 27.1311 | 27.1311 | 27.4738 | 26.0208
NSR Schahfer 15 - SO2 Rate Annual v4.11, Unit 4117 and retrofits | 987 | 2299 | Rate Constraint in lbs/MMBtu | FALSE | L | Annual | Rate | lb/MMBtu | 0.011419 | 0.011419 | 0.011419 | 0.011419 | 0.011419 | 0.011419 | 0.011419 | 0.011419
NSR Schahfer 15 - SO2 Rate Annual v4.11, Unit 4117 and retrofits | 987 | 2299 | Rate Constraint in lbs/MMBtu | FALSE | L | Annual | Generation | TWh | 2.415 | 2.527 | 2.5139 | 2.527 | 2.413 | 2.413 | 2.4435 | 2.3142
NSR Schahfer 15 - SO2 Rate Annual v4.11, Unit 4117 and retrofits | 987 | 2299 | Rate Constraint in lbs/MMBtu | FALSE | L | Annual | Qualifying Generation | TWh | 2.415 | 2.527 | 2.5139 | 2.527 | 2.413 | 2.413 | 2.4435 | 2.3142
NSR Schahfer 15 - SO2 Rate Annual v4.11, Unit 4117 and retrofits | 987 | 2299 | Rate Constraint in lbs/MMBtu | FALSE | L | Annual | Rate | lb/MWh | 0.12839 | 0.12839 | 0.12839 | 0.12839 | 0.12839 | 0.12839 | 0.12839 | 0.12839
NSR Schahfer 15 - SO2 Rate Annual v4.11, Unit 4117 and retrofits | 987 | 2299 | Rate Constraint in lbs/MMBtu | FALSE | L | Annual | Constraint Shadow Price | US2016$/Ton | 0 | 0 | 0 | 0 | 0 | 0 | 0 | 0
NSR Schahfer 17 & 18 - NOX Rate Annual v4.11, Unit 5425 and retrofits | 988 | 2306 | Rate Constraint in lbs/MMBtu | FALSE | L | Annual | Seasons Included | Seasons | Winter, WintShld, Summer | Winter, WintShld, Summer | Winter, WintShld, Summer | Winter, WintShld, Summer | Winter, WintShld, Summer | Winter, WintShld, Summer | Winter, WintShld, Summer | Winter, WintShld, Summer
NSR Schahfer 17 & 18 - NOX Rate Annual v4.11, Unit 5425 and retrofits | 988 | 2306 | Rate Constraint in lbs/MMBtu | FALSE | L | Annual | Standard NOX | lb/MMBtu | 0.2 | 0.2 | 0.2 | 0.2 | 0.2 | 0.2 | 0.2 | 0.2
NSR Schahfer 17 & 18 - NOX Rate Annual v4.11, Unit 5425 and retrofits | 988 | 2306 | Rate Constraint in lbs/MMBtu | FALSE | L | Annual | Emissions at Affected Plants NOX | Thousand Tons | 0.9351 | 0 | 0 | 0 | 0 | 0 | 0 | 0
NSR Schahfer 17 & 18 - NOX Rate Annual v4.11, Unit 5425 and retrofits | 988 | 2306 | Rate Constraint in lbs/MMBtu | FALSE | L | Annual | Allowances Purchased NOX | Thousand Tons | 0 | 0 | 0 | 0 | 0 | 0 | 0 | 0
NSR Schahfer 17 & 18 - NOX Rate Annual v4.11, Unit 5425 and retrofits | 988 | 2306 | Rate Constraint in lbs/MMBtu | FALSE | L | Annual | Allowances Sold NOX | Thousand Tons | 0 | 0 | 0 | 0 | 0 | 0 | 0 | 0
NSR Schahfer 17 & 18 - NOX Rate Annual v4.11, Unit 5425 and retrofits | 988 | 2306 | Rate Constraint in lbs/MMBtu | FALSE | L | Annual | Allowances Banked | Thousand Tons | 0 | 0 | 0 | 0 | 0 | 0 | 0 | 0
NSR Schahfer 17 & 18 - NOX Rate Annual v4.11, Unit 5425 and retrofits | 988 | 2306 | Rate Constraint in lbs/MMBtu | FALSE | L | Annual | Allowances Withdrawn (1:1) | Thousand Tons | 0 | 0 | 0 | 0 | 0 | 0 | 0 | 0
NSR Schahfer 17 & 18 - NOX Rate Annual v4.11, Unit 5425 and retrofits | 988 | 2306 | Rate Constraint in lbs/MMBtu | FALSE | L | Annual | Allowances Withdrawn (n:1) | Thousand Tons | 0 | 0 | 0 | 0 | 0 | 0 | 0 | 0
NSR Schahfer 17 & 18 - NOX Rate Annual v4.11, Unit 5425 and retrofits | 988 | 2306 | Rate Constraint in lbs/MMBtu | FALSE | L | Annual | Net Emissions Allowance Position | Thousand Tons | 0.9351 | 0 | 0 | 0 | 0 | 0 | 0 | 0
NSR Schahfer 17 & 18 - NOX Rate Annual v4.11, Unit 5425 and retrofits | 988 | 2306 | Rate Constraint in lbs/MMBtu | FALSE | L | Annual | Fuel Consumed | TBtu | 10.6009 | 0 | 0 | 0 | 0 | 0 | 0 | 0
NSR Schahfer 17 & 18 - NOX Rate Annual v4.11, Unit 5425 and retrofits | 988 | 2306 | Rate Constraint in lbs/MMBtu | FALSE | L | Annual | Rate | lb/MMBtu | 0.17642 | 0 | 0 | 0 | 0 | 0 | 0 | 0
NSR Schahfer 17 & 18 - NOX Rate Annual v4.11, Unit 5425 and retrofits | 988 | 2306 | Rate Constraint in lbs/MMBtu | FALSE | L | Annual | Generation | TWh | 0.89807 | 0 | 0 | 0 | 0 | 0 | 0 | 0
NSR Schahfer 17 & 18 - NOX Rate Annual v4.11, Unit 5425 and retrofits | 988 | 2306 | Rate Constraint in lbs/MMBtu | FALSE | L | Annual | Qualifying Generation | TWh | 0.89807 | 0 | 0 | 0 | 0 | 0 | 0 | 0
NSR Schahfer 17 & 18 - NOX Rate Annual v4.11, Unit 5425 and retrofits | 988 | 2306 | Rate Constraint in lbs/MMBtu | FALSE | L | Annual | Rate | lb/MWh | 2.0825 | 0 | 0 | 0 | 0 | 0 | 0 | 0
NSR Schahfer 17 & 18 - NOX Rate Annual v4.11, Unit 5425 and retrofits | 988 | 2306 | Rate Constraint in lbs/MMBtu | FALSE | L | Annual | Constraint Shadow Price | US2016$/Ton | 0 | 0 | 0 | 0 | 0 | 0 | 0 | 0
NSR Schahfer 17 & 18 - NOX Rate Annual v4.11, Unit 5426 and retrofits | 989 | 2306 | Rate Constraint in lbs/MMBtu | FALSE | L | Annual | Seasons Included | Seasons | Winter, WintShld, Summer | Winter, WintShld, Summer | Winter, WintShld, Summer | Winter, WintShld, Summer | Winter, WintShld, Summer | Winter, WintShld, Summer | Winter, WintShld, Summer | Winter, WintShld, Summer
NSR Schahfer 17 & 18 - NOX Rate Annual v4.11, Unit 5426 and retrofits | 989 | 2306 | Rate Constraint in lbs/MMBtu | FALSE | L | Annual | Standard NOX | lb/MMBtu | 0.2 | 0.2 | 0.2 | 0.2 | 0.2 | 0.2 | 0.2 | 0.2
NSR Schahfer 17 & 18 - NOX Rate Annual v4.11, Unit 5426 and retrofits | 989 | 2306 | Rate Constraint in lbs/MMBtu | FALSE | L | Annual | Emissions at Affected Plants NOX | Thousand Tons | 2.1985 | 0 | 0 | 0 | 0 | 0 | 0 | 0
NSR Schahfer 17 & 18 - NOX Rate Annual v4.11, Unit 5426 and retrofits | 989 | 2306 | Rate Constraint in lbs/MMBtu | FALSE | L | Annual | Allowances Purchased NOX | Thousand Tons | 0 | 0 | 0 | 0 | 0 | 0 | 0 | 0
NSR Schahfer 17 & 18 - NOX Rate Annual v4.11, Unit 5426 and retrofits | 989 | 2306 | Rate Constraint in lbs/MMBtu | FALSE | L | Annual | Allowances Sold NOX | Thousand Tons | 0 | 0 | 0 | 0 | 0 | 0 | 0 | 0
NSR Schahfer 17 & 18 - NOX Rate Annual v4.11, Unit 5426 and retrofits | 989 | 2306 | Rate Constraint in lbs/MMBtu | FALSE | L | Annual | Allowances Banked | Thousand Tons | 0 | 0 | 0 | 0 | 0 | 0 | 0 | 0
NSR Schahfer 17 & 18 - NOX Rate Annual v4.11, Unit 5426 and retrofits | 989 | 2306 | Rate Constraint in lbs/MMBtu | FALSE | L | Annual | Allowances Withdrawn (1:1) | Thousand Tons | 0 | 0 | 0 | 0 | 0 | 0 | 0 | 0
NSR Schahfer 17 & 18 - NOX Rate Annual v4.11, Unit 5426 and retrofits | 989 | 2306 | Rate Constraint in lbs/MMBtu | FALSE | L | Annual | Allowances Withdrawn (n:1) | Thousand Tons | 0 | 0 | 0 | 0 | 0 | 0 | 0 | 0
NSR Schahfer 17 & 18 - NOX Rate Annual v4.11, Unit 5426 and retrofits | 989 | 2306 | Rate Constraint in lbs/MMBtu | FALSE | L | Annual | Net Emissions Allowance Position | Thousand Tons | 2.1985 | 0 | 0 | 0 | 0 | 0 | 0 | 0
NSR Schahfer 17 & 18 - NOX Rate Annual v4.11, Unit 5426 and retrofits | 989 | 2306 | Rate Constraint in lbs/MMBtu | FALSE | L | Annual | Fuel Consumed | TBtu | 24.7153 | 0 | 0 | 0 | 0 | 0 | 0 | 0
NSR Schahfer 17 & 18 - NOX Rate Annual v4.11, Unit 5426 and retrofits | 989 | 2306 | Rate Constraint in lbs/MMBtu | FALSE | L | Annual | Rate | lb/MMBtu | 0.17791 | 0 | 0 | 0 | 0 | 0 | 0 | 0
NSR Schahfer 17 & 18 - NOX Rate Annual v4.11, Unit 5426 and retrofits | 989 | 2306 | Rate Constraint in lbs/MMBtu | FALSE | L | Annual | Generation | TWh | 2.1501 | 0 | 0 | 0 | 0 | 0 | 0 | 0
NSR Schahfer 17 & 18 - NOX Rate Annual v4.11, Unit 5426 and retrofits | 989 | 2306 | Rate Constraint in lbs/MMBtu | FALSE | L | Annual | Qualifying Generation | TWh | 2.1501 | 0 | 0 | 0 | 0 | 0 | 0 | 0
NSR Schahfer 17 & 18 - NOX Rate Annual v4.11, Unit 5426 and retrofits | 989 | 2306 | Rate Constraint in lbs/MMBtu | FALSE | L | Annual | Rate | lb/MWh | 2.0451 | 0 | 0 | 0 | 0 | 0 | 0 | 0
NSR Schahfer 17 & 18 - NOX Rate Annual v4.11, Unit 5426 and retrofits | 989 | 2306 | Rate Constraint in lbs/MMBtu | FALSE | L | Annual | Constraint Shadow Price | US2016$/Ton | 0 | 0 | 0 | 0 | 0 | 0 | 0 | 0
NSR Shawnee 1& 4 - SO2 Rate Annual v4.11 | 990 | 2437 | Rate Constraint in lbs/MMBtu | FALSE | L | Annual | Seasons Included | Seasons | Winter, WintShld, Summer | Winter, WintShld, Summer | Winter, WintShld, Summer | Winter, WintShld, Summer | Winter, WintShld, Summer | Winter, WintShld, Summer | Winter, WintShld, Summer | Winter, WintShld, Summer
NSR Shawnee 1& 4 - SO2 Rate Annual v4.11 | 990 | 2437 | Rate Constraint in lbs/MMBtu | FALSE | L | Annual | Standard SO2 | lb/MMBtu | 1.2 | 1.2 | 1.2 | 1.2 | 1.2 | 1.2 | 1.2 | 1.2
NSR Shawnee 1& 4 - SO2 Rate Annual v4.11 | 990 | 2437 | Rate Constraint in lbs/MMBtu | FALSE | L | Annual | Emissions at Affected Plants SO2 | Thousand Tons | 0.37383 | 0.38088 | 0.43247 | 0.52031 | 0.58019 | 0.58019 | 0.58019 | 0.58019
NSR Shawnee 1& 4 - SO2 Rate Annual v4.11 | 990 | 2437 | Rate Constraint in lbs/MMBtu | FALSE | L | Annual | Allowances Purchased SO2 | Thousand Tons | 0 | 0 | 0 | 0 | 0 | 0 | 0 | 0
NSR Shawnee 1& 4 - SO2 Rate Annual v4.11 | 990 | 2437 | Rate Constraint in lbs/MMBtu | FALSE | L | Annual | Allowances Sold SO2 | Thousand Tons | 0 | 0 | 0 | 0 | 0 | 0 | 0 | 0
NSR Shawnee 1& 4 - SO2 Rate Annual v4.11 | 990 | 2437 | Rate Constraint in lbs/MMBtu | FALSE | L | Annual | Allowances Banked | Thousand Tons | 0 | 0 | 0 | 0 | 0 | 0 | 0 | 0
NSR Shawnee 1& 4 - SO2 Rate Annual v4.11 | 990 | 2437 | Rate Constraint in lbs/MMBtu | FALSE | L | Annual | Allowances Withdrawn (1:1) | Thousand Tons | 0 | 0 | 0 | 0 | 0 | 0 | 0 | 0
NSR Shawnee 1& 4 - SO2 Rate Annual v4.11 | 990 | 2437 | Rate Constraint in lbs/MMBtu | FALSE | L | Annual | Allowances Withdrawn (n:1) | Thousand Tons | 0 | 0 | 0 | 0 | 0 | 0 | 0 | 0
NSR Shawnee 1& 4 - SO2 Rate Annual v4.11 | 990 | 2437 | Rate Constraint in lbs/MMBtu | FALSE | L | Annual | Net Emissions Allowance Position | Thousand Tons | 0.37383 | 0.38088 | 0.43247 | 0.52031 | 0.58019 | 0.58019 | 0.58019 | 0.58019
NSR Shawnee 1& 4 - SO2 Rate Annual v4.11 | 990 | 2437 | Rate Constraint in lbs/MMBtu | FALSE | L | Annual | Fuel Consumed | TBtu | 9.8131 | 9.9981 | 11.3523 | 13.6581 | 15.23 | 15.23 | 15.23 | 15.23
NSR Shawnee 1& 4 - SO2 Rate Annual v4.11 | 990 | 2437 | Rate Constraint in lbs/MMBtu | FALSE | L | Annual | Rate | lb/MMBtu | 0.07619 | 0.07619 | 0.07619 | 0.07619 | 0.07619 | 0.07619 | 0.07619 | 0.07619
NSR Shawnee 1& 4 - SO2 Rate Annual v4.11 | 990 | 2437 | Rate Constraint in lbs/MMBtu | FALSE | L | Annual | Generation | TWh | 0.86463 | 0.88093 | 1.0003 | 1.2034 | 1.3419 | 1.3419 | 1.3419 | 1.3419
NSR Shawnee 1& 4 - SO2 Rate Annual v4.11 | 990 | 2437 | Rate Constraint in lbs/MMBtu | FALSE | L | Annual | Qualifying Generation | TWh | 0.86463 | 0.88093 | 1.0003 | 1.2034 | 1.3419 | 1.3419 | 1.3419 | 1.3419
NSR Shawnee 1& 4 - SO2 Rate Annual v4.11 | 990 | 2437 | Rate Constraint in lbs/MMBtu | FALSE | L | Annual | Rate | lb/MWh | 0.86472 | 0.86472 | 0.86472 | 0.86472 | 0.86472 | 0.86472 | 0.86472 | 0.86472
NSR Shawnee 1& 4 - SO2 Rate Annual v4.11 | 990 | 2437 | Rate Constraint in lbs/MMBtu | FALSE | L | Annual | Constraint Shadow Price | US2016$/Ton | 0 | 0 | 0 | 0 | 0 | 0 | 0 | 0
NSR Shawnee 5-10 - SO2 Rate Annual v4.11 | 991 | 2436 | Rate Constraint in lbs/MMBtu | FALSE | L | Annual | Seasons Included | Seasons | Winter, WintShld, Summer | Winter, WintShld, Summer | Winter, WintShld, Summer | Winter, WintShld, Summer | Winter, WintShld, Summer | Winter, WintShld, Summer | Winter, WintShld, Summer | Winter, WintShld, Summer
NSR Shawnee 5-10 - SO2 Rate Annual v4.11 | 991 | 2436 | Rate Constraint in lbs/MMBtu | FALSE | L | Annual | Standard SO2 | lb/MMBtu | 1.2 | 1.2 | 1.2 | 1.2 | 1.2 | 1.2 | 1.2 | 1.2
NSR Shawnee 5-10 - SO2 Rate Annual v4.11 | 991 | 2436 | Rate Constraint in lbs/MMBtu | FALSE | L | Annual | Emissions at Affected Plants SO2 | Thousand Tons | 3.7801 | 4.3719 | 4.4288 | 4.4889 | 4.4889 | 5.9464 | 6.4529 | 6.0346
NSR Shawnee 5-10 - SO2 Rate Annual v4.11 | 991 | 2436 | Rate Constraint in lbs/MMBtu | FALSE | L | Annual | Allowances Purchased SO2 | Thousand Tons | 0 | 0 | 0 | 0 | 0 | 0 | 0 | 0
NSR Shawnee 5-10 - SO2 Rate Annual v4.11 | 991 | 2436 | Rate Constraint in lbs/MMBtu | FALSE | L | Annual | Allowances Sold SO2 | Thousand Tons | 0 | 0 | 0 | 0 | 0 | 0 | 0 | 0
NSR Shawnee 5-10 - SO2 Rate Annual v4.11 | 991 | 2436 | Rate Constraint in lbs/MMBtu | FALSE | L | Annual | Allowances Banked | Thousand Tons | 0 | 0 | 0 | 0 | 0 | 0 | 0 | 0
NSR Shawnee 5-10 - SO2 Rate Annual v4.11 | 991 | 2436 | Rate Constraint in lbs/MMBtu | FALSE | L | Annual | Allowances Withdrawn (1:1) | Thousand Tons | 0 | 0 | 0 | 0 | 0 | 0 | 0 | 0
NSR Shawnee 5-10 - SO2 Rate Annual v4.11 | 991 | 2436 | Rate Constraint in lbs/MMBtu | FALSE | L | Annual | Allowances Withdrawn (n:1) | Thousand Tons | 0 | 0 | 0 | 0 | 0 | 0 | 0 | 0
NSR Shawnee 5-10 - SO2 Rate Annual v4.11 | 991 | 2436 | Rate Constraint in lbs/MMBtu | FALSE | L | Annual | Net Emissions Allowance Position | Thousand Tons | 3.7801 | 4.3719 | 4.4288 | 4.4889 | 4.4889 | 5.9464 | 6.4529 | 6.0346
NSR Shawnee 5-10 - SO2 Rate Annual v4.11 | 991 | 2436 | Rate Constraint in lbs/MMBtu | FALSE | L | Annual | Fuel Consumed | TBtu | 21.4053 | 24.7564 | 25.0788 | 25.4191 | 25.4191 | 33.6725 | 36.5408 | 34.1722
NSR Shawnee 5-10 - SO2 Rate Annual v4.11 | 991 | 2436 | Rate Constraint in lbs/MMBtu | FALSE | L | Annual | Rate | lb/MMBtu | 0.35319 | 0.35319 | 0.35319 | 0.35319 | 0.35319 | 0.35319 | 0.35319 | 0.35319
NSR Shawnee 5-10 - SO2 Rate Annual v4.11 | 991 | 2436 | Rate Constraint in lbs/MMBtu | FALSE | L | Annual | Generation | TWh | 1.8859 | 2.1811 | 2.2095 | 2.2395 | 2.2395 | 2.9667 | 3.2194 | 3.0107
NSR Shawnee 5-10 - SO2 Rate Annual v4.11 | 991 | 2436 | Rate Constraint in lbs/MMBtu | FALSE | L | Annual | Qualifying Generation | TWh | 1.8859 | 2.1811 | 2.2095 | 2.2395 | 2.2395 | 2.9667 | 3.2194 | 3.0107
NSR Shawnee 5-10 - SO2 Rate Annual v4.11 | 991 | 2436 | Rate Constraint in lbs/MMBtu | FALSE | L | Annual | Rate | lb/MWh | 4.0088 | 4.0088 | 4.0088 | 4.0088 | 4.0088 | 4.0088 | 4.0088 | 4.0088
NSR Shawnee 5-10 - SO2 Rate Annual v4.11 | 991 | 2436 | Rate Constraint in lbs/MMBtu | FALSE | L | Annual | Constraint Shadow Price | US2016$/Ton | 0 | 0 | 0 | 0 | 0 | 0 | 0 | 0
NSR Taconite 1,2 - NOX Rate Annual v5.14 | 992 | 6136 | Rate Constraint in lbs/MMBtu | FALSE | L | Annual | Seasons Included | Seasons | Winter, WintShld, Summer | Winter, WintShld, Summer | Winter, WintShld, Summer | Winter, WintShld, Summer | Winter, WintShld, Summer | Winter, WintShld, Summer | Winter, WintShld, Summer | Winter, WintShld, Summer
NSR Taconite 1,2 - NOX Rate Annual v5.14 | 992 | 6136 | Rate Constraint in lbs/MMBtu | FALSE | L | Annual | Standard NOX | lb/MMBtu | 0.16 | 0.16 | 0.16 | 0.16 | 0.16 | 0.16 | 0.16 | 0.16
NSR Taconite 1,2 - NOX Rate Annual v5.14 | 992 | 6136 | Rate Constraint in lbs/MMBtu | FALSE | L | Annual | Emissions at Affected Plants NOX | Thousand Tons | 0.30924 | 0.36525 | 0.5537 | 0.4822 | 0.42825 | 0.53346 | 0.49533 | 0.42825
NSR Taconite 1,2 - NOX Rate Annual v5.14 | 992 | 6136 | Rate Constraint in lbs/MMBtu | FALSE | L | Annual | Allowances Purchased NOX | Thousand Tons | 0 | 0 | 0 | 0 | 0 | 0 | 0 | 0
NSR Taconite 1,2 - NOX Rate Annual v5.14 | 992 | 6136 | Rate Constraint in lbs/MMBtu | FALSE | L | Annual | Allowances Sold NOX | Thousand Tons | 0 | 0 | 0 | 0 | 0 | 0 | 0 | 0
NSR Taconite 1,2 - NOX Rate Annual v5.14 | 992 | 6136 | Rate Constraint in lbs/MMBtu | FALSE | L | Annual | Allowances Banked | Thousand Tons | 0 | 0 | 0 | 0 | 0 | 0 | 0 | 0
NSR Taconite 1,2 - NOX Rate Annual v5.14 | 992 | 6136 | Rate Constraint in lbs/MMBtu | FALSE | L | Annual | Allowances Withdrawn (1:1) | Thousand Tons | 0 | 0 | 0 | 0 | 0 | 0 | 0 | 0
NSR Taconite 1,2 - NOX Rate Annual v5.14 | 992 | 6136 | Rate Constraint in lbs/MMBtu | FALSE | L | Annual | Allowances Withdrawn (n:1) | Thousand Tons | 0 | 0 | 0 | 0 | 0 | 0 | 0 | 0
NSR Taconite 1,2 - NOX Rate Annual v5.14 | 992 | 6136 | Rate Constraint in lbs/MMBtu | FALSE | L | Annual | Net Emissions Allowance Position | Thousand Tons | 0.30924 | 0.36525 | 0.5537 | 0.4822 | 0.42825 | 0.53346 | 0.49533 | 0.42825
NSR Taconite 1,2 - NOX Rate Annual v5.14 | 992 | 6136 | Rate Constraint in lbs/MMBtu | FALSE | L | Annual | Fuel Consumed | TBtu | 5.0444 | 5.9599 | 9.035 | 7.9087 | 6.9893 | 8.7087 | 8.0857 | 6.9893
NSR Taconite 1,2 - NOX Rate Annual v5.14 | 992 | 6136 | Rate Constraint in lbs/MMBtu | FALSE | L | Annual | Rate | lb/MMBtu | 0.1226 | 0.12257 | 0.12257 | 0.12194 | 0.12254 | 0.12251 | 0.12252 | 0.12254
NSR Taconite 1,2 - NOX Rate Annual v5.14 | 992 | 6136 | Rate Constraint in lbs/MMBtu | FALSE | L | Annual | Generation | TWh | 0.43911 | 0.5188 | 0.78648 | 0.68858 | 0.60841 | 0.75809 | 0.70386 | 0.60841
NSR Taconite 1,2 - NOX Rate Annual v5.14 | 992 | 6136 | Rate Constraint in lbs/MMBtu | FALSE | L | Annual | Qualifying Generation | TWh | 0.43911 | 0.5188 | 0.78648 | 0.68858 | 0.60841 | 0.75809 | 0.70386 | 0.60841
NSR Taconite 1,2 - NOX Rate Annual v5.14 | 992 | 6136 | Rate Constraint in lbs/MMBtu | FALSE | L | Annual | Rate | lb/MWh | 1.4085 | 1.4081 | 1.408 | 1.4006 | 1.4077 | 1.4074 | 1.4075 | 1.4077
NSR Taconite 1,2 - NOX Rate Annual v5.14 | 992 | 6136 | Rate Constraint in lbs/MMBtu | FALSE | L | Annual | Constraint Shadow Price | US2016$/Ton | 0 | 0 | 0 | 0 | 0 | 0 | 0 | 0
NSR Taconite 1,2 - SO2 Rate Annual v5.14 | 993 | 6135 | Rate Constraint in lbs/MMBtu | FALSE | L | Annual | Seasons Included | Seasons | Winter, WintShld, Summer | Winter, WintShld, Summer | Winter, WintShld, Summer | Winter, WintShld, Summer | Winter, WintShld, Summer | Winter, WintShld, Summer | Winter, WintShld, Summer | Winter, WintShld, Summer
NSR Taconite 1,2 - SO2 Rate Annual v5.14 | 993 | 6135 | Rate Constraint in lbs/MMBtu | FALSE | L | Annual | Standard SO2 | lb/MMBtu | 0.3 | 0.3 | 0.3 | 0.3 | 0.3 | 0.3 | 0.3 | 0.3
NSR Taconite 1,2 - SO2 Rate Annual v5.14 | 993 | 6135 | Rate Constraint in lbs/MMBtu | FALSE | L | Annual | Emissions at Affected Plants SO2 | Thousand Tons | 0.75666 | 0.62375 | 1.3552 | 1.1863 | 1.0484 | 1.3063 | 1.2129 | 1.0484
NSR Taconite 1,2 - SO2 Rate Annual v5.14 | 993 | 6135 | Rate Constraint in lbs/MMBtu | FALSE | L | Annual | Allowances Purchased SO2 | Thousand Tons | 0 | 0 | 0 | 0 | 0 | 0 | 0 | 0
NSR Taconite 1,2 - SO2 Rate Annual v5.14 | 993 | 6135 | Rate Constraint in lbs/MMBtu | FALSE | L | Annual | Allowances Sold SO2 | Thousand Tons | 0 | 0 | 0 | 0 | 0 | 0 | 0 | 0
NSR Taconite 1,2 - SO2 Rate Annual v5.14 | 993 | 6135 | Rate Constraint in lbs/MMBtu | FALSE | L | Annual | Allowances Banked | Thousand Tons | 0 | 0 | 0 | 0 | 0 | 0 | 0 | 0
NSR Taconite 1,2 - SO2 Rate Annual v5.14 | 993 | 6135 | Rate Constraint in lbs/MMBtu | FALSE | L | Annual | Allowances Withdrawn (1:1) | Thousand Tons | 0 | 0 | 0 | 0 | 0 | 0 | 0 | 0
NSR Taconite 1,2 - SO2 Rate Annual v5.14 | 993 | 6135 | Rate Constraint in lbs/MMBtu | FALSE | L | Annual | Allowances Withdrawn (n:1) | Thousand Tons | 0 | 0 | 0 | 0 | 0 | 0 | 0 | 0
NSR Taconite 1,2 - SO2 Rate Annual v5.14 | 993 | 6135 | Rate Constraint in lbs/MMBtu | FALSE | L | Annual | Net Emissions Allowance Position | Thousand Tons | 0.75666 | 0.62375 | 1.3552 | 1.1863 | 1.0484 | 1.3063 | 1.2129 | 1.0484
NSR Taconite 1,2 - SO2 Rate Annual v5.14 | 993 | 6135 | Rate Constraint in lbs/MMBtu | FALSE | L | Annual | Fuel Consumed | TBtu | 5.0444 | 5.9599 | 9.035 | 7.9087 | 6.9893 | 8.7087 | 8.0857 | 6.9893
NSR Taconite 1,2 - SO2 Rate Annual v5.14 | 993 | 6135 | Rate Constraint in lbs/MMBtu | FALSE | L | Annual | Rate | lb/MMBtu | 0.3 | 0.20932 | 0.3 | 0.3 | 0.3 | 0.3 | 0.3 | 0.3
NSR Taconite 1,2 - SO2 Rate Annual v5.14 | 993 | 6135 | Rate Constraint in lbs/MMBtu | FALSE | L | Annual | Generation | TWh | 0.43911 | 0.5188 | 0.78648 | 0.68858 | 0.60841 | 0.75809 | 0.70386 | 0.60841
NSR Taconite 1,2 - SO2 Rate Annual v5.14 | 993 | 6135 | Rate Constraint in lbs/MMBtu | FALSE | L | Annual | Qualifying Generation | TWh | 0.43911 | 0.5188 | 0.78648 | 0.68858 | 0.60841 | 0.75809 | 0.70386 | 0.60841
NSR Taconite 1,2 - SO2 Rate Annual v5.14 | 993 | 6135 | Rate Constraint in lbs/MMBtu | FALSE | L | Annual | Rate | lb/MWh | 3.4464 | 2.4046 | 3.4464 | 3.4457 | 3.4463 | 3.4463 | 3.4463 | 3.4463
NSR Taconite 1,2 - SO2 Rate Annual v5.14 | 993 | 6135 | Rate Constraint in lbs/MMBtu | FALSE | L | Annual | Constraint Shadow Price | US2016$/Ton | 6.169 | 0 | 341.9039 | 1600.4368 | 1675.2998 | 1455.4405 | 1090.8979 | 492.3151
NSR Tucson Electric - SO2 Cap Annual v4.0 | 994 | 2171 | Rate Constraint in MTons | FALSE | L | Annual | Seasons Included | Seasons | Winter, WintShld, Summer | Winter, WintShld, Summer | Winter, WintShld, Summer | Winter, WintShld, Summer | Winter, WintShld, Summer | Winter, WintShld, Summer | Winter, WintShld, Summer | Winter, WintShld, Summer
NSR Tucson Electric - SO2 Cap Annual v4.0 | 994 | 2171 | Rate Constraint in MTons | FALSE | L | Annual | Standard SO2 | Thousand Tons | 10.66 | 10.66 | 10.66 | 10.66 | 10.66 | 10.66 | 10.66 | 10.66
NSR Tucson Electric - SO2 Cap Annual v4.0 | 994 | 2171 | Rate Constraint in MTons | FALSE | L | Annual | Emissions at Affected Plants SO2 | Thousand Tons | 10.66 | 10.66 | 10.66 | 10.66 | 8.5414 | 8.5414 | 8.5414 | 8.5414
NSR Tucson Electric - SO2 Cap Annual v4.0 | 994 | 2171 | Rate Constraint in MTons | FALSE | L | Annual | Allowances Purchased SO2 | Thousand Tons | 0 | 0 | 0 | 0 | 0 | 0 | 0 | 0
NSR Tucson Electric - SO2 Cap Annual v4.0 | 994 | 2171 | Rate Constraint in MTons | FALSE | L | Annual | Allowances Sold SO2 | Thousand Tons | 0 | 0 | 0 | 0 | 0 | 0 | 0 | 0
NSR Tucson Electric - SO2 Cap Annual v4.0 | 994 | 2171 | Rate Constraint in MTons | FALSE | L | Annual | Allowances Banked | Thousand Tons | 0 | 0 | 0 | 0 | 0 | 0 | 0 | 0
NSR Tucson Electric - SO2 Cap Annual v4.0 | 994 | 2171 | Rate Constraint in MTons | FALSE | L | Annual | Allowances Withdrawn (1:1) | Thousand Tons | 0 | 0 | 0 | 0 | 0 | 0 | 0 | 0
NSR Tucson Electric - SO2 Cap Annual v4.0 | 994 | 2171 | Rate Constraint in MTons | FALSE | L | Annual | Allowances Withdrawn (n:1) | Thousand Tons | 0 | 0 | 0 | 0 | 0 | 0 | 0 | 0
NSR Tucson Electric - SO2 Cap Annual v4.0 | 994 | 2171 | Rate Constraint in MTons | FALSE | L | Annual | Net Emissions Allowance Position | Thousand Tons | 10.66 | 10.66 | 10.66 | 10.66 | 8.5414 | 8.5414 | 8.5414 | 8.5414
NSR Tucson Electric - SO2 Cap Annual v4.0 | 994 | 2171 | Rate Constraint in MTons | FALSE | L | Annual | Fuel Consumed | TBtu | 83.2436 | 83.2436 | 83.2436 | 83.2436 | 65.4691 | 65.4691 | 65.4691 | 65.4691
NSR Tucson Electric - SO2 Cap Annual v4.0 | 994 | 2171 | Rate Constraint in MTons | FALSE | L | Annual | Rate | lb/MMBtu | 0.25612 | 0.25612 | 0.25612 | 0.25612 | 0.26093 | 0.26093 | 0.26093 | 0.26093
NSR Tucson Electric - SO2 Cap Annual v4.0 | 994 | 2171 | Rate Constraint in MTons | FALSE | L | Annual | Generation | TWh | 8.1252 | 8.1216 | 8.1252 | 8.1216 | 6.3885 | 6.3885 | 6.3885 | 6.3885
NSR Tucson Electric - SO2 Cap Annual v4.0 | 994 | 2171 | Rate Constraint in MTons | FALSE | L | Annual | Qualifying Generation | TWh | 8.1252 | 8.1216 | 8.1252 | 8.1216 | 6.3885 | 6.3885 | 6.3885 | 6.3885
NSR Tucson Electric - SO2 Cap Annual v4.0 | 994 | 2171 | Rate Constraint in MTons | FALSE | L | Annual | Rate | lb/MWh | 2.6239 | 2.6251 | 2.6239 | 2.6251 | 2.674 | 2.674 | 2.674 | 2.674
NSR Tucson Electric - SO2 Cap Annual v4.0 | 994 | 2171 | Rate Constraint in MTons | FALSE | L | Annual | Constraint Shadow Price | US2016$/Ton | 1696.989 | 2742.3088 | 2682.9509 | 944.2018 | 0 | 0 | 0 | 0
NSR Tucson Electric NOx Cap Annual - v4.0 | 995 | 2170 | Rate Constraint in MTons | FALSE | L | Annual | Seasons Included | Seasons | Winter, WintShld, Summer | Winter, WintShld, Summer | Winter, WintShld, Summer | Winter, WintShld, Summer | Winter, WintShld, Summer | Winter, WintShld, Summer | Winter, WintShld, Summer | Winter, WintShld, Summer
NSR Tucson Electric NOx Cap Annual - v4.0 | 995 | 2170 | Rate Constraint in MTons | FALSE | L | Annual | Standard NOX | Thousand Tons | 8.94 | 8.94 | 8.94 | 8.94 | 8.94 | 8.94 | 8.94 | 8.94
NSR Tucson Electric NOx Cap Annual - v4.0 | 995 | 2170 | Rate Constraint in MTons | FALSE | L | Annual | Emissions at Affected Plants NOX | Thousand Tons | 4.7646 | 4.7718 | 4.7646 | 4.7718 | 3.5967 | 3.5967 | 3.5967 | 3.5967
NSR Tucson Electric NOx Cap Annual - v4.0 | 995 | 2170 | Rate Constraint in MTons | FALSE | L | Annual | Allowances Purchased NOX | Thousand Tons | 0 | 0 | 0 | 0 | 0 | 0 | 0 | 0
NSR Tucson Electric NOx Cap Annual - v4.0 | 995 | 2170 | Rate Constraint in MTons | FALSE | L | Annual | Allowances Sold NOX | Thousand Tons | 0 | 0 | 0 | 0 | 0 | 0 | 0 | 0
NSR Tucson Electric NOx Cap Annual - v4.0 | 995 | 2170 | Rate Constraint in MTons | FALSE | L | Annual | Allowances Banked | Thousand Tons | 0 | 0 | 0 | 0 | 0 | 0 | 0 | 0
NSR Tucson Electric NOx Cap Annual - v4.0 | 995 | 2170 | Rate Constraint in MTons | FALSE | L | Annual | Allowances Withdrawn (1:1) | Thousand Tons | 0 | 0 | 0 | 0 | 0 | 0 | 0 | 0
NSR Tucson Electric NOx Cap Annual - v4.0 | 995 | 2170 | Rate Constraint in MTons | FALSE | L | Annual | Allowances Withdrawn (n:1) | Thousand Tons | 0 | 0 | 0 | 0 | 0 | 0 | 0 | 0
NSR Tucson Electric NOx Cap Annual - v4.0 | 995 | 2170 | Rate Constraint in MTons | FALSE | L | Annual | Net Emissions Allowance Position | Thousand Tons | 4.7646 | 4.7718 | 4.7646 | 4.7718 | 3.5967 | 3.5967 | 3.5967 | 3.5967
NSR Tucson Electric NOx Cap Annual - v4.0 | 995 | 2170 | Rate Constraint in MTons | FALSE | L | Annual | Fuel Consumed | TBtu | 83.2436 | 83.2436 | 83.2436 | 83.2436 | 65.4691 | 65.4691 | 65.4691 | 65.4691
NSR Tucson Electric NOx Cap Annual - v4.0 | 995 | 2170 | Rate Constraint in MTons | FALSE | L | Annual | Rate | lb/MMBtu | 0.11447 | 0.11465 | 0.11447 | 0.11465 | 0.10987 | 0.10987 | 0.10987 | 0.10987
NSR Tucson Electric NOx Cap Annual - v4.0 | 995 | 2170 | Rate Constraint in MTons | FALSE | L | Annual | Generation | TWh | 8.1252 | 8.1216 | 8.1252 | 8.1216 | 6.3885 | 6.3885 | 6.3885 | 6.3885
NSR Tucson Electric NOx Cap Annual - v4.0 | 995 | 2170 | Rate Constraint in MTons | FALSE | L | Annual | Qualifying Generation | TWh | 8.1252 | 8.1216 | 8.1252 | 8.1216 | 6.3885 | 6.3885 | 6.3885 | 6.3885
NSR Tucson Electric NOx Cap Annual - v4.0 | 995 | 2170 | Rate Constraint in MTons | FALSE | L | Annual | Rate | lb/MWh | 1.1728 | 1.1751 | 1.1728 | 1.1751 | 1.126 | 1.126 | 1.126 | 1.126
NSR Tucson Electric NOx Cap Annual - v4.0 | 995 | 2170 | Rate Constraint in MTons | FALSE | L | Annual | Constraint Shadow Price | US2016$/Ton | 0 | 0 | 0 | 0 | 0 | 0 | 0 | 0
NSR TVA System - NOX Cap Annual v4.11 | 996 | 2308 | Rate Constraint in MTons | FALSE | L | Annual | Seasons Included | Seasons | Winter, WintShld, Summer | Winter, WintShld, Summer | Winter, WintShld, Summer | Winter, WintShld, Summer | Winter, WintShld, Summer | Winter, WintShld, Summer | Winter, WintShld, Summer | Winter, WintShld, Summer
NSR TVA System - NOX Cap Annual v4.11 | 996 | 2308 | Rate Constraint in MTons | FALSE | L | Annual | Standard NOX | Thousand Tons | 52 | 52 | 52 | 52 | 52 | 52 | 52 | 52
NSR TVA System - NOX Cap Annual v4.11 | 996 | 2308 | Rate Constraint in MTons | FALSE | L | Annual | Emissions at Affected Plants NOX | Thousand Tons | 6.7411 | 7.8664 | 8.037 | 8.1733 | 8.2046 | 10.1007 | 10.7234 | 9.0092
NSR TVA System - NOX Cap Annual v4.11 | 996 | 2308 | Rate Constraint in MTons | FALSE | L | Annual | Allowances Purchased NOX | Thousand Tons | 0 | 0 | 0 | 0 | 0 | 0 | 0 | 0
NSR TVA System - NOX Cap Annual v4.11 | 996 | 2308 | Rate Constraint in MTons | FALSE | L | Annual | Allowances Sold NOX | Thousand Tons | 0 | 0 | 0 | 0 | 0 | 0 | 0 | 0
NSR TVA System - NOX Cap Annual v4.11 | 996 | 2308 | Rate Constraint in MTons | FALSE | L | Annual | Allowances Banked | Thousand Tons | 0 | 0 | 0 | 0 | 0 | 0 | 0 | 0
NSR TVA System - NOX Cap Annual v4.11 | 996 | 2308 | Rate Constraint in MTons | FALSE | L | Annual | Allowances Withdrawn (1:1) | Thousand Tons | 0 | 0 | 0 | 0 | 0 | 0 | 0 | 0
NSR TVA System - NOX Cap Annual v4.11 | 996 | 2308 | Rate Constraint in MTons | FALSE | L | Annual | Allowances Withdrawn (n:1) | Thousand Tons | 0 | 0 | 0 | 0 | 0 | 0 | 0 | 0
NSR TVA System - NOX Cap Annual v4.11 | 996 | 2308 | Rate Constraint in MTons | FALSE | L | Annual | Net Emissions Allowance Position | Thousand Tons | 6.7411 | 7.8664 | 8.037 | 8.1733 | 8.2046 | 10.1007 | 10.7234 | 9.0092
NSR TVA System - NOX Cap Annual v4.11 | 996 | 2308 | Rate Constraint in MTons | FALSE | L | Annual | Fuel Consumed | TBtu | 103.7402 | 123.9176 | 126.6625 | 128.5401 | 129.5128 | 153.1209 | 157.8537 | 132.0922
NSR TVA System - NOX Cap Annual v4.11 | 996 | 2308 | Rate Constraint in MTons | FALSE | L | Annual | Rate | lb/MMBtu | 0.12996 | 0.12696 | 0.1269 | 0.12717 | 0.1267 | 0.13193 | 0.13586 | 0.13641
NSR TVA System - NOX Cap Annual v4.11 | 996 | 2308 | Rate Constraint in MTons | FALSE | L | Annual | Generation | TWh | 9.3591 | 11.1909 | 11.437 | 11.6002 | 11.6838 | 13.8033 | 14.2211 | 11.8625
NSR TVA System - NOX Cap Annual v4.11 | 996 | 2308 | Rate Constraint in MTons | FALSE | L | Annual | Qualifying Generation | TWh | 9.3591 | 11.1909 | 11.437 | 11.6002 | 11.6838 | 13.8033 | 14.2211 | 11.8625
NSR TVA System - NOX Cap Annual v4.11 | 996 | 2308 | Rate Constraint in MTons | FALSE | L | Annual | Rate | lb/MWh | 1.4405 | 1.4059 | 1.4054 | 1.4092 | 1.4044 | 1.4635 | 1.5081 | 1.5189
NSR TVA System - NOX Cap Annual v4.11 | 996 | 2308 | Rate Constraint in MTons | FALSE | L | Annual | Constraint Shadow Price | US2016$/Ton | 0 | 0 | 0 | 0 | 0 | 0 | 0 | 0
NSR TVA System - SO2 Cap Annual v4.11 | 997 | 2307 | Rate Constraint in MTons | FALSE | L | Annual | Seasons Included | Seasons | Winter, WintShld, Summer | Winter, WintShld, Summer | Winter, WintShld, Summer | Winter, WintShld, Summer | Winter, WintShld, Summer | Winter, WintShld, Summer | Winter, WintShld, Summer | Winter, WintShld, Summer
NSR TVA System - SO2 Cap Annual v4.11 | 997 | 2307 | Rate Constraint in MTons | FALSE | L | Annual | Standard SO2 | Thousand Tons | 100 | 100 | 100 | 100 | 100 | 100 | 100 | 100
NSR TVA System - SO2 Cap Annual v4.11 | 997 | 2307 | Rate Constraint in MTons | FALSE | L | Annual | Emissions at Affected Plants SO2 | Thousand Tons | 9.1281 | 10.7294 | 10.7417 | 10.2425 | 10.0423 | 12.614 | 13.7841 | 13.1655
NSR TVA System - SO2 Cap Annual v4.11 | 997 | 2307 | Rate Constraint in MTons | FALSE | L | Annual | Allowances Purchased SO2 | Thousand Tons | 0 | 0 | 0 | 0 | 0 | 0 | 0 | 0
NSR TVA System - SO2 Cap Annual v4.11 | 997 | 2307 | Rate Constraint in MTons | FALSE | L | Annual | Allowances Sold SO2 | Thousand Tons | 0 | 0 | 0 | 0 | 0 | 0 | 0 | 0
NSR TVA System - SO2 Cap Annual v4.11 | 997 | 2307 | Rate Constraint in MTons | FALSE | L | Annual | Allowances Banked | Thousand Tons | 0 | 0 | 0 | 0 | 0 | 0 | 0 | 0
NSR TVA System - SO2 Cap Annual v4.11 | 997 | 2307 | Rate Constraint in MTons | FALSE | L | Annual | Allowances Withdrawn (1:1) | Thousand Tons | 0 | 0 | 0 | 0 | 0 | 0 | 0 | 0
NSR TVA System - SO2 Cap Annual v4.11 | 997 | 2307 | Rate Constraint in MTons | FALSE | L | Annual | Allowances Withdrawn (n:1) | Thousand Tons | 0 | 0 | 0 | 0 | 0 | 0 | 0 | 0
NSR TVA System - SO2 Cap Annual v4.11 | 997 | 2307 | Rate Constraint in MTons | FALSE | L | Annual | Net Emissions Allowance Position | Thousand Tons | 9.1281 | 10.7294 | 10.7417 | 10.2425 | 10.0423 | 12.614 | 13.7841 | 13.1655
NSR TVA System - SO2 Cap Annual v4.11 | 997 | 2307 | Rate Constraint in MTons | FALSE | L | Annual | Fuel Consumed | TBtu | 103.7402 | 123.9176 | 126.6625 | 128.5401 | 129.5128 | 153.1209 | 157.8537 | 132.0922
NSR TVA System - SO2 Cap Annual v4.11 | 997 | 2307 | Rate Constraint in MTons | FALSE | L | Annual | Rate | lb/MMBtu | 0.17598 | 0.17317 | 0.16961 | 0.15937 | 0.15508 | 0.16476 | 0.17464 | 0.19934
NSR TVA System - SO2 Cap Annual v4.11 | 997 | 2307 | Rate Constraint in MTons | FALSE | L | Annual | Generation | TWh | 9.3591 | 11.1909 | 11.437 | 11.6002 | 11.6838 | 13.8033 | 14.2211 | 11.8625
NSR TVA System - SO2 Cap Annual v4.11 | 997 | 2307 | Rate Constraint in MTons | FALSE | L | Annual | Qualifying Generation | TWh | 9.3591 | 11.1909 | 11.437 | 11.6002 | 11.6838 | 13.8033 | 14.2211 | 11.8625
NSR TVA System - SO2 Cap Annual v4.11 | 997 | 2307 | Rate Constraint in MTons | FALSE | L | Annual | Rate | lb/MWh | 1.9506 | 1.9175 | 1.8784 | 1.7659 | 1.719 | 1.8277 | 1.9385 | 2.2197
NSR TVA System - SO2 Cap Annual v4.11 | 997 | 2307 | Rate Constraint in MTons | FALSE | L | Annual | Constraint Shadow Price | US2016$/Ton | 0 | 0 | 0 | 0 | 0 | 0 | 0 | 0
NSR Valley 1-4 - NOX Rate Annual v5.16 | 998 | 6629 | Rate Constraint in lbs/MMBtu | FALSE | L | Annual | Seasons Included | Seasons | Winter, WintShld, Summer | Winter, WintShld, Summer | Winter, WintShld, Summer | Winter, WintShld, Summer | Winter, WintShld, Summer | Winter, WintShld, Summer | Winter, WintShld, Summer | Winter, WintShld, Summer
NSR Valley 1-4 - NOX Rate Annual v5.16 | 998 | 6629 | Rate Constraint in lbs/MMBtu | FALSE | L | Annual | Standard NOX | lb/MMBtu | 0.08 | 0.08 | 0.08 | 0.08 | 0.08 | 0.08 | 0.08 | 0.08
NSR Valley 1-4 - NOX Rate Annual v5.16 | 998 | 6629 | Rate Constraint in lbs/MMBtu | FALSE | L | Annual | Emissions at Affected Plants NOX | Thousand Tons | 0.020257 | 0.021048 | 0.036794 | 0.059069 | 0.083517 | 0.074459 | 0.049578 | 0.028786
NSR Valley 1-4 - NOX Rate Annual v5.16 | 998 | 6629 | Rate Constraint in lbs/MMBtu | FALSE | L | Annual | Allowances Purchased NOX | Thousand Tons | 0 | 0 | 0 | 0 | 0 | 0 | 0 | 0
NSR Valley 1-4 - NOX Rate Annual v5.16 | 998 | 6629 | Rate Constraint in lbs/MMBtu | FALSE | L | Annual | Allowances Sold NOX | Thousand Tons | 0 | 0 | 0 | 0 | 0 | 0 | 0 | 0
NSR Valley 1-4 - NOX Rate Annual v5.16 | 998 | 6629 | Rate Constraint in lbs/MMBtu | FALSE | L | Annual | Allowances Banked | Thousand Tons | 0 | 0 | 0 | 0 | 0 | 0 | 0 | 0
NSR Valley 1-4 - NOX Rate Annual v5.16 | 998 | 6629 | Rate Constraint in lbs/MMBtu | FALSE | L | Annual | Allowances Withdrawn (1:1) | Thousand Tons | 0 | 0 | 0 | 0 | 0 | 0 | 0 | 0
NSR Valley 1-4 - NOX Rate Annual v5.16 | 998 | 6629 | Rate Constraint in lbs/MMBtu | FALSE | L | Annual | Allowances Withdrawn (n:1) | Thousand Tons | 0 | 0 | 0 | 0 | 0 | 0 | 0 | 0
NSR Valley 1-4 - NOX Rate Annual v5.16 | 998 | 6629 | Rate Constraint in lbs/MMBtu | FALSE | L | Annual | Net Emissions Allowance Position | Thousand Tons | 0.020257 | 0.021048 | 0.036794 | 0.059069 | 0.083517 | 0.074459 | 0.049578 | 0.028786
NSR Valley 1-4 - NOX Rate Annual v5.16 | 998 | 6629 | Rate Constraint in lbs/MMBtu | FALSE | L | Annual | Fuel Consumed | TBtu | 0.57397 | 0.59641 | 1.0426 | 1.6737 | 2.3665 | 2.1098 | 1.4048 | 0.81567
NSR Valley 1-4 - NOX Rate Annual v5.16 | 998 | 6629 | Rate Constraint in lbs/MMBtu | FALSE | L | Annual | Rate | lb/MMBtu | 0.070584 | 0.070584 | 0.070584 | 0.070584 | 0.070584 | 0.070584 | 0.070584 | 0.070584
NSR Valley 1-4 - NOX Rate Annual v5.16 | 998 | 6629 | Rate Constraint in lbs/MMBtu | FALSE | L | Annual | Generation | TWh | 0.046395 | 0.048209 | 0.084271 | 0.13529 | 0.19128 | 0.17054 | 0.11355 | 0.065931
NSR Valley 1-4 - NOX Rate Annual v5.16 | 998 | 6629 | Rate Constraint in lbs/MMBtu | FALSE | L | Annual | Qualifying Generation | TWh | 0.046395 | 0.048209 | 0.084271 | 0.13529 | 0.19128 | 0.17054 | 0.11355 | 0.065931
NSR Valley 1-4 - NOX Rate Annual v5.16 | 998 | 6629 | Rate Constraint in lbs/MMBtu | FALSE | L | Annual | Rate | lb/MWh | 0.87322 | 0.87322 | 0.87322 | 0.87322 | 0.87322 | 0.87322 | 0.87322 | 0.87322
NSR Valley 1-4 - NOX Rate Annual v5.16 | 998 | 6629 | Rate Constraint in lbs/MMBtu | FALSE | L | Annual | Constraint Shadow Price | US2016$/Ton | 0 | 0 | 0 | 0 | 0 | 0 | 0 | 0
NSR Valley 1-4 - SO2 Cap Annual v5.16 | 999 | 6630 | Rate Constraint in MTons | FALSE | L | Annual | Seasons Included | Seasons | Winter, WintShld, Summer | Winter, WintShld, Summer | Winter, WintShld, Summer | Winter, WintShld, Summer | Winter, WintShld, Summer | Winter, WintShld, Summer | Winter, WintShld, Summer | Winter, WintShld, Summer
NSR Valley 1-4 - SO2 Cap Annual v5.16 | 999 | 6630 | Rate Constraint in MTons | FALSE | L | Annual | Standard SO2 | Thousand Tons | 0.0095 | 0.0095 | 0.0095 | 0.0095 | 0.0095 | 0.0095 | 0.0095 | 0.0095
NSR Valley 1-4 - SO2 Cap Annual v5.16 | 999 | 6630 | Rate Constraint in MTons | FALSE | L | Annual | Emissions at Affected Plants SO2 | Thousand Tons | 0 | 0 | 0 | 0 | 0 | 0 | 0 | 0
NSR Valley 1-4 - SO2 Cap Annual v5.16 | 999 | 6630 | Rate Constraint in MTons | FALSE | L | Annual | Allowances Purchased SO2 | Thousand Tons | 0 | 0 | 0 | 0 | 0 | 0 | 0 | 0
NSR Valley 1-4 - SO2 Cap Annual v5.16 | 999 | 6630 | Rate Constraint in MTons | FALSE | L | Annual | Allowances Sold SO2 | Thousand Tons | 0 | 0 | 0 | 0 | 0 | 0 | 0 | 0
NSR Valley 1-4 - SO2 Cap Annual v5.16 | 999 | 6630 | Rate Constraint in MTons | FALSE | L | Annual | Allowances Banked | Thousand Tons | 0 | 0 | 0 | 0 | 0 | 0 | 0 | 0
NSR Valley 1-4 - SO2 Cap Annual v5.16 | 999 | 6630 | Rate Constraint in MTons | FALSE | L | Annual | Allowances Withdrawn (1:1) | Thousand Tons | 0 | 0 | 0 | 0 | 0 | 0 | 0 | 0
NSR Valley 1-4 - SO2 Cap Annual v5.16 | 999 | 6630 | Rate Constraint in MTons | FALSE | L | Annual | Allowances Withdrawn (n:1) | Thousand Tons | 0 | 0 | 0 | 0 | 0 | 0 | 0 | 0
NSR Valley 1-4 - SO2 Cap Annual v5.16 | 999 | 6630 | Rate Constraint in MTons | FALSE | L | Annual | Net Emissions Allowance Position | Thousand Tons | 0 | 0 | 0 | 0 | 0 | 0 | 0 | 0
NSR Valley 1-4 - SO2 Cap Annual v5.16 | 999 | 6630 | Rate Constraint in MTons | FALSE | L | Annual | Fuel Consumed | TBtu | 0.57397 | 0.59641 | 1.0426 | 1.6737 | 2.3665 | 2.1098 | 1.4048 | 0.81567
NSR Valley 1-4 - SO2 Cap Annual v5.16 | 999 | 6630 | Rate Constraint in MTons | FALSE | L | Annual | Rate | lb/MMBtu | 0 | 0 | 0 | 0 | 0 | 0 | 0 | 0
NSR Valley 1-4 - SO2 Cap Annual v5.16 | 999 | 6630 | Rate Constraint in MTons | FALSE | L | Annual | Generation | TWh | 0.046395 | 0.048209 | 0.084271 | 0.13529 | 0.19128 | 0.17054 | 0.11355 | 0.065931
NSR Valley 1-4 - SO2 Cap Annual v5.16 | 999 | 6630 | Rate Constraint in MTons | FALSE | L | Annual | Qualifying Generation | TWh | 0.046395 | 0.048209 | 0.084271 | 0.13529 | 0.19128 | 0.17054 | 0.11355 | 0.065931
NSR Valley 1-4 - SO2 Cap Annual v5.16 | 999 | 6630 | Rate Constraint in MTons | FALSE | L | Annual | Rate | lb/MWh | 0 | 0 | 0 | 0 | 0 | 0 | 0 | 0
NSR Valley 1-4 - SO2 Cap Annual v5.16 | 999 | 6630 | Rate Constraint in MTons | FALSE | L | Annual | Constraint Shadow Price | US2016$/Ton | 0 | 0 | 0 | 0 | 0 | 0 | 0 | 0
NSR W H Sammis 1-5 - SO2 Rate Annual v3.1, Unit 5747 and retrofits | 1000 | 1877 | Rate Constraint in lbs/MMBtu | FALSE | L | Annual | Seasons Included | Seasons | Winter, WintShld, Summer | Winter, WintShld, Summer | Winter, WintShld, Summer | Winter, WintShld, Summer | Winter, WintShld, Summer | Winter, WintShld, Summer | Winter, WintShld, Summer | Winter, WintShld, Summer
NSR W H Sammis 1-5 - SO2 Rate Annual v3.1, Unit 5747 and retrofits | 1000 | 1877 | Rate Constraint in lbs/MMBtu | FALSE | L | Annual | Standard SO2 | lb/MMBtu | 1.1 | 1.1 | 1.1 | 1.1 | 1.1 | 1.1 | 1.1 | 1.1
NSR W H Sammis 1-5 - SO2 Rate Annual v3.1, Unit 5747 and retrofits | 1000 | 1877 | Rate Constraint in lbs/MMBtu | FALSE | L | Annual | Emissions at Affected Plants SO2 | Thousand Tons | 0.90572 | 0 | 0 | 0 | 0 | 0 | 0 | 0
NSR W H Sammis 1-5 - SO2 Rate Annual v3.1, Unit 5747 and retrofits | 1000 | 1877 | Rate Constraint in lbs/MMBtu | FALSE | L | Annual | Allowances Purchased SO2 | Thousand Tons | 0 | 0 | 0 | 0 | 0 | 0 | 0 | 0
NSR W H Sammis 1-5 - SO2 Rate Annual v3.1, Unit 5747 and retrofits | 1000 | 1877 | Rate Constraint in lbs/MMBtu | FALSE | L | Annual | Allowances Sold SO2 | Thousand Tons | 0 | 0 | 0 | 0 | 0 | 0 | 0 | 0
NSR W H Sammis 1-5 - SO2 Rate Annual v3.1, Unit 5747 and retrofits | 1000 | 1877 | Rate Constraint in lbs/MMBtu | FALSE | L | Annual | Allowances Banked | Thousand Tons | 0 | 0 | 0 | 0 | 0 | 0 | 0 | 0
NSR W H Sammis 1-5 - SO2 Rate Annual v3.1, Unit 5747 and retrofits | 1000 | 1877 | Rate Constraint in lbs/MMBtu | FALSE | L | Annual | Allowances Withdrawn (1:1) | Thousand Tons | 0 | 0 | 0 | 0 | 0 | 0 | 0 | 0
NSR W H Sammis 1-5 - SO2 Rate Annual v3.1, Unit 5747 and retrofits | 1000 | 1877 | Rate Constraint in lbs/MMBtu | FALSE | L | Annual | Allowances Withdrawn (n:1) | Thousand Tons | 0 | 0 | 0 | 0 | 0 | 0 | 0 | 0
NSR W H Sammis 1-5 - SO2 Rate Annual v3.1, Unit 5747 and retrofits | 1000 | 1877 | Rate Constraint in lbs/MMBtu | FALSE | L | Annual | Net Emissions Allowance Position | Thousand Tons | 0.90572 | 0 | 0 | 0 | 0 | 0 | 0 | 0
NSR W H Sammis 1-5 - SO2 Rate Annual v3.1, Unit 5747 and retrofits | 1000 | 1877 | Rate Constraint in lbs/MMBtu | FALSE | L | Annual | Fuel Consumed | TBtu | 20.5303 | 0 | 0 | 0 | 0 | 0 | 0 | 0
NSR W H Sammis 1-5 - SO2 Rate Annual v3.1, Unit 5747 and retrofits | 1000 | 1877 | Rate Constraint in lbs/MMBtu | FALSE | L | Annual | Rate | lb/MMBtu | 0.088233 | 0 | 0 | 0 | 0 | 0 | 0 | 0
NSR W H Sammis 1-5 - SO2 Rate Annual v3.1, Unit 5747 and retrofits | 1000 | 1877 | Rate Constraint in lbs/MMBtu | FALSE | L | Annual | Generation | TWh | 1.8316 | 0 | 0 | 0 | 0 | 0 | 0 | 0
NSR W H Sammis 1-5 - SO2 Rate Annual v3.1, Unit 5747 and retrofits | 1000 | 1877 | Rate Constraint in lbs/MMBtu | FALSE | L | Annual | Qualifying Generation | TWh | 1.8316 | 0 | 0 | 0 | 0 | 0 | 0 | 0
NSR W H Sammis 1-5 - SO2 Rate Annual v3.1, Unit 5747 and retrofits | 1000 | 1877 | Rate Constraint in lbs/MMBtu | FALSE | L | Annual | Rate | lb/MWh | 0.989 | 0 | 0 | 0 | 0 | 0 | 0 | 0
NSR W H Sammis 1-5 - SO2 Rate Annual v3.1, Unit 5747 and retrofits | 1000 | 1877 | Rate Constraint in lbs/MMBtu | FALSE | L | Annual | Constraint Shadow Price | US2016$/Ton | 0 | 0 | 0 | 0 | 0 | 0 | 0 | 0
NSR W H Sammis 5 - NOX Rate Annual v3.1, Unit 5747 and retrofits | 1001 | 1878 | Rate Constraint in lbs/MMBtu | FALSE | L | Annual | Seasons Included | Seasons | Winter, WintShld, Summer | Winter, WintShld, Summer | Winter, WintShld, Summer | Winter, WintShld, Summer | Winter, WintShld, Summer | Winter, WintShld, Summer | Winter, WintShld, Summer | Winter, WintShld, Summer
NSR W H Sammis 5 - NOX Rate Annual v3.1, Unit 5747 and retrofits | 1001 | 1878 | Rate Constraint in lbs/MMBtu | FALSE | L | Annual | Standard NOX | lb/MMBtu | 0.29 | 0.29 | 0.29 | 0.29 | 0.29 | 0.29 | 0.29 | 0.29
NSR W H Sammis 5 - NOX Rate Annual v3.1, Unit 5747 and retrofits | 1001 | 1878 | Rate Constraint in lbs/MMBtu | FALSE | L | Annual | Emissions at Affected Plants NOX | Thousand Tons | 2.6494 | 0 | 0 | 0 | 0 | 0 | 0 | 0
NSR W H Sammis 5 - NOX Rate Annual v3.1, Unit 5747 and retrofits | 1001 | 1878 | Rate Constraint in lbs/MMBtu | FALSE | L | Annual | Allowances Purchased NOX | Thousand Tons | 0 | 0 | 0 | 0 | 0 | 0 | 0 | 0
NSR W H Sammis 5 - NOX Rate Annual v3.1, Unit 5747 and retrofits | 1001 | 1878 | Rate Constraint in lbs/MMBtu | FALSE | L | Annual | Allowances Sold NOX | Thousand Tons | 0 | 0 | 0 | 0 | 0 | 0 | 0 | 0
NSR W H Sammis 5 - NOX Rate Annual v3.1, Unit 5747 and retrofits | 1001 | 1878 | Rate Constraint in lbs/MMBtu | FALSE | L | Annual | Allowances Banked | Thousand Tons | 0 | 0 | 0 | 0 | 0 | 0 | 0 | 0
NSR W H Sammis 5 - NOX Rate Annual v3.1, Unit 5747 and retrofits | 1001 | 1878 | Rate Constraint in lbs/MMBtu | FALSE | L | Annual | Allowances Withdrawn (1:1) | Thousand Tons | 0 | 0 | 0 | 0 | 0 | 0 | 0 | 0
NSR W H Sammis 5 - NOX Rate Annual v3.1, Unit 5747 and retrofits | 1001 | 1878 | Rate Constraint in lbs/MMBtu | FALSE | L | Annual | Allowances Withdrawn (n:1) | Thousand Tons | 0 | 0 | 0 | 0 | 0 | 0 | 0 | 0
NSR W H Sammis 5 - NOX Rate Annual v3.1, Unit 5747 and retrofits | 1001 | 1878 | Rate Constraint in lbs/MMBtu | FALSE | L | Annual | Net Emissions Allowance Position | Thousand Tons | 2.6494 | 0 | 0 | 0 | 0 | 0 | 0 | 0
NSR W H Sammis 5 - NOX Rate Annual v3.1, Unit 5747 and retrofits | 1001 | 1878 | Rate Constraint in lbs/MMBtu | FALSE | L | Annual | Fuel Consumed | TBtu | 20.5303 | 0 | 0 | 0 | 0 | 0 | 0 | 0
NSR W H Sammis 5 - NOX Rate Annual v3.1, Unit 5747 and retrofits | 1001 | 1878 | Rate Constraint in lbs/MMBtu | FALSE | L | Annual | Rate | lb/MMBtu | 0.2581 | 0 | 0 | 0 | 0 | 0 | 0 | 0
NSR W H Sammis 5 - NOX Rate Annual v3.1, Unit 5747 and retrofits | 1001 | 1878 | Rate Constraint in lbs/MMBtu | FALSE | L | Annual | Generation | TWh | 1.8316 | 0 | 0 | 0 | 0 | 0 | 0 | 0
NSR W H Sammis 5 - NOX Rate Annual v3.1, Unit 5747 and retrofits | 1001 | 1878 | Rate Constraint in lbs/MMBtu | FALSE | L | Annual | Qualifying Generation | TWh | 1.8316 | 0 | 0 | 0 | 0 | 0 | 0 | 0
NSR W H Sammis 5 - NOX Rate Annual v3.1, Unit 5747 and retrofits | 1001 | 1878 | Rate Constraint in lbs/MMBtu | FALSE | L | Annual | Rate | lb/MWh | 2.893 | 0 | 0 | 0 | 0 | 0 | 0 | 0
NSR W H Sammis 5 - NOX Rate Annual v3.1, Unit 5747 and retrofits | 1001 | 1878 | Rate Constraint in lbs/MMBtu | FALSE | L | Annual | Constraint Shadow Price | US2016$/Ton | 0 | 0 | 0 | 0 | 0 | 0 | 0 | 0
NSR W H Sammis 6 - SO2 Rate Annual v3.1, Unit 5731 and retrofits | 1002 | 1879 | Rate Constraint in lbs/MMBtu | FALSE | L | Annual | Seasons Included | Seasons | Winter, WintShld, Summer | Winter, WintShld, Summer | Winter, WintShld, Summer | Winter, WintShld, Summer | Winter, WintShld, Summer | Winter, WintShld, Summer | Winter, WintShld, Summer | Winter, WintShld, Summer
NSR W H Sammis 6 - SO2 Rate Annual v3.1, Unit 5731 and retrofits | 1002 | 1879 | Rate Constraint in lbs/MMBtu | FALSE | L | Annual | Standard SO2 | lb/MMBtu | 0.13 | 0.13 | 0.13 | 0.13 | 0.13 | 0.13 | 0.13 | 0.13
NSR W H Sammis 6 - SO2 Rate Annual v3.1, Unit 5731 and retrofits | 1002 | 1879 | Rate Constraint in lbs/MMBtu | FALSE | L | Annual | Emissions at Affected Plants SO2 | Thousand Tons | 2.1367 | 0 | 0 | 0 | 0 | 0 | 0 | 0
NSR W H Sammis 6 - SO2 Rate Annual v3.1, Unit 5731 and retrofits | 1002 | 1879 | Rate Constraint in lbs/MMBtu | FALSE | L | Annual | Allowances Purchased SO2 | Thousand Tons | 0 | 0 | 0 | 0 | 0 | 0 | 0 | 0
NSR W H Sammis 6 - SO2 Rate Annual v3.1, Unit 5731 and retrofits | 1002 | 1879 | Rate Constraint in lbs/MMBtu | FALSE | L | Annual | Allowances Sold SO2 | Thousand Tons | 0 | 0 | 0 | 0 | 0 | 0 | 0 | 0
NSR W H Sammis 6 - SO2 Rate Annual v3.1, Unit 5731 and retrofits | 1002 | 1879 | Rate Constraint in lbs/MMBtu | FALSE | L | Annual | Allowances Banked | Thousand Tons | 0 | 0 | 0 | 0 | 0 | 0 | 0 | 0
NSR W H Sammis 6 - SO2 Rate Annual v3.1, Unit 5731 and retrofits | 1002 | 1879 | Rate Constraint in lbs/MMBtu | FALSE | L | Annual | Allowances Withdrawn (1:1) | Thousand Tons | 0 | 0 | 0 | 0 | 0 | 0 | 0 | 0
NSR W H Sammis 6 - SO2 Rate Annual v3.1, Unit 5731 and retrofits | 1002 | 1879 | Rate Constraint in lbs/MMBtu | FALSE | L | Annual | Allowances Withdrawn (n:1) | Thousand Tons | 0 | 0 | 0 | 0 | 0 | 0 | 0 | 0
NSR W H Sammis 6 - SO2 Rate Annual v3.1, Unit 5731 and retrofits | 1002 | 1879 | Rate Constraint in lbs/MMBtu | FALSE | L | Annual | Net Emissions Allowance Position | Thousand Tons | 2.1367 | 0 | 0 | 0 | 0 | 0 | 0 | 0
NSR W H Sammis 6 - SO2 Rate Annual v3.1, Unit 5731 and retrofits | 1002 | 1879 | Rate Constraint in lbs/MMBtu | FALSE | L | Annual | Fuel Consumed | TBtu | 43.0954 | 0 | 0 | 0 | 0 | 0 | 0 | 0
NSR W H Sammis 6 - SO2 Rate Annual v3.1, Unit 5731 and retrofits | 1002 | 1879 | Rate Constraint in lbs/MMBtu | FALSE | L | Annual | Rate | lb/MMBtu | 0.099163 | 0 | 0 | 0 | 0 | 0 | 0 | 0
NSR W H Sammis 6 - SO2 Rate Annual v3.1, Unit 5731 and retrofits | 1002 | 1879 | Rate Constraint in lbs/MMBtu | FALSE | L | Annual | Generation | TWh | 3.9771 | 0 | 0 | 0 | 0 | 0 | 0 | 0
NSR W H Sammis 6 - SO2 Rate Annual v3.1, Unit 5731 and retrofits | 1002 | 1879 | Rate Constraint in lbs/MMBtu | FALSE | L | Annual | Qualifying Generation | TWh | 3.9771 | 0 | 0 | 0 | 0 | 0 | 0 | 0
NSR W H Sammis 6 - SO2 Rate Annual v3.1, Unit 5731 and retrofits | 1002 | 1879 | Rate Constraint in lbs/MMBtu | FALSE | L | Annual | Rate | lb/MWh | 1.0745 | 0 | 0 | 0 | 0 | 0 | 0 | 0
NSR W H Sammis 6 - SO2 Rate Annual v3.1, Unit 5731 and retrofits | 1002 | 1879 | Rate Constraint in lbs/MMBtu | FALSE | L | Annual | Constraint Shadow Price | US2016$/Ton | 0 | 0 | 0 | 0 | 0 | 0 | 0 | 0
NSR W H Sammis 6,7 - NOX Rate Annual v3.1, Unit 5731 and retrofits | 1003 | 1880 | Rate Constraint in lbs/MMBtu | FALSE | L | Annual | Seasons Included | Seasons | Winter, WintShld, Summer | Winter, WintShld, Summer | Winter, WintShld, Summer | Winter, WintShld, Summer | Winter, WintShld, Summer | Winter, WintShld, Summer | Winter, WintShld, Summer | Winter, WintShld, Summer
NSR W H Sammis 6,7 - NOX Rate Annual v3.1, Unit 5731 and retrofits | 1003 | 1880 | Rate Constraint in lbs/MMBtu | FALSE | L | Annual | Standard NOX | lb/MMBtu | 0.1 | 0.1 | 0.1 | 0.1 | 0.1 | 0.1 | 0.1 | 0.1
NSR W H Sammis 6,7 - NOX Rate Annual v3.1, Unit 5731 and retrofits | 1003 | 1880 | Rate Constraint in lbs/MMBtu | FALSE | L | Annual | Emissions at Affected Plants NOX | Thousand Tons | 1.6161 | 0 | 0 | 0 | 0 | 0 | 0 | 0
NSR W H Sammis 6,7 - NOX Rate Annual v3.1, Unit 5731 and retrofits | 1003 | 1880 | Rate Constraint in lbs/MMBtu | FALSE | L | Annual | Allowances Purchased NOX | Thousand Tons | 0 | 0 | 0 | 0 | 0 | 0 | 0 | 0
NSR W H Sammis 6,7 - NOX Rate Annual v3.1, Unit 5731 and retrofits | 1003 | 1880 | Rate Constraint in lbs/MMBtu | FALSE | L | Annual | Allowances Sold NOX | Thousand Tons | 0 | 0 | 0 | 0 | 0 | 0 | 0 | 0
NSR W H Sammis 6,7 - NOX Rate Annual v3.1, Unit 5731 and retrofits | 1003 | 1880 | Rate Constraint in lbs/MMBtu | FALSE | L | Annual | Allowances Banked | Thousand Tons | 0 | 0 | 0 | 0 | 0 | 0 | 0 | 0
NSR W H Sammis 6,7 - NOX Rate Annual v3.1, Unit 5731 and retrofits | 1003 | 1880 | Rate Constraint in lbs/MMBtu | FALSE | L | Annual | Allowances Withdrawn (1:1) | Thousand Tons | 0 | 0 | 0 | 0 | 0 | 0 | 0 | 0
NSR W H Sammis 6,7 - NOX Rate Annual v3.1, Unit 5731 and retrofits | 1003 | 1880 | Rate Constraint in lbs/MMBtu | FALSE | L | Annual | Allowances Withdrawn (n:1) | Thousand Tons | 0 | 0 | 0 | 0 | 0 | 0 | 0 | 0
NSR W H Sammis 6,7 - NOX Rate Annual v3.1, Unit 5731 and retrofits | 1003 | 1880 | Rate Constraint in lbs/MMBtu | FALSE | L | Annual | Net Emissions Allowance Position | Thousand Tons | 1.6161 | 0 | 0 | 0 | 0 | 0 | 0 | 0
NSR W H Sammis 6,7 - NOX Rate Annual v3.1, Unit 5731 and retrofits | 1003 | 1880 | Rate Constraint in lbs/MMBtu | FALSE | L | Annual | Fuel Consumed | TBtu | 43.0954 | 0 | 0 | 0 | 0 | 0 | 0 | 0
NSR W H Sammis 6,7 - NOX Rate Annual v3.1, Unit 5731 and retrofits | 1003 | 1880 | Rate Constraint in lbs/MMBtu | FALSE | L | Annual | Rate | lb/MMBtu | 0.075 | 0 | 0 | 0 | 0 | 0 | 0 | 0
NSR W H Sammis 6,7 - NOX Rate Annual v3.1, Unit 5731 and retrofits | 1003 | 1880 | Rate Constraint in lbs/MMBtu | FALSE | L | Annual | Generation | TWh | 3.9771 | 0 | 0 | 0 | 0 | 0 | 0 | 0
NSR W H Sammis 6,7 - NOX Rate Annual v3.1, Unit 5731 and retrofits | 1003 | 1880 | Rate Constraint in lbs/MMBtu | FALSE | L | Annual | Qualifying Generation | TWh | 3.9771 | 0 | 0 | 0 | 0 | 0 | 0 | 0
NSR W H Sammis 6,7 - NOX Rate Annual v3.1, Unit 5731 and retrofits | 1003 | 1880 | Rate Constraint in lbs/MMBtu | FALSE | L | Annual | Rate | lb/MWh | 0.8127 | 0 | 0 | 0 | 0 | 0 | 0 | 0
NSR W H Sammis 6,7 - NOX Rate Annual v3.1, Unit 5731 and retrofits | 1003 | 1880 | Rate Constraint in lbs/MMBtu | FALSE | L | Annual | Constraint Shadow Price | US2016$/Ton | 0 | 0 | 0 | 0 | 0 | 0 | 0 | 0
NSR W H Sammis 6,7 - NOX Rate Annual v3.1, Unit 5732 and retrofits | 1004 | 1880 | Rate Constraint in lbs/MMBtu | FALSE | L | Annual | Seasons Included | Seasons | Winter, WintShld, Summer | Winter, WintShld, Summer | Winter, WintShld, Summer | Winter, WintShld, Summer | Winter, WintShld, Summer | Winter, WintShld, Summer | Winter, WintShld, Summer | Winter, WintShld, Summer
NSR W H Sammis 6,7 - NOX Rate Annual v3.1, Unit 5732 and retrofits | 1004 | 1880 | Rate Constraint in lbs/MMBtu | FALSE | L | Annual | Standard NOX | lb/MMBtu | 0.1 | 0.1 | 0.1 | 0.1 | 0.1 | 0.1 | 0.1 | 0.1
NSR W H Sammis 6,7 - NOX Rate Annual v3.1, Unit 5732 and retrofits | 1004 | 1880 | Rate Constraint in lbs/MMBtu | FALSE | L | Annual | Emissions at Affected Plants NOX | Thousand Tons | 1.6857 | 0 | 0 | 0 | 0 | 0 | 0 | 0
NSR W H Sammis 6,7 - NOX Rate Annual v3.1, Unit 5732 and retrofits | 1004 | 1880 | Rate Constraint in lbs/MMBtu | FALSE | L | Annual | Allowances Purchased NOX | Thousand Tons | 0 | 0 | 0 | 0 | 0 | 0 | 0 | 0
NSR W H Sammis 6,7 - NOX Rate Annual v3.1, Unit 5732 and retrofits | 1004 | 1880 | Rate Constraint in lbs/MMBtu | FALSE | L | Annual | Allowances Sold NOX | Thousand Tons | 0 | 0 | 0 | 0 | 0 | 0 | 0 | 0
NSR W H Sammis 6,7 - NOX Rate Annual v3.1, Unit 5732 and retrofits | 1004 | 1880 | Rate Constraint in lbs/MMBtu | FALSE | L | Annual | Allowances Banked | Thousand Tons | 0 | 0 | 0 | 0 | 0 | 0 | 0 | 0
NSR W H Sammis 6,7 - NOX Rate Annual v3.1, Unit 5732 and retrofits | 1004 | 1880 | Rate Constraint in lbs/MMBtu | FALSE | L | Annual | Allowances Withdrawn (1:1) | Thousand Tons | 0 | 0 | 0 | 0 | 0 | 0 | 0 | 0
NSR W H Sammis 6,7 - NOX Rate Annual v3.1, Unit 5732 and retrofits | 1004 | 1880 | Rate Constraint in lbs/MMBtu | FALSE | L | Annual | Allowances Withdrawn (n:1) | Thousand Tons | 0 | 0 | 0 | 0 | 0 | 0 | 0 | 0
NSR W H Sammis 6,7 - NOX Rate Annual v3.1, Unit 5732 and retrofits | 1004 | 1880 | Rate Constraint in lbs/MMBtu | FALSE | L | Annual | Net Emissions Allowance Position | Thousand Tons | 1.6857 | 0 | 0 | 0 | 0 | 0 | 0 | 0
NSR W H Sammis 6,7 - NOX Rate Annual v3.1, Unit 5732 and retrofits | 1004 | 1880 | Rate Constraint in lbs/MMBtu | FALSE | L | Annual | Fuel Consumed | TBtu | 44.9525 | 0 | 0 | 0 | 0 | 0 | 0 | 0
NSR W H Sammis 6,7 - NOX Rate Annual v3.1, Unit 5732 and retrofits | 1004 | 1880 | Rate Constraint in lbs/MMBtu | FALSE | L | Annual | Rate | lb/MMBtu | 0.075 | 0 | 0 | 0 | 0 | 0 | 0 | 0
NSR W H Sammis 6,7 - NOX Rate Annual v3.1, Unit 5732 and retrofits | 1004 | 1880 | Rate Constraint in lbs/MMBtu | FALSE | L | Annual | Generation | TWh | 4.1101 | 0 | 0 | 0 | 0 | 0 | 0 | 0
NSR W H Sammis 6,7 - NOX Rate Annual v3.1, Unit 5732 and retrofits | 1004 | 1880 | Rate Constraint in lbs/MMBtu | FALSE | L | Annual | Qualifying Generation | TWh | 4.1101 | 0 | 0 | 0 | 0 | 0 | 0 | 0
NSR W H Sammis 6,7 - NOX Rate Annual v3.1, Unit 5732 and retrofits | 1004 | 1880 | Rate Constraint in lbs/MMBtu | FALSE | L | Annual | Rate | lb/MWh | 0.82027 | 0 | 0 | 0 | 0 | 0 | 0 | 0
NSR W H Sammis 6,7 - NOX Rate Annual v3.1, Unit 5732 and retrofits | 1004 | 1880 | Rate Constraint in lbs/MMBtu | FALSE | L | Annual | Constraint Shadow Price | US2016$/Ton | 0 | 0 | 0 | 0 | 0 | 0 | 0 | 0
NSR W H Sammis 7 - SO2 Rate Annual v3.1, Unit 5732 and retrofits | 1005 | 1881 | Rate Constraint in lbs/MMBtu | FALSE | L | Annual | Seasons Included | Seasons | Winter, WintShld, Summer | Winter, WintShld, Summer | Winter, WintShld, Summer | Winter, WintShld, Summer | Winter, WintShld, Summer | Winter, WintShld, Summer | Winter, WintShld, Summer | Winter, WintShld, Summer
NSR W H Sammis 7 - SO2 Rate Annual v3.1, Unit 5732 and retrofits | 1005 | 1881 | Rate Constraint in lbs/MMBtu | FALSE | L | Annual | Standard SO2 | lb/MMBtu | 0.13 | 0.13 | 0.13 | 0.13 | 0.13 | 0.13 | 0.13 | 0.13
NSR W H Sammis 7 - SO2 Rate Annual v3.1, Unit 5732 and retrofits | 1005 | 1881 | Rate Constraint in lbs/MMBtu | FALSE | L | Annual | Emissions at Affected Plants SO2 | Thousand Tons | 2.1556 | 0 | 0 | 0 | 0 | 0 | 0 | 0
NSR W H Sammis 7 - SO2 Rate Annual v3.1, Unit 5732 and retrofits | 1005 | 1881 | Rate Constraint in lbs/MMBtu | FALSE | L | Annual | Allowances Purchased SO2 | Thousand Tons | 0 | 0 | 0 | 0 | 0 | 0 | 0 | 0
NSR W H Sammis 7 - SO2 Rate Annual v3.1, Unit 5732 and retrofits | 1005 | 1881 | Rate Constraint in lbs/MMBtu | FALSE | L | Annual | Allowances Sold SO2 | Thousand Tons | 0 | 0 | 0 | 0 | 0 | 0 | 0 | 0
NSR W H Sammis 7 - SO2 Rate Annual v3.1, Unit 5732 and retrofits | 1005 | 1881 | Rate Constraint in lbs/MMBtu | FALSE | L | Annual | Allowances Banked | Thousand Tons | 0 | 0 | 0 | 0 | 0 | 0 | 0 | 0
NSR W H Sammis 7 - SO2 Rate Annual v3.1, Unit 5732 and retrofits | 1005 | 1881 | Rate Constraint in lbs/MMBtu | FALSE | L | Annual | Allowances Withdrawn (1:1) | Thousand Tons | 0 | 0 | 0 | 0 | 0 | 0 | 0 | 0
NSR W H Sammis 7 - SO2 Rate Annual v3.1, Unit 5732 and retrofits | 1005 | 1881 | Rate Constraint in lbs/MMBtu | FALSE | L | Annual | Allowances Withdrawn (n:1) | Thousand Tons | 0 | 0 | 0 | 0 | 0 | 0 | 0 | 0
NSR W H Sammis 7 - SO2 Rate Annual v3.1, Unit 5732 and retrofits | 1005 | 1881 | Rate Constraint in lbs/MMBtu | FALSE | L | Annual | Net Emissions Allowance Position | Thousand Tons | 2.1556 | 0 | 0 | 0 | 0 | 0 | 0 | 0
NSR W H Sammis 7 - SO2 Rate Annual v3.1, Unit 5732 and retrofits | 1005 | 1881 | Rate Constraint in lbs/MMBtu | FALSE | L | Annual | Fuel Consumed | TBtu | 44.9525 | 0 | 0 | 0 | 0 | 0 | 0 | 0
NSR W H Sammis 7 - SO2 Rate Annual v3.1, Unit 5732 and retrofits | 1005 | 1881 | Rate Constraint in lbs/MMBtu | FALSE | L | Annual | Rate | lb/MMBtu | 0.095905 | 0 | 0 | 0 | 0 | 0 | 0 | 0
NSR W H Sammis 7 - SO2 Rate Annual v3.1, Unit 5732 and retrofits | 1005 | 1881 | Rate Constraint in lbs/MMBtu | FALSE | L | Annual | Generation | TWh | 4.1101 | 0 | 0 | 0 | 0 | 0 | 0 | 0
NSR W H Sammis 7 - SO2 Rate Annual v3.1, Unit 5732 and retrofits | 1005 | 1881 | Rate Constraint in lbs/MMBtu | FALSE | L | Annual | Qualifying Generation | TWh | 4.1101 | 0 | 0 | 0 | 0 | 0 | 0 | 0
NSR W H Sammis 7 - SO2 Rate Annual v3.1, Unit 5732 and retrofits | 1005 | 1881 | Rate Constraint in lbs/MMBtu | FALSE | L | Annual | Rate | lb/MWh | 1.0489 | 0 | 0 | 0 | 0 | 0 | 0 | 0
NSR W H Sammis 7 - SO2 Rate Annual v3.1, Unit 5732 and retrofits | 1005 | 1881 | Rate Constraint in lbs/MMBtu | FALSE | L | Annual | Constraint Shadow Price | US2016$/Ton | 0 | 0 | 0 | 0 | 0 | 0 | 0 | 0
NSR WEPCO Settlement - NOX Cap Annual v3.1 | 1006 | 1883 | Rate Constraint in MTons | FALSE | L | Annual | Seasons Included | Seasons | Winter, WintShld, Summer | Winter, WintShld, Summer | Winter, WintShld, Summer | Winter, WintShld, Summer | Winter, WintShld, Summer | Winter, WintShld, Summer | Winter, WintShld, Summer | Winter, WintShld, Summer
NSR WEPCO Settlement - NOX Cap Annual v3.1 | 1006 | 1883 | Rate Constraint in MTons | FALSE | L | Annual | Standard NOX | Thousand Tons | 17.4 | 17.4 | 17.4 | 17.4 | 17.4 | 17.4 | 17.4 | 17.4
NSR WEPCO Settlement - NOX Cap Annual v3.1 | 1006 | 1883 | Rate Constraint in MTons | FALSE | L | Annual | Emissions at Affected Plants NOX | Thousand Tons | 1.6389 | 1.7962 | 1.7125 | 1.7514 | 1.3787 | 1.6599 | 1.6263 | 1.4423
NSR WEPCO Settlement - NOX Cap Annual v3.1 | 1006 | 1883 | Rate Constraint in MTons | FALSE | L | Annual | Allowances Purchased NOX | Thousand Tons | 0 | 0 | 0 | 0 | 0 | 0 | 0 | 0
NSR WEPCO Settlement - NOX Cap Annual v3.1 | 1006 | 1883 | Rate Constraint in MTons | FALSE | L | Annual | Allowances Sold NOX | Thousand Tons | 0 | 0 | 0 | 0 | 0 | 0 | 0 | 0
NSR WEPCO Settlement - NOX Cap Annual v3.1 | 1006 | 1883 | Rate Constraint in MTons | FALSE | L | Annual | Allowances Banked | Thousand Tons | 0 | 0 | 0 | 0 | 0 | 0 | 0 | 0
NSR WEPCO Settlement - NOX Cap Annual v3.1 | 1006 | 1883 | Rate Constraint in MTons | FALSE | L | Annual | Allowances Withdrawn (1:1) | Thousand Tons | 0 | 0 | 0 | 0 | 0 | 0 | 0 | 0
NSR WEPCO Settlement - NOX Cap Annual v3.1 | 1006 | 1883 | Rate Constraint in MTons | FALSE | L | Annual | Allowances Withdrawn (n:1) | Thousand Tons | 0 | 0 | 0 | 0 | 0 | 0 | 0 | 0
NSR WEPCO Settlement - NOX Cap Annual v3.1 | 1006 | 1883 | Rate Constraint in MTons | FALSE | L | Annual | Net Emissions Allowance Position | Thousand Tons | 1.6389 | 1.7962 | 1.7125 | 1.7514 | 1.3787 | 1.6599 | 1.6263 | 1.4423
NSR WEPCO Settlement - NOX Cap Annual v3.1 | 1006 | 1883 | Rate Constraint in MTons | FALSE | L | Annual | Fuel Consumed | TBtu | 54.3801 | 59.5629 | 56.7677 | 57.8679 | 45.3747 | 54.7253 | 53.7259 | 47.7474
NSR WEPCO Settlement - NOX Cap Annual v3.1 | 1006 | 1883 | Rate Constraint in MTons | FALSE | L | Annual | Rate | lb/MMBtu | 0.060276 | 0.060311 | 0.060335 | 0.060532 | 0.060771 | 0.060664 | 0.060541 | 0.060415
NSR WEPCO Settlement - NOX Cap Annual v3.1 | 1006 | 1883 | Rate Constraint in MTons | FALSE | L | Annual | Generation | TWh | 5.3885 | 5.9052 | 5.6157 | 5.7188 | 4.4645 | 5.4017 | 5.3154 | 4.7299
NSR WEPCO Settlement - NOX Cap Annual v3.1 | 1006 | 1883 | Rate Constraint in MTons | FALSE | L | Annual | Qualifying Generation | TWh | 5.3885 | 5.9052 | 5.6157 | 5.7188 | 4.4645 | 5.4017 | 5.3154 | 4.7299
NSR WEPCO Settlement - NOX Cap Annual v3.1 | 1006 | 1883 | Rate Constraint in MTons | FALSE | L | Annual | Rate | lb/MWh | 0.6083 | 0.60833 | 0.60991 | 0.61252 | 0.61764 | 0.6146 | 0.61193 | 0.60988
NSR WEPCO Settlement - NOX Cap Annual v3.1 | 1006 | 1883 | Rate Constraint in MTons | FALSE | L | Annual | Constraint Shadow Price | US2016$/Ton | 0 | 0 | 0 | 0 | 0 | 0 | 0 | 0
NSR WEPCO Settlement - NOX Rate Annual v3.1 | 1007 | 1884 | Rate Constraint in lbs/MMBtu | FALSE | L | Annual | Seasons Included | Seasons | Winter, WintShld, Summer | Winter, WintShld, Summer | Winter, WintShld, Summer | Winter, WintShld, Summer | Winter, WintShld, Summer | Winter, WintShld, Summer | Winter, WintShld, Summer | Winter, WintShld, Summer
NSR WEPCO Settlement - NOX Rate Annual v3.1 | 1007 | 1884 | Rate Constraint in lbs/MMBtu | FALSE | L | Annual | Standard NOX | lb/MMBtu | 0.17 | 0.17 | 0.17 | 0.17 | 0.17 | 0.17 | 0.17 | 0.17
NSR WEPCO Settlement - NOX Rate Annual v3.1 | 1007 | 1884 | Rate Constraint in lbs/MMBtu | FALSE | L | Annual | Emissions at Affected Plants NOX | Thousand Tons | 1.6389 | 1.7962 | 1.7125 | 1.7514 | 1.3787 | 1.6599 | 1.6263 | 1.4423
NSR WEPCO Settlement - NOX Rate Annual v3.1 | 1007 | 1884 | Rate Constraint in lbs/MMBtu | FALSE | L | Annual | Allowances Purchased NOX | Thousand Tons | 0 | 0 | 0 | 0 | 0 | 0 | 0 | 0
NSR WEPCO Settlement - NOX Rate Annual v3.1 | 1007 | 1884 | Rate Constraint in lbs/MMBtu | FALSE | L | Annual | Allowances Sold NOX | Thousand Tons | 0 | 0 | 0 | 0 | 0 | 0 | 0 | 0
NSR WEPCO Settlement - NOX Rate Annual v3.1 | 1007 | 1884 | Rate Constraint in lbs/MMBtu | FALSE | L | Annual | Allowances Banked | Thousand Tons | 0 | 0 | 0 | 0 | 0 | 0 | 0 | 0
NSR WEPCO Settlement - NOX Rate Annual v3.1 | 1007 | 1884 | Rate Constraint in lbs/MMBtu | FALSE | L | Annual | Allowances Withdrawn (1:1) | Thousand Tons | 0 | 0 | 0 | 0 | 0 | 0 | 0 | 0
NSR WEPCO Settlement - NOX Rate Annual v3.1 | 1007 | 1884 | Rate Constraint in lbs/MMBtu | FALSE | L | Annual | Allowances Withdrawn (n:1) | Thousand Tons | 0 | 0 | 0 | 0 | 0 | 0 | 0 | 0
NSR WEPCO Settlement - NOX Rate Annual v3.1 | 1007 | 1884 | Rate Constraint in lbs/MMBtu | FALSE | L | Annual | Net Emissions Allowance Position | Thousand Tons | 1.6389 | 1.7962 | 1.7125 | 1.7514 | 1.3787 | 1.6599 | 1.6263 | 1.4423
NSR WEPCO Settlement - NOX Rate Annual v3.1 | 1007 | 1884 | Rate Constraint in lbs/MMBtu | FALSE | L | Annual | Fuel Consumed | TBtu | 54.3801 | 59.5629 | 56.7677 | 57.8679 | 45.3747 | 54.7253 | 53.7259 | 47.7474
NSR WEPCO Settlement - NOX Rate Annual v3.1 | 1007 | 1884 | Rate Constraint in lbs/MMBtu | FALSE | L | Annual | Rate | lb/MMBtu | 0.060276 | 0.060311 | 0.060335 | 0.060532 | 0.060771 | 0.060664 | 0.060541 | 0.060415
NSR WEPCO Settlement - NOX Rate Annual v3.1 | 1007 | 1884 | Rate Constraint in lbs/MMBtu | FALSE | L | Annual | Generation | TWh | 5.3885 | 5.9052 | 5.6157 | 5.7188 | 4.4645 | 5.4017 | 5.3154 | 4.7299
NSR WEPCO Settlement - NOX Rate Annual v3.1 | 1007 | 1884 | Rate Constraint in lbs/MMBtu | FALSE | L | Annual | Qualifying Generation | TWh | 5.3885 | 5.9052 | 5.6157 | 5.7188 | 4.4645 | 5.4017 | 5.3154 | 4.7299
NSR WEPCO Settlement - NOX Rate Annual v3.1 | 1007 | 1884 | Rate Constraint in lbs/MMBtu | FALSE | L | Annual | Rate | lb/MWh | 0.6083 | 0.60833 | 0.60991 | 0.61252 | 0.61764 | 0.6146 | 0.61193 | 0.60988
NSR WEPCO Settlement - NOX Rate Annual v3.1 | 1007 | 1884 | Rate Constraint in lbs/MMBtu | FALSE | L | Annual | Constraint Shadow Price | US2016$/Ton | 0 | 0 | 0 | 0 | 0 | 0 | 0 | 0
NSR WEPCO Settlement - SO2 Cap Annual v3.1 | 1008 | 1885 | Rate Constraint in MTons | FALSE | L | Annual | Seasons Included | Seasons | Winter, WintShld, Summer | Winter, WintShld, Summer | Winter, WintShld, Summer | Winter, WintShld, Summer | Winter, WintShld, Summer | Winter, WintShld, Summer | Winter, WintShld, Summer | Winter, WintShld, Summer
NSR WEPCO Settlement - SO2 Cap Annual v3.1 | 1008 | 1885 | Rate Constraint in MTons | FALSE | L | Annual | Standard SO2 | Thousand Tons | 33.3 | 33.3 | 33.3 | 33.3 | 33.3 | 33.3 | 33.3 | 33.3
NSR WEPCO Settlement - SO2 Cap Annual v3.1 | 1008 | 1885 | Rate Constraint in MTons | FALSE | L | Annual | Emissions at Affected Plants SO2 | Thousand Tons | 0.7026 | 0.76998 | 0.72766 | 0.73378 | 0.5616 | 0.68705 | 0.68321 | 0.61283
NSR WEPCO Settlement - SO2 Cap Annual v3.1 | 1008 | 1885 | Rate Constraint in MTons | FALSE | L | Annual | Allowances Purchased SO2 | Thousand Tons | 0 | 0 | 0 | 0 | 0 | 0 | 0 | 0
NSR WEPCO Settlement - SO2 Cap Annual v3.1 | 1008 | 1885 | Rate Constraint in MTons | FALSE | L | Annual | Allowances Sold SO2 | Thousand Tons | 0 | 0 | 0 | 0 | 0 | 0 | 0 | 0
NSR WEPCO Settlement - SO2 Cap Annual v3.1 | 1008 | 1885 | Rate Constraint in MTons | FALSE | L | Annual | Allowances Banked | Thousand Tons | 0 | 0 | 0 | 0 | 0 | 0 | 0 | 0
NSR WEPCO Settlement - SO2 Cap Annual v3.1 | 1008 | 1885 | Rate Constraint in MTons | FALSE | L | Annual | Allowances Withdrawn (1:1) | Thousand Tons | 0 | 0 | 0 | 0 | 0 | 0 | 0 | 0
NSR WEPCO Settlement - SO2 Cap Annual v3.1 | 1008 | 1885 | Rate Constraint in MTons | FALSE | L | Annual | Allowances Withdrawn (n:1) | Thousand Tons | 0 | 0 | 0 | 0 | 0 | 0 | 0 | 0
NSR WEPCO Settlement - SO2 Cap Annual v3.1 | 1008 | 1885 | Rate Constraint in MTons | FALSE | L | Annual | Net Emissions Allowance Position | Thousand Tons | 0.7026 | 0.76998 | 0.72766 | 0.73378 | 0.5616 | 0.68705 | 0.68321 | 0.61283
NSR WEPCO Settlement - SO2 Cap Annual v3.1 | 1008 | 1885 | Rate Constraint in MTons | FALSE | L | Annual | Fuel Consumed | TBtu | 54.3801 | 59.5629 | 56.7677 | 57.8679 | 45.3747 | 54.7253 | 53.7259 | 47.7474
NSR WEPCO Settlement - SO2 Cap Annual v3.1 | 1008 | 1885 | Rate Constraint in MTons | FALSE | L | Annual | Rate | lb/MMBtu | 0.02584 | 0.025854 | 0.025636 | 0.025361 | 0.024754 | 0.025109 | 0.025433 | 0.02567
NSR WEPCO Settlement - SO2 Cap Annual v3.1 | 1008 | 1885 | Rate Constraint in MTons | FALSE | L | Annual | Generation | TWh | 5.3885 | 5.9052 | 5.6157 | 5.7188 | 4.4645 | 5.4017 | 5.3154 | 4.7299
NSR WEPCO Settlement - SO2 Cap Annual v3.1 | 1008 | 1885 | Rate Constraint in MTons | FALSE | L | Annual | Qualifying Generation | TWh | 5.3885 | 5.9052 | 5.6157 | 5.7188 | 4.4645 | 5.4017 | 5.3154 | 4.7299
NSR WEPCO Settlement - SO2 Cap Annual v3.1 | 1008 | 1885 | Rate Constraint in MTons | FALSE | L | Annual | Rate | lb/MWh | 0.26078 | 0.26078 | 0.25915 | 0.25662 | 0.25158 | 0.25438 | 0.25707 | 0.25913
NSR WEPCO Settlement - SO2 Cap Annual v3.1 | 1008 | 1885 | Rate Constraint in MTons | FALSE | L | Annual | Constraint Shadow Price | US2016$/Ton | 0 | 0 | 0 | 0 | 0 | 0 | 0 | 0
NSR WEPCO Settlement - SO2 Rate Annual v3.1 | 1009 | 1886 | Rate Constraint in lbs/MMBtu | FALSE | L | Annual | Seasons Included | Seasons | Winter, WintShld, Summer | Winter, WintShld, Summer | Winter, WintShld, Summer | Winter, WintShld, Summer | Winter, WintShld, Summer | Winter, WintShld, Summer | Winter, WintShld, Summer | Winter, WintShld, Summer
NSR WEPCO Settlement - SO2 Rate Annual v3.1 | 1009 | 1886 | Rate Constraint in lbs/MMBtu | FALSE | L | Annual | Standard SO2 | lb/MMBtu | 0.32 | 0.32 | 0.32 | 0.32 | 0.32 | 0.32 | 0.32 | 0.32
NSR WEPCO Settlement - SO2 Rate Annual v3.1 | 1009 | 1886 | Rate Constraint in lbs/MMBtu | FALSE | L | Annual | Emissions at Affected Plants SO2 | Thousand Tons | 0.7026 | 0.76998 | 0.72766 | 0.73378 | 0.5616 | 0.68705 | 0.68321 | 0.61283
NSR WEPCO Settlement - SO2 Rate Annual v3.1 | 1009 | 1886 | Rate Constraint in lbs/MMBtu | FALSE | L | Annual | Allowances Purchased SO2 | Thousand Tons | 0 | 0 | 0 | 0 | 0 | 0 | 0 | 0
NSR WEPCO Settlement - SO2 Rate Annual v3.1 | 1009 | 1886 | Rate Constraint in lbs/MMBtu | FALSE | L | Annual | Allowances Sold SO2 | Thousand Tons | 0 | 0 | 0 | 0 | 0 | 0 | 0 | 0
NSR WEPCO Settlement - SO2 Rate Annual v3.1 | 1009 | 1886 | Rate Constraint in lbs/MMBtu | FALSE | L | Annual | Allowances Banked | Thousand Tons | 0 | 0 | 0 | 0 | 0 | 0 | 0 | 0
NSR WEPCO Settlement - SO2 Rate Annual v3.1 | 1009 | 1886 | Rate Constraint in lbs/MMBtu | FALSE | L | Annual | Allowances Withdrawn (1:1) | Thousand Tons | 0 | 0 | 0 | 0 | 0 | 0 | 0 | 0
NSR WEPCO Settlement - SO2 Rate Annual v3.1 | 1009 | 1886 | Rate Constraint in lbs/MMBtu | FALSE | L | Annual | Allowances Withdrawn (n:1) | Thousand Tons | 0 | 0 | 0 | 0 | 0 | 0 | 0 | 0
NSR WEPCO Settlement - SO2 Rate Annual v3.1 | 1009 | 1886 | Rate Constraint in lbs/MMBtu | FALSE | L | Annual | Net Emissions Allowance Position | Thousand Tons | 0.7026 | 0.76998 | 0.72766 | 0.73378 | 0.5616 | 0.68705 | 0.68321 | 0.61283
NSR WEPCO Settlement - SO2 Rate Annual v3.1 | 1009 | 1886 | Rate Constraint in lbs/MMBtu | FALSE | L | Annual | Fuel Consumed | TBtu | 54.3801 | 59.5629 | 56.7677 | 57.8679 | 45.3747 | 54.7253 | 53.7259 | 47.7474
NSR WEPCO Settlement - SO2 Rate Annual v3.1 | 1009 | 1886 | Rate Constraint in lbs/MMBtu | FALSE | L | Annual | Rate | lb/MMBtu | 0.02584 | 0.025854 | 0.025636 | 0.025361 | 0.024754 | 0.025109 | 0.025433 | 0.02567
NSR WEPCO Settlement - SO2 Rate Annual v3.1 | 1009 | 1886 | Rate Constraint in lbs/MMBtu | FALSE | L | Annual | Generation | TWh | 5.3885 | 5.9052 | 5.6157 | 5.7188 | 4.4645 | 5.4017 | 5.3154 | 4.7299
NSR WEPCO Settlement - SO2 Rate Annual v3.1 | 1009 | 1886 | Rate Constraint in lbs/MMBtu | FALSE | L | Annual | Qualifying Generation | TWh | 5.3885 | 5.9052 | 5.6157 | 5.7188 | 4.4645 | 5.4017 | 5.3154 | 4.7299
NSR WEPCO Settlement - SO2 Rate Annual v3.1 | 1009 | 1886 | Rate Constraint in lbs/MMBtu | FALSE | L | Annual | Rate | lb/MWh | 0.26078 | 0.26078 | 0.25915 | 0.25662 | 0.25158 | 0.25438 | 0.25707 | 0.25913
NSR WEPCO Settlement - SO2 Rate Annual v3.1 | 1009 | 1886 | Rate Constraint in lbs/MMBtu | FALSE | L | Annual | Constraint Shadow Price | US2016$/Ton | 0 | 0 | 0 | 0 | 0 | 0 | 0 | 0
NSR Westar Consent - Nox Cap Annual v4.10 | 1010 | 2220 | Rate Constraint in MTons | FALSE | L | Annual | Seasons Included | Seasons | Winter, WintShld, Summer | Winter, WintShld, Summer | Winter, WintShld, Summer | Winter, WintShld, Summer | Winter, WintShld, Summer | Winter, WintShld, Summer | Winter, WintShld, Summer | Winter, WintShld, Summer
NSR Westar Consent - Nox Cap Annual v4.10 | 1010 | 2220 | Rate Constraint in MTons | FALSE | L | Annual | Standard NOX | Thousand Tons | 9.6 | 9.6 | 9.6 | 9.6 | 9.6 | 9.6 | 9.6 | 9.6
NSR Westar Consent - Nox Cap Annual v4.10 | 1010 | 2220 | Rate Constraint in MTons | FALSE | L | Annual | Emissions at Affected Plants NOX | Thousand Tons | 5.8023 | 5.934 | 5.9767 | 5.8803 | 4.9516 | 4.9031 | 4.7933 | 4.9299
NSR Westar Consent - Nox Cap Annual v4.10 | 1010 | 2220 | Rate Constraint in MTons | FALSE | L | Annual | Allowances Purchased NOX | Thousand Tons | 0 | 0 | 0 | 0 | 0 | 0 | 0 | 0
NSR Westar Consent - Nox Cap Annual v4.10 | 1010 | 2220 | Rate Constraint in MTons | FALSE | L | Annual | Allowances Sold NOX | Thousand Tons | 0 | 0 | 0 | 0 | 0 | 0 | 0 | 0
NSR Westar Consent - Nox Cap Annual v4.10 | 1010 | 2220 | Rate Constraint in MTons | FALSE | L | Annual | Allowances Banked | Thousand Tons | 0 | 0 | 0 | 0 | 0 | 0 | 0 | 0
NSR Westar Consent - Nox Cap Annual v4.10 | 1010 | 2220 | Rate Constraint in MTons | FALSE | L | Annual | Allowances Withdrawn (1:1) | Thousand Tons | 0 | 0 | 0 | 0 | 0 | 0 | 0 | 0
NSR Westar Consent - Nox Cap Annual v4.10 | 1010 | 2220 | Rate Constraint in MTons | FALSE | L | Annual | Allowances Withdrawn (n:1) | Thousand Tons | 0 | 0 | 0 | 0 | 0 | 0 | 0 | 0
NSR Westar Consent - Nox Cap Annual v4.10 | 1010 | 2220 | Rate Constraint in MTons | FALSE | L | Annual | Net Emissions Allowance Position | Thousand Tons | 5.8023 | 5.934 | 5.9767 | 5.8803 | 4.9516 | 4.9031 | 4.7933 | 4.9299
NSR Westar Consent - Nox Cap Annual v4.10 | 1010 | 2220 | Rate Constraint in MTons | FALSE | L | Annual | Fuel Consumed | TBtu | 149.3206 | 155.0477 | 157.5664 | 151.8747 | 130.2421 | 128.0498 | 121.8053 | 129.5591
NSR Westar Consent - Nox Cap Annual v4.10 | 1010 | 2220 | Rate Constraint in MTons | FALSE | L | Annual | Rate | lb/MMBtu | 0.077716 | 0.076544 | 0.075862 | 0.077436 | 0.076036 | 0.076581 | 0.078704 | 0.076103
NSR Westar Consent - Nox Cap Annual v4.10 | 1010 | 2220 | Rate Constraint in MTons | FALSE | L | Annual | Generation | TWh | 13.4069 | 13.922 | 14.1486 | 13.6365 | 11.6933 | 11.497 | 10.9354 | 11.6327
NSR Westar Consent - Nox Cap Annual v4.10 | 1010 | 2220 | Rate Constraint in MTons | FALSE | L | Annual | Qualifying Generation | TWh | 13.4069 | 13.922 | 14.1486 | 13.6365 | 11.6933 | 11.497 | 10.9354 | 11.6327
NSR Westar Consent - Nox Cap Annual v4.10 | 1010 | 2220 | Rate Constraint in MTons | FALSE | L | Annual | Rate | lb/MWh | 0.86557 | 0.85247 | 0.84484 | 0.86244 | 0.84691 | 0.85294 | 0.87666 | 0.8476
NSR Westar Consent - Nox Cap Annual v4.10 | 1010 | 2220 | Rate Constraint in MTons | FALSE | L | Annual | Constraint Shadow Price | US2016$/Ton | 0 | 0 | 0 | 0 | 0 | 0 | 0 | 0
NSR Westar Consent - NOX Rate Annual v4.10, Unit 4100 and retrofits | 1011 | 2221 | Rate Constraint in lbs/MMBtu | FALSE | L | Annual | Seasons Included | Seasons | Winter, WintShld, Summer | Winter, WintShld, Summer | Winter, WintShld, Summer | Winter, WintShld, Summer | Winter, WintShld, Summer | Winter, WintShld, Summer | Winter, WintShld, Summer | Winter, WintShld, Summer
NSR Westar Consent - NOX Rate Annual v4.10, Unit 4100 and retrofits | 1011 | 2221 | Rate Constraint in lbs/MMBtu | FALSE | L | Annual | Standard NOX | lb/MMBtu | 0.1 | 0.1 | 0.1 | 0.1 | 0.1 | 0.1 | 0.1 | 0.1
NSR Westar Consent - NOX Rate Annual v4.10, Unit 4100 and retrofits | 1011 | 2221 | Rate Constraint in lbs/MMBtu | FALSE | L | Annual | Emissions at Affected Plants NOX | Thousand Tons | 0.85135 | 0.93049 | 0.97311 | 0.87678 | 0.76924 | 0.75595 | 0.65887 | 0.77884
NSR Westar Consent - NOX Rate Annual v4.10, Unit 4100 and retrofits | 1011 | 2221 | Rate Constraint in lbs/MMBtu | FALSE | L | Annual | Allowances Purchased NOX | Thousand Tons | 0 | 0 | 0 | 0 | 0 | 0 | 0 | 0
NSR Westar Consent - NOX Rate Annual v4.10, Unit 4100 and retrofits | 1011 | 2221 | Rate Constraint in lbs/MMBtu | FALSE | L | Annual | Allowances Sold NOX | Thousand Tons | 0 | 0 | 0 | 0 | 0 | 0 | 0 | 0
NSR Westar Consent - NOX Rate Annual v4.10, Unit 4100 and retrofits | 1011 | 2221 | Rate Constraint in lbs/MMBtu | FALSE | L | Annual | Allowances Banked | Thousand Tons | 0 | 0 | 0 | 0 | 0 | 0 | 0 | 0
NSR Westar Consent - NOX Rate Annual v4.10, Unit 4100 and retrofits | 1011 | 2221 | Rate Constraint in lbs/MMBtu | FALSE | L | Annual | Allowances Withdrawn (1:1) | Thousand Tons | 0 | 0 | 0 | 0 | 0 | 0 | 0 | 0
NSR Westar Consent - NOX Rate Annual v4.10, Unit 4100 and retrofits | 1011 | 2221 | Rate Constraint in lbs/MMBtu | FALSE | L | Annual | Allowances Withdrawn (n:1) | Thousand Tons | 0 | 0 | 0 | 0 | 0 | 0 | 0 | 0
NSR Westar Consent - NOX Rate Annual v4.10, Unit 4100 and retrofits | 1011 | 2221 | Rate Constraint in lbs/MMBtu | FALSE | L | Annual | Net Emissions Allowance Position | Thousand Tons | 0.85135 | 0.93049 | 0.97311 | 0.87678 | 0.76924 | 0.75595 | 0.65887 | 0.77884
NSR Westar Consent - NOX Rate Annual v4.10, Unit 4100 and retrofits | 1011 | 2221 | Rate Constraint in lbs/MMBtu | FALSE | L | Annual | Fuel Consumed | TBtu | 50.3011 | 54.977 | 57.4956 | 51.8039 | 45.4501 | 44.665 | 38.9291 | 46.0169
NSR Westar Consent - NOX Rate Annual v4.10, Unit 4100 and retrofits | 1011 | 2221 | Rate Constraint in lbs/MMBtu | FALSE | L | Annual | Rate | lb/MMBtu | 0.03385 | 0.03385 | 0.03385 | 0.03385 | 0.03385 | 0.03385 | 0.03385 | 0.03385
NSR Westar Consent - NOX Rate Annual v4.10, Unit 4100 and retrofits | 1011 | 2221 | Rate Constraint in lbs/MMBtu | FALSE | L | Annual | Generation | TWh | 4.5259 | 4.9466 | 5.1733 | 4.6611 | 4.0894 | 4.0188 | 3.5027 | 4.1404
NSR Westar Consent - NOX Rate Annual v4.10, Unit 4100 and retrofits | 1011 | 2221 | Rate Constraint in lbs/MMBtu | FALSE | L | Annual | Qualifying Generation | TWh | 4.5259 | 4.9466 | 5.1733 | 4.6611 | 4.0894 | 4.0188 | 3.5027 | 4.1404
NSR Westar Consent - NOX Rate Annual v4.10, Unit 4100 and retrofits | 1011 | 2221 | Rate Constraint in lbs/MMBtu | FALSE | L | Annual | Rate | lb/MWh | 0.37621 | 0.37621 | 0.37621 | 0.37621 | 0.37621 | 0.37621 | 0.37621 | 0.37621
NSR Westar Consent - NOX Rate Annual v4.10, Unit 4100 and retrofits | 1011 | 2221 | Rate Constraint in lbs/MMBtu | FALSE | L | Annual | Constraint Shadow Price | US2016$/Ton | 0 | 0 | 0 | 0 | 0 | 0 | 0 | 0
NSR Westar Consent - NOX Rate Annual v4.10, Unit 4118 and retrofits | 1012 | 2221 | Rate Constraint in lbs/MMBtu | FALSE | L | Annual | Seasons Included | Seasons | Winter, WintShld, Summer | Winter, WintShld, Summer | Winter, WintShld, Summer | Winter, WintShld, Summer | Winter, WintShld, Summer | Winter, WintShld, Summer | Winter, WintShld, Summer | Winter, WintShld, Summer
NSR Westar Consent - NOX Rate Annual v4.10, Unit 4118 and retrofits | 1012 | 2221 | Rate Constraint in lbs/MMBtu | FALSE | L | Annual | Standard NOX | lb/MMBtu | 0.1 | 0.1 | 0.1 | 0.1 | 0.1 | 0.1 | 0.1 | 0.1
NSR Westar Consent - NOX Rate Annual v4.10, Unit 4118 and retrofits | 1012 | 2221 | Rate Constraint in lbs/MMBtu | FALSE | L | Annual | Emissions at Affected Plants NOX | Thousand Tons | 2.4728 | 2.4728 | 2.4728 | 2.4728 | 2.1315 | 2.1117 | 2.1117 | 2.1117
NSR Westar Consent - NOX Rate Annual v4.10, Unit 4118 and retrofits | 1012 | 2221 | Rate Constraint in lbs/MMBtu | FALSE | L | Annual | Allowances Purchased NOX | Thousand Tons | 0 | 0 | 0 | 0 | 0 | 0 | 0 | 0
NSR Westar Consent - NOX Rate Annual v4.10, Unit 4118 and retrofits | 1012 | 2221 | Rate Constraint in lbs/MMBtu | FALSE | L | Annual | Allowances Sold NOX | Thousand Tons | 0 | 0 | 0 | 0 | 0 | 0 | 0 | 0
NSR Westar Consent - NOX Rate Annual v4.10, Unit 4118 and retrofits | 1012 | 2221 | Rate Constraint in lbs/MMBtu | FALSE | L | Annual | Allowances Banked | Thousand Tons | 0 | 0 | 0 | 0 | 0 | 0 | 0 | 0
NSR Westar Consent - NOX Rate Annual v4.10, Unit 4118 and retrofits | 1012 | 2221 | Rate Constraint in lbs/MMBtu | FALSE | L | Annual | Allowances Withdrawn (1:1) | Thousand Tons | 0 | 0 | 0 | 0 | 0 | 0 | 0 | 0
NSR Westar Consent - NOX Rate Annual v4.10, Unit 4118 and retrofits | 1012 | 2221 | Rate Constraint in lbs/MMBtu | FALSE | L | Annual | Allowances Withdrawn (n:1) | Thousand Tons | 0 | 0 | 0 | 0 | 0 | 0 | 0 | 0
NSR Westar Consent - NOX Rate Annual v4.10, Unit 4118 and retrofits | 1012 | 2221 | Rate Constraint in lbs/MMBtu | FALSE | L | Annual | Net Emissions Allowance Position | Thousand Tons | 2.4728 | 2.4728 | 2.4728 | 2.4728 | 2.1315 | 2.1117 | 2.1117 | 2.1117
NSR Westar Consent - NOX Rate Annual v4.10, Unit 4118 and retrofits | 1012 | 2221 | Rate Constraint in lbs/MMBtu | FALSE | L | Annual | Fuel Consumed | TBtu | 49.4564 | 49.4564 | 49.4564 | 49.4564 | 43.0265 | 42.2344 | 42.2344 | 42.2344
NSR Westar Consent - NOX Rate Annual v4.10, Unit 4118 and retrofits | 1012 | 2221 | Rate Constraint in lbs/MMBtu | FALSE | L | Annual | Rate | lb/MMBtu | 0.1 | 0.1 | 0.1 | 0.1 | 0.099079 | 0.1 | 0.1 | 0.1
NSR Westar Consent - NOX Rate Annual v4.10, Unit 4118 and retrofits | 1012 | 2221 | Rate Constraint in lbs/MMBtu | FALSE | L | Annual | Generation | TWh | 4.4285 | 4.4285 | 4.4285 | 4.4285 | 3.8525 | 3.7818 | 3.7818 | 3.7818
NSR Westar Consent - NOX Rate Annual v4.10, Unit 4118 and retrofits | 1012 | 2221 | Rate Constraint in lbs/MMBtu | FALSE | L | Annual | Qualifying Generation | TWh | 4.4285 | 4.4285 | 4.4285 | 4.4285 | 3.8525 | 3.7818 | 3.7818 | 3.7818
NSR Westar Consent - NOX Rate Annual v4.10, Unit 4118 and retrofits | 1012 | 2221 | Rate Constraint in lbs/MMBtu | FALSE | L | Annual | Rate | lb/MWh | 1.1168 | 1.1168 | 1.1168 | 1.1168 | 1.1066 | 1.1168 | 1.1168 | 1.1168
NSR Westar Consent - NOX Rate Annual v4.10, Unit 4118 and retrofits | 1012 | 2221 | Rate Constraint in lbs/MMBtu | FALSE | L | Annual | Constraint Shadow Price | US2016$/Ton | 8870.916 | 10545.1238 | 13125.0064 | 11645.9865 | 0 | 877.859 | 3772.5136 | 319.6391
NSR Westar Consent - NOX Rate Annual v4.10, Unit 4119 and retrofits | 1013 | 2221 | Rate Constraint in lbs/MMBtu | FALSE | L | Annual | Seasons Included | Seasons | Winter, WintShld, Summer | Winter, WintShld, Summer | Winter, WintShld, Summer | Winter, WintShld, Summer | Winter, WintShld, Summer | Winter, WintShld, Summer | Winter, WintShld, Summer | Winter, WintShld, Summer
NSR Westar Consent - NOX Rate Annual v4.10, Unit 4119 and retrofits | 1013 | 2221 | Rate Constraint in lbs/MMBtu | FALSE | L | Annual | Standard NOX | lb/MMBtu | 0.1 | 0.1 | 0.1 | 0.1 | 0.1 | 0.1 | 0.1 | 0.1
NSR Westar Consent - NOX Rate Annual v4.10, Unit 4119 and retrofits | 1013 | 2221 | Rate Constraint in lbs/MMBtu | FALSE | L | Annual | Emissions at Affected Plants NOX | Thousand Tons | 2.4782 | 2.5307 | 2.5307 | 2.5307 | 2.0508 | 2.0354 | 2.0227 | 2.0394
NSR Westar Consent - NOX Rate Annual v4.10, Unit 4119 and retrofits | 1013 | 2221 | Rate Constraint in lbs/MMBtu | FALSE | L | Annual | Allowances Purchased NOX | Thousand Tons | 0 | 0 | 0 | 0 | 0 | 0 | 0 | 0
NSR Westar Consent - NOX Rate Annual v4.10, Unit 4119 and retrofits | 1013 | 2221 | Rate Constraint in lbs/MMBtu | FALSE | L | Annual | Allowances Sold NOX | Thousand Tons | 0 | 0 | 0 | 0 | 0 | 0 | 0 | 0
NSR Westar Consent - NOX Rate Annual v4.10, Unit 4119 and retrofits | 1013 | 2221 | Rate Constraint in lbs/MMBtu | FALSE | L | Annual | Allowances Banked | Thousand Tons | 0 | 0 | 0 | 0 | 0 | 0 | 0 | 0
NSR Westar Consent - NOX Rate Annual v4.10, Unit 4119 and retrofits | 1013 | 2221 | Rate Constraint in lbs/MMBtu | FALSE | L | Annual | Allowances Withdrawn (1:1) | Thousand Tons | 0 | 0 | 0 | 0 | 0 | 0 | 0 | 0
NSR Westar Consent - NOX Rate Annual v4.10, Unit 4119 and retrofits | 1013 | 2221 | Rate Constraint in lbs/MMBtu | FALSE | L | Annual | Allowances Withdrawn (n:1) | Thousand Tons | 0 | 0 | 0 | 0 | 0 | 0 | 0 | 0
NSR Westar Consent - NOX Rate Annual v4.10, Unit 4119 and retrofits | 1013 | 2221 | Rate Constraint in lbs/MMBtu | FALSE | L | Annual | Net Emissions Allowance Position | Thousand Tons | 2.4782 | 2.5307 | 2.5307 | 2.5307 | 2.0508 | 2.0354 | 2.0227 | 2.0394
NSR Westar Consent - NOX Rate Annual v4.10, Unit 4119 and retrofits | 1013 | 2221 | Rate Constraint in lbs/MMBtu | FALSE | L | Annual | Fuel Consumed | TBtu | 49.5632 | 50.6144 | 50.6144 | 50.6144 | 41.7655 | 41.1504 | 40.6418 | 41.3078
NSR Westar Consent - NOX Rate Annual v4.10, Unit 4119 and retrofits | 1013 | 2221 | Rate Constraint in lbs/MMBtu | FALSE | L | Annual | Rate | lb/MMBtu | 0.1 | 0.1 | 0.1 | 0.1 | 0.098206 | 0.098926 | 0.099538 | 0.09874
NSR Westar Consent - NOX Rate Annual v4.10, Unit 4119 and retrofits | 1013 | 2221 | Rate Constraint in lbs/MMBtu | FALSE | L | Annual | Generation | TWh | 4.4525 | 4.5469 | 4.5469 | 4.5469 | 3.7514 | 3.6964 | 3.6509 | 3.7104
NSR Westar Consent - NOX Rate Annual v4.10, Unit 4119 and retrofits | 1013 | 2221 | Rate Constraint in lbs/MMBtu | FALSE | L | Annual | Qualifying Generation | TWh | 4.4525 | 4.5469 | 4.5469 | 4.5469 | 3.7514 | 3.6964 | 3.6509 | 3.7104
NSR Westar Consent - NOX Rate Annual v4.10, Unit 4119 and retrofits | 1013 | 2221 | Rate Constraint in lbs/MMBtu | FALSE | L | Annual | Rate | lb/MWh | 1.1132 | 1.1132 | 1.1132 | 1.1132 | 1.0934 | 1.1013 | 1.1081 | 1.0993
NSR Westar Consent - NOX Rate Annual v4.10, Unit 4119 and retrofits | 1013 | 2221 | Rate Constraint in lbs/MMBtu | FALSE | L | Annual | Constraint Shadow Price | US2016$/Ton | 5789.169 | 11338.4748 | 18748.6971 | 16583.3849 | 0 | 0 | 0 | 0
NSR Westar Consent - SO2 Cap Annual v4.10 | 1014 | 2292 | Rate Constraint in MTons | FALSE | L | Annual | Seasons Included | Seasons | Winter, WintShld, Summer | Winter, WintShld, Summer | Winter, WintShld, Summer | Winter, WintShld, Summer | Winter, WintShld, Summer | Winter, WintShld, Summer | Winter, WintShld, Summer | Winter, WintShld, Summer
NSR Westar Consent - SO2 Cap Annual v4.10 | 1014 | 2292 | Rate Constraint in MTons | FALSE | L | Annual | Standard SO2 | Thousand Tons | 6.6 | 6.6 | 6.6 | 6.6 | 6.6 | 6.6 | 6.6 | 6.6
NSR Westar Consent - SO2 Cap Annual v4.10 | 1014 | 2292 | Rate Constraint in MTons | FALSE | L | Annual | Emissions at Affected Plants SO2 | Thousand Tons | 1.7251 | 1.7914 | 1.8213 | 1.7536 | 1.5072 | 1.4816 | 1.4082 | 1.4993
NSR Westar Consent - SO2 Cap Annual v4.10 | 1014 | 2292 | Rate Constraint in MTons | FALSE | L | Annual | Allowances Purchased SO2 | Thousand Tons | 0 | 0 | 0 | 0 | 0 | 0 | 0 | 0
NSR Westar Consent - SO2 Cap Annual v4.10 | 1014 | 2292 | Rate Constraint in MTons | FALSE | L | Annual | Allowances Sold SO2 | Thousand Tons | 0 | 0 | 0 | 0 | 0 | 0 | 0 | 0
NSR Westar Consent - SO2 Cap Annual v4.10 | 1014 | 2292 | Rate Constraint in MTons | FALSE | L | Annual | Allowances Banked | Thousand Tons | 0 | 0 | 0 | 0 | 0 | 0 | 0 | 0
NSR Westar Consent - SO2 Cap Annual v4.10 | 1014 | 2292 | Rate Constraint in MTons | FALSE | L | Annual | Allowances Withdrawn (1:1) | Thousand Tons | 0 | 0 | 0 | 0 | 0 | 0 | 0 | 0
NSR Westar Consent - SO2 Cap Annual v4.10 | 1014 | 2292 | Rate Constraint in MTons | FALSE | L | Annual | Allowances Withdrawn (n:1) | Thousand Tons | 0 | 0 | 0 | 0 | 0 | 0 | 0 | 0
NSR Westar Consent - SO2 Cap Annual v4.10 | 1014 | 2292 | Rate Constraint in MTons | FALSE | L | Annual | Net Emissions Allowance Position | Thousand Tons | 1.7251 | 1.7914 | 1.8213 | 1.7536 | 1.5072 | 1.4816 | 1.4082 | 1.4993
NSR Westar Consent - SO2 Cap Annual v4.10 | 1014 | 2292 | Rate Constraint in MTons | FALSE | L | Annual | Fuel Consumed | TBtu | 149.3206 | 155.0477 | 157.5664 | 151.8747 | 130.2421 | 128.0498 | 121.8053 | 129.5591
NSR Westar Consent - SO2 Cap Annual v4.10 | 1014 | 2292 | Rate Constraint in MTons | FALSE | L | Annual | Rate | lb/MMBtu | 0.023106 | 0.023107 | 0.023118 | 0.023093 | 0.023145 | 0.023141 | 0.023122 | 0.023145
NSR Westar Consent - SO2 Cap Annual v4.10 | 1014 | 2292 | Rate Constraint in MTons | FALSE | L | Annual | Generation | TWh | 13.4069 | 13.922 | 14.1486 | 13.6365 | 11.6933 | 11.497 | 10.9354 | 11.6327
NSR Westar Consent - SO2 Cap Annual v4.10 | 1014 | 2292 | Rate Constraint in MTons | FALSE | L | Annual | Qualifying Generation | TWh | 13.4069 | 13.922 | 14.1486 | 13.6365 | 11.6933 | 11.497 | 10.9354 | 11.6327
NSR Westar Consent - SO2 Cap Annual v4.10 | 1014 | 2292 | Rate Constraint in MTons | FALSE | L | Annual | Rate | lb/MWh | 0.25734 | 0.25734 | 0.25746 | 0.25719 | 0.25779 | 0.25774 | 0.25755 | 0.25778
NSR Westar Consent - SO2 Cap Annual v4.10 | 1014 | 2292 | Rate Constraint in MTons | FALSE | L | Annual | Constraint Shadow Price | US2016$/Ton | 0 | 0 | 0 | 0 | 0 | 0 | 0 | 0
NSR Westar Consent - SO2 Rate Annual v4.10 | 1015 | 2293 | MACT Fuel Choice Floor in lbs/MMBtu | FALSE | L | Annual | Seasons Included | Seasons | Winter, WintShld, Summer | Winter, WintShld, Summer | Winter, WintShld, Summer | Winter, WintShld, Summer | Winter, WintShld, Summer | Winter, WintShld, Summer | Winter, WintShld, Summer | Winter, WintShld, Summer
NSR Westar Consent - SO2 Rate Annual v4.10 | 1015 | 2293 | MACT Fuel Choice Floor in lbs/MMBtu | FALSE | L | Annual | Emission Floor | lb/MMBtu | 0.07 | 0.07 | 0.07 | 0.07 | 0.07 | 0.07 | 0.07 | 0.07
NSR Westar Consent - SO2 Rate Annual v4.10 | 1015 | 2293 | MACT Fuel Choice Floor in lbs/MMBtu | FALSE | L | Annual | Emissions at Affected Plants SO2 | Thousand Tons | 1.7251 | 1.7914 | 1.8213 | 1.7536 | 1.5072 | 1.4816 | 1.4082 | 1.4993
NSR Westar Consent - SO2 Rate Annual v4.10 | 1015 | 2293 | MACT Fuel Choice Floor in lbs/MMBtu | FALSE | L | Annual | Allowances Purchased SO2 | Thousand Tons | 0 | 0 | 0 | 0 | 0 | 0 | 0 | 0
NSR Westar Consent - SO2 Rate Annual v4.10 | 1015 | 2293 | MACT Fuel Choice Floor in lbs/MMBtu | FALSE | L | Annual | Allowances Sold SO2 | Thousand Tons | 0 | 0 | 0 | 0 | 0 | 0 | 0 | 0
NSR Westar Consent - SO2 Rate Annual v4.10 | 1015 | 2293 | MACT Fuel Choice Floor in lbs/MMBtu | FALSE | L | Annual | Allowances Banked | Thousand Tons | 0 | 0 | 0 | 0 | 0 | 0 | 0 | 0
NSR Westar Consent - SO2 Rate Annual v4.10 | 1015 | 2293 | MACT Fuel Choice Floor in lbs/MMBtu | FALSE | L | Annual | Allowances Withdrawn (1:1) | Thousand Tons | 0 | 0 | 0 | 0 | 0 | 0 | 0 | 0
NSR Westar Consent - SO2 Rate Annual v4.10 | 1015 | 2293 | MACT Fuel Choice Floor in lbs/MMBtu | FALSE | L | Annual | Allowances Withdrawn (n:1) | Thousand Tons | 0 | 0 | 0 | 0 | 0 | 0 | 0 | 0
NSR Westar Consent - SO2 Rate Annual v4.10 | 1015 | 2293 | MACT Fuel Choice Floor in lbs/MMBtu | FALSE | L | Annual | Net Emissions Allowance Position | Thousand Tons | 1.7251 | 1.7914 | 1.8213 | 1.7536 | 1.5072 | 1.4816 | 1.4082 | 1.4993
NSR Westar Consent - SO2 Rate Annual v4.10 | 1015 | 2293 | MACT Fuel Choice Floor in lbs/MMBtu | FALSE | L | Annual | Fuel Consumed | TBtu | 149.3206 | 155.0477 | 157.5664 | 151.8747 | 130.2421 | 128.0498 | 121.8053 | 129.5591
NSR Westar Consent - SO2 Rate Annual v4.10 | 1015 | 2293 | MACT Fuel Choice Floor in lbs/MMBtu | FALSE | L | Annual | Rate | lb/MMBtu | 0.023106 | 0.023107 | 0.023118 | 0.023093 | 0.023145 | 0.023141 | 0.023122 | 0.023145
NSR Westar Consent - SO2 Rate Annual v4.10 | 1015 | 2293 | MACT Fuel Choice Floor in lbs/MMBtu | FALSE | L | Annual | Generation | TWh | 13.4069 | 13.922 | 14.1486 | 13.6365 | 11.6933 | 11.497 | 10.9354 | 11.6327
NSR Westar Consent - SO2 Rate Annual v4.10 | 1015 | 2293 | MACT Fuel Choice Floor in lbs/MMBtu | FALSE | L | Annual | Qualifying Generation | TWh | 13.4069 | 13.922 | 14.1486 | 13.6365 | 11.6933 | 11.497 | 10.9354 | 11.6327
NSR Westar Consent - SO2 Rate Annual v4.10 | 1015 | 2293 | MACT Fuel Choice Floor in lbs/MMBtu | FALSE | L | Annual | Constraint Shadow Price | US2016$/Ton | 0 | 0 | 0 | 0 | 0 | 0 | 0 | 0
NSR Winyah 1 - NOX Rate Annual v3.1, Unit 5709 and retrofits | 1016 | 1953 | Rate Constraint in lbs/MMBtu | FALSE | L | Annual | Seasons Included | Seasons | Winter, WintShld, Summer | Winter, WintShld, Summer | Winter, WintShld, Summer | Winter, WintShld, Summer | Winter, WintShld, Summer | Winter, WintShld, Summer | Winter, WintShld, Summer | Winter, WintShld, Summer
NSR Winyah 1 - NOX Rate Annual v3.1, Unit 5709 and retrofits | 1016 | 1953 | Rate Constraint in lbs/MMBtu | FALSE | L | Annual | Standard NOX | lb/MMBtu | 0.1 | 0.1 | 0.1 | 0.1 | 0.1 | 0.1 | 0.1 | 0.1
NSR Winyah 1 - NOX Rate Annual v3.1, Unit 5709 and retrofits | 1016 | 1953 | Rate Constraint in lbs/MMBtu | FALSE | L | Annual | Emissions at Affected Plants NOX | Thousand Tons | 0.43481 | 0.4366 | 0.4366 | 0.42542 | 0.42194 | 0.42194 | 0.42542 | 0.42194
NSR Winyah 1 - NOX Rate Annual v3.1, Unit 5709 and retrofits | 1016 | 1953 | Rate Constraint in lbs/MMBtu | FALSE | L | Annual | Allowances Purchased NOX | Thousand Tons | 0 | 0 | 0 | 0 | 0 | 0 | 0 | 0
NSR Winyah 1 - NOX Rate Annual v3.1, Unit 5709 and retrofits | 1016 | 1953 | Rate Constraint in lbs/MMBtu | FALSE | L | Annual | Allowances Sold NOX | Thousand Tons | 0 | 0 | 0 | 0 | 0 | 0 | 0 | 0
NSR Winyah 1 - NOX Rate Annual v3.1, Unit 5709 and retrofits | 1016 | 1953 | Rate Constraint in lbs/MMBtu | FALSE | L | Annual | Allowances Banked | Thousand Tons | 0 | 0 | 0 | 0 | 0 | 0 | 0 | 0
NSR Winyah 1 - NOX Rate Annual v3.1, Unit 5709 and retrofits | 1016 | 1953 | Rate Constraint in lbs/MMBtu | FALSE | L | Annual | Allowances Withdrawn (1:1) | Thousand Tons | 0 | 0 | 0 | 0 | 0 | 0 | 0 | 0
NSR Winyah 1 - NOX Rate Annual v3.1, Unit 5709 and retrofits | 1016 | 1953 | Rate Constraint in lbs/MMBtu | FALSE | L | Annual | Allowances Withdrawn (n:1) | Thousand Tons | 0 | 0 | 0 | 0 | 0 | 0 | 0 | 0
NSR Winyah 1 - NOX Rate Annual v3.1, Unit 5709 and retrofits | 1016 | 1953 | Rate Constraint in lbs/MMBtu | FALSE | L | Annual | Net Emissions Allowance Position | Thousand Tons | 0.43481 | 0.4366 | 0.4366 | 0.42542 | 0.42194 | 0.42194 | 0.42542 | 0.42194
NSR Winyah 1 - NOX Rate Annual v3.1, Unit 5709 and retrofits | 1016 | 1953 | Rate Constraint in lbs/MMBtu | FALSE | L | Annual | Fuel Consumed | TBtu | 10.8878 | 10.9328 | 10.9328 | 10.6528 | 10.5658 | 10.5658 | 10.6528 | 10.5658
NSR Winyah 1 - NOX Rate Annual v3.1, Unit 5709 and retrofits | 1016 | 1953 | Rate Constraint in lbs/MMBtu | FALSE | L | Annual | Rate | lb/MMBtu | 0.07987 | 0.07987 | 0.07987 | 0.07987 | 0.07987 | 0.07987 | 0.07987 | 0.07987
NSR Winyah 1 - NOX Rate Annual v3.1, Unit 5709 and retrofits | 1016 | 1953 | Rate Constraint in lbs/MMBtu | FALSE | L | Annual | Generation | TWh | 1.0214 | 1.0256 | 1.0256 | 0.99933 | 0.99116 | 0.99116 | 0.99933 | 0.99116
NSR Winyah 1 - NOX Rate Annual v3.1, Unit 5709 and retrofits | 1016 | 1953 | Rate Constraint in lbs/MMBtu | FALSE | L | Annual | Qualifying Generation | TWh | 1.0214 | 1.0256 | 1.0256 | 0.99933 | 0.99116 | 0.99116 | 0.99933 | 0.99116
NSR Winyah 1 - NOX Rate Annual v3.1, Unit 5709 and retrofits | 1016 | 1953 | Rate Constraint in lbs/MMBtu | FALSE | L | Annual | Rate | lb/MWh | 0.85141 | 0.85141 | 0.85141 | 0.85141 | 0.85141 | 0.85141 | 0.85141 | 0.85141
NSR Winyah 1 - NOX Rate Annual v3.1, Unit 5709 and retrofits | 1016 | 1953 | Rate Constraint in lbs/MMBtu | FALSE | L | Annual | Constraint Shadow Price | US2016$/Ton | 0 | 0 | 0 | 0 | 0 | 0 | 0 | 0
NSR Winyah 2-4 - NOX Rate Annual v3.1, Unit 5706 and retrofits | 1017 | 1952 | Rate Constraint in lbs/MMBtu | FALSE | L | Annual | Seasons Included | Seasons | Winter, WintShld, Summer | Winter, WintShld, Summer | Winter, WintShld, Summer | Winter, WintShld, Summer | Winter, WintShld, Summer | Winter, WintShld, Summer | Winter, WintShld, Summer | Winter, WintShld, Summer
NSR Winyah 2-4 - NOX Rate Annual v3.1, Unit 5706 and retrofits | 1017 | 1952 | Rate Constraint in lbs/MMBtu | FALSE | L | Annual | Standard NOX | lb/MMBtu | 0.12 | 0.12 | 0.12 | 0.12 | 0.12 | 0.12 | 0.12 | 0.12
NSR Winyah 2-4 - NOX Rate Annual v3.1, Unit 5706 and retrofits | 1017 | 1952 | Rate Constraint in lbs/MMBtu | FALSE | L | Annual | Emissions at Affected Plants NOX | Thousand Tons | 0 | 0 | 0 | 0 | 0 | 0 | 0 | 0
NSR Winyah 2-4 - NOX Rate Annual v3.1, Unit 5706 and retrofits | 1017 | 1952 | Rate Constraint in lbs/MMBtu | FALSE | L | Annual | Allowances Purchased NOX | Thousand Tons | 0 | 0 | 0 | 0 | 0 | 0 | 0 | 0
NSR Winyah 2-4 - NOX Rate Annual v3.1, Unit 5706 and retrofits | 1017 | 1952 | Rate Constraint in lbs/MMBtu | FALSE | L | Annual | Allowances Sold NOX | Thousand Tons | 0 | 0 | 0 | 0 | 0 | 0 | 0 | 0
NSR Winyah 2-4 - NOX Rate Annual v3.1, Unit 5706 and retrofits | 1017 | 1952 | Rate Constraint in lbs/MMBtu | FALSE | L | Annual | Allowances Banked | Thousand Tons | 0 | 0 | 0 | 0 | 0 | 0 | 0 | 0
NSR Winyah 2-4 - NOX Rate Annual v3.1, Unit 5706 and retrofits | 1017 | 1952 | Rate Constraint in lbs/MMBtu | FALSE | L | Annual | Allowances Withdrawn (1:1) | Thousand Tons | 0 | 0 | 0 | 0 | 0 | 0 | 0 | 0
NSR Winyah 2-4 - NOX Rate Annual v3.1, Unit 5706 and retrofits | 1017 | 1952 | Rate Constraint in lbs/MMBtu | FALSE | L | Annual | Allowances Withdrawn (n:1) | Thousand Tons | 0 | 0 | 0 | 0 | 0 | 0 | 0 | 0
NSR Winyah 2-4 - NOX Rate Annual v3.1, Unit 5706 and retrofits | 1017 | 1952 | Rate Constraint in lbs/MMBtu | FALSE | L | Annual | Net Emissions Allowance Position | Thousand Tons | 0 | 0 | 0 | 0 | 0 | 0 | 0 | 0
NSR Winyah 2-4 - NOX Rate Annual v3.1, Unit 5706 and retrofits | 1017 | 1952 | Rate Constraint in lbs/MMBtu | FALSE | L | Annual | Fuel Consumed | TBtu | 0 | 0 | 0 | 0 | 0 | 0 | 0 | 0
NSR Winyah 2-4 - NOX Rate Annual v3.1, Unit 5706 and retrofits | 1017 | 1952 | Rate Constraint in lbs/MMBtu | FALSE | L | Annual | Rate | lb/MMBtu | 0 | 0 | 0 | 0 | 0 | 0 | 0 | 0
NSR Winyah 2-4 - NOX Rate Annual v3.1, Unit 5706 and retrofits | 1017 | 1952 | Rate Constraint in lbs/MMBtu | FALSE | L | Annual | Generation | TWh | 0 | 0 | 0 | 0 | 0 | 0 | 0 | 0
NSR Winyah 2-4 - NOX Rate Annual v3.1, Unit 5706 and retrofits | 1017 | 1952 | Rate Constraint in lbs/MMBtu | FALSE | L | Annual | Qualifying Generation | TWh | 0 | 0 | 0 | 0 | 0 | 0 | 0 | 0
NSR Winyah 2-4 - NOX Rate Annual v3.1, Unit 5706 and retrofits | 1017 | 1952 | Rate Constraint in lbs/MMBtu | FALSE | L | Annual | Rate | lb/MWh | 0 | 0 | 0 | 0 | 0 | 0 | 0 | 0
NSR Winyah 2-4 - NOX Rate Annual v3.1, Unit 5706 and retrofits | 1017 | 1952 | Rate Constraint in lbs/MMBtu | FALSE | L | Annual | Constraint Shadow Price | US2016$/Ton | 0 | 0 | 0 | 0 | 0 | 0 | 0 | 0
NSR Winyah 2-4 - NOX Rate Annual v3.1, Unit 5707 and retrofits | 1018 | 1952 | Rate Constraint in lbs/MMBtu | FALSE | L | Annual | Seasons Included | Seasons | Winter, WintShld, Summer | Winter, WintShld, Summer | Winter, WintShld, Summer | Winter, WintShld, Summer | Winter, WintShld, Summer | Winter, WintShld, Summer | Winter, WintShld, Summer | Winter, WintShld, Summer
NSR Winyah 2-4 - NOX Rate Annual v3.1, Unit 5707 and retrofits | 1018 | 1952 | Rate Constraint in lbs/MMBtu | FALSE | L | Annual | Standard NOX | lb/MMBtu | 0.12 | 0.12 | 0.12 | 0.12 | 0.12 | 0.12 | 0.12 | 0.12
NSR Winyah 2-4 - NOX Rate Annual v3.1, Unit 5707 and retrofits | 1018 | 1952 | Rate Constraint in lbs/MMBtu | FALSE | L | Annual | Emissions at Affected Plants NOX | Thousand Tons | 0.023144 | 0.023899 | 0.023899 | 0.022747 | 0.022611 | 0.022611 | 0 | 0
NSR Winyah 2-4 - NOX Rate Annual v3.1, Unit 5707 and retrofits | 1018 | 1952 | Rate Constraint in lbs/MMBtu | FALSE | L | Annual | Allowances Purchased NOX | Thousand Tons | 0 | 0 | 0 | 0 | 0 | 0 | 0 | 0
NSR Winyah 2-4 - NOX Rate Annual v3.1, Unit 5707 and retrofits | 1018 | 1952 | Rate Constraint in lbs/MMBtu | FALSE | L | Annual | Allowances Sold NOX | Thousand Tons | 0 | 0 | 0 | 0 | 0 | 0 | 0 | 0
NSR Winyah 2-4 - NOX Rate Annual v3.1, Unit 5707 and retrofits | 1018 | 1952 | Rate Constraint in lbs/MMBtu | FALSE | L | Annual | Allowances Banked | Thousand Tons | 0 | 0 | 0 | 0 | 0 | 0 | 0 | 0
NSR Winyah 2-4 - NOX Rate Annual v3.1, Unit 5707 and retrofits | 1018 | 1952 | Rate Constraint in lbs/MMBtu | FALSE | L | Annual | Allowances Withdrawn (1:1) | Thousand Tons | 0 | 0 | 0 | 0 | 0 | 0 | 0 | 0
NSR Winyah 2-4 - NOX Rate Annual v3.1, Unit 5707 and retrofits | 1018 | 1952 | Rate Constraint in lbs/MMBtu | FALSE | L | Annual | Allowances Withdrawn (n:1) | Thousand Tons | 0 | 0 | 0 | 0 | 0 | 0 | 0 | 0
NSR Winyah 2-4 - NOX Rate Annual v3.1, Unit 5707 and retrofits | 1018 | 1952 | Rate Constraint in lbs/MMBtu | FALSE | L | Annual | Net Emissions Allowance Position | Thousand Tons | 0.023144 | 0.023899 | 0.023899 | 0.022747 | 0.022611 | 0.022611 | 0 | 0
NSR Winyah 2-4 - NOX Rate Annual v3.1, Unit 5707 and retrofits | 1018 | 1952 | Rate Constraint in lbs/MMBtu | FALSE | L | Annual | Fuel Consumed | TBtu | 0.52762 | 0.54483 | 0.54483 | 0.51858 | 0.51547 | 0.51547 | 0 | 0
NSR Winyah 2-4 - NOX Rate Annual v3.1, Unit 5707 and retrofits | 1018 | 1952 | Rate Constraint in lbs/MMBtu | FALSE | L | Annual | Rate | lb/MMBtu | 0.08773 | 0.08773 | 0.08773 | 0.08773 | 0.08773 | 0.08773 | 0 | 0
NSR Winyah 2-4 - NOX Rate Annual v3.1, Unit 5707 and retrofits | 1018 | 1952 | Rate Constraint in lbs/MMBtu | FALSE | L | Annual | Generation | TWh | 0.049384 | 0.050995 | 0.050995 | 0.048538 | 0.048247 | 0.048247 | 0 | 0
NSR Winyah 2-4 - NOX Rate Annual v3.1, Unit 5707 and retrofits | 1018 | 1952 | Rate Constraint in lbs/MMBtu | FALSE | L | Annual | Qualifying Generation | TWh | 0.049384 | 0.050995 | 0.050995 | 0.048538 | 0.048247 | 0.048247 | 0 | 0
NSR Winyah 2-4 - NOX Rate Annual v3.1, Unit 5707 and retrofits | 1018 | 1952 | Rate Constraint in lbs/MMBtu | FALSE | L | Annual | Rate | lb/MWh | 0.93731 | 0.93731 | 0.93731 | 0.93731 | 0.93731 | 0.93731 | 0 | 0
NSR Winyah 2-4 - NOX Rate Annual v3.1, Unit 5707 and retrofits | 1018 | 1952 | Rate Constraint in lbs/MMBtu | FALSE | L | Annual | Constraint Shadow Price | US2016$/Ton | 0 | 0 | 0 | 0 | 0 | 0 | 0 | 0
NSR Winyah 2-4 - NOX Rate Annual v3.1, Unit 5708 and retrofits | 1019 | 1952 | Rate Constraint in lbs/MMBtu | FALSE | L | Annual | Seasons Included | Seasons | Winter, WintShld, Summer | Winter, WintShld, Summer | Winter, WintShld, Summer | Winter, WintShld, Summer | Winter, WintShld, Summer | Winter, WintShld, Summer | Winter, WintShld, Summer | Winter, WintShld, Summer
NSR Winyah 2-4 - NOX Rate Annual v3.1, Unit 5708 and retrofits | 1019 | 1952 | Rate Constraint in lbs/MMBtu | FALSE | L | Annual | Standard NOX | lb/MMBtu | 0.12 | 0.12 | 0.12 | 0.12 | 0.12 | 0.12 | 0.12 | 0.12
NSR Winyah 2-4 - NOX Rate Annual v3.1, Unit 5708 and retrofits | 1019 | 1952 | Rate Constraint in lbs/MMBtu | FALSE | L | Annual | Emissions at Affected Plants NOX | Thousand Tons | 0.47535 | 0.49047 | 0.48968 | 0.46036 | 0.45481 | 0.45481 | 0.45481 | 0.45481
NSR Winyah 2-4 - NOX Rate Annual v3.1, Unit 5708 and retrofits | 1019 | 1952 | Rate Constraint in lbs/MMBtu | FALSE | L | Annual | Allowances Purchased NOX | Thousand Tons | 0 | 0 | 0 | 0 | 0 | 0 | 0 | 0
NSR Winyah 2-4 - NOX Rate Annual v3.1, Unit 5708 and retrofits | 1019 | 1952 | Rate Constraint in lbs/MMBtu | FALSE | L | Annual | Allowances Sold NOX | Thousand Tons | 0 | 0 | 0 | 0 | 0 | 0 | 0 | 0
NSR Winyah 2-4 - NOX Rate Annual v3.1, Unit 5708 and retrofits | 1019 | 1952 | Rate Constraint in lbs/MMBtu | FALSE | L | Annual | Allowances Banked | Thousand Tons | 0 | 0 | 0 | 0 | 0 | 0 | 0 | 0
NSR Winyah 2-4 - NOX Rate Annual v3.1, Unit 5708 and retrofits | 1019 | 1952 | Rate Constraint in lbs/MMBtu | FALSE | L | Annual | Allowances Withdrawn (1:1) | Thousand Tons | 0 | 0 | 0 | 0 | 0 | 0 | 0 | 0
NSR Winyah 2-4 - NOX Rate Annual v3.1, Unit 5708 and retrofits | 1019 | 1952 | Rate Constraint in lbs/MMBtu | FALSE | L | Annual | Allowances Withdrawn (n:1) | Thousand Tons | 0 | 0 | 0 | 0 | 0 | 0 | 0 | 0
NSR Winyah 2-4 - NOX Rate Annual v3.1, Unit 5708 and retrofits | 1019 | 1952 | Rate Constraint in lbs/MMBtu | FALSE | L | Annual | Net Emissions Allowance Position | Thousand Tons | 0.47535 | 0.49047 | 0.48968 | 0.46036 | 0.45481 | 0.45481 | 0.45481 | 0.45481
NSR Winyah 2-4 - NOX Rate Annual v3.1, Unit 5708 and retrofits | 1019 | 1952 | Rate Constraint in lbs/MMBtu | FALSE | L | Annual | Fuel Consumed | TBtu | 10.3708 | 10.7009 | 10.6835 | 10.0439 | 9.9227 | 9.9227 | 9.9227 | 9.9227
NSR Winyah 2-4 - NOX Rate Annual v3.1, Unit 5708 and retrofits | 1019 | 1952 | Rate Constraint in lbs/MMBtu | FALSE | L | Annual | Rate | lb/MMBtu | 0.09167 | 0.09167 | 0.09167 | 0.09167 | 0.09167 | 0.09167 | 0.09167 | 0.09167
NSR Winyah 2-4 - NOX Rate Annual v3.1, Unit 5708 and retrofits | 1019 | 1952 | Rate Constraint in lbs/MMBtu | FALSE | L | Annual | Generation | TWh | 0.96608 | 0.99682 | 0.9952 | 0.93562 | 0.92433 | 0.92433 | 0.92433 | 0.92433
NSR Winyah 2-4 - NOX Rate Annual v3.1, Unit 5708 and retrofits | 1019 | 1952 | Rate Constraint in lbs/MMBtu | FALSE | L | Annual | Qualifying Generation | TWh | 0.96608 | 0.99682 | 0.9952 | 0.93562 | 0.92433 | 0.92433 | 0.92433 | 0.92433
NSR Winyah 2-4 - NOX Rate Annual v3.1, Unit 5708 and retrofits | 1019 | 1952 | Rate Constraint in lbs/MMBtu | FALSE | L | Annual | Rate | lb/MWh | 0.98408 | 0.98408 | 0.98408 | 0.98408 | 0.98408 | 0.98408 | 0.98408 | 0.98408
NSR Winyah 2-4 - NOX Rate Annual v3.1, Unit 5708 and retrofits | 1019 | 1952 | Rate Constraint in lbs/MMBtu | FALSE | L | Annual | Constraint Shadow Price | US2016$/Ton | 0 | 0 | 0 | 0 | 0 | 0 | 0 | 0
NSR WPS Consent - NOX Cap Annual v5.12 | 1020 | 5790 | Rate Constraint in MTons | FALSE | L | Annual | Seasons Included | Seasons | Winter, WintShld, Summer | Winter, WintShld, Summer | Winter, WintShld, Summer | Winter, WintShld, Summer | Winter, WintShld, Summer | Winter, WintShld, Summer | Winter, WintShld, Summer | Winter, WintShld, Summer
NSR WPS Consent - NOX Cap Annual v5.12 | 1020 | 5790 | Rate Constraint in MTons | FALSE | L | Annual | Standard NOX | Thousand Tons | 3.7 | 3.7 | 3.7 | 3.7 | 3.7 | 3.7 | 3.7 | 3.7
NSR WPS Consent - NOX Cap Annual v5.12 | 1020 | 5790 | Rate Constraint in MTons | FALSE | L | Annual | Emissions at Affected Plants NOX | Thousand Tons | 0.45609 | 0.60626 | 0.56725 | 0.57103 | 0.60957 | 0.60538 | 0.60284 | 0.58624
NSR WPS Consent - NOX Cap Annual v5.12 | 1020 | 5790 | Rate Constraint in MTons | FALSE | L | Annual | Allowances Purchased NOX | Thousand Tons | 0 | 0 | 0 | 0 | 0 | 0 | 0 | 0
NSR WPS Consent - NOX Cap Annual v5.12 | 1020 | 5790 | Rate Constraint in MTons | FALSE | L | Annual | Allowances Sold NOX | Thousand Tons | 0 | 0 | 0 | 0 | 0 | 0 | 0 | 0
NSR WPS Consent - NOX Cap Annual v5.12 | 1020 | 5790 | Rate Constraint in MTons | FALSE | L | Annual | Allowances Banked | Thousand Tons | 0 | 0 | 0 | 0 | 0 | 0 | 0 | 0
NSR WPS Consent - NOX Cap Annual v5.12 | 1020 | 5790 | Rate Constraint in MTons | FALSE | L | Annual | Allowances Withdrawn (1:1) | Thousand Tons | 0 | 0 | 0 | 0 | 0 | 0 | 0 | 0
NSR WPS Consent - NOX Cap Annual v5.12 | 1020 | 5790 | Rate Constraint in MTons | FALSE | L | Annual | Allowances Withdrawn (n:1) | Thousand Tons | 0 | 0 | 0 | 0 | 0 | 0 | 0 | 0
NSR WPS Consent - NOX Cap Annual v5.12 | 1020 | 5790 | Rate Constraint in MTons | FALSE | L | Annual | Net Emissions Allowance Position | Thousand Tons | 0.45609 | 0.60626 | 0.56725 | 0.57103 | 0.60957 | 0.60538 | 0.60284 | 0.58624
NSR WPS Consent - NOX Cap Annual v5.12 | 1020 | 5790 | Rate Constraint in MTons | FALSE | L | Annual | Fuel Consumed | TBtu | 16.6801 | 22.3159 | 20.5712 | 20.6687 | 21.8453 | 21.7739 | 21.7307 | 21.4476
NSR WPS Consent - NOX Cap Annual v5.12 | 1020 | 5790 | Rate Constraint in MTons | FALSE | L | Annual | Rate | lb/MMBtu | 0.054687 | 0.054334 | 0.05515 | 0.055255 | 0.055808 | 0.055606 | 0.055483 | 0.054667
NSR WPS Consent - NOX Cap Annual v5.12 | 1020 | 5790 | Rate Constraint in MTons | FALSE | L | Annual | Generation | TWh | 1.683 | 2.2535 | 2.0733 | 2.0825 | 2.1982 | 2.1921 | 2.1884 | 2.1641
NSR WPS Consent - NOX Cap Annual v5.12 | 1020 | 5790 | Rate Constraint in MTons | FALSE | L | Annual | Qualifying Generation | TWh | 1.683 | 2.2535 | 2.0733 | 2.0825 | 2.1982 | 2.1921 | 2.1884 | 2.1641
NSR WPS Consent - NOX Cap Annual v5.12 | 1020 | 5790 | Rate Constraint in MTons | FALSE | L | Annual | Rate | lb/MWh | 0.54201 | 0.53806 | 0.54721 | 0.54839 | 0.55461 | 0.55234 | 0.55096 | 0.54178
NSR WPS Consent - NOX Cap Annual v5.12 | 1020 | 5790 | Rate Constraint in MTons | FALSE | L | Annual | Constraint Shadow Price | US2016$/Ton | 0 | 0 | 0 | 0 | 0 | 0 | 0 | 0
NSR WPS Consent - SO2 Cap Annual v5.12 | 1021 | 5793 | Rate Constraint in MTons | FALSE | L | Annual | Seasons Included | Seasons | Winter, WintShld, Summer | Winter, WintShld, Summer | Winter, WintShld, Summer | Winter, WintShld, Summer | Winter, WintShld, Summer | Winter, WintShld, Summer | Winter, WintShld, Summer | Winter, WintShld, Summer
NSR WPS Consent - SO2 Cap Annual v5.12 | 1021 | 5793 | Rate Constraint in MTons | FALSE | L | Annual | Standard SO2 | Thousand Tons | 4.25 | 4.25 | 4.25 | 4.25 | 4.25 | 4.25 | 4.25 | 4.25
NSR WPS Consent - SO2 Cap Annual v5.12 | 1021 | 5793 | Rate Constraint in MTons | FALSE | L | Annual | Emissions at Affected Plants SO2 | Thousand Tons | 0.42612 | 0.5733 | 0.52164 | 0.52322 | 0.54809 | 0.54809 | 0.54809 | 0.54809
NSR WPS Consent - SO2 Cap Annual v5.12 | 1021 | 5793 | Rate Constraint in MTons | FALSE | L | Annual | Allowances Purchased SO2 | Thousand Tons | 0 | 0 | 0 | 0 | 0 | 0 | 0 | 0
NSR WPS Consent - SO2 Cap Annual v5.12 | 1021 | 5793 | Rate Constraint in MTons | FALSE | L | Annual | Allowances Sold SO2 | Thousand Tons | 0 | 0 | 0 | 0 | 0 | 0 | 0 | 0
NSR WPS Consent - SO2 Cap Annual v5.12 | 1021 | 5793 | Rate Constraint in MTons | FALSE | L | Annual | Allowances Banked | Thousand Tons | 0 | 0 | 0 | 0 | 0 | 0 | 0 | 0
NSR WPS Consent - SO2 Cap Annual v5.12 | 1021 | 5793 | Rate Constraint in MTons | FALSE | L | Annual | Allowances Withdrawn (1:1) | Thousand Tons | 0 | 0 | 0 | 0 | 0 | 0 | 0 | 0
NSR WPS Consent - SO2 Cap Annual v5.12 | 1021 | 5793 | Rate Constraint in MTons | FALSE | L | Annual | Allowances Withdrawn (n:1) | Thousand Tons | 0 | 0 | 0 | 0 | 0 | 0 | 0 | 0
NSR WPS Consent - SO2 Cap Annual v5.12 | 1021 | 5793 | Rate Constraint in MTons | FALSE | L | Annual | Net Emissions Allowance Position | Thousand Tons | 0.42612 | 0.5733 | 0.52164 | 0.52322 | 0.54809 | 0.54809 | 0.54809 | 0.54809
NSR WPS Consent - SO2 Cap Annual v5.12 | 1021 | 5793 | Rate Constraint in MTons | FALSE | L | Annual | Fuel Consumed | TBtu | 16.6801 | 22.3159 | 20.5712 | 20.6687 | 21.8453 | 21.7739 | 21.7307 | 21.4476
NSR WPS Consent - SO2 Cap Annual v5.12 | 1021 | 5793 | Rate Constraint in MTons | FALSE | L | Annual | Rate | lb/MMBtu | 0.051093 | 0.051381 | 0.050715 | 0.05063 | 0.050179 | 0.050344 | 0.050444 | 0.051109
NSR WPS Consent - SO2 Cap Annual v5.12 | 1021 | 5793 | Rate Constraint in MTons | FALSE | L | Annual | Generation | TWh | 1.683 | 2.2535 | 2.0733 | 2.0825 | 2.1982 | 2.1921 | 2.1884 | 2.1641
NSR WPS Consent - SO2 Cap Annual v5.12 | 1021 | 5793 | Rate Constraint in MTons | FALSE | L | Annual | Qualifying Generation | TWh | 1.683 | 2.2535 | 2.0733 | 2.0825 | 2.1982 | 2.1921 | 2.1884 | 2.1641
NSR WPS Consent - SO2 Cap Annual v5.12 | 1021 | 5793 | Rate Constraint in MTons | FALSE | L | Annual | Rate | lb/MWh | 0.50639 | 0.50881 | 0.50321 | 0.50248 | 0.49867 | 0.50007 | 0.50091 | 0.50653
NSR WPS Consent - SO2 Cap Annual v5.12 | 1021 | 5793 | Rate Constraint in MTons | FALSE | L | Annual | Constraint Shadow Price | US2016$/Ton | 0 | 0 | 0 | 0 | 0 | 0 | 0 | 0
NSR WPS Pullinam - NOX Cap Annual v5.12 | 1022 | 5794 | Rate Constraint in MTons | FALSE | L | Annual | Seasons Included | Seasons | Winter, WintShld, Summer | Winter, WintShld, Summer | Winter, WintShld, Summer | Winter, WintShld, Summer | Winter, WintShld, Summer | Winter, WintShld, Summer | Winter, WintShld, Summer | Winter, WintShld, Summer
NSR WPS Pullinam - NOX Cap Annual v5.12 | 1022 | 5794 | Rate Constraint in MTons | FALSE | L | Annual | Standard NOX | Thousand Tons | 1.5 | 1.5 | 1.5 | 1.5 | 1.5 | 1.5 | 1.5 | 1.5
NSR WPS Pullinam - NOX Cap Annual v5.12 | 1022 | 5794 | Rate Constraint in MTons | FALSE | L | Annual | Emissions at Affected Plants NOX | Thousand Tons | 0 | 0 | 0 | 0 | 0 | 0 | 0 | 0
NSR WPS Pullinam - NOX Cap Annual v5.12 | 1022 | 5794 | Rate Constraint in MTons | FALSE | L | Annual | Allowances Purchased NOX | Thousand Tons | 0 | 0 | 0 | 0 | 0 | 0 | 0 | 0
NSR WPS Pullinam - NOX Cap Annual v5.12 | 1022 | 5794 | Rate Constraint in MTons | FALSE | L | Annual | Allowances Sold NOX | Thousand Tons | 0 | 0 | 0 | 0 | 0 | 0 | 0 | 0
NSR WPS Pullinam - NOX Cap Annual v5.12 | 1022 | 5794 | Rate Constraint in MTons | FALSE | L | Annual | Allowances Banked | Thousand Tons | 0 | 0 | 0 | 0 | 0 | 0 | 0 | 0
NSR WPS Pullinam - NOX Cap Annual v5.12 | 1022 | 5794 | Rate Constraint in MTons | FALSE | L | Annual | Allowances Withdrawn (1:1) | Thousand Tons | 0 | 0 | 0 | 0 | 0 | 0 | 0 | 0
NSR WPS Pullinam - NOX Cap Annual v5.12 | 1022 | 5794 | Rate Constraint in MTons | FALSE | L | Annual | Allowances Withdrawn (n:1) | Thousand Tons | 0 | 0 | 0 | 0 | 0 | 0 | 0 | 0
NSR WPS Pullinam - NOX Cap Annual v5.12 | 1022 | 5794 | Rate Constraint in MTons | FALSE | L | Annual | Net Emissions Allowance Position | Thousand Tons | 0 | 0 | 0 | 0 | 0 | 0 | 0 | 0
NSR WPS Pullinam - NOX Cap Annual v5.12 | 1022 | 5794 | Rate Constraint in MTons | FALSE | L | Annual | Fuel Consumed | TBtu | 0 | 0 | 0 | 0 | 0 | 0 | 0 | 0
NSR WPS Pullinam - NOX Cap Annual v5.12 | 1022 | 5794 | Rate Constraint in MTons | FALSE | L | Annual | Rate | lb/MMBtu | 0 | 0 | 0 | 0 | 0 | 0 | 0 | 0
NSR WPS Pullinam - NOX Cap Annual v5.12 | 1022 | 5794 | Rate Constraint in MTons | FALSE | L | Annual | Generation | TWh | 0 | 0 | 0 | 0 | 0 | 0 | 0 | 0
NSR WPS Pullinam - NOX Cap Annual v5.12 | 1022 | 5794 | Rate Constraint in MTons | FALSE | L | Annual | Qualifying Generation | TWh | 0 | 0 | 0 | 0 | 0 | 0 | 0 | 0
NSR WPS Pullinam - NOX Cap Annual v5.12 | 1022 | 5794 | Rate Constraint in MTons | FALSE | L | Annual | Rate | lb/MWh | 0 | 0 | 0 | 0 | 0 | 0 | 0 | 0
NSR WPS Pullinam - NOX Cap Annual v5.12 | 1022 | 5794 | Rate Constraint in MTons | FALSE | L | Annual | Constraint Shadow Price | US2016$/Ton | 0 | 0 | 0 | 0 | 0 | 0 | 0 | 0
NSR WPS Pullinam - SO2 Cap Annual v5.12 | 1023 | 5795 | Rate Constraint in MTons | FALSE | L | Annual | Seasons Included | Seasons | Winter, WintShld, Summer | Winter, WintShld, Summer | Winter, WintShld, Summer | Winter, WintShld, Summer | Winter, WintShld, Summer | Winter, WintShld, Summer | Winter, WintShld, Summer | Winter, WintShld, Summer
NSR WPS Pullinam - SO2 Cap Annual v5.12 | 1023 | 5795 | Rate Constraint in MTons | FALSE | L | Annual | Standard SO2 | Thousand Tons | 2.1 | 2.1 | 2.1 | 2.1 | 2.1 | 2.1 | 2.1 | 2.1
NSR WPS Pullinam - SO2 Cap Annual v5.12 | 1023 | 5795 | Rate Constraint in MTons | FALSE | L | Annual | Emissions at Affected Plants SO2 | Thousand Tons | 0 | 0 | 0 | 0 | 0 | 0 | 0 | 0
NSR WPS Pullinam - SO2 Cap Annual v5.12 | 1023 | 5795 | Rate Constraint in MTons | FALSE | L | Annual | Allowances Purchased SO2 | Thousand Tons | 0 | 0 | 0 | 0 | 0 | 0 | 0 | 0
NSR WPS Pullinam - SO2 Cap Annual v5.12 | 1023 | 5795 | Rate Constraint in MTons | FALSE | L | Annual | Allowances Sold SO2 | Thousand Tons | 0 | 0 | 0 | 0 | 0 | 0 | 0 | 0
NSR WPS Pullinam - SO2 Cap Annual v5.12 | 1023 | 5795 | Rate Constraint in MTons | FALSE | L | Annual | Allowances Banked | Thousand Tons | 0 | 0 | 0 | 0 | 0 | 0 | 0 | 0
NSR WPS Pullinam - SO2 Cap Annual v5.12 | 1023 | 5795 | Rate Constraint in MTons | FALSE | L | Annual | Allowances Withdrawn (1:1) | Thousand Tons | 0 | 0 | 0 | 0 | 0 | 0 | 0 | 0
NSR WPS Pullinam - SO2 Cap Annual v5.12 | 1023 | 5795 | Rate Constraint in MTons | FALSE | L | Annual | Allowances Withdrawn (n:1) | Thousand Tons | 0 | 0 | 0 | 0 | 0 | 0 | 0 | 0
NSR WPS Pullinam - SO2 Cap Annual v5.12 | 1023 | 5795 | Rate Constraint in MTons | FALSE | L | Annual | Net Emissions Allowance Position | Thousand Tons | 0 | 0 | 0 | 0 | 0 | 0 | 0 | 0
NSR WPS Pullinam - SO2 Cap Annual v5.12 | 1023 | 5795 | Rate Constraint in MTons | FALSE | L | Annual | Fuel Consumed | TBtu | 0 | 0 | 0 | 0 | 0 | 0 | 0 | 0
NSR WPS Pullinam - SO2 Cap Annual v5.12 | 1023 | 5795 | Rate Constraint in MTons | FALSE | L | Annual | Rate | lb/MMBtu | 0 | 0 | 0 | 0 | 0 | 0 | 0 | 0
NSR WPS Pullinam - SO2 Cap Annual v5.12 | 1023 | 5795 | Rate Constraint in MTons | FALSE | L | Annual | Generation | TWh | 0 | 0 | 0 | 0 | 0 | 0 | 0 | 0
NSR WPS Pullinam - SO2 Cap Annual v5.12 | 1023 | 5795 | Rate Constraint in MTons | FALSE | L | Annual | Qualifying Generation | TWh | 0 | 0 | 0 | 0 | 0 | 0 | 0 | 0
NSR WPS Pullinam - SO2 Cap Annual v5.12 | 1023 | 5795 | Rate Constraint in MTons | FALSE | L | Annual | Rate | lb/MWh | 0 | 0 | 0 | 0 | 0 | 0 | 0 | 0
NSR WPS Pullinam - SO2 Cap Annual v5.12 | 1023 | 5795 | Rate Constraint in MTons | FALSE | L | Annual | Constraint Shadow Price | US2016$/Ton | 0 | 0 | 0 | 0 | 0 | 0 | 0 | 0
NSR WPS Pullinam 7&8 - NOX Rate Annual v5.12, Unit 5098 and retrofits | 1024 | 5797 | Rate Constraint in lbs/MMBtu | FALSE | L | Annual | Seasons Included | Seasons | Winter, WintShld, Summer | Winter, WintShld, Summer | Winter, WintShld, Summer | Winter, WintShld, Summer | Winter, WintShld, Summer | Winter, WintShld, Summer | Winter, WintShld, Summer | Winter, WintShld, Summer
NSR WPS Pullinam 7&8 - NOX Rate Annual v5.12, Unit 5098 and retrofits | 1024 | 5797 | Rate Constraint in lbs/MMBtu | FALSE | L | Annual | Standard NOX | lb/MMBtu | 0.25 | 0.25 | 0.25 | 0.25 | 0.25 | 0.25 | 0.25 | 0.25
NSR WPS Pullinam 7&8 - NOX Rate Annual v5.12, Unit 5098 and retrofits | 1024 | 5797 | Rate Constraint in lbs/MMBtu | FALSE | L | Annual | Emissions at Affected Plants NOX | Thousand Tons | 0 | 0 | 0 | 0 | 0 | 0 | 0 | 0
NSR WPS Pullinam 7&8 - NOX Rate Annual v5.12, Unit 5098 and retrofits | 1024 | 5797 | Rate Constraint in lbs/MMBtu | FALSE | L | Annual | Allowances Purchased NOX | Thousand Tons | 0 | 0 | 0 | 0 | 0 | 0 | 0 | 0
NSR WPS Pullinam 7&8 - NOX Rate Annual v5.12, Unit 5098 and retrofits | 1024 | 5797 | Rate Constraint in lbs/MMBtu | FALSE | L | Annual | Allowances Sold NOX | Thousand Tons | 0 | 0 | 0 | 0 | 0 | 0 | 0 | 0
NSR WPS Pullinam 7&8 - NOX Rate Annual v5.12, Unit 5098 and retrofits | 1024 | 5797 | Rate Constraint in lbs/MMBtu | FALSE | L | Annual | Allowances Banked | Thousand Tons | 0 | 0 | 0 | 0 | 0 | 0 | 0 | 0
NSR WPS Pullinam 7&8 - NOX Rate Annual v5.12, Unit 5098 and retrofits | 1024 | 5797 | Rate Constraint in lbs/MMBtu | FALSE | L | Annual | Allowances Withdrawn (1:1) | Thousand Tons | 0 | 0 | 0 | 0 | 0 | 0 | 0 | 0
NSR WPS Pullinam 7&8 - NOX Rate Annual v5.12, Unit 5098 and retrofits | 1024 | 5797 | Rate Constraint in lbs/MMBtu | FALSE | L | Annual | Allowances Withdrawn (n:1) | Thousand Tons | 0 | 0 | 0 | 0 | 0 | 0 | 0 | 0
NSR WPS Pullinam 7&8 - NOX Rate Annual v5.12, Unit 5098 and retrofits | 1024 | 5797 | Rate Constraint in lbs/MMBtu | FALSE | L | Annual | Net Emissions Allowance Position | Thousand Tons | 0 | 0 | 0 | 0 | 0 | 0 | 0 | 0
NSR WPS Pullinam 7&8 - NOX Rate Annual v5.12, Unit 5098 and retrofits | 1024 | 5797 | Rate Constraint in lbs/MMBtu | FALSE | L | Annual | Fuel Consumed | TBtu | 0 | 0 | 0 | 0 | 0 | 0 | 0 | 0
NSR WPS Pullinam 7&8 - NOX Rate Annual v5.12, Unit 5098 and retrofits | 1024 | 5797 | Rate Constraint in lbs/MMBtu | FALSE | L | Annual | Rate | lb/MMBtu | 0 | 0 | 0 | 0 | 0 | 0 | 0 | 0
NSR WPS Pullinam 7&8 - NOX Rate Annual v5.12, Unit 5098 and retrofits | 1024 | 5797 | Rate Constraint in lbs/MMBtu | FALSE | L | Annual | Generation | TWh | 0 | 0 | 0 | 0 | 0 | 0 | 0 | 0
NSR WPS Pullinam 7&8 - NOX Rate Annual v5.12, Unit 5098 and retrofits | 1024 | 5797 | Rate Constraint in lbs/MMBtu | FALSE | L | Annual | Qualifying Generation | TWh | 0 | 0 | 0 | 0 | 0 | 0 | 0 | 0
NSR WPS Pullinam 7&8 - NOX Rate Annual v5.12, Unit 5098 and retrofits | 1024 | 5797 | Rate Constraint in lbs/MMBtu | FALSE | L | Annual | Rate | lb/MWh | 0 | 0 | 0 | 0 | 0 | 0 | 0 | 0
NSR WPS Pullinam 7&8 - NOX Rate Annual v5.12, Unit 5098 and retrofits | 1024 | 5797 | Rate Constraint in lbs/MMBtu | FALSE | L | Annual | Constraint Shadow Price | US2016$/Ton | 0 | 0 | 0 | 0 | 0 | 0 | 0 | 0
NSR WPS Pullinam 7&8 - NOX Rate Annual v5.12, Unit 5099 and retrofits | 1025 | 5797 | Rate Constraint in lbs/MMBtu | FALSE | L | Annual | Seasons Included | Seasons | Winter, WintShld, Summer | Winter, WintShld, Summer | Winter, WintShld, Summer | Winter, WintShld, Summer | Winter, WintShld, Summer | Winter, WintShld, Summer | Winter, WintShld, Summer | Winter, WintShld, Summer
NSR WPS Pullinam 7&8 - NOX Rate Annual v5.12, Unit 5099 and retrofits | 1025 | 5797 | Rate Constraint in lbs/MMBtu | FALSE | L | Annual | Standard NOX | lb/MMBtu | 0.25 | 0.25 | 0.25 | 0.25 | 0.25 | 0.25 | 0.25 | 0.25
NSR WPS Pullinam 7&8 - NOX Rate Annual v5.12, Unit 5099 and retrofits | 1025 | 5797 | Rate Constraint in lbs/MMBtu | FALSE | L | Annual | Emissions at Affected Plants NOX | Thousand Tons | 0 | 0 | 0 | 0 | 0 | 0 | 0 | 0
NSR WPS Pullinam 7&8 - NOX Rate Annual v5.12, Unit 5099 and retrofits | 1025 | 5797 | Rate Constraint in lbs/MMBtu | FALSE | L | Annual | Allowances Purchased NOX | Thousand Tons | 0 | 0 | 0 | 0 | 0 | 0 | 0 | 0
NSR WPS Pullinam 7&8 - NOX Rate Annual v5.12, Unit 5099 and retrofits | 1025 | 5797 | Rate Constraint in lbs/MMBtu | FALSE | L | Annual | Allowances Sold NOX | Thousand Tons | 0 | 0 | 0 | 0 | 0 | 0 | 0 | 0
NSR WPS Pullinam 7&8 - NOX Rate Annual v5.12, Unit 5099 and retrofits | 1025 | 5797 | Rate Constraint in lbs/MMBtu | FALSE | L | Annual | Allowances Banked | Thousand Tons | 0 | 0 | 0 | 0 | 0 | 0 | 0 | 0
NSR WPS Pullinam 7&8 - NOX Rate Annual v5.12, Unit 5099 and retrofits | 1025 | 5797 | Rate Constraint in lbs/MMBtu | FALSE | L | Annual | Allowances Withdrawn (1:1) | Thousand Tons | 0 | 0 | 0 | 0 | 0 | 0 | 0 | 0
NSR WPS Pullinam 7&8 - NOX Rate Annual v5.12, Unit 5099 and retrofits | 1025 | 5797 | Rate Constraint in lbs/MMBtu | FALSE | L | Annual | Allowances Withdrawn (n:1) | Thousand Tons | 0 | 0 | 0 | 0 | 0 | 0 | 0 | 0
NSR WPS Pullinam 7&8 - NOX Rate Annual v5.12, Unit 5099 and retrofits | 1025 | 5797 | Rate Constraint in lbs/MMBtu | FALSE | L | Annual | Net Emissions Allowance Position | Thousand Tons | 0 | 0 | 0 | 0 | 0 | 0 | 0 | 0
NSR WPS Pullinam 7&8 - NOX Rate Annual v5.12, Unit 5099 and retrofits | 1025 | 5797 | Rate Constraint in lbs/MMBtu | FALSE | L | Annual | Fuel Consumed | TBtu | 0 | 0 | 0 | 0 | 0 | 0 | 0 | 0
NSR WPS Pullinam 7&8 - NOX Rate Annual v5.12, Unit 5099 and retrofits | 1025 | 5797 | Rate Constraint in lbs/MMBtu | FALSE | L | Annual | Rate | lb/MMBtu | 0 | 0 | 0 | 0 | 0 | 0 | 0 | 0
NSR WPS Pullinam 7&8 - NOX Rate Annual v5.12, Unit 5099 and retrofits | 1025 | 5797 | Rate Constraint in lbs/MMBtu | FALSE | L | Annual | Generation | TWh | 0 | 0 | 0 | 0 | 0 | 0 | 0 | 0
NSR WPS Pullinam 7&8 - NOX Rate Annual v5.12, Unit 5099 and retrofits | 1025 | 5797 | Rate Constraint in lbs/MMBtu | FALSE | L | Annual | Qualifying Generation | TWh | 0 | 0 | 0 | 0 | 0 | 0 | 0 | 0
NSR WPS Pullinam 7&8 - NOX Rate Annual v5.12, Unit 5099 and retrofits | 1025 | 5797 | Rate Constraint in lbs/MMBtu | FALSE | L | Annual | Rate | lb/MWh | 0 | 0 | 0 | 0 | 0 | 0 | 0 | 0
NSR WPS Pullinam 7&8 - NOX Rate Annual v5.12, Unit 5099 and retrofits | 1025 | 5797 | Rate Constraint in lbs/MMBtu | FALSE | L | Annual | Constraint Shadow Price | US2016$/Ton | 0 | 0 | 0 | 0 | 0 | 0 | 0 | 0
NSR WPS Weston 3 - NOX Rate Annual v5.12, Unit 5485 and retrofits | 1026 | 5798 | Rate Constraint in lbs/MMBtu | FALSE | L | Annual | Seasons Included | Seasons | Winter, WintShld, Summer | Winter, WintShld, Summer | Winter, WintShld, Summer | Winter, WintShld, Summer | Winter, WintShld, Summer | Winter, WintShld, Summer | Winter, WintShld, Summer | Winter, WintShld, Summer
NSR WPS Weston 3 - NOX Rate Annual v5.12, Unit 5485 and retrofits | 1026 | 5798 | Rate Constraint in lbs/MMBtu | FALSE | L | Annual | Standard NOX | lb/MMBtu | 0.1 | 0.1 | 0.1 | 0.1 | 0.1 | 0.1 | 0.1 | 0.1
NSR WPS Weston 3 - NOX Rate Annual v5.12, Unit 5485 and retrofits | 1026 | 5798 | Rate Constraint in lbs/MMBtu | FALSE | L | Annual | Emissions at Affected Plants NOX | Thousand Tons | 0 | 0 | 0 | 0 | 0 | 0 | 0 | 0
NSR WPS Weston 3 - NOX Rate Annual v5.12, Unit 5485 and retrofits | 1026 | 5798 | Rate Constraint in lbs/MMBtu | FALSE | L | Annual | Allowances Purchased NOX | Thousand Tons | 0 | 0 | 0 | 0 | 0 | 0 | 0 | 0
NSR WPS Weston 3 - NOX Rate Annual v5.12, Unit 5485 and retrofits | 1026 | 5798 | Rate Constraint in lbs/MMBtu | FALSE | L | Annual | Allowances Sold NOX | Thousand Tons | 0 | 0 | 0 | 0 | 0 | 0 | 0 | 0
NSR WPS Weston 3 - NOX Rate Annual v5.12, Unit 5485 and retrofits | 1026 | 5798 | Rate Constraint in lbs/MMBtu | FALSE | L | Annual | Allowances Banked | Thousand Tons | 0 | 0 | 0 | 0 | 0 | 0 | 0 | 0
NSR WPS Weston 3 - NOX Rate Annual v5.12, Unit 5485 and retrofits | 1026 | 5798 | Rate Constraint in lbs/MMBtu | FALSE | L | Annual | Allowances Withdrawn (1:1) | Thousand Tons | 0 | 0 | 0 | 0 | 0 | 0 | 0 | 0
NSR WPS Weston 3 - NOX Rate Annual v5.12, Unit 5485 and retrofits | 1026 | 5798 | Rate Constraint in lbs/MMBtu | FALSE | L | Annual | Allowances Withdrawn (n:1) | Thousand Tons | 0 | 0 | 0 | 0 | 0 | 0 | 0 | 0
NSR WPS Weston 3 - NOX Rate Annual v5.12, Unit 5485 and retrofits | 1026 | 5798 | Rate Constraint in lbs/MMBtu | FALSE | L | Annual | Net Emissions Allowance Position | Thousand Tons | 0 | 0 | 0 | 0 | 0 | 0 | 0 | 0
NSR WPS Weston 3 - NOX Rate Annual v5.12, Unit 5485 and retrofits | 1026 | 5798 | Rate Constraint in lbs/MMBtu | FALSE | L | Annual | Fuel Consumed | TBtu | 0 | 0 | 0 | 0 | 0 | 0 | 0 | 0
NSR WPS Weston 3 - NOX Rate Annual v5.12, Unit 5485 and retrofits | 1026 | 5798 | Rate Constraint in lbs/MMBtu | FALSE | L | Annual | Rate | lb/MMBtu | 0 | 0 | 0 | 0 | 0 | 0 | 0 | 0
NSR WPS Weston 3 - NOX Rate Annual v5.12, Unit 5485 and retrofits | 1026 | 5798 | Rate Constraint in lbs/MMBtu | FALSE | L | Annual | Generation | TWh | 0 | 0 | 0 | 0 | 0 | 0 | 0 | 0
NSR WPS Weston 3 - NOX Rate Annual v5.12, Unit 5485 and retrofits | 1026 | 5798 | Rate Constraint in lbs/MMBtu | FALSE | L | Annual | Qualifying Generation | TWh | 0 | 0 | 0 | 0 | 0 | 0 | 0 | 0
NSR WPS Weston 3 - NOX Rate Annual v5.12, Unit 5485 and retrofits | 1026 | 5798 | Rate Constraint in lbs/MMBtu | FALSE | L | Annual | Rate | lb/MWh | 0 | 0 | 0 | 0 | 0 | 0 | 0 | 0
NSR WPS Weston 3 - NOX Rate Annual v5.12, Unit 5485 and retrofits | 1026 | 5798 | Rate Constraint in lbs/MMBtu | FALSE | L | Annual | Constraint Shadow Price | US2016$/Ton | 0 | 0 | 0 | 0 | 0 | 0 | 0 | 0
NSR WPS Weston 3 - SO2 Rate Annual v5.12, Unit 5485 and retrofits | 1027 | 5800 | Rate Constraint in lbs/MMBtu | FALSE | L | Annual | Seasons Included | Seasons | Winter, WintShld, Summer | Winter, WintShld, Summer | Winter, WintShld, Summer | Winter, WintShld, Summer | Winter, WintShld, Summer | Winter, WintShld, Summer | Winter, WintShld, Summer | Winter, WintShld, Summer
NSR WPS Weston 3 - SO2 Rate Annual v5.12, Unit 5485 and retrofits | 1027 | 5800 | Rate Constraint in lbs/MMBtu | FALSE | L | Annual | Standard SO2 | lb/MMBtu | 0.08 | 0.08 | 0.08 | 0.08 | 0.08 | 0.08 | 0.08 | 0.08
NSR WPS Weston 3 - SO2 Rate Annual v5.12, Unit 5485 and retrofits | 1027 | 5800 | Rate Constraint in lbs/MMBtu | FALSE | L | Annual | Emissions at Affected Plants SO2 | Thousand Tons | 0 | 0 | 0 | 0 | 0 | 0 | 0 | 0
NSR WPS Weston 3 - SO2 Rate Annual v5.12, Unit 5485 and retrofits | 1027 | 5800 | Rate Constraint in lbs/MMBtu | FALSE | L | Annual | Allowances Purchased SO2 | Thousand Tons | 0 | 0 | 0 | 0 | 0 | 0 | 0 | 0
NSR WPS Weston 3 - SO2 Rate Annual v5.12, Unit 5485 and retrofits | 1027 | 5800 | Rate Constraint in lbs/MMBtu | FALSE | L | Annual | Allowances Sold SO2 | Thousand Tons | 0 | 0 | 0 | 0 | 0 | 0 | 0 | 0
NSR WPS Weston 3 - SO2 Rate Annual v5.12, Unit 5485 and retrofits | 1027 | 5800 | Rate Constraint in lbs/MMBtu | FALSE | L | Annual | Allowances Banked | Thousand Tons | 0 | 0 | 0 | 0 | 0 | 0 | 0 | 0
NSR WPS Weston 3 - SO2 Rate Annual v5.12, Unit 5485 and retrofits | 1027 | 5800 | Rate Constraint in lbs/MMBtu | FALSE | L | Annual | Allowances Withdrawn (1:1) | Thousand Tons | 0 | 0 | 0 | 0 | 0 | 0 | 0 | 0
NSR WPS Weston 3 - SO2 Rate Annual v5.12, Unit 5485 and retrofits | 1027 | 5800 | Rate Constraint in lbs/MMBtu | FALSE | L | Annual | Allowances Withdrawn (n:1) | Thousand Tons | 0 | 0 | 0 | 0 | 0 | 0 | 0 | 0
NSR WPS Weston 3 - SO2 Rate Annual v5.12, Unit 5485 and retrofits | 1027 | 5800 | Rate Constraint in lbs/MMBtu | FALSE | L | Annual | Net Emissions Allowance Position | Thousand Tons | 0 | 0 | 0 | 0 | 0 | 0 | 0 | 0
NSR WPS Weston 3 - SO2 Rate Annual v5.12, Unit 5485 and retrofits | 1027 | 5800 | Rate Constraint in lbs/MMBtu | FALSE | L | Annual | Fuel Consumed | TBtu | 0 | 0 | 0 | 0 | 0 | 0 | 0 | 0
NSR WPS Weston 3 - SO2 Rate Annual v5.12, Unit 5485 and retrofits | 1027 | 5800 | Rate Constraint in lbs/MMBtu | FALSE | L | Annual | Rate | lb/MMBtu | 0 | 0 | 0 | 0 | 0 | 0 | 0 | 0
NSR WPS Weston 3 - SO2 Rate Annual v5.12, Unit 5485 and retrofits | 1027 | 5800 | Rate Constraint in lbs/MMBtu | FALSE | L | Annual | Generation | TWh | 0 | 0 | 0 | 0 | 0 | 0 | 0 | 0
NSR WPS Weston 3 - SO2 Rate Annual v5.12, Unit 5485 and retrofits | 1027 | 5800 | Rate Constraint in lbs/MMBtu | FALSE | L | Annual | Qualifying Generation | TWh | 0 | 0 | 0 | 0 | 0 | 0 | 0 | 0
NSR WPS Weston 3 - SO2 Rate Annual v5.12, Unit 5485 and retrofits | 1027 | 5800 | Rate Constraint in lbs/MMBtu | FALSE | L | Annual | Rate | lb/MWh | 0 | 0 | 0 | 0 | 0 | 0 | 0 | 0
NSR WPS Weston 3 - SO2 Rate Annual v5.12, Unit 5485 and retrofits | 1027 | 5800 | Rate Constraint in lbs/MMBtu | FALSE | L | Annual | Constraint Shadow Price | US2016$/Ton | 0 | 0 | 0 | 0 | 0 | 0 | 0 | 0
NSR WPS Weston 4 - SO2 Rate Annual v5.12, Unit 4187 and retrofits | 1028 | 5801 | Rate Constraint in lbs/MMBtu | FALSE | L | Annual | Seasons Included | Seasons | Winter, WintShld, Summer | Winter, WintShld, Summer | Winter, WintShld, Summer | Winter, WintShld, Summer | Winter, WintShld, Summer | Winter, WintShld, Summer | Winter, WintShld, Summer | Winter, WintShld, Summer
NSR WPS Weston 4 - SO2 Rate Annual v5.12, Unit 4187 and retrofits | 1028 | 5801 | Rate Constraint in lbs/MMBtu | FALSE | L | Annual | Standard SO2 | lb/MMBtu | 0.08 | 0.08 | 0.08 | 0.08 | 0.08 | 0.08 | 0.08 | 0.08
NSR WPS Weston 4 - SO2 Rate Annual v5.12, Unit 4187 and retrofits | 1028 | 5801 | Rate Constraint in lbs/MMBtu | FALSE | L | Annual | Emissions at Affected Plants SO2 | Thousand Tons | 0.42612 | 0.5733 | 0.52164 | 0.52322 | 0.54809 | 0.54809 | 0.54809 | 0.54809
NSR WPS Weston 4 - SO2 Rate Annual v5.12, Unit 4187 and retrofits | 1028 | 5801 | Rate Constraint in lbs/MMBtu | FALSE | L | Annual | Allowances Purchased SO2 | Thousand Tons | 0 | 0 | 0 | 0 | 0 | 0 | 0 | 0
NSR WPS Weston 4 - SO2 Rate Annual v5.12, Unit 4187 and retrofits | 1028 | 5801 | Rate Constraint in lbs/MMBtu | FALSE | L | Annual | Allowances Sold SO2 | Thousand Tons | 0 | 0 | 0 | 0 | 0 | 0 | 0 | 0
NSR WPS Weston 4 - SO2 Rate Annual v5.12, Unit 4187 and retrofits | 1028 | 5801 | Rate Constraint in lbs/MMBtu | FALSE | L | Annual | Allowances Banked | Thousand Tons | 0 | 0 | 0 | 0 | 0 | 0 | 0 | 0
NSR WPS Weston 4 - SO2 Rate Annual v5.12, Unit 4187 and retrofits | 1028 | 5801 | Rate Constraint in lbs/MMBtu | FALSE | L | Annual | Allowances Withdrawn (1:1) | Thousand Tons | 0 | 0 | 0 | 0 | 0 | 0 | 0 | 0
NSR WPS Weston 4 - SO2 Rate Annual v5.12, Unit 4187 and retrofits | 1028 | 5801 | Rate Constraint in lbs/MMBtu | FALSE | L | Annual | Allowances Withdrawn (n:1) | Thousand Tons | 0 | 0 | 0 | 0 | 0 | 0 | 0 | 0
NSR WPS Weston 4 - SO2 Rate Annual v5.12, Unit 4187 and retrofits | 1028 | 5801 | Rate Constraint in lbs/MMBtu | FALSE | L | Annual | Net Emissions Allowance Position | Thousand Tons | 0.42612 | 0.5733 | 0.52164 | 0.52322 | 0.54809 | 0.54809 | 0.54809 | 0.54809
NSR WPS Weston 4 - SO2 Rate Annual v5.12, Unit 4187 and retrofits | 1028 | 5801 | Rate Constraint in lbs/MMBtu | FALSE | L | Annual | Fuel Consumed | TBtu | 16.3164 | 21.9522 | 19.9739 | 20.0347 | 20.9867 | 20.9867 | 20.9867 | 20.9867
NSR WPS Weston 4 - SO2 Rate Annual v5.12, Unit 4187 and retrofits | 1028 | 5801 | Rate Constraint in lbs/MMBtu | FALSE | L | Annual | Rate | lb/MMBtu | 0.052232 | 0.052232 | 0.052232 | 0.052232 | 0.052232 | 0.052232 | 0.052232 | 0.052232
NSR WPS Weston 4 - SO2 Rate Annual v5.12, Unit 4187 and retrofits | 1028 | 5801 | Rate Constraint in lbs/MMBtu | FALSE | L | Annual | Generation | TWh | 1.6518 | 2.2223 | 2.0221 | 2.0282 | 2.1246 | 2.1246 | 2.1246 | 2.1246
NSR WPS Weston 4 - SO2 Rate Annual v5.12, Unit 4187 and retrofits | 1028 | 5801 | Rate Constraint in lbs/MMBtu | FALSE | L | Annual | Qualifying Generation | TWh | 1.6518 | 2.2223 | 2.0221 | 2.0282 | 2.1246 | 2.1246 | 2.1246 | 2.1246
NSR WPS Weston 4 - SO2 Rate Annual v5.12, Unit 4187 and retrofits | 1028 | 5801 | Rate Constraint in lbs/MMBtu | FALSE | L | Annual | Rate | lb/MWh | 0.51595 | 0.51595 | 0.51595 | 0.51595 | 0.51595 | 0.51595 | 0.51595 | 0.51595
NSR WPS Weston 4 - SO2 Rate Annual v5.12, Unit 4187 and retrofits | 1028 | 5801 | Rate Constraint in lbs/MMBtu | FALSE | L | Annual | Constraint Shadow Price | US2016$/Ton | 0 | 0 | 0 | 0 | 0 | 0 | 0 | 0
NY- CO2 Budget- v5.16 | 1029 | 6626 | Rate Constraint in MTons | FALSE | L | Annual | Seasons Included | Seasons | Winter, WintShld, Summer | Winter, WintShld, Summer | Winter, WintShld, Summer | Winter, WintShld, Summer | Winter, WintShld, Summer | Winter, WintShld, Summer | Winter, WintShld, Summer | Winter, WintShld, Summer
NY- CO2 Budget- v5.16 | 1029 | 6626 | Rate Constraint in MTons | FALSE | L | Annual | Standard CO2 | Thousand Tons | 30435.778 | 30435.778 | 30435.778 | 30435.778 | 30435.778 | 30435.778 | 30435.778 | 30435.778
NY- CO2 Budget- v5.16 | 1029 | 6626 | Rate Constraint in MTons | FALSE | L | Annual | Emissions at Affected Plants CO2 | Thousand Tons | 26588.5459 | 26768.0547 | 26762.2156 | 24058.5536 | 24977.2984 | 24365.0008 | 22812.3219 | 26554.5809
NY- CO2 Budget- v5.16 | 1029 | 6626 | Rate Constraint in MTons | FALSE | L | Annual | Allowances Purchased CO2 | Thousand Tons | 0 | 0 | 0 | 0 | 0 | 0 | 0 | 0
NY- CO2 Budget- v5.16 | 1029 | 6626 | Rate Constraint in MTons | FALSE | L | Annual | Allowances Sold CO2 | Thousand Tons | 0 | 0 | 0 | 0 | 0 | 0 | 0 | 0
NY- CO2 Budget- v5.16 | 1029 | 6626 | Rate Constraint in MTons | FALSE | L | Annual | Allowances Banked | Thousand Tons | 0 | 0 | 0 | 0 | 0 | 0 | 0 | 0
NY- CO2 Budget- v5.16 | 1029 | 6626 | Rate Constraint in MTons | FALSE | L | Annual | Allowances Withdrawn (1:1) | Thousand Tons | 0 | 0 | 0 | 0 | 0 | 0 | 0 | 0
NY- CO2 Budget- v5.16 | 1029 | 6626 | Rate Constraint in MTons | FALSE | L | Annual | Allowances Withdrawn (n:1) | Thousand Tons | 0 | 0 | 0 | 0 | 0 | 0 | 0 | 0
NY- CO2 Budget- v5.16 | 1029 | 6626 | Rate Constraint in MTons | FALSE | L | Annual | Net Emissions Allowance Position | Thousand Tons | 26588.5459 | 26768.0547 | 26762.2156 | 24058.5536 | 24977.2984 | 24365.0008 | 22812.3219 | 26554.5809
NY- CO2 Budget- v5.16 | 1029 | 6626 | Rate Constraint in MTons | FALSE | L | Annual | Fuel Consumed | TBtu | 714.8611 | 717.7548 | 717.4704 | 555.0401 | 571.5088 | 561.574 | 536.1216 | 550.2852
NY- CO2 Budget- v5.16 | 1029 | 6626 | Rate Constraint in MTons | FALSE | L | Annual | Rate | lb/MMBtu | 74.388 | 74.5883 | 74.6016 | 86.6912 | 87.4083 | 86.774 | 85.1013 | 96.5121
NY- CO2 Budget- v5.16 | 1029 | 6626 | Rate Constraint in MTons | FALSE | L | Annual | Generation | TWh | 125.8082 | 126.3628 | 126.6012 | 121.8003 | 124.342 | 124.5824 | 125.4085 | 132.1522
NY- CO2 Budget- v5.16 | 1029 | 6626 | Rate Constraint in MTons | FALSE | L | Annual | Qualifying Generation | TWh | 125.8082 | 126.3628 | 126.6012 | 121.8003 | 124.342 | 124.5824 | 125.4085 | 132.1522
NY- CO2 Budget- v5.16 | 1029 | 6626 | Rate Constraint in MTons | FALSE | L | Annual | Rate | lb/MWh | 422.6837 | 423.6699 | 422.7799 | 395.0491 | 401.7516 | 391.1467 | 363.8082 | 401.8788
NY- CO2 Budget- v5.16 | 1029 | 6626 | Rate Constraint in MTons | FALSE | L | Annual | Constraint Shadow Price | US2016$/Ton | 0 | 0 | 0 | 0 | 0 | 0 | 0 | 0
NY- CO2 Rate Limit- New CT Units- v5.12 | 1030 | 5900 | Rate Constraint in lbs/MWh | FALSE | L | Annual | Seasons Included | Seasons | Winter, WintShld, Summer | Winter, WintShld, Summer | Winter, WintShld, Summer | Winter, WintShld, Summer | Winter, WintShld, Summer | Winter, WintShld, Summer | Winter, WintShld, Summer | Winter, WintShld, Summer
NY- CO2 Rate Limit- New CT Units- v5.12 | 1030 | 5900 | Rate Constraint in lbs/MWh | FALSE | L | Annual | Standard CO2 | lb/MWh | 1450 | 1450 | 1450 | 1450 | 1450 | 1450 | 1450 | 1450
NY- CO2 Rate Limit- New CT Units- v5.12 | 1030 | 5900 | Rate Constraint in lbs/MWh | FALSE | L | Annual | Emissions at Affected Plants CO2 | Thousand Tons | 16.6578 | 17.4869 | 19.1356 | 19.4848 | 18.5332 | 17.0859 | 14.7612 | 45.5088
NY- CO2 Rate Limit- New CT Units- v5.12 | 1030 | 5900 | Rate Constraint in lbs/MWh | FALSE | L | Annual | Allowances Purchased CO2 | Thousand Tons | 0 | 0 | 0 | 0 | 0 | 0 | 0 | 0
NY- CO2 Rate Limit- New CT Units- v5.12 | 1030 | 5900 | Rate Constraint in lbs/MWh | FALSE | L | Annual | Allowances Sold CO2 | Thousand Tons | 0 | 0 | 0 | 0 | 0 | 0 | 0 | 0
NY- CO2 Rate Limit- New CT Units- v5.12 | 1030 | 5900 | Rate Constraint in lbs/MWh | FALSE | L | Annual | Allowances Banked | Thousand Tons | 0 | 0 | 0 | 0 | 0 | 0 | 0 | 0
NY- CO2 Rate Limit- New CT Units- v5.12 | 1030 | 5900 | Rate Constraint in lbs/MWh | FALSE | L | Annual | Allowances Withdrawn (1:1) | Thousand Tons | 0 | 0 | 0 | 0 | 0 | 0 | 0 | 0
NY- CO2 Rate Limit- New CT Units- v5.12 | 1030 | 5900 | Rate Constraint in lbs/MWh | FALSE | L | Annual | Allowances Withdrawn (n:1) | Thousand Tons | 0 | 0 | 0 | 0 | 0 | 0 | 0 | 0
NY- CO2 Rate Limit- New CT Units- v5.12 | 1030 | 5900 | Rate Constraint in lbs/MWh | FALSE | L | Annual | Net Emissions Allowance Position | Thousand Tons | 16.6578 | 17.4869 | 19.1356 | 19.4848 | 18.5332 | 17.0859 | 14.7612 | 45.5088
NY- CO2 Rate Limit- New CT Units- v5.12 | 1030 | 5900 | Rate Constraint in lbs/MWh | FALSE | L | Annual | Fuel Consumed | TBtu | 0.28455 | 0.29872 | 0.32688 | 0.33285 | 0.31659 | 0.29187 | 0.25216 | 0.7774
NY- CO2 Rate Limit- New CT Units- v5.12 | 1030 | 5900 | Rate Constraint in lbs/MWh | FALSE | L | Annual | Rate | lb/MMBtu | 117.08 | 117.08 | 117.08 | 117.08 | 117.08 | 117.08 | 117.08 | 117.08
NY- CO2 Rate Limit- New CT Units- v5.12 | 1030 | 5900 | Rate Constraint in lbs/MWh | FALSE | L | Annual | Generation | TWh | 0.031318 | 0.032877 | 0.035976 | 0.036633 | 0.034844 | 0.032123 | 0.027752 | 0.089005
NY- CO2 Rate Limit- New CT Units- v5.12 | 1030 | 5900 | Rate Constraint in lbs/MWh | FALSE | L | Annual | Qualifying Generation | TWh | 0.031318 | 0.032877 | 0.035976 | 0.036633 | 0.034844 | 0.032123 | 0.027752 | 0.089005
NY- CO2 Rate Limit- New CT Units- v5.12 | 1030 | 5900 | Rate Constraint in lbs/MWh | FALSE | L | Annual | Constraint Shadow Price | US2016$/Ton | 0 | 0 | 0 | 0 | 0 | 0 | 0 | 0
NY- CO2 Rate Limit- New Fossil Units- v5.12 | 1031 | 5901 | Rate Constraint in lbs/MWh | FALSE | L | Annual | Seasons Included | Seasons | Winter, WintShld, Summer | Winter, WintShld, Summer | Winter, WintShld, Summer | Winter, WintShld, Summer | Winter, WintShld, Summer | Winter, WintShld, Summer | Winter, WintShld, Summer | Winter, WintShld, Summer
NY- CO2 Rate Limit- New Fossil Units- v5.12 | 1031 | 5901 | Rate Constraint in lbs/MWh | FALSE | L | Annual | Standard CO2 | lb/MWh | 925 | 925 | 925 | 925 | 925 | 925 | 925 | 925
NY- CO2 Rate Limit- New Fossil Units- v5.12 | 1031 | 5901 | Rate Constraint in lbs/MWh | FALSE | L | Annual | Emissions at Affected Plants CO2 | Thousand Tons | 3659.8297 | 3659.8297 | 3659.8297 | 3659.8297 | 3659.8297 | 3659.8297 | 4931.6612 | 9470.2355
NY- CO2 Rate Limit- New Fossil Units- v5.12 | 1031 | 5901 | Rate Constraint in lbs/MWh | FALSE | L | Annual | Allowances Purchased CO2 | Thousand Tons | 0 | 0 | 0 | 0 | 0 | 0 | 0 | 0
NY- CO2 Rate Limit- New Fossil Units- v5.12 | 1031 | 5901 | Rate Constraint in lbs/MWh | FALSE | L | Annual | Allowances Sold CO2 | Thousand Tons | 0 | 0 | 0 | 0 | 0 | 0 | 0 | 0
NY- CO2 Rate Limit- New Fossil Units- v5.12 | 1031 | 5901 | Rate Constraint in lbs/MWh | FALSE | L | Annual | Allowances Banked | Thousand Tons | 0 | 0 | 0 | 0 | 0 | 0 | 0 | 0
NY- CO2 Rate Limit- New Fossil Units- v5.12 | 1031 | 5901 | Rate Constraint in lbs/MWh | FALSE | L | Annual | Allowances Withdrawn (1:1) | Thousand Tons | 0 | 0 | 0 | 0 | 0 | 0 | 0 | 0
NY- CO2 Rate Limit- New Fossil Units- v5.12 | 1031 | 5901 | Rate Constraint in lbs/MWh | FALSE | L | Annual | Allowances Withdrawn (n:1) | Thousand Tons | 0 | 0 | 0 | 0 | 0 | 0 | 0 | 0
NY- CO2 Rate Limit- New Fossil Units- v5.12 | 1031 | 5901 | Rate Constraint in lbs/MWh | FALSE | L | Annual | Net Emissions Allowance Position | Thousand Tons | 3659.8297 | 3659.8297 | 3659.8297 | 3659.8297 | 3659.8297 | 3659.8297 | 4931.6612 | 9470.2355
NY- CO2 Rate Limit- New Fossil Units- v5.12 | 1031 | 5901 | Rate Constraint in lbs/MWh | FALSE | L | Annual | Fuel Consumed | TBtu | 62.5184 | 62.5184 | 62.5184 | 62.5184 | 62.5184 | 62.5184 | 84.2443 | 161.7738
NY- CO2 Rate Limit- New Fossil Units- v5.12 | 1031 | 5901 | Rate Constraint in lbs/MWh | FALSE | L | Annual | Rate | lb/MMBtu | 117.08 | 117.08 | 117.08 | 117.08 | 117.08 | 117.08 | 117.08 | 117.08
NY- CO2 Rate Limit- New Fossil Units- v5.12 | 1031 | 5901 | Rate Constraint in lbs/MWh | FALSE | L | Annual | Generation | TWh | 10.003 | 10.003 | 10.003 | 10.003 | 10.003 | 10.003 | 13.5071 | 26.0119
NY- CO2 Rate Limit- New Fossil Units- v5.12 | 1031 | 5901 | Rate Constraint in lbs/MWh | FALSE | L | Annual | Qualifying Generation | TWh | 10.003 | 10.003 | 10.003 | 10.003 | 10.003 | 10.003 | 13.5071 | 26.0119
NY- CO2 Rate Limit- New Fossil Units- v5.12 | 1031 | 5901 | Rate Constraint in lbs/MWh | FALSE | L | Annual | Constraint Shadow Price | US2016$/Ton | 0 | 0 | 0 | 0 | 0 | 0 | 0 | 0
NY Min Oil Burn - Astoria - Summer | 1032 | 7061 | Generation Constraint in GWh | FALSE | G | Annual | Seasons Included | Seasons | Summer | Summer | Summer
NY Min Oil Burn - Astoria - Summer | 1032 | 7061 | Generation Constraint in GWh | FALSE | G | Annual | Standard GWh | GWh | 13.8985 | 13.8985 | 13.8985 | 0 | 0 | 0 | 0 | 0
NY Min Oil Burn - Astoria - Summer | 1032 | 7061 | Generation Constraint in GWh | FALSE | G | Annual | Emissions at Affected Plants | GWh | 13.8985 | 13.8985 | 13.8985 | 0 | 0 | 0 | 0 | 0
NY Min Oil Burn - Astoria - Summer | 1032 | 7061 | Generation Constraint in GWh | FALSE | G | Annual | Allowances Purchased | GWh | 0 | 0 | 0 | 0 | 0 | 0 | 0 | 0
NY Min Oil Burn - Astoria - Summer | 1032 | 7061 | Generation Constraint in GWh | FALSE | G | Annual | Allowances Sold | GWh | 0 | 0 | 0 | 0 | 0 | 0 | 0 | 0
NY Min Oil Burn - Astoria - Summer | 1032 | 7061 | Generation Constraint in GWh | FALSE | G | Annual | Allowances Banked | GWh | 0 | 0 | 0 | 0 | 0 | 0 | 0 | 0
NY Min Oil Burn - Astoria - Summer | 1032 | 7061 | Generation Constraint in GWh | FALSE | G | Annual | Allowances Withdrawn (1:1) | GWh | 0 | 0 | 0 | 0 | 0 | 0 | 0 | 0
NY Min Oil Burn - Astoria - Summer | 1032 | 7061 | Generation Constraint in GWh | FALSE | G | Annual | Allowances Withdrawn (n:1) | GWh | 0 | 0 | 0 | 0 | 0 | 0 | 0 | 0
NY Min Oil Burn - Astoria - Summer | 1032 | 7061 | Generation Constraint in GWh | FALSE | G | Annual | Net Emissions Allowance Position | GWh | 13.8985 | 13.8985 | 13.8985 | 0 | 0 | 0 | 0 | 0
NY Min Oil Burn - Astoria - Summer | 1032 | 7061 | Generation Constraint in GWh | FALSE | G | Annual | Fuel Consumed | TBtu | 0.16406 | 0.16406 | 0.16406 | 0 | 0 | 0 | 0 | 0
NY Min Oil Burn - Astoria - Summer | 1032 | 7061 | Generation Constraint in GWh | FALSE | G | Annual | Heat Rate | MMBtu/MWh | 11.804 | 11.804 | 11.804 | 0 | 0 | 0 | 0 | 0
NY Min Oil Burn - Astoria - Summer | 1032 | 7061 | Generation Constraint in GWh | FALSE | G | Annual | Generation | TWh | 0.013899 | 0.013899 | 0.013899 | 0 | 0 | 0 | 0 | 0
NY Min Oil Burn - Astoria - Summer | 1032 | 7061 | Generation Constraint in GWh | FALSE | G | Annual | Qualifying Generation | TWh | 0.013899 | 0.013899 | 0.013899 | 0 | 0 | 0 | 0 | 0
NY Min Oil Burn - Astoria - Summer | 1032 | 7061 | Generation Constraint in GWh | FALSE | G | Annual | Rate | lb/MWh | 0 | 0 | 0 | 0 | 0 | 0 | 0 | 0
NY Min Oil Burn - Astoria - Summer | 1032 | 7061 | Generation Constraint in GWh | FALSE | G | Annual | Constraint Shadow Price | US2016$/MWh | 131.626 | 136.5135 | 145.8679 | 0 | 0 | 0 | 0 | 0
NY Min Oil Burn - Astoria - Winter | 1033 | 7059 | Generation Constraint in GWh | FALSE | G | Annual | Seasons Included | Seasons | Winter | Winter | Winter
NY Min Oil Burn - Astoria - Winter | 1033 | 7059 | Generation Constraint in GWh | FALSE | G | Annual | Standard GWh | GWh | 34.3375 | 34.3375 | 34.3375 | 0 | 0 | 0 | 0 | 0
NY Min Oil Burn - Astoria - Winter | 1033 | 7059 | Generation Constraint in GWh | FALSE | G | Annual | Emissions at Affected Plants | GWh | 34.3375 | 34.3375 | 34.3375 | 0 | 0 | 0 | 0 | 0
NY Min Oil Burn - Astoria - Winter | 1033 | 7059 | Generation Constraint in GWh | FALSE | G | Annual | Allowances Purchased | GWh | 0 | 0 | 0 | 0 | 0 | 0 | 0 | 0
NY Min Oil Burn - Astoria - Winter | 1033 | 7059 | Generation Constraint in GWh | FALSE | G | Annual | Allowances Sold | GWh | 0 | 0 | 0 | 0 | 0 | 0 | 0 | 0
NY Min Oil Burn - Astoria - Winter | 1033 | 7059 | Generation Constraint in GWh | FALSE | G | Annual | Allowances Banked | GWh | 0 | 0 | 0 | 0 | 0 | 0 | 0 | 0
NY Min Oil Burn - Astoria - Winter | 1033 | 7059 | Generation Constraint in GWh | FALSE | G | Annual | Allowances Withdrawn (1:1) | GWh | 0 | 0 | 0 | 0 | 0 | 0 | 0 | 0
NY Min Oil Burn - Astoria - Winter | 1033 | 7059 | Generation Constraint in GWh | FALSE | G | Annual | Allowances Withdrawn (n:1) | GWh | 0 | 0 | 0 | 0 | 0 | 0 | 0 | 0
NY Min Oil Burn - Astoria - Winter | 1033 | 7059 | Generation Constraint in GWh | FALSE | G | Annual | Net Emissions Allowance Position | GWh | 34.3375 | 34.3375 | 34.3375 | 0 | 0 | 0 | 0 | 0
NY Min Oil Burn - Astoria - Winter | 1033 | 7059 | Generation Constraint in GWh | FALSE | G | Annual | Fuel Consumed | TBtu | 0.40532 | 0.40532 | 0.40532 | 0 | 0 | 0 | 0 | 0
NY Min Oil Burn - Astoria - Winter | 1033 | 7059 | Generation Constraint in GWh | FALSE | G | Annual | Heat Rate | MMBtu/MWh | 11.804 | 11.804 | 11.804 | 0 | 0 | 0 | 0 | 0
NY Min Oil Burn - Astoria - Winter | 1033 | 7059 | Generation Constraint in GWh | FALSE | G | Annual | Generation | TWh | 0.034338 | 0.034338 | 0.034338 | 0 | 0 | 0 | 0 | 0
NY Min Oil Burn - Astoria - Winter | 1033 | 7059 | Generation Constraint in GWh | FALSE | G | Annual | Qualifying Generation | TWh | 0.034338 | 0.034338 | 0.034338 | 0 | 0 | 0 | 0 | 0
NY Min Oil Burn - Astoria - Winter | 1033 | 7059 | Generation Constraint in GWh | FALSE | G | Annual | Rate | lb/MWh | 0 | 0 | 0 | 0 | 0 | 0 | 0 | 0
NY Min Oil Burn - Astoria - Winter | 1033 | 7059 | Generation Constraint in GWh | FALSE | G | Annual | Constraint Shadow Price | US2016$/MWh | 125.712 | 127.362 | 130.2245 | 0 | 0 | 0 | 0 | 0
NY Min Oil Burn - Astoria - Winter Shldr | 1034 | 7060 | Generation Constraint in GWh | FALSE | G | Annual | Seasons Included | Seasons | WintShld | WintShld | WintShld
NY Min Oil Burn - Astoria - Winter Shldr | 1034 | 7060 | Generation Constraint in GWh | FALSE | G | Annual | Standard GWh | GWh | 4.433 | 4.433 | 4.433 | 0 | 0 | 0 | 0 | 0
NY Min Oil Burn - Astoria - Winter Shldr | 1034 | 7060 | Generation Constraint in GWh | FALSE | G | Annual | Emissions at Affected Plants | GWh | 4.433 | 4.433 | 4.433 | 0 | 0 | 0 | 0 | 0
NY Min Oil Burn - Astoria - Winter Shldr | 1034 | 7060 | Generation Constraint in GWh | FALSE | G | Annual | Allowances Purchased | GWh | 0 | 0 | 0 | 0 | 0 | 0 | 0 | 0
NY Min Oil Burn - Astoria - Winter Shldr | 1034 | 7060 | Generation Constraint in GWh | FALSE | G | Annual | Allowances Sold | GWh | 0 | 0 | 0 | 0 | 0 | 0 | 0 | 0
NY Min Oil Burn - Astoria - Winter Shldr | 1034 | 7060 | Generation Constraint in GWh | FALSE | G | Annual | Allowances Banked | GWh | 0 | 0 | 0 | 0 | 0 | 0 | 0 | 0
NY Min Oil Burn - Astoria - Winter Shldr | 1034 | 7060 | Generation Constraint in GWh | FALSE | G | Annual | Allowances Withdrawn (1:1) | GWh | 0 | 0 | 0 | 0 | 0 | 0 | 0 | 0
NY Min Oil Burn - Astoria - Winter Shldr | 1034 | 7060 | Generation Constraint in GWh | FALSE | G | Annual | Allowances Withdrawn (n:1) | GWh | 0 | 0 | 0 | 0 | 0 | 0 | 0 | 0
NY Min Oil Burn - Astoria - Winter Shldr | 1034 | 7060 | Generation Constraint in GWh | FALSE | G | Annual | Net Emissions Allowance Position | GWh | 4.433 | 4.433 | 4.433 | 0 | 0 | 0 | 0 | 0
NY Min Oil Burn - Astoria - Winter Shldr | 1034 | 7060 | Generation Constraint in GWh | FALSE | G | Annual | Fuel Consumed | TBtu | 0.052327 | 0.052327 | 0.052327 | 0 | 0 | 0 | 0 | 0
NY Min Oil Burn - Astoria - Winter Shldr | 1034 | 7060 | Generation Constraint in GWh | FALSE | G | Annual | Heat Rate | MMBtu/MWh | 11.804 | 11.804 | 11.804 | 0 | 0 | 0 | 0 | 0
NY Min Oil Burn - Astoria - Winter Shldr | 1034 | 7060 | Generation Constraint in GWh | FALSE | G | Annual | Generation | TWh | 0.004433 | 0.004433 | 0.004433 | 0 | 0 | 0 | 0 | 0
NY Min Oil Burn - Astoria - Winter Shldr | 1034 | 7060 | Generation Constraint in GWh | FALSE | G | Annual | Qualifying Generation | TWh | 0.004433 | 0.004433 | 0.004433 | 0 | 0 | 0 | 0 | 0
NY Min Oil Burn - Astoria - Winter Shldr | 1034 | 7060 | Generation Constraint in GWh | FALSE | G | Annual | Rate | lb/MWh | 0 | 0 | 0 | 0 | 0 | 0 | 0 | 0
NY Min Oil Burn - Astoria - Winter Shldr | 1034 | 7060 | Generation Constraint in GWh | FALSE | G | Annual | Constraint Shadow Price | US2016$/MWh | 127.849 | 139.7348 | 149.2218 | 0 | 0 | 0 | 0 | 0
NY Min Oil Burn - Astoria Energy - Summer | 1035 | 7073 | Generation Constraint in GWh | FALSE | G | Annual | Seasons Included | Seasons | Summer | Summer | Summer
NY Min Oil Burn - Astoria Energy - Summer | 1035 | 7073 | Generation Constraint in GWh | FALSE | G | Annual | Standard GWh | GWh | 0 | 0 | 0 | 0 | 0 | 0 | 0 | 0
NY Min Oil Burn - Astoria Energy - Summer | 1035 | 7073 | Generation Constraint in GWh | FALSE | G | Annual | Emissions at Affected Plants | GWh | 0 | 0 | 0 | 0 | 0 | 0 | 0 | 0
NY Min Oil Burn - Astoria Energy - Summer | 1035 | 7073 | Generation Constraint in GWh | FALSE | G | Annual | Allowances Purchased | GWh | 0 | 0 | 0 | 0 | 0 | 0 | 0 | 0
NY Min Oil Burn - Astoria Energy - Summer | 1035 | 7073 | Generation Constraint in GWh | FALSE | G | Annual | Allowances Sold | GWh | 0 | 0 | 0 | 0 | 0 | 0 | 0 | 0
NY Min Oil Burn - Astoria Energy - Summer | 1035 | 7073 | Generation Constraint in GWh | FALSE | G | Annual | Allowances Banked | GWh | 0 | 0 | 0 | 0 | 0 | 0 | 0 | 0
NY Min Oil Burn - Astoria Energy - Summer | 1035 | 7073 | Generation Constraint in GWh | FALSE | G | Annual | Allowances Withdrawn (1:1) | GWh | 0 | 0 | 0 | 0 | 0 | 0 | 0 | 0
NY Min Oil Burn - Astoria Energy - Summer | 1035 | 7073 | Generation Constraint in GWh | FALSE | G | Annual | Allowances Withdrawn (n:1) | GWh | 0 | 0 | 0 | 0 | 0 | 0 | 0 | 0
NY Min Oil Burn - Astoria Energy - Summer | 1035 | 7073 | Generation Constraint in GWh | FALSE | G | Annual | Net Emissions Allowance Position | GWh | 0 | 0 | 0 | 0 | 0 | 0 | 0 | 0
NY Min Oil Burn - Astoria Energy - Summer | 1035 | 7073 | Generation Constraint in GWh | FALSE | G | Annual | Fuel Consumed | TBtu | 0 | 0 | 0 | 0 | 0 | 0 | 0 | 0
NY Min Oil Burn - Astoria Energy - Summer | 1035 | 7073 | Generation Constraint in GWh | FALSE | G | Annual | Heat Rate | MMBtu/MWh | 0 | 0 | 0 | 0 | 0 | 0 | 0 | 0
NY Min Oil Burn - Astoria Energy - Summer | 1035 | 7073 | Generation Constraint in GWh | FALSE | G | Annual | Generation | TWh | 0 | 0 | 0 | 0 | 0 | 0 | 0 | 0
NY Min Oil Burn - Astoria Energy - Summer | 1035 | 7073 | Generation Constraint in GWh | FALSE | G | Annual | Qualifying Generation | TWh | 0 | 0 | 0 | 0 | 0 | 0 | 0 | 0
NY Min Oil Burn - Astoria Energy - Summer | 1035 | 7073 | Generation Constraint in GWh | FALSE | G | Annual | Rate | lb/MWh | 0 | 0 | 0 | 0 | 0 | 0 | 0 | 0
NY Min Oil Burn - Astoria Energy - Summer | 1035 | 7073 | Generation Constraint in GWh | FALSE | G | Annual | Constraint Shadow Price | US2016$/MWh | 0 | 0 | 0 | 0 | 0 | 0 | 0 | 0
NY Min Oil Burn - Astoria Energy - Winter | 1036 | 7071 | Generation Constraint in GWh | FALSE | G | Annual | Seasons Included | Seasons | Winter | Winter | Winter
NY Min Oil Burn - Astoria Energy - Winter | 1036 | 7071 | Generation Constraint in GWh | FALSE | G | Annual | Standard GWh | GWh | 33.8256 | 33.8256 | 33.8256 | 0 | 0 | 0 | 0 | 0
NY Min Oil Burn - Astoria Energy - Winter | 1036 | 7071 | Generation Constraint in GWh | FALSE | G | Annual | Emissions at Affected Plants | GWh | 33.8256 | 33.8256 | 33.8256 | 0 | 0 | 0 | 0 | 0
NY Min Oil Burn - Astoria Energy - Winter | 1036 | 7071 | Generation Constraint in GWh | FALSE | G | Annual | Allowances Purchased | GWh | 0 | 0 | 0 | 0 | 0 | 0 | 0 | 0
NY Min Oil Burn - Astoria Energy - Winter | 1036 | 7071 | Generation Constraint in GWh | FALSE | G | Annual | Allowances Sold | GWh | 0 | 0 | 0 | 0 | 0 | 0 | 0 | 0
NY Min Oil Burn - Astoria Energy - Winter | 1036 | 7071 | Generation Constraint in GWh | FALSE | G | Annual | Allowances Banked | GWh | 0 | 0 | 0 | 0 | 0 | 0 | 0 | 0
NY Min Oil Burn - Astoria Energy - Winter | 1036 | 7071 | Generation Constraint in GWh | FALSE | G | Annual | Allowances Withdrawn (1:1) | GWh | 0 | 0 | 0 | 0 | 0 | 0 | 0 | 0
NY Min Oil Burn - Astoria Energy - Winter | 1036 | 7071 | Generation Constraint in GWh | FALSE | G | Annual | Allowances Withdrawn (n:1) | GWh | 0 | 0 | 0 | 0 | 0 | 0 | 0 | 0
NY Min Oil Burn - Astoria Energy - Winter | 1036 | 7071 | Generation Constraint in GWh | FALSE | G | Annual | Net Emissions Allowance Position | GWh | 33.8256 | 33.8256 | 33.8256 | 0 | 0 | 0 | 0 | 0
NY Min Oil Burn - Astoria Energy - Winter | 1036 | 7071 | Generation Constraint in GWh | FALSE | G | Annual | Fuel Consumed | TBtu | 0.24781 | 0.24781 | 0.24781 | 0 | 0 | 0 | 0 | 0
NY Min Oil Burn - Astoria Energy - Winter | 1036 | 7071 | Generation Constraint in GWh | FALSE | G | Annual | Heat Rate | MMBtu/MWh | 7.326 | 7.326 | 7.326 | 0 | 0 | 0 | 0 | 0
NY Min Oil Burn - Astoria Energy - Winter | 1036 | 7071 | Generation Constraint in GWh | FALSE | G | Annual | Generation | TWh | 0.033826 | 0.033826 | 0.033826 | 0 | 0 | 0 | 0 | 0
NY Min Oil Burn - Astoria Energy - Winter | 1036 | 7071 | Generation Constraint in GWh | FALSE | G | Annual | Qualifying Generation | TWh | 0.033826 | 0.033826 | 0.033826 | 0 | 0 | 0 | 0 | 0
NY Min Oil Burn - Astoria Energy - Winter | 1036 | 7071 | Generation Constraint in GWh | FALSE | G | Annual | Rate | lb/MWh | 0 | 0 | 0 | 0 | 0 | 0 | 0 | 0
NY Min Oil Burn - Astoria Energy - Winter | 1036 | 7071 | Generation Constraint in GWh | FALSE | G | Annual | Constraint Shadow Price | US2016$/MWh | 105.489 | 109.6304 | 114.4565 | 0 | 0 | 0 | 0 | 0
NY Min Oil Burn - Astoria Energy - Winter Shldr | 1037 | 7072 | Generation Constraint in GWh | FALSE | G | Annual | Seasons Included | Seasons | WintShld | WintShld | WintShld
NY Min Oil Burn - Astoria Energy - Winter Shldr | 1037 | 7072 | Generation Constraint in GWh | FALSE | G | Annual | Standard GWh | GWh | 0 | 0 | 0 | 0 | 0 | 0 | 0 | 0
NY Min Oil Burn - Astoria Energy - Winter Shldr | 1037 | 7072 | Generation Constraint in GWh | FALSE | G | Annual | Emissions at Affected Plants | GWh | 0 | 0 | 0 | 0 | 0 | 0 | 0 | 0
NY Min Oil Burn - Astoria Energy - Winter Shldr | 1037 | 7072 | Generation Constraint in GWh | FALSE | G | Annual | Allowances Purchased | GWh | 0 | 0 | 0 | 0 | 0 | 0 | 0 | 0
NY Min Oil Burn - Astoria Energy - Winter Shldr | 1037 | 7072 | Generation Constraint in GWh | FALSE | G | Annual | Allowances Sold | GWh | 0 | 0 | 0 | 0 | 0 | 0 | 0 | 0
NY Min Oil Burn - Astoria Energy - Winter Shldr | 1037 | 7072 | Generation Constraint in GWh | FALSE | G | Annual | Allowances Banked | GWh | 0 | 0 | 0 | 0 | 0 | 0 | 0 | 0
NY Min Oil Burn - Astoria Energy - Winter Shldr | 1037 | 7072 | Generation Constraint in GWh | FALSE | G | Annual | Allowances Withdrawn (1:1) | GWh | 0 | 0 | 0 | 0 | 0 | 0 | 0 | 0
NY Min Oil Burn - Astoria Energy - Winter Shldr | 1037 | 7072 | Generation Constraint in GWh | FALSE | G | Annual | Allowances Withdrawn (n:1) | GWh | 0 | 0 | 0 | 0 | 0 | 0 | 0 | 0
NY Min Oil Burn - Astoria Energy - Winter Shldr | 1037 | 7072 | Generation Constraint in GWh | FALSE | G | Annual | Net Emissions Allowance Position | GWh | 0 | 0 | 0 | 0 | 0 | 0 | 0 | 0
NY Min Oil Burn - Astoria Energy - Winter Shldr | 1037 | 7072 | Generation Constraint in GWh | FALSE | G | Annual | Fuel Consumed | TBtu | 0 | 0 | 0 | 0 | 0 | 0 | 0 | 0
NY Min Oil Burn - Astoria Energy - Winter Shldr | 1037 | 7072 | Generation Constraint in GWh | FALSE | G | Annual | Heat Rate | MMBtu/MWh | 0 | 0 | 0 | 0 | 0 | 0 | 0 | 0
NY Min Oil Burn - Astoria Energy - Winter Shldr | 1037 | 7072 | Generation Constraint in GWh | FALSE | G | Annual | Generation | TWh | 0 | 0 | 0 | 0 | 0 | 0 | 0 | 0
NY Min Oil Burn - Astoria Energy - Winter Shldr | 1037 | 7072 | Generation Constraint in GWh | FALSE | G | Annual | Qualifying Generation | TWh | 0 | 0 | 0 | 0 | 0 | 0 | 0 | 0
NY Min Oil Burn - Astoria Energy - Winter Shldr | 1037 | 7072 | Generation Constraint in GWh | FALSE | G | Annual | Rate | lb/MWh | 0 | 0 | 0 | 0 | 0 | 0 | 0 | 0
NY Min Oil Burn - Astoria Energy - Winter Shldr | 1037 | 7072 | Generation Constraint in GWh | FALSE | G | Annual | Constraint Shadow Price | US2016$/MWh | 0 | 0 | 0 | 0 | 0 | 0 | 0 | 0
NY Min Oil Burn - East River - Summer | 1038 | 7064 | Generation Constraint in GWh | FALSE | G | Annual | Seasons Included | Seasons | Summer | Summer | Summer
NY Min Oil Burn - East River - Summer | 1038 | 7064 | Generation Constraint in GWh | FALSE | G | Annual | Standard GWh | GWh | 7.2045 | 7.2045 | 7.2045 | 0 | 0 | 0 | 0 | 0
NY Min Oil Burn - East River - Summer | 1038 | 7064 | Generation Constraint in GWh | FALSE | G | Annual | Emissions at Affected Plants | GWh | 7.2045 | 7.2045 | 7.2045 | 0 | 0 | 0 | 0 | 0
NY Min Oil Burn - East River - Summer | 1038 | 7064 | Generation Constraint in GWh | FALSE | G | Annual | Allowances Purchased | GWh | 0 | 0 | 0 | 0 | 0 | 0 | 0 | 0
NY Min Oil Burn - East River - Summer | 1038 | 7064 | Generation Constraint in GWh | FALSE | G | Annual | Allowances Sold | GWh | 0 | 0 | 0 | 0 | 0 | 0 | 0 | 0
NY Min Oil Burn - East River - Summer | 1038 | 7064 | Generation Constraint in GWh | FALSE | G | Annual | Allowances Banked | GWh | 0 | 0 | 0 | 0 | 0 | 0 | 0 | 0
NY Min Oil Burn - East River - Summer | 1038 | 7064 | Generation Constraint in GWh | FALSE | G | Annual | Allowances Withdrawn (1:1) | GWh | 0 | 0 | 0 | 0 | 0 | 0 | 0 | 0
NY Min Oil Burn - East River - Summer | 1038 | 7064 | Generation Constraint in GWh | FALSE | G | Annual | Allowances Withdrawn (n:1) | GWh | 0 | 0 | 0 | 0 | 0 | 0 | 0 | 0
NY Min Oil Burn - East River - Summer | 1038 | 7064 | Generation Constraint in GWh | FALSE | G | Annual | Net Emissions Allowance Position | GWh | 7.2045 | 7.2045 | 7.2045 | 0 | 0 | 0 | 0 | 0
NY Min Oil Burn - East River - Summer | 1038 | 7064 | Generation Constraint in GWh | FALSE | G | Annual | Fuel Consumed | TBtu | 0.085632 | 0.085632 | 0.085632 | 0 | 0 | 0 | 0 | 0
NY Min Oil Burn - East River - Summer | 1038 | 7064 | Generation Constraint in GWh | FALSE | G | Annual | Heat Rate | MMBtu/MWh | 11.886 | 11.886 | 11.886 | 0 | 0 | 0 | 0 | 0
NY Min Oil Burn - East River - Summer | 1038 | 7064 | Generation Constraint in GWh | FALSE | G | Annual | Generation | TWh | 0.0072045 | 0.0072045 | 0.0072045 | 0 | 0 | 0 | 0 | 0
NY Min Oil Burn - East River - Summer | 1038 | 7064 | Generation Constraint in GWh | FALSE | G | Annual | Qualifying Generation | TWh | 0.0072045 | 0.0072045 | 0.0072045 | 0 | 0 | 0 | 0 | 0
NY Min Oil Burn - East River - Summer | 1038 | 7064 | Generation Constraint in GWh | FALSE | G | Annual | Rate | lb/MWh | 0 | 0 | 0 | 0 | 0 | 0 | 0 | 0
NY Min Oil Burn - East River - Summer | 1038 | 7064 | Generation Constraint in GWh | FALSE | G | Annual | Constraint Shadow Price | US2016$/MWh | 139.137 | 145.3569 | 152.7961 | 0 | 0 | 0 | 0 | 0
NY Min Oil Burn - East River - Winter | 1039 | 7062 | Generation Constraint in GWh | FALSE | G | Annual | Seasons Included | Seasons | Winter | Winter | Winter
NY Min Oil Burn - East River - Winter | 1039 | 7062 | Generation Constraint in GWh | FALSE | G | Annual | Standard GWh | GWh | 21.1896 | 21.1896 | 21.1896 | 0 | 0 | 0 | 0 | 0
NY Min Oil Burn - East River - Winter | 1039 | 7062 | Generation Constraint in GWh | FALSE | G | Annual | Emissions at Affected Plants | GWh | 21.1896 | 21.1896 | 21.1896 | 0 | 0 | 0 | 0 | 0
NY Min Oil Burn - East River - Winter | 1039 | 7062 | Generation Constraint in GWh | FALSE | G | Annual | Allowances Purchased | GWh | 0 | 0 | 0 | 0 | 0 | 0 | 0 | 0
NY Min Oil Burn - East River - Winter | 1039 | 7062 | Generation Constraint in GWh | FALSE | G | Annual | Allowances Sold | GWh | 0 | 0 | 0 | 0 | 0 | 0 | 0 | 0
NY Min Oil Burn - East River - Winter | 1039 | 7062 | Generation Constraint in GWh | FALSE | G | Annual | Allowances Banked | GWh | 0 | 0 | 0 | 0 | 0 | 0 | 0 | 0
NY Min Oil Burn - East River - Winter | 1039 | 7062 | Generation Constraint in GWh | FALSE | G | Annual | Allowances Withdrawn (1:1) | GWh | 0 | 0 | 0 | 0 | 0 | 0 | 0 | 0
NY Min Oil Burn - East River - Winter | 1039 | 7062 | Generation Constraint in GWh | FALSE | G | Annual | Allowances Withdrawn (n:1) | GWh | 0 | 0 | 0 | 0 | 0 | 0 | 0 | 0
NY Min Oil Burn - East River - Winter | 1039 | 7062 | Generation Constraint in GWh | FALSE | G | Annual | Net Emissions Allowance Position | GWh | 21.1896 | 21.1896 | 21.1896 | 0 | 0 | 0 | 0 | 0
NY Min Oil Burn - East River - Winter | 1039 | 7062 | Generation Constraint in GWh | FALSE | G | Annual | Fuel Consumed | TBtu | 0.25186 | 0.25186 | 0.25186 | 0 | 0 | 0 | 0 | 0
NY Min Oil Burn - East River - Winter | 1039 | 7062 | Generation Constraint in GWh | FALSE | G | Annual | Heat Rate | MMBtu/MWh | 11.886 | 11.886 | 11.886 | 0 | 0 | 0 | 0 | 0
NY Min Oil Burn - East River - Winter | 1039 | 7062 | Generation Constraint in GWh | FALSE | G | Annual | Generation | TWh | 0.02119 | 0.02119 | 0.02119 | 0 | 0 | 0 | 0 | 0
NY Min Oil Burn - East River - Winter | 1039 | 7062 | Generation Constraint in GWh | FALSE | G | Annual | Qualifying Generation | TWh | 0.02119 | 0.02119 | 0.02119 | 0 | 0 | 0 | 0 | 0
NY Min Oil Burn - East River - Winter | 1039 | 7062 | Generation Constraint in GWh | FALSE | G | Annual | Rate | lb/MWh | 0 | 0 | 0 | 0 | 0 | 0 | 0 | 0
NY Min Oil Burn - East River - Winter | 1039 | 7062 | Generation Constraint in GWh | FALSE | G | Annual | Constraint Shadow Price | US2016$/MWh | 133.668 | 139.381 | 148.3222 | 0 | 0 | 0 | 0 | 0
NY Min Oil Burn - East River - Winter Shldr | 1040 | 7063 | Generation Constraint in GWh | FALSE | G | Annual | Seasons Included | Seasons | WintShld | WintShld | WintShld
NY Min Oil Burn - East River - Winter Shldr | 1040 | 7063 | Generation Constraint in GWh | FALSE | G | Annual | Standard GWh | GWh | 3.8298 | 3.8298 | 3.8298 | 0 | 0 | 0 | 0 | 0
NY Min Oil Burn - East River - Winter Shldr | 1040 | 7063 | Generation Constraint in GWh | FALSE | G | Annual | Emissions at Affected Plants | GWh | 3.8298 | 3.8298 | 3.8298 | 0 | 0 | 0 | 0 | 0
NY Min Oil Burn - East River - Winter Shldr | 1040 | 7063 | Generation Constraint in GWh | FALSE | G | Annual | Allowances Purchased | GWh | 0 | 0 | 0 | 0 | 0 | 0 | 0 | 0
NY Min Oil Burn - East River - Winter Shldr | 1040 | 7063 | Generation Constraint in GWh | FALSE | G | Annual | Allowances Sold | GWh | 0 | 0 | 0 | 0 | 0 | 0 | 0 | 0
NY Min Oil Burn - East River - Winter Shldr | 1040 | 7063 | Generation Constraint in GWh | FALSE | G | Annual | Allowances Banked | GWh | 0 | 0 | 0 | 0 | 0 | 0 | 0 | 0
NY Min Oil Burn - East River - Winter Shldr | 1040 | 7063 | Generation Constraint in GWh | FALSE | G | Annual | Allowances Withdrawn (1:1) | GWh | 0 | 0 | 0 | 0 | 0 | 0 | 0 | 0
NY Min Oil Burn - East River - Winter Shldr | 1040 | 7063 | Generation Constraint in GWh | FALSE | G | Annual | Allowances Withdrawn (n:1) | GWh | 0 | 0 | 0 | 0 | 0 | 0 | 0 | 0
NY Min Oil Burn - East River - Winter Shldr | 1040 | 7063 | Generation Constraint in GWh | FALSE | G | Annual | Net Emissions Allowance Position | GWh | 3.8298 | 3.8298 | 3.8298 | 0 | 0 | 0 | 0 | 0
NY Min Oil Burn - East River - Winter Shldr | 1040 | 7063 | Generation Constraint in GWh | FALSE | G | Annual | Fuel Consumed | TBtu | 0.045521 | 0.045521 | 0.045521 | 0 | 0 | 0 | 0 | 0
NY Min Oil Burn - East River - Winter Shldr | 1040 | 7063 | Generation Constraint in GWh | FALSE | G | Annual | Heat Rate | MMBtu/MWh | 11.886 | 11.886 | 11.886 | 0 | 0 | 0 | 0 | 0
NY Min Oil Burn - East River - Winter Shldr | 1040 | 7063 | Generation Constraint in GWh | FALSE | G | Annual | Generation | TWh | 0.0038298 | 0.0038298 | 0.0038298 | 0 | 0 | 0 | 0 | 0
NY Min Oil Burn - East River - Winter Shldr | 1040 | 7063 | Generation Constraint in GWh | FALSE | G | Annual | Qualifying Generation | TWh | 0.0038298 | 0.0038298 | 0.0038298 | 0 | 0 | 0 | 0 | 0
NY Min Oil Burn - East River - Winter Shldr | 1040 | 7063 | Generation Constraint in GWh | FALSE | G | Annual | Rate | lb/MWh | 0 | 0 | 0 | 0 | 0 | 0 | 0 | 0
NY Min Oil Burn - East River - Winter Shldr | 1040 | 7063 | Generation Constraint in GWh | FALSE | G | Annual | Constraint Shadow Price | US2016$/MWh | 139.406 | 146.7457 | 157.145 | 0 | 0 | 0 | 0 | 0
NY Min Oil Burn - Northport - Summer | 1041 | 7067 | Generation Constraint in GWh | FALSE | G | Annual | Seasons Included | Seasons | Summer | Summer | Summer
NY Min Oil Burn - Northport - Summer | 1041 | 7067 | Generation Constraint in GWh | FALSE | G | Annual | Standard GWh | GWh | 116.1086 | 116.1086 | 116.1086 | 0 | 0 | 0 | 0 | 0
NY Min Oil Burn - Northport - Summer | 1041 | 7067 | Generation Constraint in GWh | FALSE | G | Annual | Emissions at Affected Plants | GWh | 116.1086 | 116.1086 | 116.1086 | 0 | 0 | 0 | 0 | 0
NY Min Oil Burn - Northport - Summer | 1041 | 7067 | Generation Constraint in GWh | FALSE | G | Annual | Allowances Purchased | GWh | 0 | 0 | 0 | 0 | 0 | 0 | 0 | 0
NY Min Oil Burn - Northport - Summer | 1041 | 7067 | Generation Constraint in GWh | FALSE | G | Annual | Allowances Sold | GWh | 0 | 0 | 0 | 0 | 0 | 0 | 0 | 0
NY Min Oil Burn - Northport - Summer | 1041 | 7067 | Generation Constraint in GWh | FALSE | G | Annual | Allowances Banked | GWh | 0 | 0 | 0 | 0 | 0 | 0 | 0 | 0
NY Min Oil Burn - Northport - Summer | 1041 | 7067 | Generation Constraint in GWh | FALSE | G | Annual | Allowances Withdrawn (1:1) | GWh | 0 | 0 | 0 | 0 | 0 | 0 | 0 | 0
NY Min Oil Burn - Northport - Summer | 1041 | 7067 | Generation Constraint in GWh | FALSE | G | Annual | Allowances Withdrawn (n:1) | GWh | 0 | 0 | 0 | 0 | 0 | 0 | 0 | 0
NY Min Oil Burn - Northport - Summer | 1041 | 7067 | Generation Constraint in GWh | FALSE | G | Annual | Net Emissions Allowance Position | GWh | 116.1086 | 116.1086 | 116.1086 | 0 | 0 | 0 | 0 | 0
NY Min Oil Burn - Northport - Summer | 1041 | 7067 | Generation Constraint in GWh | FALSE | G | Annual | Fuel Consumed | TBtu | 1.2213 | 1.2213 | 1.2213 | 0 | 0 | 0 | 0 | 0
NY Min Oil Burn - Northport - Summer | 1041 | 7067 | Generation Constraint in GWh | FALSE | G | Annual | Heat Rate | MMBtu/MWh | 10.519 | 10.519 | 10.519 | 0 | 0 | 0 | 0 | 0
NY Min Oil Burn - Northport - Summer | 1041 | 7067 | Generation Constraint in GWh | FALSE | G | Annual | Generation | TWh | 0.11611 | 0.11611 | 0.11611 | 0 | 0 | 0 | 0 | 0
NY Min Oil Burn - Northport - Summer | 1041 | 7067 | Generation Constraint in GWh | FALSE | G | Annual | Qualifying Generation | TWh | 0.11611 | 0.11611 | 0.11611 | 0 | 0 | 0 | 0 | 0
NY Min Oil Burn - Northport - Summer | 1041 | 7067 | Generation Constraint in GWh | FALSE | G | Annual | Rate | lb/MWh | 0 | 0 | 0 | 0 | 0 | 0 | 0 | 0
NY Min Oil Burn - Northport - Summer | 1041 | 7067 | Generation Constraint in GWh | FALSE | G | Annual | Constraint Shadow Price | US2016$/MWh | 84.014 | 80.894 | 89.2121 | 0 | 0 | 0 | 0 | 0
NY Min Oil Burn - Northport - Winter | 1042 | 7065 | Generation Constraint in GWh | FALSE | G | Annual | Seasons Included | Seasons | Winter | Winter | Winter
NY Min Oil Burn - Northport - Winter | 1042 | 7065 | Generation Constraint in GWh | FALSE | G | Annual | Standard GWh | GWh | 177.5779 | 177.5779 | 177.5779 | 0 | 0 | 0 | 0 | 0
NY Min Oil Burn - Northport - Winter | 1042 | 7065 | Generation Constraint in GWh | FALSE | G | Annual | Emissions at Affected Plants | GWh | 177.5779 | 177.5779 | 177.5779 | 0 | 0 | 0 | 0 | 0
NY Min Oil Burn - Northport - Winter | 1042 | 7065 | Generation Constraint in GWh | FALSE | G | Annual | Allowances Purchased | GWh | 0 | 0 | 0 | 0 | 0 | 0 | 0 | 0
NY Min Oil Burn - Northport - Winter | 1042 | 7065 | Generation Constraint in GWh | FALSE | G | Annual | Allowances Sold | GWh | 0 | 0 | 0 | 0 | 0 | 0 | 0 | 0
NY Min Oil Burn - Northport - Winter | 1042 | 7065 | Generation Constraint in GWh | FALSE | G | Annual | Allowances Banked | GWh | 0 | 0 | 0 | 0 | 0 | 0 | 0 | 0
NY Min Oil Burn - Northport - Winter | 1042 | 7065 | Generation Constraint in GWh | FALSE | G | Annual | Allowances Withdrawn (1:1) | GWh | 0 | 0 | 0 | 0 | 0 | 0 | 0 | 0
NY Min Oil Burn - Northport - Winter | 1042 | 7065 | Generation Constraint in GWh | FALSE | G | Annual | Allowances Withdrawn (n:1) | GWh | 0 | 0 | 0 | 0 | 0 | 0 | 0 | 0
NY Min Oil Burn - Northport - Winter | 1042 | 7065 | Generation Constraint in GWh | FALSE | G | Annual | Net Emissions Allowance Position | GWh | 177.5779 | 177.5779 | 177.5779 | 0 | 0 | 0 | 0 | 0
NY Min Oil Burn - Northport - Winter | 1042 | 7065 | Generation Constraint in GWh | FALSE | G | Annual | Fuel Consumed | TBtu | 1.8809 | 1.8809 | 1.8757 | 0 | 0 | 0 | 0 | 0
NY Min Oil Burn - Northport - Winter | 1042 | 7065 | Generation Constraint in GWh | FALSE | G | Annual | Heat Rate | MMBtu/MWh | 10.5918 | 10.5918 | 10.5625 | 0 | 0 | 0 | 0 | 0
NY Min Oil Burn - Northport - Winter | 1042 | 7065 | Generation Constraint in GWh | FALSE | G | Annual | Generation | TWh | 0.17758 | 0.17758 | 0.17758 | 0 | 0 | 0 | 0 | 0
NY Min Oil Burn - Northport - Winter | 1042 | 7065 | Generation Constraint in GWh | FALSE | G | Annual | Qualifying Generation | TWh | 0.17758 | 0.17758 | 0.17758 | 0 | 0 | 0 | 0 | 0
NY Min Oil Burn - Northport - Winter | 1042 | 7065 | Generation Constraint in GWh | FALSE | G | Annual | Rate | lb/MWh | 0 | 0 | 0 | 0 | 0 | 0 | 0 | 0
NY Min Oil Burn - Northport - Winter | 1042 | 7065 | Generation Constraint in GWh | FALSE | G | Annual | Constraint Shadow Price | US2016$/MWh | 59.269 | 53.4278 | 73.9448 | 0 | 0 | 0 | 0 | 0
NY Min Oil Burn - Northport - Winter Shldr | 1043 | 7066 | Generation Constraint in GWh | FALSE | G | Annual | Seasons Included | Seasons | WintShld | WintShld | WintShld
NY Min Oil Burn - Northport - Winter Shldr | 1043 | 7066 | Generation Constraint in GWh | FALSE | G | Annual | Standard GWh | GWh | 23.1458 | 23.1458 | 23.1458 | 0 | 0 | 0 | 0 | 0
NY Min Oil Burn - Northport - Winter Shldr | 1043 | 7066 | Generation Constraint in GWh | FALSE | G | Annual | Emissions at Affected Plants | GWh | 23.1458 | 23.1458 | 23.1458 | 0 | 0 | 0 | 0 | 0
NY Min Oil Burn - Northport - Winter Shldr | 1043 | 7066 | Generation Constraint in GWh | FALSE | G | Annual | Allowances Purchased | GWh | 0 | 0 | 0 | 0 | 0 | 0 | 0 | 0
NY Min Oil Burn - Northport - Winter Shldr | 1043 | 7066 | Generation Constraint in GWh | FALSE | G | Annual | Allowances Sold | GWh | 0 | 0 | 0 | 0 | 0 | 0 | 0 | 0
NY Min Oil Burn - Northport - Winter Shldr | 1043 | 7066 | Generation Constraint in GWh | FALSE | G | Annual | Allowances Banked | GWh | 0 | 0 | 0 | 0 | 0 | 0 | 0 | 0
NY Min Oil Burn - Northport - Winter Shldr | 1043 | 7066 | Generation Constraint in GWh | FALSE | G | Annual | Allowances Withdrawn (1:1) | GWh | 0 | 0 | 0 | 0 | 0 | 0 | 0 | 0
NY Min Oil Burn - Northport - Winter Shldr | 1043 | 7066 | Generation Constraint in GWh | FALSE | G | Annual | Allowances Withdrawn (n:1) | GWh | 0 | 0 | 0 | 0 | 0 | 0 | 0 | 0
NY Min Oil Burn - Northport - Winter Shldr | 1043 | 7066 | Generation Constraint in GWh | FALSE | G | Annual | Net Emissions Allowance Position | GWh | 23.1458 | 23.1458 | 23.1458 | 0 | 0 | 0 | 0 | 0
NY Min Oil Burn - Northport - Winter Shldr | 1043 | 7066 | Generation Constraint in GWh | FALSE | G | Annual | Fuel Consumed | TBtu | 0.24347 | 0.24347 | 0.24347 | 0 | 0 | 0 | 0 | 0
NY Min Oil Burn - Northport - Winter Shldr | 1043 | 7066 | Generation Constraint in GWh | FALSE | G | Annual | Heat Rate | MMBtu/MWh | 10.519 | 10.519 | 10.519 | 0 | 0 | 0 | 0 | 0
NY Min Oil Burn - Northport - Winter Shldr | 1043 | 7066 | Generation Constraint in GWh | FALSE | G | Annual | Generation | TWh | 0.023146 | 0.023146 | 0.023146 | 0 | 0 | 0 | 0 | 0
NY Min Oil Burn - Northport - Winter Shldr | 1043 | 7066 | Generation Constraint in GWh | FALSE | G | Annual | Qualifying Generation | TWh | 0.023146 | 0.023146 | 0.023146 | 0 | 0 | 0 | 0 | 0
NY Min Oil Burn - Northport - Winter Shldr | 1043 | 7066 | Generation Constraint in GWh | FALSE | G | Annual | Rate | lb/MWh | 0 | 0 | 0 | 0 | 0 | 0 | 0 | 0
NY Min Oil Burn - Northport - Winter Shldr | 1043 | 7066 | Generation Constraint in GWh | FALSE | G | Annual | Constraint Shadow Price | US2016$/MWh | 80.648 | 80.0523 | 88.1152 | 0 | 0 | 0 | 0 | 0
NY Min Oil Burn - Ravenswood CC - Summer | 1044 | 7076 | Generation Constraint in GWh | FALSE | G | Annual | Seasons Included | Seasons | Summer | Summer | Summer
NY Min Oil Burn - Ravenswood CC - Summer | 1044 | 7076 | Generation Constraint in GWh | FALSE | G | Annual | Standard GWh | GWh | 0 | 0 | 0 | 0 | 0 | 0 | 0 | 0
NY Min Oil Burn - Ravenswood CC - Summer | 1044 | 7076 | Generation Constraint in GWh | FALSE | G | Annual | Emissions at Affected Plants | GWh | 0 | 0 | 0 | 0 | 0 | 0 | 0 | 0
NY Min Oil Burn - Ravenswood CC - Summer | 1044 | 7076 | Generation Constraint in GWh | FALSE | G | Annual | Allowances Purchased | GWh | 0 | 0 | 0 | 0 | 0 | 0 | 0 | 0
NY Min Oil Burn - Ravenswood CC - Summer | 1044 | 7076 | Generation Constraint in GWh | FALSE | G | Annual | Allowances Sold | GWh | 0 | 0 | 0 | 0 | 0 | 0 | 0 | 0
NY Min Oil Burn - Ravenswood CC - Summer | 1044 | 7076 | Generation Constraint in GWh | FALSE | G | Annual | Allowances Banked | GWh | 0 | 0 | 0 | 0 | 0 | 0 | 0 | 0
NY Min Oil Burn - Ravenswood CC - Summer | 1044 | 7076 | Generation Constraint in GWh | FALSE | G | Annual | Allowances Withdrawn (1:1) | GWh | 0 | 0 | 0 | 0 | 0 | 0 | 0 | 0
NY Min Oil Burn - Ravenswood CC - Summer | 1044 | 7076 | Generation Constraint in GWh | FALSE | G | Annual | Allowances Withdrawn (n:1) | GWh | 0 | 0 | 0 | 0 | 0 | 0 | 0 | 0
NY Min Oil Burn - Ravenswood CC - Summer | 1044 | 7076 | Generation Constraint in GWh | FALSE | G | Annual | Net Emissions Allowance Position | GWh | 0 | 0 | 0 | 0 | 0 | 0 | 0 | 0
NY Min Oil Burn - Ravenswood CC - Summer | 1044 | 7076 | Generation Constraint in GWh | FALSE | G | Annual | Fuel Consumed | TBtu | 0 | 0 | 0 | 0 | 0 | 0 | 0 | 0
NY Min Oil Burn - Ravenswood CC - Summer | 1044 | 7076 | Generation Constraint in GWh | FALSE | G | Annual | Heat Rate | MMBtu/MWh | 0 | 0 | 0 | 0 | 0 | 0 | 0 | 0
NY Min Oil Burn - Ravenswood CC - Summer | 1044 | 7076 | Generation Constraint in GWh | FALSE | G | Annual | Generation | TWh | 0 | 0 | 0 | 0 | 0 | 0 | 0 | 0
NY Min Oil Burn - Ravenswood CC - Summer | 1044 | 7076 | Generation Constraint in GWh | FALSE | G | Annual | Qualifying Generation | TWh | 0 | 0 | 0 | 0 | 0 | 0 | 0 | 0
NY Min Oil Burn - Ravenswood CC - Summer | 1044 | 7076 | Generation Constraint in GWh | FALSE | G | Annual | Rate | lb/MWh | 0 | 0 | 0 | 0 | 0 | 0 | 0 | 0
NY Min Oil Burn - Ravenswood CC - Summer | 1044 | 7076 | Generation Constraint in GWh | FALSE | G | Annual | Constraint Shadow Price | US2016$/MWh | 0 | 0 | 0 | 0 | 0 | 0 | 0 | 0
NY Min Oil Burn - Ravenswood CC - Winter | 1045 | 7074 | Generation Constraint in GWh | FALSE | G | Annual | Seasons Included | Seasons | Winter | Winter | Winter
NY Min Oil Burn - Ravenswood CC - Winter | 1045 | 7074 | Generation Constraint in GWh | FALSE | G | Annual | Standard GWh | GWh | 4.981 | 4.981 | 4.981 | 0 | 0 | 0 | 0 | 0
NY Min Oil Burn - Ravenswood CC - Winter | 1045 | 7074 | Generation Constraint in GWh | FALSE | G | Annual | Emissions at Affected Plants | GWh | 4.981 | 4.981 | 4.981 | 0 | 0 | 0 | 0 | 0
NY Min Oil Burn - Ravenswood CC - Winter | 1045 | 7074 | Generation Constraint in GWh | FALSE | G | Annual | Allowances Purchased | GWh | 0 | 0 | 0 | 0 | 0 | 0 | 0 | 0
NY Min Oil Burn - Ravenswood CC - Winter | 1045 | 7074 | Generation Constraint in GWh | FALSE | G | Annual | Allowances Sold | GWh | 0 | 0 | 0 | 0 | 0 | 0 | 0 | 0
NY Min Oil Burn - Ravenswood CC - Winter | 1045 | 7074 | Generation Constraint in GWh | FALSE | G | Annual | Allowances Banked | GWh | 0 | 0 | 0 | 0 | 0 | 0 | 0 | 0
NY Min Oil Burn - Ravenswood CC - Winter | 1045 | 7074 | Generation Constraint in GWh | FALSE | G | Annual | Allowances Withdrawn (1:1) | GWh | 0 | 0 | 0 | 0 | 0 | 0 | 0 | 0
NY Min Oil Burn - Ravenswood CC - Winter | 1045 | 7074 | Generation Constraint in GWh | FALSE | G | Annual | Allowances Withdrawn (n:1) | GWh | 0 | 0 | 0 | 0 | 0 | 0 | 0 | 0
NY Min Oil Burn - Ravenswood CC - Winter | 1045 | 7074 | Generation Constraint in GWh | FALSE | G | Annual | Net Emissions Allowance Position | GWh | 4.981 | 4.981 | 4.981 | 0 | 0 | 0 | 0 | 0
NY Min Oil Burn - Ravenswood CC - Winter | 1045 | 7074 | Generation Constraint in GWh | FALSE | G | Annual | Fuel Consumed | TBtu | 0.037452 | 0.037452 | 0.037452 | 0 | 0 | 0 | 0 | 0
NY Min Oil Burn - Ravenswood CC - Winter | 1045 | 7074 | Generation Constraint in GWh | FALSE | G | Annual | Heat Rate | MMBtu/MWh | 7.519 | 7.519 | 7.519 | 0 | 0 | 0 | 0 | 0
NY Min Oil Burn - Ravenswood CC - Winter | 1045 | 7074 | Generation Constraint in GWh | FALSE | G | Annual | Generation | TWh | 0.004981 | 0.004981 | 0.004981 | 0 | 0 | 0 | 0 | 0
NY Min Oil Burn - Ravenswood CC - Winter | 1045 | 7074 | Generation Constraint in GWh | FALSE | G | Annual | Qualifying Generation | TWh | 0.004981 | 0.004981 | 0.004981 | 0 | 0 | 0 | 0 | 0
NY Min Oil Burn - Ravenswood CC - Winter | 1045 | 7074 | Generation Constraint in GWh | FALSE | G | Annual | Rate | lb/MWh | 0 | 0 | 0 | 0 | 0 | 0 | 0 | 0
NY Min Oil Burn - Ravenswood CC - Winter | 1045 | 7074 | Generation Constraint in GWh | FALSE | G | Annual | Constraint Shadow Price | US2016$/MWh | 108.268 | 112.5186 | 117.4718 | 0 | 0 | 0 | 0 | 0
NY Min Oil Burn - Ravenswood CC - Winter Shldr | 1046 | 7075 | Generation Constraint in GWh | FALSE | G | Annual | Seasons Included | Seasons | WintShld | WintShld | WintShld
NY Min Oil Burn - Ravenswood CC - Winter Shldr | 1046 | 7075 | Generation Constraint in GWh | FALSE | G | Annual | Standard GWh | GWh | 0.6752 | 0.6752 | 0.6752 | 0 | 0 | 0 | 0 | 0
NY Min Oil Burn - Ravenswood CC - Winter Shldr | 1046 | 7075 | Generation Constraint in GWh | FALSE | G | Annual | Emissions at Affected Plants | GWh | 0.6752 | 0.6752 | 0.6752 | 0 | 0 | 0 | 0 | 0
NY Min Oil Burn - Ravenswood CC - Winter Shldr | 1046 | 7075 | Generation Constraint in GWh | FALSE | G | Annual | Allowances Purchased | GWh | 0 | 0 | 0 | 0 | 0 | 0 | 0 | 0
NY Min Oil Burn - Ravenswood CC - Winter Shldr | 1046 | 7075 | Generation Constraint in GWh | FALSE | G | Annual | Allowances Sold | GWh | 0 | 0 | 0 | 0 | 0 | 0 | 0 | 0
NY Min Oil Burn - Ravenswood CC - Winter Shldr | 1046 | 7075 | Generation Constraint in GWh | FALSE | G | Annual | Allowances Banked | GWh | 0 | 0 | 0 | 0 | 0 | 0 | 0 | 0
NY Min Oil Burn - Ravenswood CC - Winter Shldr | 1046 | 7075 | Generation Constraint in GWh | FALSE | G | Annual | Allowances Withdrawn (1:1) | GWh | 0 | 0 | 0 | 0 | 0 | 0 | 0 | 0
NY Min Oil Burn - Ravenswood CC - Winter Shldr | 1046 | 7075 | Generation Constraint in GWh | FALSE | G | Annual | Allowances Withdrawn (n:1) | GWh | 0 | 0 | 0 | 0 | 0 | 0 | 0 | 0
NY Min Oil Burn - Ravenswood CC - Winter Shldr | 1046 | 7075 | Generation Constraint in GWh | FALSE | G | Annual | Net Emissions Allowance Position | GWh | 0.6752 | 0.6752 | 0.6752 | 0 | 0 | 0 | 0 | 0
NY Min Oil Burn - Ravenswood CC - Winter Shldr | 1046 | 7075 | Generation Constraint in GWh | FALSE | G | Annual | Fuel Consumed | TBtu | 0.0050768 | 0.0050768 | 0.0050768 | 0 | 0 | 0 | 0 | 0
NY Min Oil Burn - Ravenswood CC - Winter Shldr | 1046 | 7075 | Generation Constraint in GWh | FALSE | G | Annual | Heat Rate | MMBtu/MWh | 7.519 | 7.519 | 7.519 | 0 | 0 | 0 | 0 | 0
NY Min Oil Burn - Ravenswood CC - Winter Shldr | 1046 | 7075 | Generation Constraint in GWh | FALSE | G | Annual | Generation | TWh | 0.0006752 | 0.0006752 | 0.0006752 | 0 | 0 | 0 | 0 | 0
NY Min Oil Burn - Ravenswood CC - Winter Shldr | 1046 | 7075 | Generation Constraint in GWh | FALSE | G | Annual | Qualifying Generation | TWh | 0.0006752 | 0.0006752 | 0.0006752 | 0 | 0 | 0 | 0 | 0
NY Min Oil Burn - Ravenswood CC - Winter Shldr | 1046 | 7075 | Generation Constraint in GWh | FALSE | G | Annual | Rate | lb/MWh | 0 | 0 | 0 | 0 | 0 | 0 | 0 | 0
NY Min Oil Burn - Ravenswood CC - Winter Shldr | 1046 | 7075 | Generation Constraint in GWh | FALSE | G | Annual | Constraint Shadow Price | US2016$/MWh | 124.209 | 132.1429 | 138.6001 | 0 | 0 | 0 | 0 | 0
NY Min Oil Burn - Ravenswood Oil - Summer | 1047 | 7070 | Generation Constraint in GWh | FALSE | G | Annual | Seasons Included | Seasons | Summer | Summer | Summer
NY Min Oil Burn - Ravenswood Oil - Summer | 1047 | 7070 | Generation Constraint in GWh | FALSE | G | Annual | Standard GWh | GWh | 37.5646 | 37.5646 | 37.5646 | 0 | 0 | 0 | 0 | 0
NY Min Oil Burn - Ravenswood Oil - Summer | 1047 | 7070 | Generation Constraint in GWh | FALSE | G | Annual | Emissions at Affected Plants | GWh | 37.5646 | 37.5646 | 37.5646 | 0 | 0 | 0 | 0 | 0
NY Min Oil Burn - Ravenswood Oil - Summer | 1047 | 7070 | Generation Constraint in GWh | FALSE | G | Annual | Allowances Purchased | GWh | 0 | 0 | 0 | 0 | 0 | 0 | 0 | 0
NY Min Oil Burn - Ravenswood Oil - Summer | 1047 | 7070 | Generation Constraint in GWh | FALSE | G | Annual | Allowances Sold | GWh | 0 | 0 | 0 | 0 | 0 | 0 | 0 | 0
NY Min Oil Burn - Ravenswood Oil - Summer | 1047 | 7070 | Generation Constraint in GWh | FALSE | G | Annual | Allowances Banked | GWh | 0 | 0 | 0 | 0 | 0 | 0 | 0 | 0
NY Min Oil Burn - Ravenswood Oil - Summer | 1047 | 7070 | Generation Constraint in GWh | FALSE | G | Annual | Allowances Withdrawn (1:1) | GWh | 0 | 0 | 0 | 0 | 0 | 0 | 0 | 0
NY Min Oil Burn - Ravenswood Oil - Summer | 1047 | 7070 | Generation Constraint in GWh | FALSE | G | Annual | Allowances Withdrawn (n:1) | GWh | 0 | 0 | 0 | 0 | 0 | 0 | 0 | 0
NY Min Oil Burn - Ravenswood Oil - Summer | 1047 | 7070 | Generation Constraint in GWh | FALSE | G | Annual | Net Emissions Allowance Position | GWh | 37.5646 | 37.5646 | 37.5646 | 0 | 0 | 0 | 0 | 0
NY Min Oil Burn - Ravenswood Oil - Summer | 1047 | 7070 | Generation Constraint in GWh | FALSE | G | Annual | Fuel Consumed | TBtu | 0.40983 | 0.40983 | 0.40983 | 0 | 0 | 0 | 0 | 0
NY Min Oil Burn - Ravenswood Oil - Summer | 1047 | 7070 | Generation Constraint in GWh | FALSE | G | Annual | Heat Rate | MMBtu/MWh | 10.91 | 10.91 | 10.91 | 0 | 0 | 0 | 0 | 0
NY Min Oil Burn - Ravenswood Oil - Summer | 1047 | 7070 | Generation Constraint in GWh | FALSE | G | Annual | Generation | TWh | 0.037565 | 0.037565 | 0.037565 | 0 | 0 | 0 | 0 | 0
NY Min Oil Burn - Ravenswood Oil - Summer | 1047 | 7070 | Generation Constraint in GWh | FALSE | G | Annual | Qualifying Generation | TWh | 0.037565 | 0.037565 | 0.037565 | 0 | 0 | 0 | 0 | 0
NY Min Oil Burn - Ravenswood Oil - Summer | 1047 | 7070 | Generation Constraint in GWh | FALSE | G | Annual | Rate | lb/MWh | 0 | 0 | 0 | 0 | 0 | 0 | 0 | 0
NY Min Oil Burn - Ravenswood Oil - Summer | 1047 | 7070 | Generation Constraint in GWh | FALSE | G | Annual | Constraint Shadow Price | US2016$/MWh | 121.657 | 126.1743 | 134.8204 | 0 | 0 | 0 | 0 | 0
NY Min Oil Burn - Ravenswood Oil - Winter | 1048 | 7068 | Generation Constraint in GWh | FALSE | G | Annual | Seasons Included | Seasons | Winter | Winter | Winter
NY Min Oil Burn - Ravenswood Oil - Winter | 1048 | 7068 | Generation Constraint in GWh | FALSE | G | Annual | Standard GWh | GWh | 25.7796 | 25.7796 | 25.7796 | 0 | 0 | 0 | 0 | 0
NY Min Oil Burn - Ravenswood Oil - Winter | 1048 | 7068 | Generation Constraint in GWh | FALSE | G | Annual | Emissions at Affected Plants | GWh | 25.7796 | 25.7796 | 25.7796 | 0 | 0 | 0 | 0 | 0
NY Min Oil Burn - Ravenswood Oil - Winter | 1048 | 7068 | Generation Constraint in GWh | FALSE | G | Annual | Allowances Purchased | GWh | 0 | 0 | 0 | 0 | 0 | 0 | 0 | 0
NY Min Oil Burn - Ravenswood Oil - Winter | 1048 | 7068 | Generation Constraint in GWh | FALSE | G | Annual | Allowances Sold | GWh | 0 | 0 | 0 | 0 | 0 | 0 | 0 | 0
NY Min Oil Burn - Ravenswood Oil - Winter | 1048 | 7068 | Generation Constraint in GWh | FALSE | G | Annual | Allowances Banked | GWh | 0 | 0 | 0 | 0 | 0 | 0 | 0 | 0
NY Min Oil Burn - Ravenswood Oil - Winter | 1048 | 7068 | Generation Constraint in GWh | FALSE | G | Annual | Allowances Withdrawn (1:1) | GWh | 0 | 0 | 0 | 0 | 0 | 0 | 0 | 0
NY Min Oil Burn - Ravenswood Oil - Winter | 1048 | 7068 | Generation Constraint in GWh | FALSE | G | Annual | Allowances Withdrawn (n:1) | GWh | 0 | 0 | 0 | 0 | 0 | 0 | 0 | 0
NY Min Oil Burn - Ravenswood Oil - Winter | 1048 | 7068 | Generation Constraint in GWh | FALSE | G | Annual | Net Emissions Allowance Position | GWh | 25.7796 | 25.7796 | 25.7796 | 0 | 0 | 0 | 0 | 0
NY Min Oil Burn - Ravenswood Oil - Winter | 1048 | 7068 | Generation Constraint in GWh | FALSE | G | Annual | Fuel Consumed | TBtu | 0.28126 | 0.28126 | 0.28126 | 0 | 0 | 0 | 0 | 0
NY Min Oil Burn - Ravenswood Oil - Winter | 1048 | 7068 | Generation Constraint in GWh | FALSE | G | Annual | Heat Rate | MMBtu/MWh | 10.9102 | 10.91 | 10.91 | 0 | 0 | 0 | 0 | 0
NY Min Oil Burn - Ravenswood Oil - Winter | 1048 | 7068 | Generation Constraint in GWh | FALSE | G | Annual | Generation | TWh | 0.02578 | 0.02578 | 0.02578 | 0 | 0 | 0 | 0 | 0
NY Min Oil Burn - Ravenswood Oil - Winter | 1048 | 7068 | Generation Constraint in GWh | FALSE | G | Annual | Qualifying Generation | TWh | 0.02578 | 0.02578 | 0.02578 | 0 | 0 | 0 | 0 | 0
NY Min Oil Burn - Ravenswood Oil - Winter | 1048 | 7068 | Generation Constraint in GWh | FALSE | G | Annual | Rate | lb/MWh | 0 | 0 | 0 | 0 | 0 | 0 | 0 | 0
NY Min Oil Burn - Ravenswood Oil - Winter | 1048 | 7068 | Generation Constraint in GWh | FALSE | G | Annual | Constraint Shadow Price | US2016$/MWh | 112.549 | 113.5466 | 115.7536 | 0 | 0 | 0 | 0 | 0
NY Min Oil Burn - Ravenswood Oil - Winter Shldr | 1049 | 7069 | Generation Constraint in GWh | FALSE | G | Annual | Seasons Included | Seasons | WintShld | WintShld | WintShld
NY Min Oil Burn - Ravenswood Oil - Winter Shldr | 1049 | 7069 | Generation Constraint in GWh | FALSE | G | Annual | Standard GWh | GWh | 9.9845 | 9.9845 | 9.9845 | 0 | 0 | 0 | 0 | 0
NY Min Oil Burn - Ravenswood Oil - Winter Shldr | 1049 | 7069 | Generation Constraint in GWh | FALSE | G | Annual | Emissions at Affected Plants | GWh | 9.9845 | 9.9845 | 9.9845 | 0 | 0 | 0 | 0 | 0
NY Min Oil Burn - Ravenswood Oil - Winter Shldr | 1049 | 7069 | Generation Constraint in GWh | FALSE | G | Annual | Allowances Purchased | GWh | 0 | 0 | 0 | 0 | 0 | 0 | 0 | 0
NY Min Oil Burn - Ravenswood Oil - Winter Shldr | 1049 | 7069 | Generation Constraint in GWh | FALSE | G | Annual | Allowances Sold | GWh | 0 | 0 | 0 | 0 | 0 | 0 | 0 | 0
NY Min Oil Burn - Ravenswood Oil - Winter Shldr | 1049 | 7069 | Generation Constraint in GWh | FALSE | G | Annual | Allowances Banked | GWh | 0 | 0 | 0 | 0 | 0 | 0 | 0 | 0
NY Min Oil Burn - Ravenswood Oil - Winter Shldr | 1049 | 7069 | Generation Constraint in GWh | FALSE | G | Annual | Allowances Withdrawn (1:1) | GWh | 0 | 0 | 0 | 0 | 0 | 0 | 0 | 0
NY Min Oil Burn - Ravenswood Oil - Winter Shldr | 1049 | 7069 | Generation Constraint in GWh | FALSE | G | Annual | Allowances Withdrawn (n:1) | GWh | 0 | 0 | 0 | 0 | 0 | 0 | 0 | 0
NY Min Oil Burn - Ravenswood Oil - Winter Shldr | 1049 | 7069 | Generation Constraint in GWh | FALSE | G | Annual | Net Emissions Allowance Position | GWh | 9.9845 | 9.9845 | 9.9845 | 0 | 0 | 0 | 0 | 0
NY Min Oil Burn - Ravenswood Oil - Winter Shldr | 1049 | 7069 | Generation Constraint in GWh | FALSE | G | Annual | Fuel Consumed | TBtu | 0.10893 | 0.10893 | 0.10893 | 0 | 0 | 0 | 0 | 0
NY Min Oil Burn - Ravenswood Oil - Winter Shldr | 1049 | 7069 | Generation Constraint in GWh | FALSE | G | Annual | Heat Rate | MMBtu/MWh | 10.91 | 10.91 | 10.91 | 0 | 0 | 0 | 0 | 0
NY Min Oil Burn - Ravenswood Oil - Winter Shldr | 1049 | 7069 | Generation Constraint in GWh | FALSE | G | Annual | Generation | TWh | 0.0099845 | 0.0099845 | 0.0099845 | 0 | 0 | 0 | 0 | 0
NY Min Oil Burn - Ravenswood Oil - Winter Shldr | 1049 | 7069 | Generation Constraint in GWh | FALSE | G | Annual | Qualifying Generation | TWh | 0.0099845 | 0.0099845 | 0.0099845 | 0 | 0 | 0 | 0 | 0
NY Min Oil Burn - Ravenswood Oil - Winter Shldr | 1049 | 7069 | Generation Constraint in GWh | FALSE | G | Annual | Rate | lb/MWh | 0 | 0 | 0 | 0 | 0 | 0 | 0 | 0
NY Min Oil Burn - Ravenswood Oil - Winter Shldr | 1049 | 7069 | Generation Constraint in GWh | FALSE | G | Annual | Constraint Shadow Price | US2016$/MWh | 124.075 | 125.9195 | 134.7508 | 0 | 0 | 0 | 0 | 0
NY New Units MER Rate Limit v3.1, Unit 30157 and retrofits | 1050 | 1912 | Rate Constraint in lbs/MMBtu | FALSE | L | Annual | Seasons Included | Seasons | Winter, WintShld, Summer | Winter, WintShld, Summer | Winter, WintShld, Summer | Winter, WintShld, Summer | Winter, WintShld, Summer | Winter, WintShld, Summer | Winter, WintShld, Summer | Winter, WintShld, Summer
NY New Units MER Rate Limit v3.1, Unit 30157 and retrofits | 1050 | 1912 | Rate Constraint in lbs/MMBtu | FALSE | L | Annual | Standard MER | lb/MMBtu | 6e-07 | 6e-07 | 6e-07 | 6e-07 | 6e-07 | 6e-07 | 6e-07 | 6e-07
NY New Units MER Rate Limit v3.1, Unit 30157 and retrofits | 1050 | 1912 | Rate Constraint in lbs/MMBtu | FALSE | L | Annual | Emissions at Affected Plants MER | lbs | 0 | 0 | 0 | 0 | 0 | 0 | 0 | 0
NY New Units MER Rate Limit v3.1, Unit 30157 and retrofits | 1050 | 1912 | Rate Constraint in lbs/MMBtu | FALSE | L | Annual | Allowances Purchased MER | lbs | 0 | 0 | 0 | 0 | 0 | 0 | 0 | 0
NY New Units MER Rate Limit v3.1, Unit 30157 and retrofits | 1050 | 1912 | Rate Constraint in lbs/MMBtu | FALSE | L | Annual | Allowances Sold MER | lbs | 0 | 0 | 0 | 0 | 0 | 0 | 0 | 0
NY New Units MER Rate Limit v3.1, Unit 30157 and retrofits | 1050 | 1912 | Rate Constraint in lbs/MMBtu | FALSE | L | Annual | Allowances Banked | lbs | 0 | 0 | 0 | 0 | 0 | 0 | 0 | 0
NY New Units MER Rate Limit v3.1, Unit 30157 and retrofits | 1050 | 1912 | Rate Constraint in lbs/MMBtu | FALSE | L | Annual | Allowances Withdrawn (1:1) | lbs | 0 | 0 | 0 | 0 | 0 | 0 | 0 | 0
NY New Units MER Rate Limit v3.1, Unit 30157 and retrofits | 1050 | 1912 | Rate Constraint in lbs/MMBtu | FALSE | L | Annual | Allowances Withdrawn (n:1) | lbs | 0 | 0 | 0 | 0 | 0 | 0 | 0 | 0
NY New Units MER Rate Limit v3.1, Unit 30157 and retrofits | 1050 | 1912 | Rate Constraint in lbs/MMBtu | FALSE | L | Annual | Net Emissions Allowance Position | lbs | 0 | 0 | 0 | 0 | 0 | 0 | 0 | 0
NY New Units MER Rate Limit v3.1, Unit 30157 and retrofits | 1050 | 1912 | Rate Constraint in lbs/MMBtu | FALSE | L | Annual | Fuel Consumed | TBtu | 0 | 0 | 0 | 0 | 0 | 0 | 0 | 0
NY New Units MER Rate Limit v3.1, Unit 30157 and retrofits | 1050 | 1912 | Rate Constraint in lbs/MMBtu | FALSE | L | Annual | Rate | lb/MMBtu | 0 | 0 | 0 | 0 | 0 | 0 | 0 | 0
NY New Units MER Rate Limit v3.1, Unit 30157 and retrofits | 1050 | 1912 | Rate Constraint in lbs/MMBtu | FALSE | L | Annual | Generation | TWh | 0 | 0 | 0 | 0 | 0 | 0 | 0 | 0
NY New Units MER Rate Limit v3.1, Unit 30157 and retrofits | 1050 | 1912 | Rate Constraint in lbs/MMBtu | FALSE | L | Annual | Qualifying Generation | TWh | 0 | 0 | 0 | 0 | 0 | 0 | 0 | 0
NY New Units MER Rate Limit v3.1, Unit 30157 and retrofits | 1050 | 1912 | Rate Constraint in lbs/MMBtu | FALSE | L | Annual | Rate | lb/MWh | 0 | 0 | 0 | 0 | 0 | 0 | 0 | 0
NY New Units MER Rate Limit v3.1, Unit 30157 and retrofits | 1050 | 1912 | Rate Constraint in lbs/MMBtu | FALSE | L | Annual | Constraint Shadow Price | US2016$/Lb | 0 | 0 | 51487514.8513 | 70374313.3545 | 64379570.105 | 50557609.7064 | 24212198.4558 | 59859527.34
OR Utility Hg Rule - MER Removal New Units v3.1 | 1051 | 1514 | Rate Constraint in lbs/MMBtu | FALSE | L | Annual | Seasons Included | Seasons | Winter, WintShld, Summer | Winter, WintShld, Summer | Winter, WintShld, Summer | Winter, WintShld, Summer | Winter, WintShld, Summer | Winter, WintShld, Summer | Winter, WintShld, Summer | Winter, WintShld, Summer
OR Utility Hg Rule - MER Removal New Units v3.1 | 1051 | 1514 | Rate Constraint in lbs/MMBtu | FALSE | L | Annual | Standard MER | lb/MMBtu | 6e-07 | 6e-07 | 6e-07 | 6e-07 | 6e-07 | 6e-07 | 6e-07 | 6e-07
OR Utility Hg Rule - MER Removal New Units v3.1 | 1051 | 1514 | Rate Constraint in lbs/MMBtu | FALSE | L | Annual | Emissions at Affected Plants MER | lbs | 0 | 0 | 0 | 0 | 0 | 0 | 0 | 0
OR Utility Hg Rule - MER Removal New Units v3.1 | 1051 | 1514 | Rate Constraint in lbs/MMBtu | FALSE | L | Annual | Allowances Purchased MER | lbs | 0 | 0 | 0 | 0 | 0 | 0 | 0 | 0
OR Utility Hg Rule - MER Removal New Units v3.1 | 1051 | 1514 | Rate Constraint in lbs/MMBtu | FALSE | L | Annual | Allowances Sold MER | lbs | 0 | 0 | 0 | 0 | 0 | 0 | 0 | 0
OR Utility Hg Rule - MER Removal New Units v3.1 | 1051 | 1514 | Rate Constraint in lbs/MMBtu | FALSE | L | Annual | Allowances Banked | lbs | 0 | 0 | 0 | 0 | 0 | 0 | 0 | 0
OR Utility Hg Rule - MER Removal New Units v3.1 | 1051 | 1514 | Rate Constraint in lbs/MMBtu | FALSE | L | Annual | Allowances Withdrawn (1:1) | lbs | 0 | 0 | 0 | 0 | 0 | 0 | 0 | 0
OR Utility Hg Rule - MER Removal New Units v3.1 | 1051 | 1514 | Rate Constraint in lbs/MMBtu | FALSE | L | Annual | Allowances Withdrawn (n:1) | lbs | 0 | 0 | 0 | 0 | 0 | 0 | 0 | 0
OR Utility Hg Rule - MER Removal New Units v3.1 | 1051 | 1514 | Rate Constraint in lbs/MMBtu | FALSE | L | Annual | Net Emissions Allowance Position | lbs | 0 | 0 | 0 | 0 | 0 | 0 | 0 | 0
OR Utility Hg Rule - MER Removal New Units v3.1 | 1051 | 1514 | Rate Constraint in lbs/MMBtu | FALSE | L | Annual | Fuel Consumed | TBtu | 0 | 0 | 0 | 0 | 0 | 0 | 0 | 0
OR Utility Hg Rule - MER Removal New Units v3.1 | 1051 | 1514 | Rate Constraint in lbs/MMBtu | FALSE | L | Annual | Rate | lb/MMBtu | 0 | 0 | 0 | 0 | 0 | 0 | 0 | 0
OR Utility Hg Rule - MER Removal New Units v3.1 | 1051 | 1514 | Rate Constraint in lbs/MMBtu | FALSE | L | Annual | Generation | TWh | 0 | 0 | 0 | 0 | 0 | 0 | 0 | 0
OR Utility Hg Rule - MER Removal New Units v3.1 | 1051 | 1514 | Rate Constraint in lbs/MMBtu | FALSE | L | Annual | Qualifying Generation | TWh | 0 | 0 | 0 | 0 | 0 | 0 | 0 | 0
OR Utility Hg Rule - MER Removal New Units v3.1 | 1051 | 1514 | Rate Constraint in lbs/MMBtu | FALSE | L | Annual | Rate | lb/MWh | 0 | 0 | 0 | 0 | 0 | 0 | 0 | 0
OR Utility Hg Rule - MER Removal New Units v3.1 | 1051 | 1514 | Rate Constraint in lbs/MMBtu | FALSE | L | Annual | Constraint Shadow Price | US2016$/Lb | 0 | 0 | 1224541.7129 | 0 | 0 | 0 | 0 | 0
Ozone Season NOX Transport - AL | 1052 | 6703 | Rate Constraint in MTons | FALSE | L | Annual | Seasons Included | Seasons | Summer | Summer | Summer | Summer | Summer | Summer | Summer | Summer
Ozone Season NOX Transport - AL | 1052 | 6703 | Rate Constraint in MTons | FALSE | L | Annual | Standard NOX | Thousand Tons | 15.985 | 15.985 | 15.985 | 15.985 | 15.985 | 15.985 | 15.985 | 15.985
Ozone Season NOX Transport - AL | 1052 | 6703 | Rate Constraint in MTons | FALSE | L | Annual | Emissions at Affected Plants NOX | Thousand Tons | 5.8241 | 5.2057 | 5.4192 | 6.4252 | 6.8252 | 6.5196 | 6.6064 | 6.6494
Ozone Season NOX Transport - AL | 1052 | 6703 | Rate Constraint in MTons | FALSE | L | Annual | Allowances Purchased NOX | Thousand Tons | 0 | 0 | 0 | 0 | 0 | 0 | 0 | 0
Ozone Season NOX Transport - AL | 1052 | 6703 | Rate Constraint in MTons | FALSE | L | Annual | Allowances Sold NOX | Thousand Tons | 0 | 0 | 0 | 0 | 0 | 0 | 0 | 0
Ozone Season NOX Transport - AL | 1052 | 6703 | Rate Constraint in MTons | FALSE | L | Annual | Allowances Banked | Thousand Tons | 0 | 0 | 0 | 0 | 0 | 0 | 0 | 0
Ozone Season NOX Transport - AL | 1052 | 6703 | Rate Constraint in MTons | FALSE | L | Annual | Allowances Withdrawn (1:1) | Thousand Tons | 0 | 0 | 0 | 0 | 0 | 0 | 0 | 0
Ozone Season NOX Transport - AL | 1052 | 6703 | Rate Constraint in MTons | FALSE | L | Annual | Allowances Withdrawn (n:1) | Thousand Tons | 0 | 0 | 0 | 0 | 0 | 0 | 0 | 0
Ozone Season NOX Transport - AL | 1052 | 6703 | Rate Constraint in MTons | FALSE | L | Annual | Net Emissions Allowance Position | Thousand Tons | 5.8241 | 5.2057 | 5.4192 | 6.4252 | 6.8252 | 6.5196 | 6.6064 | 6.6494
Ozone Season NOX Transport - AL | 1052 | 6703 | Rate Constraint in MTons | FALSE | L | Annual | Fuel Consumed | TBtu | 320.2781 | 299.5624 | 308.7847 | 328.3407 | 327.1107 | 331.3317 | 347.8217 | 360.5418
Ozone Season NOX Transport - AL | 1052 | 6703 | Rate Constraint in MTons | FALSE | L | Annual | Rate | lb/MMBtu | 0.036369 | 0.034756 | 0.0351 | 0.039137 | 0.04173 | 0.039354 | 0.037987 | 0.036886
Ozone Season NOX Transport - AL | 1052 | 6703 | Rate Constraint in MTons | FALSE | L | Annual | Generation | TWh | 39.3505 | 36.8555 | 37.9988 | 39.3504 | 42.8463 | 53.2598 | 64.2047 | 79.5877
Ozone Season NOX Transport - AL | 1052 | 6703 | Rate Constraint in MTons | FALSE | L | Annual | Qualifying Generation | TWh | 39.3505 | 36.8555 | 37.9988 | 39.3504 | 39.0894 | 40.3897 | 43.0657 | 45.6127
Ozone Season NOX Transport - AL | 1052 | 6703 | Rate Constraint in MTons | FALSE | L | Annual | Rate | lb/MWh | 0.29601 | 0.28249 | 0.28523 | 0.32656 | 0.34921 | 0.32284 | 0.30681 | 0.29156
Ozone Season NOX Transport - AL | 1052 | 6703 | Rate Constraint in MTons | FALSE | L | Annual | Constraint Shadow Price | US2016$/Ton | 0 | 0 | 0 | 0 | 0 | 0 | 0 | 0
Ozone Season NOX Transport - AR | 1053 | 6704 | Rate Constraint in MTons | FALSE | L | Annual | Seasons Included | Seasons | Summer | Summer | Summer | Summer | Summer | Summer | Summer | Summer
Ozone Season NOX Transport - AR | 1053 | 6704 | Rate Constraint in MTons | FALSE | L | Annual | Standard NOX | Thousand Tons | 11.144 | 11.144 | 11.144 | 11.144 | 11.144 | 11.144 | 11.144 | 11.144
Ozone Season NOX Transport - AR | 1053 | 6704 | Rate Constraint in MTons | FALSE | L | Annual | Emissions at Affected Plants NOX | Thousand Tons | 5.2618 | 6.2016 | 6.4086 | 8.0198 | 4.3075 | 4.3708 | 4.392 | 4.2731
Ozone Season NOX Transport - AR | 1053 | 6704 | Rate Constraint in MTons | FALSE | L | Annual | Allowances Purchased NOX | Thousand Tons | 0 | 0 | 0 | 0 | 0 | 0 | 0 | 0
Ozone Season NOX Transport - AR | 1053 | 6704 | Rate Constraint in MTons | FALSE | L | Annual | Allowances Sold NOX | Thousand Tons | 0 | 0 | 0 | 0 | 0 | 0 | 0 | 0
Ozone Season NOX Transport - AR | 1053 | 6704 | Rate Constraint in MTons | FALSE | L | Annual | Allowances Banked | Thousand Tons | 0 | 0 | 0 | 0 | 0 | 0 | 0 | 0
Ozone Season NOX Transport - AR | 1053 | 6704 | Rate Constraint in MTons | FALSE | L | Annual | Allowances Withdrawn (1:1) | Thousand Tons | 0 | 0 | 0 | 0 | 0 | 0 | 0 | 0
Ozone Season NOX Transport - AR | 1053 | 6704 | Rate Constraint in MTons | FALSE | L | Annual | Allowances Withdrawn (n:1) | Thousand Tons | 0 | 0 | 0 | 0 | 0 | 0 | 0 | 0
Ozone Season NOX Transport - AR | 1053 | 6704 | Rate Constraint in MTons | FALSE | L | Annual | Net Emissions Allowance Position | Thousand Tons | 5.2618 | 6.2016 | 6.4086 | 8.0198 | 4.3075 | 4.3708 | 4.392 | 4.2731
Ozone Season NOX Transport - AR | 1053 | 6704 | Rate Constraint in MTons | FALSE | L | Annual | Fuel Consumed | TBtu | 132.1314 | 155.2434 | 158.0514 | 169.0612 | 147.0164 | 159.2065 | 165.8637 | 168.5254
Ozone Season NOX Transport - AR | 1053 | 6704 | Rate Constraint in MTons | FALSE | L | Annual | Rate | lb/MMBtu | 0.079646 | 0.079896 | 0.081095 | 0.094875 | 0.058598 | 0.054907 | 0.052959 | 0.050712
Ozone Season NOX Transport - AR | 1053 | 6704 | Rate Constraint in MTons | FALSE | L | Annual | Generation | TWh | 16.3856 | 18.8507 | 19.1733 | 20.0736 | 23.5798 | 36.105 | 42.1172 | 43.7987
Ozone Season NOX Transport - AR | 1053 | 6704 | Rate Constraint in MTons | FALSE | L | Annual | Qualifying Generation | TWh | 16.3856 | 18.8507 | 19.1733 | 20.0736 | 18.2351 | 20.3353 | 21.7532 | 22.4475
Ozone Season NOX Transport - AR | 1053 | 6704 | Rate Constraint in MTons | FALSE | L | Annual | Rate | lb/MWh | 0.64225 | 0.65797 | 0.66849 | 0.79904 | 0.47244 | 0.42987 | 0.4038 | 0.38072
Ozone Season NOX Transport - AR | 1053 | 6704 | Rate Constraint in MTons | FALSE | L | Annual | Constraint Shadow Price | US2016$/Ton | 0 | 0 | 0 | 0 | 0 | 0 | 0 | 0
Ozone Season NOX Transport - GA | 1054 | 6726 | Rate Constraint in MTons | FALSE | L | Annual | Seasons Included | Seasons | Summer | Summer | Summer | Summer | Summer | Summer | Summer | Summer
Ozone Season NOX Transport - GA | 1054 | 6726 | Rate Constraint in MTons | FALSE | L | Annual | Standard NOX | Thousand Tons | 29.09 | 29.09 | 29.09 | 29.09 | 29.09 | 29.09 | 29.09 | 29.09
Ozone Season NOX Transport - GA | 1054 | 6726 | Rate Constraint in MTons | FALSE | L | Annual | Emissions at Affected Plants NOX | Thousand Tons | 7.672 | 7.1613 | 7.2319 | 8.488 | 9.3617 | 9.4383 | 9.5294 | 9.7177
Ozone Season NOX Transport - GA | 1054 | 6726 | Rate Constraint in MTons | FALSE | L | Annual | Allowances Purchased NOX | Thousand Tons | 0 | 0 | 0 | 0 | 0 | 0 | 0 | 0
Ozone Season NOX Transport - GA | 1054 | 6726 | Rate Constraint in MTons | FALSE | L | Annual | Allowances Sold NOX | Thousand Tons | 0 | 0 | 0 | 0 | 0 | 0 | 0 | 0
Ozone Season NOX Transport - GA | 1054 | 6726 | Rate Constraint in MTons | FALSE | L | Annual | Allowances Banked | Thousand Tons | 0 | 0 | 0 | 0 | 0 | 0 | 0 | 0
Ozone Season NOX Transport - GA | 1054 | 6726 | Rate Constraint in MTons | FALSE | L | Annual | Allowances Withdrawn (1:1) | Thousand Tons | 0 | 0 | 0 | 0 | 0 | 0 | 0 | 0
Ozone Season NOX Transport - GA | 1054 | 6726 | Rate Constraint in MTons | FALSE | L | Annual | Allowances Withdrawn (n:1) | Thousand Tons | 0 | 0 | 0 | 0 | 0 | 0 | 0 | 0
Ozone Season NOX Transport - GA | 1054 | 6726 | Rate Constraint in MTons | FALSE | L | Annual | Net Emissions Allowance Position | Thousand Tons | 7.672 | 7.1613 | 7.2319 | 8.488 | 9.3617 | 9.4383 | 9.5294 | 9.7177
Ozone Season NOX Transport - GA | 1054 | 6726 | Rate Constraint in MTons | FALSE | L | Annual | Fuel Consumed | TBtu | 322.7914 | 306.7058 | 310.3017 | 336.1893 | 349.5543 | 367.9889 | 386.606 | 416.5036
Ozone Season NOX Transport - GA | 1054 | 6726 | Rate Constraint in MTons | FALSE | L | Annual | Rate | lb/MMBtu | 0.047535 | 0.046698 | 0.046612 | 0.050495 | 0.053564 | 0.051297 | 0.049298 | 0.046663
Ozone Season NOX Transport - GA | 1054 | 6726 | Rate Constraint in MTons | FALSE | L | Annual | Generation | TWh | 39.5481 | 37.7251 | 38.128 | 53.0205 | 68.5276 | 86.9324 | 105.0546 | 129.5163
Ozone Season NOX Transport - GA | 1054 | 6726 | Rate Constraint in MTons | FALSE | L | Annual | Qualifying Generation | TWh | 39.5481 | 37.7251 | 38.128 | 40.6196 | 42.0077 | 45.3408 | 48.4852 | 53.5317
Ozone Season NOX Transport - GA | 1054 | 6726 | Rate Constraint in MTons | FALSE | L | Annual | Rate | lb/MWh | 0.38798 | 0.37966 | 0.37935 | 0.41793 | 0.44572 | 0.41633 | 0.39309 | 0.36306
Ozone Season NOX Transport - GA | 1054 | 6726 | Rate Constraint in MTons | FALSE | L | Annual | Constraint Shadow Price | US2016$/Ton | 0 | 0 | 0 | 0 | 0 | 0 | 0 | 0
Ozone Season NOX Transport - IA | 1055 | 6707 | Rate Constraint in MTons | FALSE | L | Annual | Seasons Included | Seasons | Summer | Summer | Summer | Summer | Summer | Summer | Summer | Summer
Ozone Season NOX Transport - IA | 1055 | 6707 | Rate Constraint in MTons | FALSE | L | Annual | Standard NOX | Thousand Tons | 13.639 | 13.639 | 13.639 | 13.639 | 13.639 | 13.639 | 13.639 | 13.639
Ozone Season NOX Transport - IA | 1055 | 6707 | Rate Constraint in MTons | FALSE | L | Annual | Emissions at Affected Plants NOX | Thousand Tons | 10.6206 | 10.6486 | 10.5712 | 11.0434 | 10.9483 | 11.3368 | 11.0433 | 10.9871
Ozone Season NOX Transport - IA | 1055 | 6707 | Rate Constraint in MTons | FALSE | L | Annual | Allowances Purchased NOX | Thousand Tons | 0 | 0 | 0 | 0 | 0 | 0 | 0 | 0
Ozone Season NOX Transport - IA | 1055 | 6707 | Rate Constraint in MTons | FALSE | L | Annual | Allowances Sold NOX | Thousand Tons | 0 | 0 | 0 | 0 | 0 | 0 | 0 | 0
Ozone Season NOX Transport - IA | 1055 | 6707 | Rate Constraint in MTons | FALSE | L | Annual | Allowances Banked | Thousand Tons | 0 | 0 | 0 | 0 | 0 | 0 | 0 | 0
Ozone Season NOX Transport - IA | 1055 | 6707 | Rate Constraint in MTons | FALSE | L | Annual | Allowances Withdrawn (1:1) | Thousand Tons | 0 | 0 | 0 | 0 | 0 | 0 | 0 | 0
Ozone Season NOX Transport - IA | 1055 | 6707 | Rate Constraint in MTons | FALSE | L | Annual | Allowances Withdrawn (n:1) | Thousand Tons | 0 | 0 | 0 | 0 | 0 | 0 | 0 | 0
Ozone Season NOX Transport - IA | 1055 | 6707 | Rate Constraint in MTons | FALSE | L | Annual | Net Emissions Allowance Position | Thousand Tons | 10.6206 | 10.6486 | 10.5712 | 11.0434 | 10.9483 | 11.3368 | 11.0433 | 10.9871
Ozone Season NOX Transport - IA | 1055 | 6707 | Rate Constraint in MTons | FALSE | L | Annual | Fuel Consumed | TBtu | 158.5279 | 159.5873 | 161.9115 | 169.4811 | 174.7826 | 174.1791 | 170.6694 | 167.9999
Ozone Season NOX Transport - IA | 1055 | 6707 | Rate Constraint in MTons | FALSE | L | Annual | Rate | lb/MMBtu | 0.13399 | 0.13345 | 0.13058 | 0.13032 | 0.12528 | 0.13017 | 0.12941 | 0.1308
Ozone Season NOX Transport - IA | 1055 | 6707 | Rate Constraint in MTons | FALSE | L | Annual | Generation | TWh | 16.5792 | 16.6782 | 16.9011 | 17.5907 | 18.2923 | 18.7821 | 18.7643 | 19.1027
Ozone Season NOX Transport - IA | 1055 | 6707 | Rate Constraint in MTons | FALSE | L | Annual | Qualifying Generation | TWh | 16.5792 | 16.6782 | 16.9011 | 17.5907 | 18.2923 | 18.0754 | 17.7337 | 17.3512
Ozone Season NOX Transport - IA | 1055 | 6707 | Rate Constraint in MTons | FALSE | L | Annual | Rate | lb/MWh | 1.2812 | 1.2769 | 1.2509 | 1.2556 | 1.197 | 1.2544 | 1.2455 | 1.2664
Ozone Season NOX Transport - IA | 1055 | 6707 | Rate Constraint in MTons | FALSE | L | Annual | Constraint Shadow Price | US2016$/Ton | 0 | 0 | 0 | 0 | 0 | 0 | 0 | 0
Ozone Season NOX Transport - IL | 1056 | 6705 | Rate Constraint in MTons | FALSE | L | Annual | Seasons Included | Seasons | Summer | Summer | Summer | Summer | Summer | Summer | Summer | Summer
Ozone Season NOX Transport - IL | 1056 | 6705 | Rate Constraint in MTons | FALSE | L | Annual | Standard NOX | Thousand Tons | 17.667 | 17.667 | 17.667 | 17.667 | 17.667 | 17.667 | 17.667 | 17.667
Ozone Season NOX Transport - IL | 1056 | 6705 | Rate Constraint in MTons | FALSE | L | Annual | Emissions at Affected Plants NOX | Thousand Tons | 13.6447 | 14.2036 | 13.9256 | 15.0085 | 14.1427 | 14.8669 | 14.7977 | 14.2585
Ozone Season NOX Transport - IL | 1056 | 6705 | Rate Constraint in MTons | FALSE | L | Annual | Allowances Purchased NOX | Thousand Tons | 0 | 0 | 0 | 0 | 0 | 0 | 0 | 0
Ozone Season NOX Transport - IL | 1056 | 6705 | Rate Constraint in MTons | FALSE | L | Annual | Allowances Sold NOX | Thousand Tons | 0 | 0 | 0 | 0 | 0 | 0 | 0 | 0
Ozone Season NOX Transport - IL | 1056 | 6705 | Rate Constraint in MTons | FALSE | L | Annual | Allowances Banked | Thousand Tons | 0 | 0 | 0 | 0 | 0 | 0 | 0 | 0
Ozone Season NOX Transport - IL | 1056 | 6705 | Rate Constraint in MTons | FALSE | L | Annual | Allowances Withdrawn (1:1) | Thousand Tons | 0 | 0 | 0 | 0 | 0 | 0 | 0 | 0
Ozone Season NOX Transport - IL | 1056 | 6705 | Rate Constraint in MTons | FALSE | L | Annual | Allowances Withdrawn (n:1) | Thousand Tons | 0 | 0 | 0 | 0 | 0 | 0 | 0 | 0
Ozone Season NOX Transport - IL | 1056 | 6705 | Rate Constraint in MTons | FALSE | L | Annual | Net Emissions Allowance Position | Thousand Tons | 13.6447 | 14.2036 | 13.9256 | 15.0085 | 14.1427 | 14.8669 | 14.7977 | 14.2585
Ozone Season NOX Transport - IL | 1056 | 6705 | Rate Constraint in MTons | FALSE | L | Annual | Fuel Consumed | TBtu | 330.1545 | 343.2449 | 342.895 | 364.2075 | 354.2885 | 355.8539 | 347.9664 | 341.9105
Ozone Season NOX Transport - IL | 1056 | 6705 | Rate Constraint in MTons | FALSE | L | Annual | Rate | lb/MMBtu | 0.082656 | 0.082761 | 0.081224 | 0.082417 | 0.079837 | 0.083556 | 0.085053 | 0.083405
Ozone Season NOX Transport - IL | 1056 | 6705 | Rate Constraint in MTons | FALSE | L | Annual | Generation | TWh | 33.2571 | 34.5464 | 34.5462 | 36.3848 | 38.2783 | 42.0384 | 45.1773 | 51.1927
Ozone Season NOX Transport - IL | 1056 | 6705 | Rate Constraint in MTons | FALSE | L | Annual | Qualifying Generation | TWh | 33.2571 | 34.5464 | 34.5462 | 36.3848 | 35.7452 | 35.3716 | 34.3618 | 34.0497
Ozone Season NOX Transport - IL | 1056 | 6705 | Rate Constraint in MTons | FALSE | L | Annual | Rate | lb/MWh | 0.82056 | 0.82229 | 0.8062 | 0.82499 | 0.79131 | 0.84061 | 0.86129 | 0.83751
Ozone Season NOX Transport - IL | 1056 | 6705 | Rate Constraint in MTons | FALSE | L | Annual | Constraint Shadow Price | US2016$/Ton | 0 | 0 | 0 | 0 | 0 | 0 | 0 | 0
Ozone Season NOX Transport - IN | 1057 | 6706 | Rate Constraint in MTons | FALSE | L | Annual | Seasons Included | Seasons | Summer | Summer | Summer | Summer | Summer | Summer | Summer | Summer
Ozone Season NOX Transport - IN | 1057 | 6706 | Rate Constraint in MTons | FALSE | L | Annual | Standard NOX | Thousand Tons | 28.197 | 28.197 | 28.197 | 28.197 | 28.197 | 28.197 | 28.197 | 28.197
Ozone Season NOX Transport - IN | 1057 | 6706 | Rate Constraint in MTons | FALSE | L | Annual | Emissions at Affected Plants NOX | Thousand Tons | 17.0184 | 16.727 | 16.6399 | 16.9255 | 15.8978 | 16.5318 | 16.4244 | 13.5493
Ozone Season NOX Transport - IN | 1057 | 6706 | Rate Constraint in MTons | FALSE | L | Annual | Allowances Purchased NOX | Thousand Tons | 0 | 0 | 0 | 0 | 0 | 0 | 0 | 0
Ozone Season NOX Transport - IN | 1057 | 6706 | Rate Constraint in MTons | FALSE | L | Annual | Allowances Sold NOX | Thousand Tons | 0 | 0 | 0 | 0 | 0 | 0 | 0 | 0
Ozone Season NOX Transport - IN | 1057 | 6706 | Rate Constraint in MTons | FALSE | L | Annual | Allowances Banked | Thousand Tons | 0 | 0 | 0 | 0 | 0 | 0 | 0 | 0
Ozone Season NOX Transport - IN | 1057 | 6706 | Rate Constraint in MTons | FALSE | L | Annual | Allowances Withdrawn (1:1) | Thousand Tons | 0 | 0 | 0 | 0 | 0 | 0 | 0 | 0
Ozone Season NOX Transport - IN | 1057 | 6706 | Rate Constraint in MTons | FALSE | L | Annual | Allowances Withdrawn (n:1) | Thousand Tons | 0 | 0 | 0 | 0 | 0 | 0 | 0 | 0
Ozone Season NOX Transport - IN | 1057 | 6706 | Rate Constraint in MTons | FALSE | L | Annual | Net Emissions Allowance Position | Thousand Tons | 17.0184 | 16.727 | 16.6399 | 16.9255 | 15.8978 | 16.5318 | 16.4244 | 13.5493
Ozone Season NOX Transport - IN | 1057 | 6706 | Rate Constraint in MTons | FALSE | L | Annual | Fuel Consumed | TBtu | 342.9071 | 346.522 | 343.0233 | 347.2048 | 357.4798 | 379.9754 | 409.4739 | 405.1801
Ozone Season NOX Transport - IN | 1057 | 6706 | Rate Constraint in MTons | FALSE | L | Annual | Rate | lb/MMBtu | 0.09926 | 0.096542 | 0.097019 | 0.097496 | 0.088944 | 0.087015 | 0.080222 | 0.06688
Ozone Season NOX Transport - IN | 1057 | 6706 | Rate Constraint in MTons | FALSE | L | Annual | Generation | TWh | 35.5456 | 36.0096 | 35.6793 | 35.9768 | 44.6951 | 51.6564 | 62.357 | 75.8039
Ozone Season NOX Transport - IN | 1057 | 6706 | Rate Constraint in MTons | FALSE | L | Annual | Qualifying Generation | TWh | 35.5456 | 36.0096 | 35.6793 | 35.9768 | 38.7611 | 41.8994 | 47.1628 | 51.3865
Ozone Season NOX Transport - IN | 1057 | 6706 | Rate Constraint in MTons | FALSE | L | Annual | Rate | lb/MWh | 0.95755 | 0.92903 | 0.93275 | 0.94091 | 0.8203 | 0.78912 | 0.6965 | 0.52735
Ozone Season NOX Transport - IN | 1057 | 6706 | Rate Constraint in MTons | FALSE | L | Annual | Constraint Shadow Price | US2016$/Ton | 0 | 0 | 0 | 0 | 0 | 0 | 0 | 0
Ozone Season NOX Transport - KS | 1058 | 6708 | Rate Constraint in MTons | FALSE | L | Annual | Seasons Included | Seasons | Summer | Summer | Summer | Summer | Summer | Summer | Summer | Summer
Ozone Season NOX Transport - KS | 1058 | 6708 | Rate Constraint in MTons | FALSE | L | Annual | Standard NOX | Thousand Tons | 9.713 | 9.713 | 9.713 | 9.713 | 9.713 | 9.713 | 9.713 | 9.713
Ozone Season NOX Transport - KS | 1058 | 6708 | Rate Constraint in MTons | FALSE | L | Annual | Emissions at Affected Plants NOX | Thousand Tons | 7.419 | 7.9928 | 7.9036 | 8.2699 | 8.3231 | 8.4764 | 8.4202 | 7.899
Ozone Season NOX Transport - KS | 1058 | 6708 | Rate Constraint in MTons | FALSE | L | Annual | Allowances Purchased NOX | Thousand Tons | 0 | 0 | 0 | 0 | 0 | 0 | 0 | 0
Ozone Season NOX Transport - KS | 1058 | 6708 | Rate Constraint in MTons | FALSE | L | Annual | Allowances Sold NOX | Thousand Tons | 0 | 0 | 0 | 0 | 0 | 0 | 0 | 0
Ozone Season NOX Transport - KS | 1058 | 6708 | Rate Constraint in MTons | FALSE | L | Annual | Allowances Banked | Thousand Tons | 0 | 0 | 0 | 0 | 0 | 0 | 0 | 0
Ozone Season NOX Transport - KS | 1058 | 6708 | Rate Constraint in MTons | FALSE | L | Annual | Allowances Withdrawn (1:1) | Thousand Tons | 0 | 0 | 0 | 0 | 0 | 0 | 0 | 0
Ozone Season NOX Transport - KS | 1058 | 6708 | Rate Constraint in MTons | FALSE | L | Annual | Allowances Withdrawn (n:1) | Thousand Tons | 0 | 0 | 0 | 0 | 0 | 0 | 0 | 0
Ozone Season NOX Transport - KS | 1058 | 6708 | Rate Constraint in MTons | FALSE | L | Annual | Net Emissions Allowance Position | Thousand Tons | 7.419 | 7.9928 | 7.9036 | 8.2699 | 8.3231 | 8.4764 | 8.4202 | 7.899
Ozone Season NOX Transport - KS | 1058 | 6708 | Rate Constraint in MTons | FALSE | L | Annual | Fuel Consumed | TBtu | 148.5577 | 160.2545 | 158.8148 | 163.5842 | 172.3312 | 179.6479 | 184.7019 | 179.6082
Ozone Season NOX Transport - KS | 1058 | 6708 | Rate Constraint in MTons | FALSE | L | Annual | Rate | lb/MMBtu | 0.099881 | 0.099751 | 0.099533 | 0.10111 | 0.096595 | 0.094367 | 0.091176 | 0.087959
Ozone Season NOX Transport - KS | 1058 | 6708 | Rate Constraint in MTons | FALSE | L | Annual | Generation | TWh | 13.6049 | 14.6578 | 14.5276 | 14.9175 | 22.2241 | 34.8208 | 41.1706 | 42.0048
Ozone Season NOX Transport - KS | 1058 | 6708 | Rate Constraint in MTons | FALSE | L | Annual | Qualifying Generation | TWh | 13.6049 | 14.6578 | 14.5276 | 14.9175 | 15.9693 | 16.8029 | 17.4361 | 17.0896
Ozone Season NOX Transport - KS | 1058 | 6708 | Rate Constraint in MTons | FALSE | L | Annual | Rate | lb/MWh | 1.0906 | 1.0906 | 1.0881 | 1.1087 | 1.0424 | 1.0089 | 0.96583 | 0.92442
Ozone Season NOX Transport - KS | 1058 | 6708 | Rate Constraint in MTons | FALSE | L | Annual | Constraint Shadow Price | US2016$/Ton | 0 | 0 | 0 | 0 | 0 | 0 | 0 | 0
Ozone Season NOX Transport - KY | 1059 | 6709 | Rate Constraint in MTons | FALSE | L | Annual | Seasons Included | Seasons | Summer | Summer | Summer | Summer | Summer | Summer | Summer | Summer
Ozone Season NOX Transport - KY | 1059 | 6709 | Rate Constraint in MTons | FALSE | L | Annual | Standard NOX | Thousand Tons | 25.549 | 25.549 | 25.549 | 25.549 | 25.549 | 25.549 | 25.549 | 25.549
Ozone Season NOX Transport - KY | 1059 | 6709 | Rate Constraint in MTons | FALSE | L | Annual | Emissions at Affected Plants NOX | Thousand Tons | 7.4915 | 8.1282 | 6.2841 | 6.3813 | 6.179 | 7.56 | 7.2945 | 6.8566
Ozone Season NOX Transport - KY | 1059 | 6709 | Rate Constraint in MTons | FALSE | L | Annual | Allowances Purchased NOX | Thousand Tons | 0 | 0 | 0 | 0 | 0 | 0 | 0 | 0
Ozone Season NOX Transport - KY | 1059 | 6709 | Rate Constraint in MTons | FALSE | L | Annual | Allowances Sold NOX | Thousand Tons | 0 | 0 | 0 | 0 | 0 | 0 | 0 | 0
Ozone Season NOX Transport - KY | 1059 | 6709 | Rate Constraint in MTons | FALSE | L | Annual | Allowances Banked | Thousand Tons | 0 | 0 | 0 | 0 | 0 | 0 | 0 | 0
Ozone Season NOX Transport - KY | 1059 | 6709 | Rate Constraint in MTons | FALSE | L | Annual | Allowances Withdrawn (1:1) | Thousand Tons | 0 | 0 | 0 | 0 | 0 | 0 | 0 | 0
Ozone Season NOX Transport - KY | 1059 | 6709 | Rate Constraint in MTons | FALSE | L | Annual | Allowances Withdrawn (n:1) | Thousand Tons | 0 | 0 | 0 | 0 | 0 | 0 | 0 | 0
Ozone Season NOX Transport - KY | 1059 | 6709 | Rate Constraint in MTons | FALSE | L | Annual | Net Emissions Allowance Position | Thousand Tons | 7.4915 | 8.1282 | 6.2841 | 6.3813 | 6.179 | 7.56 | 7.2945 | 6.8566
Ozone Season NOX Transport - KY | 1059 | 6709 | Rate Constraint in MTons | FALSE | L | Annual | Fuel Consumed | TBtu | 126.2808 | 151.5976 | 147.3022 | 174.6978 | 193.4472 | 213.7163 | 229.7418 | 245.3538
Ozone Season NOX Transport - KY | 1059 | 6709 | Rate Constraint in MTons | FALSE | L | Annual | Rate | lb/MMBtu | 0.11865 | 0.10723 | 0.085322 | 0.073056 | 0.063883 | 0.070748 | 0.063502 | 0.055892
Ozone Season NOX Transport - KY | 1059 | 6709 | Rate Constraint in MTons | FALSE | L | Annual | Generation | TWh | 13.7992 | 17.4814 | 17.6249 | 22.2415 | 37.1884 | 49.9304 | 67.1201 | 93.4932
Ozone Season NOX Transport - KY | 1059 | 6709 | Rate Constraint in MTons | FALSE | L | Annual | Qualifying Generation | TWh | 13.7992 | 17.4814 | 17.6249 | 22.2415 | 25.9807 | 28.7123 | 31.5247 | 34.336
Ozone Season NOX Transport - KY | 1059 | 6709 | Rate Constraint in MTons | FALSE | L | Annual | Rate | lb/MWh | 1.0858 | 0.92992 | 0.71309 | 0.57382 | 0.47566 | 0.52661 | 0.46278 | 0.39939
Ozone Season NOX Transport - KY | 1059 | 6709 | Rate Constraint in MTons | FALSE | L | Annual | Constraint Shadow Price | US2016$/Ton | 0 | 0 | 0 | 0 | 0 | 0 | 0 | 0
Ozone Season NOX Transport - LA | 1060 | 6710 | Rate Constraint in MTons | FALSE | L | Annual | Seasons Included | Seasons | Summer | Summer | Summer | Summer | Summer | Summer | Summer | Summer
Ozone Season NOX Transport - LA | 1060 | 6710 | Rate Constraint in MTons | FALSE | L | Annual | Standard NOX | Thousand Tons | 22.553 | 22.553 | 22.553 | 22.553 | 22.553 | 22.553 | 22.553 | 22.553
Ozone Season NOX Transport - LA | 1060 | 6710 | Rate Constraint in MTons | FALSE | L | Annual | Emissions at Affected Plants NOX | Thousand Tons | 7.8788 | 9.342 | 9.4668 | 9.3696 | 7.5729 | 7.6508 | 7.4361 | 6.5014
Ozone Season NOX Transport - LA | 1060 | 6710 | Rate Constraint in MTons | FALSE | L | Annual | Allowances Purchased NOX | Thousand Tons | 0 | 0 | 0 | 0 | 0 | 0 | 0 | 0
Ozone Season NOX Transport - LA | 1060 | 6710 | Rate Constraint in MTons | FALSE | L | Annual | Allowances Sold NOX | Thousand Tons | 0 | 0 | 0 | 0 | 0 | 0 | 0 | 0
Ozone Season NOX Transport - LA | 1060 | 6710 | Rate Constraint in MTons | FALSE | L | Annual | Allowances Banked | Thousand Tons | 0 | 0 | 0 | 0 | 0 | 0 | 0 | 0
Ozone Season NOX Transport - LA | 1060 | 6710 | Rate Constraint in MTons | FALSE | L | Annual | Allowances Withdrawn (1:1) | Thousand Tons | 0 | 0 | 0 | 0 | 0 | 0 | 0 | 0
Ozone Season NOX Transport - LA | 1060 | 6710 | Rate Constraint in MTons | FALSE | L | Annual | Allowances Withdrawn (n:1) | Thousand Tons | 0 | 0 | 0 | 0 | 0 | 0 | 0 | 0
Ozone Season NOX Transport - LA | 1060 | 6710 | Rate Constraint in MTons | FALSE | L | Annual | Net Emissions Allowance Position | Thousand Tons | 7.8788 | 9.342 | 9.4668 | 9.3696 | 7.5729 | 7.6508 | 7.4361 | 6.5014
Ozone Season NOX Transport - LA | 1060 | 6710 | Rate Constraint in MTons | FALSE | L | Annual | Fuel Consumed | TBtu | 254.6137 | 275.4432 | 279.7099 | 292.5882 | 313.6973 | 330.8227 | 339.1033 | 352.9334
Ozone Season NOX Transport - LA | 1060 | 6710 | Rate Constraint in MTons | FALSE | L | Annual | Rate | lb/MMBtu | 0.061888 | 0.067833 | 0.06769 | 0.064046 | 0.048281 | 0.046253 | 0.043857 | 0.036842
Ozone Season NOX Transport - LA | 1060 | 6710 | Rate Constraint in MTons | FALSE | L | Annual | Generation | TWh | 34.1858 | 36.1033 | 36.6231 | 37.8605 | 48.5113 | 62.9926 | 70.3413 | 77.1359
Ozone Season NOX Transport - LA | 1060 | 6710 | Rate Constraint in MTons | FALSE | L | Annual | Qualifying Generation | TWh | 34.1858 | 36.1033 | 36.6231 | 37.8605 | 42.8107 | 45.823 | 47.7014 | 51.674
Ozone Season NOX Transport - LA | 1060 | 6710 | Rate Constraint in MTons | FALSE | L | Annual | Rate | lb/MWh | 0.46094 | 0.51752 | 0.51698 | 0.49495 | 0.35378 | 0.33393 | 0.31178 | 0.25163
Ozone Season NOX Transport - LA | 1060 | 6710 | Rate Constraint in MTons | FALSE | L | Annual | Constraint Shadow Price | US2016$/Ton | 0 | 0 | 0 | 0 | 0 | 0 | 0 | 0
Ozone Season NOX Transport - MD | 1061 | 6711 | Rate Constraint in MTons | FALSE | L | Annual | Seasons Included | Seasons | Summer | Summer | Summer | Summer | Summer | Summer | Summer | Summer
Ozone Season NOX Transport - MD | 1061 | 6711 | Rate Constraint in MTons | FALSE | L | Annual | Standard NOX | Thousand Tons | 4.632 | 4.632 | 4.632 | 4.632 | 4.632 | 4.632 | 4.632 | 4.632
Ozone Season NOX Transport - MD | 1061 | 6711 | Rate Constraint in MTons | FALSE | L | Annual | Emissions at Affected Plants NOX | Thousand Tons | 0.78054 | 1.167 | 1.0999 | 0.78034 | 0.48886 | 0.47413 | 0.37499 | 0.35454
Ozone Season NOX Transport - MD | 1061 | 6711 | Rate Constraint in MTons | FALSE | L | Annual | Allowances Purchased NOX | Thousand Tons | 0 | 0 | 0 | 0 | 0 | 0 | 0 | 0
Ozone Season NOX Transport - MD | 1061 | 6711 | Rate Constraint in MTons | FALSE | L | Annual | Allowances Sold NOX | Thousand Tons | 0 | 0 | 0 | 0 | 0 | 0 | 0 | 0
Ozone Season NOX Transport - MD | 1061 | 6711 | Rate Constraint in MTons | FALSE | L | Annual | Allowances Banked | Thousand Tons | 0 | 0 | 0 | 0 | 0 | 0 | 0 | 0
Ozone Season NOX Transport - MD | 1061 | 6711 | Rate Constraint in MTons | FALSE | L | Annual | Allowances Withdrawn (1:1) | Thousand Tons | 0 | 0 | 0 | 0 | 0 | 0 | 0 | 0
Ozone Season NOX Transport - MD | 1061 | 6711 | Rate Constraint in MTons | FALSE | L | Annual | Allowances Withdrawn (n:1) | Thousand Tons | 0 | 0 | 0 | 0 | 0 | 0 | 0 | 0
Ozone Season NOX Transport - MD | 1061 | 6711 | Rate Constraint in MTons | FALSE | L | Annual | Net Emissions Allowance Position | Thousand Tons | 0.78054 | 1.167 | 1.0999 | 0.78034 | 0.48886 | 0.47413 | 0.37499 | 0.35454
Ozone Season NOX Transport - MD | 1061 | 6711 | Rate Constraint in MTons | FALSE | L | Annual | Fuel Consumed | TBtu | 67.7824 | 86.6831 | 83.2706 | 67.8882 | 60.8247 | 59.9339 | 54.8427 | 55.8142
Ozone Season NOX Transport - MD | 1061 | 6711 | Rate Constraint in MTons | FALSE | L | Annual | Rate | lb/MMBtu | 0.023031 | 0.026925 | 0.026418 | 0.022989 | 0.016074 | 0.015822 | 0.013675 | 0.012704
Ozone Season NOX Transport - MD | 1061 | 6711 | Rate Constraint in MTons | FALSE | L | Annual | Generation | TWh | 10.0554 | 11.941 | 11.6038 | 10.0763 | 26.1859 | 38.2202 | 45.0399 | 54.7837
Ozone Season NOX Transport - MD | 1061 | 6711 | Rate Constraint in MTons | FALSE | L | Annual | Qualifying Generation | TWh | 10.0549 | 11.9408 | 11.6035 | 10.0757 | 9.2797 | 9.1739 | 8.4116 | 8.3452
Ozone Season NOX Transport - MD | 1061 | 6711 | Rate Constraint in MTons | FALSE | L | Annual | Rate | lb/MWh | 0.15526 | 0.19546 | 0.18959 | 0.1549 | 0.10536 | 0.10337 | 0.08916 | 0.08497
Ozone Season NOX Transport - MD | 1061 | 6711 | Rate Constraint in MTons | FALSE | L | Annual | Constraint Shadow Price | US2016$/Ton | 0 | 0 | 0 | 0 | 0 | 0 | 0 | 0
Ozone Season NOX Transport - MI | 1062 | 6712 | Rate Constraint in MTons | FALSE | L | Annual | Seasons Included | Seasons | Summer | Summer | Summer | Summer | Summer | Summer | Summer | Summer
Ozone Season NOX Transport - MI | 1062 | 6712 | Rate Constraint in MTons | FALSE | L | Annual | Standard NOX | Thousand Tons | 20.018 | 20.018 | 20.018 | 20.018 | 20.018 | 20.018 | 20.018 | 20.018
Ozone Season NOX Transport - MI | 1062 | 6712 | Rate Constraint in MTons | FALSE | L | Annual | Emissions at Affected Plants NOX | Thousand Tons | 12.0925 | 12.6582 | 13.1049 | 13.407 | 13.2586 | 13.6844 | 13.786 | 12.1438
Ozone Season NOX Transport - MI | 1062 | 6712 | Rate Constraint in MTons | FALSE | L | Annual | Allowances Purchased NOX | Thousand Tons | 0 | 0 | 0 | 0 | 0 | 0 | 0 | 0
Ozone Season NOX Transport - MI | 1062 | 6712 | Rate Constraint in MTons | FALSE | L | Annual | Allowances Sold NOX | Thousand Tons | 0 | 0 | 0 | 0 | 0 | 0 | 0 | 0
Ozone Season NOX Transport - MI | 1062 | 6712 | Rate Constraint in MTons | FALSE | L | Annual | Allowances Banked | Thousand Tons | 0 | 0 | 0 | 0 | 0 | 0 | 0 | 0
Ozone Season NOX Transport - MI | 1062 | 6712 | Rate Constraint in MTons | FALSE | L | Annual | Allowances Withdrawn (1:1) | Thousand Tons | 0 | 0 | 0 | 0 | 0 | 0 | 0 | 0
Ozone Season NOX Transport - MI | 1062 | 6712 | Rate Constraint in MTons | FALSE | L | Annual | Allowances Withdrawn (n:1) | Thousand Tons | 0 | 0 | 0 | 0 | 0 | 0 | 0 | 0
Ozone Season NOX Transport - MI | 1062 | 6712 | Rate Constraint in MTons | FALSE | L | Annual | Net Emissions Allowance Position | Thousand Tons | 12.0925 | 12.6582 | 13.1049 | 13.407 | 13.2586 | 13.6844 | 13.786 | 12.1438
Ozone Season NOX Transport - MI | 1062 | 6712 | Rate Constraint in MTons | FALSE | L | Annual | Fuel Consumed | TBtu | 279.339 | 306.71 | 318.7201 | 324.8822 | 340.7109 | 358.6661 | 362.9526 | 379.6765
Ozone Season NOX Transport - MI | 1062 | 6712 | Rate Constraint in MTons | FALSE | L | Annual | Rate | lb/MMBtu | 0.086579 | 0.082542 | 0.082234 | 0.082534 | 0.077829 | 0.076307 | 0.075966 | 0.063969
Ozone Season NOX Transport - MI | 1062 | 6712 | Rate Constraint in MTons | FALSE | L | Annual | Generation | TWh | 30.2832 | 34.3844 | 35.527 | 35.9578 | 44.6946 | 54.0166 | 61.73 | 80.4043
Ozone Season NOX Transport - MI | 1062 | 6712 | Rate Constraint in MTons | FALSE | L | Annual | Qualifying Generation | TWh | 30.2832 | 34.3844 | 35.527 | 35.9578 | 38.4319 | 41.4372 | 41.9002 | 47.2999
Ozone Season NOX Transport - MI | 1062 | 6712 | Rate Constraint in MTons | FALSE | L | Annual | Rate | lb/MWh | 0.79862 | 0.73628 | 0.73774 | 0.74571 | 0.68998 | 0.66049 | 0.65804 | 0.51348
Ozone Season NOX Transport - MI | 1062 | 6712 | Rate Constraint in MTons | FALSE | L | Annual | Constraint Shadow Price | US2016$/Ton | 0 | 0 | 0 | 0 | 0 | 0 | 0 | 0
Ozone Season NOX Transport - MO | 1063 | 6714 | Rate Constraint in MTons | FALSE | L | Annual | Seasons Included | Seasons | Summer | Summer | Summer | Summer | Summer | Summer | Summer | Summer
Ozone Season NOX Transport - MO | 1063 | 6714 | Rate Constraint in MTons | FALSE | L | Annual | Standard NOX | Thousand Tons | 19.094 | 19.094 | 19.094 | 19.094 | 19.094 | 19.094 | 19.094 | 19.094
Ozone Season NOX Transport - MO | 1063 | 6714 | Rate Constraint in MTons | FALSE | L | Annual | Emissions at Affected Plants NOX | Thousand Tons | 14.1661 | 14.9745 | 14.8146 | 15.0054 | 15.0783 | 15.4953 | 15.5052 | 15.0681
Ozone Season NOX Transport - MO | 1063 | 6714 | Rate Constraint in MTons | FALSE | L | Annual | Allowances Purchased NOX | Thousand Tons | 0 | 0 | 0 | 0 | 0 | 0 | 0 | 0
Ozone Season NOX Transport - MO | 1063 | 6714 | Rate Constraint in MTons | FALSE | L | Annual | Allowances Sold NOX | Thousand Tons | 0 | 0 | 0 | 0 | 0 | 0 | 0 | 0
Ozone Season NOX Transport - MO | 1063 | 6714 | Rate Constraint in MTons | FALSE | L | Annual | Allowances Banked | Thousand Tons | 0 | 0 | 0 | 0 | 0 | 0 | 0 | 0
Ozone Season NOX Transport - MO | 1063 | 6714 | Rate Constraint in MTons | FALSE | L | Annual | Allowances Withdrawn (1:1) | Thousand Tons | 0 | 0 | 0 | 0 | 0 | 0 | 0 | 0
Ozone Season NOX Transport - MO | 1063 | 6714 | Rate Constraint in MTons | FALSE | L | Annual | Allowances Withdrawn (n:1) | Thousand Tons | 0 | 0 | 0 | 0 | 0 | 0 | 0 | 0
Ozone Season NOX Transport - MO | 1063 | 6714 | Rate Constraint in MTons | FALSE | L | Annual | Net Emissions Allowance Position | Thousand Tons | 14.1661 | 14.9745 | 14.8146 | 15.0054 | 15.0783 | 15.4953 | 15.5052 | 15.0681
Ozone Season NOX Transport - MO | 1063 | 6714 | Rate Constraint in MTons | FALSE | L | Annual | Fuel Consumed | TBtu | 321.4091 | 339.2676 | 337.1569 | 338.7423 | 344.8839 | 355.5155 | 354.9846 | 352.2983
Ozone Season NOX Transport - MO | 1063 | 6714 | Rate Constraint in MTons | FALSE | L | Annual | Rate | lb/MMBtu | 0.08815 | 0.088275 | 0.08788 | 0.088595 | 0.08744 | 0.087171 | 0.087357 | 0.085542
Ozone Season NOX Transport - MO | 1063 | 6714 | Rate Constraint in MTons | FALSE | L | Annual | Generation | TWh | 32.7327 | 34.5545 | 34.3295 | 34.3753 | 41.8475 | 56.2978 | 64.5626 | 67.8512
Ozone Season NOX Transport - MO | 1063 | 6714 | Rate Constraint in MTons | FALSE | L | Annual | Qualifying Generation | TWh | 32.7327 | 34.5545 | 34.3295 | 34.3753 | 35.1304 | 36.2599 | 36.1763 | 36.0404
Ozone Season NOX Transport - MO | 1063 | 6714 | Rate Constraint in MTons | FALSE | L | Annual | Rate | lb/MWh | 0.86556 | 0.86672 | 0.86308 | 0.87304 | 0.85842 | 0.85468 | 0.8572 | 0.83618
Ozone Season NOX Transport - MO | 1063 | 6714 | Rate Constraint in MTons | FALSE | L | Annual | Constraint Shadow Price | US2016$/Ton | 0 | 0 | 0 | 0 | 0 | 0 | 0 | 0
Ozone Season NOX Transport - MS | 1064 | 6713 | Rate Constraint in MTons | FALSE | L | Annual | Seasons Included | Seasons | Summer | Summer | Summer | Summer | Summer | Summer | Summer | Summer
Ozone Season NOX Transport - MS | 1064 | 6713 | Rate Constraint in MTons | FALSE | L | Annual | Standard NOX | Thousand Tons | 7.641 | 7.641 | 7.641 | 7.641 | 7.641 | 7.641 | 7.641 | 7.641
Ozone Season NOX Transport - MS | 1064 | 6713 | Rate Constraint in MTons | FALSE | L | Annual | Emissions at Affected Plants NOX | Thousand Tons | 2.2733 | 2.5929 | 2.6895 | 2.668 | 2.407 | 2.3675 | 2.39 | 2.3002
Ozone Season NOX Transport - MS | 1064 | 6713 | Rate Constraint in MTons | FALSE | L | Annual | Allowances Purchased NOX | Thousand Tons | 0 | 0 | 0 | 0 | 0 | 0 | 0 | 0
Ozone Season NOX Transport - MS | 1064 | 6713 | Rate Constraint in MTons | FALSE | L | Annual | Allowances Sold NOX | Thousand Tons | 0 | 0 | 0 | 0 | 0 | 0 | 0 | 0
Ozone Season NOX Transport - MS | 1064 | 6713 | Rate Constraint in MTons | FALSE | L | Annual | Allowances Banked | Thousand Tons | 0 | 0 | 0 | 0 | 0 | 0 | 0 | 0
Ozone Season NOX Transport - MS | 1064 | 6713 | Rate Constraint in MTons | FALSE | L | Annual | Allowances Withdrawn (1:1) | Thousand Tons | 0 | 0 | 0 | 0 | 0 | 0 | 0 | 0
Ozone Season NOX Transport - MS | 1064 | 6713 | Rate Constraint in MTons | FALSE | L | Annual | Allowances Withdrawn (n:1) | Thousand Tons | 0 | 0 | 0 | 0 | 0 | 0 | 0 | 0
Ozone Season NOX Transport - MS | 1064 | 6713 | Rate Constraint in MTons | FALSE | L | Annual | Net Emissions Allowance Position | Thousand Tons | 2.2733 | 2.5929 | 2.6895 | 2.668 | 2.407 | 2.3675 | 2.39 | 2.3002
Ozone Season NOX Transport - MS | 1064 | 6713 | Rate Constraint in MTons | FALSE | L | Annual | Fuel Consumed | TBtu | 172.4909 | 178.9474 | 179.2992 | 173.0715 | 170.488 | 170.5902 | 175.6004 | 177.5379
Ozone Season NOX Transport - MS | 1064 | 6713 | Rate Constraint in MTons | FALSE | L | Annual | Rate | lb/MMBtu | 0.026358 | 0.028979 | 0.03 | 0.030831 | 0.028237 | 0.027757 | 0.02722 | 0.025912
Ozone Season NOX Transport - MS | 1064 | 6713 | Rate Constraint in MTons | FALSE | L | Annual | Generation | TWh | 23.0042 | 23.6566 | 23.6483 | 22.8368 | 27.5633 | 39.5632 | 50.8665 | 67.6263
Ozone Season NOX Transport - MS | 1064 | 6713 | Rate Constraint in MTons | FALSE | L | Annual | Qualifying Generation | TWh | 23.0042 | 23.6566 | 23.6483 | 22.8368 | 23.0731 | 23.4078 | 24.2938 | 24.8221
Ozone Season NOX Transport - MS | 1064 | 6713 | Rate Constraint in MTons | FALSE | L | Annual | Rate | lb/MWh | 0.19764 | 0.21921 | 0.22746 | 0.23366 | 0.20865 | 0.20229 | 0.19675 | 0.18533
Ozone Season NOX Transport - MS | 1064 | 6713 | Rate Constraint in MTons | FALSE | L | Annual | Constraint Shadow Price | US2016$/Ton | 0 | 0 | 0 | 0 | 0 | 0 | 0 | 0
Ozone Season NOX Transport - NJ | 1065 | 6715 | Rate Constraint in MTons | FALSE | L | Annual | Seasons Included | Seasons | Summer | Summer | Summer | Summer | Summer | Summer | Summer | Summer
Ozone Season NOX Transport - NJ | 1065 | 6715 | Rate Constraint in MTons | FALSE | L | Annual | Standard NOX | Thousand Tons | 2.495 | 2.495 | 2.495 | 2.495 | 2.495 | 2.495 | 2.495 | 2.495
Ozone Season NOX Transport - NJ | 1065 | 6715 | Rate Constraint in MTons | FALSE | L | Annual | Emissions at Affected Plants NOX | Thousand Tons | 1.1286 | 1.2572 | 1.3823 | 1.4546 | 1.4791 | 1.2516 | 0.96976 | 0.81599
Ozone Season NOX Transport - NJ | 1065 | 6715 | Rate Constraint in MTons | FALSE | L | Annual | Allowances Purchased NOX | Thousand Tons | 0 | 0 | 0 | 0 | 0 | 0 | 0 | 0
Ozone Season NOX Transport - NJ | 1065 | 6715 | Rate Constraint in MTons | FALSE | L | Annual | Allowances Sold NOX | Thousand Tons | 0 | 0 | 0 | 0 | 0 | 0 | 0 | 0
Ozone Season NOX Transport - NJ | 1065 | 6715 | Rate Constraint in MTons | FALSE | L | Annual | Allowances Banked | Thousand Tons | 0 | 0 | 0 | 0 | 0 | 0 | 0 | 0
Ozone Season NOX Transport - NJ | 1065 | 6715 | Rate Constraint in MTons | FALSE | L | Annual | Allowances Withdrawn (1:1) | Thousand Tons | 0 | 0 | 0 | 0 | 0 | 0 | 0 | 0
Ozone Season NOX Transport - NJ | 1065 | 6715 | Rate Constraint in MTons | FALSE | L | Annual | Allowances Withdrawn (n:1) | Thousand Tons | 0 | 0 | 0 | 0 | 0 | 0 | 0 | 0
Ozone Season NOX Transport - NJ | 1065 | 6715 | Rate Constraint in MTons | FALSE | L | Annual | Net Emissions Allowance Position | Thousand Tons | 1.1286 | 1.2572 | 1.3823 | 1.4546 | 1.4791 | 1.2516 | 0.96976 | 0.81599
Ozone Season NOX Transport - NJ | 1065 | 6715 | Rate Constraint in MTons | FALSE | L | Annual | Fuel Consumed | TBtu | 150.3071 | 159.3573 | 166.6095 | 174.0884 | 183.3074 | 165.3138 | 136.7014 | 117.5885
Ozone Season NOX Transport - NJ | 1065 | 6715 | Rate Constraint in MTons | FALSE | L | Annual | Rate | lb/MMBtu | 0.015018 | 0.015779 | 0.016593 | 0.016711 | 0.016138 | 0.015142 | 0.014188 | 0.013879
Ozone Season NOX Transport - NJ | 1065 | 6715 | Rate Constraint in MTons | FALSE | L | Annual | Generation | TWh | 20.7959 | 21.7984 | 22.731 | 23.5789 | 24.6289 | 22.4083 | 18.907 | 16.4645
Ozone Season NOX Transport - NJ | 1065 | 6715 | Rate Constraint in MTons | FALSE | L | Annual | Qualifying Generation | TWh | 20.7959 | 21.7984 | 22.731 | 23.5789 | 24.6289 | 22.4083 | 18.907 | 16.3952
Ozone Season NOX Transport - NJ | 1065 | 6715 | Rate Constraint in MTons | FALSE | L | Annual | Rate | lb/MWh | 0.10854 | 0.11535 | 0.12162 | 0.12338 | 0.12011 | 0.11171 | 0.10258 | 0.09954
Ozone Season NOX Transport - NJ | 1065 | 6715 | Rate Constraint in MTons | FALSE | L | Annual | Constraint Shadow Price | US2016$/Ton | 0 | 0 | 0 | 0 | 0 | 0 | 0 | 0
Ozone Season NOX Transport - NY | 1066 | 6716 | Rate Constraint in MTons | FALSE | L | Annual | Seasons Included | Seasons | Summer | Summer | Summer | Summer | Summer | Summer | Summer | Summer
Ozone Season NOX Transport - NY | 1066 | 6716 | Rate Constraint in MTons | FALSE | L | Annual | Standard NOX | Thousand Tons | 6.213 | 6.213 | 6.213 | 6.213 | 6.213 | 6.213 | 6.213 | 6.213
Ozone Season NOX Transport - NY | 1066 | 6716 | Rate Constraint in MTons | FALSE | L | Annual | Emissions at Affected Plants NOX | Thousand Tons | 2.8646 | 2.942 | 2.7753 | 2.2691 | 2.2346 | 1.9891 | 1.7124 | 1.8666
Ozone Season NOX Transport - NY | 1066 | 6716 | Rate Constraint in MTons | FALSE | L | Annual | Allowances Purchased NOX | Thousand Tons | 0 | 0 | 0 | 0 | 0 | 0 | 0 | 0
Ozone Season NOX Transport - NY | 1066 | 6716 | Rate Constraint in MTons | FALSE | L | Annual | Allowances Sold NOX | Thousand Tons | 0 | 0 | 0 | 0 | 0 | 0 | 0 | 0
Ozone Season NOX Transport - NY | 1066 | 6716 | Rate Constraint in MTons | FALSE | L | Annual | Allowances Banked | Thousand Tons | 0 | 0 | 0 | 0 | 0 | 0 | 0 | 0
Ozone Season NOX Transport - NY | 1066 | 6716 | Rate Constraint in MTons | FALSE | L | Annual | Allowances Withdrawn (1:1) | Thousand Tons | 0 | 0 | 0 | 0 | 0 | 0 | 0 | 0
Ozone Season NOX Transport - NY | 1066 | 6716 | Rate Constraint in MTons | FALSE | L | Annual | Allowances Withdrawn (n:1) | Thousand Tons | 0 | 0 | 0 | 0 | 0 | 0 | 0 | 0
Ozone Season NOX Transport - NY | 1066 | 6716 | Rate Constraint in MTons | FALSE | L | Annual | Net Emissions Allowance Position | Thousand Tons | 2.8646 | 2.942 | 2.7753 | 2.2691 | 2.2346 | 1.9891 | 1.7124 | 1.8666
Ozone Season NOX Transport - NY | 1066 | 6716 | Rate Constraint in MTons | FALSE | L | Annual | Fuel Consumed | TBtu | 227.0004 | 226.354 | 221.7518 | 206.4304 | 204.9623 | 196.2071 | 188.2029 | 218.0061
Ozone Season NOX Transport - NY | 1066 | 6716 | Rate Constraint in MTons | FALSE | L | Annual | Rate | lb/MMBtu | 0.025239 | 0.025994 | 0.025031 | 0.021984 | 0.021805 | 0.020276 | 0.018197 | 0.017124
Ozone Season NOX Transport - NY | 1066 | 6716 | Rate Constraint in MTons | FALSE | L | Annual | Generation | TWh | 30.1241 | 30.0912 | 29.708 | 28.2298 | 28.0644 | 27.031 | 26.4335 | 31.3181
Ozone Season NOX Transport - NY | 1066 | 6716 | Rate Constraint in MTons | FALSE | L | Annual | Qualifying Generation | TWh | 30.1241 | 30.0912 | 29.708 | 28.2298 | 28.0644 | 27.031 | 26.4335 | 31.3181
Ozone Season NOX Transport - NY | 1066 | 6716 | Rate Constraint in MTons | FALSE | L | Annual | Rate | lb/MWh | 0.19019 | 0.19554 | 0.18684 | 0.16076 | 0.15925 | 0.14717 | 0.12956 | 0.1192
Ozone Season NOX Transport - NY | 1066 | 6716 | Rate Constraint in MTons | FALSE | L | Annual | Constraint Shadow Price | US2016$/Ton | 0 | 0 | 0 | 0 | 0 | 0 | 0 | 0
Ozone Season NOX Transport - OH | 1067 | 6717 | Rate Constraint in MTons | FALSE | L | Annual | Seasons Included | Seasons | Summer | Summer | Summer | Summer | Summer | Summer | Summer | Summer
Ozone Season NOX Transport - OH | 1067 | 6717 | Rate Constraint in MTons | FALSE | L | Annual | Standard NOX | Thousand Tons | 23.622 | 23.622 | 23.622 | 23.622 | 23.622 | 23.622 | 23.622 | 23.622
Ozone Season NOX Transport - OH | 1067 | 6717 | Rate Constraint in MTons | FALSE | L | Annual | Emissions at Affected Plants NOX | Thousand Tons | 16.6426 | 14.4446 | 14.5414 | 14.5026 | 13.3257 | 14.1572 | 14.3045 | 11.9261
Ozone Season NOX Transport - OH | 1067 | 6717 | Rate Constraint in MTons | FALSE | L | Annual | Allowances Purchased NOX | Thousand Tons | 0 | 0 | 0 | 0 | 0 | 0 | 0 | 0
Ozone Season NOX Transport - OH | 1067 | 6717 | Rate Constraint in MTons | FALSE | L | Annual | Allowances Sold NOX | Thousand Tons | 0 | 0 | 0 | 0 | 0 | 0 | 0 | 0
Ozone Season NOX Transport - OH | 1067 | 6717 | Rate Constraint in MTons | FALSE | L | Annual | Allowances Banked | Thousand Tons | 0 | 0 | 0 | 0 | 0 | 0 | 0 | 0
Ozone Season NOX Transport - OH | 1067 | 6717 | Rate Constraint in MTons | FALSE | L | Annual | Allowances Withdrawn (1:1) | Thousand Tons | 0 | 0 | 0 | 0 | 0 | 0 | 0 | 0
Ozone Season NOX Transport - OH | 1067 | 6717 | Rate Constraint in MTons | FALSE | L | Annual | Allowances Withdrawn (n:1) | Thousand Tons | 0 | 0 | 0 | 0 | 0 | 0 | 0 | 0
Ozone Season NOX Transport - OH | 1067 | 6717 | Rate Constraint in MTons | FALSE | L | Annual | Net Emissions Allowance Position | Thousand Tons | 16.6426 | 14.4446 | 14.5414 | 14.5026 | 13.3257 | 14.1572 | 14.3045 | 11.9261
Ozone Season NOX Transport - OH | 1067 | 6717 | Rate Constraint in MTons | FALSE | L | Annual | Fuel Consumed | TBtu | 441.8389 | 402.3366 | 405.4138 | 432.8801 | 434.0967 | 455.2349 | 494.1487 | 485.5745
Ozone Season NOX Transport - OH | 1067 | 6717 | Rate Constraint in MTons | FALSE | L | Annual | Rate | lb/MMBtu | 0.075333 | 0.071804 | 0.071736 | 0.067005 | 0.061395 | 0.062197 | 0.057895 | 0.049122
Ozone Season NOX Transport - OH | 1067 | 6717 | Rate Constraint in MTons | FALSE | L | Annual | Generation | TWh | 51.3475 | 47.7662 | 48.0385 | 54.4816 | 61.0946 | 67.5599 | 79.5806 | 88.6193
Ozone Season NOX Transport - OH | 1067 | 6717 | Rate Constraint in MTons | FALSE | L | Annual | Qualifying Generation | TWh | 51.3475 | 47.7662 | 48.0385 | 52.7074 | 54.7934 | 58.0608 | 64.7907 | 66.8481
Ozone Season NOX Transport - OH | 1067 | 6717 | Rate Constraint in MTons | FALSE | L | Annual | Rate | lb/MWh | 0.64823 | 0.60481 | 0.60541 | 0.55031 | 0.4864 | 0.48767 | 0.44156 | 0.35681
Ozone Season NOX Transport - OH | 1067 | 6717 | Rate Constraint in MTons | FALSE | L | Annual | Constraint Shadow Price | US2016$/Ton | 0 | 0 | 0 | 0 | 0 | 0 | 0 | 0
Ozone Season NOX Transport - OK | 1068 | 6718 | Rate Constraint in MTons | FALSE | L | Annual | Seasons Included | Seasons | Summer | Summer | Summer | Summer | Summer | Summer | Summer | Summer
Ozone Season NOX Transport - OK | 1068 | 6718 | Rate Constraint in MTons | FALSE | L | Annual | Standard NOX | Thousand Tons | 14.086 | 14.086 | 14.086 | 14.086 | 14.086 | 14.086 | 14.086 | 14.086
Ozone Season NOX Transport - OK | 1068 | 6718 | Rate Constraint in MTons | FALSE | L | Annual | Emissions at Affected Plants NOX | Thousand Tons | 9.71 | 11.529 | 11.6106 | 12.6288 | 12.6412 | 12.5197 | 12.2249 | 10.8585
Ozone Season NOX Transport - OK | 1068 | 6718 | Rate Constraint in MTons | FALSE | L | Annual | Allowances Purchased NOX | Thousand Tons | 0 | 0 | 0 | 0 | 0 | 0 | 0 | 0
Ozone Season NOX Transport - OK | 1068 | 6718 | Rate Constraint in MTons | FALSE | L | Annual | Allowances Sold NOX | Thousand Tons | 0 | 0 | 0 | 0 | 0 | 0 | 0 | 0
Ozone Season NOX Transport - OK | 1068 | 6718 | Rate Constraint in MTons | FALSE | L | Annual | Allowances Banked | Thousand Tons | 0 | 0 | 0 | 0 | 0 | 0 | 0 | 0
Ozone Season NOX Transport - OK | 1068 | 6718 | Rate Constraint in MTons | FALSE | L | Annual | Allowances Withdrawn (1:1) | Thousand Tons | 0 | 0 | 0 | 0 | 0 | 0 | 0 | 0
Ozone Season NOX Transport - OK | 1068 | 6718 | Rate Constraint in MTons | FALSE | L | Annual | Allowances Withdrawn (n:1) | Thousand Tons | 0 | 0 | 0 | 0 | 0 | 0 | 0 | 0
Ozone Season NOX Transport - OK | 1068 | 6718 | Rate Constraint in MTons | FALSE | L | Annual | Net Emissions Allowance Position | Thousand Tons | 9.71 | 11.529 | 11.6106 | 12.6288 | 12.6412 | 12.5197 | 12.2249 | 10.8585
Ozone Season NOX Transport - OK | 1068 | 6718 | Rate Constraint in MTons | FALSE | L | Annual | Fuel Consumed | TBtu | 224.1554 | 249.2499 | 253.3106 | 264.2531 | 299.7748 | 332.6636 | 352.4937 | 338.6312
Ozone Season NOX Transport - OK | 1068 | 6718 | Rate Constraint in MTons | FALSE | L | Annual | Rate | lb/MMBtu | 0.086637 | 0.09251 | 0.091671 | 0.095581 | 0.084338 | 0.075269 | 0.069363 | 0.064131
Ozone Season NOX Transport - OK | 1068 | 6718 | Rate Constraint in MTons | FALSE | L | Annual | Generation | TWh | 26.4834 | 28.9889 | 29.4314 | 30.3782 | 38.8019 | 49.0603 | 54.6274 | 54.5488
Ozone Season NOX Transport - OK | 1068 | 6718 | Rate Constraint in MTons | FALSE | L | Annual | Qualifying Generation | TWh | 26.4834 | 28.9889 | 29.4314 | 30.3782 | 35.7425 | 41.5757 | 44.8671 | 43.5833
Ozone Season NOX Transport - OK | 1068 | 6718 | Rate Constraint in MTons | FALSE | L | Annual | Rate | lb/MWh | 0.73329 | 0.79541 | 0.78899 | 0.83144 | 0.70735 | 0.60226 | 0.54494 | 0.49829
Ozone Season NOX Transport - OK | 1068 | 6718 | Rate Constraint in MTons | FALSE | L | Annual | Constraint Shadow Price | US2016$/Ton | 0 | 0 | 0 | 0 | 0 | 0 | 0 | 0
Ozone Season NOX Transport - PA | 1069 | 6719 | Rate Constraint in MTons | FALSE | L | Annual | Seasons Included | Seasons | Summer | Summer | Summer | Summer | Summer | Summer | Summer | Summer
Ozone Season NOX Transport - PA | 1069 | 6719 | Rate Constraint in MTons | FALSE | L | Annual | Standard NOX | Thousand Tons | 21.722 | 21.722 | 21.722 | 21.722 | 21.722 | 21.722 | 21.722 | 21.722
Ozone Season NOX Transport - PA | 1069 | 6719 | Rate Constraint in MTons | FALSE | L | Annual | Emissions at Affected Plants NOX | Thousand Tons | 8.992 | 9.657 | 9.3295 | 9.1341 | 8.971 | 8.3185 | 8.4973 | 5.3738
Ozone Season NOX Transport - PA | 1069 | 6719 | Rate Constraint in MTons | FALSE | L | Annual | Allowances Purchased NOX | Thousand Tons | 0 | 0 | 0 | 0 | 0 | 0 | 0 | 0
Ozone Season NOX Transport - PA | 1069 | 6719 | Rate Constraint in MTons | FALSE | L | Annual | Allowances Sold NOX | Thousand Tons | 0 | 0 | 0 | 0 | 0 | 0 | 0 | 0
Ozone Season NOX Transport - PA | 1069 | 6719 | Rate Constraint in MTons | FALSE | L | Annual | Allowances Banked | Thousand Tons | 0 | 0 | 0 | 0 | 0 | 0 | 0 | 0
Ozone Season NOX Transport - PA | 1069 | 6719 | Rate Constraint in MTons | FALSE | L | Annual | Allowances Withdrawn (1:1) | Thousand Tons | 0 | 0 | 0 | 0 | 0 | 0 | 0 | 0
Ozone Season NOX Transport - PA | 1069 | 6719 | Rate Constraint in MTons | FALSE | L | Annual | Allowances Withdrawn (n:1) | Thousand Tons | 0 | 0 | 0 | 0 | 0 | 0 | 0 | 0
Ozone Season NOX Transport - PA | 1069 | 6719 | Rate Constraint in MTons | FALSE | L | Annual | Net Emissions Allowance Position | Thousand Tons | 8.992 | 9.657 | 9.3295 | 9.1341 | 8.971 | 8.3185 | 8.4973 | 5.3738
Ozone Season NOX Transport - PA | 1069 | 6719 | Rate Constraint in MTons | FALSE | L | Annual | Fuel Consumed | TBtu | 510.9241 | 529.3011 | 526.2879 | 536.8075 | 560.1866 | 575.3243 | 621.9051 | 666.6469
Ozone Season NOX Transport - PA | 1069 | 6719 | Rate Constraint in MTons | FALSE | L | Annual | Rate | lb/MMBtu | 0.035199 | 0.03649 | 0.035454 | 0.034031 | 0.032029 | 0.028918 | 0.027327 | 0.016122
Ozone Season NOX Transport - PA | 1069 | 6719 | Rate Constraint in MTons | FALSE | L | Annual | Generation | TWh | 67.5588 | 69.5861 | 69.3643 | 76.3619 | 103.1075 | 123.9683 | 149.621 | 177.8144
Ozone Season NOX Transport - PA | 1069 | 6719 | Rate Constraint in MTons | FALSE | L | Annual | Qualifying Generation | TWh | 67.5588 | 69.5861 | 69.3643 | 71.341 | 75.4698 | 79.845 | 88.0029 | 99.8328
Ozone Season NOX Transport - PA | 1069 | 6719 | Rate Constraint in MTons | FALSE | L | Annual | Rate | lb/MWh | 0.2662 | 0.27755 | 0.269 | 0.25607 | 0.23774 | 0.20837 | 0.19311 | 0.10766
Ozone Season NOX Transport - PA | 1069 | 6719 | Rate Constraint in MTons | FALSE | L | Annual | Constraint Shadow Price | US2016$/Ton | 0 | 0 | 0 | 0 | 0 | 0 | 0 | 0
Ozone Season NOX Transport - Region 1 | 1070 | 6725 | Rate Constraint in MTons | FALSE | L | Annual | Seasons Included | Seasons | Summer | Summer | Summer | Summer | Summer | Summer | Summer | Summer
Ozone Season NOX Transport - Region 1 | 1070 | 6725 | Rate Constraint in MTons | FALSE | L | Annual | Standard NOX | Thousand Tons | 411.9106 | 313.24 | 313.24 | 313.24 | 313.24 | 313.24 | 313.24 | 313.24
Ozone Season NOX Transport - Region 1 | 1070 | 6725 | Rate Constraint in MTons | FALSE | L | Annual | Emissions at Affected Plants NOX | Thousand Tons | 213.7507 | 219.0795 | 217.2393 | 225.3102 | 214.8931 | 216.8529 | 211.3342 | 189.8995
Ozone Season NOX Transport - Region 1 | 1070 | 6725 | Rate Constraint in MTons | FALSE | L | Annual | Allowances Purchased NOX | Thousand Tons | 0 | 0 | 0 | 0 | 0 | 0 | 0 | 0
Ozone Season NOX Transport - Region 1 | 1070 | 6725 | Rate Constraint in MTons | FALSE | L | Annual | Allowances Sold NOX | Thousand Tons | 0 | 0 | 0 | 0 | 0 | 0 | 0 | 0
Ozone Season NOX Transport - Region 1 | 1070 | 6725 | Rate Constraint in MTons | FALSE | L | Annual | Allowances Banked | Thousand Tons | 0 | 0 | 0 | 0 | 0 | 0 | 0 | 0
Ozone Season NOX Transport - Region 1 | 1070 | 6725 | Rate Constraint in MTons | FALSE | L | Annual | Allowances Withdrawn (1:1) | Thousand Tons | 0 | 0 | 0 | 0 | 0 | 0 | 0 | 0
Ozone Season NOX Transport - Region 1 | 1070 | 6725 | Rate Constraint in MTons | FALSE | L | Annual | Allowances Withdrawn (n:1) | Thousand Tons | 0 | 0 | 0 | 0 | 0 | 0 | 0 | 0
Ozone Season NOX Transport - Region 1 | 1070 | 6725 | Rate Constraint in MTons | FALSE | L | Annual | Net Emissions Allowance Position | Thousand Tons | 213.7507 | 219.0795 | 217.2393 | 225.3102 | 214.8931 | 216.8529 | 211.3342 | 189.8995
Ozone Season NOX Transport - Region 1 | 1070 | 6725 | Rate Constraint in MTons | FALSE | L | Annual | Fuel Consumed | TBtu | 6280.6595 | 6454.2881 | 6487.505 | 6660.1049 | 6871.1991 | 7155.3993 | 7168.8112 | 7274.5213
Ozone Season NOX Transport - Region 1 | 1070 | 6725 | Rate Constraint in MTons | FALSE | L | Annual | Rate | lb/MMBtu | 0.068066 | 0.067886 | 0.066972 | 0.06766 | 0.062549 | 0.060612 | 0.058959 | 0.052209
Ozone Season NOX Transport - Region 1 | 1070 | 6725 | Rate Constraint in MTons | FALSE | L | Annual | Generation | TWh | 741.1469 | 761.5738 | 767.0401 | 785.1618 | 829.5558 | 884.4917 | 903.6831 | 956.324
Ozone Season NOX Transport - Region 1 | 1070 | 6725 | Rate Constraint in MTons | FALSE | L | Annual | Qualifying Generation | TWh | 741.1464 | 761.5736 | 767.0398 | 785.1612 | 828.0297 | 876.5046 | 890.6568 | 935.4112
Ozone Season NOX Transport - Region 1 | 1070 | 6725 | Rate Constraint in MTons | FALSE | L | Annual | Rate | lb/MWh | 0.57681 | 0.57533 | 0.56644 | 0.57392 | 0.51905 | 0.49481 | 0.47456 | 0.40602
Ozone Season NOX Transport - Region 1 | 1070 | 6725 | Rate Constraint in MTons | FALSE | L | Annual | Constraint Shadow Price | US2016$/Ton | 0 | 0 | 0 | 0 | 0 | 0 | 0 | 0
Ozone Season NOX Transport - Region 2 | 1071 | 6727 | Rate Constraint in MTons | FALSE | L | Annual | Seasons Included | Seasons | Summer | Summer | Summer | Summer | Summer | Summer | Summer | Summer
Ozone Season NOX Transport - Region 2 | 1071 | 6727 | Rate Constraint in MTons | FALSE | L | Annual | Standard NOX | Thousand Tons | 24.041 | 24.041 | 24.041 | 24.041 | 24.041 | 24.041 | 24.041 | 24.041
Ozone Season NOX Transport - Region 2 | 1071 | 6727 | Rate Constraint in MTons | FALSE | L | Annual | Emissions at Affected Plants NOX | Thousand Tons | 7.672 | 7.1613 | 7.2319 | 8.488 | 9.3617 | 9.4383 | 9.5294 | 9.7177
Ozone Season NOX Transport - Region 2 | 1071 | 6727 | Rate Constraint in MTons | FALSE | L | Annual | Allowances Purchased NOX | Thousand Tons | 0 | 0 | 0 | 0 | 0 | 0 | 0 | 0
Ozone Season NOX Transport - Region 2 | 1071 | 6727 | Rate Constraint in MTons | FALSE | L | Annual | Allowances Sold NOX | Thousand Tons | 0 | 0 | 0 | 0 | 0 | 0 | 0 | 0
Ozone Season NOX Transport - Region 2 | 1071 | 6727 | Rate Constraint in MTons | FALSE | L | Annual | Allowances Banked | Thousand Tons | 0 | 0 | 0 | 0 | 0 | 0 | 0 | 0
Ozone Season NOX Transport - Region 2 | 1071 | 6727 | Rate Constraint in MTons | FALSE | L | Annual | Allowances Withdrawn (1:1) | Thousand Tons | 0 | 0 | 0 | 0 | 0 | 0 | 0 | 0
Ozone Season NOX Transport - Region 2 | 1071 | 6727 | Rate Constraint in MTons | FALSE | L | Annual | Allowances Withdrawn (n:1) | Thousand Tons | 0 | 0 | 0 | 0 | 0 | 0 | 0 | 0
Ozone Season NOX Transport - Region 2 | 1071 | 6727 | Rate Constraint in MTons | FALSE | L | Annual | Net Emissions Allowance Position | Thousand Tons | 7.672 | 7.1613 | 7.2319 | 8.488 | 9.3617 | 9.4383 | 9.5294 | 9.7177
Ozone Season NOX Transport - Region 2 | 1071 | 6727 | Rate Constraint in MTons | FALSE | L | Annual | Fuel Consumed | TBtu | 322.7914 | 306.7058 | 310.3017 | 336.1893 | 349.5543 | 367.9889 | 386.606 | 416.5036
Ozone Season NOX Transport - Region 2 | 1071 | 6727 | Rate Constraint in MTons | FALSE | L | Annual | Rate | lb/MMBtu | 0.047535 | 0.046698 | 0.046612 | 0.050495 | 0.053564 | 0.051297 | 0.049298 | 0.046663
Ozone Season NOX Transport - Region 2 | 1071 | 6727 | Rate Constraint in MTons | FALSE | L | Annual | Generation | TWh | 39.5481 | 37.7251 | 38.128 | 53.0205 | 68.5276 | 86.9324 | 105.0546 | 129.5163
Ozone Season NOX Transport - Region 2 | 1071 | 6727 | Rate Constraint in MTons | FALSE | L | Annual | Qualifying Generation | TWh | 39.5481 | 37.7251 | 38.128 | 40.6196 | 42.0077 | 45.3408 | 48.4852 | 53.5317
Ozone Season NOX Transport - Region 2 | 1071 | 6727 | Rate Constraint in MTons | FALSE | L | Annual | Rate | lb/MWh | 0.38798 | 0.37966 | 0.37935 | 0.41793 | 0.44572 | 0.41633 | 0.39309 | 0.36306
Ozone Season NOX Transport - Region 2 | 1071 | 6727 | Rate Constraint in MTons | FALSE | L | Annual | Constraint Shadow Price | US2016$/Ton | 0 | 0 | 0 | 0 | 0 | 0 | 0 | 0
Ozone Season NOX Transport - TN | 1072 | 6720 | Rate Constraint in MTons | FALSE | L | Annual | Seasons Included | Seasons | Summer | Summer | Summer | Summer | Summer | Summer | Summer | Summer
Ozone Season NOX Transport - TN | 1072 | 6720 | Rate Constraint in MTons | FALSE | L | Annual | Standard NOX | Thousand Tons | 9.361 | 9.361 | 9.361 | 9.361 | 9.361 | 9.361 | 9.361 | 9.361
Ozone Season NOX Transport - TN | 1072 | 6720 | Rate Constraint in MTons | FALSE | L | Annual | Emissions at Affected Plants NOX | Thousand Tons | 2.099 | 2.438 | 2.5186 | 2.641 | 2.6026 | 2.7772 | 2.8156 | 2.0714
Ozone Season NOX Transport - TN | 1072 | 6720 | Rate Constraint in MTons | FALSE | L | Annual | Allowances Purchased NOX | Thousand Tons | 0 | 0 | 0 | 0 | 0 | 0 | 0 | 0
Ozone Season NOX Transport - TN | 1072 | 6720 | Rate Constraint in MTons | FALSE | L | Annual | Allowances Sold NOX | Thousand Tons | 0 | 0 | 0 | 0 | 0 | 0 | 0 | 0
Ozone Season NOX Transport - TN | 1072 | 6720 | Rate Constraint in MTons | FALSE | L | Annual | Allowances Banked | Thousand Tons | 0 | 0 | 0 | 0 | 0 | 0 | 0 | 0
Ozone Season NOX Transport - TN | 1072 | 6720 | Rate Constraint in MTons | FALSE | L | Annual | Allowances Withdrawn (1:1) | Thousand Tons | 0 | 0 | 0 | 0 | 0 | 0 | 0 | 0
Ozone Season NOX Transport - TN | 1072 | 6720 | Rate Constraint in MTons | FALSE | L | Annual | Allowances Withdrawn (n:1) | Thousand Tons | 0 | 0 | 0 | 0 | 0 | 0 | 0 | 0
Ozone Season NOX Transport - TN | 1072 | 6720 | Rate Constraint in MTons | FALSE | L | Annual | Net Emissions Allowance Position | Thousand Tons | 2.099 | 2.438 | 2.5186 | 2.641 | 2.6026 | 2.7772 | 2.8156 | 2.0714
Ozone Season NOX Transport - TN | 1072 | 6720 | Rate Constraint in MTons | FALSE | L | Annual | Fuel Consumed | TBtu | 119.4301 | 125.9636 | 130.2988 | 133.919 | 140.2454 | 150.9028 | 163.4759 | 166.6984
Ozone Season NOX Transport - TN | 1072 | 6720 | Rate Constraint in MTons | FALSE | L | Annual | Rate | lb/MMBtu | 0.03515 | 0.038709 | 0.03866 | 0.039441 | 0.037115 | 0.036808 | 0.034447 | 0.024852
Ozone Season NOX Transport - TN | 1072 | 6720 | Rate Constraint in MTons | FALSE | L | Annual | Generation | TWh | 15.3378 | 15.9308 | 16.3122 | 16.6099 | 18.9926 | 22.3731 | 26.281 | 31.0039
Ozone Season NOX Transport - TN | 1072 | 6720 | Rate Constraint in MTons | FALSE | L | Annual | Qualifying Generation | TWh | 15.3378 | 15.9308 | 16.3122 | 16.6099 | 17.7674 | 19.2564 | 21.2145 | 22.995
Ozone Season NOX Transport - TN | 1072 | 6720 | Rate Constraint in MTons | FALSE | L | Annual | Rate | lb/MWh | 0.2737 | 0.30607 | 0.3088 | 0.318 | 0.29296 | 0.28845 | 0.26545 | 0.18016
Ozone Season NOX Transport - TN | 1072 | 6720 | Rate Constraint in MTons | FALSE | L | Annual | Constraint Shadow Price | US2016$/Ton | 0 | 0 | 0 | 0 | 0 | 0 | 0 | 0
Ozone Season NOX Transport - TX | 1073 | 6721 | Rate Constraint in MTons | FALSE | L | Annual | Seasons Included | Seasons | Summer | Summer | Summer | Summer | Summer | Summer | Summer | Summer
Ozone Season NOX Transport - TX | 1073 | 6721 | Rate Constraint in MTons | FALSE | L | Annual | Standard NOX | Thousand Tons | 63.284 | 63.284 | 63.284 | 63.284 | 63.284 | 63.284 | 63.284 | 63.284
Ozone Season NOX Transport - TX | 1073 | 6721 | Rate Constraint in MTons | FALSE | L | Annual | Emissions at Affected Plants NOX | Thousand Tons | 42.0449 | 42.1011 | 42.2261 | 44.4835 | 45.5739 | 42.8862 | 39.2185 | 39.694
Ozone Season NOX Transport - TX | 1073 | 6721 | Rate Constraint in MTons | FALSE | L | Annual | Allowances Purchased NOX | Thousand Tons | 0 | 0 | 0 | 0 | 0 | 0 | 0 | 0
Ozone Season NOX Transport - TX | 1073 | 6721 | Rate Constraint in MTons | FALSE | L | Annual | Allowances Sold NOX | Thousand Tons | 0 | 0 | 0 | 0 | 0 | 0 | 0 | 0
Ozone Season NOX Transport - TX | 1073 | 6721 | Rate Constraint in MTons | FALSE | L | Annual | Allowances Banked | Thousand Tons | 0 | 0 | 0 | 0 | 0 | 0 | 0 | 0
Ozone Season NOX Transport - TX | 1073 | 6721 | Rate Constraint in MTons | FALSE | L | Annual | Allowances Withdrawn (1:1) | Thousand Tons | 0 | 0 | 0 | 0 | 0 | 0 | 0 | 0
Ozone Season NOX Transport - TX | 1073 | 6721 | Rate Constraint in MTons | FALSE | L | Annual | Allowances Withdrawn (n:1) | Thousand Tons | 0 | 0 | 0 | 0 | 0 | 0 | 0 | 0
Ozone Season NOX Transport - TX | 1073 | 6721 | Rate Constraint in MTons | FALSE | L | Annual | Net Emissions Allowance Position | Thousand Tons | 42.0449 | 42.1011 | 42.2261 | 44.4835 | 45.5739 | 42.8862 | 39.2185 | 39.694
Ozone Season NOX Transport - TX | 1073 | 6721 | Rate Constraint in MTons | FALSE | L | Annual | Fuel Consumed | TBtu | 1245.5621 | 1246.3705 | 1261.5627 | 1273.7313 | 1335.7241 | 1377.7791 | 1230.6786 | 1317.333
Ozone Season NOX Transport - TX | 1073 | 6721 | Rate Constraint in MTons | FALSE | L | Annual | Rate | lb/MMBtu | 0.067511 | 0.067558 | 0.066943 | 0.069848 | 0.068238 | 0.062254 | 0.063735 | 0.060264
Ozone Season NOX Transport - TX | 1073 | 6721 | Rate Constraint in MTons | FALSE | L | Annual | Generation | TWh | 149.7795 | 149.8851 | 152.1185 | 151.1898 | 163.577 | 182.5928 | 169.1266 | 184.8579
Ozone Season NOX Transport - TX | 1073 | 6721 | Rate Constraint in MTons | FALSE | L | Annual | Qualifying Generation | TWh | 149.7795 | 149.8851 | 152.1185 | 151.1898 | 158.4109 | 166.8128 | 148.7078 | 162.0249
Ozone Season NOX Transport - TX | 1073 | 6721 | Rate Constraint in MTons | FALSE | L | Annual | Rate | lb/MWh | 0.56142 | 0.56178 | 0.55517 | 0.58845 | 0.57539 | 0.51418 | 0.52746 | 0.48997
Ozone Season NOX Transport - TX | 1073 | 6721 | Rate Constraint in MTons | FALSE | L | Annual | Constraint Shadow Price | US2016$/Ton | 0 | 0 | 0 | 0 | 0 | 0 | 0 | 0
Ozone Season NOX Transport - VA | 1074 | 6722 | Rate Constraint in MTons | FALSE | L | Annual | Seasons Included | Seasons | Summer | Summer | Summer | Summer | Summer | Summer | Summer | Summer
Ozone Season NOX Transport - VA | 1074 | 6722 | Rate Constraint in MTons | FALSE | L | Annual | Standard NOX | Thousand Tons | 11.272 | 11.272 | 11.272 | 11.272 | 11.272 | 11.272 | 11.272 | 11.272
Ozone Season NOX Transport - VA | 1074 | 6722 | Rate Constraint in MTons | FALSE | L | Annual | Emissions at Affected Plants NOX | Thousand Tons | 1.9576 | 2.5206 | 2.5944 | 2.8508 | 2.8204 | 2.406 | 1.5904 | 0.90839
Ozone Season NOX Transport - VA | 1074 | 6722 | Rate Constraint in MTons | FALSE | L | Annual | Allowances Purchased NOX | Thousand Tons | 0 | 0 | 0 | 0 | 0 | 0 | 0 | 0
Ozone Season NOX Transport - VA | 1074 | 6722 | Rate Constraint in MTons | FALSE | L | Annual | Allowances Sold NOX | Thousand Tons | 0 | 0 | 0 | 0 | 0 | 0 | 0 | 0
Ozone Season NOX Transport - VA | 1074 | 6722 | Rate Constraint in MTons | FALSE | L | Annual | Allowances Banked | Thousand Tons | 0 | 0 | 0 | 0 | 0 | 0 | 0 | 0
Ozone Season NOX Transport - VA | 1074 | 6722 | Rate Constraint in MTons | FALSE | L | Annual | Allowances Withdrawn (1:1) | Thousand Tons | 0 | 0 | 0 | 0 | 0 | 0 | 0 | 0
Ozone Season NOX Transport - VA | 1074 | 6722 | Rate Constraint in MTons | FALSE | L | Annual | Allowances Withdrawn (n:1) | Thousand Tons | 0 | 0 | 0 | 0 | 0 | 0 | 0 | 0
Ozone Season NOX Transport - VA | 1074 | 6722 | Rate Constraint in MTons | FALSE | L | Annual | Net Emissions Allowance Position | Thousand Tons | 1.9576 | 2.5206 | 2.5944 | 2.8508 | 2.8204 | 2.406 | 1.5904 | 0.90839
Ozone Season NOX Transport - VA | 1074 | 6722 | Rate Constraint in MTons | FALSE | L | Annual | Fuel Consumed | TBtu | 194.6556 | 213.8619 | 215.0554 | 225.7415 | 237.6441 | 226.1486 | 186.5983 | 144.6248
Ozone Season NOX Transport - VA | 1074 | 6722 | Rate Constraint in MTons | FALSE | L | Annual | Rate | lb/MMBtu | 0.020113 | 0.023573 | 0.024128 | 0.025257 | 0.023736 | 0.021278 | 0.017046 | 0.012562
Ozone Season NOX Transport - VA | 1074 | 6722 | Rate Constraint in MTons | FALSE | L | Annual | Generation | TWh | 26.4659 | 28.6984 | 29.01 | 30.3197 | 56.6778 | 74.4083 | 86.1085 | 99.6341
Ozone Season NOX Transport - VA | 1074 | 6722 | Rate Constraint in MTons | FALSE | L | Annual | Qualifying Generation | TWh | 26.4659 | 28.6984 | 29.01 | 30.3197 | 32.4794 | 31.2239 | 26.4803 | 21.0709
Ozone Season NOX Transport - VA | 1074 | 6722 | Rate Constraint in MTons | FALSE | L | Annual | Rate | lb/MWh | 0.14793 | 0.17566 | 0.17886 | 0.18805 | 0.17367 | 0.15411 | 0.12012 | 0.086222
Ozone Season NOX Transport - VA | 1074 | 6722 | Rate Constraint in MTons | FALSE | L | Annual | Constraint Shadow Price | US2016$/Ton | 0 | 0 | 0 | 0 | 0 | 0 | 0 | 0
Ozone Season NOX Transport - WI | 1075 | 6724 | Rate Constraint in MTons | FALSE | L | Annual | Seasons Included | Seasons | Summer | Summer | Summer | Summer | Summer | Summer | Summer | Summer
Ozone Season NOX Transport - WI | 1075 | 6724 | Rate Constraint in MTons | FALSE | L | Annual | Standard NOX | Thousand Tons | 9.577 | 9.577 | 9.577 | 9.577 | 9.577 | 9.577 | 9.577 | 9.577
Ozone Season NOX Transport - WI | 1075 | 6724 | Rate Constraint in MTons | FALSE | L | Annual | Emissions at Affected Plants NOX | Thousand Tons | 3.6805 | 4.046 | 3.8558 | 4.2781 | 4.112 | 4.9059 | 4.9635 | 4.2259
Ozone Season NOX Transport - WI | 1075 | 6724 | Rate Constraint in MTons | FALSE | L | Annual | Allowances Purchased NOX | Thousand Tons | 0 | 0 | 0 | 0 | 0 | 0 | 0 | 0
Ozone Season NOX Transport - WI | 1075 | 6724 | Rate Constraint in MTons | FALSE | L | Annual | Allowances Sold NOX | Thousand Tons | 0 | 0 | 0 | 0 | 0 | 0 | 0 | 0
Ozone Season NOX Transport - WI | 1075 | 6724 | Rate Constraint in MTons | FALSE | L | Annual | Allowances Banked | Thousand Tons | 0 | 0 | 0 | 0 | 0 | 0 | 0 | 0
Ozone Season NOX Transport - WI | 1075 | 6724 | Rate Constraint in MTons | FALSE | L | Annual | Allowances Withdrawn (1:1) | Thousand Tons | 0 | 0 | 0 | 0 | 0 | 0 | 0 | 0
Ozone Season NOX Transport - WI | 1075 | 6724 | Rate Constraint in MTons | FALSE | L | Annual | Allowances Withdrawn (n:1) | Thousand Tons | 0 | 0 | 0 | 0 | 0 | 0 | 0 | 0
Ozone Season NOX Transport - WI | 1075 | 6724 | Rate Constraint in MTons | FALSE | L | Annual | Net Emissions Allowance Position | Thousand Tons | 3.6805 | 4.046 | 3.8558 | 4.2781 | 4.112 | 4.9059 | 4.9635 | 4.2259
Ozone Season NOX Transport - WI | 1075 | 6724 | Rate Constraint in MTons | FALSE | L | Annual | Fuel Consumed | TBtu | 167.9558 | 177.3061 | 172.9432 | 185.3432 | 181.7932 | 210.1029 | 216.3033 | 217.3388
Ozone Season NOX Transport - WI | 1075 | 6724 | Rate Constraint in MTons | FALSE | L | Annual | Rate | lb/MMBtu | 0.043827 | 0.045638 | 0.04459 | 0.046164 | 0.045238 | 0.0467 | 0.045894 | 0.038888
Ozone Season NOX Transport - WI | 1075 | 6724 | Rate Constraint in MTons | FALSE | L | Annual | Generation | TWh | 19.9216 | 20.7828 | 20.3842 | 21.6202 | 21.2502 | 25.0415 | 26.2601 | 28.2852
Ozone Season NOX Transport - WI | 1075 | 6724 | Rate Constraint in MTons | FALSE | L | Annual | Qualifying Generation | TWh | 19.9216 | 20.7828 | 20.3842 | 21.6202 | 21.2502 | 24.5684 | 25.5582 | 27.1299
Ozone Season NOX Transport - WI | 1075 | 6724 | Rate Constraint in MTons | FALSE | L | Annual | Rate | lb/MWh | 0.3695 | 0.38936 | 0.37831 | 0.39575 | 0.38701 | 0.39936 | 0.38841 | 0.31153
Ozone Season NOX Transport - WI | 1075 | 6724 | Rate Constraint in MTons | FALSE | L | Annual | Constraint Shadow Price | US2016$/Ton | 0 | 0 | 0 | 0 | 0 | 0 | 0 | 0
Ozone Season NOX Transport - WV | 1076 | 6723 | Rate Constraint in MTons | FALSE | L | Annual | Seasons Included | Seasons | Summer | Summer | Summer | Summer | Summer | Summer | Summer | Summer
Ozone Season NOX Transport - WV | 1076 | 6723 | Rate Constraint in MTons | FALSE | L | Annual | Standard NOX | Thousand Tons | 21.556 | 21.556 | 21.556 | 21.556 | 21.556 | 21.556 | 21.556 | 21.556
Ozone Season NOX Transport - WV | 1076 | 6723 | Rate Constraint in MTons | FALSE | L | Annual | Emissions at Affected Plants NOX | Thousand Tons | 20.1595 | 18.3019 | 18.0773 | 17.7636 | 15.7033 | 16.307 | 16.5665 | 11.3178
Ozone Season NOX Transport - WV | 1076 | 6723 | Rate Constraint in MTons | FALSE | L | Annual | Allowances Purchased NOX | Thousand Tons | 0 | 0 | 0 | 0 | 0 | 0 | 0 | 0
Ozone Season NOX Transport - WV | 1076 | 6723 | Rate Constraint in MTons | FALSE | L | Annual | Allowances Sold NOX | Thousand Tons | 0 | 0 | 0 | 0 | 0 | 0 | 0 | 0
Ozone Season NOX Transport - WV | 1076 | 6723 | Rate Constraint in MTons | FALSE | L | Annual | Allowances Banked | Thousand Tons | 0 | 0 | 0 | 0 | 0 | 0 | 0 | 0
Ozone Season NOX Transport - WV | 1076 | 6723 | Rate Constraint in MTons | FALSE | L | Annual | Allowances Withdrawn (1:1) | Thousand Tons | 0 | 0 | 0 | 0 | 0 | 0 | 0 | 0
Ozone Season NOX Transport - WV | 1076 | 6723 | Rate Constraint in MTons | FALSE | L | Annual | Allowances Withdrawn (n:1) | Thousand Tons | 0 | 0 | 0 | 0 | 0 | 0 | 0 | 0
Ozone Season NOX Transport - WV | 1076 | 6723 | Rate Constraint in MTons | FALSE | L | Annual | Net Emissions Allowance Position | Thousand Tons | 20.1595 | 18.3019 | 18.0773 | 17.7636 | 15.7033 | 16.307 | 16.5665 | 11.3178
Ozone Season NOX Transport - WV | 1076 | 6723 | Rate Constraint in MTons | FALSE | L | Annual | Fuel Consumed | TBtu | 344.3575 | 321.1236 | 315.3317 | 313.1609 | 336.4032 | 396.2832 | 434.581 | 414.6993
Ozone Season NOX Transport - WV | 1076 | 6723 | Rate Constraint in MTons | FALSE | L | Annual | Rate | lb/MMBtu | 0.11708 | 0.11399 | 0.11466 | 0.11345 | 0.09336 | 0.0823 | 0.076241 | 0.054583
Ozone Season NOX Transport - WV | 1076 | 6723 | Rate Constraint in MTons | FALSE | L | Annual | Generation | TWh | 34.5489 | 32.3266 | 31.7591 | 31.5451 | 50.1774 | 67.3975 | 81.0354 | 90.0964
Ozone Season NOX Transport - WV | 1076 | 6723 | Rate Constraint in MTons | FALSE | L | Annual | Qualifying Generation | TWh | 34.5489 | 32.3266 | 31.7591 | 31.5451 | 38.6236 | 48.0339 | 54.1734 | 53.7583
Ozone Season NOX Transport - WV | 1076 | 6723 | Rate Constraint in MTons | FALSE | L | Annual | Rate | lb/MWh | 1.167 | 1.1323 | 1.1384 | 1.1262 | 0.81315 | 0.67898 | 0.61161 | 0.42106
Ozone Season NOX Transport - WV | 1076 | 6723 | Rate Constraint in MTons | FALSE | L | Annual | Constraint Shadow Price | US2016$/Ton | 0 | 0 | 0 | 0 | 0 | 0 | 0 | 0
RED-Rochester MER Rate Limit v3.1 | 1077 | 7045 | Rate Constraint in lbs/MMBtu | FALSE | L | Annual | Seasons Included | Seasons | Winter, WintShld, Summer | Winter, WintShld, Summer | Winter, WintShld, Summer | Winter, WintShld, Summer | Winter, WintShld, Summer | Winter, WintShld, Summer | Winter, WintShld, Summer | Winter, WintShld, Summer
RED-Rochester MER Rate Limit v3.1 | 1077 | 7045 | Rate Constraint in lbs/MMBtu | FALSE | L | Annual | Standard MER | lb/MMBtu | 6e-07 | 6e-07 | 6e-07 | 6e-07 | 6e-07 | 6e-07 | 6e-07 | 6e-07
RED-Rochester MER Rate Limit v3.1 | 1077 | 7045 | Rate Constraint in lbs/MMBtu | FALSE | L | Annual | Emissions at Affected Plants MER | lbs | 0 | 7.7777e-07 | 7.7777e-07 | 7.7777e-07 | 7.7777e-07 | 6.7405e-07 | 0 | 0
RED-Rochester MER Rate Limit v3.1 | 1077 | 7045 | Rate Constraint in lbs/MMBtu | FALSE | L | Annual | Allowances Purchased MER | lbs | 0 | 0 | 0 | 0 | 0 | 0 | 0 | 0
RED-Rochester MER Rate Limit v3.1 | 1077 | 7045 | Rate Constraint in lbs/MMBtu | FALSE | L | Annual | Allowances Sold MER | lbs | 0 | 0 | 0 | 0 | 0 | 0 | 0 | 0
RED-Rochester MER Rate Limit v3.1 | 1077 | 7045 | Rate Constraint in lbs/MMBtu | FALSE | L | Annual | Allowances Banked | lbs | 0 | 0 | 0 | 0 | 0 | 0 | 0 | 0
RED-Rochester MER Rate Limit v3.1 | 1077 | 7045 | Rate Constraint in lbs/MMBtu | FALSE | L | Annual | Allowances Withdrawn (1:1) | lbs | 0 | 0 | 0 | 0 | 0 | 0 | 0 | 0
RED-Rochester MER Rate Limit v3.1 | 1077 | 7045 | Rate Constraint in lbs/MMBtu | FALSE | L | Annual | Allowances Withdrawn (n:1) | lbs | 0 | 0 | 0 | 0 | 0 | 0 | 0 | 0
RED-Rochester MER Rate Limit v3.1 | 1077 | 7045 | Rate Constraint in lbs/MMBtu | FALSE | L | Annual | Net Emissions Allowance Position | lbs | 0 | 7.7777e-07 | 7.7777e-07 | 7.7777e-07 | 7.7777e-07 | 6.7405e-07 | 0 | 0
RED-Rochester MER Rate Limit v3.1 | 1077 | 7045 | Rate Constraint in lbs/MMBtu | FALSE | L | Annual | Fuel Consumed | TBtu | 0 | 0.0058685 | 0.0058685 | 0.0058685 | 0.0058685 | 0.0050859 | 0 | 0
RED-Rochester MER Rate Limit v3.1 | 1077 | 7045 | Rate Constraint in lbs/MMBtu | FALSE | L | Annual | Rate | lb/MMBtu | 0 | 1.3253e-10 | 1.3253e-10 | 1.3253e-10 | 1.3253e-10 | 1.3253e-10 | 0 | 0
RED-Rochester MER Rate Limit v3.1 | 1077 | 7045 | Rate Constraint in lbs/MMBtu | FALSE | L | Annual | Generation | TWh | 0 | 0.00053596 | 0.00053596 | 0.00053596 | 0.00053596 | 0.00046449 | 0 | 0
RED-Rochester MER Rate Limit v3.1 | 1077 | 7045 | Rate Constraint in lbs/MMBtu | FALSE | L | Annual | Qualifying Generation | TWh | 0 | 0.00053596 | 0.00053596 | 0.00053596 | 0.00053596 | 0.00046449 | 0 | 0
RED-Rochester MER Rate Limit v3.1 | 1077 | 7045 | Rate Constraint in lbs/MMBtu | FALSE | L | Annual | Rate | lb/MWh | 0 | 1.4512e-09 | 1.4512e-09 | 1.4512e-09 | 1.4512e-09 | 1.4512e-09 | 0 | 0
RED-Rochester MER Rate Limit v3.1 | 1077 | 7045 | Rate Constraint in lbs/MMBtu | FALSE | L | Annual | Constraint Shadow Price | US2016$/Lb | 0 | 0 | 0 | 0 | 0 | 0 | 74687.4282 | 119875.6682
RGGI CO2 Annual Constraint v5.13 | 1078 | 5896 | Rate Constraint in MTons | FALSE | L | Annual | Seasons Included | Seasons | Winter, WintShld, Summer | Winter, WintShld, Summer | Winter, WintShld, Summer | Winter, WintShld, Summer | Winter, WintShld, Summer | Winter, WintShld, Summer | Winter, WintShld, Summer | Winter, WintShld, Summer
RGGI CO2 Annual Constraint v5.13 | 1078 | 5896 | Rate Constraint in MTons | FALSE | L | Annual | Standard CO2 | Thousand Tons | 112751.5395 | 60207.3732 | 56503.4482 | 50938.3457 | 49697.5607 | 49697.5607 | 49697.5607 | 49697.5607
RGGI CO2 Annual Constraint v5.13 | 1078 | 5896 | Rate Constraint in MTons | FALSE | L | Annual | Emissions at Affected Plants CO2 | Thousand Tons | 62670.0185 | 65703.9941 | 65518.0051 | 57221.3291 | 57193.3616 | 55135.6168 | 49697.5607 | 49697.5607
RGGI CO2 Annual Constraint v5.13 | 1078 | 5896 | Rate Constraint in MTons | FALSE | L | Annual | Allowances Purchased CO2 | Thousand Tons | -6838.4483 | -6527.9108 | -5906.8358 | -5099.4383 | -4807.0692 | 0 | 0 | 0
RGGI CO2 Annual Constraint v5.13 | 1078 | 5896 | Rate Constraint in MTons | FALSE | L | Annual | Allowances Sold CO2 | Thousand Tons | 0 | 0 | 0 | 0 | 0 | 0 | 0 | 0
RGGI CO2 Annual Constraint v5.13 | 1078 | 5896 | Rate Constraint in MTons | FALSE | L | Annual | Allowances Banked | Thousand Tons | 56919.9693 | 1031.2899 | 0 | 0 | 0 | 0 | 0 | 0
RGGI CO2 Annual Constraint v5.13 | 1078 | 5896 | Rate Constraint in MTons | FALSE | L | Annual | Allowances Withdrawn (1:1) | Thousand Tons | 0 | 0 | -3107.7211 | -1183.5451 | -2688.7317 | -5438.0562 | 0 | 0
RGGI CO2 Annual Constraint v5.13 | 1078 | 5896 | Rate Constraint in MTons | FALSE | L | Annual | Allowances Withdrawn (n:1) | Thousand Tons | 0 | 0 | 0 | 0 | 0 | 0 | 0 | 0
RGGI CO2 Annual Constraint v5.13 | 1078 | 5896 | Rate Constraint in MTons | FALSE | L | Annual | Net Emissions Allowance Position | Thousand Tons | 112751.5395 | 60207.3732 | 56503.4482 | 50938.3456 | 49697.5606 | 49697.5606 | 49697.5607 | 49697.5607
RGGI CO2 Annual Constraint v5.13 | 1078 | 5896 | Rate Constraint in MTons | FALSE | L | Annual | Fuel Consumed | TBtu | 1047.6663 | 1079.9604 | 1079.7928 | 953.9012 | 962.5725 | 928.2966 | 836.6703 | 837.7975
RGGI CO2 Annual Constraint v5.13 | 1078 | 5896 | Rate Constraint in MTons | FALSE | L | Annual | Rate | lb/MMBtu | 119.6374 | 121.6785 | 121.3529 | 119.9733 | 118.8344 | 118.7888 | 118.7984 | 118.6386
RGGI CO2 Annual Constraint v5.13 | 1078 | 5896 | Rate Constraint in MTons | FALSE | L | Annual | Generation | TWh | 149.2934 | 153.0013 | 153.3033 | 137.4372 | 181.1414 | 206.9819 | 213.5679 | 237.1159
RGGI CO2 Annual Constraint v5.13 | 1078 | 5896 | Rate Constraint in MTons | FALSE | L | Annual | Qualifying Generation | TWh | 149.2928 | 153.0011 | 153.3029 | 137.4364 | 139.1602 | 134.8539 | 122.6126 | 123.3329
RGGI CO2 Annual Constraint v5.13 | 1078 | 5896 | Rate Constraint in MTons | FALSE | L | Annual | Rate | lb/MWh | 839.5585 | 858.8696 | 854.7524 | 832.6952 | 821.9788 | 817.7091 | 810.6434 | 805.9094
RGGI CO2 Annual Constraint v5.13 | 1078 | 5896 | Rate Constraint in MTons | FALSE | L | Annual | Constraint Shadow Price | US2016$/Ton | 6.132 | 6.5256 | 7.3868 | 8.9027 | 10.9623 | 13.4984 | 14.9422 | 15.9487
RPS Solar v6.17- DC | 1079 | 7007 | Generation Constraint in GWh | FALSE | G | Annual | Seasons Included | Seasons | Winter, WintShld, Summer | Winter, WintShld, Summer | Winter, WintShld, Summer | Winter, WintShld, Summer | Winter, WintShld, Summer | Winter, WintShld, Summer | Winter, WintShld, Summer | Winter, WintShld, Summer
RPS Solar v6.17- DC | 1079 | 7007 | Generation Constraint in GWh | FALSE | G | Annual | Standard GWh | GWh | 205.4 | 278.3 | 318.2 | 505.9 | 571 | 579.9 | 594.7 | 609.8
RPS Solar v6.17- DC | 1079 | 7007 | Generation Constraint in GWh | FALSE | G | Annual | Emissions at Affected Plants | GWh | 205.4 | 278.3 | 318.2 | 505.9 | 571 | 579.9 | 594.7 | 609.8
RPS Solar v6.17- DC | 1079 | 7007 | Generation Constraint in GWh | FALSE | G | Annual | Allowances Purchased | GWh | 0 | 0 | 0 | 0 | 0 | 0 | 0 | 0
RPS Solar v6.17- DC | 1079 | 7007 | Generation Constraint in GWh | FALSE | G | Annual | Allowances Sold | GWh | 0 | 0 | 0 | 0 | 0 | 0 | 0 | 0
RPS Solar v6.17- DC | 1079 | 7007 | Generation Constraint in GWh | FALSE | G | Annual | Allowances Banked | GWh | 0 | 0 | 0 | 0 | 0 | 0 | 0 | 0
RPS Solar v6.17- DC | 1079 | 7007 | Generation Constraint in GWh | FALSE | G | Annual | Allowances Withdrawn (1:1) | GWh | 0 | 0 | 0 | 0 | 0 | 0 | 0 | 0
RPS Solar v6.17- DC | 1079 | 7007 | Generation Constraint in GWh | FALSE | G | Annual | Allowances Withdrawn (n:1) | GWh | 0 | 0 | 0 | 0 | 0 | 0 | 0 | 0
RPS Solar v6.17- DC | 1079 | 7007 | Generation Constraint in GWh | FALSE | G | Annual | Net Emissions Allowance Position | GWh | 205.4 | 278.3 | 318.2 | 505.9 | 571 | 579.9 | 594.7 | 609.8
RPS Solar v6.17- DC | 1079 | 7007 | Generation Constraint in GWh | FALSE | G | Annual | Fuel Consumed | TBtu | 0 | 0 | 0 | 0 | 0 | 0 | 0 | 0
RPS Solar v6.17- DC | 1079 | 7007 | Generation Constraint in GWh | FALSE | G | Annual | Heat Rate | MMBtu/MWh | 0 | 0 | 0 | 0 | 0 | 0 | 0 | 0
RPS Solar v6.17- DC | 1079 | 7007 | Generation Constraint in GWh | FALSE | G | Annual | Generation | TWh | 0.2054 | 0.2783 | 0.3182 | 0.5059 | 0.571 | 0.5799 | 0.5947 | 0.6098
RPS Solar v6.17- DC | 1079 | 7007 | Generation Constraint in GWh | FALSE | G | Annual | Qualifying Generation | TWh | 0.2054 | 0.2783 | 0.3182 | 0.5059 | 0.571 | 0.5799 | 0.5947 | 0.6098
RPS Solar v6.17- DC | 1079 | 7007 | Generation Constraint in GWh | FALSE | G | Annual | Rate | lb/MWh | 0 | 0 | 0 | 0 | 0 | 0 | 0 | 0
RPS Solar v6.17- DC | 1079 | 7007 | Generation Constraint in GWh | FALSE | G | Annual | Constraint Shadow Price | US2016$/MWh | 2.387 | 8.0336 | 9.3059 | 10.6931 | 18.2239 | 18.6852 | 13.428 | 13.3301
RPS Solar v6.17- DE | 1080 | 7008 | Generation Constraint in GWh | FALSE | G | Annual | Seasons Included | Seasons | Winter, WintShld, Summer | Winter, WintShld, Summer | Winter, WintShld, Summer | Winter, WintShld, Summer | Winter, WintShld, Summer | Winter, WintShld, Summer | Winter, WintShld, Summer | Winter, WintShld, Summer
RPS Solar v6.17- DE | 1080 | 7008 | Generation Constraint in GWh | FALSE | G | Annual | Standard GWh | GWh | 203.2 | 244.5 | 286.1 | 288.1 | 292.6 | 297.2 | 304.8 | 312.5
RPS Solar v6.17- DE | 1080 | 7008 | Generation Constraint in GWh | FALSE | G | Annual | Emissions at Affected Plants | GWh | 2552.2629 | 9539.3888 | 10517.5751 | 10517.5751 | 10517.5751 | 10517.5751 | 10517.5751 | 12795.7323
RPS Solar v6.17- DE | 1080 | 7008 | Generation Constraint in GWh | FALSE | G | Annual | Allowances Purchased | GWh | 0 | 0 | 0 | 0 | 0 | 0 | 0 | 0
RPS Solar v6.17- DE | 1080 | 7008 | Generation Constraint in GWh | FALSE | G | Annual | Allowances Sold | GWh | 0 | 0 | 0 | 0 | 0 | 0 | 0 | 0
RPS Solar v6.17- DE | 1080 | 7008 | Generation Constraint in GWh | FALSE | G | Annual | Allowances Banked | GWh | 0 | 0 | 0 | 0 | 0 | 0 | 0 | 0
RPS Solar v6.17- DE | 1080 | 7008 | Generation Constraint in GWh | FALSE | G | Annual | Allowances Withdrawn (1:1) | GWh | 0 | 0 | 0 | 0 | 0 | 0 | 0 | 0
RPS Solar v6.17- DE | 1080 | 7008 | Generation Constraint in GWh | FALSE | G | Annual | Allowances Withdrawn (n:1) | GWh | 0 | 0 | 0 | 0 | 0 | 0 | 0 | 0
RPS Solar v6.17- DE | 1080 | 7008 | Generation Constraint in GWh | FALSE | G | Annual | Net Emissions Allowance Position | GWh | 2552.2629 | 9539.3888 | 10517.5751 | 10517.5751 | 10517.5751 | 10517.5751 | 10517.5751 | 12795.7323
RPS Solar v6.17- DE | 1080 | 7008 | Generation Constraint in GWh | FALSE | G | Annual | Fuel Consumed | TBtu | 0 | 0 | 0 | 0 | 0 | 0 | 0 | 0
RPS Solar v6.17- DE | 1080 | 7008 | Generation Constraint in GWh | FALSE | G | Annual | Heat Rate | MMBtu/MWh | 0 | 0 | 0 | 0 | 0 | 0 | 0 | 0
RPS Solar v6.17- DE | 1080 | 7008 | Generation Constraint in GWh | FALSE | G | Annual | Generation | TWh | 17.1452 | 29.0471 | 41.5908 | 43.003 | 43.1072 | 43.156 | 43.2319 | 45.5876
RPS Solar v6.17- DE | 1080 | 7008 | Generation Constraint in GWh | FALSE | G | Annual | Qualifying Generation | TWh | 2.5523 | 9.5394 | 10.5176 | 10.5176 | 10.5176 | 10.5176 | 10.5176 | 12.7957
RPS Solar v6.17- DE | 1080 | 7008 | Generation Constraint in GWh | FALSE | G | Annual | Rate | lb/MWh | 0 | 0 | 0 | 0 | 0 | 0 | 0 | 0
RPS Solar v6.17- DE | 1080 | 7008 | Generation Constraint in GWh | FALSE | G | Annual | Constraint Shadow Price | US2016$/MWh | 0 | 0 | 0 | 0 | 0 | 0 | 0 | 0
RPS Solar v6.17- IL, MO | 1081 | 7013 | Generation Constraint in GWh | FALSE | G | Annual | Seasons Included | Seasons | Winter, WintShld, Summer | Winter, WintShld, Summer | Winter, WintShld, Summer | Winter, WintShld, Summer | Winter, WintShld, Summer | Winter, WintShld, Summer | Winter, WintShld, Summer | Winter, WintShld, Summer
RPS Solar v6.17- IL, MO | 1081 | 7013 | Generation Constraint in GWh | FALSE | G | Annual | Standard GWh | GWh | 1640.2 | 1907.5 | 2179.5 | 2360.5 | 2420 | 2480.9 | 2555 | 2631.3
RPS Solar v6.17- IL, MO | 1081 | 7013 | Generation Constraint in GWh | FALSE | G | Annual | Emissions at Affected Plants | GWh | 10051.7289 | 10197.9289 | 21655.0763 | 28216.0979 | 28427.2979 | 28643.2979 | 29794.2771 | 31070.0584
RPS Solar v6.17- IL, MO | 1081 | 7013 | Generation Constraint in GWh | FALSE | G | Annual | Allowances Purchased | GWh | 0 | 0 | 0 | 0 | 0 | 0 | 0 | 0
RPS Solar v6.17- IL, MO | 1081 | 7013 | Generation Constraint in GWh | FALSE | G | Annual | Allowances Sold | GWh | 0 | 0 | 0 | 0 | 0 | 0 | 0 | 0
RPS Solar v6.17- IL, MO | 1081 | 7013 | Generation Constraint in GWh | FALSE | G | Annual | Allowances Banked | GWh | 0 | 0 | 0 | 0 | 0 | 0 | 0 | 0
RPS Solar v6.17- IL, MO | 1081 | 7013 | Generation Constraint in GWh | FALSE | G | Annual | Allowances Withdrawn (1:1) | GWh | 0 | 0 | 0 | 0 | 0 | 0 | 0 | 0
RPS Solar v6.17- IL, MO | 1081 | 7013 | Generation Constraint in GWh | FALSE | G | Annual | Allowances Withdrawn (n:1) | GWh | 0 | 0 | 0 | 0 | 0 | 0 | 0 | 0
RPS Solar v6.17- IL, MO | 1081 | 7013 | Generation Constraint in GWh | FALSE | G | Annual | Net Emissions Allowance Position | GWh | 10051.7289 | 10197.9289 | 21655.0763 | 28216.0979 | 28427.2979 | 28643.2979 | 29794.2771 | 31070.0584
RPS Solar v6.17- IL, MO | 1081 | 7013 | Generation Constraint in GWh | FALSE | G | Annual | Fuel Consumed | TBtu | 0 | 0 | 0 | 0 | 0 | 0 | 0 | 0
RPS Solar v6.17- IL, MO | 1081 | 7013 | Generation Constraint in GWh | FALSE | G | Annual | Heat Rate | MMBtu/MWh | 0 | 0 | 0 | 0 | 0 | 0 | 0 | 0
RPS Solar v6.17- IL, MO | 1081 | 7013 | Generation Constraint in GWh | FALSE | G | Annual | Generation | TWh | 10.0517 | 10.1979 | 21.6551 | 28.2161 | 28.4273 | 28.6433 | 29.7943 | 31.0701
RPS Solar v6.17- IL, MO | 1081 | 7013 | Generation Constraint in GWh | FALSE | G | Annual | Qualifying Generation | TWh | 10.0517 | 10.1979 | 21.6551 | 28.2161 | 28.4273 | 28.6433 | 29.7943 | 31.0701
RPS Solar v6.17- IL, MO | 1081 | 7013 | Generation Constraint in GWh | FALSE | G | Annual | Rate | lb/MWh | 0 | 0 | 0 | 0 | 0 | 0 | 0 | 0
RPS Solar v6.17- IL, MO | 1081 | 7013 | Generation Constraint in GWh | FALSE | G | Annual | Constraint Shadow Price | US2016$/MWh | 0 | 0 | 0 | 0 | 0 | 0 | 0 | 0
RPS Solar v6.17- MA | 1082 | 7010 | Generation Constraint in GWh | FALSE | G | Annual | Seasons Included | Seasons | Winter, WintShld, Summer | Winter, WintShld, Summer | Winter, WintShld, Summer | Winter, WintShld, Summer | Winter, WintShld, Summer | Winter, WintShld, Summer | Winter, WintShld, Summer | Winter, WintShld, Summer
RPS Solar v6.17- MA | 1082 | 7010 | Generation Constraint in GWh | FALSE | G | Annual | Standard GWh | GWh | 86.2 | 93.6 | 100.9 | 118.8 | 138.2 | 157.7 | 178.4 | 199.5
RPS Solar v6.17- MA | 1082 | 7010 | Generation Constraint in GWh | FALSE | G | Annual | Emissions at Affected Plants | GWh | 725.1543 | 725.1543 | 725.1543 | 725.1543 | 725.1543 | 725.1543 | 725.1543 | 725.1543
RPS Solar v6.17- MA | 1082 | 7010 | Generation Constraint in GWh | FALSE | G | Annual | Allowances Purchased | GWh | 0 | 0 | 0 | 0 | 0 | 0 | 0 | 0
RPS Solar v6.17- MA | 1082 | 7010 | Generation Constraint in GWh | FALSE | G | Annual | Allowances Sold | GWh | 0 | 0 | 0 | 0 | 0 | 0 | 0 | 0
RPS Solar v6.17- MA | 1082 | 7010 | Generation Constraint in GWh | FALSE | G | Annual | Allowances Banked | GWh | 0 | 0 | 0 | 0 | 0 | 0 | 0 | 0
RPS Solar v6.17- MA | 1082 | 7010 | Generation Constraint in GWh | FALSE | G | Annual | Allowances Withdrawn (1:1) | GWh | 0 | 0 | 0 | 0 | 0 | 0 | 0 | 0
RPS Solar v6.17- MA | 1082 | 7010 | Generation Constraint in GWh | FALSE | G | Annual | Allowances Withdrawn (n:1) | GWh | 0 | 0 | 0 | 0 | 0 | 0 | 0 | 0
RPS Solar v6.17- MA | 1082 | 7010 | Generation Constraint in GWh | FALSE | G | Annual | Net Emissions Allowance Position | GWh | 725.1543 | 725.1543 | 725.1543 | 725.1543 | 725.1543 | 725.1543 | 725.1543 | 725.1543
RPS Solar v6.17- MA | 1082 | 7010 | Generation Constraint in GWh | FALSE | G | Annual | Fuel Consumed | TBtu | 0 | 0 | 0 | 0 | 0 | 0 | 0 | 0
RPS Solar v6.17- MA | 1082 | 7010 | Generation Constraint in GWh | FALSE | G | Annual | Heat Rate | MMBtu/MWh | 0 | 0 | 0 | 0 | 0 | 0 | 0 | 0
RPS Solar v6.17- MA | 1082 | 7010 | Generation Constraint in GWh | FALSE | G | Annual | Generation | TWh | 0.80288 | 0.80288 | 0.80288 | 0.80288 | 0.80288 | 0.80288 | 0.80288 | 0.80288
RPS Solar v6.17- MA | 1082 | 7010 | Generation Constraint in GWh | FALSE | G | Annual | Qualifying Generation | TWh | 0.72515 | 0.72515 | 0.72515 | 0.72515 | 0.72515 | 0.72515 | 0.72515 | 0.72515
RPS Solar v6.17- MA | 1082 | 7010 | Generation Constraint in GWh | FALSE | G | Annual | Rate | lb/MWh | 0 | 0 | 0 | 0 | 0 | 0 | 0 | 0
RPS Solar v6.17- MA | 1082 | 7010 | Generation Constraint in GWh | FALSE | G | Annual | Constraint Shadow Price | US2016$/MWh | 0 | 0 | 0 | 0 | 0 | 0 | 0 | 0
RPS Solar v6.17- MD | 1083 | 7011 | Generation Constraint in GWh | FALSE | G | Annual | Seasons Included | Seasons | Winter, WintShld, Summer | Winter, WintShld, Summer | Winter, WintShld, Summer | Winter, WintShld, Summer | Winter, WintShld, Summer | Winter, WintShld, Summer | Winter, WintShld, Summer | Winter, WintShld, Summer
RPS Solar v6.17- MD | 1083 | 7011 | Generation Constraint in GWh | FALSE | G | Annual | Standard GWh | GWh | 1524.1 | 1529.5 | 1534.9 | 1548.5 | 1574.3 | 1600.6 | 1641.8 | 1683.9
RPS Solar v6.17- MD | 1083 | 7011 | Generation Constraint in GWh | FALSE | G | Annual | Emissions at Affected Plants | GWh | 1524.1 | 1529.5 | 1534.9 | 1548.5 | 1574.3 | 1600.6 | 1641.8 | 1683.9
RPS Solar v6.17- MD | 1083 | 7011 | Generation Constraint in GWh | FALSE | G | Annual | Allowances Purchased | GWh | 0 | 0 | 0 | 0 | 0 | 0 | 0 | 0
RPS Solar v6.17- MD | 1083 | 7011 | Generation Constraint in GWh | FALSE | G | Annual | Allowances Sold | GWh | 0 | 0 | 0 | 0 | 0 | 0 | 0 | 0
RPS Solar v6.17- MD | 1083 | 7011 | Generation Constraint in GWh | FALSE | G | Annual | Allowances Banked | GWh | 0 | 0 | 0 | 0 | 0 | 0 | 0 | 0
RPS Solar v6.17- MD | 1083 | 7011 | Generation Constraint in GWh | FALSE | G | Annual | Allowances Withdrawn (1:1) | GWh | 0 | 0 | 0 | 0 | 0 | 0 | 0 | 0
RPS Solar v6.17- MD | 1083 | 7011 | Generation Constraint in GWh | FALSE | G | Annual | Allowances Withdrawn (n:1) | GWh | 0 | 0 | 0 | 0 | 0 | 0 | 0 | 0
RPS Solar v6.17- MD | 1083 | 7011 | Generation Constraint in GWh | FALSE | G | Annual | Net Emissions Allowance Position | GWh | 1524.1 | 1529.5 | 1534.9 | 1548.5 | 1574.3 | 1600.6 | 1641.8 | 1683.9
RPS Solar v6.17- MD | 1083 | 7011 | Generation Constraint in GWh | FALSE | G | Annual | Fuel Consumed | TBtu | 0 | 0 | 0 | 0 | 0 | 0 | 0 | 0
RPS Solar v6.17- MD | 1083 | 7011 | Generation Constraint in GWh | FALSE | G | Annual | Heat Rate | MMBtu/MWh | 0 | 0 | 0 | 0 | 0 | 0 | 0 | 0
RPS Solar v6.17- MD | 1083 | 7011 | Generation Constraint in GWh | FALSE | G | Annual | Generation | TWh | 1.5241 | 1.5295 | 1.5349 | 1.5485 | 1.5743 | 1.6006 | 1.6418 | 1.6839
RPS Solar v6.17- MD | 1083 | 7011 | Generation Constraint in GWh | FALSE | G | Annual | Qualifying Generation | TWh | 1.5241 | 1.5295 | 1.5349 | 1.5485 | 1.5743 | 1.6006 | 1.6418 | 1.6839
RPS Solar v6.17- MD | 1083 | 7011 | Generation Constraint in GWh | FALSE | G | Annual | Rate | lb/MWh | 0 | 0 | 0 | 0 | 0 | 0 | 0 | 0
RPS Solar v6.17- MD | 1083 | 7011 | Generation Constraint in GWh | FALSE | G | Annual | Constraint Shadow Price | US2016$/MWh | 5.129 | 7.7186 | 8.2099 | 9.2465 | 17.4809 | 18.0543 | 12.8474 | 12.7997
RPS Solar v6.17- MN | 1084 | 7012 | Generation Constraint in GWh | FALSE | G | Annual | Seasons Included | Seasons | Winter, WintShld, Summer | Winter, WintShld, Summer | Winter, WintShld, Summer | Winter, WintShld, Summer | Winter, WintShld, Summer | Winter, WintShld, Summer | Winter, WintShld, Summer | Winter, WintShld, Summer
RPS Solar v6.17- MN | 1084 | 7012 | Generation Constraint in GWh | FALSE | G | Annual | Standard GWh | GWh | 804.5 | 814.8 | 825.3 | 852 | 876.6 | 901.9 | 931.7 | 962.4
RPS Solar v6.17- MN | 1084 | 7012 | Generation Constraint in GWh | FALSE | G | Annual | Emissions at Affected Plants | GWh | 902.6628 | 902.6628 | 902.6628 | 902.6628 | 902.6628 | 902.6628 | 931.7 | 962.4
RPS Solar v6.17- MN | 1084 | 7012 | Generation Constraint in GWh | FALSE | G | Annual | Allowances Purchased | GWh | 0 | 0 | 0 | 0 | 0 | 0 | 0 | 0
RPS Solar v6.17- MN | 1084 | 7012 | Generation Constraint in GWh | FALSE | G | Annual | Allowances Sold | GWh | 0 | 0 | 0 | 0 | 0 | 0 | 0 | 0
RPS Solar v6.17- MN | 1084 | 7012 | Generation Constraint in GWh | FALSE | G | Annual | Allowances Banked | GWh | 0 | 0 | 0 | 0 | 0 | 0 | 0 | 0
RPS Solar v6.17- MN | 1084 | 7012 | Generation Constraint in GWh | FALSE | G | Annual | Allowances Withdrawn (1:1) | GWh | 0 | 0 | 0 | 0 | 0 | 0 | 0 | 0
RPS Solar v6.17- MN | 1084 | 7012 | Generation Constraint in GWh | FALSE | G | Annual | Allowances Withdrawn (n:1) | GWh | 0 | 0 | 0 | 0 | 0 | 0 | 0 | 0
RPS Solar v6.17- MN | 1084 | 7012 | Generation Constraint in GWh | FALSE | G | Annual | Net Emissions Allowance Position | GWh | 902.6628 | 902.6628 | 902.6628 | 902.6628 | 902.6628 | 902.6628 | 931.7 | 962.4
RPS Solar v6.17- MN | 1084 | 7012 | Generation Constraint in GWh | FALSE | G | Annual | Fuel Consumed | TBtu | 0 | 0 | 0 | 0 | 0 | 0 | 0 | 0
RPS Solar v6.17- MN | 1084 | 7012 | Generation Constraint in GWh | FALSE | G | Annual | Heat Rate | MMBtu/MWh | 0 | 0 | 0 | 0 | 0 | 0 | 0 | 0
RPS Solar v6.17- MN | 1084 | 7012 | Generation Constraint in GWh | FALSE | G | Annual | Generation | TWh | 0.90266 | 0.90266 | 0.90266 | 0.90266 | 0.90266 | 0.90266 | 0.9317 | 0.9624
RPS Solar v6.17- MN | 1084 | 7012 | Generation Constraint in GWh | FALSE | G | Annual | Qualifying Generation | TWh | 0.90266 | 0.90266 | 0.90266 | 0.90266 | 0.90266 | 0.90266 | 0.9317 | 0.9624
RPS Solar v6.17- MN | 1084 | 7012 | Generation Constraint in GWh | FALSE | G | Annual | Rate | lb/MWh | 0 | 0 | 0 | 0 | 0 | 0 | 0 | 0
RPS Solar v6.17- MN | 1084 | 7012 | Generation Constraint in GWh | FALSE | G | Annual | Constraint Shadow Price | US2016$/MWh | 0 | 0 | 0 | 0 | 0 | 0 | 6.1797 | 1.6003
RPS Solar v6.17- NC 75% limit | 1086 | 7042 | Generation Constraint in GWh | FALSE | G | Annual | Seasons Included | Seasons | Winter, WintShld, Summer | Winter, WintShld, Summer | Winter, WintShld, Summer | Winter, WintShld, Summer | Winter, WintShld, Summer | Winter, WintShld, Summer | Winter, WintShld, Summer | Winter, WintShld, Summer
RPS Solar v6.17- NC 75% limit | 1086 | 7042 | Generation Constraint in GWh | FALSE | G | Annual | Standard GWh | GWh | 112.125 | 114 | 115.875 | 120.675 | 125.475 | 130.425 | 136.05 | 141.9
RPS Solar v6.17- NC 75% limit | 1086 | 7042 | Generation Constraint in GWh | FALSE | G | Annual | Emissions at Affected Plants | GWh | 6665.2376 | 9860.3101 | 13886.2903 | 13886.2903 | 13886.2903 | 13886.2903 | 13886.2903 | 13886.2903
RPS Solar v6.17- NC 75% limit | 1086 | 7042 | Generation Constraint in GWh | FALSE | G | Annual | Allowances Purchased | GWh | 0 | 0 | 0 | 0 | 0 | 0 | 0 | 0
RPS Solar v6.17- NC 75% limit | 1086 | 7042 | Generation Constraint in GWh | FALSE | G | Annual | Allowances Sold | GWh | 0 | 0 | 0 | 0 | 0 | 0 | 0 | 0
RPS Solar v6.17- NC 75% limit | 1086 | 7042 | Generation Constraint in GWh | FALSE | G | Annual | Allowances Banked | GWh | 0 | 0 | 0 | 0 | 0 | 0 | 0 | 0
RPS Solar v6.17- NC 75% limit | 1086 | 7042 | Generation Constraint in GWh | FALSE | G | Annual | Allowances Withdrawn (1:1) | GWh | 0 | 0 | 0 | 0 | 0 | 0 | 0 | 0
RPS Solar v6.17- NC 75% limit | 1086 | 7042 | Generation Constraint in GWh | FALSE | G | Annual | Allowances Withdrawn (n:1) | GWh | 0 | 0 | 0 | 0 | 0 | 0 | 0 | 0
RPS Solar v6.17- NC 75% limit | 1086 | 7042 | Generation Constraint in GWh | FALSE | G | Annual | Net Emissions Allowance Position | GWh | 6665.2376 | 9860.3101 | 13886.2903 | 13886.2903 | 13886.2903 | 13886.2903 | 13886.2903 | 13886.2903
RPS Solar v6.17- NC 75% limit | 1086 | 7042 | Generation Constraint in GWh | FALSE | G | Annual | Fuel Consumed | TBtu | 0 | 0 | 0 | 0 | 0 | 0 | 0 | 0
RPS Solar v6.17- NC 75% limit | 1086 | 7042 | Generation Constraint in GWh | FALSE | G | Annual | Heat Rate | MMBtu/MWh | 0 | 0 | 0 | 0 | 0 | 0 | 0 | 0
RPS Solar v6.17- NC 75% limit | 1086 | 7042 | Generation Constraint in GWh | FALSE | G | Annual | Generation | TWh | 6.8216 | 10.9827 | 14.8017 | 14.8017 | 14.8017 | 14.8017 | 14.8017 | 14.8017
RPS Solar v6.17- NC 75% limit | 1086 | 7042 | Generation Constraint in GWh | FALSE | G | Annual | Qualifying Generation | TWh | 6.6652 | 9.8603 | 13.8863 | 13.8863 | 13.8863 | 13.8863 | 13.8863 | 13.8863
RPS Solar v6.17- NC 75% limit | 1086 | 7042 | Generation Constraint in GWh | FALSE | G | Annual | Rate | lb/MWh | 0 | 0 | 0 | 0 | 0 | 0 | 0 | 0
RPS Solar v6.17- NC 75% limit | 1086 | 7042 | Generation Constraint in GWh | FALSE | G | Annual | Constraint Shadow Price | US2016$/MWh | 0 | 0 | 0 | 0 | 0 | 0 | 0 | 0
RPS Solar v6.17- NH, MA | 1087 | 7015 | Generation Constraint in GWh | FALSE | G | Annual | Seasons Included | Seasons | Winter, WintShld, Summer | Winter, WintShld, Summer | Winter, WintShld, Summer | Winter, WintShld, Summer | Winter, WintShld, Summer | Winter, WintShld, Summer | Winter, WintShld, Summer | Winter, WintShld, Summer
RPS Solar v6.17- NH, MA | 1087 | 7015 | Generation Constraint in GWh | FALSE | G | Annual | Standard GWh | GWh | 158 | 164.9 | 171.8 | 188.6 | 208 | 227.4 | 248.6 | 270.3
RPS Solar v6.17- NH, MA | 1087 | 7015 | Generation Constraint in GWh | FALSE | G | Annual | Emissions at Affected Plants | GWh | 303.3836 | 303.3836 | 303.3836 | 303.3836 | 303.3836 | 303.3836 | 303.3836 | 796.7148
RPS Solar v6.17- NH, MA | 1087 | 7015 | Generation Constraint in GWh | FALSE | G | Annual | Allowances Purchased | GWh | 0 | 0 | 0 | 0 | 0 | 0 | 0 | 0
RPS Solar v6.17- NH, MA | 1087 | 7015 | Generation Constraint in GWh | FALSE | G | Annual | Allowances Sold | GWh | 0 | 0 | 0 | 0 | 0 | 0 | 0 | 0
RPS Solar v6.17- NH, MA | 1087 | 7015 | Generation Constraint in GWh | FALSE | G | Annual | Allowances Banked | GWh | 0 | 0 | 0 | 0 | 0 | 0 | 0 | 0
RPS Solar v6.17- NH, MA | 1087 | 7015 | Generation Constraint in GWh | FALSE | G | Annual | Allowances Withdrawn (1:1) | GWh | 0 | 0 | 0 | 0 | 0 | 0 | 0 | 0
RPS Solar v6.17- NH, MA | 1087 | 7015 | Generation Constraint in GWh | FALSE | G | Annual | Allowances Withdrawn (n:1) | GWh | 0 | 0 | 0 | 0 | 0 | 0 | 0 | 0
RPS Solar v6.17- NH, MA | 1087 | 7015 | Generation Constraint in GWh | FALSE | G | Annual | Net Emissions Allowance Position | GWh | 303.3836 | 303.3836 | 303.3836 | 303.3836 | 303.3836 | 303.3836 | 303.3836 | 796.7148
RPS Solar v6.17- NH, MA | 1087 | 7015 | Generation Constraint in GWh | FALSE | G | Annual | Fuel Consumed | TBtu | 0 | 0 | 0 | 0 | 0 | 0 | 0 | 0
RPS Solar v6.17- NH, MA | 1087 | 7015 | Generation Constraint in GWh | FALSE | G | Annual | Heat Rate | MMBtu/MWh | 0 | 0 | 0 | 0 | 0 | 0 | 0 | 0
RPS Solar v6.17- NH, MA | 1087 | 7015 | Generation Constraint in GWh | FALSE | G | Annual | Generation | TWh | 1.0285 | 1.0285 | 1.0285 | 1.0285 | 1.0285 | 1.0285 | 1.0285 | 1.5219
RPS Solar v6.17- NH, MA | 1087 | 7015 | Generation Constraint in GWh | FALSE | G | Annual | Qualifying Generation | TWh | 0.30338 | 0.30338 | 0.30338 | 0.30338 | 0.30338 | 0.30338 | 0.30338 | 0.79671
RPS Solar v6.17- NH, MA | 1087 | 7015 | Generation Constraint in GWh | FALSE | G | Annual | Rate | lb/MWh | 0 | 0 | 0 | 0 | 0 | 0 | 0 | 0
RPS Solar v6.17- NH, MA | 1087 | 7015 | Generation Constraint in GWh | FALSE | G | Annual | Constraint Shadow Price | US2016$/MWh | 0 | 0 | 0 | 0 | 0 | 0 | 0 | 0
RPS Solar v6.17- NJ | 1088 | 7016 | Generation Constraint in GWh | FALSE | G | Annual | Seasons Included | Seasons | Winter, WintShld, Summer | Winter, WintShld, Summer | Winter, WintShld, Summer | Winter, WintShld, Summer | Winter, WintShld, Summer | Winter, WintShld, Summer | Winter, WintShld, Summer | Winter, WintShld, Summer
RPS Solar v6.17- NJ | 1088 | 7016 | Generation Constraint in GWh | FALSE | G | Annual | Standard GWh | GWh | 3734.5 | 3744.7 | 3534 | 1638.2 | 828.1 | 841 | 862.3 | 884.1
RPS Solar v6.17- NJ | 1088 | 7016 | Generation Constraint in GWh | FALSE | G | Annual | Emissions at Affected Plants | GWh | 3734.5 | 3744.7 | 3744.7 | 3744.7 | 3744.7 | 3744.7 | 3744.7 | 3744.7
RPS Solar v6.17- NJ | 1088 | 7016 | Generation Constraint in GWh | FALSE | G | Annual | Allowances Purchased | GWh | 0 | 0 | 0 | 0 | 0 | 0 | 0 | 0
RPS Solar v6.17- NJ | 1088 | 7016 | Generation Constraint in GWh | FALSE | G | Annual | Allowances Sold | GWh | 0 | 0 | 0 | 0 | 0 | 0 | 0 | 0
RPS Solar v6.17- NJ | 1088 | 7016 | Generation Constraint in GWh | FALSE | G | Annual | Allowances Banked | GWh | 0 | 0 | 0 | 0 | 0 | 0 | 0 | 0
RPS Solar v6.17- NJ | 1088 | 7016 | Generation Constraint in GWh | FALSE | G | Annual | Allowances Withdrawn (1:1) | GWh | 0 | 0 | 0 | 0 | 0 | 0 | 0 | 0
RPS Solar v6.17- NJ | 1088 | 7016 | Generation Constraint in GWh | FALSE | G | Annual | Allowances Withdrawn (n:1) | GWh | 0 | 0 | 0 | 0 | 0 | 0 | 0 | 0
RPS Solar v6.17- NJ | 1088 | 7016 | Generation Constraint in GWh | FALSE | G | Annual | Net Emissions Allowance Position | GWh | 3734.5 | 3744.7 | 3744.7 | 3744.7 | 3744.7 | 3744.7 | 3744.7 | 3744.7
RPS Solar v6.17- NJ | 1088 | 7016 | Generation Constraint in GWh | FALSE | G | Annual | Fuel Consumed | TBtu | 0 | 0 | 0 | 0 | 0 | 0 | 0 | 0
RPS Solar v6.17- NJ | 1088 | 7016 | Generation Constraint in GWh | FALSE | G | Annual | Heat Rate | MMBtu/MWh | 0 | 0 | 0 | 0 | 0 | 0 | 0 | 0
RPS Solar v6.17- NJ | 1088 | 7016 | Generation Constraint in GWh | FALSE | G | Annual | Generation | TWh | 3.7345 | 3.7447 | 3.7447 | 3.7447 | 3.7447 | 3.7447 | 3.7447 | 3.7447
RPS Solar v6.17- NJ | 1088 | 7016 | Generation Constraint in GWh | FALSE | G | Annual | Qualifying Generation | TWh | 3.7345 | 3.7447 | 3.7447 | 3.7447 | 3.7447 | 3.7447 | 3.7447 | 3.7447
RPS Solar v6.17- NJ | 1088 | 7016 | Generation Constraint in GWh | FALSE | G | Annual | Rate | lb/MWh | 0 | 0 | 0 | 0 | 0 | 0 | 0 | 0
RPS Solar v6.17- NJ | 1088 | 7016 | Generation Constraint in GWh | FALSE | G | Annual | Constraint Shadow Price | US2016$/MWh | 1.634 | 163.0731 | 0 | 0 | 0 | 0 | 0 | 0
RPS Solar v6.17- NM | 1089 | 7017 | Generation Constraint in GWh | FALSE | G | Annual | Seasons Included | Seasons | Winter, WintShld, Summer | Winter, WintShld, Summer | Winter, WintShld, Summer | Winter, WintShld, Summer | Winter, WintShld, Summer | Winter, WintShld, Summer | Winter, WintShld, Summer | Winter, WintShld, Summer
RPS Solar v6.17- NM | 1089 | 7017 | Generation Constraint in GWh | FALSE | G | Annual | Standard GWh | GWh | 777.8 | 789.6 | 801.5 | 832.2 | 866.4 | 902 | 941.6 | 982.9
RPS Solar v6.17- NM | 1089 | 7017 | Generation Constraint in GWh | FALSE | G | Annual | Emissions at Affected Plants | GWh | 1157.5647 | 1157.5647 | 1157.5647 | 1157.5647 | 3067.975 | 3067.975 | 5204.3899 | 5204.3899
RPS Solar v6.17- NM | 1089 | 7017 | Generation Constraint in GWh | FALSE | G | Annual | Allowances Purchased | GWh | 0 | 0 | 0 | 0 | 0 | 0 | 0 | 0
RPS Solar v6.17- NM | 1089 | 7017 | Generation Constraint in GWh | FALSE | G | Annual | Allowances Sold | GWh | 0 | 0 | 0 | 0 | 0 | 0 | 0 | 0
RPS Solar v6.17- NM | 1089 | 7017 | Generation Constraint in GWh | FALSE | G | Annual | Allowances Banked | GWh | 0 | 0 | 0 | 0 | 0 | 0 | 0 | 0
RPS Solar v6.17- NM | 1089 | 7017 | Generation Constraint in GWh | FALSE | G | Annual | Allowances Withdrawn (1:1) | GWh | 0 | 0 | 0 | 0 | 0 | 0 | 0 | 0
RPS Solar v6.17- NM | 1089 | 7017 | Generation Constraint in GWh | FALSE | G | Annual | Allowances Withdrawn (n:1) | GWh | 0 | 0 | 0 | 0 | 0 | 0 | 0 | 0
RPS Solar v6.17- NM | 1089 | 7017 | Generation Constraint in GWh | FALSE | G | Annual | Net Emissions Allowance Position | GWh | 1157.5647 | 1157.5647 | 1157.5647 | 1157.5647 | 3067.975 | 3067.975 | 5204.3899 | 5204.3899
RPS Solar v6.17- NM | 1089 | 7017 | Generation Constraint in GWh | FALSE | G | Annual | Fuel Consumed | TBtu | 0 | 0 | 0 | 0 | 0 | 0 | 0 | 0
RPS Solar v6.17- NM | 1089 | 7017 | Generation Constraint in GWh | FALSE | G | Annual | Heat Rate | MMBtu/MWh | 0 | 0 | 0 | 0 | 0 | 0 | 0 | 0
RPS Solar v6.17- NM | 1089 | 7017 | Generation Constraint in GWh | FALSE | G | Annual | Generation | TWh | 1.1576 | 1.1576 | 1.1576 | 1.1576 | 3.068 | 3.068 | 5.2044 | 5.2044
RPS Solar v6.17- NM | 1089 | 7017 | Generation Constraint in GWh | FALSE | G | Annual | Qualifying Generation | TWh | 1.1576 | 1.1576 | 1.1576 | 1.1576 | 3.068 | 3.068 | 5.2044 | 5.2044
RPS Solar v6.17- NM | 1089 | 7017 | Generation Constraint in GWh | FALSE | G | Annual | Rate | lb/MWh | 0 | 0 | 0 | 0 | 0 | 0 | 0 | 0
RPS Solar v6.17- NM | 1089 | 7017 | Generation Constraint in GWh | FALSE | G | Annual | Constraint Shadow Price | US2016$/MWh | 0 | 0 | 0 | 0 | 0 | 0 | 0 | 0
RPS Solar v6.17- NV | 1090 | 7018 | Generation Constraint in GWh | FALSE | G | Annual | Seasons Included | Seasons | Winter, WintShld, Summer | Winter, WintShld, Summer | Winter, WintShld, Summer | Winter, WintShld, Summer | Winter, WintShld, Summer | Winter, WintShld, Summer | Winter, WintShld, Summer | Winter, WintShld, Summer
RPS Solar v6.17- NV | 1090 | 7018 | Generation Constraint in GWh | FALSE | G | Annual | Standard GWh | GWh | 385 | 389.1 | 496.5 | 509.9 | 527.1 | 544.9 | 567.9 | 591.8
RPS Solar v6.17- NV | 1090 | 7018 | Generation Constraint in GWh | FALSE | G | Annual | Emissions at Affected Plants | GWh | 4787.3477 | 4787.3477 | 4787.3477 | 4787.3477 | 5478.6808 | 5478.6808 | 5478.6808 | 5478.6808
RPS Solar v6.17- NV | 1090 | 7018 | Generation Constraint in GWh | FALSE | G | Annual | Allowances Purchased | GWh | 0 | 0 | 0 | 0 | 0 | 0 | 0 | 0
RPS Solar v6.17- NV | 1090 | 7018 | Generation Constraint in GWh | FALSE | G | Annual | Allowances Sold | GWh | 0 | 0 | 0 | 0 | 0 | 0 | 0 | 0
RPS Solar v6.17- NV | 1090 | 7018 | Generation Constraint in GWh | FALSE | G | Annual | Allowances Banked | GWh | 0 | 0 | 0 | 0 | 0 | 0 | 0 | 0
RPS Solar v6.17- NV | 1090 | 7018 | Generation Constraint in GWh | FALSE | G | Annual | Allowances Withdrawn (1:1) | GWh | 0 | 0 | 0 | 0 | 0 | 0 | 0 | 0
RPS Solar v6.17- NV | 1090 | 7018 | Generation Constraint in GWh | FALSE | G | Annual | Allowances Withdrawn (n:1) | GWh | 0 | 0 | 0 | 0 | 0 | 0 | 0 | 0
RPS Solar v6.17- NV | 1090 | 7018 | Generation Constraint in GWh | FALSE | G | Annual | Net Emissions Allowance Position | GWh | 4787.3477 | 4787.3477 | 4787.3477 | 4787.3477 | 5478.6808 | 5478.6808 | 5478.6808 | 5478.6808
RPS Solar v6.17- NV | 1090 | 7018 | Generation Constraint in GWh | FALSE | G | Annual | Fuel Consumed | TBtu | 2.4198 | 2.4198 | 2.4198 | 2.4198 | 2.4198 | 2.4198 | 2.4198 | 2.4198
RPS Solar v6.17- NV | 1090 | 7018 | Generation Constraint in GWh | FALSE | G | Annual | Heat Rate | MMBtu/MWh | 0.50547 | 0.50547 | 0.50547 | 0.50547 | 0.44168 | 0.44168 | 0.44168 | 0.44168
RPS Solar v6.17- NV | 1090 | 7018 | Generation Constraint in GWh | FALSE | G | Annual | Generation | TWh | 4.7873 | 4.7873 | 4.7873 | 4.7873 | 5.4787 | 5.4787 | 5.4787 | 5.4787
RPS Solar v6.17- NV | 1090 | 7018 | Generation Constraint in GWh | FALSE | G | Annual | Qualifying Generation | TWh | 4.7873 | 4.7873 | 4.7873 | 4.7873 | 5.4787 | 5.4787 | 5.4787 | 5.4787
RPS Solar v6.17- NV | 1090 | 7018 | Generation Constraint in GWh | FALSE | G | Annual | Rate | lb/MWh | 0 | 0 | 0 | 0 | 0 | 0 | 0 | 0
RPS Solar v6.17- NV | 1090 | 7018 | Generation Constraint in GWh | FALSE | G | Annual | Constraint Shadow Price | US2016$/MWh | 0 | 0 | 0 | 0 | 0 | 0 | 0 | 0
RPS Solar v6.17- OH 50% limit | 1092 | 7044 | Generation Constraint in GWh | FALSE | G | Annual | Seasons Included | Seasons | Winter, WintShld, Summer | Winter, WintShld, Summer | Winter, WintShld, Summer | Winter, WintShld, Summer | Winter, WintShld, Summer | Winter, WintShld, Summer | Winter, WintShld, Summer | Winter, WintShld, Summer
RPS Solar v6.17- OH 50% limit | 1092 | 7044 | Generation Constraint in GWh | FALSE | G | Annual | Standard GWh | GWh | 193.4 | 247.25 | 302.1 | 336.05 | 344.25 | 352.6 | 362.4 | 372.5
RPS Solar v6.17- OH 50% limit | 1092 | 7044 | Generation Constraint in GWh | FALSE | G | Annual | Emissions at Affected Plants | GWh | 2026.3928 | 7815.4309 | 7815.4309 | 7815.4309 | 7815.4309 | 7815.4309 | 7815.4309 | 7815.4309
RPS Solar v6.17- OH 50% limit | 1092 | 7044 | Generation Constraint in GWh | FALSE | G | Annual | Allowances Purchased | GWh | 0 | 0 | 0 | 0 | 0 | 0 | 0 | 0
RPS Solar v6.17- OH 50% limit | 1092 | 7044 | Generation Constraint in GWh | FALSE | G | Annual | Allowances Sold | GWh | 0 | 0 | 0 | 0 | 0 | 0 | 0 | 0
RPS Solar v6.17- OH 50% limit | 1092 | 7044 | Generation Constraint in GWh | FALSE | G | Annual | Allowances Banked | GWh | 0 | 0 | 0 | 0 | 0 | 0 | 0 | 0
RPS Solar v6.17- OH 50% limit | 1092 | 7044 | Generation Constraint in GWh | FALSE | G | Annual | Allowances Withdrawn (1:1) | GWh | 0 | 0 | 0 | 0 | 0 | 0 | 0 | 0
RPS Solar v6.17- OH 50% limit | 1092 | 7044 | Generation Constraint in GWh | FALSE | G | Annual | Allowances Withdrawn (n:1) | GWh | 0 | 0 | 0 | 0 | 0 | 0 | 0 | 0
RPS Solar v6.17- OH 50% limit | 1092 | 7044 | Generation Constraint in GWh | FALSE | G | Annual | Net Emissions Allowance Position | GWh | 2026.3928 | 7815.4309 | 7815.4309 | 7815.4309 | 7815.4309 | 7815.4309 | 7815.4309 | 7815.4309
RPS Solar v6.17- OH 50% limit | 1092 | 7044 | Generation Constraint in GWh | FALSE | G | Annual | Fuel Consumed | TBtu | 0 | 0 | 0 | 0 | 0 | 0 | 0 | 0
RPS Solar v6.17- OH 50% limit | 1092 | 7044 | Generation Constraint in GWh | FALSE | G | Annual | Heat Rate | MMBtu/MWh | 0 | 0 | 0 | 0 | 0 | 0 | 0 | 0
RPS Solar v6.17- OH 50% limit | 1092 | 7044 | Generation Constraint in GWh | FALSE | G | Annual | Generation | TWh | 2.0264 | 7.8154 | 7.8154 | 7.8154 | 7.8154 | 7.8154 | 7.8154 | 7.8154
RPS Solar v6.17- OH 50% limit | 1092 | 7044 | Generation Constraint in GWh | FALSE | G | Annual | Qualifying Generation | TWh | 2.0264 | 7.8154 | 7.8154 | 7.8154 | 7.8154 | 7.8154 | 7.8154 | 7.8154
RPS Solar v6.17- OH 50% limit | 1092 | 7044 | Generation Constraint in GWh | FALSE | G | Annual | Rate | lb/MWh | 0 | 0 | 0 | 0 | 0 | 0 | 0 | 0
RPS Solar v6.17- OH 50% limit | 1092 | 7044 | Generation Constraint in GWh | FALSE | G | Annual | Constraint Shadow Price | US2016$/MWh | 0 | 0 | 0 | 0 | 0 | 0 | 0 | 0
RPS Solar v6.17- PA | 1093 | 7046 | Generation Constraint in GWh | FALSE | G | Annual | Seasons Included | Seasons | Winter, WintShld, Summer | Winter, WintShld, Summer | Winter, WintShld, Summer | Winter, WintShld, Summer | Winter, WintShld, Summer | Winter, WintShld, Summer | Winter, WintShld, Summer | Winter, WintShld, Summer
RPS Solar v6.17- PA | 1093 | 7046 | Generation Constraint in GWh | FALSE | G | Annual | Standard GWh | GWh | 721.3 | 724.6 | 727.9 | 736.3 | 749.6 | 763.2 | 783.1 | 803.5
RPS Solar v6.17- PA | 1093 | 7046 | Generation Constraint in GWh | FALSE | G | Annual | Emissions at Affected Plants | GWh | 721.3 | 724.6 | 727.9 | 736.3 | 749.6 | 763.2 | 783.1 | 803.5
RPS Solar v6.17- PA | 1093 | 7046 | Generation Constraint in GWh | FALSE | G | Annual | Allowances Purchased | GWh | 0 | 0 | 0 | 0 | 0 | 0 | 0 | 0
RPS Solar v6.17- PA | 1093 | 7046 | Generation Constraint in GWh | FALSE | G | Annual | Allowances Sold | GWh | 0 | 0 | 0 | 0 | 0 | 0 | 0 | 0
RPS Solar v6.17- PA | 1093 | 7046 | Generation Constraint in GWh | FALSE | G | Annual | Allowances Banked | GWh | 0 | 0 | 0 | 0 | 0 | 0 | 0 | 0
RPS Solar v6.17- PA | 1093 | 7046 | Generation Constraint in GWh | FALSE | G | Annual | Allowances Withdrawn (1:1) | GWh | 0 | 0 | 0 | 0 | 0 | 0 | 0 | 0
RPS Solar v6.17- PA | 1093 | 7046 | Generation Constraint in GWh | FALSE | G | Annual | Allowances Withdrawn (n:1) | GWh | 0 | 0 | 0 | 0 | 0 | 0 | 0 | 0
RPS Solar v6.17- PA | 1093 | 7046 | Generation Constraint in GWh | FALSE | G | Annual | Net Emissions Allowance Position | GWh | 721.3 | 724.6 | 727.9 | 736.3 | 749.6 | 763.2 | 783.1 | 803.5
RPS Solar v6.17- PA | 1093 | 7046 | Generation Constraint in GWh | FALSE | G | Annual | Fuel Consumed | TBtu | 0 | 0 | 0 | 0 | 0 | 0 | 0 | 0
RPS Solar v6.17- PA | 1093 | 7046 | Generation Constraint in GWh | FALSE | G | Annual | Heat Rate | MMBtu/MWh | 0 | 0 | 0 | 0 | 0 | 0 | 0 | 0
RPS Solar v6.17- PA | 1093 | 7046 | Generation Constraint in GWh | FALSE | G | Annual | Generation | TWh | 0.7213 | 0.7246 | 0.7279 | 0.7363 | 0.7496 | 0.7632 | 0.7831 | 0.8035
RPS Solar v6.17- PA | 1093 | 7046 | Generation Constraint in GWh | FALSE | G | Annual | Qualifying Generation | TWh | 0.7213 | 0.7246 | 0.7279 | 0.7363 | 0.7496 | 0.7632 | 0.7831 | 0.8035
RPS Solar v6.17- PA | 1093 | 7046 | Generation Constraint in GWh | FALSE | G | Annual | Rate | lb/MWh | 0 | 0 | 0 | 0 | 0 | 0 | 0 | 0
RPS Solar v6.17- PA | 1093 | 7046 | Generation Constraint in GWh | FALSE | G | Annual | Constraint Shadow Price | US2016$/MWh | 7.509 | 8.7221 | 12.2441 | 15.3485 | 12.4951 | 14.0698 | 9.0753 | 9.3921
RPS v6.17- AZ | 1094 | 7020 | Generation Constraint in GWh | FALSE | G | Annual | Seasons Included | Seasons | Winter, WintShld, Summer | Winter, WintShld, Summer | Winter, WintShld, Summer | Winter, WintShld, Summer | Winter, WintShld, Summer | Winter, WintShld, Summer | Winter, WintShld, Summer | Winter, WintShld, Summer
RPS v6.17- AZ | 1094 | 7020 | Generation Constraint in GWh | FALSE | G | Annual | Standard GWh | GWh | 5083 | 6087 | 7116 | 7354 | 7643 | 7942 | 8298 | 8670
RPS v6.17- AZ | 1094 | 7020 | Generation Constraint in GWh | FALSE | G | Annual | Emissions at Affected Plants | GWh | 12605.4735 | 12605.4735 | 12605.4735 | 12607.0667 | 12621.3828 | 12621.3828 | 14397.7244 | 16484.0421
RPS v6.17- AZ | 1094 | 7020 | Generation Constraint in GWh | FALSE | G | Annual | Allowances Purchased | GWh | 0 | 0 | 0 | 0 | 0 | 0 | 0 | 0
RPS v6.17- AZ | 1094 | 7020 | Generation Constraint in GWh | FALSE | G | Annual | Allowances Sold | GWh | 0 | 0 | 0 | 0 | 0 | 0 | 0 | 0
RPS v6.17- AZ | 1094 | 7020 | Generation Constraint in GWh | FALSE | G | Annual | Allowances Banked | GWh | 0 | 0 | 0 | 0 | 0 | 0 | 0 | 0
RPS v6.17- AZ | 1094 | 7020 | Generation Constraint in GWh | FALSE | G | Annual | Allowances Withdrawn (1:1) | GWh | 0 | 0 | 0 | 0 | 0 | 0 | 0 | 0
RPS v6.17- AZ | 1094 | 7020 | Generation Constraint in GWh | FALSE | G | Annual | Allowances Withdrawn (n:1) | GWh | 0 | 0 | 0 | 0 | 0 | 0 | 0 | 0
RPS v6.17- AZ | 1094 | 7020 | Generation Constraint in GWh | FALSE | G | Annual | Net Emissions Allowance Position | GWh | 12605.4735 | 12605.4735 | 12605.4735 | 12607.0667 | 12621.3828 | 12621.3828 | 14397.7244 | 16484.0421
RPS v6.17- AZ | 1094 | 7020 | Generation Constraint in GWh | FALSE | G | Annual | Fuel Consumed | TBtu | 6.9511 | 6.9511 | 6.9511 | 6.9511 | 6.9511 | 6.9511 | 6.9511 | 6.9511
RPS v6.17- AZ | 1094 | 7020 | Generation Constraint in GWh | FALSE | G | Annual | Heat Rate | MMBtu/MWh | 0.55143 | 0.55143 | 0.55143 | 0.55136 | 0.55074 | 0.55074 | 0.48279 | 0.42168
RPS v6.17- AZ | 1094 | 7020 | Generation Constraint in GWh | FALSE | G | Annual | Generation | TWh | 12.6055 | 12.6055 | 12.6055 | 12.6071 | 12.6214 | 12.6214 | 14.3977 | 16.484
RPS v6.17- AZ | 1094 | 7020 | Generation Constraint in GWh | FALSE | G | Annual | Qualifying Generation | TWh | 12.6055 | 12.6055 | 12.6055 | 12.6071 | 12.6214 | 12.6214 | 14.3977 | 16.484
RPS v6.17- AZ | 1094 | 7020 | Generation Constraint in GWh | FALSE | G | Annual | Rate | lb/MWh | 0 | 0 | 0 | 0 | 0 | 0 | 0 | 0
RPS v6.17- AZ | 1094 | 7020 | Generation Constraint in GWh | FALSE | G | Annual | Constraint Shadow Price | US2016$/MWh | 0 | 0 | 0 | 0 | 0 | 0 | 0 | 0
RPS v6.17- CA | 1095 | 7021 | Generation Constraint in GWh | FALSE | G | Annual | Seasons Included | Seasons | Winter, WintShld, Summer | Winter, WintShld, Summer | Winter, WintShld, Summer | Winter, WintShld, Summer | Winter, WintShld, Summer | Winter, WintShld, Summer | Winter, WintShld, Summer | Winter, WintShld, Summer
RPS v6.17- CA | 1095 | 7021 | Generation Constraint in GWh | FALSE | G | Annual | Standard GWh | GWh | 93482 | 102561 | 111357 | 132545 | 133221 | 133903 | 137852 | 141918
RPS v6.17- CA | 1095 | 7021 | Generation Constraint in GWh | FALSE | G | Annual | Emissions at Affected Plants | GWh | 95193.529 | 102561 | 111357 | 169423.8615 | 169786.3004 | 169930.243 | 173405.4622 | 182443.0228
RPS v6.17- CA | 1095 | 7021 | Generation Constraint in GWh | FALSE | G | Annual | Allowances Purchased | GWh | 0 | 0 | 0 | 0 | 0 | 0 | 0 | 0
RPS v6.17- CA | 1095 | 7021 | Generation Constraint in GWh | FALSE | G | Annual | Allowances Sold | GWh | 0 | 0 | 0 | 0 | 0 | 0 | 0 | 0
RPS v6.17- CA | 1095 | 7021 | Generation Constraint in GWh | FALSE | G | Annual | Allowances Banked | GWh | 0 | 0 | 0 | 0 | 0 | 0 | 0 | 0
RPS v6.17- CA | 1095 | 7021 | Generation Constraint in GWh | FALSE | G | Annual | Allowances Withdrawn (1:1) | GWh | 0 | 0 | 0 | 0 | 0 | 0 | 0 | 0
RPS v6.17- CA | 1095 | 7021 | Generation Constraint in GWh | FALSE | G | Annual | Allowances Withdrawn (n:1) | GWh | 0 | 0 | 0 | 0 | 0 | 0 | 0 | 0
RPS v6.17- CA | 1095 | 7021 | Generation Constraint in GWh | FALSE | G | Annual | Net Emissions Allowance Position | GWh | 95193.529 | 102561 | 111357 | 169423.8615 | 169786.3004 | 169930.243 | 173405.4622 | 182443.0228
RPS v6.17- CA | 1095 | 7021 | Generation Constraint in GWh | FALSE | G | Annual | Fuel Consumed | TBtu | 255.5704 | 298.4191 | 299.305 | 276.1297 | 280.9603 | 282.9883 | 286.898 | 283.8645
RPS v6.17- CA | 1095 | 7021 | Generation Constraint in GWh | FALSE | G | Annual | Heat Rate | MMBtu/MWh | 2.6847 | 2.9097 | 2.6878 | 1.6298 | 1.6548 | 1.6653 | 1.6545 | 1.5559
RPS v6.17- CA | 1095 | 7021 | Generation Constraint in GWh | FALSE | G | Annual | Generation | TWh | 95.1935 | 102.561 | 111.357 | 169.4239 | 169.7863 | 169.9302 | 173.4055 | 182.443
RPS v6.17- CA | 1095 | 7021 | Generation Constraint in GWh | FALSE | G | Annual | Qualifying Generation | TWh | 95.1935 | 102.561 | 111.357 | 169.4239 | 169.7863 | 169.9302 | 173.4055 | 182.443
RPS v6.17- CA | 1095 | 7021 | Generation Constraint in GWh | FALSE | G | Annual | Rate | lb/MWh | 0 | 0 | 0 | 0 | 0 | 0 | 0 | 0
RPS v6.17- CA | 1095 | 7021 | Generation Constraint in GWh | FALSE | G | Annual | Constraint Shadow Price | US2016$/MWh | 0 | 2.8233 | 25.6889 | 0 | 0 | 0 | 0 | 0
RPS v6.17- CO | 1097 | 7022 | Generation Constraint in GWh | FALSE | G | Annual | Seasons Included | Seasons | Winter, WintShld, Summer | Winter, WintShld, Summer | Winter, WintShld, Summer | Winter, WintShld, Summer | Winter, WintShld, Summer | Winter, WintShld, Summer | Winter, WintShld, Summer | Winter, WintShld, Summer
RPS v6.17- CO | 1097 | 7022 | Generation Constraint in GWh | FALSE | G | Annual | Standard GWh | GWh | 12478 | 12667 | 12859 | 13352 | 13909 | 14489 | 15182 | 15907
RPS v6.17- CO | 1097 | 7022 | Generation Constraint in GWh | FALSE | G | Annual | Emissions at Affected Plants | GWh | 12478 | 12667 | 12859 | 13352 | 16493.0563 | 16493.0563 | 17175.6172 | 18315.046
RPS v6.17- CO | 1097 | 7022 | Generation Constraint in GWh | FALSE | G | Annual | Allowances Purchased | GWh | 0 | 0 | 0 | 0 | 0 | 0 | 0 | 0
RPS v6.17- CO | 1097 | 7022 | Generation Constraint in GWh | FALSE | G | Annual | Allowances Sold | GWh | 0 | 0 | 0 | 0 | 0 | 0 | 0 | 0
RPS v6.17- CO | 1097 | 7022 | Generation Constraint in GWh | FALSE | G | Annual | Allowances Banked | GWh | 0 | 0 | 0 | 0 | 0 | 0 | 0 | 0
RPS v6.17- CO | 1097 | 7022 | Generation Constraint in GWh | FALSE | G | Annual | Allowances Withdrawn (1:1) | GWh | 0 | 0 | 0 | 0 | 0 | 0 | 0 | 0
RPS v6.17- CO | 1097 | 7022 | Generation Constraint in GWh | FALSE | G | Annual | Allowances Withdrawn (n:1) | GWh | 0 | 0 | 0 | 0 | 0 | 0 | 0 | 0
RPS v6.17- CO | 1097 | 7022 | Generation Constraint in GWh | FALSE | G | Annual | Net Emissions Allowance Position | GWh | 12478 | 12667 | 12859 | 13352 | 16493.0563 | 16493.0563 | 17175.6172 | 18315.046
RPS v6.17- CO | 1097 | 7022 | Generation Constraint in GWh | FALSE | G | Annual | Fuel Consumed | TBtu | 0.57576 | 0.57576 | 0.57576 | 0.57576 | 0.57576 | 0.57576 | 0.57576 | 0.57576
RPS v6.17- CO | 1097 | 7022 | Generation Constraint in GWh | FALSE | G | Annual | Heat Rate | MMBtu/MWh | 0.046142 | 0.045453 | 0.044775 | 0.043122 | 0.034909 | 0.034909 | 0.033522 | 0.031436
RPS v6.17- CO | 1097 | 7022 | Generation Constraint in GWh | FALSE | G | Annual | Generation | TWh | 12.478 | 12.667 | 12.859 | 13.352 | 16.4931 | 16.4931 | 17.1756 | 18.315
RPS v6.17- CO | 1097 | 7022 | Generation Constraint in GWh | FALSE | G | Annual | Qualifying Generation | TWh | 12.478 | 12.667 | 12.859 | 13.352 | 16.4931 | 16.4931 | 17.1756 | 18.315
RPS v6.17- CO | 1097 | 7022 | Generation Constraint in GWh | FALSE | G | Annual | Rate | lb/MWh | 0 | 0 | 0 | 0 | 0 | 0 | 0 | 0
RPS v6.17- CO | 1097 | 7022 | Generation Constraint in GWh | FALSE | G | Annual | Constraint Shadow Price | US2016$/MWh | 16.474 | 15.3659 | 19.9293 | 5.4724 | 0 | 0 | 0 | 0
RPS v6.17- CT, MA, ME, NH, RI, VT | 1098 | 7023 | Generation Constraint in GWh | FALSE | G | Annual | Seasons Included | Seasons | Winter, WintShld, Summer | Winter, WintShld, Summer | Winter, WintShld, Summer | Winter, WintShld, Summer | Winter, WintShld, Summer | Winter, WintShld, Summer | Winter, WintShld, Summer | Winter, WintShld, Summer
RPS v6.17- CT, MA, ME, NH, RI, VT | 1098 | 7023 | Generation Constraint in GWh | FALSE | G | Annual | Standard GWh | GWh | 29303 | 31715 | 34066 | 39767 | 43025 | 45495 | 48319 | 51184
RPS v6.17- CT, MA, ME, NH, RI, VT | 1098 | 7023 | Generation Constraint in GWh | FALSE | G | Annual | Emissions at Affected Plants | GWh | 15906.8592 | 15911.3659 | 15934.1398 | 39767 | 38335.3839 | 37526.1359 | 48319 | 51184
RPS v6.17- CT, MA, ME, NH, RI, VT | 1098 | 7023 | Generation Constraint in GWh | FALSE | G | Annual | Allowances Purchased | GWh | 13396.1408 | 15803.6341 | 18131.8602 | 0 | 4689.6161 | 7968.8641 | 0 | 0
RPS v6.17- CT, MA, ME, NH, RI, VT | 1098 | 7023 | Generation Constraint in GWh | FALSE | G | Annual | Allowances Sold | GWh | 0 | 0 | 0 | 0 | 0 | 0 | 0 | 0
RPS v6.17- CT, MA, ME, NH, RI, VT | 1098 | 7023 | Generation Constraint in GWh | FALSE | G | Annual | Allowances Banked | GWh | 0 | 0 | 0 | 0 | 0 | 0 | 0 | 0
RPS v6.17- CT, MA, ME, NH, RI, VT | 1098 | 7023 | Generation Constraint in GWh | FALSE | G | Annual | Allowances Withdrawn (1:1) | GWh | 0 | 0 | 0 | 0 | 0 | 0 | 0 | 0
RPS v6.17- CT, MA, ME, NH, RI, VT | 1098 | 7023 | Generation Constraint in GWh | FALSE | G | Annual | Allowances Withdrawn (n:1) | GWh | 0 | 0 | 0 | 0 | 0 | 0 | 0 | 0
RPS v6.17- CT, MA, ME, NH, RI, VT | 1098 | 7023 | Generation Constraint in GWh | FALSE | G | Annual | Net Emissions Allowance Position | GWh | 29303 | 31715 | 34066 | 39767 | 43025 | 45495 | 48319 | 51184
RPS v6.17- CT, MA, ME, NH, RI, VT | 1098 | 7023 | Generation Constraint in GWh | FALSE | G | Annual | Fuel Consumed | TBtu | 1.3126 | 1.5877 | 2.1963 | 26.8183 | 24.2184 | 21.5353 | 21.3536 | 21.2918
RPS v6.17- CT, MA, ME, NH, RI, VT | 1098 | 7023 | Generation Constraint in GWh | FALSE | G | Annual | Heat Rate | MMBtu/MWh | 0.022148 | 0.026793 | 0.037054 | 0.28001 | 0.2521 | 0.22261 | 0.19228 | 0.18475
RPS v6.17- CT, MA, ME, NH, RI, VT | 1098 | 7023 | Generation Constraint in GWh | FALSE | G | Annual | Generation | TWh | 59.2669 | 59.2562 | 59.2739 | 95.7769 | 96.0653 | 96.7386 | 111.0567 | 115.2436
RPS v6.17- CT, MA, ME, NH, RI, VT | 1098 | 7023 | Generation Constraint in GWh | FALSE | G | Annual | Qualifying Generation | TWh | 15.9069 | 15.9114 | 15.9341 | 39.767 | 38.3354 | 37.5261 | 48.319 | 51.184
RPS v6.17- CT, MA, ME, NH, RI, VT | 1098 | 7023 | Generation Constraint in GWh | FALSE | G | Annual | Rate | lb/MWh | 0 | 0 | 0 | 0 | 0 | 0 | 0 | 0
RPS v6.17- CT, MA, ME, NH, RI, VT | 1098 | 7023 | Generation Constraint in GWh | FALSE | G | Annual | Constraint Shadow Price | US2016$/MWh | 10.001 | 10.0007 | 10.0004 | 8.2383 | 10.0005 | 10.0004 | 7.1729 | 3.5063
RPS v6.17- DC, DE, MD, NJ, PA | 1099 | 7024 | Generation Constraint in GWh | FALSE | G | Annual | Seasons Included | Seasons | Winter, WintShld, Summer | Winter, WintShld, Summer | Winter, WintShld, Summer | Winter, WintShld, Summer | Winter, WintShld, Summer | Winter, WintShld, Summer | Winter, WintShld, Summer | Winter, WintShld, Summer
RPS v6.17- DC, DE, MD, NJ, PA | 1099 | 7024 | Generation Constraint in GWh | FALSE | G | Annual | Standard GWh | GWh | 51651 | 57129 | 63084 | 74600 | 75888 | 77121 | 79088 | 81104
RPS v6.17- DC, DE, MD, NJ, PA | 1099 | 7024 | Generation Constraint in GWh | FALSE | G | Annual | Emissions at Affected Plants | GWh | 51651 | 57129 | 63084 | 74600 | 75888 | 77121 | 79088 | 81104
RPS v6.17- DC, DE, MD, NJ, PA | 1099 | 7024 | Generation Constraint in GWh | FALSE | G | Annual | Allowances Purchased | GWh | 0 | 0 | 0 | 0 | 0 | 0 | 0 | 0
RPS v6.17- DC, DE, MD, NJ, PA | 1099 | 7024 | Generation Constraint in GWh | FALSE | G | Annual | Allowances Sold | GWh | 0 | 0 | 0 | 0 | 0 | 0 | 0 | 0
RPS v6.17- DC, DE, MD, NJ, PA | 1099 | 7024 | Generation Constraint in GWh | FALSE | G | Annual | Allowances Banked | GWh | 0 | 0 | 0 | 0 | 0 | 0 | 0 | 0
RPS v6.17- DC, DE, MD, NJ, PA | 1099 | 7024 | Generation Constraint in GWh | FALSE | G | Annual | Allowances Withdrawn (1:1) | GWh | 0 | 0 | 0 | 0 | 0 | 0 | 0 | 0
RPS v6.17- DC, DE, MD, NJ, PA | 1099 | 7024 | Generation Constraint in GWh | FALSE | G | Annual | Allowances Withdrawn (n:1) | GWh | 0 | 0 | 0 | 0 | 0 | 0 | 0 | 0
RPS v6.17- DC, DE, MD, NJ, PA | 1099 | 7024 | Generation Constraint in GWh | FALSE | G | Annual | Net Emissions Allowance Position | GWh | 51651 | 57129 | 63084 | 74600 | 75888 | 77121 | 79088 | 81104
RPS v6.17- DC, DE, MD, NJ, PA | 1099 | 7024 | Generation Constraint in GWh | FALSE | G | Annual | Fuel Consumed | TBtu | 42.0246 | 30.9658 | 41.3383 | 26.8011 | 19.3005 | 31.7841 | 31.4871 | 39.0022
RPS v6.17- DC, DE, MD, NJ, PA | 1099 | 7024 | Generation Constraint in GWh | FALSE | G | Annual | Heat Rate | MMBtu/MWh | 0.70792 | 0.43401 | 0.49324 | 0.27996 | 0.20139 | 0.33148 | 0.32812 | 0.3967
RPS v6.17- DC, DE, MD, NJ, PA | 1099 | 7024 | Generation Constraint in GWh | FALSE | G | Annual | Generation | TWh | 59.3632 | 71.3473 | 83.8088 | 95.7322 | 95.8364 | 95.8852 | 95.9611 | 98.3168
RPS v6.17- DC, DE, MD, NJ, PA | 1099 | 7024 | Generation Constraint in GWh | FALSE | G | Annual | Qualifying Generation | TWh | 51.651 | 57.129 | 63.084 | 74.6 | 75.888 | 77.121 | 79.088 | 81.104
RPS v6.17- DC, DE, MD, NJ, PA | 1099 | 7024 | Generation Constraint in GWh | FALSE | G | Annual | Rate | lb/MWh | 0 | 0 | 0 | 0 | 0 | 0 | 0 | 0
RPS v6.17- DC, DE, MD, NJ, PA | 1099 | 7024 | Generation Constraint in GWh | FALSE | G | Annual | Constraint Shadow Price | US2016$/MWh | 24.336 | 15.7985 | 20.8042 | 8.2383 | 10.0005 | 10.9681 | 10.417 | 4.9945
RPS v6.17- IA | 1100 | 7025 | Generation Constraint in GWh | FALSE | G | Annual | Seasons Included | Seasons | Winter, WintShld, Summer | Winter, WintShld, Summer | Winter, WintShld, Summer | Winter, WintShld, Summer | Winter, WintShld, Summer | Winter, WintShld, Summer | Winter, WintShld, Summer | Winter, WintShld, Summer
RPS v6.17- IA | 1100 | 7025 | Generation Constraint in GWh | FALSE | G | Annual | Standard GWh | GWh | 296 | 296 | 296 | 296 | 296 | 296 | 297 | 299
RPS v6.17- IA | 1100 | 7025 | Generation Constraint in GWh | FALSE | G | Annual | Emissions at Affected Plants | GWh | 7692.3275 | 7692.3275 | 7692.3275 | 7692.3275 | 7692.3275 | 7692.3275 | 7692.3275 | 7692.3275
RPS v6.17- IA | 1100 | 7025 | Generation Constraint in GWh | FALSE | G | Annual | Allowances Purchased | GWh | 0 | 0 | 0 | 0 | 0 | 0 | 0 | 0
RPS v6.17- IA | 1100 | 7025 | Generation Constraint in GWh | FALSE | G | Annual | Allowances Sold | GWh | 0 | 0 | 0 | 0 | 0 | 0 | 0 | 0
RPS v6.17- IA | 1100 | 7025 | Generation Constraint in GWh | FALSE | G | Annual | Allowances Banked | GWh | 0 | 0 | 0 | 0 | 0 | 0 | 0 | 0
RPS v6.17- IA | 1100 | 7025 | Generation Constraint in GWh | FALSE | G | Annual | Allowances Withdrawn (1:1) | GWh | 0 | 0 | 0 | 0 | 0 | 0 | 0 | 0
RPS v6.17- IA | 1100 | 7025 | Generation Constraint in GWh | FALSE | G | Annual | Allowances Withdrawn (n:1) | GWh | 0 | 0 | 0 | 0 | 0 | 0 | 0 | 0
RPS v6.17- IA | 1100 | 7025 | Generation Constraint in GWh | FALSE | G | Annual | Net Emissions Allowance Position | GWh | 7692.3275 | 7692.3275 | 7692.3275 | 7692.3275 | 7692.3275 | 7692.3275 | 7692.3275 | 7692.3275
RPS v6.17- IA | 1100 | 7025 | Generation Constraint in GWh | FALSE | G | Annual | Fuel Consumed | TBtu | 1.9263 | 1.9263 | 1.9263 | 1.9263 | 1.9263 | 1.9263 | 1.9263 | 1.9263
RPS v6.17- IA | 1100 | 7025 | Generation Constraint in GWh | FALSE | G | Annual | Heat Rate | MMBtu/MWh | 0.066684 | 0.066684 | 0.066684 | 0.066684 | 0.066684 | 0.066684 | 0.066684 | 0.066684
RPS v6.17- IA | 1100 | 7025 | Generation Constraint in GWh | FALSE | G | Annual | Generation | TWh | 28.8876 | 28.8876 | 28.8876 | 28.8876 | 28.8876 | 28.8876 | 28.8876 | 28.8876
RPS v6.17- IA | 1100 | 7025 | Generation Constraint in GWh | FALSE | G | Annual | Qualifying Generation | TWh | 7.6923 | 7.6923 | 7.6923 | 7.6923 | 7.6923 | 7.6923 | 7.6923 | 7.6923
RPS v6.17- IA | 1100 | 7025 | Generation Constraint in GWh | FALSE | G | Annual | Rate | lb/MWh | 0 | 0 | 0 | 0 | 0 | 0 | 0 | 0
RPS v6.17- IA | 1100 | 7025 | Generation Constraint in GWh | FALSE | G | Annual | Constraint Shadow Price | US2016$/MWh | 0 | 0 | 0 | 0 | 0 | 0 | 0 | 0
RPS v6.17- IL | 1101 | 7026 | Generation Constraint in GWh | FALSE | G | Annual | Seasons Included | Seasons | Winter, WintShld, Summer | Winter, WintShld, Summer | Winter, WintShld, Summer | Winter, WintShld, Summer | Winter, WintShld, Summer | Winter, WintShld, Summer | Winter, WintShld, Summer | Winter, WintShld, Summer
RPS v6.17- IL | 1101 | 7026 | Generation Constraint in GWh | FALSE | G | Annual | Standard GWh | GWh | 13586 | 16062 | 18583 | 20228 | 20733 | 21250 | 21877 | 22524
RPS v6.17- IL | 1101 | 7026 | Generation Constraint in GWh | FALSE | G | Annual | Emissions at Affected Plants | GWh | 29326.3124 | 29321.7931 | 29321.7931 | 34304.0744 | 34106.0744 | 34055.7004 | 34932.2796 | 36171.1122
RPS v6.17- IL | 1101 | 7026 | Generation Constraint in GWh | FALSE | G | Annual | Allowances Purchased | GWh | 0 | 0 | 0 | 0 | 0 | 0 | 0 | 0
RPS v6.17- IL | 1101 | 7026 | Generation Constraint in GWh | FALSE | G | Annual | Allowances Sold | GWh | 0 | 0 | 0 | 0 | 0 | 0 | 0 | 0
RPS v6.17- IL | 1101 | 7026 | Generation Constraint in GWh | FALSE | G | Annual | Allowances Banked | GWh | 0 | 0 | 0 | 0 | 0 | 0 | 0 | 0
RPS v6.17- IL | 1101 | 7026 | Generation Constraint in GWh | FALSE | G | Annual | Allowances Withdrawn (1:1) | GWh | 0 | 0 | 0 | 0 | 0 | 0 | 0 | 0
RPS v6.17- IL | 1101 | 7026 | Generation Constraint in GWh | FALSE | G | Annual | Allowances Withdrawn (n:1) | GWh | 0 | 0 | 0 | 0 | 0 | 0 | 0 | 0
RPS v6.17- IL | 1101 | 7026 | Generation Constraint in GWh | FALSE | G | Annual | Net Emissions Allowance Position | GWh | 29326.3124 | 29321.7931 | 29321.7931 | 34304.0744 | 34106.0744 | 34055.7004 | 34932.2796 | 36171.1122
RPS v6.17- IL | 1101 | 7026 | Generation Constraint in GWh | FALSE | G | Annual | Fuel Consumed | TBtu | 6.584 | 6.5546 | 6.5546 | 9.9283 | 7.1573 | 6.5371 | 6.5371 | 6.5371
RPS v6.17- IL | 1101 | 7026 | Generation Constraint in GWh | FALSE | G | Annual | Heat Rate | MMBtu/MWh | 0.092237 | 0.091643 | 0.07899 | 0.10261 | 0.073813 | 0.067162 | 0.066217 | 0.065053
RPS v6.17- IL | 1101 | 7026 | Generation Constraint in GWh | FALSE | G | Annual | Generation | TWh | 71.3818 | 71.5235 | 82.9806 | 96.7547 | 96.9659 | 97.3335 | 98.7225 | 100.4896
RPS v6.17- IL | 1101 | 7026 | Generation Constraint in GWh | FALSE | G | Annual | Qualifying Generation | TWh | 29.3263 | 29.3218 | 29.3218 | 34.3041 | 34.1061 | 34.0557 | 34.9323 | 36.1711
RPS v6.17- IL | 1101 | 7026 | Generation Constraint in GWh | FALSE | G | Annual | Rate | lb/MWh | 0 | 0 | 0 | 0 | 0 | 0 | 0 | 0
RPS v6.17- IL | 1101 | 7026 | Generation Constraint in GWh | FALSE | G | Annual | Constraint Shadow Price | US2016$/MWh | 0 | 0 | 0 | 0 | 0 | 0 | 0 | 0
RPS v6.17- MI | 1102 | 7027 | Generation Constraint in GWh | FALSE | G | Annual | Seasons Included | Seasons | Winter, WintShld, Summer | Winter, WintShld, Summer | Winter, WintShld, Summer | Winter, WintShld, Summer | Winter, WintShld, Summer | Winter, WintShld, Summer | Winter, WintShld, Summer | Winter, WintShld, Summer
RPS v6.17- MI | 1102 | 7027 | Generation Constraint in GWh | FALSE | G | Annual | Standard GWh | GWh | 15397 | 15506 | 15617 | 15896 | 16257 | 16625 | 17097 | 17582
RPS v6.17- MI | 1102 | 7027 | Generation Constraint in GWh | FALSE | G | Annual | Emissions at Affected Plants | GWh | 15397 | 15506 | 15617 | 15896 | 16257 | 16625 | 17097 | 17582
RPS v6.17- MI | 1102 | 7027 | Generation Constraint in GWh | FALSE | G | Annual | Allowances Purchased | GWh | 0 | 0 | 0 | 0 | 0 | 0 | 0 | 0
RPS v6.17- MI | 1102 | 7027 | Generation Constraint in GWh | FALSE | G | Annual | Allowances Sold | GWh | 0 | 0 | 0 | 0 | 0 | 0 | 0 | 0
RPS v6.17- MI | 1102 | 7027 | Generation Constraint in GWh | FALSE | G | Annual | Allowances Banked | GWh | 0 | 0 | 0 | 0 | 0 | 0 | 0 | 0
RPS v6.17- MI | 1102 | 7027 | Generation Constraint in GWh | FALSE | G | Annual | Allowances Withdrawn (1:1) | GWh | 0 | 0 | 0 | 0 | 0 | 0 | 0 | 0
RPS v6.17- MI | 1102 | 7027 | Generation Constraint in GWh | FALSE | G | Annual | Allowances Withdrawn (n:1) | GWh | 0 | 0 | 0 | 0 | 0 | 0 | 0 | 0
RPS v6.17- MI | 1102 | 7027 | Generation Constraint in GWh | FALSE | G | Annual | Net Emissions Allowance Position | GWh | 15397 | 15506 | 15617 | 15896 | 16257 | 16625 | 17097 | 17582
RPS v6.17- MI | 1102 | 7027 | Generation Constraint in GWh | FALSE | G | Annual | Fuel Consumed | TBtu | 11.4004 | 11.753 | 12.2251 | 11.3011 | 11.3084 | 11.4005 | 11.3011 | 11.3011
RPS v6.17- MI | 1102 | 7027 | Generation Constraint in GWh | FALSE | G | Annual | Heat Rate | MMBtu/MWh | 0.73056 | 0.75258 | 0.7828 | 0.59686 | 0.59725 | 0.60187 | 0.59686 | 0.59686
RPS v6.17- MI | 1102 | 7027 | Generation Constraint in GWh | FALSE | G | Annual | Generation | TWh | 15.6051 | 15.617 | 15.617 | 18.9342 | 18.9342 | 18.9417 | 18.9342 | 18.9342
RPS v6.17- MI | 1102 | 7027 | Generation Constraint in GWh | FALSE | G | Annual | Qualifying Generation | TWh | 15.397 | 15.506 | 15.617 | 15.896 | 16.257 | 16.625 | 17.097 | 17.582
RPS v6.17- MI | 1102 | 7027 | Generation Constraint in GWh | FALSE | G | Annual | Rate | lb/MWh | 0 | 0 | 0 | 0 | 0 | 0 | 0 | 0
RPS v6.17- MI | 1102 | 7027 | Generation Constraint in GWh | FALSE | G | Annual | Constraint Shadow Price | US2016$/MWh | 24.336 | 15.7985 | 26.8951 | 8.2383 | 10.0005 | 10.9681 | 10.417 | 4.9945
RPS v6.17- MN | 1103 | 7028 | Generation Constraint in GWh | FALSE | G | Annual | Seasons Included | Seasons | Winter, WintShld, Summer | Winter, WintShld, Summer | Winter, WintShld, Summer | Winter, WintShld, Summer | Winter, WintShld, Summer | Winter, WintShld, Summer | Winter, WintShld, Summer | Winter, WintShld, Summer
RPS v6.17- MN | 1103 | 7028 | Generation Constraint in GWh | FALSE | G | Annual | Standard GWh | GWh | 17364 | 17587 | 19730 | 20369 | 20957 | 21561 | 22273 | 23009
RPS v6.17- MN | 1103 | 7028 | Generation Constraint in GWh | FALSE | G | Annual | Emissions at Affected Plants | GWh | 19720.0085 | 19721.4913 | 19730 | 25006.7678 | 25006.7678 | 25007.5091 | 37362.2542 | 50802.6107
RPS v6.17- MN | 1103 | 7028 | Generation Constraint in GWh | FALSE | G | Annual | Allowances Purchased | GWh | 0 | 0 | 0 | 0 | 0 | 0 | 0 | 0
RPS v6.17- MN | 1103 | 7028 | Generation Constraint in GWh | FALSE | G | Annual | Allowances Sold | GWh | 0 | 0 | 0 | 0 | 0 | 0 | 0 | 0
RPS v6.17- MN | 1103 | 7028 | Generation Constraint in GWh | FALSE | G | Annual | Allowances Banked | GWh | 0 | 0 | 0 | 0 | 0 | 0 | 0 | 0
RPS v6.17- MN | 1103 | 7028 | Generation Constraint in GWh | FALSE | G | Annual | Allowances Withdrawn (1:1) | GWh | 0 | 0 | 0 | 0 | 0 | 0 | 0 | 0
RPS v6.17- MN | 1103 | 7028 | Generation Constraint in GWh | FALSE | G | Annual | Allowances Withdrawn (n:1) | GWh | 0 | 0 | 0 | 0 | 0 | 0 | 0 | 0
RPS v6.17- MN | 1103 | 7028 | Generation Constraint in GWh | FALSE | G | Annual | Net Emissions Allowance Position | GWh | 19720.0085 | 19721.4913 | 19730 | 25006.7678 | 25006.7678 | 25007.5091 | 37362.2542 | 50802.6107
RPS v6.17- MN | 1103 | 7028 | Generation Constraint in GWh | FALSE | G | Annual | Fuel Consumed | TBtu | 2.1357 | 2.1561 | 2.2728 | 2.1561 | 2.1561 | 2.1662 | 2.1866 | 2.1561
RPS v6.17- MN | 1103 | 7028 | Generation Constraint in GWh | FALSE | G | Annual | Heat Rate | MMBtu/MWh | 0.1083 | 0.10933 | 0.11519 | 0.086219 | 0.086219 | 0.086623 | 0.058524 | 0.04244
RPS v6.17- MN | 1103 | 7028 | Generation Constraint in GWh | FALSE | G | Annual | Generation | TWh | 19.72 | 19.7215 | 19.73 | 25.0068 | 25.0068 | 25.0075 | 37.3623 | 50.8026
RPS v6.17- MN | 1103 | 7028 | Generation Constraint in GWh | FALSE | G | Annual | Qualifying Generation | TWh | 19.72 | 19.7215 | 19.73 | 25.0068 | 25.0068 | 25.0075 | 37.3623 | 50.8026
RPS v6.17- MN | 1103 | 7028 | Generation Constraint in GWh | FALSE | G | Annual | Rate | lb/MWh | 0 | 0 | 0 | 0 | 0 | 0 | 0 | 0
RPS v6.17- MN | 1103 | 7028 | Generation Constraint in GWh | FALSE | G | Annual | Constraint Shadow Price | US2016$/MWh | 0 | 0 | 10.5717 | 0 | 0 | 0 | 0 | 0
RPS v6.17- MO | 1104 | 7029 | Generation Constraint in GWh | FALSE | G | Annual | Seasons Included | Seasons | Winter, WintShld, Summer | Winter, WintShld, Summer | Winter, WintShld, Summer | Winter, WintShld, Summer | Winter, WintShld, Summer | Winter, WintShld, Summer | Winter, WintShld, Summer | Winter, WintShld, Summer
RPS v6.17- MO | 1104 | 7029 | Generation Constraint in GWh | FALSE | G | Annual | Standard GWh | GWh | 7327.2 | 7398.4 | 7469.6 | 7651.2 | 7862.4 | 8078.4 | 8352.8 | 8636
RPS v6.17- MO | 1104 | 7029 | Generation Constraint in GWh | FALSE | G | Annual | Emissions at Affected Plants | GWh | 7327.2 | 7398.4 | 7469.6 | 7651.2 | 7862.4 | 8078.4 | 8352.8 | 8636
RPS v6.17- MO | 1104 | 7029 | Generation Constraint in GWh | FALSE | G | Annual | Allowances Purchased | GWh | 0 | 0 | 0 | 0 | 0 | 0 | 0 | 0
RPS v6.17- MO | 1104 | 7029 | Generation Constraint in GWh | FALSE | G | Annual | Allowances Sold | GWh | 0 | 0 | 0 | 0 | 0 | 0 | 0 | 0
RPS v6.17- MO | 1104 | 7029 | Generation Constraint in GWh | FALSE | G | Annual | Allowances Banked | GWh | 0 | 0 | 0 | 0 | 0 | 0 | 0 | 0
RPS v6.17- MO | 1104 | 7029 | Generation Constraint in GWh | FALSE | G | Annual | Allowances Withdrawn (1:1) | GWh | 0 | 0 | 0 | 0 | 0 | 0 | 0 | 0
RPS v6.17- MO | 1104 | 7029 | Generation Constraint in GWh | FALSE | G | Annual | Allowances Withdrawn (n:1) | GWh | 0 | 0 | 0 | 0 | 0 | 0 | 0 | 0
RPS v6.17- MO | 1104 | 7029 | Generation Constraint in GWh | FALSE | G | Annual | Net Emissions Allowance Position | GWh | 7327.2 | 7398.4 | 7469.6 | 7651.2 | 7862.4 | 8078.4 | 8352.8 | 8636
RPS v6.17- MO | 1104 | 7029 | Generation Constraint in GWh | FALSE | G | Annual | Fuel Consumed | TBtu | 1.5085 | 1.5085 | 1.5085 | 1.5085 | 1.5085 | 1.5085 | 1.5085 | 1.5085
RPS v6.17- MO | 1104 | 7029 | Generation Constraint in GWh | FALSE | G | Annual | Heat Rate | MMBtu/MWh | 0.20588 | 0.2039 | 0.20196 | 0.19716 | 0.19187 | 0.18674 | 0.1806 | 0.17468
RPS v6.17- MO | 1104 | 7029 | Generation Constraint in GWh | FALSE | G | Annual | Generation | TWh | 7.3272 | 7.3984 | 7.4696 | 7.6512 | 7.8624 | 8.0784 | 8.3528 | 8.636
RPS v6.17- MO | 1104 | 7029 | Generation Constraint in GWh | FALSE | G | Annual | Qualifying Generation | TWh | 7.3272 | 7.3984 | 7.4696 | 7.6512 | 7.8624 | 8.0784 | 8.3528 | 8.636
RPS v6.17- MO | 1104 | 7029 | Generation Constraint in GWh | FALSE | G | Annual | Rate | lb/MWh | 0 | 0 | 0 | 0 | 0 | 0 | 0 | 0
RPS v6.17- MO | 1104 | 7029 | Generation Constraint in GWh | FALSE | G | Annual | Constraint Shadow Price | US2016$/MWh | 25.435 | 16.3971 | 16.5436 | 1.7002 | 7.0857 | 8.791 | 4.2346 | 7.2166
RPS v6.17- MT | 1105 | 7030 | Generation Constraint in GWh | FALSE | G | Annual | Seasons Included | Seasons | Winter, WintShld, Summer | Winter, WintShld, Summer | Winter, WintShld, Summer | Winter, WintShld, Summer | Winter, WintShld, Summer | Winter, WintShld, Summer | Winter, WintShld, Summer | Winter, WintShld, Summer
RPS v6.17- MT | 1105 | 7030 | Generation Constraint in GWh | FALSE | G | Annual | Standard GWh | GWh | 1504 | 1512 | 1519 | 1539 | 1571 | 1604 | 1661 | 1719
RPS v6.17- MT | 1105 | 7030 | Generation Constraint in GWh | FALSE | G | Annual | Emissions at Affected Plants | GWh | 2899.8483 | 2899.8483 | 2899.8483 | 2899.8483 | 2899.8483 | 2899.8483 | 2899.8483 | 4545.3939
RPS v6.17- MT | 1105 | 7030 | Generation Constraint in GWh | FALSE | G | Annual | Allowances Purchased | GWh | 0 | 0 | 0 | 0 | 0 | 0 | 0 | 0
RPS v6.17- MT | 1105 | 7030 | Generation Constraint in GWh | FALSE | G | Annual | Allowances Sold | GWh | 0 | 0 | 0 | 0 | 0 | 0 | 0 | 0
RPS v6.17- MT | 1105 | 7030 | Generation Constraint in GWh | FALSE | G | Annual | Allowances Banked | GWh | 0 | 0 | 0 | 0 | 0 | 0 | 0 | 0
RPS v6.17- MT | 1105 | 7030 | Generation Constraint in GWh | FALSE | G | Annual | Allowances Withdrawn (1:1) | GWh | 0 | 0 | 0 | 0 | 0 | 0 | 0 | 0
RPS v6.17- MT | 1105 | 7030 | Generation Constraint in GWh | FALSE | G | Annual | Allowances Withdrawn (n:1) | GWh | 0 | 0 | 0 | 0 | 0 | 0 | 0 | 0
RPS v6.17- MT | 1105 | 7030 | Generation Constraint in GWh | FALSE | G | Annual | Net Emissions Allowance Position | GWh | 2899.8483 | 2899.8483 | 2899.8483 | 2899.8483 | 2899.8483 | 2899.8483 | 2899.8483 | 4545.3939
RPS v6.17- MT | 1105 | 7030 | Generation Constraint in GWh | FALSE | G | Annual | Fuel Consumed | TBtu | 0 | 0 | 0 | 0 | 0 | 0 | 0 | 0
RPS v6.17- MT | 1105 | 7030 | Generation Constraint in GWh | FALSE | G | Annual | Heat Rate | MMBtu/MWh | 0 | 0 | 0 | 0 | 0 | 0 | 0 | 0
RPS v6.17- MT | 1105 | 7030 | Generation Constraint in GWh | FALSE | G | Annual | Generation | TWh | 2.8998 | 2.8998 | 2.8998 | 2.8998 | 2.8998 | 2.8998 | 2.8998 | 4.5454
RPS v6.17- MT | 1105 | 7030 | Generation Constraint in GWh | FALSE | G | Annual | Qualifying Generation | TWh | 2.8998 | 2.8998 | 2.8998 | 2.8998 | 2.8998 | 2.8998 | 2.8998 | 4.5454
RPS v6.17- MT | 1105 | 7030 | Generation Constraint in GWh | FALSE | G | Annual | Rate | lb/MWh | 0 | 0 | 0 | 0 | 0 | 0 | 0 | 0
RPS v6.17- MT | 1105 | 7030 | Generation Constraint in GWh | FALSE | G | Annual | Constraint Shadow Price | US2016$/MWh | 0 | 0 | 0 | 0 | 0 | 0 | 0 | 0
RPS v6.17- NC 75% limit | 1107 | 7041 | Generation Constraint in GWh | FALSE | G | Annual | Seasons Included | Seasons | Winter, WintShld, Summer | Winter, WintShld, Summer | Winter, WintShld, Summer | Winter, WintShld, Summer | Winter, WintShld, Summer | Winter, WintShld, Summer | Winter, WintShld, Summer | Winter, WintShld, Summer
RPS v6.17- NC 75% limit | 1107 | 7041 | Generation Constraint in GWh | FALSE | G | Annual | Standard GWh | GWh | 6132.75 | 6244.5 | 6358.5 | 6650.25 | 6942 | 7244.25 | 7583.25 | 7937.25
RPS v6.17- NC 75% limit | 1107 | 7041 | Generation Constraint in GWh | FALSE | G | Annual | Emissions at Affected Plants | GWh | 6132.75 | 10293.8915 | 14112.8829 | 14400.2927 | 14400.2927 | 14400.2927 | 14400.2927 | 14429.676
RPS v6.17- NC 75% limit | 1107 | 7041 | Generation Constraint in GWh | FALSE | G | Annual | Allowances Purchased | GWh | 0 | 0 | 0 | 0 | 0 | 0 | 0 | 0
RPS v6.17- NC 75% limit | 1107 | 7041 | Generation Constraint in GWh | FALSE | G | Annual | Allowances Sold | GWh | 0 | 0 | 0 | 0 | 0 | 0 | 0 | 0
RPS v6.17- NC 75% limit | 1107 | 7041 | Generation Constraint in GWh | FALSE | G | Annual | Allowances Banked | GWh | 0 | 0 | 0 | 0 | 0 | 0 | 0 | 0
RPS v6.17- NC 75% limit | 1107 | 7041 | Generation Constraint in GWh | FALSE | G | Annual | Allowances Withdrawn (1:1) | GWh | 0 | 0 | 0 | 0 | 0 | 0 | 0 | 0
RPS v6.17- NC 75% limit | 1107 | 7041 | Generation Constraint in GWh | FALSE | G | Annual | Allowances Withdrawn (n:1) | GWh | 0 | 0 | 0 | 0 | 0 | 0 | 0 | 0
RPS v6.17- NC 75% limit | 1107 | 7041 | Generation Constraint in GWh | FALSE | G | Annual | Net Emissions Allowance Position | GWh | 6132.75 | 10293.8915 | 14112.8829 | 14400.2927 | 14400.2927 | 14400.2927 | 14400.2927 | 14429.676
RPS v6.17- NC 75% limit | 1107 | 7041 | Generation Constraint in GWh | FALSE | G | Annual | Fuel Consumed | TBtu | 7.9025 | 7.9025 | 7.9025 | 7.9025 | 7.9025 | 7.9025 | 7.9025 | 7.9025
RPS v6.17- NC 75% limit | 1107 | 7041 | Generation Constraint in GWh | FALSE | G | Annual | Heat Rate | MMBtu/MWh | 0.95057 | 0.63349 | 0.48501 | 0.4766 | 0.4766 | 0.4766 | 0.4766 | 0.47576
RPS v6.17- NC 75% limit | 1107 | 7041 | Generation Constraint in GWh | FALSE | G | Annual | Generation | TWh | 8.3135 | 12.4746 | 16.2936 | 16.581 | 16.581 | 16.581 | 16.581 | 16.6104
RPS v6.17- NC 75% limit | 1107 | 7041 | Generation Constraint in GWh | FALSE | G | Annual | Qualifying Generation | TWh | 6.1328 | 10.2939 | 14.1129 | 14.4003 | 14.4003 | 14.4003 | 14.4003 | 14.4297
RPS v6.17- NC 75% limit | 1107 | 7041 | Generation Constraint in GWh | FALSE | G | Annual | Rate | lb/MWh | 0 | 0 | 0 | 0 | 0 | 0 | 0 | 0
RPS v6.17- NC 75% limit | 1107 | 7041 | Generation Constraint in GWh | FALSE | G | Annual | Constraint Shadow Price | US2016$/MWh | 15.069 | 0 | 0 | 0 | 0 | 0 | 0 | 0
RPS v6.17- NM | 1108 | 7032 | Generation Constraint in GWh | FALSE | G | Annual | Seasons Included | Seasons | Winter, WintShld, Summer | Winter, WintShld, Summer | Winter, WintShld, Summer | Winter, WintShld, Summer | Winter, WintShld, Summer | Winter, WintShld, Summer | Winter, WintShld, Summer | Winter, WintShld, Summer
RPS v6.17- NM | 1108 | 7032 | Generation Constraint in GWh | FALSE | G | Annual | Standard GWh | GWh | 3889 | 3948 | 4008 | 4161 | 4332 | 4510 | 4708 | 4915
RPS v6.17- NM | 1108 | 7032 | Generation Constraint in GWh | FALSE | G | Annual | Emissions at Affected Plants | GWh | 9061.1134 | 9061.1134 | 9061.1134 | 9061.1134 | 10971.5237 | 10971.5237 | 16076.2563 | 16076.2563
RPS v6.17- NM | 1108 | 7032 | Generation Constraint in GWh | FALSE | G | Annual | Allowances Purchased | GWh | 0 | 0 | 0 | 0 | 0 | 0 | 0 | 0
RPS v6.17- NM | 1108 | 7032 | Generation Constraint in GWh | FALSE | G | Annual | Allowances Sold | GWh | 0 | 0 | 0 | 0 | 0 | 0 | 0 | 0
RPS v6.17- NM | 1108 | 7032 | Generation Constraint in GWh | FALSE | G | Annual | Allowances Banked | GWh | 0 | 0 | 0 | 0 | 0 | 0 | 0 | 0
RPS v6.17- NM | 1108 | 7032 | Generation Constraint in GWh | FALSE | G | Annual | Allowances Withdrawn (1:1) | GWh | 0 | 0 | 0 | 0 | 0 | 0 | 0 | 0
RPS v6.17- NM | 1108 | 7032 | Generation Constraint in GWh | FALSE | G | Annual | Allowances Withdrawn (n:1) | GWh | 0 | 0 | 0 | 0 | 0 | 0 | 0 | 0
RPS v6.17- NM | 1108 | 7032 | Generation Constraint in GWh | FALSE | G | Annual | Net Emissions Allowance Position | GWh | 9061.1134 | 9061.1134 | 9061.1134 | 9061.1134 | 10971.5237 | 10971.5237 | 16076.2563 | 16076.2563
RPS v6.17- NM | 1108 | 7032 | Generation Constraint in GWh | FALSE | G | Annual | Fuel Consumed | TBtu | 1.9842 | 1.9842 | 1.9842 | 1.9842 | 1.9842 | 1.9842 | 1.9842 | 1.9842
RPS v6.17- NM | 1108 | 7032 | Generation Constraint in GWh | FALSE | G | Annual | Heat Rate | MMBtu/MWh | 0.21898 | 0.21898 | 0.21898 | 0.21898 | 0.18085 | 0.18085 | 0.12342 | 0.12342
RPS v6.17- NM | 1108 | 7032 | Generation Constraint in GWh | FALSE | G | Annual | Generation | TWh | 9.0611 | 9.0611 | 9.0611 | 9.0611 | 10.9715 | 10.9715 | 16.0763 | 16.0763
RPS v6.17- NM | 1108 | 7032 | Generation Constraint in GWh | FALSE | G | Annual | Qualifying Generation | TWh | 9.0611 | 9.0611 | 9.0611 | 9.0611 | 10.9715 | 10.9715 | 16.0763 | 16.0763
RPS v6.17- NM | 1108 | 7032 | Generation Constraint in GWh | FALSE | G | Annual | Rate | lb/MWh | 0 | 0 | 0 | 0 | 0 | 0 | 0 | 0
RPS v6.17- NM | 1108 | 7032 | Generation Constraint in GWh | FALSE | G | Annual | Constraint Shadow Price | US2016$/MWh | 0 | 0 | 0 | 0 | 0 | 0 | 0 | 0
RPS v6.17- NV | 1109 | 7033 | Generation Constraint in GWh | FALSE | G | Annual | Seasons Included | Seasons | Winter, WintShld, Summer | Winter, WintShld, Summer | Winter, WintShld, Summer | Winter, WintShld, Summer | Winter, WintShld, Summer | Winter, WintShld, Summer | Winter, WintShld, Summer | Winter, WintShld, Summer
RPS v6.17- NV | 1109 | 7033 | Generation Constraint in GWh | FALSE | G | Annual | Standard GWh | GWh | 6416 | 6485 | 8275 | 8498 | 8785 | 9082 | 9465 | 9864
RPS v6.17- NV | 1109 | 7033 | Generation Constraint in GWh | FALSE | G | Annual | Emissions at Affected Plants | GWh | 8926.9258 | 8926.9258 | 8926.9258 | 8926.9258 | 9618.2589 | 9626.1154 | 9643.6825 | 9864
RPS v6.17- NV | 1109 | 7033 | Generation Constraint in GWh | FALSE | G | Annual | Allowances Purchased | GWh | 0 | 0 | 0 | 0 | 0 | 0 | 0 | 0
RPS v6.17- NV | 1109 | 7033 | Generation Constraint in GWh | FALSE | G | Annual | Allowances Sold | GWh | 0 | 0 | 0 | 0 | 0 | 0 | 0 | 0
RPS v6.17- NV | 1109 | 7033 | Generation Constraint in GWh | FALSE | G | Annual | Allowances Banked | GWh | 0 | 0 | 0 | 0 | 0 | 0 | 0 | 0
RPS v6.17- NV | 1109 | 7033 | Generation Constraint in GWh | FALSE | G | Annual | Allowances Withdrawn (1:1) | GWh | 0 | 0 | 0 | 0 | 0 | 0 | 0 | 0
RPS v6.17- NV | 1109 | 7033 | Generation Constraint in GWh | FALSE | G | Annual | Allowances Withdrawn (n:1) | GWh | 0 | 0 | 0 | 0 | 0 | 0 | 0 | 0
RPS v6.17- NV | 1109 | 7033 | Generation Constraint in GWh | FALSE | G | Annual | Net Emissions Allowance Position | GWh | 8926.9258 | 8926.9258 | 8926.9258 | 8926.9258 | 9618.2589 | 9626.1154 | 9643.6825 | 9864
RPS v6.17- NV | 1109 | 7033 | Generation Constraint in GWh | FALSE | G | Annual | Fuel Consumed | TBtu | 53.9911 | 53.9911 | 53.9911 | 53.9911 | 53.9911 | 53.9911 | 53.9911 | 53.9911
RPS v6.17- NV | 1109 | 7033 | Generation Constraint in GWh | FALSE | G | Annual | Heat Rate | MMBtu/MWh | 6.0481 | 6.0481 | 6.0481 | 6.0481 | 5.6134 | 5.6088 | 5.5986 | 5.4735
RPS v6.17- NV | 1109 | 7033 | Generation Constraint in GWh | FALSE | G | Annual | Generation | TWh | 8.9269 | 8.9269 | 8.9269 | 8.9269 | 9.6183 | 9.6261 | 9.6437 | 9.864
RPS v6.17- NV | 1109 | 7033 | Generation Constraint in GWh | FALSE | G | Annual | Qualifying Generation | TWh | 8.9269 | 8.9269 | 8.9269 | 8.9269 | 9.6183 | 9.6261 | 9.6437 | 9.864
RPS v6.17- NV | 1109 | 7033 | Generation Constraint in GWh | FALSE | G | Annual | Rate | lb/MWh | 0 | 0 | 0 | 0 | 0 | 0 | 0 | 0
RPS v6.17- NV | 1109 | 7033 | Generation Constraint in GWh | FALSE | G | Annual | Constraint Shadow Price | US2016$/MWh | 0 | 0 | 0 | 0 | 0 | 0 | 0 | 1.6619
RPS v6.17- NY | 1110 | 7034 | Generation Constraint in GWh | FALSE | G | Annual | Seasons Included | Seasons | Winter, WintShld, Summer | Winter, WintShld, Summer | Winter, WintShld, Summer | Winter, WintShld, Summer | Winter, WintShld, Summer | Winter, WintShld, Summer | Winter, WintShld, Summer | Winter, WintShld, Summer
RPS v6.17- NY | 1110 | 7034 | Generation Constraint in GWh | FALSE | G | Annual | Standard GWh | GWh | 36896 | 41959 | 46983 | 59373 | 59406 | 59439 | 60329 | 61233
RPS v6.17- NY | 1110 | 7034 | Generation Constraint in GWh | FALSE | G | Annual | Emissions at Affected Plants | GWh | 36896 | 41959 | 46983 | 59373 | 59406 | 59439 | 60329 | 61233
RPS v6.17- NY | 1110 | 7034 | Generation Constraint in GWh | FALSE | G | Annual | Allowances Purchased | GWh | 0 | 0 | 0 | 0 | 0 | 0 | 0 | 0
RPS v6.17- NY | 1110 | 7034 | Generation Constraint in GWh | FALSE | G | Annual | Allowances Sold | GWh | 0 | 0 | 0 | 0 | 0 | 0 | 0 | 0
RPS v6.17- NY | 1110 | 7034 | Generation Constraint in GWh | FALSE | G | Annual | Allowances Banked | GWh | 0 | 0 | 0 | 0 | 0 | 0 | 0 | 0
RPS v6.17- NY | 1110 | 7034 | Generation Constraint in GWh | FALSE | G | Annual | Allowances Withdrawn (1:1) | GWh | 0 | 0 | 0 | 0 | 0 | 0 | 0 | 0
RPS v6.17- NY | 1110 | 7034 | Generation Constraint in GWh | FALSE | G | Annual | Allowances Withdrawn (n:1) | GWh | 0 | 0 | 0 | 0 | 0 | 0 | 0 | 0
RPS v6.17- NY | 1110 | 7034 | Generation Constraint in GWh | FALSE | G | Annual | Net Emissions Allowance Position | GWh | 36896 | 41959 | 46983 | 59373 | 59406 | 59439 | 60329 | 61233
RPS v6.17- NY | 1110 | 7034 | Generation Constraint in GWh | FALSE | G | Annual | Fuel Consumed | TBtu | 24.553 | 36.295 | 24.5713 | 23.396 | 32.5481 | 33.6207 | 34.2166 | 26.0671
RPS v6.17- NY | 1110 | 7034 | Generation Constraint in GWh | FALSE | G | Annual | Heat Rate | MMBtu/MWh | 0.26335 | 0.34495 | 0.2088 | 0.16094 | 0.22334 | 0.22956 | 0.22805 | 0.1696
RPS v6.17- NY | 1110 | 7034 | Generation Constraint in GWh | FALSE | G | Annual | Generation | TWh | 93.2342 | 105.2183 | 117.6798 | 145.3751 | 145.7338 | 146.4557 | 150.0372 | 153.6947
RPS v6.17- NY | 1110 | 7034 | Generation Constraint in GWh | FALSE | G | Annual | Qualifying Generation | TWh | 36.896 | 41.959 | 46.983 | 59.373 | 59.406 | 59.439 | 60.329 | 61.233
RPS v6.17- NY | 1110 | 7034 | Generation Constraint in GWh | FALSE | G | Annual | Rate | lb/MWh | 0 | 0 | 0 | 0 | 0 | 0 | 0 | 0
RPS v6.17- NY | 1110 | 7034 | Generation Constraint in GWh | FALSE | G | Annual | Constraint Shadow Price | US2016$/MWh | 20.46 | 15.7985 | 20.8042 | 8.2383 | 10.0005 | 10.9681 | 10.417 | 4.9945
RPS v6.17- OH 50% limit | 1112 | 7043 | Generation Constraint in GWh | FALSE | G | Annual | Seasons Included | Seasons | Winter, WintShld, Summer | Winter, WintShld, Summer | Winter, WintShld, Summer | Winter, WintShld, Summer | Winter, WintShld, Summer | Winter, WintShld, Summer | Winter, WintShld, Summer | Winter, WintShld, Summer
RPS v6.17- OH 50% limit | 1112 | 7043 | Generation Constraint in GWh | FALSE | G | Annual | Standard GWh | GWh | 4835 | 6181 | 7552.5 | 8401.5 | 8606 | 8815.5 | 9060.5 | 9313
RPS v6.17- OH 50% limit | 1112 | 7043 | Generation Constraint in GWh | FALSE | G | Annual | Emissions at Affected Plants | GWh | 4835 | 6181 | 7552.5 | 8401.5 | 8606 | 8815.5 | 9060.5 | 9313
RPS v6.17- OH 50% limit | 1112 | 7043 | Generation Constraint in GWh | FALSE | G | Annual | Allowances Purchased | GWh | 0 | 0 | 0 | 0 | 0 | 0 | 0 | 0
RPS v6.17- OH 50% limit | 1112 | 7043 | Generation Constraint in GWh | FALSE | G | Annual | Allowances Sold | GWh | 0 | 0 | 0 | 0 | 0 | 0 | 0 | 0
RPS v6.17- OH 50% limit | 1112 | 7043 | Generation Constraint in GWh | FALSE | G | Annual | Allowances Banked | GWh | 0 | 0 | 0 | 0 | 0 | 0 | 0 | 0
RPS v6.17- OH 50% limit | 1112 | 7043 | Generation Constraint in GWh | FALSE | G | Annual | Allowances Withdrawn (1:1) | GWh | 0 | 0 | 0 | 0 | 0 | 0 | 0 | 0
RPS v6.17- OH 50% limit | 1112 | 7043 | Generation Constraint in GWh | FALSE | G | Annual | Allowances Withdrawn (n:1) | GWh | 0 | 0 | 0 | 0 | 0 | 0 | 0 | 0
RPS v6.17- OH 50% limit | 1112 | 7043 | Generation Constraint in GWh | FALSE | G | Annual | Net Emissions Allowance Position | GWh | 4835 | 6181 | 7552.5 | 8401.5 | 8606 | 8815.5 | 9060.5 | 9313
RPS v6.17- OH 50% limit | 1112 | 7043 | Generation Constraint in GWh | FALSE | G | Annual | Fuel Consumed | TBtu | 0 | 0 | 0 | 0 | 3.5923 | 0.29893 | 0 | 0
RPS v6.17- OH 50% limit | 1112 | 7043 | Generation Constraint in GWh | FALSE | G | Annual | Heat Rate | MMBtu/MWh | 0 | 0 | 0 | 0 | 0.22164 | 0.018444 | 0 | 0
RPS v6.17- OH 50% limit | 1112 | 7043 | Generation Constraint in GWh | FALSE | G | Annual | Generation | TWh | 10.4187 | 16.2077 | 16.2077 | 16.2077 | 16.2077 | 16.2077 | 16.2077 | 16.2077
RPS v6.17- OH 50% limit | 1112 | 7043 | Generation Constraint in GWh | FALSE | G | Annual | Qualifying Generation | TWh | 4.835 | 6.181 | 7.5525 | 8.4015 | 8.606 | 8.8155 | 9.0605 | 9.313
RPS v6.17- OH 50% limit | 1112 | 7043 | Generation Constraint in GWh | FALSE | G | Annual | Rate | lb/MWh | 0 | 0 | 0 | 0 | 0 | 0 | 0 | 0
RPS v6.17- OH 50% limit | 1112 | 7043 | Generation Constraint in GWh | FALSE | G | Annual | Constraint Shadow Price | US2016$/MWh | 24.336 | 15.7985 | 20.8042 | 8.2383 | 10.0005 | 10.9681 | 10.417 | 4.9945
RPS v6.17- OR,WA | 1113 | 7038 | Generation Constraint in GWh | FALSE | G | Annual | Seasons Included | Seasons | Winter, WintShld, Summer | Winter, WintShld, Summer | Winter, WintShld, Summer | Winter, WintShld, Summer | Winter, WintShld, Summer | Winter, WintShld, Summer | Winter, WintShld, Summer | Winter, WintShld, Summer
RPS v6.17- OR,WA | 1113 | 7038 | Generation Constraint in GWh | FALSE | G | Annual | Standard GWh | GWh | 18050 | 18129 | 21637 | 25130 | 29959 | 33153 | 35111 | 36344
RPS v6.17- OR,WA | 1113 | 7038 | Generation Constraint in GWh | FALSE | G | Annual | Emissions at Affected Plants | GWh | 21113.1499 | 21113.1499 | 21637 | 25130 | 29959 | 33153 | 35111 | 36344
RPS v6.17- OR,WA | 1113 | 7038 | Generation Constraint in GWh | FALSE | G | Annual | Allowances Purchased | GWh | 0 | 0 | 0 | 0 | 0 | 0 | 0 | 0
RPS v6.17- OR,WA | 1113 | 7038 | Generation Constraint in GWh | FALSE | G | Annual | Allowances Sold | GWh | 0 | 0 | 0 | 0 | 0 | 0 | 0 | 0
RPS v6.17- OR,WA | 1113 | 7038 | Generation Constraint in GWh | FALSE | G | Annual | Allowances Banked | GWh | 0 | 0 | 0 | 0 | 0 | 0 | 0 | 0
RPS v6.17- OR,WA | 1113 | 7038 | Generation Constraint in GWh | FALSE | G | Annual | Allowances Withdrawn (1:1) | GWh | 0 | 0 | 0 | 0 | 0 | 0 | 0 | 0
RPS v6.17- OR,WA | 1113 | 7038 | Generation Constraint in GWh | FALSE | G | Annual | Allowances Withdrawn (n:1) | GWh | 0 | 0 | 0 | 0 | 0 | 0 | 0 | 0
RPS v6.17- OR,WA | 1113 | 7038 | Generation Constraint in GWh | FALSE | G | Annual | Net Emissions Allowance Position | GWh | 21113.1499 | 21113.1499 | 21637 | 25130 | 29959 | 33153 | 35111 | 36344
RPS v6.17- OR,WA | 1113 | 7038 | Generation Constraint in GWh | FALSE | G | Annual | Fuel Consumed | TBtu | 7.6716 | 7.6716 | 7.6716 | 7.6716 | 7.6716 | 7.6716 | 7.6716 | 7.6716
RPS v6.17- OR,WA | 1113 | 7038 | Generation Constraint in GWh | FALSE | G | Annual | Heat Rate | MMBtu/MWh | 0.36336 | 0.36336 | 0.35456 | 0.30528 | 0.25607 | 0.2314 | 0.2185 | 0.21108
RPS v6.17- OR,WA | 1113 | 7038 | Generation Constraint in GWh | FALSE | G | Annual | Generation | TWh | 21.1131 | 21.1131 | 21.637 | 25.13 | 29.959 | 33.153 | 35.111 | 36.344
RPS v6.17- OR,WA | 1113 | 7038 | Generation Constraint in GWh | FALSE | G | Annual | Qualifying Generation | TWh | 21.1131 | 21.1131 | 21.637 | 25.13 | 29.959 | 33.153 | 35.111 | 36.344
RPS v6.17- OR,WA | 1113 | 7038 | Generation Constraint in GWh | FALSE | G | Annual | Rate | lb/MWh | 0 | 0 | 0 | 0 | 0 | 0 | 0 | 0
RPS v6.17- OR,WA | 1113 | 7038 | Generation Constraint in GWh | FALSE | G | Annual | Constraint Shadow Price | US2016$/MWh | 0 | 0 | 17.6835 | 2.6346 | 19.8765 | 17.1879 | 14.3513 | 10.4843
RPS v6.17- TX | 1114 | 7037 | Generation Constraint in GWh | FALSE | G | Annual | Seasons Included | Seasons | Winter, WintShld, Summer | Winter, WintShld, Summer | Winter, WintShld, Summer | Winter, WintShld, Summer | Winter, WintShld, Summer | Winter, WintShld, Summer | Winter, WintShld, Summer | Winter, WintShld, Summer
RPS v6.17- TX | 1114 | 7037 | Generation Constraint in GWh | FALSE | G | Annual | Standard GWh | GWh | 18028 | 18028 | 18028 | 18028 | 18028 | 18028 | 17992 | 17989
RPS v6.17- TX | 1114 | 7037 | Generation Constraint in GWh | FALSE | G | Annual | Emissions at Affected Plants | GWh | 103724.5775 | 112829.3708 | 117400.47 | 136674.5686 | 136674.5686 | 136674.9379 | 213235.0102 | 216588.8496
RPS v6.17- TX | 1114 | 7037 | Generation Constraint in GWh | FALSE | G | Annual | Allowances Purchased | GWh | 0 | 0 | 0 | 0 | 0 | 0 | 0 | 0
RPS v6.17- TX | 1114 | 7037 | Generation Constraint in GWh | FALSE | G | Annual | Allowances Sold | GWh | 0 | 0 | 0 | 0 | 0 | 0 | 0 | 0
RPS v6.17- TX | 1114 | 7037 | Generation Constraint in GWh | FALSE | G | Annual | Allowances Banked | GWh | 0 | 0 | 0 | 0 | 0 | 0 | 0 | 0
RPS v6.17- TX | 1114 | 7037 | Generation Constraint in GWh | FALSE | G | Annual | Allowances Withdrawn (1:1) | GWh | 0 | 0 | 0 | 0 | 0 | 0 | 0 | 0
RPS v6.17- TX | 1114 | 7037 | Generation Constraint in GWh | FALSE | G | Annual | Allowances Withdrawn (n:1) | GWh | 0 | 0 | 0 | 0 | 0 | 0 | 0 | 0
RPS v6.17- TX | 1114 | 7037 | Generation Constraint in GWh | FALSE | G | Annual | Net Emissions Allowance Position | GWh | 103724.5775 | 112829.3708 | 117400.47 | 136674.5686 | 136674.5686 | 136674.9379 | 213235.0102 | 216588.8496
RPS v6.17- TX | 1114 | 7037 | Generation Constraint in GWh | FALSE | G | Annual | Fuel Consumed | TBtu | 6.3096 | 6.3178 | 6.3239 | 6.3614 | 6.3614 | 6.3647 | 6.3804 | 6.3647
RPS v6.17- TX | 1114 | 7037 | Generation Constraint in GWh | FALSE | G | Annual | Heat Rate | MMBtu/MWh | 0.06083 | 0.055994 | 0.053866 | 0.046544 | 0.046544 | 0.046568 | 0.029922 | 0.029386
RPS v6.17- TX | 1114 | 7037 | Generation Constraint in GWh | FALSE | G | Annual | Generation | TWh | 103.7246 | 112.8294 | 117.4005 | 136.6746 | 136.6746 | 136.6749 | 213.235 | 216.5888
RPS v6.17- TX | 1114 | 7037 | Generation Constraint in GWh | FALSE | G | Annual | Qualifying Generation | TWh | 103.7246 | 112.8294 | 117.4005 | 136.6746 | 136.6746 | 136.6749 | 213.235 | 216.5888
RPS v6.17- TX | 1114 | 7037 | Generation Constraint in GWh | FALSE | G | Annual | Rate | lb/MWh | 0 | 0 | 0 | 0 | 0 | 0 | 0 | 0
RPS v6.17- TX | 1114 | 7037 | Generation Constraint in GWh | FALSE | G | Annual | Constraint Shadow Price | US2016$/MWh | 0 | 0 | 0 | 0 | 0 | 0 | 0 | 0
RPS v6.17- WI | 1115 | 7039 | Generation Constraint in GWh | FALSE | G | Annual | Seasons Included | Seasons | Winter, WintShld, Summer | Winter, WintShld, Summer | Winter, WintShld, Summer | Winter, WintShld, Summer | Winter, WintShld, Summer | Winter, WintShld, Summer | Winter, WintShld, Summer | Winter, WintShld, Summer
RPS v6.17- WI | 1115 | 7039 | Generation Constraint in GWh | FALSE | G | Annual | Standard GWh | GWh | 7601 | 7676 | 7752 | 7944 | 8142 | 8344 | 8582 | 8827
RPS v6.17- WI | 1115 | 7039 | Generation Constraint in GWh | FALSE | G | Annual | Emissions at Affected Plants | GWh | 7601 | 7676 | 7752 | 7944 | 8142 | 8344 | 8582 | 8827
RPS v6.17- WI | 1115 | 7039 | Generation Constraint in GWh | FALSE | G | Annual | Allowances Purchased | GWh | 0 | 0 | 0 | 0 | 0 | 0 | 0 | 0
RPS v6.17- WI | 1115 | 7039 | Generation Constraint in GWh | FALSE | G | Annual | Allowances Sold | GWh | 0 | 0 | 0 | 0 | 0 | 0 | 0 | 0
RPS v6.17- WI | 1115 | 7039 | Generation Constraint in GWh | FALSE | G | Annual | Allowances Banked | GWh | 0 | 0 | 0 | 0 | 0 | 0 | 0 | 0
RPS v6.17- WI | 1115 | 7039 | Generation Constraint in GWh | FALSE | G | Annual | Allowances Withdrawn (1:1) | GWh | 0 | 0 | 0 | 0 | 0 | 0 | 0 | 0
RPS v6.17- WI | 1115 | 7039 | Generation Constraint in GWh | FALSE | G | Annual | Allowances Withdrawn (n:1) | GWh | 0 | 0 | 0 | 0 | 0 | 0 | 0 | 0
RPS v6.17- WI | 1115 | 7039 | Generation Constraint in GWh | FALSE | G | Annual | Net Emissions Allowance Position | GWh | 7601 | 7676 | 7752 | 7944 | 8142 | 8344 | 8582 | 8827
RPS v6.17- WI | 1115 | 7039 | Generation Constraint in GWh | FALSE | G | Annual | Fuel Consumed | TBtu | 6.7016 | 6.7016 | 6.7016 | 3.3104 | 6.0814 | 6.7016 | 6.7016 | 6.7016
RPS v6.17- WI | 1115 | 7039 | Generation Constraint in GWh | FALSE | G | Annual | Heat Rate | MMBtu/MWh | 0.88167 | 0.87305 | 0.8645 | 0.40409 | 0.74233 | 0.80316 | 0.78089 | 0.75921
RPS v6.17- WI | 1115 | 7039 | Generation Constraint in GWh | FALSE | G | Annual | Generation | TWh | 7.601 | 7.676 | 7.752 | 8.1924 | 8.1924 | 8.344 | 8.582 | 8.827
RPS v6.17- WI | 1115 | 7039 | Generation Constraint in GWh | FALSE | G | Annual | Qualifying Generation | TWh | 7.601 | 7.676 | 7.752 | 7.944 | 8.142 | 8.344 | 8.582 | 8.827
RPS v6.17- WI | 1115 | 7039 | Generation Constraint in GWh | FALSE | G | Annual | Rate | lb/MWh | 0 | 0 | 0 | 0 | 0 | 0 | 0 | 0
RPS v6.17- WI | 1115 | 7039 | Generation Constraint in GWh | FALSE | G | Annual | Constraint Shadow Price | US2016$/MWh | 24.324 | 16.2353 | 17.0896 | 0 | 0 | 4.2473 | 3.0956 | 1.845
State Niagara Mohawk Power - NOX Cap Annual v3.1 | 1116 | 1890 | Rate Constraint in MTons | FALSE | L | Annual | Seasons Included | Seasons | Winter, WintShld, Summer | Winter, WintShld, Summer | Winter, WintShld, Summer | Winter, WintShld, Summer | Winter, WintShld, Summer | Winter, WintShld, Summer | Winter, WintShld, Summer | Winter, WintShld, Summer
State Niagara Mohawk Power - NOX Cap Annual v3.1 | 1116 | 1890 | Rate Constraint in MTons | FALSE | L | Annual | Standard NOX | Thousand Tons | 3.241 | 3.241 | 3.241 | 3.241 | 3.241 | 3.241 | 3.241 | 3.241
State Niagara Mohawk Power - NOX Cap Annual v3.1 | 1116 | 1890 | Rate Constraint in MTons | FALSE | L | Annual | Emissions at Affected Plants NOX | Thousand Tons | 0 | 0 | 0 | 0 | 0 | 0 | 0 | 0
State Niagara Mohawk Power - NOX Cap Annual v3.1 | 1116 | 1890 | Rate Constraint in MTons | FALSE | L | Annual | Allowances Purchased NOX | Thousand Tons | 0 | 0 | 0 | 0 | 0 | 0 | 0 | 0
State Niagara Mohawk Power - NOX Cap Annual v3.1 | 1116 | 1890 | Rate Constraint in MTons | FALSE | L | Annual | Allowances Sold NOX | Thousand Tons | 0 | 0 | 0 | 0 | 0 | 0 | 0 | 0
State Niagara Mohawk Power - NOX Cap Annual v3.1 | 1116 | 1890 | Rate Constraint in MTons | FALSE | L | Annual | Allowances Banked | Thousand Tons | 0 | 0 | 0 | 0 | 0 | 0 | 0 | 0
State Niagara Mohawk Power - NOX Cap Annual v3.1 | 1116 | 1890 | Rate Constraint in MTons | FALSE | L | Annual | Allowances Withdrawn (1:1) | Thousand Tons | 0 | 0 | 0 | 0 | 0 | 0 | 0 | 0
State Niagara Mohawk Power - NOX Cap Annual v3.1 | 1116 | 1890 | Rate Constraint in MTons | FALSE | L | Annual | Allowances Withdrawn (n:1) | Thousand Tons | 0 | 0 | 0 | 0 | 0 | 0 | 0 | 0
State Niagara Mohawk Power - NOX Cap Annual v3.1 | 1116 | 1890 | Rate Constraint in MTons | FALSE | L | Annual | Net Emissions Allowance Position | Thousand Tons | 0 | 0 | 0 | 0 | 0 | 0 | 0 | 0
State Niagara Mohawk Power - NOX Cap Annual v3.1 | 1116 | 1890 | Rate Constraint in MTons | FALSE | L | Annual | Fuel Consumed | TBtu | 0 | 0 | 0 | 0 | 0 | 0 | 0 | 0
State Niagara Mohawk Power - NOX Cap Annual v3.1 | 1116 | 1890 | Rate Constraint in MTons | FALSE | L | Annual | Rate | lb/MMBtu | 0 | 0 | 0 | 0 | 0 | 0 | 0 | 0
State Niagara Mohawk Power - NOX Cap Annual v3.1 | 1116 | 1890 | Rate Constraint in MTons | FALSE | L | Annual | Generation | TWh | 0 | 0 | 0 | 0 | 0 | 0 | 0 | 0
State Niagara Mohawk Power - NOX Cap Annual v3.1 | 1116 | 1890 | Rate Constraint in MTons | FALSE | L | Annual | Qualifying Generation | TWh | 0 | 0 | 0 | 0 | 0 | 0 | 0 | 0
State Niagara Mohawk Power - NOX Cap Annual v3.1 | 1116 | 1890 | Rate Constraint in MTons | FALSE | L | Annual | Rate | lb/MWh | 0 | 0 | 0 | 0 | 0 | 0 | 0 | 0
State Niagara Mohawk Power - NOX Cap Annual v3.1 | 1116 | 1890 | Rate Constraint in MTons | FALSE | L | Annual | Constraint Shadow Price | US2016$/Ton | 0 | 0 | 0 | 0 | 0 | 0 | 0 | 0
State Niagara Mohawk Power - SO2 Cap Annual v3.1 | 1117 | 1891 | Rate Constraint in MTons | FALSE | L | Annual | Seasons Included | Seasons | Winter, WintShld, Summer | Winter, WintShld, Summer | Winter, WintShld, Summer | Winter, WintShld, Summer | Winter, WintShld, Summer | Winter, WintShld, Summer | Winter, WintShld, Summer | Winter, WintShld, Summer
State Niagara Mohawk Power - SO2 Cap Annual v3.1 | 1117 | 1891 | Rate Constraint in MTons | FALSE | L | Annual | Standard SO2 | Thousand Tons | 14.169 | 14.169 | 14.169 | 14.169 | 14.169 | 14.169 | 14.169 | 14.169
State Niagara Mohawk Power - SO2 Cap Annual v3.1 | 1117 | 1891 | Rate Constraint in MTons | FALSE | L | Annual | Emissions at Affected Plants SO2 | Thousand Tons | 0 | 0 | 0 | 0 | 0 | 0 | 0 | 0
State Niagara Mohawk Power - SO2 Cap Annual v3.1 | 1117 | 1891 | Rate Constraint in MTons | FALSE | L | Annual | Allowances Purchased SO2 | Thousand Tons | 0 | 0 | 0 | 0 | 0 | 0 | 0 | 0
State Niagara Mohawk Power - SO2 Cap Annual v3.1 | 1117 | 1891 | Rate Constraint in MTons | FALSE | L | Annual | Allowances Sold SO2 | Thousand Tons | 0 | 0 | 0 | 0 | 0 | 0 | 0 | 0
State Niagara Mohawk Power - SO2 Cap Annual v3.1 | 1117 | 1891 | Rate Constraint in MTons | FALSE | L | Annual | Allowances Banked | Thousand Tons | 0 | 0 | 0 | 0 | 0 | 0 | 0 | 0
State Niagara Mohawk Power - SO2 Cap Annual v3.1 | 1117 | 1891 | Rate Constraint in MTons | FALSE | L | Annual | Allowances Withdrawn (1:1) | Thousand Tons | 0 | 0 | 0 | 0 | 0 | 0 | 0 | 0
State Niagara Mohawk Power - SO2 Cap Annual v3.1 | 1117 | 1891 | Rate Constraint in MTons | FALSE | L | Annual | Allowances Withdrawn (n:1) | Thousand Tons | 0 | 0 | 0 | 0 | 0 | 0 | 0 | 0
State Niagara Mohawk Power - SO2 Cap Annual v3.1 | 1117 | 1891 | Rate Constraint in MTons | FALSE | L | Annual | Net Emissions Allowance Position | Thousand Tons | 0 | 0 | 0 | 0 | 0 | 0 | 0 | 0
State Niagara Mohawk Power - SO2 Cap Annual v3.1 | 1117 | 1891 | Rate Constraint in MTons | FALSE | L | Annual | Fuel Consumed | TBtu | 0 | 0 | 0 | 0 | 0 | 0 | 0 | 0
State Niagara Mohawk Power - SO2 Cap Annual v3.1 | 1117 | 1891 | Rate Constraint in MTons | FALSE | L | Annual | Rate | lb/MMBtu | 0 | 0 | 0 | 0 | 0 | 0 | 0 | 0
State Niagara Mohawk Power - SO2 Cap Annual v3.1 | 1117 | 1891 | Rate Constraint in MTons | FALSE | L | Annual | Generation | TWh | 0 | 0 | 0 | 0 | 0 | 0 | 0 | 0
State Niagara Mohawk Power - SO2 Cap Annual v3.1 | 1117 | 1891 | Rate Constraint in MTons | FALSE | L | Annual | Qualifying Generation | TWh | 0 | 0 | 0 | 0 | 0 | 0 | 0 | 0
State Niagara Mohawk Power - SO2 Cap Annual v3.1 | 1117 | 1891 | Rate Constraint in MTons | FALSE | L | Annual | Rate | lb/MWh | 0 | 0 | 0 | 0 | 0 | 0 | 0 | 0
State Niagara Mohawk Power - SO2 Cap Annual v3.1 | 1117 | 1891 | Rate Constraint in MTons | FALSE | L | Annual | Constraint Shadow Price | US2016$/Ton | 0 | 0 | 0 | 0 | 0 | 0 | 0 | 0
Texas BART FIP v6.17 | 1118 | 6440 | Rate Constraint in MTons | FALSE | L | Annual | Seasons Included | Seasons | Winter, WintShld, Summer | Winter, WintShld, Summer | Winter, WintShld, Summer | Winter, WintShld, Summer | Winter, WintShld, Summer | Winter, WintShld, Summer | Winter, WintShld, Summer | Winter, WintShld, Summer
Texas BART FIP v6.17 | 1118 | 6440 | Rate Constraint in MTons | FALSE | L | Annual | Standard SO2 | Thousand Tons | 248.393 | 248.393 | 248.393 | 248.393 | 248.393 | 248.393 | 248.393 | 248.393
Texas BART FIP v6.17 | 1118 | 6440 | Rate Constraint in MTons | FALSE | L | Annual | Emissions at Affected Plants SO2 | Thousand Tons | 117.6331 | 127.5484 | 130.0761 | 125.2469 | 121.251 | 108.3172 | 101.52 | 94.3097
Texas BART FIP v6.17 | 1118 | 6440 | Rate Constraint in MTons | FALSE | L | Annual | Allowances Purchased SO2 | Thousand Tons | 0 | 0 | 0 | 0 | 0 | 0 | 0 | 0
Texas BART FIP v6.17 | 1118 | 6440 | Rate Constraint in MTons | FALSE | L | Annual | Allowances Sold SO2 | Thousand Tons | 0 | 0 | 0 | 0 | 0 | 0 | 0 | 0
Texas BART FIP v6.17 | 1118 | 6440 | Rate Constraint in MTons | FALSE | L | Annual | Allowances Banked | Thousand Tons | 0 | 0 | 0 | 0 | 0 | 0 | 0 | 0
Texas BART FIP v6.17 | 1118 | 6440 | Rate Constraint in MTons | FALSE | L | Annual | Allowances Withdrawn (1:1) | Thousand Tons | 0 | 0 | 0 | 0 | 0 | 0 | 0 | 0
Texas BART FIP v6.17 | 1118 | 6440 | Rate Constraint in MTons | FALSE | L | Annual | Allowances Withdrawn (n:1) | Thousand Tons | 0 | 0 | 0 | 0 | 0 | 0 | 0 | 0
Texas BART FIP v6.17 | 1118 | 6440 | Rate Constraint in MTons | FALSE | L | Annual | Net Emissions Allowance Position | Thousand Tons | 117.6331 | 127.5484 | 130.0761 | 125.2469 | 121.251 | 108.3172 | 101.52 | 94.3097
Texas BART FIP v6.17 | 1118 | 6440 | Rate Constraint in MTons | FALSE | L | Annual | Fuel Consumed | TBtu | 653.6496 | 716.446 | 741.496 | 690.3735 | 692.8059 | 781.3091 | 798.6343 | 965.0603
Texas BART FIP v6.17 | 1118 | 6440 | Rate Constraint in MTons | FALSE | L | Annual | Rate | lb/MMBtu | 0.35993 | 0.35606 | 0.35085 | 0.36284 | 0.35003 | 0.27727 | 0.25423 | 0.19545
Texas BART FIP v6.17 | 1118 | 6440 | Rate Constraint in MTons | FALSE | L | Annual | Generation | TWh | 62.072 | 68.0406 | 70.3954 | 65.6543 | 77.5818 | 117.3456 | 130.252 | 162.0164
Texas BART FIP v6.17 | 1118 | 6440 | Rate Constraint in MTons | FALSE | L | Annual | Qualifying Generation | TWh | 62.072 | 68.0406 | 70.3954 | 65.6543 | 67.1873 | 83.4834 | 86.371 | 114.0662
Texas BART FIP v6.17 | 1118 | 6440 | Rate Constraint in MTons | FALSE | L | Annual | Rate | lb/MWh | 3.7902 | 3.7492 | 3.6956 | 3.8153 | 3.6093 | 2.5949 | 2.3508 | 1.6536
Texas BART FIP v6.17 | 1118 | 6440 | Rate Constraint in MTons | FALSE | L | Annual | Constraint Shadow Price | US2016$/Ton | 0 | 0 | 0 | 0 | 0 | 0 | 0 | 0
Texas East - NOX Cap Annual v3.1 | 1119 | 1901 | Rate Constraint in MTons | FALSE | L | Annual | Seasons Included | Seasons | Winter, WintShld, Summer | Winter, WintShld, Summer | Winter, WintShld, Summer | Winter, WintShld, Summer | Winter, WintShld, Summer | Winter, WintShld, Summer | Winter, WintShld, Summer | Winter, WintShld, Summer
Texas East - NOX Cap Annual v3.1 | 1119 | 1901 | Rate Constraint in MTons | FALSE | L | Annual | Standard NOX | Thousand Tons | 84.5 | 84.5 | 84.5 | 84.5 | 84.5 | 84.5 | 84.5 | 84.5
Texas East - NOX Cap Annual v3.1 | 1119 | 1901 | Rate Constraint in MTons | FALSE | L | Annual | Emissions at Affected Plants NOX | Thousand Tons | 2.749 | 2.0754 | 2.5661 | 2.3208 | 2.745 | 2.2437 | 0.84952 | 0.76107
Texas East - NOX Cap Annual v3.1 | 1119 | 1901 | Rate Constraint in MTons | FALSE | L | Annual | Allowances Purchased NOX | Thousand Tons | 0 | 0 | 0 | 0 | 0 | 0 | 0 | 0
Texas East - NOX Cap Annual v3.1 | 1119 | 1901 | Rate Constraint in MTons | FALSE | L | Annual | Allowances Sold NOX | Thousand Tons | 0 | 0 | 0 | 0 | 0 | 0 | 0 | 0
Texas East - NOX Cap Annual v3.1 | 1119 | 1901 | Rate Constraint in MTons | FALSE | L | Annual | Allowances Banked | Thousand Tons | 0 | 0 | 0 | 0 | 0 | 0 | 0 | 0
Texas East - NOX Cap Annual v3.1 | 1119 | 1901 | Rate Constraint in MTons | FALSE | L | Annual | Allowances Withdrawn (1:1) | Thousand Tons | 0 | 0 | 0 | 0 | 0 | 0 | 0 | 0
Texas East - NOX Cap Annual v3.1 | 1119 | 1901 | Rate Constraint in MTons | FALSE | L | Annual | Allowances Withdrawn (n:1) | Thousand Tons | 0 | 0 | 0 | 0 | 0 | 0 | 0 | 0
Texas East - NOX Cap Annual v3.1 | 1119 | 1901 | Rate Constraint in MTons | FALSE | L | Annual | Net Emissions Allowance Position | Thousand Tons | 2.749 | 2.0754 | 2.5661 | 2.3208 | 2.745 | 2.2437 | 0.84952 | 0.76107
Texas East - NOX Cap Annual v3.1 | 1119 | 1901 | Rate Constraint in MTons | FALSE | L | Annual | Fuel Consumed | TBtu | 51.3816 | 41.4682 | 46.33 | 40.339 | 42.0677 | 34.9015 | 14.3495 | 12.9431
Texas East - NOX Cap Annual v3.1 | 1119 | 1901 | Rate Constraint in MTons | FALSE | L | Annual | Rate | lb/MMBtu | 0.107 | 0.1001 | 0.11078 | 0.11507 | 0.1305 | 0.12857 | 0.1184 | 0.1176
Texas East - NOX Cap Annual v3.1 | 1119 | 1901 | Rate Constraint in MTons | FALSE | L | Annual | Generation | TWh | 4.5887 | 3.7171 | 4.1297 | 3.6122 | 3.7626 | 3.1636 | 1.3397 | 1.2307
Texas East - NOX Cap Annual v3.1 | 1119 | 1901 | Rate Constraint in MTons | FALSE | L | Annual | Qualifying Generation | TWh | 4.5887 | 3.7171 | 4.1297 | 3.6122 | 3.7626 | 3.1636 | 1.3397 | 1.2307
Texas East - NOX Cap Annual v3.1 | 1119 | 1901 | Rate Constraint in MTons | FALSE | L | Annual | Rate | lb/MWh | 1.1982 | 1.1167 | 1.2428 | 1.285 | 1.4591 | 1.4184 | 1.2682 | 1.2368
Texas East - NOX Cap Annual v3.1 | 1119 | 1901 | Rate Constraint in MTons | FALSE | L | Annual | Constraint Shadow Price | US2016$/Ton | 0 | 0 | 0 | 0 | 0 | 0 | 0 | 0
Texas East - SO2 Cap Annual v3.1 | 1120 | 1902 | Rate Constraint in MTons | FALSE | L | Annual | Seasons Included | Seasons | Winter, WintShld, Summer | Winter, WintShld, Summer | Winter, WintShld, Summer | Winter, WintShld, Summer | Winter, WintShld, Summer | Winter, WintShld, Summer | Winter, WintShld, Summer | Winter, WintShld, Summer
Texas East - SO2 Cap Annual v3.1 | 1120 | 1902 | Rate Constraint in MTons | FALSE | L | Annual | Standard SO2 | Thousand Tons | 273.95 | 273.95 | 273.95 | 273.95 | 273.95 | 273.95 | 273.95 | 273.95
Texas East - SO2 Cap Annual v3.1 | 1120 | 1902 | Rate Constraint in MTons | FALSE | L | Annual | Emissions at Affected Plants SO2 | Thousand Tons | 0 | 0 | 0 | 0 | 0 | 0 | 0 | 0
Texas East - SO2 Cap Annual v3.1 | 1120 | 1902 | Rate Constraint in MTons | FALSE | L | Annual | Allowances Purchased SO2 | Thousand Tons | 0 | 0 | 0 | 0 | 0 | 0 | 0 | 0
Texas East - SO2 Cap Annual v3.1 | 1120 | 1902 | Rate Constraint in MTons | FALSE | L | Annual | Allowances Sold SO2 | Thousand Tons | 0 | 0 | 0 | 0 | 0 | 0 | 0 | 0
Texas East - SO2 Cap Annual v3.1 | 1120 | 1902 | Rate Constraint in MTons | FALSE | L | Annual | Allowances Banked | Thousand Tons | 273.95 | 273.95 | 479.4125 | 657.48 | 931.43 | 1205.38 | 1479.33 | 0
Texas East - SO2 Cap Annual v3.1 | 1120 | 1902 | Rate Constraint in MTons | FALSE | L | Annual | Allowances Withdrawn (1:1) | Thousand Tons | 0 | 0 | 0 | 0 | 0 | 0 | 0 | 0
Texas East - SO2 Cap Annual v3.1 | 1120 | 1902 | Rate Constraint in MTons | FALSE | L | Annual | Allowances Withdrawn (n:1) | Thousand Tons | 0 | 0 | -205.4625 | -383.53 | -657.48 | -931.43 | -1205.38 | 0
Texas East - SO2 Cap Annual v3.1 | 1120 | 1902 | Rate Constraint in MTons | FALSE | L | Annual | Net Emissions Allowance Position | Thousand Tons | 273.95 | 273.95 | 273.95 | 273.95 | 273.95 | 273.95 | 273.95 | 0
Texas East - SO2 Cap Annual v3.1 | 1120 | 1902 | Rate Constraint in MTons | FALSE | L | Annual | Fuel Consumed | TBtu | 51.3816 | 41.4682 | 46.33 | 40.339 | 42.0677 | 34.9015 | 14.3495 | 12.9431
Texas East - SO2 Cap Annual v3.1 | 1120 | 1902 | Rate Constraint in MTons | FALSE | L | Annual | Rate | lb/MMBtu | 0 | 0 | 0 | 0 | 0 | 0 | 0 | 0
Texas East - SO2 Cap Annual v3.1 | 1120 | 1902 | Rate Constraint in MTons | FALSE | L | Annual | Generation | TWh | 4.5887 | 3.7171 | 4.1297 | 3.6122 | 3.7626 | 3.1636 | 1.3397 | 1.2307
Texas East - SO2 Cap Annual v3.1 | 1120 | 1902 | Rate Constraint in MTons | FALSE | L | Annual | Qualifying Generation | TWh | 4.5887 | 3.7171 | 4.1297 | 3.6122 | 3.7626 | 3.1636 | 1.3397 | 1.2307
Texas East - SO2 Cap Annual v3.1 | 1120 | 1902 | Rate Constraint in MTons | FALSE | L | Annual | Rate | lb/MWh | 0 | 0 | 0 | 0 | 0 | 0 | 0 | 0
Texas East - SO2 Cap Annual v3.1 | 1120 | 1902 | Rate Constraint in MTons | FALSE | L | Annual | Constraint Shadow Price | US2016$/Ton | 0 | 0 | 0 | 0 | 0 | 0 | 0 | 0
Texas El Paso - NOX Cap Annual v3.1 | 1121 | 1904 | Rate Constraint in MTons | FALSE | L | Annual | Seasons Included | Seasons | Winter, WintShld, Summer | Winter, WintShld, Summer | Winter, WintShld, Summer | Winter, WintShld, Summer | Winter, WintShld, Summer | Winter, WintShld, Summer | Winter, WintShld, Summer | Winter, WintShld, Summer
Texas El Paso - NOX Cap Annual v3.1 | 1121 | 1904 | Rate Constraint in MTons | FALSE | L | Annual | Standard NOX | Thousand Tons | 1.06 | 1.06 | 1.06 | 1.06 | 1.06 | 1.06 | 1.06 | 1.06
Texas El Paso - NOX Cap Annual v3.1 | 1121 | 1904 | Rate Constraint in MTons | FALSE | L | Annual | Emissions at Affected Plants NOX | Thousand Tons | 0.60301 | 0.44084 | 0.049536 | 0.14714 | 0.13047 | 0.13932 | 0.10248 | 0.13145
Texas El Paso - NOX Cap Annual v3.1 | 1121 | 1904 | Rate Constraint in MTons | FALSE | L | Annual | Allowances Purchased NOX | Thousand Tons | 0 | 0 | 0 | 0 | 0 | 0 | 0 | 0
Texas El Paso - NOX Cap Annual v3.1 | 1121 | 1904 | Rate Constraint in MTons | FALSE | L | Annual | Allowances Sold NOX | Thousand Tons | 0 | 0 | 0 | 0 | 0 | 0 | 0 | 0
Texas El Paso - NOX Cap Annual v3.1 | 1121 | 1904 | Rate Constraint in MTons | FALSE | L | Annual | Allowances Banked | Thousand Tons | 0 | 0 | 0 | 0 | 0 | 0 | 0 | 0
Texas El Paso - NOX Cap Annual v3.1 | 1121 | 1904 | Rate Constraint in MTons | FALSE | L | Annual | Allowances Withdrawn (1:1) | Thousand Tons | 0 | 0 | 0 | 0 | 0 | 0 | 0 | 0
Texas El Paso - NOX Cap Annual v3.1 | 1121 | 1904 | Rate Constraint in MTons | FALSE | L | Annual | Allowances Withdrawn (n:1) | Thousand Tons | 0 | 0 | 0 | 0 | 0 | 0 | 0 | 0
Texas El Paso - NOX Cap Annual v3.1 | 1121 | 1904 | Rate Constraint in MTons | FALSE | L | Annual | Net Emissions Allowance Position | Thousand Tons | 0.60301 | 0.44084 | 0.049536 | 0.14714 | 0.13047 | 0.13932 | 0.10248 | 0.13145
Texas El Paso - NOX Cap Annual v3.1 | 1121 | 1904 | Rate Constraint in MTons | FALSE | L | Annual | Fuel Consumed | TBtu | 6.3148 | 4.6625 | 0.66905 | 1.9619 | 1.7339 | 1.85 | 1.3788 | 1.7614
Texas El Paso - NOX Cap Annual v3.1 | 1121 | 1904 | Rate Constraint in MTons | FALSE | L | Annual | Rate | lb/MMBtu | 0.19099 | 0.1891 | 0.14808 | 0.15 | 0.15049 | 0.15061 | 0.14865 | 0.14925
Texas El Paso - NOX Cap Annual v3.1 | 1121 | 1904 | Rate Constraint in MTons | FALSE | L | Annual | Generation | TWh | 0.55792 | 0.41677 | 0.074921 | 0.21763 | 0.19186 | 0.20458 | 0.15397 | 0.1961
Texas El Paso - NOX Cap Annual v3.1 | 1121 | 1904 | Rate Constraint in MTons | FALSE | L | Annual | Qualifying Generation | TWh | 0.55792 | 0.41677 | 0.074921 | 0.21763 | 0.19186 | 0.20458 | 0.15397 | 0.1961
Texas El Paso - NOX Cap Annual v3.1 | 1121 | 1904 | Rate Constraint in MTons | FALSE | L | Annual | Rate | lb/MWh | 2.1616 | 2.1155 | 1.3223 | 1.3522 | 1.36 | 1.362 | 1.3312 | 1.3406
Texas El Paso - NOX Cap Annual v3.1 | 1121 | 1904 | Rate Constraint in MTons | FALSE | L | Annual | Constraint Shadow Price | US2016$/Ton | 0 | 0 | 0 | 0 | 0 | 0 | 0 | 0
Texas Houston - NOX Cap Annual v3.1 | 1122 | 1905 | Rate Constraint in MTons | FALSE | L | Annual | Seasons Included | Seasons | Winter, WintShld, Summer | Winter, WintShld, Summer | Winter, WintShld, Summer | Winter, WintShld, Summer | Winter, WintShld, Summer | Winter, WintShld, Summer | Winter, WintShld, Summer | Winter, WintShld, Summer
Texas Houston - NOX Cap Annual v3.1 | 1122 | 1905 | Rate Constraint in MTons | FALSE | L | Annual | Standard NOX | Thousand Tons | 17.57 | 17.57 | 17.57 | 17.57 | 17.57 | 17.57 | 17.57 | 17.57
Texas Houston - NOX Cap Annual v3.1 | 1122 | 1905 | Rate Constraint in MTons | FALSE | L | Annual | Emissions at Affected Plants NOX | Thousand Tons | 7.7432 | 8.1192 | 8.42 | 8.1545 | 9.388 | 9.5105 | 7.8959 | 7.8885
Texas Houston - NOX Cap Annual v3.1 | 1122 | 1905 | Rate Constraint in MTons | FALSE | L | Annual | Allowances Purchased NOX | Thousand Tons | 0 | 0 | 0 | 0 | 0 | 0 | 0 | 0
Texas Houston - NOX Cap Annual v3.1 | 1122 | 1905 | Rate Constraint in MTons | FALSE | L | Annual | Allowances Sold NOX | Thousand Tons | 0 | 0 | 0 | 0 | 0 | 0 | 0 | 0
Texas Houston - NOX Cap Annual v3.1 | 1122 | 1905 | Rate Constraint in MTons | FALSE | L | Annual | Allowances Banked | Thousand Tons | 0 | 0 | 0 | 0 | 0 | 0 | 0 | 0
Texas Houston - NOX Cap Annual v3.1 | 1122 | 1905 | Rate Constraint in MTons | FALSE | L | Annual | Allowances Withdrawn (1:1) | Thousand Tons | 0 | 0 | 0 | 0 | 0 | 0 | 0 | 0
Texas Houston - NOX Cap Annual v3.1 | 1122 | 1905 | Rate Constraint in MTons | FALSE | L | Annual | Allowances Withdrawn (n:1) | Thousand Tons | 0 | 0 | 0 | 0 | 0 | 0 | 0 | 0
Texas Houston - NOX Cap Annual v3.1 | 1122 | 1905 | Rate Constraint in MTons | FALSE | L | Annual | Net Emissions Allowance Position | Thousand Tons | 7.7432 | 8.1192 | 8.42 | 8.1545 | 9.388 | 9.5105 | 7.8959 | 7.8885
Texas Houston - NOX Cap Annual v3.1 | 1122 | 1905 | Rate Constraint in MTons | FALSE | L | Annual | Fuel Consumed | TBtu | 375.0454 | 392.1226 | 396.8138 | 390.7942 | 434.0216 | 436.78 | 379.4318 | 380.3726
Texas Houston - NOX Cap Annual v3.1 | 1122 | 1905 | Rate Constraint in MTons | FALSE | L | Annual | Rate | lb/MMBtu | 0.041292 | 0.041412 | 0.042438 | 0.041733 | 0.043261 | 0.043548 | 0.04162 | 0.041478
Texas Houston - NOX Cap Annual v3.1 | 1122 | 1905 | Rate Constraint in MTons | FALSE | L | Annual | Generation | TWh | 50.7288 | 52.1982 | 52.615 | 52.226 | 56.9342 | 57.2286 | 50.4337 | 50.4211
Texas Houston - NOX Cap Annual v3.1 | 1122 | 1905 | Rate Constraint in MTons | FALSE | L | Annual | Qualifying Generation | TWh | 50.7288 | 52.1982 | 52.615 | 52.226 | 56.9342 | 57.2286 | 50.4337 | 50.4211
Texas Houston - NOX Cap Annual v3.1 | 1122 | 1905 | Rate Constraint in MTons | FALSE | L | Annual | Rate | lb/MWh | 0.30528 | 0.31109 | 0.32006 | 0.31228 | 0.32979 | 0.33237 | 0.31312 | 0.31291
Texas Houston - NOX Cap Annual v3.1 | 1122 | 1905 | Rate Constraint in MTons | FALSE | L | Annual | Constraint Shadow Price | US2016$/Ton | 0 | 0 | 0 | 0 | 0 | 0 | 0 | 0
Texas West - NOX Cap Annual v3.1 | 1123 | 1906 | Rate Constraint in MTons | FALSE | L | Annual | Seasons Included | Seasons | Winter, WintShld, Summer | Winter, WintShld, Summer | Winter, WintShld, Summer | Winter, WintShld, Summer | Winter, WintShld, Summer | Winter, WintShld, Summer | Winter, WintShld, Summer | Winter, WintShld, Summer
Texas West - NOX Cap Annual v3.1 | 1123 | 1906 | Rate Constraint in MTons | FALSE | L | Annual | Standard NOX | Thousand Tons | 18.1 | 18.1 | 18.1 | 18.1 | 18.1 | 18.1 | 18.1 | 18.1
Texas West - NOX Cap Annual v3.1 | 1123 | 1906 | Rate Constraint in MTons | FALSE | L | Annual | Emissions at Affected Plants NOX | Thousand Tons | 0.371 | 0.3469 | 0.095573 | 0.092946 | 0.15609 | 0.076191 | 0.013743 | 0.017605
Texas West - NOX Cap Annual v3.1 | 1123 | 1906 | Rate Constraint in MTons | FALSE | L | Annual | Allowances Purchased NOX | Thousand Tons | 0 | 0 | 0 | 0 | 0 | 0 | 0 | 0
Texas West - NOX Cap Annual v3.1 | 1123 | 1906 | Rate Constraint in MTons | FALSE | L | Annual | Allowances Sold NOX | Thousand Tons | 0 | 0 | 0 | 0 | 0 | 0 | 0 | 0
Texas West - NOX Cap Annual v3.1 | 1123 | 1906 | Rate Constraint in MTons | FALSE | L | Annual | Allowances Banked | Thousand Tons | 0 | 0 | 0 | 0 | 0 | 0 | 0 | 0
Texas West - NOX Cap Annual v3.1 | 1123 | 1906 | Rate Constraint in MTons | FALSE | L | Annual | Allowances Withdrawn (1:1) | Thousand Tons | 0 | 0 | 0 | 0 | 0 | 0 | 0 | 0
Texas West - NOX Cap Annual v3.1 | 1123 | 1906 | Rate Constraint in MTons | FALSE | L | Annual | Allowances Withdrawn (n:1) | Thousand Tons | 0 | 0 | 0 | 0 | 0 | 0 | 0 | 0
Texas West - NOX Cap Annual v3.1 | 1123 | 1906 | Rate Constraint in MTons | FALSE | L | Annual | Net Emissions Allowance Position | Thousand Tons | 0.371 | 0.3469 | 0.095573 | 0.092946 | 0.15609 | 0.076191 | 0.013743 | 0.017605
Texas West - NOX Cap Annual v3.1 | 1123 | 1906 | Rate Constraint in MTons | FALSE | L | Annual | Fuel Consumed | TBtu | 5.9258 | 5.6964 | 1.4549 | 1.4642 | 1.9268 | 1.0842 | 0.24627 | 0.33651
Texas West - NOX Cap Annual v3.1 | 1123 | 1906 | Rate Constraint in MTons | FALSE | L | Annual | Rate | lb/MMBtu | 0.12521 | 0.12179 | 0.13138 | 0.12696 | 0.16201 | 0.14055 | 0.11161 | 0.10463
Texas West - NOX Cap Annual v3.1 | 1123 | 1906 | Rate Constraint in MTons | FALSE | L | Annual | Generation | TWh | 0.51037 | 0.49179 | 0.12475 | 0.12573 | 0.1635 | 0.09245 | 0.021205 | 0.029164
Texas West - NOX Cap Annual v3.1 | 1123 | 1906 | Rate Constraint in MTons | FALSE | L | Annual | Qualifying Generation | TWh | 0.51037 | 0.49179 | 0.12475 | 0.12573 | 0.1635 | 0.09245 | 0.021205 | 0.029164
Texas West - NOX Cap Annual v3.1 | 1123 | 1906 | Rate Constraint in MTons | FALSE | L | Annual | Rate | lb/MWh | 1.4539 | 1.4108 | 1.5323 | 1.4785 | 1.9093 | 1.6483 | 1.2962 | 1.2073
Texas West - NOX Cap Annual v3.1 | 1123 | 1906 | Rate Constraint in MTons | FALSE | L | Annual | Constraint Shadow Price | US2016$/Ton | 0 | 0 | 0 | 0 | 0 | 0 | 0 | 0
UT Hg Rule - MER Removal Annual v.4.10 | 1124 | 2215 | MACT Fuel Choice Floor in lbs/MMBtu | FALSE | L | Annual | Seasons Included | Seasons | Winter, WintShld, Summer | Winter, WintShld, Summer | Winter, WintShld, Summer | Winter, WintShld, Summer | Winter, WintShld, Summer | Winter, WintShld, Summer | Winter, WintShld, Summer | Winter, WintShld, Summer
UT Hg Rule - MER Removal Annual v.4.10 | 1124 | 2215 | MACT Fuel Choice Floor in lbs/MMBtu | FALSE | L | Annual | Emission Floor | lbs/MMBtu | 6.5e-07 | 6.5e-07 | 6.5e-07 | 6.5e-07 | 6.5e-07 | 6.5e-07 | 6.5e-07 | 6.5e-07
UT Hg Rule - MER Removal Annual v.4.10 | 1124 | 2215 | MACT Fuel Choice Floor in lbs/MMBtu | FALSE | L | Annual | Emissions at Affected Plants MER | lbs | 93.3453 | 93.4938 | 93.3236 | 89.2035 | 83.7565 | 84.5226 | 83.7616 | 80.6076
UT Hg Rule - MER Removal Annual v.4.10 | 1124 | 2215 | MACT Fuel Choice Floor in lbs/MMBtu | FALSE | L | Annual | Allowances Purchased MER | lbs | 0 | 0 | 0 | 0 | 0 | 0 | 0 | 0
UT Hg Rule - MER Removal Annual v.4.10 | 1124 | 2215 | MACT Fuel Choice Floor in lbs/MMBtu | FALSE | L | Annual | Allowances Sold MER | lbs | 0 | 0 | 0 | 0 | 0 | 0 | 0 | 0
UT Hg Rule - MER Removal Annual v.4.10 | 1124 | 2215 | MACT Fuel Choice Floor in lbs/MMBtu | FALSE | L | Annual | Allowances Banked | lbs | 0 | 0 | 0 | 0 | 0 | 0 | 0 | 0
UT Hg Rule - MER Removal Annual v.4.10 | 1124 | 2215 | MACT Fuel Choice Floor in lbs/MMBtu | FALSE | L | Annual | Allowances Withdrawn (1:1) | lbs | 0 | 0 | 0 | 0 | 0 | 0 | 0 | 0
UT Hg Rule - MER Removal Annual v.4.10 | 1124 | 2215 | MACT Fuel Choice Floor in lbs/MMBtu | FALSE | L | Annual | Allowances Withdrawn (n:1) | lbs | 0 | 0 | 0 | 0 | 0 | 0 | 0 | 0
UT Hg Rule - MER Removal Annual v.4.10 | 1124 | 2215 | MACT Fuel Choice Floor in lbs/MMBtu | FALSE | L | Annual | Net Emissions Allowance Position | lbs | 93.3453 | 93.4938 | 93.3236 | 89.2035 | 83.7565 | 84.5226 | 83.7616 | 80.6076
UT Hg Rule - MER Removal Annual v.4.10 | 1124 | 2215 | MACT Fuel Choice Floor in lbs/MMBtu | FALSE | L | Annual | Fuel Consumed | TBtu | 229.1048 | 229.1048 | 229.1048 | 228.2571 | 204.5193 | 205.0817 | 207.1262 | 204.2497
UT Hg Rule - MER Removal Annual v.4.10 | 1124 | 2215 | MACT Fuel Choice Floor in lbs/MMBtu | FALSE | L | Annual | Rate | lb/MMBtu | 4.0743e-07 | 4.0808e-07 | 4.0734e-07 | 3.908e-07 | 4.0953e-07 | 4.1214e-07 | 4.044e-07 | 3.9465e-07
UT Hg Rule - MER Removal Annual v.4.10 | 1124 | 2215 | MACT Fuel Choice Floor in lbs/MMBtu | FALSE | L | Annual | Generation | TWh | 23.0442 | 23.0244 | 23.0244 | 22.9374 | 20.5313 | 20.6099 | 20.8548 | 20.5641
UT Hg Rule - MER Removal Annual v.4.10 | 1124 | 2215 | MACT Fuel Choice Floor in lbs/MMBtu | FALSE | L | Annual | Qualifying Generation | TWh | 23.0442 | 23.0244 | 23.0244 | 22.9374 | 20.5313 | 20.6099 | 20.8548 | 20.5641
UT Hg Rule - MER Removal Annual v.4.10 | 1124 | 2215 | MACT Fuel Choice Floor in lbs/MMBtu | FALSE | L | Annual | Constraint Shadow Price | US2016$/Lb | 0 | 0 | 0 | 0 | 0 | 0 | 0 | 0
WA - CO2 Penalty Annual v5.13 | 1125 | 6028 | Rate Constraint in MTons | FALSE | L | Annual | Seasons Included | Seasons | Winter, WintShld, Summer | Winter, WintShld, Summer | Winter, WintShld, Summer | Winter, WintShld, Summer | Winter, WintShld, Summer | Winter, WintShld, Summer | Winter, WintShld, Summer | Winter, WintShld, Summer
WA - CO2 Penalty Annual v5.13 | 1125 | 6028 | Rate Constraint in MTons | FALSE | L | Annual | Standard CO2 | Thousand Tons | 0 | 0 | 0 | 0 | 0 | 0 | 0 | 0
WA - CO2 Penalty Annual v5.13 | 1125 | 6028 | Rate Constraint in MTons | FALSE | L | Annual | Emissions at Affected Plants CO2 | Thousand Tons | 0 | 0 | 0 | 0 | 0 | 0 | 0 | 0
WA - CO2 Penalty Annual v5.13 | 1125 | 6028 | Rate Constraint in MTons | FALSE | L | Annual | Allowances Purchased CO2 | Thousand Tons | 0 | 0 | 0 | 0 | 0 | 0 | 0 | 0
WA - CO2 Penalty Annual v5.13 | 1125 | 6028 | Rate Constraint in MTons | FALSE | L | Annual | Allowances Sold CO2 | Thousand Tons | 0 | 0 | 0 | 0 | 0 | 0 | 0 | 0
WA - CO2 Penalty Annual v5.13 | 1125 | 6028 | Rate Constraint in MTons | FALSE | L | Annual | Allowances Banked | Thousand Tons | 0 | 0 | 0 | 0 | 0 | 0 | 0 | 0
WA - CO2 Penalty Annual v5.13 | 1125 | 6028 | Rate Constraint in MTons | FALSE | L | Annual | Allowances Withdrawn (1:1) | Thousand Tons | 0 | 0 | 0 | 0 | 0 | 0 | 0 | 0
WA - CO2 Penalty Annual v5.13 | 1125 | 6028 | Rate Constraint in MTons | FALSE | L | Annual | Allowances Withdrawn (n:1) | Thousand Tons | 0 | 0 | 0 | 0 | 0 | 0 | 0 | 0
WA - CO2 Penalty Annual v5.13 | 1125 | 6028 | Rate Constraint in MTons | FALSE | L | Annual | Net Emissions Allowance Position | Thousand Tons | 0 | 0 | 0 | 0 | 0 | 0 | 0 | 0
WA - CO2 Penalty Annual v5.13 | 1125 | 6028 | Rate Constraint in MTons | FALSE | L | Annual | Fuel Consumed | TBtu | 0 | 0 | 0 | 0 | 0 | 0 | 0 | 0
WA - CO2 Penalty Annual v5.13 | 1125 | 6028 | Rate Constraint in MTons | FALSE | L | Annual | Rate | lb/MMBtu | 0 | 0 | 0 | 0 | 0 | 0 | 0 | 0
WA - CO2 Penalty Annual v5.13 | 1125 | 6028 | Rate Constraint in MTons | FALSE | L | Annual | Generation | TWh | 0 | 0 | 0 | 0 | 0 | 0 | 0 | 0
WA - CO2 Penalty Annual v5.13 | 1125 | 6028 | Rate Constraint in MTons | FALSE | L | Annual | Qualifying Generation | TWh | 0 | 0 | 0 | 0 | 0 | 0 | 0 | 0
WA - CO2 Penalty Annual v5.13 | 1125 | 6028 | Rate Constraint in MTons | FALSE | L | Annual | Rate | lb/MWh | 0 | 0 | 0 | 0 | 0 | 0 | 0 | 0
WA - CO2 Penalty Annual v5.13 | 1125 | 6028 | Rate Constraint in MTons | FALSE | L | Annual | Constraint Shadow Price | US2016$/Ton | 1.82 | 1.8198 | 1.8194 | 1.8192 | 1.8192 | 1.8197 | 1.8194 | 1.8197
WA - CO2 Rate Limit (New Advanced Coal with CCS) | 1126 | 2428 | Rate Constraint in lbs/MWh | FALSE | L | Annual | Seasons Included | Seasons | Winter, WintShld, Summer | Winter, WintShld, Summer | Winter, WintShld, Summer | Winter, WintShld, Summer | Winter, WintShld, Summer | Winter, WintShld, Summer | Winter, WintShld, Summer | Winter, WintShld, Summer
WA - CO2 Rate Limit (New Advanced Coal with CCS) | 1126 | 2428 | Rate Constraint in lbs/MWh | FALSE | L | Annual | Standard CO2 | lb/MWh | 970 | 970 | 970 | 970 | 970 | 970 | 970 | 970
WA - CO2 Rate Limit (New Advanced Coal with CCS) | 1126 | 2428 | Rate Constraint in lbs/MWh | FALSE | L | Annual | Emissions at Affected Plants CO2 | Thousand Tons | 0 | 0 | 0 | 0 | 0 | 0 | 0 | 0
WA - CO2 Rate Limit (New Advanced Coal with CCS) | 1126 | 2428 | Rate Constraint in lbs/MWh | FALSE | L | Annual | Allowances Purchased CO2 | Thousand Tons | 0 | 0 | 0 | 0 | 0 | 0 | 0 | 0
WA - CO2 Rate Limit (New Advanced Coal with CCS) | 1126 | 2428 | Rate Constraint in lbs/MWh | FALSE | L | Annual | Allowances Sold CO2 | Thousand Tons | 0 | 0 | 0 | 0 | 0 | 0 | 0 | 0
WA - CO2 Rate Limit (New Advanced Coal with CCS) | 1126 | 2428 | Rate Constraint in lbs/MWh | FALSE | L | Annual | Allowances Banked | Thousand Tons | 0 | 0 | 0 | 0 | 0 | 0 | 0 | 0
WA - CO2 Rate Limit (New Advanced Coal with CCS) | 1126 | 2428 | Rate Constraint in lbs/MWh | FALSE | L | Annual | Allowances Withdrawn (1:1) | Thousand Tons | 0 | 0 | 0 | 0 | 0 | 0 | 0 | 0
WA - CO2 Rate Limit (New Advanced Coal with CCS) | 1126 | 2428 | Rate Constraint in lbs/MWh | FALSE | L | Annual | Allowances Withdrawn (n:1) | Thousand Tons | 0 | 0 | 0 | 0 | 0 | 0 | 0 | 0
WA - CO2 Rate Limit (New Advanced Coal with CCS) | 1126 | 2428 | Rate Constraint in lbs/MWh | FALSE | L | Annual | Net Emissions Allowance Position | Thousand Tons | 0 | 0 | 0 | 0 | 0 | 0 | 0 | 0
WA - CO2 Rate Limit (New Advanced Coal with CCS) | 1126 | 2428 | Rate Constraint in lbs/MWh | FALSE | L | Annual | Fuel Consumed | TBtu | 0 | 0 | 0 | 0 | 0 | 0 | 0 | 0
WA - CO2 Rate Limit (New Advanced Coal with CCS) | 1126 | 2428 | Rate Constraint in lbs/MWh | FALSE | L | Annual | Rate | lb/MMBtu | 0 | 0 | 0 | 0 | 0 | 0 | 0 | 0
WA - CO2 Rate Limit (New Advanced Coal with CCS) | 1126 | 2428 | Rate Constraint in lbs/MWh | FALSE | L | Annual | Generation | TWh | 0 | 0 | 0 | 0 | 0 | 0 | 0 | 0
WA - CO2 Rate Limit (New Advanced Coal with CCS) | 1126 | 2428 | Rate Constraint in lbs/MWh | FALSE | L | Annual | Qualifying Generation | TWh | 0 | 0 | 0 | 0 | 0 | 0 | 0 | 0
WA - CO2 Rate Limit (New Advanced Coal with CCS) | 1126 | 2428 | Rate Constraint in lbs/MWh | FALSE | L | Annual | Constraint Shadow Price | US2016$/Ton | 0 | 0 | 0 | 0 | 0 | 0 | 0 | 0
WA-CO2 Rate Limit(New Advanced Coal without CCS) | 1127 | 7056 | Rate Constraint in lbs/MWh | FALSE | L | Annual | Seasons Included | Seasons | Winter, WintShld, Summer | Winter, WintShld, Summer | Winter, WintShld, Summer | Winter, WintShld, Summer | Winter, WintShld, Summer | Winter, WintShld, Summer | Winter, WintShld, Summer | Winter, WintShld, Summer
WA-CO2 Rate Limit(New Advanced Coal without CCS) | 1127 | 7056 | Rate Constraint in lbs/MWh | FALSE | L | Annual | Standard CO2 | lb/MWh | 970 | 970 | 970 | 970 | 970 | 970 | 970 | 970
WA-CO2 Rate Limit(New Advanced Coal without CCS) | 1127 | 7056 | Rate Constraint in lbs/MWh | FALSE | L | Annual | Emissions at Affected Plants CO2 | Thousand Tons | 0 | 0 | 0 | 0 | 0 | 0 | 0 | 0
WA-CO2 Rate Limit(New Advanced Coal without CCS) | 1127 | 7056 | Rate Constraint in lbs/MWh | FALSE | L | Annual | Allowances Purchased CO2 | Thousand Tons | 0 | 0 | 0 | 0 | 0 | 0 | 0 | 0
WA-CO2 Rate Limit(New Advanced Coal without CCS) | 1127 | 7056 | Rate Constraint in lbs/MWh | FALSE | L | Annual | Allowances Sold CO2 | Thousand Tons | 0 | 0 | 0 | 0 | 0 | 0 | 0 | 0
WA-CO2 Rate Limit(New Advanced Coal without CCS) | 1127 | 7056 | Rate Constraint in lbs/MWh | FALSE | L | Annual | Allowances Banked | Thousand Tons | 0 | 0 | 0 | 0 | 0 | 0 | 0 | 0
WA-CO2 Rate Limit(New Advanced Coal without CCS) | 1127 | 7056 | Rate Constraint in lbs/MWh | FALSE | L | Annual | Allowances Withdrawn (1:1) | Thousand Tons | 0 | 0 | 0 | 0 | 0 | 0 | 0 | 0
WA-CO2 Rate Limit(New Advanced Coal without CCS) | 1127 | 7056 | Rate Constraint in lbs/MWh | FALSE | L | Annual | Allowances Withdrawn (n:1) | Thousand Tons | 0 | 0 | 0 | 0 | 0 | 0 | 0 | 0
WA-CO2 Rate Limit(New Advanced Coal without CCS) | 1127 | 7056 | Rate Constraint in lbs/MWh | FALSE | L | Annual | Net Emissions Allowance Position | Thousand Tons | 0 | 0 | 0 | 0 | 0 | 0 | 0 | 0
WA-CO2 Rate Limit(New Advanced Coal without CCS) | 1127 | 7056 | Rate Constraint in lbs/MWh | FALSE | L | Annual | Fuel Consumed | TBtu | 0 | 0 | 0 | 0 | 0 | 0 | 0 | 0
WA-CO2 Rate Limit(New Advanced Coal without CCS) | 1127 | 7056 | Rate Constraint in lbs/MWh | FALSE | L | Annual | Rate | lb/MMBtu | 0 | 0 | 0 | 0 | 0 | 0 | 0 | 0
WA-CO2 Rate Limit(New Advanced Coal without CCS) | 1127 | 7056 | Rate Constraint in lbs/MWh | FALSE | L | Annual | Generation | TWh | 0 | 0 | 0 | 0 | 0 | 0 | 0 | 0
WA-CO2 Rate Limit(New Advanced Coal without CCS) | 1127 | 7056 | Rate Constraint in lbs/MWh | FALSE | L | Annual | Qualifying Generation | TWh | 0 | 0 | 0 | 0 | 0 | 0 | 0 | 0
WA-CO2 Rate Limit(New Advanced Coal without CCS) | 1127 | 7056 | Rate Constraint in lbs/MWh | FALSE | L | Annual | Constraint Shadow Price | US2016$/Ton | 0 | 0 | 63.1605 | 81.1906 | 80.8178 | 106.2698 | 119.5169 | 132.5725
WI CC NGas NOx Annual Rate v3.1 | 1128 | 1938 | Rate Constraint in lbs/MMBtu | FALSE | L | Annual | Seasons Included | Seasons | Winter, WintShld, Summer | Winter, WintShld, Summer | Winter, WintShld, Summer | Winter, WintShld, Summer | Winter, WintShld, Summer | Winter, WintShld, Summer | Winter, WintShld, Summer | Winter, WintShld, Summer
WI CC NGas NOx Annual Rate v3.1 | 1128 | 1938 | Rate Constraint in lbs/MMBtu | FALSE | L | Annual | Standard NOX | lb/MMBtu | 0.04 | 0.04 | 0.04 | 0.04 | 0.04 | 0.04 | 0.04 | 0.04
WI CC NGas NOx Annual Rate v3.1 | 1128 | 1938 | Rate Constraint in lbs/MMBtu | FALSE | L | Annual | Emissions at Affected Plants NOX | Thousand Tons | 0.36852 | 0.36852 | 0.36852 | 0.36852 | 0.36852 | 0.51559 | 0.64054 | 0.92277
WI CC NGas NOx Annual Rate v3.1 | 1128 | 1938 | Rate Constraint in lbs/MMBtu | FALSE | L | Annual | Allowances Purchased NOX | Thousand Tons | 0 | 0 | 0 | 0 | 0 | 0 | 0 | 0
WI CC NGas NOx Annual Rate v3.1 | 1128 | 1938 | Rate Constraint in lbs/MMBtu | FALSE | L | Annual | Allowances Sold NOX | Thousand Tons | 0 | 0 | 0 | 0 | 0 | 0 | 0 | 0
WI CC NGas NOx Annual Rate v3.1 | 1128 | 1938 | Rate Constraint in lbs/MMBtu | FALSE | L | Annual | Allowances Banked | Thousand Tons | 0 | 0 | 0 | 0 | 0 | 0 | 0 | 0
WI CC NGas NOx Annual Rate v3.1 | 1128 | 1938 | Rate Constraint in lbs/MMBtu | FALSE | L | Annual | Allowances Withdrawn (1:1) | Thousand Tons | 0 | 0 | 0 | 0 | 0 | 0 | 0 | 0
WI CC NGas NOx Annual Rate v3.1 | 1128 | 1938 | Rate Constraint in lbs/MMBtu | FALSE | L | Annual | Allowances Withdrawn (n:1) | Thousand Tons | 0 | 0 | 0 | 0 | 0 | 0 | 0 | 0
WI CC NGas NOx Annual Rate v3.1 | 1128 | 1938 | Rate Constraint in lbs/MMBtu | FALSE | L | Annual | Net Emissions Allowance Position | Thousand Tons | 0.36852 | 0.36852 | 0.36852 | 0.36852 | 0.36852 | 0.51559 | 0.64054 | 0.92277
WI CC NGas NOx Annual Rate v3.1 | 1128 | 1938 | Rate Constraint in lbs/MMBtu | FALSE | L | Annual | Fuel Consumed | TBtu | 61.7782 | 61.7782 | 61.7782 | 61.7782 | 61.7782 | 88.5196 | 111.2366 | 162.5513
WI CC NGas NOx Annual Rate v3.1 | 1128 | 1938 | Rate Constraint in lbs/MMBtu | FALSE | L | Annual | Rate | lb/MMBtu | 0.01193 | 0.01193 | 0.01193 | 0.01193 | 0.01193 | 0.011649 | 0.011517 | 0.011354
WI CC NGas NOx Annual Rate v3.1 | 1128 | 1938 | Rate Constraint in lbs/MMBtu | FALSE | L | Annual | Generation | TWh | 8.7629 | 8.7629 | 8.7629 | 8.7629 | 8.7629 | 13.1858 | 16.9431 | 25.4304
WI CC NGas NOx Annual Rate v3.1 | 1128 | 1938 | Rate Constraint in lbs/MMBtu | FALSE | L | Annual | Qualifying Generation | TWh | 8.7629 | 8.7629 | 8.7629 | 8.7629 | 8.7629 | 13.076 | 16.74 | 25.0166
WI CC NGas NOx Annual Rate v3.1 | 1128 | 1938 | Rate Constraint in lbs/MMBtu | FALSE | L | Annual | Rate | lb/MWh | 0.084109 | 0.084109 | 0.084109 | 0.084109 | 0.084109 | 0.078861 | 0.076528 | 0.073772
WI CC NGas NOx Annual Rate v3.1 | 1128 | 1938 | Rate Constraint in lbs/MMBtu | FALSE | L | Annual | Constraint Shadow Price | US2016$/Ton | 0 | 0 | 0 | 0 | 0 | 0 | 0 | 0
WI CoalUnits1 NOx Annual Rate v3.1 | 1129 | 1930 | Rate Constraint in lbs/MMBtu | FALSE | L | Annual | Seasons Included | Seasons | Winter, WintShld, Summer | Winter, WintShld, Summer | Winter, WintShld, Summer | Winter, WintShld, Summer | Winter, WintShld, Summer | Winter, WintShld, Summer | Winter, WintShld, Summer | Winter, WintShld, Summer
WI CoalUnits1 NOx Annual Rate v3.1 | 1129 | 1930 | Rate Constraint in lbs/MMBtu | FALSE | L | Annual | Standard NOX | lb/MMBtu | 0.1 | 0.1 | 0.1 | 0.1 | 0.1 | 0.1 | 0.1 | 0.1
WI CoalUnits1 NOx Annual Rate v3.1 | 1129 | 1930 | Rate Constraint in lbs/MMBtu | FALSE | L | Annual | Emissions at Affected Plants NOX | Thousand Tons | 3.7611 | 4.0892 | 3.9899 | 4.0065 | 3.6033 | 3.8996 | 3.8909 | 3.7277
WI CoalUnits1 NOx Annual Rate v3.1 | 1129 | 1930 | Rate Constraint in lbs/MMBtu | FALSE | L | Annual | Allowances Purchased NOX | Thousand Tons | 0 | 0 | 0 | 0 | 0 | 0 | 0 | 0
WI CoalUnits1 NOx Annual Rate v3.1 | 1129 | 1930 | Rate Constraint in lbs/MMBtu | FALSE | L | Annual | Allowances Sold NOX | Thousand Tons | 0 | 0 | 0 | 0 | 0 | 0 | 0 | 0
WI CoalUnits1 NOx Annual Rate v3.1 | 1129 | 1930 | Rate Constraint in lbs/MMBtu | FALSE | L | Annual | Allowances Banked | Thousand Tons | 0 | 0 | 0 | 0 | 0 | 0 | 0 | 0
WI CoalUnits1 NOx Annual Rate v3.1 | 1129 | 1930 | Rate Constraint in lbs/MMBtu | FALSE | L | Annual | Allowances Withdrawn (1:1) | Thousand Tons | 0 | 0 | 0 | 0 | 0 | 0 | 0 | 0
WI CoalUnits1 NOx Annual Rate v3.1 | 1129 | 1930 | Rate Constraint in lbs/MMBtu | FALSE | L | Annual | Allowances Withdrawn (n:1) | Thousand Tons | 0 | 0 | 0 | 0 | 0 | 0 | 0 | 0
WI CoalUnits1 NOx Annual Rate v3.1 | 1129 | 1930 | Rate Constraint in lbs/MMBtu | FALSE | L | Annual | Net Emissions Allowance Position | Thousand Tons | 3.7611 | 4.0892 | 3.9899 | 4.0065 | 3.6033 | 3.8996 | 3.8909 | 3.7277
WI CoalUnits1 NOx Annual Rate v3.1 | 1129 | 1930 | Rate Constraint in lbs/MMBtu | FALSE | L | Annual | Fuel Consumed | TBtu | 124.789 | 135.6375 | 132.3962 | 132.8652 | 119.4785 | 129.2865 | 128.9922 | 123.6027
WI CoalUnits1 NOx Annual Rate v3.1 | 1129 | 1930 | Rate Constraint in lbs/MMBtu | FALSE | L | Annual | Rate | lb/MMBtu | 0.060279 | 0.060297 | 0.060272 | 0.060309 | 0.060317 | 0.060325 | 0.060327 | 0.060317
WI CoalUnits1 NOx Annual Rate v3.1 | 1129 | 1930 | Rate Constraint in lbs/MMBtu | FALSE | L | Annual | Generation | TWh | 12.5566 | 13.6495 | 13.324 | 13.376 | 12.0454 | 13.0237 | 12.9944 | 12.4565
WI CoalUnits1 NOx Annual Rate v3.1 | 1129 | 1930 | Rate Constraint in lbs/MMBtu | FALSE | L | Annual | Qualifying Generation | TWh | 12.5566 | 13.6495 | 13.324 | 13.376 | 12.0454 | 13.0237 | 12.9944 | 12.4565
WI CoalUnits1 NOx Annual Rate v3.1 | 1129 | 1930 | Rate Constraint in lbs/MMBtu | FALSE | L | Annual | Rate | lb/MWh | 0.59907 | 0.59918 | 0.5989 | 0.59906 | 0.59828 | 0.59885 | 0.59885 | 0.59851
WI CoalUnits1 NOx Annual Rate v3.1 | 1129 | 1930 | Rate Constraint in lbs/MMBtu | FALSE | L | Annual | Constraint Shadow Price | US2016$/Ton | 0 | 0 | 0 | 0 | 0 | 0 | 0 | 0
WI CT DFO NOx Annual Rate v3.1 | 1130 | 1940 | Rate Constraint in lbs/MMBtu | FALSE | L | Annual | Seasons Included | Seasons | Winter, WintShld, Summer | Winter, WintShld, Summer | Winter, WintShld, Summer | Winter, WintShld, Summer | Winter, WintShld, Summer | Winter, WintShld, Summer | Winter, WintShld, Summer | Winter, WintShld, Summer
WI CT DFO NOx Annual Rate v3.1 | 1130 | 1940 | Rate Constraint in lbs/MMBtu | FALSE | L | Annual | Standard NOX | lb/MMBtu | 0.28 | 0.28 | 0.28 | 0.28 | 0.28 | 0.28 | 0.28 | 0.28
WI CT DFO NOx Annual Rate v3.1 | 1130 | 1940 | Rate Constraint in lbs/MMBtu | FALSE | L | Annual | Emissions at Affected Plants NOX | Thousand Tons | 3.4653e-05 | 6.4542e-05 | 6.2238e-05 | 0.00011237 | 0.00013974 | 0.0032249 | 0.0029331 | 0.0046144
WI CT DFO NOx Annual Rate v3.1 | 1130 | 1940 | Rate Constraint in lbs/MMBtu | FALSE | L | Annual | Allowances Purchased NOX | Thousand Tons | 0 | 0 | 0 | 0 | 0 | 0 | 0 | 0
WI CT DFO NOx Annual Rate v3.1 | 1130 | 1940 | Rate Constraint in lbs/MMBtu | FALSE | L | Annual | Allowances Sold NOX | Thousand Tons | 0 | 0 | 0 | 0 | 0 | 0 | 0 | 0
WI CT DFO NOx Annual Rate v3.1 | 1130 | 1940 | Rate Constraint in lbs/MMBtu | FALSE | L | Annual | Allowances Banked | Thousand Tons | 0 | 0 | 0 | 0 | 0 | 0 | 0 | 0
WI CT DFO NOx Annual Rate v3.1 | 1130 | 1940 | Rate Constraint in lbs/MMBtu | FALSE | L | Annual | Allowances Withdrawn (1:1) | Thousand Tons | 0 | 0 | 0 | 0 | 0 | 0 | 0 | 0
WI CT DFO NOx Annual Rate v3.1 | 1130 | 1940 | Rate Constraint in lbs/MMBtu | FALSE | L | Annual | Allowances Withdrawn (n:1) | Thousand Tons | 0 | 0 | 0 | 0 | 0 | 0 | 0 | 0
WI CT DFO NOx Annual Rate v3.1 | 1130 | 1940 | Rate Constraint in lbs/MMBtu | FALSE | L | Annual | Net Emissions Allowance Position | Thousand Tons | 3.4653e-05 | 6.4542e-05 | 6.2238e-05 | 0.00011237 | 0.00013974 | 0.0032249 | 0.0029331 | 0.0046144
WI CT DFO NOx Annual Rate v3.1 | 1130 | 1940 | Rate Constraint in lbs/MMBtu | FALSE | L | Annual | Fuel Consumed | TBtu | 0.0063005 | 0.011735 | 0.011316 | 0.02043 | 0.025407 | 0.58634 | 0.53329 | 0.83898
WI CT DFO NOx Annual Rate v3.1 | 1130 | 1940 | Rate Constraint in lbs/MMBtu | FALSE | L | Annual | Rate | lb/MMBtu | 0.011 | 0.011 | 0.011 | 0.011 | 0.011 | 0.011 | 0.011 | 0.011
WI CT DFO NOx Annual Rate v3.1 | 1130 | 1940 | Rate Constraint in lbs/MMBtu | FALSE | L | Annual | Generation | TWh | 0.00069343 | 0.0012915 | 0.0012454 | 0.0022486 | 0.0027963 | 0.84984 | 0.77764 | 1.2495
WI CT DFO NOx Annual Rate v3.1 | 1130 | 1940 | Rate Constraint in lbs/MMBtu | FALSE | L | Annual | Qualifying Generation | TWh | 0.00069343 | 0.0012915 | 0.0012454 | 0.0022486 | 0.0027963 | 0.068402 | 0.062237 | 0.09804
WI CT DFO NOx Annual Rate v3.1 | 1130 | 1940 | Rate Constraint in lbs/MMBtu | FALSE | L | Annual | Rate | lb/MWh | 0.099946 | 0.099946 | 0.099946 | 0.099946 | 0.099946 | 0.094291 | 0.094256 | 0.094133
WI CT DFO NOx Annual Rate v3.1 | 1130 | 1940 | Rate Constraint in lbs/MMBtu | FALSE | L | Annual | Constraint Shadow Price | US2016$/Ton | 0 | 0 | 0 | 0 | 0 | 0 | 0 | 0
WI CT NGas NOx Annual Rate v3.1 | 1131 | 1939 | Rate Constraint in lbs/MMBtu | FALSE | L | Annual | Seasons Included | Seasons | Winter, WintShld, Summer | Winter, WintShld, Summer | Winter, WintShld, Summer | Winter, WintShld, Summer | Winter, WintShld, Summer | Winter, WintShld, Summer | Winter, WintShld, Summer | Winter, WintShld, Summer
WI CT NGas NOx Annual Rate v3.1 | 1131 | 1939 | Rate Constraint in lbs/MMBtu | FALSE | L | Annual | Standard NOX | lb/MMBtu | 0.11 | 0.11 | 0.11 | 0.11 | 0.11 | 0.11 | 0.11 | 0.11
WI CT NGas NOx Annual Rate v3.1 | 1131 | 1939 | Rate Constraint in lbs/MMBtu | FALSE | L | Annual | Emissions at Affected Plants NOX | Thousand Tons | 0.0016489 | 0.0017825 | 0.0024477 | 0.01415 | 0.020157 | 0.017426 | 0.014156 | 0.01641
WI CT NGas NOx Annual Rate v3.1 | 1131 | 1939 | Rate Constraint in lbs/MMBtu | FALSE | L | Annual | Allowances Purchased NOX | Thousand Tons | 0 | 0 | 0 | 0 | 0 | 0 | 0 | 0
WI CT NGas NOx Annual Rate v3.1 | 1131 | 1939 | Rate Constraint in lbs/MMBtu | FALSE | L | Annual | Allowances Sold NOX | Thousand Tons | 0 | 0 | 0 | 0 | 0 | 0 | 0 | 0
WI CT NGas NOx Annual Rate v3.1 | 1131 | 1939 | Rate Constraint in lbs/MMBtu | FALSE | L | Annual | Allowances Banked | Thousand Tons | 0 | 0 | 0 | 0 | 0 | 0 | 0 | 0
WI CT NGas NOx Annual Rate v3.1 | 1131 | 1939 | Rate Constraint in lbs/MMBtu | FALSE | L | Annual | Allowances Withdrawn (1:1) | Thousand Tons | 0 | 0 | 0 | 0 | 0 | 0 | 0 | 0
WI CT NGas NOx Annual Rate v3.1 | 1131 | 1939 | Rate Constraint in lbs/MMBtu | FALSE | L | Annual | Allowances Withdrawn (n:1) | Thousand Tons | 0 | 0 | 0 | 0 | 0 | 0 | 0 | 0
WI CT NGas NOx Annual Rate v3.1 | 1131 | 1939 | Rate Constraint in lbs/MMBtu | FALSE | L | Annual | Net Emissions Allowance Position | Thousand Tons | 0.0016489 | 0.0017825 | 0.0024477 | 0.01415 | 0.020157 | 0.017426 | 0.014156 | 0.01641
WI CT NGas NOx Annual Rate v3.1 | 1131 | 1939 | Rate Constraint in lbs/MMBtu | FALSE | L | Annual | Fuel Consumed | TBtu | 0.1205 | 0.12871 | 0.14614 | 0.75884 | 1.1678 | 1.3553 | 1.1965 | 1.526
WI CT NGas NOx Annual Rate v3.1 | 1131 | 1939 | Rate Constraint in lbs/MMBtu | FALSE | L | Annual | Rate | lb/MMBtu | 0.027367 | 0.027698 | 0.033498 | 0.037293 | 0.03452 | 0.025715 | 0.023663 | 0.021506
WI CT NGas NOx Annual Rate v3.1 | 1131 | 1939 | Rate Constraint in lbs/MMBtu | FALSE | L | Annual | Generation | TWh | 0.010598 | 0.01139 | 0.012594 | 0.063712 | 0.098788 | 0.91415 | 0.83383 | 1.3072
WI CT NGas NOx Annual Rate v3.1 | 1131 | 1939 | Rate Constraint in lbs/MMBtu | FALSE | L | Annual | Qualifying Generation | TWh | 0.010598 | 0.01139 | 0.012594 | 0.063712 | 0.098788 | 0.13271 | 0.11843 | 0.15582
WI CT NGas NOx Annual Rate v3.1 | 1131 | 1939 | Rate Constraint in lbs/MMBtu | FALSE | L | Annual | Rate | lb/MWh | 0.31118 | 0.31299 | 0.38869 | 0.44419 | 0.40809 | 0.26262 | 0.23907 | 0.21063
WI CT NGas NOx Annual Rate v3.1 | 1131 | 1939 | Rate Constraint in lbs/MMBtu | FALSE | L | Annual | Constraint Shadow Price | US2016$/Ton | 0 | 0 | 0 | 0 | 0 | 0 | 0 | 0
WI Large Coal Units Hg Rule v3.1, Unit 4105 and retrofits | 1132 | 2200 | MACT Fuel Choice Floor in lbs/MMBtu | FALSE | L | Annual | Seasons Included | Seasons | Winter, WintShld, Summer | Winter, WintShld, Summer | Winter, WintShld, Summer | Winter, WintShld, Summer | Winter, WintShld, Summer | Winter, WintShld, Summer | Winter, WintShld, Summer | Winter, WintShld, Summer
WI Large Coal Units Hg Rule v3.1, Unit 4105 and retrofits | 1132 | 2200 | MACT Fuel Choice Floor in lbs/MMBtu | FALSE | L | Annual | Emission Floor | lbs/MMBtu | 7.92e-07 | 7.92e-07 | 7.92e-07 | 7.92e-07 | 7.92e-07 | 7.92e-07 | 7.92e-07 | 7.92e-07
WI Large Coal Units Hg Rule v3.1, Unit 4105 and retrofits | 1132 | 2200 | MACT Fuel Choice Floor in lbs/MMBtu | FALSE | L | Annual | Emissions at Affected Plants MER | lbs | 0 | 0 | 0 | 0 | 0 | 0 | 0 | 0
WI Large Coal Units Hg Rule v3.1, Unit 4105 and retrofits | 1132 | 2200 | MACT Fuel Choice Floor in lbs/MMBtu | FALSE | L | Annual | Allowances Purchased MER | lbs | 0 | 0 | 0 | 0 | 0 | 0 | 0 | 0
WI Large Coal Units Hg Rule v3.1, Unit 4105 and retrofits | 1132 | 2200 | MACT Fuel Choice Floor in lbs/MMBtu | FALSE | L | Annual | Allowances Sold MER | lbs | 0 | 0 | 0 | 0 | 0 | 0 | 0 | 0
WI Large Coal Units Hg Rule v3.1, Unit 4105 and retrofits | 1132 | 2200 | MACT Fuel Choice Floor in lbs/MMBtu | FALSE | L | Annual | Allowances Banked | lbs | 0 | 0 | 0 | 0 | 0 | 0 | 0 | 0
WI Large Coal Units Hg Rule v3.1, Unit 4105 and retrofits | 1132 | 2200 | MACT Fuel Choice Floor in lbs/MMBtu | FALSE | L | Annual | Allowances Withdrawn (1:1) | lbs | 0 | 0 | 0 | 0 | 0 | 0 | 0 | 0
WI Large Coal Units Hg Rule v3.1, Unit 4105 and retrofits | 1132 | 2200 | MACT Fuel Choice Floor in lbs/MMBtu | FALSE | L | Annual | Allowances Withdrawn (n:1) | lbs | 0 | 0 | 0 | 0 | 0 | 0 | 0 | 0
WI Large Coal Units Hg Rule v3.1, Unit 4105 and retrofits | 1132 | 2200 | MACT Fuel Choice Floor in lbs/MMBtu | FALSE | L | Annual | Net Emissions Allowance Position | lbs | 0 | 0 | 0 | 0 | 0 | 0 | 0 | 0
WI Large Coal Units Hg Rule v3.1, Unit 4105 and retrofits | 1132 | 2200 | MACT Fuel Choice Floor in lbs/MMBtu | FALSE | L | Annual | Fuel Consumed | TBtu | 0 | 0 | 0 | 0 | 0 | 0 | 0 | 0
WI Large Coal Units Hg Rule v3.1, Unit 4105 and retrofits | 1132 | 2200 | MACT Fuel Choice Floor in lbs/MMBtu | FALSE | L | Annual | Rate | lb/MMBtu | 0 | 0 | 0 | 0 | 0 | 0 | 0 | 0
WI Large Coal Units Hg Rule v3.1, Unit 4105 and retrofits | 1132 | 2200 | MACT Fuel Choice Floor in lbs/MMBtu | FALSE | L | Annual | Generation | TWh | 0 | 0 | 0 | 0 | 0 | 0 | 0 | 0
WI Large Coal Units Hg Rule v3.1, Unit 4105 and retrofits | 1132 | 2200 | MACT Fuel Choice Floor in lbs/MMBtu | FALSE | L | Annual | Qualifying Generation | TWh | 0 | 0 | 0 | 0 | 0 | 0 | 0 | 0
WI Large Coal Units Hg Rule v3.1, Unit 4105 and retrofits | 1132 | 2200 | MACT Fuel Choice Floor in lbs/MMBtu | FALSE | L | Annual | Constraint Shadow Price | US2016$/Lb | 0 | 0 | 0 | 0 | 0 | 0 | 0 | 0
WI Large Coal Units Hg Rule v3.1, Unit 4106 and retrofits | 1133 | 2200 | MACT Fuel Choice Floor in lbs/MMBtu | FALSE | L | Annual | Seasons Included | Seasons | Winter, WintShld, Summer | Winter, WintShld, Summer | Winter, WintShld, Summer | Winter, WintShld, Summer | Winter, WintShld, Summer | Winter, WintShld, Summer | Winter, WintShld, Summer | Winter, WintShld, Summer
WI Large Coal Units Hg Rule v3.1, Unit 4106 and retrofits | 1133 | 2200 | MACT Fuel Choice Floor in lbs/MMBtu | FALSE | L | Annual | Emission Floor | lbs/MMBtu | 7.92e-07 | 7.92e-07 | 7.92e-07 | 7.92e-07 | 7.92e-07 | 7.92e-07 | 7.92e-07 | 7.92e-07
WI Large Coal Units Hg Rule v3.1, Unit 4106 and retrofits | 1133 | 2200 | MACT Fuel Choice Floor in lbs/MMBtu | FALSE | L | Annual | Emissions at Affected Plants MER | lbs | 0 | 0 | 0 | 0 | 0 | 0 | 0 | 0
WI Large Coal Units Hg Rule v3.1, Unit 4106 and retrofits | 1133 | 2200 | MACT Fuel Choice Floor in lbs/MMBtu | FALSE | L | Annual | Allowances Purchased MER | lbs | 0 | 0 | 0 | 0 | 0 | 0 | 0 | 0
WI Large Coal Units Hg Rule v3.1, Unit 4106 and retrofits | 1133 | 2200 | MACT Fuel Choice Floor in lbs/MMBtu | FALSE | L | Annual | Allowances Sold MER | lbs | 0 | 0 | 0 | 0 | 0 | 0 | 0 | 0
WI Large Coal Units Hg Rule v3.1, Unit 4106 and retrofits | 1133 | 2200 | MACT Fuel Choice Floor in lbs/MMBtu | FALSE | L | Annual | Allowances Banked | lbs | 0 | 0 | 0 | 0 | 0 | 0 | 0 | 0
WI Large Coal Units Hg Rule v3.1, Unit 4106 and retrofits | 1133 | 2200 | MACT Fuel Choice Floor in lbs/MMBtu | FALSE | L | Annual | Allowances Withdrawn (1:1) | lbs | 0 | 0 | 0 | 0 | 0 | 0 | 0 | 0
WI Large Coal Units Hg Rule v3.1, Unit 4106 and retrofits | 1133 | 2200 | MACT Fuel Choice Floor in lbs/MMBtu | FALSE | L | Annual | Allowances Withdrawn (n:1) | lbs | 0 | 0 | 0 | 0 | 0 | 0 | 0 | 0
WI Large Coal Units Hg Rule v3.1, Unit 4106 and retrofits | 1133 | 2200 | MACT Fuel Choice Floor in lbs/MMBtu | FALSE | L | Annual | Net Emissions Allowance Position | lbs | 0 | 0 | 0 | 0 | 0 | 0 | 0 | 0
WI Large Coal Units Hg Rule v3.1, Unit 4106 and retrofits | 1133 | 2200 | MACT Fuel Choice Floor in lbs/MMBtu | FALSE | L | Annual | Fuel Consumed | TBtu | 0 | 0 | 0 | 0 | 0 | 0 | 0 | 0
WI Large Coal Units Hg Rule v3.1, Unit 4106 and retrofits | 1133 | 2200 | MACT Fuel Choice Floor in lbs/MMBtu | FALSE | L | Annual | Rate | lb/MMBtu | 0 | 0 | 0 | 0 | 0 | 0 | 0 | 0
WI Large Coal Units Hg Rule v3.1, Unit 4106 and retrofits | 1133 | 2200 | MACT Fuel Choice Floor in lbs/MMBtu | FALSE | L | Annual | Generation | TWh | 0 | 0 | 0 | 0 | 0 | 0 | 0 | 0
WI Large Coal Units Hg Rule v3.1, Unit 4106 and retrofits | 1133 | 2200 | MACT Fuel Choice Floor in lbs/MMBtu | FALSE | L | Annual | Qualifying Generation | TWh | 0 | 0 | 0 | 0 | 0 | 0 | 0 | 0
WI Large Coal Units Hg Rule v3.1, Unit 4106 and retrofits | 1133 | 2200 | MACT Fuel Choice Floor in lbs/MMBtu | FALSE | L | Annual | Constraint Shadow Price | US2016$/Lb | 0 | 0 | 0 | 0 | 0 | 0 | 0 | 0
WI Large Coal Units Hg Rule v3.1, Unit 4186 and retrofits | 1134 | 2200 | MACT Fuel Choice Floor in lbs/MMBtu | FALSE | L | Annual | Seasons Included | Seasons | Winter, WintShld, Summer | Winter, WintShld, Summer | Winter, WintShld, Summer | Winter, WintShld, Summer | Winter, WintShld, Summer | Winter, WintShld, Summer | Winter, WintShld, Summer | Winter, WintShld, Summer
WI Large Coal Units Hg Rule v3.1, Unit 4186 and retrofits | 1134 | 2200 | MACT Fuel Choice Floor in lbs/MMBtu | FALSE | L | Annual | Emission Floor | lbs/MMBtu | 7.92e-07 | 7.92e-07 | 7.92e-07 | 7.92e-07 | 7.92e-07 | 7.92e-07 | 7.92e-07 | 7.92e-07
WI Large Coal Units Hg Rule v3.1, Unit 4186 and retrofits | 1134 | 2200 | MACT Fuel Choice Floor in lbs/MMBtu | FALSE | L | Annual | Emissions at Affected Plants MER | lbs | 0 | 0 | 0 | 0 | 0 | 0 | 0 | 0
WI Large Coal Units Hg Rule v3.1, Unit 4186 and retrofits | 1134 | 2200 | MACT Fuel Choice Floor in lbs/MMBtu | FALSE | L | Annual | Allowances Purchased MER | lbs | 0 | 0 | 0 | 0 | 0 | 0 | 0 | 0
WI Large Coal Units Hg Rule v3.1, Unit 4186 and retrofits | 1134 | 2200 | MACT Fuel Choice Floor in lbs/MMBtu | FALSE | L | Annual | Allowances Sold MER | lbs | 0 | 0 | 0 | 0 | 0 | 0 | 0 | 0
WI Large Coal Units Hg Rule v3.1, Unit 4186 and retrofits | 1134 | 2200 | MACT Fuel Choice Floor in lbs/MMBtu | FALSE | L | Annual | Allowances Banked | lbs | 0 | 0 | 0 | 0 | 0 | 0 | 0 | 0
WI Large Coal Units Hg Rule v3.1, Unit 4186 and retrofits | 1134 | 2200 | MACT Fuel Choice Floor in lbs/MMBtu | FALSE | L | Annual | Allowances Withdrawn (1:1) | lbs | 0 | 0 | 0 | 0 | 0 | 0 | 0 | 0
WI Large Coal Units Hg Rule v3.1, Unit 4186 and retrofits | 1134 | 2200 | MACT Fuel Choice Floor in lbs/MMBtu | FALSE | L | Annual | Allowances Withdrawn (n:1) | lbs | 0 | 0 | 0 | 0 | 0 | 0 | 0 | 0
WI Large Coal Units Hg Rule v3.1, Unit 4186 and retrofits | 1134 | 2200 | MACT Fuel Choice Floor in lbs/MMBtu | FALSE | L | Annual | Net Emissions Allowance Position | lbs | 0 | 0 | 0 | 0 | 0 | 0 | 0 | 0
WI Large Coal Units Hg Rule v3.1, Unit 4186 and retrofits | 1134 | 2200 | MACT Fuel Choice Floor in lbs/MMBtu | FALSE | L | Annual | Fuel Consumed | TBtu | 0 | 0 | 0 | 0 | 0 | 0 | 0 | 0
WI Large Coal Units Hg Rule v3.1, Unit 4186 and retrofits | 1134 | 2200 | MACT Fuel Choice Floor in lbs/MMBtu | FALSE | L | Annual | Rate | lb/MMBtu | 0 | 0 | 0 | 0 | 0 | 0 | 0 | 0
WI Large Coal Units Hg Rule v3.1, Unit 4186 and retrofits | 1134 | 2200 | MACT Fuel Choice Floor in lbs/MMBtu | FALSE | L | Annual | Generation | TWh | 0 | 0 | 0 | 0 | 0 | 0 | 0 | 0
WI Large Coal Units Hg Rule v3.1, Unit 4186 and retrofits | 1134 | 2200 | MACT Fuel Choice Floor in lbs/MMBtu | FALSE | L | Annual | Qualifying Generation | TWh | 0 | 0 | 0 | 0 | 0 | 0 | 0 | 0
WI Large Coal Units Hg Rule v3.1, Unit 4186 and retrofits | 1134 | 2200 | MACT Fuel Choice Floor in lbs/MMBtu | FALSE | L | Annual | Constraint Shadow Price | US2016$/Lb | 0 | 0 | 0 | 0 | 0 | 0 | 0 | 0
WI Large Coal Units Hg Rule v3.1, Unit 4187 and retrofits | 1135 | 2200 | MACT Fuel Choice Floor in lbs/MMBtu | FALSE | L | Annual | Seasons Included | Seasons | Winter, WintShld, Summer | Winter, WintShld, Summer | Winter, WintShld, Summer | Winter, WintShld, Summer | Winter, WintShld, Summer | Winter, WintShld, Summer | Winter, WintShld, Summer | Winter, WintShld, Summer
WI Large Coal Units Hg Rule v3.1, Unit 4187 and retrofits | 1135 | 2200 | MACT Fuel Choice Floor in lbs/MMBtu | FALSE | L | Annual | Emission Floor | lbs/MMBtu | 7.92e-07 | 7.92e-07 | 7.92e-07 | 7.92e-07 | 7.92e-07 | 7.92e-07 | 7.92e-07 | 7.92e-07
WI Large Coal Units Hg Rule v3.1, Unit 4187 and retrofits | 1135 | 2200 | MACT Fuel Choice Floor in lbs/MMBtu | FALSE | L | Annual | Emissions at Affected Plants MER | lbs | 9.1555 | 12.3179 | 11.2079 | 11.2419 | 11.7762 | 11.7762 | 11.7762 | 11.7762
WI Large Coal Units Hg Rule v3.1, Unit 4187 and retrofits | 1135 | 2200 | MACT Fuel Choice Floor in lbs/MMBtu | FALSE | L | Annual | Allowances Purchased MER | lbs | 0 | 0 | 0 | 0 | 0 | 0 | 0 | 0
WI Large Coal Units Hg Rule v3.1, Unit 4187 and retrofits | 1135 | 2200 | MACT Fuel Choice Floor in lbs/MMBtu | FALSE | L | Annual | Allowances Sold MER | lbs | 0 | 0 | 0 | 0 | 0 | 0 | 0 | 0
WI Large Coal Units Hg Rule v3.1, Unit 4187 and retrofits | 1135 | 2200 | MACT Fuel Choice Floor in lbs/MMBtu | FALSE | L | Annual | Allowances Banked | lbs | 0 | 0 | 0 | 0 | 0 | 0 | 0 | 0
WI Large Coal Units Hg Rule v3.1, Unit 4187 and retrofits | 1135 | 2200 | MACT Fuel Choice Floor in lbs/MMBtu | FALSE | L | Annual | Allowances Withdrawn (1:1) | lbs | 0 | 0 | 0 | 0 | 0 | 0 | 0 | 0
WI Large Coal Units Hg Rule v3.1, Unit 4187 and retrofits | 1135 | 2200 | MACT Fuel Choice Floor in lbs/MMBtu | FALSE | L | Annual | Allowances Withdrawn (n:1) | lbs | 0 | 0 | 0 | 0 | 0 | 0 | 0 | 0
WI Large Coal Units Hg Rule v3.1, Unit 4187 and retrofits | 1135 | 2200 | MACT Fuel Choice Floor in lbs/MMBtu | FALSE | L | Annual | Net Emissions Allowance Position | lbs | 9.1555 | 12.3179 | 11.2079 | 11.2419 | 11.7762 | 11.7762 | 11.7762 | 11.7762
WI Large Coal Units Hg Rule v3.1, Unit 4187 and retrofits | 1135 | 2200 | MACT Fuel Choice Floor in lbs/MMBtu | FALSE | L | Annual | Fuel Consumed | TBtu | 16.3164 | 21.9522 | 19.9739 | 20.0347 | 20.9867 | 20.9867 | 20.9867 | 20.9867
WI Large Coal Units Hg Rule v3.1, Unit 4187 and retrofits | 1135 | 2200 | MACT Fuel Choice Floor in lbs/MMBtu | FALSE | L | Annual | Rate | lb/MMBtu | 5.6112e-07 | 5.6112e-07 | 5.6112e-07 | 5.6112e-07 | 5.6112e-07 | 5.6112e-07 | 5.6112e-07 | 5.6112e-07
WI Large Coal Units Hg Rule v3.1, Unit 4187 and retrofits | 1135 | 2200 | MACT Fuel Choice Floor in lbs/MMBtu | FALSE | L | Annual | Generation | TWh | 1.6518 | 2.2223 | 2.0221 | 2.0282 | 2.1246 | 2.1246 | 2.1246 | 2.1246
WI Large Coal Units Hg Rule v3.1, Unit 4187 and retrofits | 1135 | 2200 | MACT Fuel Choice Floor in lbs/MMBtu | FALSE | L | Annual | Qualifying Generation | TWh | 1.6518 | 2.2223 | 2.0221 | 2.0282 | 2.1246 | 2.1246 | 2.1246 | 2.1246
WI Large Coal Units Hg Rule v3.1, Unit 4187 and retrofits | 1135 | 2200 | MACT Fuel Choice Floor in lbs/MMBtu | FALSE | L | Annual | Constraint Shadow Price | US2016$/Lb | 0 | 0 | 0 | 0 | 0 | 0 | 0 | 0
WI Large Coal Units Hg Rule v3.1, Unit 4188 and retrofits | 1136 | 2200 | MACT Fuel Choice Floor in lbs/MMBtu | FALSE | L | Annual | Seasons Included | Seasons | Winter, WintShld, Summer | Winter, WintShld, Summer | Winter, WintShld, Summer | Winter, WintShld, Summer | Winter, WintShld, Summer | Winter, WintShld, Summer | Winter, WintShld, Summer | Winter, WintShld, Summer
WI Large Coal Units Hg Rule v3.1, Unit 4188 and retrofits | 1136 | 2200 | MACT Fuel Choice Floor in lbs/MMBtu | FALSE | L | Annual | Emission Floor | lbs/MMBtu | 7.92e-07 | 7.92e-07 | 7.92e-07 | 7.92e-07 | 7.92e-07 | 7.92e-07 | 7.92e-07 | 7.92e-07
WI Large Coal Units Hg Rule v3.1, Unit 4188 and retrofits | 1136 | 2200 | MACT Fuel Choice Floor in lbs/MMBtu | FALSE | L | Annual | Emissions at Affected Plants MER | lbs | 13.4641 | 16.8595 | 17.0714 | 15.3562 | 12.2795 | 12.7969 | 13.9413 | 12.2795
WI Large Coal Units Hg Rule v3.1, Unit 4188 and retrofits | 1136 | 2200 | MACT Fuel Choice Floor in lbs/MMBtu | FALSE | L | Annual | Allowances Purchased MER | lbs | 0 | 0 | 0 | 0 | 0 | 0 | 0 | 0
WI Large Coal Units Hg Rule v3.1, Unit 4188 and retrofits | 1136 | 2200 | MACT Fuel Choice Floor in lbs/MMBtu | FALSE | L | Annual | Allowances Sold MER | lbs | 0 | 0 | 0 | 0 | 0 | 0 | 0 | 0
WI Large Coal Units Hg Rule v3.1, Unit 4188 and retrofits | 1136 | 2200 | MACT Fuel Choice Floor in lbs/MMBtu | FALSE | L | Annual | Allowances Banked | lbs | 0 | 0 | 0 | 0 | 0 | 0 | 0 | 0
WI Large Coal Units Hg Rule v3.1, Unit 4188 and retrofits | 1136 | 2200 | MACT Fuel Choice Floor in lbs/MMBtu | FALSE | L | Annual | Allowances Withdrawn (1:1) | lbs | 0 | 0 | 0 | 0 | 0 | 0 | 0 | 0
WI Large Coal Units Hg Rule v3.1, Unit 4188 and retrofits | 1136 | 2200 | MACT Fuel Choice Floor in lbs/MMBtu | FALSE | L | Annual | Allowances Withdrawn (n:1) | lbs | 0 | 0 | 0 | 0 | 0 | 0 | 0 | 0
WI Large Coal Units Hg Rule v3.1, Unit 4188 and retrofits | 1136 | 2200 | MACT Fuel Choice Floor in lbs/MMBtu | FALSE | L | Annual | Net Emissions Allowance Position | lbs | 13.4641 | 16.8595 | 17.0714 | 15.3562 | 12.2795 | 12.7969 | 13.9413 | 12.2795
WI Large Coal Units Hg Rule v3.1, Unit 4188 and retrofits | 1136 | 2200 | MACT Fuel Choice Floor in lbs/MMBtu | FALSE | L | Annual | Fuel Consumed | TBtu | 23.9949 | 30.0459 | 30.4236 | 27.3669 | 21.8838 | 22.8057 | 24.8452 | 21.8838
WI Large Coal Units Hg Rule v3.1, Unit 4188 and retrofits | 1136 | 2200 | MACT Fuel Choice Floor in lbs/MMBtu | FALSE | L | Annual | Rate | lb/MMBtu | 5.6112e-07 | 5.6112e-07 | 5.6112e-07 | 5.6112e-07 | 5.6112e-07 | 5.6112e-07 | 5.6112e-07 | 5.6112e-07
WI Large Coal Units Hg Rule v3.1, Unit 4188 and retrofits | 1136 | 2200 | MACT Fuel Choice Floor in lbs/MMBtu | FALSE | L | Annual | Generation | TWh | 2.2421 | 2.8075 | 2.8428 | 2.5572 | 2.0448 | 2.131 | 2.3215 | 2.0448
WI Large Coal Units Hg Rule v3.1, Unit 4188 and retrofits | 1136 | 2200 | MACT Fuel Choice Floor in lbs/MMBtu | FALSE | L | Annual | Qualifying Generation | TWh | 2.2421 | 2.8075 | 2.8428 | 2.5572 | 2.0448 | 2.131 | 2.3215 | 2.0448
WI Large Coal Units Hg Rule v3.1, Unit 4188 and retrofits | 1136 | 2200 | MACT Fuel Choice Floor in lbs/MMBtu | FALSE | L | Annual | Constraint Shadow Price | US2016$/Lb | 0 | 0 | 0 | 0 | 0 | 0 | 0 | 0
WI Large Coal Units Hg Rule v3.1, Unit 4204 and retrofits | 1137 | 2200 | MACT Fuel Choice Floor in lbs/MMBtu | FALSE | L | Annual | Seasons Included | Seasons | Winter, WintShld, Summer | Winter, WintShld, Summer | Winter, WintShld, Summer | Winter, WintShld, Summer | Winter, WintShld, Summer | Winter, WintShld, Summer | Winter, WintShld, Summer | Winter, WintShld, Summer
WI Large Coal Units Hg Rule v3.1, Unit 4204 and retrofits | 1137 | 2200 | MACT Fuel Choice Floor in lbs/MMBtu | FALSE | L | Annual | Emission Floor | lbs/MMBtu | 7.92e-07 | 7.92e-07 | 7.92e-07 | 7.92e-07 | 7.92e-07 | 7.92e-07 | 7.92e-07 | 7.92e-07
WI Large Coal Units Hg Rule v3.1, Unit 4204 and retrofits | 1137 | 2200 | MACT Fuel Choice Floor in lbs/MMBtu | FALSE | L | Annual | Emissions at Affected Plants MER | lbs | 5.7052 | 6.433 | 5.9789 | 6.381 | 6.3632 | 7.2202 | 7.2202 | 2.5903
WI Large Coal Units Hg Rule v3.1, Unit 4204 and retrofits | 1137 | 2200 | MACT Fuel Choice Floor in lbs/MMBtu | FALSE | L | Annual | Allowances Purchased MER | lbs | 0 | 0 | 0 | 0 | 0 | 0 | 0 | 0
WI Large Coal Units Hg Rule v3.1, Unit 4204 and retrofits | 1137 | 2200 | MACT Fuel Choice Floor in lbs/MMBtu | FALSE | L | Annual | Allowances Sold MER | lbs | 0 | 0 | 0 | 0 | 0 | 0 | 0 | 0
WI Large Coal Units Hg Rule v3.1, Unit 4204 and retrofits | 1137 | 2200 | MACT Fuel Choice Floor in lbs/MMBtu | FALSE | L | Annual | Allowances Banked | lbs | 0 | 0 | 0 | 0 | 0 | 0 | 0 | 0
WI Large Coal Units Hg Rule v3.1, Unit 4204 and retrofits | 1137 | 2200 | MACT Fuel Choice Floor in lbs/MMBtu | FALSE | L | Annual | Allowances Withdrawn (1:1) | lbs | 0 | 0 | 0 | 0 | 0 | 0 | 0 | 0
WI Large Coal Units Hg Rule v3.1, Unit 4204 and retrofits | 1137 | 2200 | MACT Fuel Choice Floor in lbs/MMBtu | FALSE | L | Annual | Allowances Withdrawn (n:1) | lbs | 0 | 0 | 0 | 0 | 0 | 0 | 0 | 0
WI Large Coal Units Hg Rule v3.1, Unit 4204 and retrofits | 1137 | 2200 | MACT Fuel Choice Floor in lbs/MMBtu | FALSE | L | Annual | Net Emissions Allowance Position | lbs | 5.7052 | 6.433 | 5.9789 | 6.381 | 6.3632 | 7.2202 | 7.2202 | 2.5903
WI Large Coal Units Hg Rule v3.1, Unit 4204 and retrofits | 1137 | 2200 | MACT Fuel Choice Floor in lbs/MMBtu | FALSE | L | Annual | Fuel Consumed | TBtu | 10.1674 | 11.4644 | 10.6552 | 11.3718 | 11.34 | 12.8673 | 12.8673 | 4.6163
WI Large Coal Units Hg Rule v3.1, Unit 4204 and retrofits | 1137 | 2200 | MACT Fuel Choice Floor in lbs/MMBtu | FALSE | L | Annual | Rate | lb/MMBtu | 5.6112e-07 | 5.6112e-07 | 5.6112e-07 | 5.6112e-07 | 5.6112e-07 | 5.6112e-07 | 5.6112e-07 | 5.6112e-07
WI Large Coal Units Hg Rule v3.1, Unit 4204 and retrofits | 1137 | 2200 | MACT Fuel Choice Floor in lbs/MMBtu | FALSE | L | Annual | Generation | TWh | 0.88214 | 0.99467 | 0.92446 | 0.98664 | 0.98388 | 1.1164 | 1.1164 | 0.40051
WI Large Coal Units Hg Rule v3.1, Unit 4204 and retrofits | 1137 | 2200 | MACT Fuel Choice Floor in lbs/MMBtu | FALSE | L | Annual | Qualifying Generation | TWh | 0.88214 | 0.99467 | 0.92446 | 0.98664 | 0.98388 | 1.1164 | 1.1164 | 0.40051
WI Large Coal Units Hg Rule v3.1, Unit 4204 and retrofits | 1137 | 2200 | MACT Fuel Choice Floor in lbs/MMBtu | FALSE | L | Annual | Constraint Shadow Price | US2016$/Lb | 0 | 0 | 0 | 0 | 0 | 0 | 0 | 0
WI Large Coal Units Hg Rule v3.1, Unit 4215 and retrofits | 1138 | 2200 | MACT Fuel Choice Floor in lbs/MMBtu | FALSE | L | Annual | Seasons Included | Seasons | Winter, WintShld, Summer | Winter, WintShld, Summer | Winter, WintShld, Summer | Winter, WintShld, Summer | Winter, WintShld, Summer | Winter, WintShld, Summer | Winter, WintShld, Summer | Winter, WintShld, Summer
WI Large Coal Units Hg Rule v3.1, Unit 4215 and retrofits | 1138 | 2200 | MACT Fuel Choice Floor in lbs/MMBtu | FALSE | L | Annual | Emission Floor | lbs/MMBtu | 7.92e-07 | 7.92e-07 | 7.92e-07 | 7.92e-07 | 7.92e-07 | 7.92e-07 | 7.92e-07 | 7.92e-07
WI Large Coal Units Hg Rule v3.1, Unit 4215 and retrofits | 1138 | 2200 | MACT Fuel Choice Floor in lbs/MMBtu | FALSE | L | Annual | Emissions at Affected Plants MER | lbs | 8.98 | 9.8907 | 9.4564 | 10.3407 | 7.944 | 10.8987 | 9.8081 | 8.8036
WI Large Coal Units Hg Rule v3.1, Unit 4215 and retrofits | 1138 | 2200 | MACT Fuel Choice Floor in lbs/MMBtu | FALSE | L | Annual | Allowances Purchased MER | lbs | 0 | 0 | 0 | 0 | 0 | 0 | 0 | 0
WI Large Coal Units Hg Rule v3.1, Unit 4215 and retrofits | 1138 | 2200 | MACT Fuel Choice Floor in lbs/MMBtu | FALSE | L | Annual | Allowances Sold MER | lbs | 0 | 0 | 0 | 0 | 0 | 0 | 0 | 0
WI Large Coal Units Hg Rule v3.1, Unit 4215 and retrofits | 1138 | 2200 | MACT Fuel Choice Floor in lbs/MMBtu | FALSE | L | Annual | Allowances Banked | lbs | 0 | 0 | 0 | 0 | 0 | 0 | 0 | 0
WI Large Coal Units Hg Rule v3.1, Unit 4215 and retrofits | 1138 | 2200 | MACT Fuel Choice Floor in lbs/MMBtu | FALSE | L | Annual | Allowances Withdrawn (1:1) | lbs | 0 | 0 | 0 | 0 | 0 | 0 | 0 | 0
WI Large Coal Units Hg Rule v3.1, Unit 4215 and retrofits | 1138 | 2200 | MACT Fuel Choice Floor in lbs/MMBtu | FALSE | L | Annual | Allowances Withdrawn (n:1) | lbs | 0 | 0 | 0 | 0 | 0 | 0 | 0 | 0
WI Large Coal Units Hg Rule v3.1, Unit 4215 and retrofits | 1138 | 2200 | MACT Fuel Choice Floor in lbs/MMBtu | FALSE | L | Annual | Net Emissions Allowance Position | lbs | 8.98 | 9.8907 | 9.4564 | 10.3407 | 7.944 | 10.8987 | 9.8081 | 8.8036
WI Large Coal Units Hg Rule v3.1, Unit 4215 and retrofits | 1138 | 2200 | MACT Fuel Choice Floor in lbs/MMBtu | FALSE | L | Annual | Fuel Consumed | TBtu | 16.0035 | 17.6266 | 16.8526 | 18.4284 | 14.1573 | 19.423 | 17.4794 | 15.6893
WI Large Coal Units Hg Rule v3.1, Unit 4215 and retrofits | 1138 | 2200 | MACT Fuel Choice Floor in lbs/MMBtu | FALSE | L | Annual | Rate | lb/MMBtu | 5.6112e-07 | 5.6112e-07 | 5.6112e-07 | 5.6112e-07 | 5.6112e-07 | 5.6112e-07 | 5.6112e-07 | 5.6112e-07
WI Large Coal Units Hg Rule v3.1, Unit 4215 and retrofits | 1138 | 2200 | MACT Fuel Choice Floor in lbs/MMBtu | FALSE | L | Annual | Generation | TWh | 1.5054 | 1.658 | 1.5852 | 1.7335 | 1.3317 | 1.827 | 1.6442 | 1.4758
WI Large Coal Units Hg Rule v3.1, Unit 4215 and retrofits | 1138 | 2200 | MACT Fuel Choice Floor in lbs/MMBtu | FALSE | L | Annual | Qualifying Generation | TWh | 1.5054 | 1.658 | 1.5852 | 1.7335 | 1.3317 | 1.827 | 1.6442 | 1.4758
WI Large Coal Units Hg Rule v3.1, Unit 4215 and retrofits | 1138 | 2200 | MACT Fuel Choice Floor in lbs/MMBtu | FALSE | L | Annual | Constraint Shadow Price | US2016$/Lb | 0 | 0 | 0 | 0 | 0 | 0 | 0 | 0
WI Large Coal Units Hg Rule v3.1, Unit 5472 and retrofits | 1139 | 2200 | MACT Fuel Choice Floor in lbs/MMBtu | FALSE | L | Annual | Seasons Included | Seasons | Winter, WintShld, Summer | Winter, WintShld, Summer | Winter, WintShld, Summer | Winter, WintShld, Summer | Winter, WintShld, Summer | Winter, WintShld, Summer | Winter, WintShld, Summer | Winter, WintShld, Summer
WI Large Coal Units Hg Rule v3.1, Unit 5472 and retrofits | 1139 | 2200 | MACT Fuel Choice Floor in lbs/MMBtu | FALSE | L | Annual | Emission Floor | lbs/MMBtu | 7.92e-07 | 7.92e-07 | 7.92e-07 | 7.92e-07 | 7.92e-07 | 7.92e-07 | 7.92e-07 | 7.92e-07
WI Large Coal Units Hg Rule v3.1, Unit 5472 and retrofits | 1139 | 2200 | MACT Fuel Choice Floor in lbs/MMBtu | FALSE | L | Annual | Emissions at Affected Plants MER | lbs | 10.4241 | 12.486 | 12.7305 | 11.1502 | 9.0153 | 10.4084 | 10.6202 | 9.0153
WI Large Coal Units Hg Rule v3.1, Unit 5472 and retrofits | 1139 | 2200 | MACT Fuel Choice Floor in lbs/MMBtu | FALSE | L | Annual | Allowances Purchased MER | lbs | 0 | 0 | 0 | 0 | 0 | 0 | 0 | 0
WI Large Coal Units Hg Rule v3.1, Unit 5472 and retrofits | 1139 | 2200 | MACT Fuel Choice Floor in lbs/MMBtu | FALSE | L | Annual | Allowances Sold MER | lbs | 0 | 0 | 0 | 0 | 0 | 0 | 0 | 0
WI Large Coal Units Hg Rule v3.1, Unit 5472 and retrofits | 1139 | 2200 | MACT Fuel Choice Floor in lbs/MMBtu | FALSE | L | Annual | Allowances Banked | lbs | 0 | 0 | 0 | 0 | 0 | 0 | 0 | 0
WI Large Coal Units Hg Rule v3.1, Unit 5472 and retrofits | 1139 | 2200 | MACT Fuel Choice Floor in lbs/MMBtu | FALSE | L | Annual | Allowances Withdrawn (1:1) | lbs | 0 | 0 | 0 | 0 | 0 | 0 | 0 | 0
WI Large Coal Units Hg Rule v3.1, Unit 5472 and retrofits | 1139 | 2200 | MACT Fuel Choice Floor in lbs/MMBtu | FALSE | L | Annual | Allowances Withdrawn (n:1) | lbs | 0 | 0 | 0 | 0 | 0 | 0 | 0 | 0
WI Large Coal Units Hg Rule v3.1, Unit 5472 and retrofits | 1139 | 2200 | MACT Fuel Choice Floor in lbs/MMBtu | FALSE | L | Annual | Net Emissions Allowance Position | lbs | 10.4241 | 12.486 | 12.7305 | 11.1502 | 9.0153 | 10.4084 | 10.6202 | 9.0153
WI Large Coal Units Hg Rule v3.1, Unit 5472 and retrofits | 1139 | 2200 | MACT Fuel Choice Floor in lbs/MMBtu | FALSE | L | Annual | Fuel Consumed | TBtu | 18.5772 | 22.2517 | 22.6875 | 19.8712 | 16.0665 | 18.5492 | 18.9267 | 16.0665
WI Large Coal Units Hg Rule v3.1, Unit 5472 and retrofits | 1139 | 2200 | MACT Fuel Choice Floor in lbs/MMBtu | FALSE | L | Annual | Rate | lb/MMBtu | 5.6112e-07 | 5.6112e-07 | 5.6112e-07 | 5.6112e-07 | 5.6112e-07 | 5.6112e-07 | 5.6112e-07 | 5.6112e-07
WI Large Coal Units Hg Rule v3.1, Unit 5472 and retrofits | 1139 | 2200 | MACT Fuel Choice Floor in lbs/MMBtu | FALSE | L | Annual | Generation | TWh | 1.6519 | 1.9786 | 2.0174 | 1.767 | 1.4286 | 1.6494 | 1.683 | 1.4286
WI Large Coal Units Hg Rule v3.1, Unit 5472 and retrofits | 1139 | 2200 | MACT Fuel Choice Floor in lbs/MMBtu | FALSE | L | Annual | Qualifying Generation | TWh | 1.6519 | 1.9786 | 2.0174 | 1.767 | 1.4286 | 1.6494 | 1.683 | 1.4286
WI Large Coal Units Hg Rule v3.1, Unit 5472 and retrofits | 1139 | 2200 | MACT Fuel Choice Floor in lbs/MMBtu | FALSE | L | Annual | Constraint Shadow Price | US2016$/Lb | 0 | 0 | 0 | 0 | 0 | 0 | 0 | 0
WI Large Coal Units Hg Rule v3.1, Unit 5485 and retrofits | 1140 | 2200 | MACT Fuel Choice Floor in lbs/MMBtu | FALSE | L | Annual | Seasons Included | Seasons | Winter, WintShld, Summer | Winter, WintShld, Summer | Winter, WintShld, Summer | Winter, WintShld, Summer | Winter, WintShld, Summer | Winter, WintShld, Summer | Winter, WintShld, Summer | Winter, WintShld, Summer
WI Large Coal Units Hg Rule v3.1, Unit 5485 and retrofits | 1140 | 2200 | MACT Fuel Choice Floor in lbs/MMBtu | FALSE | L | Annual | Emission Floor | lbs/MMBtu | 7.92e-07 | 7.92e-07 | 7.92e-07 | 7.92e-07 | 7.92e-07 | 7.92e-07 | 7.92e-07 | 7.92e-07
WI Large Coal Units Hg Rule v3.1, Unit 5485 and retrofits | 1140 | 2200 | MACT Fuel Choice Floor in lbs/MMBtu | FALSE | L | Annual | Emissions at Affected Plants MER | lbs | 0 | 0 | 0 | 0 | 0 | 0 | 0 | 0
WI Large Coal Units Hg Rule v3.1, Unit 5485 and retrofits | 1140 | 2200 | MACT Fuel Choice Floor in lbs/MMBtu | FALSE | L | Annual | Allowances Purchased MER | lbs | 0 | 0 | 0 | 0 | 0 | 0 | 0 | 0
WI Large Coal Units Hg Rule v3.1, Unit 5485 and retrofits | 1140 | 2200 | MACT Fuel Choice Floor in lbs/MMBtu | FALSE | L | Annual | Allowances Sold MER | lbs | 0 | 0 | 0 | 0 | 0 | 0 | 0 | 0
WI Large Coal Units Hg Rule v3.1, Unit 5485 and retrofits | 1140 | 2200 | MACT Fuel Choice Floor in lbs/MMBtu | FALSE | L | Annual | Allowances Banked | lbs | 0 | 0 | 0 | 0 | 0 | 0 | 0 | 0
WI Large Coal Units Hg Rule v3.1, Unit 5485 and retrofits | 1140 | 2200 | MACT Fuel Choice Floor in lbs/MMBtu | FALSE | L | Annual | Allowances Withdrawn (1:1) | lbs | 0 | 0 | 0 | 0 | 0 | 0 | 0 | 0
WI Large Coal Units Hg Rule v3.1, Unit 5485 and retrofits | 1140 | 2200 | MACT Fuel Choice Floor in lbs/MMBtu | FALSE | L | Annual | Allowances Withdrawn (n:1) | lbs | 0 | 0 | 0 | 0 | 0 | 0 | 0 | 0
WI Large Coal Units Hg Rule v3.1, Unit 5485 and retrofits | 1140 | 2200 | MACT Fuel Choice Floor in lbs/MMBtu | FALSE | L | Annual | Net Emissions Allowance Position | lbs | 0 | 0 | 0 | 0 | 0 | 0 | 0 | 0
WI Large Coal Units Hg Rule v3.1, Unit 5485 and retrofits | 1140 | 2200 | MACT Fuel Choice Floor in lbs/MMBtu | FALSE | L | Annual | Fuel Consumed | TBtu | 0 | 0 | 0 | 0 | 0 | 0 | 0 | 0
WI Large Coal Units Hg Rule v3.1, Unit 5485 and retrofits | 1140 | 2200 | MACT Fuel Choice Floor in lbs/MMBtu | FALSE | L | Annual | Rate | lb/MMBtu | 0 | 0 | 0 | 0 | 0 | 0 | 0 | 0
WI Large Coal Units Hg Rule v3.1, Unit 5485 and retrofits | 1140 | 2200 | MACT Fuel Choice Floor in lbs/MMBtu | FALSE | L | Annual | Generation | TWh | 0 | 0 | 0 | 0 | 0 | 0 | 0 | 0
WI Large Coal Units Hg Rule v3.1, Unit 5485 and retrofits | 1140 | 2200 | MACT Fuel Choice Floor in lbs/MMBtu | FALSE | L | Annual | Qualifying Generation | TWh | 0 | 0 | 0 | 0 | 0 | 0 | 0 | 0
WI Large Coal Units Hg Rule v3.1, Unit 5485 and retrofits | 1140 | 2200 | MACT Fuel Choice Floor in lbs/MMBtu | FALSE | L | Annual | Constraint Shadow Price | US2016$/Lb | 0 | 0 | 0 | 0 | 0 | 0 | 0 | 0
WI Large Coal Units Hg Rule v3.1, Unit 5717 and retrofits | 1141 | 2200 | MACT Fuel Choice Floor in lbs/MMBtu | FALSE | L | Annual | Seasons Included | Seasons | Winter, WintShld, Summer | Winter, WintShld, Summer | Winter, WintShld, Summer | Winter, WintShld, Summer | Winter, WintShld, Summer | Winter, WintShld, Summer | Winter, WintShld, Summer | Winter, WintShld, Summer
WI Large Coal Units Hg Rule v3.1, Unit 5717 and retrofits | 1141 | 2200 | MACT Fuel Choice Floor in lbs/MMBtu | FALSE | L | Annual | Emission Floor | lbs/MMBtu | 7.92e-07 | 7.92e-07 | 7.92e-07 | 7.92e-07 | 7.92e-07 | 7.92e-07 | 7.92e-07 | 7.92e-07
WI Large Coal Units Hg Rule v3.1, Unit 5717 and retrofits | 1141 | 2200 | MACT Fuel Choice Floor in lbs/MMBtu | FALSE | L | Annual | Emissions at Affected Plants MER | lbs | 8.1488 | 8.243 | 8.3173 | 7.6031 | 5.8425 | 7.1783 | 6.9349 | 6.4974
WI Large Coal Units Hg Rule v3.1, Unit 5717 and retrofits | 1141 | 2200 | MACT Fuel Choice Floor in lbs/MMBtu | FALSE | L | Annual | Allowances Purchased MER | lbs | 0 | 0 | 0 | 0 | 0 | 0 | 0 | 0
WI Large Coal Units Hg Rule v3.1, Unit 5717 and retrofits | 1141 | 2200 | MACT Fuel Choice Floor in lbs/MMBtu | FALSE | L | Annual | Allowances Sold MER | lbs | 0 | 0 | 0 | 0 | 0 | 0 | 0 | 0
WI Large Coal Units Hg Rule v3.1, Unit 5717 and retrofits | 1141 | 2200 | MACT Fuel Choice Floor in lbs/MMBtu | FALSE | L | Annual | Allowances Banked | lbs | 0 | 0 | 0 | 0 | 0 | 0 | 0 | 0
WI Large Coal Units Hg Rule v3.1, Unit 5717 and retrofits | 1141 | 2200 | MACT Fuel Choice Floor in lbs/MMBtu | FALSE | L | Annual | Allowances Withdrawn (1:1) | lbs | 0 | 0 | 0 | 0 | 0 | 0 | 0 | 0
WI Large Coal Units Hg Rule v3.1, Unit 5717 and retrofits | 1141 | 2200 | MACT Fuel Choice Floor in lbs/MMBtu | FALSE | L | Annual | Allowances Withdrawn (n:1) | lbs | 0 | 0 | 0 | 0 | 0 | 0 | 0 | 0
WI Large Coal Units Hg Rule v3.1, Unit 5717 and retrofits | 1141 | 2200 | MACT Fuel Choice Floor in lbs/MMBtu | FALSE | L | Annual | Net Emissions Allowance Position | lbs | 8.1488 | 8.243 | 8.3173 | 7.6031 | 5.8425 | 7.1783 | 6.9349 | 6.4974
WI Large Coal Units Hg Rule v3.1, Unit 5717 and retrofits | 1141 | 2200 | MACT Fuel Choice Floor in lbs/MMBtu | FALSE | L | Annual | Fuel Consumed | TBtu | 14.5223 | 14.6901 | 14.8225 | 13.5498 | 10.4121 | 12.7926 | 12.359 | 11.5792
WI Large Coal Units Hg Rule v3.1, Unit 5717 and retrofits | 1141 | 2200 | MACT Fuel Choice Floor in lbs/MMBtu | FALSE | L | Annual | Rate | lb/MMBtu | 5.6112e-07 | 5.6112e-07 | 5.6112e-07 | 5.6112e-07 | 5.6112e-07 | 5.6112e-07 | 5.6112e-07 | 5.6112e-07
WI Large Coal Units Hg Rule v3.1, Unit 5717 and retrofits | 1141 | 2200 | MACT Fuel Choice Floor in lbs/MMBtu | FALSE | L | Annual | Generation | TWh | 1.438 | 1.4546 | 1.4677 | 1.3417 | 1.031 | 1.2667 | 1.2238 | 1.1466
WI Large Coal Units Hg Rule v3.1, Unit 5717 and retrofits | 1141 | 2200 | MACT Fuel Choice Floor in lbs/MMBtu | FALSE | L | Annual | Qualifying Generation | TWh | 1.438 | 1.4546 | 1.4677 | 1.3417 | 1.031 | 1.2667 | 1.2238 | 1.1466
WI Large Coal Units Hg Rule v3.1, Unit 5717 and retrofits | 1141 | 2200 | MACT Fuel Choice Floor in lbs/MMBtu | FALSE | L | Annual | Constraint Shadow Price | US2016$/Lb | 0 | 0 | 0 | 0 | 0 | 0 | 0 | 0
WI Large Coal Units Hg Rule v3.1, Unit 5718 and retrofits | 1142 | 2200 | MACT Fuel Choice Floor in lbs/MMBtu | FALSE | L | Annual | Seasons Included | Seasons | Winter, WintShld, Summer | Winter, WintShld, Summer | Winter, WintShld, Summer | Winter, WintShld, Summer | Winter, WintShld, Summer | Winter, WintShld, Summer | Winter, WintShld, Summer | Winter, WintShld, Summer
WI Large Coal Units Hg Rule v3.1, Unit 5718 and retrofits | 1142 | 2200 | MACT Fuel Choice Floor in lbs/MMBtu | FALSE | L | Annual | Emission Floor | lbs/MMBtu | 7.92e-07 | 7.92e-07 | 7.92e-07 | 7.92e-07 | 7.92e-07 | 7.92e-07 | 7.92e-07 | 7.92e-07
WI Large Coal Units Hg Rule v3.1, Unit 5718 and retrofits | 1142 | 2200 | MACT Fuel Choice Floor in lbs/MMBtu | FALSE | L | Annual | Emissions at Affected Plants MER | lbs | 8.0582 | 8.6203 | 8.6875 | 7.9229 | 6.074 | 6.666 | 6.7442 | 6.3566
WI Large Coal Units Hg Rule v3.1, Unit 5718 and retrofits | 1142 | 2200 | MACT Fuel Choice Floor in lbs/MMBtu | FALSE | L | Annual | Allowances Purchased MER | lbs | 0 | 0 | 0 | 0 | 0 | 0 | 0 | 0
WI Large Coal Units Hg Rule v3.1, Unit 5718 and retrofits | 1142 | 2200 | MACT Fuel Choice Floor in lbs/MMBtu | FALSE | L | Annual | Allowances Sold MER | lbs | 0 | 0 | 0 | 0 | 0 | 0 | 0 | 0
WI Large Coal Units Hg Rule v3.1, Unit 5718 and retrofits | 1142 | 2200 | MACT Fuel Choice Floor in lbs/MMBtu | FALSE | L | Annual | Allowances Banked | lbs | 0 | 0 | 0 | 0 | 0 | 0 | 0 | 0
WI Large Coal Units Hg Rule v3.1, Unit 5718 and retrofits | 1142 | 2200 | MACT Fuel Choice Floor in lbs/MMBtu | FALSE | L | Annual | Allowances Withdrawn (1:1) | lbs | 0 | 0 | 0 | 0 | 0 | 0 | 0 | 0
WI Large Coal Units Hg Rule v3.1, Unit 5718 and retrofits | 1142 | 2200 | MACT Fuel Choice Floor in lbs/MMBtu | FALSE | L | Annual | Allowances Withdrawn (n:1) | lbs | 0 | 0 | 0 | 0 | 0 | 0 | 0 | 0
WI Large Coal Units Hg Rule v3.1, Unit 5718 and retrofits | 1142 | 2200 | MACT Fuel Choice Floor in lbs/MMBtu | FALSE | L | Annual | Net Emissions Allowance Position | lbs | 8.0582 | 8.6203 | 8.6875 | 7.9229 | 6.074 | 6.666 | 6.7442 | 6.3566
WI Large Coal Units Hg Rule v3.1, Unit 5718 and retrofits | 1142 | 2200 | MACT Fuel Choice Floor in lbs/MMBtu | FALSE | L | Annual | Fuel Consumed | TBtu | 14.3608 | 15.3626 | 15.4823 | 14.1196 | 10.8246 | 11.8797 | 12.019 | 11.3282
WI Large Coal Units Hg Rule v3.1, Unit 5718 and retrofits | 1142 | 2200 | MACT Fuel Choice Floor in lbs/MMBtu | FALSE | L | Annual | Rate | lb/MMBtu | 5.6112e-07 | 5.6112e-07 | 5.6112e-07 | 5.6112e-07 | 5.6112e-07 | 5.6112e-07 | 5.6112e-07 | 5.6112e-07
WI Large Coal Units Hg Rule v3.1, Unit 5718 and retrofits | 1142 | 2200 | MACT Fuel Choice Floor in lbs/MMBtu | FALSE | L | Annual | Generation | TWh | 1.4045 | 1.5025 | 1.5142 | 1.3809 | 1.0586 | 1.1618 | 1.1755 | 1.1079
WI Large Coal Units Hg Rule v3.1, Unit 5718 and retrofits | 1142 | 2200 | MACT Fuel Choice Floor in lbs/MMBtu | FALSE | L | Annual | Qualifying Generation | TWh | 1.4045 | 1.5025 | 1.5142 | 1.3809 | 1.0586 | 1.1618 | 1.1755 | 1.1079
WI Large Coal Units Hg Rule v3.1, Unit 5718 and retrofits | 1142 | 2200 | MACT Fuel Choice Floor in lbs/MMBtu | FALSE | L | Annual | Constraint Shadow Price | US2016$/Lb | 0 | 0 | 0 | 0 | 0 | 0 | 0 | 0
WI Large Coal Units Hg Rule v3.1, Unit 5719 and retrofits | 1143 | 2200 | MACT Fuel Choice Floor in lbs/MMBtu | FALSE | L | Annual | Seasons Included | Seasons | Winter, WintShld, Summer | Winter, WintShld, Summer | Winter, WintShld, Summer | Winter, WintShld, Summer | Winter, WintShld, Summer | Winter, WintShld, Summer | Winter, WintShld, Summer | Winter, WintShld, Summer
WI Large Coal Units Hg Rule v3.1, Unit 5719 and retrofits | 1143 | 2200 | MACT Fuel Choice Floor in lbs/MMBtu | FALSE | L | Annual | Emission Floor | lbs/MMBtu | 7.92e-07 | 7.92e-07 | 7.92e-07 | 7.92e-07 | 7.92e-07 | 7.92e-07 | 7.92e-07 | 7.92e-07
WI Large Coal Units Hg Rule v3.1, Unit 5719 and retrofits | 1143 | 2200 | MACT Fuel Choice Floor in lbs/MMBtu | FALSE | L | Annual | Emissions at Affected Plants MER | lbs | 7.0735 | 8.2061 | 7.0735 | 8.0957 | 6.179 | 7.9306 | 7.9306 | 6.8184
WI Large Coal Units Hg Rule v3.1, Unit 5719 and retrofits | 1143 | 2200 | MACT Fuel Choice Floor in lbs/MMBtu | FALSE | L | Annual | Allowances Purchased MER | lbs | 0 | 0 | 0 | 0 | 0 | 0 | 0 | 0
WI Large Coal Units Hg Rule v3.1, Unit 5719 and retrofits | 1143 | 2200 | MACT Fuel Choice Floor in lbs/MMBtu | FALSE | L | Annual | Allowances Sold MER | lbs | 0 | 0 | 0 | 0 | 0 | 0 | 0 | 0
WI Large Coal Units Hg Rule v3.1, Unit 5719 and retrofits | 1143 | 2200 | MACT Fuel Choice Floor in lbs/MMBtu | FALSE | L | Annual | Allowances Banked | lbs | 0 | 0 | 0 | 0 | 0 | 0 | 0 | 0
WI Large Coal Units Hg Rule v3.1, Unit 5719 and retrofits | 1143 | 2200 | MACT Fuel Choice Floor in lbs/MMBtu | FALSE | L | Annual | Allowances Withdrawn (1:1) | lbs | 0 | 0 | 0 | 0 | 0 | 0 | 0 | 0
WI Large Coal Units Hg Rule v3.1, Unit 5719 and retrofits | 1143 | 2200 | MACT Fuel Choice Floor in lbs/MMBtu | FALSE | L | Annual | Allowances Withdrawn (n:1) | lbs | 0 | 0 | 0 | 0 | 0 | 0 | 0 | 0
WI Large Coal Units Hg Rule v3.1, Unit 5719 and retrofits | 1143 | 2200 | MACT Fuel Choice Floor in lbs/MMBtu | FALSE | L | Annual | Net Emissions Allowance Position | lbs | 7.0735 | 8.2061 | 7.0735 | 8.0957 | 6.179 | 7.9306 | 7.9306 | 6.8184
WI Large Coal Units Hg Rule v3.1, Unit 5719 and retrofits | 1143 | 2200 | MACT Fuel Choice Floor in lbs/MMBtu | FALSE | L | Annual | Fuel Consumed | TBtu | 12.6059 | 14.6244 | 12.6059 | 14.4276 | 11.0118 | 14.1335 | 14.1335 | 12.1513
WI Large Coal Units Hg Rule v3.1, Unit 5719 and retrofits | 1143 | 2200 | MACT Fuel Choice Floor in lbs/MMBtu | FALSE | L | Annual | Rate | lb/MMBtu | 5.6112e-07 | 5.6112e-07 | 5.6112e-07 | 5.6112e-07 | 5.6112e-07 | 5.6112e-07 | 5.6112e-07 | 5.6112e-07
WI Large Coal Units Hg Rule v3.1, Unit 5719 and retrofits | 1143 | 2200 | MACT Fuel Choice Floor in lbs/MMBtu | FALSE | L | Annual | Generation | TWh | 1.2639 | 1.4663 | 1.2639 | 1.4465 | 1.1041 | 1.417 | 1.417 | 1.2183
WI Large Coal Units Hg Rule v3.1, Unit 5719 and retrofits | 1143 | 2200 | MACT Fuel Choice Floor in lbs/MMBtu | FALSE | L | Annual | Qualifying Generation | TWh | 1.2639 | 1.4663 | 1.2639 | 1.4465 | 1.1041 | 1.417 | 1.417 | 1.2183
WI Large Coal Units Hg Rule v3.1, Unit 5719 and retrofits | 1143 | 2200 | MACT Fuel Choice Floor in lbs/MMBtu | FALSE | L | Annual | Constraint Shadow Price | US2016$/Lb | 0 | 0 | 0 | 0 | 0 | 0 | 0 | 0
WI Large Coal Units Hg Rule v3.1, Unit 5720 and retrofits | 1144 | 2200 | MACT Fuel Choice Floor in lbs/MMBtu | FALSE | L | Annual | Seasons Included | Seasons | Winter, WintShld, Summer | Winter, WintShld, Summer | Winter, WintShld, Summer | Winter, WintShld, Summer | Winter, WintShld, Summer | Winter, WintShld, Summer | Winter, WintShld, Summer | Winter, WintShld, Summer
WI Large Coal Units Hg Rule v3.1, Unit 5720 and retrofits | 1144 | 2200 | MACT Fuel Choice Floor in lbs/MMBtu | FALSE | L | Annual | Emission Floor | lbs/MMBtu | 7.92e-07 | 7.92e-07 | 7.92e-07 | 7.92e-07 | 7.92e-07 | 7.92e-07 | 7.92e-07 | 7.92e-07
WI Large Coal Units Hg Rule v3.1, Unit 5720 and retrofits | 1144 | 2200 | MACT Fuel Choice Floor in lbs/MMBtu | FALSE | L | Annual | Emissions at Affected Plants MER | lbs | 6.9114 | 8.0181 | 7.1905 | 7.9103 | 6.0375 | 7.749 | 7.749 | 6.6622
WI Large Coal Units Hg Rule v3.1, Unit 5720 and retrofits | 1144 | 2200 | MACT Fuel Choice Floor in lbs/MMBtu | FALSE | L | Annual | Allowances Purchased MER | lbs | 0 | 0 | 0 | 0 | 0 | 0 | 0 | 0
WI Large Coal Units Hg Rule v3.1, Unit 5720 and retrofits | 1144 | 2200 | MACT Fuel Choice Floor in lbs/MMBtu | FALSE | L | Annual | Allowances Sold MER | lbs | 0 | 0 | 0 | 0 | 0 | 0 | 0 | 0
WI Large Coal Units Hg Rule v3.1, Unit 5720 and retrofits | 1144 | 2200 | MACT Fuel Choice Floor in lbs/MMBtu | FALSE | L | Annual | Allowances Banked | lbs | 0 | 0 | 0 | 0 | 0 | 0 | 0 | 0
WI Large Coal Units Hg Rule v3.1, Unit 5720 and retrofits | 1144 | 2200 | MACT Fuel Choice Floor in lbs/MMBtu | FALSE | L | Annual | Allowances Withdrawn (1:1) | lbs | 0 | 0 | 0 | 0 | 0 | 0 | 0 | 0
WI Large Coal Units Hg Rule v3.1, Unit 5720 and retrofits | 1144 | 2200 | MACT Fuel Choice Floor in lbs/MMBtu | FALSE | L | Annual | Allowances Withdrawn (n:1) | lbs | 0 | 0 | 0 | 0 | 0 | 0 | 0 | 0
WI Large Coal Units Hg Rule v3.1, Unit 5720 and retrofits | 1144 | 2200 | MACT Fuel Choice Floor in lbs/MMBtu | FALSE | L | Annual | Net Emissions Allowance Position | lbs | 6.9114 | 8.0181 | 7.1905 | 7.9103 | 6.0375 | 7.749 | 7.749 | 6.6622
WI Large Coal Units Hg Rule v3.1, Unit 5720 and retrofits | 1144 | 2200 | MACT Fuel Choice Floor in lbs/MMBtu | FALSE | L | Annual | Fuel Consumed | TBtu | 12.3171 | 14.2894 | 12.8144 | 14.0971 | 10.7596 | 13.8097 | 13.8097 | 11.8729
WI Large Coal Units Hg Rule v3.1, Unit 5720 and retrofits | 1144 | 2200 | MACT Fuel Choice Floor in lbs/MMBtu | FALSE | L | Annual | Rate | lb/MMBtu | 5.6112e-07 | 5.6112e-07 | 5.6112e-07 | 5.6112e-07 | 5.6112e-07 | 5.6112e-07 | 5.6112e-07 | 5.6112e-07
WI Large Coal Units Hg Rule v3.1, Unit 5720 and retrofits | 1144 | 2200 | MACT Fuel Choice Floor in lbs/MMBtu | FALSE | L | Annual | Generation | TWh | 1.2358 | 1.4337 | 1.2857 | 1.4144 | 1.0795 | 1.3855 | 1.3855 | 1.1912
WI Large Coal Units Hg Rule v3.1, Unit 5720 and retrofits | 1144 | 2200 | MACT Fuel Choice Floor in lbs/MMBtu | FALSE | L | Annual | Qualifying Generation | TWh | 1.2358 | 1.4337 | 1.2857 | 1.4144 | 1.0795 | 1.3855 | 1.3855 | 1.1912
WI Large Coal Units Hg Rule v3.1, Unit 5720 and retrofits | 1144 | 2200 | MACT Fuel Choice Floor in lbs/MMBtu | FALSE | L | Annual | Constraint Shadow Price | US2016$/Lb | 0 | 0 | 0 | 0 | 0 | 0 | 0 | 0
WI Large Coal Units Hg Rule v3.1, Unit 5721 and retrofits | 1145 | 2200 | MACT Fuel Choice Floor in lbs/MMBtu | FALSE | L | Annual | Seasons Included | Seasons | Winter, WintShld, Summer | Winter, WintShld, Summer | Winter, WintShld, Summer | Winter, WintShld, Summer | Winter, WintShld, Summer | Winter, WintShld, Summer | Winter, WintShld, Summer | Winter, WintShld, Summer
WI Large Coal Units Hg Rule v3.1, Unit 5721 and retrofits | 1145 | 2200 | MACT Fuel Choice Floor in lbs/MMBtu | FALSE | L | Annual | Emission Floor | lbs/MMBtu | 7.92e-07 | 7.92e-07 | 7.92e-07 | 7.92e-07 | 7.92e-07 | 7.92e-07 | 7.92e-07 | 7.92e-07
WI Large Coal Units Hg Rule v3.1, Unit 5721 and retrofits | 1145 | 2200 | MACT Fuel Choice Floor in lbs/MMBtu | FALSE | L | Annual | Emissions at Affected Plants MER | lbs | 19.9514 | 21.5593 | 21.5593 | 21.5593 | 21.4467 | 21.5593 | 21.5593 | 21.5593
WI Large Coal Units Hg Rule v3.1, Unit 5721 and retrofits | 1145 | 2200 | MACT Fuel Choice Floor in lbs/MMBtu | FALSE | L | Annual | Allowances Purchased MER | lbs | 0 | 0 | 0 | 0 | 0 | 0 | 0 | 0
WI Large Coal Units Hg Rule v3.1, Unit 5721 and retrofits | 1145 | 2200 | MACT Fuel Choice Floor in lbs/MMBtu | FALSE | L | Annual | Allowances Sold MER | lbs | 0 | 0 | 0 | 0 | 0 | 0 | 0 | 0
WI Large Coal Units Hg Rule v3.1, Unit 5721 and retrofits | 1145 | 2200 | MACT Fuel Choice Floor in lbs/MMBtu | FALSE | L | Annual | Allowances Banked | lbs | 0 | 0 | 0 | 0 | 0 | 0 | 0 | 0
WI Large Coal Units Hg Rule v3.1, Unit 5721 and retrofits | 1145 | 2200 | MACT Fuel Choice Floor in lbs/MMBtu | FALSE | L | Annual | Allowances Withdrawn (1:1) | lbs | 0 | 0 | 0 | 0 | 0 | 0 | 0 | 0
WI Large Coal Units Hg Rule v3.1, Unit 5721 and retrofits | 1145 | 2200 | MACT Fuel Choice Floor in lbs/MMBtu | FALSE | L | Annual | Allowances Withdrawn (n:1) | lbs | 0 | 0 | 0 | 0 | 0 | 0 | 0 | 0
WI Large Coal Units Hg Rule v3.1, Unit 5721 and retrofits | 1145 | 2200 | MACT Fuel Choice Floor in lbs/MMBtu | FALSE | L | Annual | Net Emissions Allowance Position | lbs | 19.9514 | 21.5593 | 21.5593 | 21.5593 | 21.4467 | 21.5593 | 21.5593 | 21.5593
WI Large Coal Units Hg Rule v3.1, Unit 5721 and retrofits | 1145 | 2200 | MACT Fuel Choice Floor in lbs/MMBtu | FALSE | L | Annual | Fuel Consumed | TBtu | 35.556 | 38.4216 | 38.4216 | 38.4216 | 38.2209 | 38.4216 | 38.4216 | 38.4216
WI Large Coal Units Hg Rule v3.1, Unit 5721 and retrofits | 1145 | 2200 | MACT Fuel Choice Floor in lbs/MMBtu | FALSE | L | Annual | Rate | lb/MMBtu | 5.6112e-07 | 5.6112e-07 | 5.6112e-07 | 5.6112e-07 | 5.6112e-07 | 5.6112e-07 | 5.6112e-07 | 5.6112e-07
WI Large Coal Units Hg Rule v3.1, Unit 5721 and retrofits | 1145 | 2200 | MACT Fuel Choice Floor in lbs/MMBtu | FALSE | L | Annual | Generation | TWh | 3.6151 | 3.9065 | 3.9065 | 3.9065 | 3.8861 | 3.9065 | 3.9065 | 3.9065
WI Large Coal Units Hg Rule v3.1, Unit 5721 and retrofits | 1145 | 2200 | MACT Fuel Choice Floor in lbs/MMBtu | FALSE | L | Annual | Qualifying Generation | TWh | 3.6151 | 3.9065 | 3.9065 | 3.9065 | 3.8861 | 3.9065 | 3.9065 | 3.9065
WI Large Coal Units Hg Rule v3.1, Unit 5721 and retrofits | 1145 | 2200 | MACT Fuel Choice Floor in lbs/MMBtu | FALSE | L | Annual | Constraint Shadow Price | US2016$/Lb | 0 | 0 | 0 | 0 | 0 | 0 | 0 | 0
WI Large Coal Units Hg Rule v3.1, Unit 5722 and retrofits | 1146 | 2200 | MACT Fuel Choice Floor in lbs/MMBtu | FALSE | L | Annual | Seasons Included | Seasons | Winter, WintShld, Summer | Winter, WintShld, Summer | Winter, WintShld, Summer | Winter, WintShld, Summer | Winter, WintShld, Summer | Winter, WintShld, Summer | Winter, WintShld, Summer | Winter, WintShld, Summer
WI Large Coal Units Hg Rule v3.1, Unit 5722 and retrofits | 1146 | 2200 | MACT Fuel Choice Floor in lbs/MMBtu | FALSE | L | Annual | Emission Floor | lbs/MMBtu | 7.92e-07 | 7.92e-07 | 7.92e-07 | 7.92e-07 | 7.92e-07 | 7.92e-07 | 7.92e-07 | 7.92e-07
WI Large Coal Units Hg Rule v3.1, Unit 5722 and retrofits | 1146 | 2200 | MACT Fuel Choice Floor in lbs/MMBtu | FALSE | L | Annual | Emissions at Affected Plants MER | lbs | 19.8789 | 21.4627 | 21.4627 | 21.4627 | 21.4627 | 21.4627 | 21.4627 | 21.4627
WI Large Coal Units Hg Rule v3.1, Unit 5722 and retrofits | 1146 | 2200 | MACT Fuel Choice Floor in lbs/MMBtu | FALSE | L | Annual | Allowances Purchased MER | lbs | 0 | 0 | 0 | 0 | 0 | 0 | 0 | 0
WI Large Coal Units Hg Rule v3.1, Unit 5722 and retrofits | 1146 | 2200 | MACT Fuel Choice Floor in lbs/MMBtu | FALSE | L | Annual | Allowances Sold MER | lbs | 0 | 0 | 0 | 0 | 0 | 0 | 0 | 0
WI Large Coal Units Hg Rule v3.1, Unit 5722 and retrofits | 1146 | 2200 | MACT Fuel Choice Floor in lbs/MMBtu | FALSE | L | Annual | Allowances Banked | lbs | 0 | 0 | 0 | 0 | 0 | 0 | 0 | 0
WI Large Coal Units Hg Rule v3.1, Unit 5722 and retrofits | 1146 | 2200 | MACT Fuel Choice Floor in lbs/MMBtu | FALSE | L | Annual | Allowances Withdrawn (1:1) | lbs | 0 | 0 | 0 | 0 | 0 | 0 | 0 | 0
WI Large Coal Units Hg Rule v3.1, Unit 5722 and retrofits | 1146 | 2200 | MACT Fuel Choice Floor in lbs/MMBtu | FALSE | L | Annual | Allowances Withdrawn (n:1) | lbs | 0 | 0 | 0 | 0 | 0 | 0 | 0 | 0
WI Large Coal Units Hg Rule v3.1, Unit 5722 and retrofits | 1146 | 2200 | MACT Fuel Choice Floor in lbs/MMBtu | FALSE | L | Annual | Net Emissions Allowance Position | lbs | 19.8789 | 21.4627 | 21.4627 | 21.4627 | 21.4627 | 21.4627 | 21.4627 | 21.4627
WI Large Coal Units Hg Rule v3.1, Unit 5722 and retrofits | 1146 | 2200 | MACT Fuel Choice Floor in lbs/MMBtu | FALSE | L | Annual | Fuel Consumed | TBtu | 35.4268 | 38.2494 | 38.2494 | 38.2494 | 38.2494 | 38.2494 | 38.2494 | 38.2494
WI Large Coal Units Hg Rule v3.1, Unit 5722 and retrofits | 1146 | 2200 | MACT Fuel Choice Floor in lbs/MMBtu | FALSE | L | Annual | Rate | lb/MMBtu | 5.6112e-07 | 5.6112e-07 | 5.6112e-07 | 5.6112e-07 | 5.6112e-07 | 5.6112e-07 | 5.6112e-07 | 5.6112e-07
WI Large Coal Units Hg Rule v3.1, Unit 5722 and retrofits | 1146 | 2200 | MACT Fuel Choice Floor in lbs/MMBtu | FALSE | L | Annual | Generation | TWh | 3.5993 | 3.8861 | 3.8861 | 3.8861 | 3.8861 | 3.8861 | 3.8861 | 3.8861
WI Large Coal Units Hg Rule v3.1, Unit 5722 and retrofits | 1146 | 2200 | MACT Fuel Choice Floor in lbs/MMBtu | FALSE | L | Annual | Qualifying Generation | TWh | 3.5993 | 3.8861 | 3.8861 | 3.8861 | 3.8861 | 3.8861 | 3.8861 | 3.8861
WI Large Coal Units Hg Rule v3.1, Unit 5722 and retrofits | 1146 | 2200 | MACT Fuel Choice Floor in lbs/MMBtu | FALSE | L | Annual | Constraint Shadow Price | US2016$/Lb | 0 | 0 | 0 | 0 | 0 | 0 | 0 | 0
WI Small Coal Units Hg Rule v3.1, Unit 5098 and retrofits | 1147 | 2201 | MACT Fuel Choice Floor in lbs/MMBtu | FALSE | L | Annual | Seasons Included | Seasons | Winter, WintShld, Summer | Winter, WintShld, Summer | Winter, WintShld, Summer | Winter, WintShld, Summer | Winter, WintShld, Summer | Winter, WintShld, Summer | Winter, WintShld, Summer | Winter, WintShld, Summer
WI Small Coal Units Hg Rule v3.1, Unit 5098 and retrofits | 1147 | 2201 | MACT Fuel Choice Floor in lbs/MMBtu | FALSE | L | Annual | Emission Floor | lbs/MMBtu | 6.91e-07 | 6.91e-07 | 6.91e-07 | 6.91e-07 | 6.91e-07 | 6.91e-07 | 6.91e-07 | 6.91e-07
WI Small Coal Units Hg Rule v3.1, Unit 5098 and retrofits | 1147 | 2201 | MACT Fuel Choice Floor in lbs/MMBtu | FALSE | L | Annual | Emissions at Affected Plants MER | lbs | 0 | 0 | 0 | 0 | 0 | 0 | 0 | 0
WI Small Coal Units Hg Rule v3.1, Unit 5098 and retrofits | 1147 | 2201 | MACT Fuel Choice Floor in lbs/MMBtu | FALSE | L | Annual | Allowances Purchased MER | lbs | 0 | 0 | 0 | 0 | 0 | 0 | 0 | 0
WI Small Coal Units Hg Rule v3.1, Unit 5098 and retrofits | 1147 | 2201 | MACT Fuel Choice Floor in lbs/MMBtu | FALSE | L | Annual | Allowances Sold MER | lbs | 0 | 0 | 0 | 0 | 0 | 0 | 0 | 0
WI Small Coal Units Hg Rule v3.1, Unit 5098 and retrofits | 1147 | 2201 | MACT Fuel Choice Floor in lbs/MMBtu | FALSE | L | Annual | Allowances Banked | lbs | 0 | 0 | 0 | 0 | 0 | 0 | 0 | 0
WI Small Coal Units Hg Rule v3.1, Unit 5098 and retrofits | 1147 | 2201 | MACT Fuel Choice Floor in lbs/MMBtu | FALSE | L | Annual | Allowances Withdrawn (1:1) | lbs | 0 | 0 | 0 | 0 | 0 | 0 | 0 | 0
WI Small Coal Units Hg Rule v3.1, Unit 5098 and retrofits | 1147 | 2201 | MACT Fuel Choice Floor in lbs/MMBtu | FALSE | L | Annual | Allowances Withdrawn (n:1) | lbs | 0 | 0 | 0 | 0 | 0 | 0 | 0 | 0
WI Small Coal Units Hg Rule v3.1, Unit 5098 and retrofits | 1147 | 2201 | MACT Fuel Choice Floor in lbs/MMBtu | FALSE | L | Annual | Net Emissions Allowance Position | lbs | 0 | 0 | 0 | 0 | 0 | 0 | 0 | 0
WI Small Coal Units Hg Rule v3.1, Unit 5098 and retrofits | 1147 | 2201 | MACT Fuel Choice Floor in lbs/MMBtu | FALSE | L | Annual | Fuel Consumed | TBtu | 0 | 0 | 0 | 0 | 0 | 0 | 0 | 0
WI Small Coal Units Hg Rule v3.1, Unit 5098 and retrofits | 1147 | 2201 | MACT Fuel Choice Floor in lbs/MMBtu | FALSE | L | Annual | Rate | lb/MMBtu | 0 | 0 | 0 | 0 | 0 | 0 | 0 | 0
WI Small Coal Units Hg Rule v3.1, Unit 5098 and retrofits | 1147 | 2201 | MACT Fuel Choice Floor in lbs/MMBtu | FALSE | L | Annual | Generation | TWh | 0 | 0 | 0 | 0 | 0 | 0 | 0 | 0
WI Small Coal Units Hg Rule v3.1, Unit 5098 and retrofits | 1147 | 2201 | MACT Fuel Choice Floor in lbs/MMBtu | FALSE | L | Annual | Qualifying Generation | TWh | 0 | 0 | 0 | 0 | 0 | 0 | 0 | 0
WI Small Coal Units Hg Rule v3.1, Unit 5098 and retrofits | 1147 | 2201 | MACT Fuel Choice Floor in lbs/MMBtu | FALSE | L | Annual | Constraint Shadow Price | US2016$/Lb | 0 | 0 | 0 | 0 | 0 | 0 | 0 | 0
WI Small Coal Units Hg Rule v3.1, Unit 5099 and retrofits | 1148 | 2201 | MACT Fuel Choice Floor in lbs/MMBtu | FALSE | L | Annual | Seasons Included | Seasons | Winter, WintShld, Summer | Winter, WintShld, Summer | Winter, WintShld, Summer | Winter, WintShld, Summer | Winter, WintShld, Summer | Winter, WintShld, Summer | Winter, WintShld, Summer | Winter, WintShld, Summer
WI Small Coal Units Hg Rule v3.1, Unit 5099 and retrofits | 1148 | 2201 | MACT Fuel Choice Floor in lbs/MMBtu | FALSE | L | Annual | Emission Floor | lbs/MMBtu | 6.91e-07 | 6.91e-07 | 6.91e-07 | 6.91e-07 | 6.91e-07 | 6.91e-07 | 6.91e-07 | 6.91e-07
WI Small Coal Units Hg Rule v3.1, Unit 5099 and retrofits | 1148 | 2201 | MACT Fuel Choice Floor in lbs/MMBtu | FALSE | L | Annual | Emissions at Affected Plants MER | lbs | 0 | 0 | 0 | 0 | 0 | 0 | 0 | 0
WI Small Coal Units Hg Rule v3.1, Unit 5099 and retrofits | 1148 | 2201 | MACT Fuel Choice Floor in lbs/MMBtu | FALSE | L | Annual | Allowances Purchased MER | lbs | 0 | 0 | 0 | 0 | 0 | 0 | 0 | 0
WI Small Coal Units Hg Rule v3.1, Unit 5099 and retrofits | 1148 | 2201 | MACT Fuel Choice Floor in lbs/MMBtu | FALSE | L | Annual | Allowances Sold MER | lbs | 0 | 0 | 0 | 0 | 0 | 0 | 0 | 0
WI Small Coal Units Hg Rule v3.1, Unit 5099 and retrofits | 1148 | 2201 | MACT Fuel Choice Floor in lbs/MMBtu | FALSE | L | Annual | Allowances Banked | lbs | 0 | 0 | 0 | 0 | 0 | 0 | 0 | 0
WI Small Coal Units Hg Rule v3.1, Unit 5099 and retrofits | 1148 | 2201 | MACT Fuel Choice Floor in lbs/MMBtu | FALSE | L | Annual | Allowances Withdrawn (1:1) | lbs | 0 | 0 | 0 | 0 | 0 | 0 | 0 | 0
WI Small Coal Units Hg Rule v3.1, Unit 5099 and retrofits | 1148 | 2201 | MACT Fuel Choice Floor in lbs/MMBtu | FALSE | L | Annual | Allowances Withdrawn (n:1) | lbs | 0 | 0 | 0 | 0 | 0 | 0 | 0 | 0
WI Small Coal Units Hg Rule v3.1, Unit 5099 and retrofits | 1148 | 2201 | MACT Fuel Choice Floor in lbs/MMBtu | FALSE | L | Annual | Net Emissions Allowance Position | lbs | 0 | 0 | 0 | 0 | 0 | 0 | 0 | 0
WI Small Coal Units Hg Rule v3.1, Unit 5099 and retrofits | 1148 | 2201 | MACT Fuel Choice Floor in lbs/MMBtu | FALSE | L | Annual | Fuel Consumed | TBtu | 0 | 0 | 0 | 0 | 0 | 0 | 0 | 0
WI Small Coal Units Hg Rule v3.1, Unit 5099 and retrofits | 1148 | 2201 | MACT Fuel Choice Floor in lbs/MMBtu | FALSE | L | Annual | Rate | lb/MMBtu | 0 | 0 | 0 | 0 | 0 | 0 | 0 | 0
WI Small Coal Units Hg Rule v3.1, Unit 5099 and retrofits | 1148 | 2201 | MACT Fuel Choice Floor in lbs/MMBtu | FALSE | L | Annual | Generation | TWh | 0 | 0 | 0 | 0 | 0 | 0 | 0 | 0
WI Small Coal Units Hg Rule v3.1, Unit 5099 and retrofits | 1148 | 2201 | MACT Fuel Choice Floor in lbs/MMBtu | FALSE | L | Annual | Qualifying Generation | TWh | 0 | 0 | 0 | 0 | 0 | 0 | 0 | 0
WI Small Coal Units Hg Rule v3.1, Unit 5099 and retrofits | 1148 | 2201 | MACT Fuel Choice Floor in lbs/MMBtu | FALSE | L | Annual | Constraint Shadow Price | US2016$/Lb | 0 | 0 | 0 | 0 | 0 | 0 | 0 | 0
WI Small Coal Units Hg Rule v3.1, Unit 5507 and retrofits | 1149 | 2201 | MACT Fuel Choice Floor in lbs/MMBtu | FALSE | L | Annual | Seasons Included | Seasons | Winter, WintShld, Summer | Winter, WintShld, Summer | Winter, WintShld, Summer | Winter, WintShld, Summer | Winter, WintShld, Summer | Winter, WintShld, Summer | Winter, WintShld, Summer | Winter, WintShld, Summer
WI Small Coal Units Hg Rule v3.1, Unit 5507 and retrofits | 1149 | 2201 | MACT Fuel Choice Floor in lbs/MMBtu | FALSE | L | Annual | Emission Floor | lbs/MMBtu | 6.91e-07 | 6.91e-07 | 6.91e-07 | 6.91e-07 | 6.91e-07 | 6.91e-07 | 6.91e-07 | 6.91e-07
WI Small Coal Units Hg Rule v3.1, Unit 5507 and retrofits | 1149 | 2201 | MACT Fuel Choice Floor in lbs/MMBtu | FALSE | L | Annual | Emissions at Affected Plants MER | lbs | 0 | 0 | 0 | 0 | 0.67542 | 0.67542 | 0.67542 | 0
WI Small Coal Units Hg Rule v3.1, Unit 5507 and retrofits | 1149 | 2201 | MACT Fuel Choice Floor in lbs/MMBtu | FALSE | L | Annual | Allowances Purchased MER | lbs | 0 | 0 | 0 | 0 | 0 | 0 | 0 | 0
WI Small Coal Units Hg Rule v3.1, Unit 5507 and retrofits | 1149 | 2201 | MACT Fuel Choice Floor in lbs/MMBtu | FALSE | L | Annual | Allowances Sold MER | lbs | 0 | 0 | 0 | 0 | 0 | 0 | 0 | 0
WI Small Coal Units Hg Rule v3.1, Unit 5507 and retrofits | 1149 | 2201 | MACT Fuel Choice Floor in lbs/MMBtu | FALSE | L | Annual | Allowances Banked | lbs | 0 | 0 | 0 | 0 | 0 | 0 | 0 | 0
WI Small Coal Units Hg Rule v3.1, Unit 5507 and retrofits | 1149 | 2201 | MACT Fuel Choice Floor in lbs/MMBtu | FALSE | L | Annual | Allowances Withdrawn (1:1) | lbs | 0 | 0 | 0 | 0 | 0 | 0 | 0 | 0
WI Small Coal Units Hg Rule v3.1, Unit 5507 and retrofits | 1149 | 2201 | MACT Fuel Choice Floor in lbs/MMBtu | FALSE | L | Annual | Allowances Withdrawn (n:1) | lbs | 0 | 0 | 0 | 0 | 0 | 0 | 0 | 0
WI Small Coal Units Hg Rule v3.1, Unit 5507 and retrofits | 1149 | 2201 | MACT Fuel Choice Floor in lbs/MMBtu | FALSE | L | Annual | Net Emissions Allowance Position | lbs | 0 | 0 | 0 | 0 | 0.67542 | 0.67542 | 0.67542 | 0
WI Small Coal Units Hg Rule v3.1, Unit 5507 and retrofits | 1149 | 2201 | MACT Fuel Choice Floor in lbs/MMBtu | FALSE | L | Annual | Fuel Consumed | TBtu | 0 | 0 | 0 | 0 | 1.0602 | 1.0602 | 1.0602 | 0
WI Small Coal Units Hg Rule v3.1, Unit 5507 and retrofits | 1149 | 2201 | MACT Fuel Choice Floor in lbs/MMBtu | FALSE | L | Annual | Rate | lb/MMBtu | 0 | 0 | 0 | 0 | 6.3709e-07 | 6.3709e-07 | 6.3709e-07 | 0
WI Small Coal Units Hg Rule v3.1, Unit 5507 and retrofits | 1149 | 2201 | MACT Fuel Choice Floor in lbs/MMBtu | FALSE | L | Annual | Generation | TWh | 0 | 0 | 0 | 0 | 0.075219 | 0.075219 | 0.075219 | 0
WI Small Coal Units Hg Rule v3.1, Unit 5507 and retrofits | 1149 | 2201 | MACT Fuel Choice Floor in lbs/MMBtu | FALSE | L | Annual | Qualifying Generation | TWh | 0 | 0 | 0 | 0 | 0.075219 | 0.075219 | 0.075219 | 0
WI Small Coal Units Hg Rule v3.1, Unit 5507 and retrofits | 1149 | 2201 | MACT Fuel Choice Floor in lbs/MMBtu | FALSE | L | Annual | Constraint Shadow Price | US2016$/Lb | 0 | 0 | 0 | 0 | 0 | 0 | 0 | 0
Zero Reserve Margin Type 3 Constraints | 1150 | 5803 | MACT Fuel Choice Floor in lbs/MMBtu | FALSE | L | Annual | Seasons Included | Seasons | Winter, WintShld, Summer | Winter, WintShld, Summer | Winter, WintShld, Summer | Winter, WintShld, Summer | Winter, WintShld, Summer | Winter, WintShld, Summer | Winter, WintShld, Summer | Winter, WintShld, Summer
Zero Reserve Margin Type 3 Constraints | 1150 | 5803 | MACT Fuel Choice Floor in lbs/MMBtu | FALSE | L | Annual | Emission Floor | lb/MMBtu | 0 | 0 | 0 | 0 | 0 | 0 | 0 | 0
Zero Reserve Margin Type 3 Constraints | 1150 | 5803 | MACT Fuel Choice Floor in lbs/MMBtu | FALSE | L | Annual | Emissions at Affected Plants NOX | Thousand Tons | 136.0661 | 146.2675 | 149.2004 | 149.7434 | 135.2776 | 137.466 | 133.8119 | 128.4421
Zero Reserve Margin Type 3 Constraints | 1150 | 5803 | MACT Fuel Choice Floor in lbs/MMBtu | FALSE | L | Annual | Allowances Purchased NOX | Thousand Tons | 0 | 0 | 0 | 0 | 0 | 0 | 0 | 0
Zero Reserve Margin Type 3 Constraints | 1150 | 5803 | MACT Fuel Choice Floor in lbs/MMBtu | FALSE | L | Annual | Allowances Sold NOX | Thousand Tons | 0 | 0 | 0 | 0 | 0 | 0 | 0 | 0
Zero Reserve Margin Type 3 Constraints | 1150 | 5803 | MACT Fuel Choice Floor in lbs/MMBtu | FALSE | L | Annual | Allowances Banked | Thousand Tons | 0 | 0 | 0 | 0 | 0 | 0 | 0 | 0
Zero Reserve Margin Type 3 Constraints | 1150 | 5803 | MACT Fuel Choice Floor in lbs/MMBtu | FALSE | L | Annual | Allowances Withdrawn (1:1) | Thousand Tons | 0 | 0 | 0 | 0 | 0 | 0 | 0 | 0
Zero Reserve Margin Type 3 Constraints | 1150 | 5803 | MACT Fuel Choice Floor in lbs/MMBtu | FALSE | L | Annual | Allowances Withdrawn (n:1) | Thousand Tons | 0 | 0 | 0 | 0 | 0 | 0 | 0 | 0
Zero Reserve Margin Type 3 Constraints | 1150 | 5803 | MACT Fuel Choice Floor in lbs/MMBtu | FALSE | L | Annual | Net Emissions Allowance Position | Thousand Tons | 136.0661 | 146.2675 | 149.2004 | 149.7434 | 135.2776 | 137.466 | 133.8119 | 128.4421
Zero Reserve Margin Type 3 Constraints | 1150 | 5803 | MACT Fuel Choice Floor in lbs/MMBtu | FALSE | L | Annual | Fuel Consumed | TBtu | 1878.2898 | 2020.7569 | 2064.0981 | 2111.3126 | 1948.2876 | 1990.9422 | 1969.2723 | 1863.0743
Zero Reserve Margin Type 3 Constraints | 1150 | 5803 | MACT Fuel Choice Floor in lbs/MMBtu | FALSE | L | Annual | Rate | lb/MMBtu | 0.14488 | 0.14477 | 0.14457 | 0.14185 | 0.13887 | 0.13809 | 0.1359 | 0.13788
Zero Reserve Margin Type 3 Constraints | 1150 | 5803 | MACT Fuel Choice Floor in lbs/MMBtu | FALSE | L | Annual | Generation | TWh | 179.4584 | 192.5917 | 196.7095 | 201.2384 | 185.5974 | 189.5623 | 187.347 | 177.5846
Zero Reserve Margin Type 3 Constraints | 1150 | 5803 | MACT Fuel Choice Floor in lbs/MMBtu | FALSE | L | Annual | Qualifying Generation | TWh | 179.4584 | 192.5917 | 196.7095 | 201.2384 | 185.5974 | 189.5623 | 187.347 | 177.5846
Zero Reserve Margin Type 3 Constraints | 1150 | 5803 | MACT Fuel Choice Floor in lbs/MMBtu | FALSE | L | Annual | Constraint Shadow Price | US2016$/Ton | 0 | 0 | 0 | 0 | 0 | 0 | 0 | 0

## Table 1-16_US
EPAv6_May_2019_Reference_Case
| 2021 | 2023 | 2025 | 2030 | 2035 | 2040 | 2045 | 2050
1. Reserve Margin Capacity Winter [MW] | 894251.4026 | 901017.2333 | 911961.7144 | 938605.323 | 971164.54 | 1013500.9723 | 1061183.3934 | 1116590.1814
Plus Firm Contract Purchases Winter [MW] | 0 | 0 | 0 | 0 | 0 | 0 | 0 | 0
Plus Transmission In Winter [MW] | 8778.6903 | 8580.172 | 8301.6075 | 7638.7969 | 7197.7225 | 7996.2968 | 9787.6626 | 12435.8384
Less Firm Contract Sales Winter [MW] | 0 | 0 | 0 | 0 | 0 | 0 | 0 | 0
Less Transmission Out Winter [MW] | 10591.034 | 10977.2929 | 11357.6277 | 12766.2285 | 13754.9084 | 14817.744 | 16783.7105 | 19632.1779
Total Reserve Margin Capacity Winter [MW] | 892439.0589 | 898620.1124 | 908905.6942 | 933477.8914 | 964607.3541 | 1006679.5251 | 1054187.3455 | 1109393.8419
2. Peak Load Winter [MW] | 652553.2614 | 659665.8687 | 668504.0517 | 689872.8068 | 714395.6915 | 745015.5433 | 778597.7473 | 817813.1968
Less DSM [MW] | 0 | 0 | 0 | 0 | 0 | 0 | 0 | 0
Net Demand Winter [MW] | 652553.2614 | 659665.8687 | 668504.0517 | 689872.8068 | 714395.6915 | 745015.5433 | 778597.7473 | 817813.1968
3. Reserve Margin Winter [%] | 36.7611 | 36.2235 | 35.9611 | 35.3116 | 35.0242 | 35.1219 | 35.3956 | 35.6537
1. Reserve Margin Capacity WintShld [MW] | 894251.4026 | 901017.2333 | 911961.7144 | 938605.323 | 971164.54 | 1013500.9723 | 1061183.3934 | 1116590.1814
Plus Firm Contract Purchases WintShld [MW] | 0 | 0 | 0 | 0 | 0 | 0 | 0 | 0
Plus Transmission In WintShld [MW] | 8844.9928 | 4353.9796 | 3170.4527 | 1042.8803 | 557.5517 | 0 | 0 | 1425.3071
Less Firm Contract Sales WintShld [MW] | 0 | 0 | 0 | 0 | 0 | 0 | 0 | 0
Less Transmission Out WintShld [MW] | 9094.1822 | 4470.4051 | 3605.6087 | 2471.9331 | 1618.6406 | 825.0757 | 482.8277 | 1736.8485
Total Reserve Margin Capacity WintShld [MW] | 894002.2132 | 900900.8078 | 911526.5584 | 937176.2702 | 970103.4511 | 1012675.8966 | 1060700.5656 | 1116278.6401
2. Peak Load WintShld [MW] | 586298.0289 | 591980.3405 | 598705.8663 | 617691.0194 | 637999.2981 | 663774.0714 | 691526.7395 | 724119.9773
Less DSM [MW] | 0 | 0 | 0 | 0 | 0 | 0 | 0 | 0
Net Demand WintShld [MW] | 586298.0289 | 591980.3405 | 598705.8663 | 617691.0194 | 637999.2981 | 663774.0714 | 691526.7395 | 724119.9773
3. Reserve Margin WintShld [%] | 52.4826 | 52.1842 | 52.2495 | 51.7225 | 52.054 | 52.5633 | 53.3853 | 54.1566
1. Reserve Margin Capacity Summer [MW] | 894251.4026 | 901017.2333 | 911961.7144 | 938605.323 | 971164.54 | 1013500.9723 | 1061183.3934 | 1116590.1814
Plus Firm Contract Purchases Summer [MW] | 0 | 0 | 0 | 0 | 0 | 0 | 0 | 0
Plus Transmission In Summer [MW] | 89968.4079 | 86631.5101 | 86174.7028 | 82034.5706 | 82830.9881 | 80530.5139 | 82542.1425 | 83438.6226
Less Firm Contract Sales Summer [MW] | 0 | 0 | 0 | 0 | 0 | 0 | 0 | 0
Less Transmission Out Summer [MW] | 88451.1325 | 82735.3935 | 82848.3319 | 79693.277 | 78617.9809 | 76260.8934 | 78329.5984 | 78462.7615
Total Reserve Margin Capacity Summer [MW] | 895768.678 | 904913.3499 | 915288.0853 | 940946.6167 | 975377.5471 | 1017770.5928 | 1065395.9374 | 1121566.0425
2. Peak Load Summer [MW] | 769157.4535 | 776103.1499 | 786313.7676 | 812020.6562 | 842636.9668 | 880447.2714 | 922814.5851 | 972213.8173
Less DSM [MW] | 0 | 0 | 0 | 0 | 0 | 0 | 0 | 0
Net Demand Summer [MW] | 769157.4535 | 776103.1499 | 786313.7676 | 812020.6562 | 842636.9668 | 880447.2714 | 922814.5851 | 972213.8173
3. Reserve Margin Summer [%] | 16.461 | 16.597 | 16.4024 | 15.8772 | 15.753 | 15.597 | 15.4507 | 15.3621
1. Reserve Margin Capacity Annual [MW] | 894251.4026 | 901017.2333 | 911961.7144 | 938605.323 | 971164.54 | 1013500.9723 | 1061183.3934 | 1116590.1814
Plus Firm Contract Purchases Annual [MW] | 0 | 0 | 0 | 0 | 0 | 0 | 0 | 0
Plus Transmission In Annual [MW] | 89930.7395 | 85272.4342 | 85768.2334 | 82855.3832 | 84537.482 | 83879.0493 | 87619.5743 | 89965.6838
Less Firm Contract Sales Annual [MW] | 0 | 0 | 0 | 0 | 0 | 0 | 0 | 0
Less Transmission Out Annual [MW] | 79273.1056 | 76531.3026 | 77124.7312 | 75049.481 | 73754.188 | 71564.2681 | 73751.3782 | 74047.4911
Total Reserve Margin Capacity Annual [MW] | 904909.0364 | 909758.3649 | 920605.2166 | 946411.2252 | 981947.834 | 1025815.7535 | 1075051.5895 | 1132508.3742
(for seasonal/annual regions combined)
2. Peak Load Annual [MW] | 773999.6135 | 781021.8349 | 791339.2668 | 817189.7985 | 848157.3703 | 886344.6483 | 929193.1199 | 979143.5116
Less DSM [MW] | 0 | 0 | 0 | 0 | 0 | 0 | 0 | 0
Net Demand Annual [MW] | 773999.6135 | 781021.8349 | 791339.2668 | 817189.7985 | 848157.3703 | 886344.6483 | 929193.1199 | 979143.5116
(for seasonal/annual regions combined)
3. Reserve Margin Annual [%] | 16.9134 | 16.4831 | 16.3351 | 15.8129 | 15.7742 | 15.7355 | 15.6973 | 15.6632
(for seasonal/annual regions combined)
4. Total Generation [GWh] | 4077434.7453 | 4128787.0405 | 4179716.6991 | 4295489.1929 | 4417218.7106 | 4573719.7403 | 4725576.8183 | 4906741.4742
Inter-Region Transmission [GWh] | 10312.628 | 8530.0466 | 6057.1011 | 8689.3685 | -2105.9354 | -8941.8644 | -10120.5817 | -11854.8608
Pumping & Storage Losses [GWh] | 10655.1853 | 15268.6576 | 17902.4301 | 20888.9398 | 21378.6016 | 22259.4072 | 22669.5741 | 22231.4453
Plus Purchases [GWh] | 0 | 0 | 0 | 0 | 0 | 0 | 0 | 0
Less Sales [GWh] | 0 | 0 | 0 | 0 | 0 | 0 | 0 | 0
5. Total Supply for Demand [GWh] | 4077092.188 | 4122048.4295 | 4167871.37 | 4283289.6216 | 4393734.1736 | 4542518.4687 | 4692786.6625 | 4872655.1682
6. Projected Demand [GWh] | 4076471.14 | 4121165.452 | 4167025.261 | 4282151.519 | 4392663.345 | 4541586.229 | 4692169.727 | 4872214.217
Energy Not Served [GWh] | 0 | 0 | 0 | 0 | 0 | 0 | 0 | 0
Less DSM [GWh] | 0 | 0 | 0 | 0 | 0 | 0 | 0 | 0
Energy Demand Response [GWh] | 0 | 0 | 0 | 0 | 0 | 0 | 0 | 0
Net Demand [GWh] | 4076471.14 | 4121165.452 | 4167025.261 | 4282151.519 | 4392663.345 | 4541586.229 | 4692169.727 | 4872214.217
7. Dumped Energy [GWh] | 621.048 | 882.9775 | 846.109 | 1138.1026 | 1070.8286 | 932.2397 | 616.9355 | 440.9512
8. Total Generation [GWh] | 4077434.7453 | 4128787.0405 | 4179716.6991 | 4295489.1929 | 4417218.7106 | 4573719.7403 | 4725576.8183 | 4906741.4742
Less T&D Losses [GWh] | 280222.0458 | 283166.6245 | 286512.9906 | 294388.1444 | 302454.7436 | 313224.5446 | 323755.9415 | 336668.9258
9. Total Sales [GWh] | 3797212.6996 | 3845620.416 | 3893203.7085 | 4001101.0485 | 4114763.967 | 4260495.1957 | 4401820.8768 | 4570072.5484
Capacity Avoided Costs [US$/kW]
ANNUAL | 18.7537 | 35.7782 | 34.0609 | 51.0675 | 59.8004 | 56.8533 | 54.062 | 51.9803
WINTER | 0.85743 | 1.0478 | 0.71247 | 0.8004 | 0.65602 | 0.48602 | 0.4306 | 0.30912
WINTSHLD | 0.17269 | 0.18187 | 0.16712 | 0.047429 | 0.01603 | 0 | 0.0068764 | 0.13314
SUMMER | 17.8665 | 34.8448 | 33.4602 | 50.5834 | 59.5458 | 56.7628 | 54.0116 | 51.9218
10. Capacity by Capacity Reporting Type [MW]
00 New Combined Cycle | 12684.5 | 14854.7793 | 15244.484 | 22818.1416 | 43888.5233 | 72180.5304 | 99952.2171 | 141941.8297
00 New Combined Cycle with Carbon Capture | 0 | 0 | 0 | 0 | 0 | 0 | 0 | 0
00 New Combustion Turbine | 4238.5154 | 8885.6778 | 8975.9647 | 9898.3732 | 23838.6435 | 41618.381 | 57025.5792 | 82662.5144
00 New Hydro | 6497.4284 | 8163.4647 | 8832.4679 | 8863.9632 | 9294.8105 | 9501.7623 | 9680.3186 | 9680.3186
00 New Nuclear | 0 | 0 | 0 | 0 | 0 | 0 | 0 | 0
00 New Biomass | 217.9 | 217.9 | 217.9 | 217.9 | 217.9 | 217.9 | 217.9 | 217.9
00 New Geothermal | 456.576 | 637.6401 | 637.6401 | 637.6401 | 637.6401 | 637.6401 | 637.6401 | 637.6401
00 New Landfill Gas | 36.2 | 36.2 | 36.2 | 36.2 | 36.2 | 36.2 | 36.2 | 36.2
00 New Battery Storage | 924.3 | 2118.9 | 3797.9 | 6697.9 | 6697.9 | 6697.9 | 6970.5484 | 7342.9467
00 New Offshore Wind | 0 | 0 | 0 | 0 | 0 | 0 | 0 | 0
00 New Onshore Wind | 33941 | 33941 | 35519.565 | 62408.5471 | 63566.132 | 64339.4835 | 83466.6077 | 93244.8836
00 New Solar PV | 25855 | 44261 | 62667 | 88347.7313 | 91585.3565 | 92128.9761 | 104294.14 | 114724.6881
00 New Solar Thermal | 0 | 0 | 0 | 0 | 0 | 0 | 0 | 0
00 New Fuel Cell | 35 | 35 | 35 | 35 | 35 | 35 | 35 | 35
00 New Ultrasupercritical Coal without CCS | 0 | 0 | 0 | 0 | 0 | 0 | 0 | 0
00 New Ultrasupercritical Coal with 30% CCS | 0 | 0 | 0 | 0 | 0 | 0 | 0 | 0
00 New Ultrasupercritical Coal with 90% CCS | 0 | 0 | 0 | 0 | 0 | 0 | 0 | 0
00 Exist Combined Cycle | 259420.8608 | 259420.8608 | 259420.8608 | 259420.8608 | 259420.8608 | 259420.8608 | 259420.8608 | 259420.8608
00 Exist Combustion Turbine | 143484.603 | 143466.903 | 143465.903 | 143465.903 | 143177.903 | 143177.903 | 143177.903 | 143177.903
00 Exist Coal Steam_Uncontrolled | 659.3 | 622.0037 | 622.0037 | 585.3 | 501.9 | 501.9 | 474.9 | 474.9
00 Exist Coal Steam_ACI | 12870.3341 | 12658.3341 | 12623.3341 | 12500.4607 | 11325.1964 | 10260.1964 | 10260.1964 | 10240.6964
00 Exist Coal Steam_ACI_DSI | 3167 | 2851 | 2851 | 2391 | 2391 | 2111 | 2111 | 2111
00 Exist Coal Steam_DryFGD | 60 | 60 | 60 | 60 | 60 | 60 | 60 | 60
00 Exist Coal Steam_DryFGD_ACI | 8369.6175 | 8369.6175 | 8369.6175 | 8369.6175 | 8369.6175 | 8369.6175 | 8369.6175 | 8369.6175
00 Exist Coal Steam_DryFGD_ACI_DSI | 0 | 0 | 0 | 0 | 0 | 0 | 0 | 0
00 Exist Coal Steam_DryFGD_SCR | 679 | 679 | 679 | 679 | 679 | 441 | 441 | 441
00 Exist Coal Steam_DryFGD_SCR_ACI | 15179.5694 | 15179.5694 | 15179.5694 | 15179.5694 | 15179.5694 | 15179.5694 | 15179.5694 | 14267
00 Exist Coal Steam_DryFGD_SCR_DSI | 268 | 268 | 268 | 268 | 268 | 268 | 268 | 268
00 Exist Coal Steam_DryFGD_SCR_ACI_DSI | 1108 | 1108 | 1108 | 1108 | 1108 | 1108 | 1108 | 1108
00 Exist Coal Steam_DryFGD_SNCR | 0 | 0 | 0 | 0 | 0 | 0 | 0 | 0
00 Exist Coal Steam_DryFGD_SNCR_ACI | 1434 | 1434 | 1434 | 1434 | 1434 | 1434 | 1434 | 1251.7869
00 Exist Coal Steam_DryFGD_SNCR_ACI_DSI | 2340 | 2340 | 2340 | 2340 | 2340 | 2340 | 2340 | 2340
00 Exist Coal Steam_DSI | 1209 | 1209 | 1209 | 955 | 955 | 955 | 955 | 955
00 Exist Coal Steam_SCR_ACI | 3794 | 3794 | 3794 | 3794 | 3794 | 3794 | 3794 | 3794
00 Exist Coal Steam_SCR_ACI_DSI | 348 | 348 | 348 | 348 | 348 | 348 | 348 | 0
00 Exist Coal Steam_SNCR | 7.6 | 7.6 | 7.6 | 7.6 | 7.6 | 7.6 | 7.6 | 7.6
00 Exist Coal Steam_SNCR_ACI | 588 | 588 | 588 | 588 | 588 | 588 | 588 | 588
00 Exist Coal Steam_SNCR_ACI_DSI | 640 | 640 | 640 | 640 | 640 | 640 | 640 | 0
00 Exist Coal Steam_WetFGD | 4636.9643 | 2730.7 | 2730.7 | 2730.7 | 2730.7 | 2730.7 | 2720 | 2720
00 Exist Coal Steam_WetFGD_ACI | 10978.49 | 10348.5618 | 9689.1631 | 9687.3437 | 9687.3437 | 9687.3437 | 9687.3437 | 9687.3437
00 Exist Coal Steam_WetFGD_ACI_DSI | 495 | 495 | 495 | 495 | 495 | 495 | 495 | 249.6211
00 Exist Coal Steam_WetFGD_DSI | 0 | 0 | 0 | 0 | 0 | 0 | 0 | 0
00 Exist Coal Steam_WetFGD_SCR | 49345.5901 | 46857.5901 | 46857.5901 | 46857.5901 | 45937.7166 | 45253.0581 | 43914.5496 | 38881
00 Exist Coal Steam_WetFGD_SCR_DSI | 456 | 456 | 456 | 456 | 456 | 0 | 0 | 0
00 Exist Coal Steam_WetFGD_SCR_ACI | 27030 | 27030 | 27030 | 27030 | 27030 | 27030 | 27030 | 25757
00 Exist Coal Steam_WetFGD_SCR_ACI_DSI | 3535.5544 | 3535.5544 | 3535.5544 | 3535.5544 | 2809 | 2335 | 2197.2088 | 1926
00 Exist Coal Steam_WetFGD_SNCR | 3381.7 | 3091.7 | 3091.7 | 3091.7 | 3091.7 | 2200 | 941 | 455
00 Exist Coal Steam_WetFGD_SNCR_ACI | 8263.9089 | 8260.6328 | 8260.6328 | 8260.6328 | 7744.6328 | 7744.6328 | 7744.6328 | 5986.6328
00 Exist Coal Steam_WetFGD_SNCR_ACI_DSI | 0 | 0 | 0 | 0 | 0 | 0 | 0 | 0
00 Exist FBC_Uncontrolled | 0 | 0 | 0 | 0 | 0 | 0 | 0 | 0
00 Exist FBC_WetFGD_SNCR | 32 | 32 | 32 | 32 | 32 | 32 | 32 | 32
00 Exist FBC_WetFGD_DSI | 0 | 0 | 0 | 0 | 0 | 0 | 0 | 0
00 Exist FBC_ACI | 0 | 0 | 0 | 0 | 0 | 0 | 0 | 0
00 Exist FBC_ACI_DSI | 440 | 440 | 440 | 440 | 440 | 440 | 440 | 440
00 Exist FBC_DryFGD_ACI | 136 | 136 | 136 | 136 | 136 | 0 | 0 | 0
00 Exist FBC_DryFGD_DSI | 0 | 0 | 0 | 0 | 0 | 0 | 0 | 0
00 Exist FBC_DryFGD_SNCR | 586 | 586 | 586 | 586 | 586 | 586 | 0 | 0
00 Exist FBC_DryFGD_SNCR_ACI | 1238 | 1238 | 1238 | 1238 | 1238 | 1238 | 1238 | 610
00 Exist FBC_DryFGD_SNCR_ACI_DSI | 90 | 90 | 90 | 90 | 90 | 90 | 90 | 90
00 Exist FBC_DryFGD_SNCR_DSI | 0 | 0 | 0 | 0 | 0 | 0 | 0 | 0
00 Exist FBC_DSI | 321.976 | 321.976 | 321.976 | 321.976 | 321.976 | 321.976 | 321.976 | 321.976
00 Exist FBC_SNCR | 100 | 0 | 0 | 0 | 0 | 0 | 0 | 0
00 Exist FBC_SNCR_ACI | 10.6 | 10.6 | 10.6 | 10.6 | 10.6 | 10.6 | 10.6 | 10.6
00 Exist FBC_SNCR_ACI_DSI | 305 | 305 | 305 | 305 | 305 | 305 | 305 | 305
00 Exist FBC_SNCR_DSI | 558 | 558 | 558 | 558 | 558 | 558 | 378 | 320
00 Exist IGCC | 595 | 595 | 595 | 595 | 595 | 595 | 595 | 0
00 Exist Fossil_Other | 1049.4 | 1049.4 | 1049.4 | 1049.4 | 1049.4 | 1049.4 | 1049.4 | 1049.4
00 Exist Fuel Cell | 130.2 | 130.2 | 130.2 | 130.2 | 130.2 | 130.2 | 130.2 | 130.2
00 Exist Hydro | 79421.4 | 79420.6 | 79420.6 | 79420.6 | 79420.6 | 79420.6 | 79420.6 | 79420.6
00 Exist Non Fossil_Other | 4284 | 4284 | 4284 | 4284 | 4284 | 4284 | 4284 | 4284
00 Exist Nuclear | 88399.2 | 81817.133 | 80697.133 | 76086.9796 | 75186.2423 | 75186.2423 | 75186.2423 | 73062.1423
00 International Imports | 1000 | 1000 | 1000 | 1000 | 1000 | 1000 | 1000 | 1000
00 Exist Oil/Gas Steam | 53668.9493 | 53555.4218 | 53045.3304 | 53030.3059 | 52993.8059 | 52921.8059 | 52234.6059 | 50859.9203
00 Exist Oil/Gas Steam_SCR | 7466.8 | 7466.8 | 7466.8 | 7466.8 | 7466.8 | 7466.8 | 7466.8 | 7466.8
00 Exist Oil/Gas Steam_SNCR | 6137 | 6137 | 6137 | 6137 | 6137 | 6137 | 5397 | 4231
00 Exist Biomass | 536.0129 | 536.0129 | 320.1457 | 320.1457 | 320.1457 | 320.1457 | 320.1457 | 320.1457
00 Exist Landfill Gas | 1842.8 | 1842.8 | 1842.8 | 1842.8 | 1842.8 | 1842.8 | 1842.8 | 1842.8
00 Exist Geothermal | 2388.5 | 2388.5 | 2388.5 | 2388.5 | 2388.5 | 2388.5 | 2388.5 | 2388.5
00 Exist Pump Storage | 22196.2 | 22196.2 | 22196.2 | 22196.2 | 22196.2 | 22196.2 | 22196.2 | 22196.2
00 Exist Energy Storage | 681.4 | 681.4 | 681.4 | 681.4 | 681.4 | 681.4 | 681.4 | 681.4
00 Exist Solar PV | 24574.7 | 24574.7 | 24574.7 | 24574.7 | 24574.7 | 24574.7 | 24574.7 | 24574.7
00 Exist Solar Thermal | 1754 | 1754 | 1754 | 1754 | 1754 | 1754 | 1754 | 1754
00 Exist Offshore Wind | 29.3 | 29.3 | 29.3 | 29.3 | 29.3 | 29.3 | 29.3 | 29.3
00 Exist Onshore Wind | 90437.5 | 90437.5 | 90437.5 | 90437.5 | 90437.5 | 90437.5 | 90437.5 | 90437.5
00 Ret.ACI | 0 | 0 | 0 | 0 | 0 | 0 | 0 | 0
00 Ret.ACI & DryFGD | 0 | 0 | 0 | 0 | 0 | 0 | 0 | 0
00 Ret.ACI & DryFGD & HRI | 0 | 0 | 0 | 0 | 0 | 0 | 0 | 0
00 Ret.ACI & DSI | 0 | 0 | 0 | 0 | 0 | 0 | 0 | 0
00 Ret.ACI & DSI & DryFGD | 0 | 0 | 0 | 0 | 0 | 0 | 0 | 0
00 Ret.ACI & DSI & DryFGD & HRI | 0 | 0 | 0 | 0 | 0 | 0 | 0 | 0
00 Ret.ACI & DSI & HRI | 0 | 0 | 0 | 0 | 0 | 0 | 0 | 0
00 Ret.ACI & DSI & WetFGD & HRI | 0 | 0 | 0 | 0 | 0 | 0 | 0 | 0
00 Ret.ACI & HRI | 0 | 0 | 0 | 0 | 0 | 0 | 0 | 0
00 Ret.ACI & SCR | 0 | 0 | 0 | 0 | 0 | 0 | 0 | 0
00 Ret.ACI & SCR & DryFGD & HRI | 0 | 0 | 0 | 0 | 0 | 0 | 0 | 0
00 Ret.ACI & SCR & DSI | 0 | 0 | 0 | 0 | 0 | 0 | 0 | 0
00 Ret.ACI & SCR & DSI & DryFGD | 0 | 0 | 0 | 0 | 0 | 0 | 0 | 0
00 Ret.ACI & SCR & DSI & DryFGD & HRI | 0 | 0 | 0 | 0 | 0 | 0 | 0 | 0
00 Ret.ACI & SCR & DSI & HRI | 0 | 0 | 0 | 0 | 0 | 0 | 0 | 0
00 Ret.ACI & SCR & DSI & WetFGD | 0 | 0 | 0 | 0 | 0 | 0 | 0 | 0
00 Ret.ACI & SCR & DSI & WetFGD & HRI | 0 | 0 | 0 | 0 | 0 | 0 | 0 | 0
00 Ret.ACI & SCR & HRI | 0 | 0 | 0 | 0 | 0 | 0 | 0 | 0
00 Ret.ACI & SCR & WetFGD & HRI | 0 | 0 | 0 | 0 | 0 | 0 | 0 | 0
00 Ret.ACI & SNCR | 0 | 0 | 0 | 0 | 0 | 0 | 0 | 0
00 Ret.ACI & SNCR & DSI | 0 | 0 | 0 | 0 | 0 | 0 | 0 | 0
00 Ret.ACI & SNCR & DSI & DryFGD | 0 | 0 | 0 | 0 | 0 | 0 | 0 | 0
00 Ret.ACI & SNCR & DSI & DryFGD & HRI | 0 | 0 | 0 | 0 | 0 | 0 | 0 | 0
00 Ret.ACI & SNCR & DSI & HRI | 0 | 0 | 0 | 0 | 0 | 0 | 0 | 0
00 Ret.ACI & SNCR & DSI & WetFGD | 0 | 0 | 0 | 0 | 0 | 0 | 0 | 0
00 Ret.ACI & SNCR & DSI & WetFGD & HRI | 0 | 0 | 0 | 0 | 0 | 0 | 0 | 0
00 Ret.ACI & SNCR & HRI | 0 | 0 | 0 | 0 | 0 | 0 | 0 | 0
00 Ret.ACI & WetFGD | 0 | 0 | 0 | 0 | 0 | 0 | 0 | 0
00 Ret.ACI & WetFGD & DSI | 0 | 0 | 0 | 0 | 0 | 0 | 0 | 0
00 Ret.ACI & WetFGD & HRI | 0 | 0 | 0 | 0 | 0 | 0 | 0 | 0
00 Ret.C2G | 2277 | 2593.2963 | 3013.2963 | 3013.2963 | 3013.2963 | 3013.2963 | 2978.2963 | 2756.2963
00 Ret.C2G & SCR | 0 | 0 | 0 | 0 | 0 | 0 | 0 | 0
00 Ret.CCG | 0 | 0 | 0 | 0 | 0 | 0 | 0 | 0
00 Ret.DryFGD | 0 | 0 | 0 | 0 | 0 | 0 | 0 | 0
00 Ret.DryFGD & CCS | 0 | 0 | 0 | 0 | 0 | 0 | 0 | 0
00 Ret.DryFGD & HRI | 0 | 0 | 0 | 0 | 0 | 0 | 0 | 0
00 Ret.DSI | 41.8877 | 41.8877 | 41.8877 | 41.8877 | 41.8877 | 0 | 0 | 0
00 Ret.DSI & DryFGD | 0 | 0 | 0 | 0 | 0 | 0 | 0 | 0
00 Ret.DSI & DryFGD & HRI | 0 | 0 | 0 | 0 | 0 | 0 | 0 | 0
00 Ret.DSI & HRI | 0 | 0 | 0 | 0 | 0 | 0 | 0 | 0
00 Ret.DSI & WetFGD | 0 | 0 | 0 | 0 | 0 | 0 | 0 | 0
00 Ret.DSI & WetFGD & HRI | 0 | 0 | 0 | 0 | 0 | 0 | 0 | 0
00 Ret.ExistACI & DryFGD | 0 | 0 | 0 | 0 | 0 | 0 | 0 | 0
00 Ret.ExistACI & DryFGD & CCS | 0 | 0 | 0 | 0 | 0 | 0 | 0 | 0
00 Ret.ExistACI & DryFGD & HRI | 0 | 0 | 0 | 0 | 0 | 0 | 0 | 0
00 Ret.ExistACI & DryFGD & HRI & CCS | 0 | 0 | 0 | 0 | 0 | 0 | 0 | 0
00 Ret.ExistACI & DSI | 0 | 0 | 0 | 0 | 0 | 0 | 0 | 0
00 Ret.ExistACI & DSI & DryFGD | 0 | 0 | 0 | 0 | 0 | 0 | 0 | 0
00 Ret.ExistACI & DSI & DryFGD & HRI | 0 | 0 | 0 | 0 | 0 | 0 | 0 | 0
00 Ret.ExistACI & DSI & HRI | 0 | 0 | 0 | 0 | 0 | 0 | 0 | 0
00 Ret.ExistACI & DSI & WetFGD | 0 | 0 | 0 | 0 | 0 | 0 | 0 | 0
00 Ret.ExistACI & DSI & WetFGD & HRI | 0 | 0 | 0 | 0 | 0 | 0 | 0 | 0
00 Ret.ExistACI & HRI | 0 | 0 | 0 | 0 | 0 | 0 | 0 | 0
00 Ret.ExistACI & HRI & WetFGD | 0 | 0 | 0 | 0 | 0 | 0 | 0 | 0
00 Ret.ExistACI & SCR | 0 | 0 | 0 | 0 | 0 | 0 | 0 | 0
00 Ret.ExistACI & SCR & DryFGD | 0 | 0 | 0 | 0 | 0 | 0 | 0 | 0
00 Ret.ExistACI & SCR & DryFGD & CCS | 0 | 0 | 0 | 0 | 0 | 0 | 0 | 0
00 Ret.ExistACI & SCR & DryFGD & HRI | 0 | 0 | 0 | 0 | 0 | 0 | 0 | 0
00 Ret.ExistACI & SCR & DryFGD & HRI & CCS | 0 | 0 | 0 | 0 | 0 | 0 | 0 | 0
00 Ret.ExistACI & SCR & DSI | 0 | 0 | 0 | 0 | 0 | 0 | 0 | 0
00 Ret.ExistACI & SCR & DSI & DryFGD | 0 | 0 | 0 | 0 | 0 | 0 | 0 | 0
00 Ret.ExistACI & SCR & DSI & DryFGD & HRI | 0 | 0 | 0 | 0 | 0 | 0 | 0 | 0
00 Ret.ExistACI & SCR & DSI & HRI | 0 | 0 | 0 | 0 | 0 | 0 | 0 | 0
00 Ret.ExistACI & SCR & HRI | 0 | 0 | 0 | 0 | 0 | 0 | 0 | 0
00 Ret.ExistACI & SCR & WetFGD | 0 | 0 | 0 | 0 | 0 | 0 | 0 | 0
00 Ret.ExistACI & SCR & WetFGD & CCS | 0 | 0 | 0 | 0 | 0 | 0 | 0 | 0
00 Ret.ExistACI & SCR & WetFGD & HRI | 0 | 0 | 0 | 0 | 0 | 0 | 0 | 0
00 Ret.ExistACI & SCR & WetFGD & HRI & CCS | 0 | 0 | 0 | 0 | 0 | 0 | 0 | 0
00 Ret.ExistACI & SNCR | 30.484 | 30.484 | 30.484 | 30.484 | 145.231 | 145.231 | 145.231 | 145.231
00 Ret.ExistACI & SNCR & DryFGD | 0 | 0 | 0 | 0 | 0 | 0 | 0 | 0
00 Ret.ExistACI & SNCR & DryFGD & CCS | 0 | 0 | 0 | 0 | 0 | 0 | 0 | 0
00 Ret.ExistACI & SNCR & DryFGD & HRI | 0 | 0 | 0 | 0 | 0 | 0 | 0 | 0
00 Ret.ExistACI & SNCR & DryFGD & HRI & CCS | 0 | 0 | 0 | 0 | 0 | 0 | 0 | 0
00 Ret.ExistACI & SNCR & DSI | 0 | 0 | 0 | 0 | 0 | 0 | 0 | 0
00 Ret.ExistACI & SNCR & DSI & HRI | 0 | 0 | 0 | 0 | 0 | 0 | 0 | 0
00 Ret.ExistACI & SNCR & HRI | 0 | 0 | 0 | 0 | 0 | 0 | 0 | 0
00 Ret.ExistACI & SNCR & WetFGD | 0 | 0 | 0 | 0 | 0 | 0 | 0 | 0
00 Ret.ExistACI & SNCR & WetFGD & CCS | 0 | 0 | 0 | 0 | 0 | 0 | 0 | 0
00 Ret.ExistACI & SNCR & WetFGD & HRI | 0 | 0 | 0 | 0 | 0 | 0 | 0 | 0
00 Ret.ExistACI & SNCR & WetFGD & HRI & CCS | 0 | 0 | 0 | 0 | 0 | 0 | 0 | 0
00 Ret.ExistACI & WetFGD | 0 | 0 | 0 | 0 | 0 | 0 | 0 | 0
00 Ret.ExistACI & WetFGD & CCS | 0 | 0 | 0 | 0 | 0 | 0 | 0 | 0
00 Ret.ExistACI & WetFGD & HRI & CCS | 0 | 0 | 0 | 0 | 0 | 0 | 0 | 0
00 Ret.ExistACI_DSI & DryFGD | 647.2135 | 647.2135 | 647.2135 | 647.2135 | 647.2135 | 647.2135 | 647.2135 | 647.2135
00 Ret.ExistACI_DSI & DryFGD & CCS | 0 | 0 | 0 | 0 | 0 | 0 | 0 | 0
00 Ret.ExistACI_DSI & DryFGD & HRI | 0 | 0 | 0 | 0 | 0 | 0 | 0 | 0
00 Ret.ExistACI_DSI & DryFGD & HRI & CCS | 0 | 0 | 0 | 0 | 0 | 0 | 0 | 0
00 Ret.ExistACI_DSI & HRI | 0 | 0 | 0 | 0 | 0 | 0 | 0 | 0
00 Ret.ExistACI_DSI & SCR | 0 | 0 | 0 | 0 | 0 | 0 | 0 | 0
00 Ret.ExistACI_DSI & SCR & DryFGD | 0 | 0 | 0 | 0 | 0 | 0 | 0 | 0
00 Ret.ExistACI_DSI & SCR & DryFGD & CCS | 0 | 0 | 0 | 0 | 0 | 0 | 0 | 0
00 Ret.ExistACI_DSI & SCR & DryFGD & HRI | 0 | 0 | 0 | 0 | 0 | 0 | 0 | 0
00 Ret.ExistACI_DSI & SCR & DryFGD & HRI & CCS | 0 | 0 | 0 | 0 | 0 | 0 | 0 | 0
00 Ret.ExistACI_DSI & SCR & HRI | 0 | 0 | 0 | 0 | 0 | 0 | 0 | 0
00 Ret.ExistACI_DSI & SCR & WetFGD | 0 | 0 | 0 | 0 | 0 | 0 | 0 | 0
00 Ret.ExistACI_DSI & SCR & WetFGD & CCS | 0 | 0 | 0 | 0 | 0 | 0 | 0 | 0
00 Ret.ExistACI_DSI & SCR & WetFGD & HRI | 0 | 0 | 0 | 0 | 0 | 0 | 0 | 0
00 Ret.ExistACI_DSI & SCR & WetFGD & HRI & CCS | 0 | 0 | 0 | 0 | 0 | 0 | 0 | 0
00 Ret.ExistACI_DSI & SNCR | 0 | 0 | 0 | 0 | 0 | 0 | 0 | 0
00 Ret.ExistACI_DSI & SNCR & DryFGD | 0 | 0 | 0 | 0 | 0 | 0 | 0 | 0
00 Ret.ExistACI_DSI & SNCR & DryFGD & HRI & CCS | 0 | 0 | 0 | 0 | 0 | 0 | 0 | 0
00 Ret.ExistACI_DSI & SNCR & DryFGD & HRI | 0 | 0 | 0 | 0 | 0 | 0 | 0 | 0
00 Ret.ExistACI_DSI & SNCR & WetFGD & HRI & CCS | 0 | 0 | 0 | 0 | 0 | 0 | 0 | 0
00 Ret.ExistACI_DSI & SNCR & HRI | 0 | 0 | 0 | 0 | 0 | 0 | 0 | 0
00 Ret.ExistACI_DSI & SNCR & WetFGD | 0 | 0 | 0 | 0 | 0 | 0 | 0 | 0
00 Ret.ExistACI_DSI & SNCR & WetFGD & HRI | 0 | 0 | 0 | 0 | 0 | 0 | 0 | 0
00 Ret.ExistACI_DSI & WetFGD | 0 | 0 | 0 | 0 | 0 | 0 | 0 | 0
00 Ret.ExistACI_DSI & WetFGD & CCS | 0 | 0 | 0 | 0 | 0 | 0 | 0 | 0
00 Ret.ExistACI_DSI & WetFGD & HRI | 0 | 0 | 0 | 0 | 0 | 0 | 0 | 0
00 Ret.ExistACI_DSI & WetFGD & HRI & CCS | 0 | 0 | 0 | 0 | 0 | 0 | 0 | 0
00 Ret.ExistDryFGD & ACI | 0 | 0 | 0 | 0 | 0 | 0 | 0 | 0
00 Ret.ExistDryFGD & ACI & CCS | 0 | 0 | 0 | 0 | 0 | 0 | 0 | 0
00 Ret.ExistDryFGD & ACI & HRI | 0 | 0 | 0 | 0 | 0 | 0 | 0 | 0
00 Ret.ExistDryFGD & ACI & HRI & CCS | 0 | 0 | 0 | 0 | 0 | 0 | 0 | 0
00 Ret.ExistDryFGD & ACI & SCR | 0 | 0 | 0 | 0 | 0 | 0 | 0 | 0
00 Ret.ExistDryFGD & ACI & SCR & CCS | 0 | 0 | 0 | 0 | 0 | 0 | 0 | 0
00 Ret.ExistDryFGD & ACI & SCR & HRI | 0 | 0 | 0 | 0 | 0 | 0 | 0 | 0
00 Ret.ExistDryFGD & ACI & SCR & HRI & CCS | 0 | 0 | 0 | 0 | 0 | 0 | 0 | 0
00 Ret.ExistDryFGD & ACI & SNCR | 0 | 0 | 0 | 0 | 0 | 0 | 0 | 0
00 Ret.ExistDryFGD & ACI & SNCR & HRI | 0 | 0 | 0 | 0 | 0 | 0 | 0 | 0
00 Ret.ExistDryFGD & ACI & SNCR & HRI & CCS | 0 | 0 | 0 | 0 | 0 | 0 | 0 | 0
00 Ret.ExistDryFGD & CCS | 0 | 0 | 0 | 0 | 0 | 0 | 0 | 0
00 Ret.ExistDryFGD & HRI | 0 | 0 | 0 | 0 | 0 | 0 | 0 | 0
00 Ret.ExistDryFGD & HRI & CCS | 0 | 0 | 0 | 0 | 0 | 0 | 0 | 0
00 Ret.ExistDryFGD & SCR | 0 | 0 | 0 | 0 | 0 | 0 | 0 | 0
00 Ret.ExistDryFGD & SCR & CCS | 0 | 0 | 0 | 0 | 0 | 0 | 0 | 0
00 Ret.ExistDryFGD & SCR & HRI | 0 | 0 | 0 | 0 | 0 | 0 | 0 | 0
00 Ret.ExistDryFGD & SCR & HRI & CCS | 0 | 0 | 0 | 0 | 0 | 0 | 0 | 0
00 Ret.ExistDryFGD & SNCR | 0 | 0 | 0 | 0 | 0 | 0 | 0 | 0
00 Ret.ExistDryFGD & SNCR & CCS | 0 | 0 | 0 | 0 | 0 | 0 | 0 | 0
00 Ret.ExistDryFGD & SNCR & HRI | 0 | 0 | 0 | 0 | 0 | 0 | 0 | 0
00 Ret.ExistDryFGD & SNCR & HRI & CCS | 0 | 0 | 0 | 0 | 0 | 0 | 0 | 0
00 Ret.ExistDryFGD_ACI & CCS | 0 | 0 | 0 | 0 | 0 | 0 | 0 | 0
00 Ret.ExistDryFGD_ACI & HRI | 0 | 0 | 0 | 0 | 0 | 0 | 0 | 0
00 Ret.ExistDryFGD_ACI & HRI & CCS | 0 | 0 | 0 | 0 | 0 | 0 | 0 | 0
00 Ret.ExistDryFGD_ACI & SCR | 0 | 0 | 0 | 0 | 0 | 0 | 0 | 0
00 Ret.ExistDryFGD_ACI & SCR & CCS | 0 | 0 | 0 | 0 | 0 | 0 | 0 | 0
00 Ret.ExistDryFGD_ACI & SCR & HRI | 0 | 0 | 0 | 0 | 0 | 0 | 0 | 0
00 Ret.ExistDryFGD_ACI & SCR & HRI & CCS | 0 | 0 | 0 | 0 | 0 | 0 | 0 | 0
00 Ret.ExistDryFGD_ACI & SNCR | 1015.715 | 1015.715 | 1015.715 | 1015.715 | 1015.715 | 1015.715 | 1015.715 | 1015.715
00 Ret.ExistDryFGD_ACI & SNCR & CCS | 0 | 0 | 0 | 0 | 0 | 0 | 0 | 0
00 Ret.ExistDryFGD_ACI & SNCR & HRI | 0 | 0 | 0 | 0 | 0 | 0 | 0 | 0
00 Ret.ExistDryFGD_ACI & SNCR & HRI & CCS | 0 | 0 | 0 | 0 | 0 | 0 | 0 | 0
00 Ret.ExistDryFGD_ACI_DSI & HRI | 0 | 0 | 0 | 0 | 0 | 0 | 0 | 0
00 Ret.ExistDryFGD_ACI_DSI & SCR | 0 | 0 | 0 | 0 | 0 | 0 | 0 | 0
00 Ret.ExistDryFGD_ACI_DSI & SCR & CCS | 0 | 0 | 0 | 0 | 0 | 0 | 0 | 0
00 Ret.ExistDryFGD_ACI_DSI & SCR & HRI | 0 | 0 | 0 | 0 | 0 | 0 | 0 | 0
00 Ret.ExistDryFGD_ACI_DSI & SCR & HRI & CCS | 0 | 0 | 0 | 0 | 0 | 0 | 0 | 0
00 Ret.ExistDryFGD_ACI_DSI & SNCR | 0 | 0 | 0 | 0 | 0 | 0 | 0 | 0
00 Ret.ExistDryFGD_ACI_DSI & SNCR & HRI | 0 | 0 | 0 | 0 | 0 | 0 | 0 | 0
00 Ret.ExistDryFGD_SCR & ACI & CCS | 0 | 0 | 0 | 0 | 0 | 0 | 0 | 0
00 Ret.ExistDryFGD_DSI & HRI | 0 | 0 | 0 | 0 | 0 | 0 | 0 | 0
00 Ret.ExistDryFGD_SCR & ACI & HRI | 0 | 0 | 0 | 0 | 0 | 0 | 0 | 0
00 Ret.ExistDryFGD_SCR & ACI & HRI & CCS | 0 | 0 | 0 | 0 | 0 | 0 | 0 | 0
00 Ret.ExistDryFGD_SCR & CCS | 0 | 0 | 0 | 0 | 0 | 0 | 0 | 0
00 Ret.ExistDryFGD_SCR_DSI & ACI & HRI | 0 | 0 | 0 | 0 | 0 | 0 | 0 | 0
00 Ret.ExistDryFGD_SNCR_ACI_DSI & CCS | 0 | 0 | 0 | 0 | 0 | 0 | 0 | 0
00 Ret.ExistDryFGD_SNCR_ACI_DSI & HRI | 0 | 0 | 0 | 0 | 0 | 0 | 0 | 0
00 Ret.ExistDryFGD_SNCR_ACI_DSI & HRI & CCS | 0 | 0 | 0 | 0 | 0 | 0 | 0 | 0
00 Ret.ExistDSI & ACI | 0 | 0 | 0 | 0 | 0 | 0 | 0 | 0
00 Ret.ExistDSI & ACI & HRI | 0 | 0 | 0 | 0 | 0 | 0 | 0 | 0
00 Ret.ExistDSI & ACI & SCR | 0 | 0 | 0 | 0 | 0 | 0 | 0 | 0
00 Ret.ExistDSI & ACI & SCR & DryFGD & HRI | 0 | 0 | 0 | 0 | 0 | 0 | 0 | 0
00 Ret.ExistDSI & ACI & SCR & HRI | 0 | 0 | 0 | 0 | 0 | 0 | 0 | 0
00 Ret.ExistDSI & ACI & SCR & WetFGD & HRI | 0 | 0 | 0 | 0 | 0 | 0 | 0 | 0
00 Ret.ExistDSI & DryFGD | 0 | 0 | 0 | 0 | 0 | 0 | 0 | 0
00 Ret.ExistDSI & DryFGD & ACI | 0 | 0 | 0 | 0 | 0 | 0 | 0 | 0
00 Ret.ExistDSI & DryFGD & ACI & HRI | 0 | 0 | 0 | 0 | 0 | 0 | 0 | 0
00 Ret.ExistDSI & DryFGD & HRI | 0 | 0 | 0 | 0 | 0 | 0 | 0 | 0
00 Ret.ExistDSI & HRI | 0 | 0 | 0 | 0 | 0 | 0 | 0 | 0
00 Ret.ExistDSI & SCR | 0 | 0 | 0 | 0 | 0 | 0 | 0 | 0
00 Ret.ExistDSI & SCR & DryFGD | 0 | 0 | 0 | 0 | 0 | 0 | 0 | 0
00 Ret.ExistDSI & SCR & DryFGD & ACI | 0 | 0 | 0 | 0 | 0 | 0 | 0 | 0
00 Ret.ExistDSI & SCR & DryFGD & HRI | 0 | 0 | 0 | 0 | 0 | 0 | 0 | 0
00 Ret.ExistDSI & SCR & HRI | 0 | 0 | 0 | 0 | 0 | 0 | 0 | 0
00 Ret.ExistDSI & SCR & WetFGD | 0 | 0 | 0 | 0 | 0 | 0 | 0 | 0
00 Ret.ExistDSI & SCR & WetFGD & ACI | 0 | 0 | 0 | 0 | 0 | 0 | 0 | 0
00 Ret.ExistDSI & SCR & WetFGD & HRI | 0 | 0 | 0 | 0 | 0 | 0 | 0 | 0
00 Ret.ExistDSI & SNCR | 0 | 0 | 0 | 0 | 0 | 0 | 0 | 0
00 Ret.ExistDSI & SNCR & ACI | 0 | 0 | 0 | 0 | 0 | 0 | 0 | 0
00 Ret.ExistDSI & SNCR & ACI & HRI | 0 | 0 | 0 | 0 | 0 | 0 | 0 | 0
00 Ret.ExistDSI & SNCR & DryFGD | 0 | 0 | 0 | 0 | 0 | 0 | 0 | 0
00 Ret.ExistDSI & SNCR & DryFGD & ACI | 0 | 0 | 0 | 0 | 0 | 0 | 0 | 0
00 Ret.ExistDSI & SNCR & DryFGD & ACI & HRI | 0 | 0 | 0 | 0 | 0 | 0 | 0 | 0
00 Ret.ExistDSI & SNCR & DryFGD & HRI | 0 | 0 | 0 | 0 | 0 | 0 | 0 | 0
00 Ret.ExistDSI & SNCR & HRI | 0 | 0 | 0 | 0 | 0 | 0 | 0 | 0
00 Ret.ExistDSI & SNCR & WetFGD | 0 | 0 | 0 | 0 | 0 | 0 | 0 | 0
00 Ret.ExistDSI & SNCR & WetFGD & ACI | 0 | 0 | 0 | 0 | 0 | 0 | 0 | 0
00 Ret.ExistDSI & SNCR & WetFGD & ACI & HRI | 0 | 0 | 0 | 0 | 0 | 0 | 0 | 0
00 Ret.ExistDSI & SNCR & WetFGD & HRI | 0 | 0 | 0 | 0 | 0 | 0 | 0 | 0
00 Ret.ExistDSI & WetFGD | 0 | 0 | 0 | 0 | 0 | 0 | 0 | 0
00 Ret.ExistDSI & WetFGD & ACI | 0 | 0 | 0 | 0 | 0 | 0 | 0 | 0
00 Ret.ExistDSI & WetFGD & ACI & HRI | 0 | 0 | 0 | 0 | 0 | 0 | 0 | 0
00 Ret.ExistDSI & WetFGD & HRI | 0 | 0 | 0 | 0 | 0 | 0 | 0 | 0
00 Ret.ExistDSI_ACI & SNCR & DryFGD & CCS | 0 | 0 | 0 | 0 | 0 | 0 | 0 | 0
00 Ret.ExistDSI_ACI & SNCR & WetFGD & CCS | 0 | 0 | 0 | 0 | 0 | 0 | 0 | 0
00 Ret.ExistSCR_ACI & DryFGD | 0 | 0 | 0 | 0 | 0 | 0 | 0 | 0
00 Ret.ExistSCR_ACI & DryFGD & CCS | 0 | 0 | 0 | 0 | 0 | 0 | 0 | 0
00 Ret.ExistSCR_ACI & DryFGD & HRI | 0 | 0 | 0 | 0 | 0 | 0 | 0 | 0
00 Ret.ExistSCR_ACI & DryFGD & HRI & CCS | 0 | 0 | 0 | 0 | 0 | 0 | 0 | 0
00 Ret.ExistSCR_ACI & DSI | 302.0455 | 302.0455 | 302.0455 | 302.0455 | 302.0455 | 302.0455 | 302.0455 | 0
00 Ret.ExistSCR_ACI & DSI & HRI | 0 | 0 | 0 | 0 | 0 | 0 | 0 | 0
00 Ret.ExistSCR_ACI & HRI | 0 | 0 | 0 | 0 | 0 | 0 | 0 | 0
00 Ret.ExistSCR_ACI & WetFGD | 0 | 0 | 0 | 0 | 0 | 0 | 0 | 0
00 Ret.ExistSCR_ACI & WetFGD & CCS | 0 | 0 | 0 | 0 | 0 | 0 | 0 | 0
00 Ret.ExistSCR_ACI & WetFGD & HRI | 0 | 0 | 0 | 0 | 0 | 0 | 0 | 0
00 Ret.ExistSCR_ACI & WetFGD & HRI & CCS | 0 | 0 | 0 | 0 | 0 | 0 | 0 | 0
00 Ret.ExistSCR_ACI_DSI & DryFGD | 0 | 0 | 0 | 0 | 0 | 0 | 0 | 0
00 Ret.ExistSCR_ACI_DSI & DryFGD & HRI | 0 | 0 | 0 | 0 | 0 | 0 | 0 | 0
00 Ret.ExistSCR_ACI_DSI & HRI | 0 | 0 | 0 | 0 | 0 | 0 | 0 | 0
00 Ret.ExistSCR_ACI_DSI & WetFGD | 0 | 0 | 0 | 0 | 0 | 0 | 0 | 0
00 Ret.ExistSCR_ACI_DSI & WetFGD & HRI | 0 | 0 | 0 | 0 | 0 | 0 | 0 | 0
00 Ret.ExistSCR_DryFGD & ACI | 0 | 0 | 0 | 0 | 0 | 0 | 0 | 0
00 Ret.ExistSCR_DryFGD & HRI | 0 | 0 | 0 | 0 | 0 | 0 | 0 | 0
00 Ret.ExistSCR_DryFGD & HRI & CCS | 0 | 0 | 0 | 0 | 0 | 0 | 0 | 0
00 Ret.ExistSCR_DryFGD_ACI & CCS | 0 | 0 | 0 | 0 | 0 | 0 | 0 | 0
00 Ret.ExistSCR_DryFGD_ACI & HRI | 0 | 0 | 0 | 0 | 0 | 0 | 0 | 0
00 Ret.ExistSCR_DryFGD_ACI & HRI & CCS | 0 | 0 | 0 | 0 | 0 | 0 | 0 | 0
00 Ret.ExistSCR_DryFGD_ACI_DSI & CCS | 0 | 0 | 0 | 0 | 0 | 0 | 0 | 0
00 Ret.ExistSCR_DryFGD_ACI_DSI & HRI | 0 | 0 | 0 | 0 | 0 | 0 | 0 | 0
00 Ret.ExistSCR_DryFGD_ACI_DSI & HRI & CCS | 0 | 0 | 0 | 0 | 0 | 0 | 0 | 0
00 Ret.ExistSCR_DryFGD_DSI & ACI | 0 | 0 | 0 | 0 | 0 | 0 | 0 | 0
00 Ret.ExistSCR_WetFGD & ACI | 0 | 0 | 0 | 0 | 0 | 0 | 0 | 0
00 Ret.ExistSCR_WetFGD & HRI | 0 | 0 | 0 | 0 | 0 | 0 | 0 | 0
00 Ret.ExistSCR_WetFGD & HRI & CCS | 0 | 0 | 0 | 0 | 0 | 0 | 0 | 0
00 Ret.ExistSCR_WetFGD_ACI & CCS | 0 | 0 | 0 | 0 | 0 | 0 | 0 | 0
00 Ret.ExistSCR_WetFGD_ACI & HRI | 0 | 0 | 0 | 0 | 0 | 0 | 0 | 0
00 Ret.ExistSCR_WetFGD_ACI & HRI & CCS | 0 | 0 | 0 | 0 | 0 | 0 | 0 | 0
00 Ret.ExistSCR_WetFGD_ACI_DSI & CCS | 0 | 0 | 0 | 0 | 0 | 0 | 0 | 0
00 Ret.ExistSCR_WetFGD_ACI_DSI & HRI | 0 | 0 | 0 | 0 | 0 | 0 | 0 | 0
00 Ret.ExistSCR_WetFGD_ACI_DSI & HRI & CCS | 0 | 0 | 0 | 0 | 0 | 0 | 0 | 0
00 Ret.ExistSCR_WetFGD_DSI & ACI | 0 | 0 | 0 | 0 | 0 | 0 | 0 | 0
00 Ret.ExistSCR_WetFGD_DSI & HRI | 0 | 0 | 0 | 0 | 0 | 0 | 0 | 0
00 Ret.ExistSCR_WetFGD_DSI & HRI & CCS | 0 | 0 | 0 | 0 | 0 | 0 | 0 | 0
00 Ret.ExistSNCR_ACI & DryFGD | 0 | 0 | 0 | 0 | 0 | 0 | 0 | 0
00 Ret.ExistSNCR_ACI & DryFGD & CCS | 0 | 0 | 0 | 0 | 0 | 0 | 0 | 0
00 Ret.ExistSNCR_ACI & DryFGD & HRI | 0 | 0 | 0 | 0 | 0 | 0 | 0 | 0
00 Ret.ExistSNCR_ACI & DryFGD & HRI & CCS | 0 | 0 | 0 | 0 | 0 | 0 | 0 | 0
00 Ret.ExistSNCR_ACI & DSI & HRI | 0 | 0 | 0 | 0 | 0 | 0 | 0 | 0
00 Ret.ExistSNCR_ACI & HRI | 0 | 0 | 0 | 0 | 0 | 0 | 0 | 0
00 Ret.ExistSNCR_ACI & WetFGD | 0 | 0 | 0 | 0 | 0 | 0 | 0 | 0
00 Ret.ExistSNCR_ACI & WetFGD & CCS | 0 | 0 | 0 | 0 | 0 | 0 | 0 | 0
00 Ret.ExistSNCR_ACI & WetFGD & HRI | 0 | 0 | 0 | 0 | 0 | 0 | 0 | 0
00 Ret.ExistSNCR_ACI & WetFGD & HRI & CCS | 0 | 0 | 0 | 0 | 0 | 0 | 0 | 0
00 Ret.ExistSNCR_ACI_DSI & DryFGD | 0 | 0 | 0 | 0 | 0 | 0 | 0 | 0
00 Ret.ExistSNCR_ACI_DSI & DryFGD & CCS | 0 | 0 | 0 | 0 | 0 | 0 | 0 | 0
00 Ret.ExistSNCR_ACI_DSI & DryFGD & HRI | 0 | 0 | 0 | 0 | 0 | 0 | 0 | 0
00 Ret.ExistSNCR_ACI_DSI & DryFGD & HRI & CCS | 0 | 0 | 0 | 0 | 0 | 0 | 0 | 0
00 Ret.ExistSNCR_ACI_DSI & HRI | 0 | 0 | 0 | 0 | 0 | 0 | 0 | 0
00 Ret.ExistSNCR_ACI_DSI & WetFGD | 0 | 0 | 0 | 0 | 0 | 0 | 0 | 0
00 Ret.ExistSNCR_ACI_DSI & WetFGD & CCS | 0 | 0 | 0 | 0 | 0 | 0 | 0 | 0
00 Ret.ExistSNCR_ACI_DSI & WetFGD & HRI | 0 | 0 | 0 | 0 | 0 | 0 | 0 | 0
00 Ret.ExistSNCR_ACI_DSI & WetFGD & HRI & CCS | 0 | 0 | 0 | 0 | 0 | 0 | 0 | 0
00 Ret.ExistSNCR_DryFGD & HRI | 0 | 0 | 0 | 0 | 0 | 0 | 0 | 0
00 Ret.ExistSNCR_DryFGD_ACI & CCS | 0 | 0 | 0 | 0 | 0 | 0 | 0 | 0
00 Ret.ExistSNCR_DryFGD_ACI & HRI | 0 | 0 | 0 | 0 | 0 | 0 | 0 | 0
00 Ret.ExistSNCR_DryFGD_ACI & HRI & CCS | 0 | 0 | 0 | 0 | 0 | 0 | 0 | 0
00 Ret.ExistSNCR_WetFGD & ACI | 0 | 0 | 0 | 0 | 0 | 0 | 0 | 0
00 Ret.ExistSNCR_WetFGD & HRI | 0 | 0 | 0 | 0 | 0 | 0 | 0 | 0
00 Ret.ExistSNCR_WetFGD & HRI & CCS | 0 | 0 | 0 | 0 | 0 | 0 | 0 | 0
00 Ret.ExistSNCR_WetFGD_ACI & CCS | 0 | 0 | 0 | 0 | 0 | 0 | 0 | 0
00 Ret.ExistSNCR_WetFGD_ACI & HRI | 0 | 0 | 0 | 0 | 0 | 0 | 0 | 0
00 Ret.ExistSNCR_WetFGD_ACI & HRI & CCS | 0 | 0 | 0 | 0 | 0 | 0 | 0 | 0
00 Ret.ExistSNCR_WetFGD_ACI_DSI & CCS | 0 | 0 | 0 | 0 | 0 | 0 | 0 | 0
00 Ret.ExistSNCR_WetFGD_ACI_DSI & HRI | 0 | 0 | 0 | 0 | 0 | 0 | 0 | 0
00 Ret.ExistSNCR_WetFGD_ACI_DSI & HRI & CCS | 0 | 0 | 0 | 0 | 0 | 0 | 0 | 0
00 Ret.ExistWetFGD & ACI | 0 | 0 | 0 | 0 | 0 | 0 | 0 | 0
00 Ret.ExistWetFGD & ACI & CCS | 0 | 0 | 0 | 0 | 0 | 0 | 0 | 0
00 Ret.ExistWetFGD & ACI & HRI | 0 | 0 | 0 | 0 | 0 | 0 | 0 | 0
00 Ret.ExistWetFGD & ACI & HRI & CCS | 0 | 0 | 0 | 0 | 0 | 0 | 0 | 0
00 Ret.ExistWetFGD & ACI & SCR | 0 | 0 | 0 | 0 | 0 | 0 | 0 | 0
00 Ret.ExistWetFGD & ACI & SCR & CCS | 0 | 0 | 0 | 0 | 0 | 0 | 0 | 0
00 Ret.ExistWetFGD & ACI & SCR & HRI | 0 | 0 | 0 | 0 | 0 | 0 | 0 | 0
00 Ret.ExistWetFGD & ACI & SCR & HRI & CCS | 0 | 0 | 0 | 0 | 0 | 0 | 0 | 0
00 Ret.ExistWetFGD & ACI & SNCR | 0 | 0 | 0 | 0 | 0 | 0 | 0 | 0
00 Ret.ExistWetFGD & ACI & SNCR & HRI | 0 | 0 | 0 | 0 | 0 | 0 | 0 | 0
00 Ret.ExistWetFGD & ACI & SNCR & HRI & CCS | 0 | 0 | 0 | 0 | 0 | 0 | 0 | 0
00 Ret.ExistWetFGD & CCS | 0 | 0 | 0 | 0 | 0 | 0 | 0 | 0
00 Ret.ExistWetFGD & HRI | 0 | 0 | 0 | 0 | 0 | 0 | 0 | 0
00 Ret.ExistWetFGD & HRI & CCS | 0 | 0 | 0 | 0 | 0 | 0 | 0 | 0
00 Ret.ExistWetFGD & SCR | 425.0671 | 912.1611 | 912.1611 | 912.1611 | 912.1611 | 912.1611 | 912.1611 | 912.1611
00 Ret.ExistWetFGD & SCR & CCS | 0 | 0 | 0 | 0 | 0 | 0 | 0 | 0
00 Ret.ExistWetFGD & SCR & HRI | 0 | 0 | 0 | 0 | 0 | 0 | 0 | 0
00 Ret.ExistWetFGD & SCR & HRI & CCS | 0 | 0 | 0 | 0 | 0 | 0 | 0 | 0
00 Ret.ExistWetFGD & SNCR | 0 | 0 | 0 | 0 | 0 | 0 | 0 | 0
00 Ret.ExistWetFGD & SNCR & CCS | 0 | 0 | 0 | 0 | 0 | 0 | 0 | 0
00 Ret.ExistWetFGD & SNCR & HRI | 0 | 0 | 0 | 0 | 0 | 0 | 0 | 0
00 Ret.ExistWetFGD & SNCR & HRI & CCS | 0 | 0 | 0 | 0 | 0 | 0 | 0 | 0
00 Ret.ExistWetFGD_ACI & CCS | 0 | 0 | 0 | 0 | 0 | 0 | 0 | 0
00 Ret.ExistWetFGD_ACI & HRI | 0 | 0 | 0 | 0 | 0 | 0 | 0 | 0
00 Ret.ExistWetFGD_ACI & HRI & CCS | 0 | 0 | 0 | 0 | 0 | 0 | 0 | 0
00 Ret.ExistWetFGD_ACI & SCR | 1142.901 | 1153.3785 | 1153.768 | 1155.5769 | 1155.5769 | 1155.5769 | 1155.5769 | 1155.5769
00 Ret.ExistWetFGD_ACI & SCR & CCS | 0 | 0 | 0 | 0 | 0 | 0 | 0 | 0
00 Ret.ExistWetFGD_ACI & SCR & HRI | 0 | 0 | 0 | 0 | 0 | 0 | 0 | 0
00 Ret.ExistWetFGD_ACI & SCR & HRI & CCS | 0 | 0 | 0 | 0 | 0 | 0 | 0 | 0
00 Ret.ExistWetFGD_ACI & SNCR | 730.0213 | 738.6819 | 738.6819 | 738.6819 | 738.6819 | 738.6819 | 738.6819 | 738.6819
00 Ret.ExistWetFGD_ACI & SNCR & CCS | 0 | 0 | 0 | 0 | 0 | 0 | 0 | 0
00 Ret.ExistWetFGD_ACI & SNCR & HRI | 0 | 0 | 0 | 0 | 0 | 0 | 0 | 0
00 Ret.ExistWetFGD_ACI & SNCR & HRI & CCS | 0 | 0 | 0 | 0 | 0 | 0 | 0 | 0
00 Ret.ExistWetFGD_ACI_DSI & CCS | 0 | 0 | 0 | 0 | 0 | 0 | 0 | 0
00 Ret.ExistWetFGD_ACI_DSI & HRI | 0 | 0 | 0 | 0 | 0 | 0 | 0 | 0
00 Ret.ExistWetFGD_ACI_DSI & HRI & CCS | 0 | 0 | 0 | 0 | 0 | 0 | 0 | 0
00 Ret.ExistWetFGD_ACI_DSI & SCR | 0 | 0 | 0 | 0 | 0 | 0 | 0 | 0
00 Ret.ExistWetFGD_ACI_DSI & SCR & CCS | 0 | 0 | 0 | 0 | 0 | 0 | 0 | 0
00 Ret.ExistWetFGD_ACI_DSI & SCR & HRI | 0 | 0 | 0 | 0 | 0 | 0 | 0 | 0
00 Ret.ExistWetFGD_ACI_DSI & SCR & HRI & CCS | 0 | 0 | 0 | 0 | 0 | 0 | 0 | 0
00 Ret.ExistWetFGD_ACI_DSI & SNCR | 0 | 0 | 0 | 0 | 0 | 0 | 0 | 0
00 Ret.ExistWetFGD_ACI_DSI & SNCR & CCS | 0 | 0 | 0 | 0 | 0 | 0 | 0 | 0
00 Ret.ExistWetFGD_ACI_DSI & SNCR & HRI | 0 | 0 | 0 | 0 | 0 | 0 | 0 | 0
00 Ret.ExistWetFGD_ACI_DSI & SNCR & HRI & CCS | 0 | 0 | 0 | 0 | 0 | 0 | 0 | 0
00 Ret.ExistWetFGD_DSI & HRI | 0 | 0 | 0 | 0 | 0 | 0 | 0 | 0
00 Ret.ExistWetFGD_DSI & SCR | 0 | 0 | 0 | 0 | 0 | 0 | 0 | 0
00 Ret.ExistWetFGD_DSI & SCR & HRI | 0 | 0 | 0 | 0 | 0 | 0 | 0 | 0
00 Ret.ExistWetFGD_DSI & SNCR | 0 | 0 | 0 | 0 | 0 | 0 | 0 | 0
00 Ret.ExistWetFGD_SCR & ACI & CCS | 0 | 0 | 0 | 0 | 0 | 0 | 0 | 0
00 Ret.ExistWetFGD_DSI & SNCR & HRI | 0 | 0 | 0 | 0 | 0 | 0 | 0 | 0
00 Ret.ExistWetFGD_SCR & ACI & HRI | 0 | 0 | 0 | 0 | 0 | 0 | 0 | 0
00 Ret.ExistWetFGD_SCR & ACI & HRI & CCS | 0 | 0 | 0 | 0 | 0 | 0 | 0 | 0
00 Ret.ExistWetFGD_SCR & CCS | 0 | 0 | 0 | 0 | 0 | 0 | 0 | 0
00 Ret.ExistWetFGD_SCR_DSI & ACI & CCS | 0 | 0 | 0 | 0 | 0 | 0 | 0 | 0
00 Ret.ExistWetFGD_SCR_DSI & ACI & HRI | 0 | 0 | 0 | 0 | 0 | 0 | 0 | 0
00 Ret.ExistWetFGD_SCR_DSI & ACI & HRI & CCS | 0 | 0 | 0 | 0 | 0 | 0 | 0 | 0
00 Ret.ExistWetFGD_SCR_DSI & CCS | 0 | 0 | 0 | 0 | 0 | 0 | 0 | 0
00 Ret.ExistWetFGD_SNCR & ACI & HRI | 0 | 0 | 0 | 0 | 0 | 0 | 0 | 0
00 Ret.ExistWetFGD_SNCR & CCS | 0 | 0 | 0 | 0 | 0 | 0 | 0 | 0
00 Ret.HRI | 0 | 0 | 0 | 0 | 0 | 0 | 0 | 0
00 Ret.SCR | 0 | 0 | 0 | 0 | 0 | 0 | 0 | 0
00 Ret.SCR & DryFGD | 0 | 0 | 0 | 0 | 0 | 0 | 0 | 0
00 Ret.SCR & DryFGD & ACI | 0 | 0 | 0 | 0 | 0 | 0 | 0 | 0
00 Ret.SCR & DryFGD & CCS | 0 | 0 | 0 | 0 | 0 | 0 | 0 | 0
00 Ret.SCR & DryFGD & HRI | 0 | 0 | 0 | 0 | 0 | 0 | 0 | 0
00 Ret.SCR & DSI | 0 | 0 | 0 | 0 | 0 | 0 | 0 | 0
00 Ret.SCR & DSI & DryFGD | 0 | 0 | 0 | 0 | 0 | 0 | 0 | 0
00 Ret.SCR & DSI & DryFGD & HRI | 0 | 0 | 0 | 0 | 0 | 0 | 0 | 0
00 Ret.SCR & DSI & HRI | 0 | 0 | 0 | 0 | 0 | 0 | 0 | 0
00 Ret.SCR & DSI & WetFGD | 0 | 0 | 0 | 0 | 0 | 0 | 0 | 0
00 Ret.SCR & DSI & WetFGD & HRI | 0 | 0 | 0 | 0 | 0 | 0 | 0 | 0
00 Ret.SCR & HRI | 0 | 0 | 0 | 0 | 0 | 0 | 0 | 0
00 Ret.SCR & WetFGD | 0 | 0 | 0 | 0 | 0 | 0 | 0 | 0
00 Ret.SCR & WetFGD & ACI | 0 | 0 | 0 | 0 | 0 | 0 | 0 | 0
00 Ret.SCR & WetFGD & CCS | 0 | 0 | 0 | 0 | 0 | 0 | 0 | 0
00 Ret.SCR & WetFGD & HRI | 0 | 0 | 0 | 0 | 0 | 0 | 0 | 0
00 Ret.SNCR | 0 | 0 | 0 | 0 | 0 | 0 | 0 | 0
00 Ret.SNCR & DryFGD | 0 | 0 | 0 | 0 | 0 | 0 | 0 | 0
00 Ret.SNCR & DryFGD & ACI | 0 | 0 | 0 | 0 | 0 | 0 | 0 | 0
00 Ret.SNCR & DryFGD & ACI & HRI | 0 | 0 | 0 | 0 | 0 | 0 | 0 | 0
00 Ret.SNCR & DryFGD & CCS | 0 | 0 | 0 | 0 | 0 | 0 | 0 | 0
00 Ret.SNCR & DryFGD & HRI | 0 | 0 | 0 | 0 | 0 | 0 | 0 | 0
00 Ret.SNCR & DSI | 0 | 0 | 0 | 0 | 0 | 0 | 0 | 0
00 Ret.SNCR & DSI & HRI | 0 | 0 | 0 | 0 | 0 | 0 | 0 | 0
00 Ret.SNCR & HRI | 0 | 0 | 0 | 0 | 0 | 0 | 0 | 0
00 Ret.SNCR & WetFGD | 0 | 0 | 0 | 0 | 0 | 0 | 0 | 0
00 Ret.SNCR & WetFGD & ACI | 0 | 0 | 0 | 0 | 0 | 0 | 0 | 0
00 Ret.SNCR & WetFGD & ACI & HRI | 0 | 0 | 0 | 0 | 0 | 0 | 0 | 0
00 Ret.SNCR & WetFGD & CCS | 0 | 0 | 0 | 0 | 0 | 0 | 0 | 0
00 Ret.SNCR & WetFGD & HRI | 0 | 0 | 0 | 0 | 0 | 0 | 0 | 0
00 Ret.WetFGD | 0 | 0 | 0 | 0 | 0 | 0 | 0 | 0
00 Ret.WetFGD & CCS | 0 | 0 | 0 | 0 | 0 | 0 | 0 | 0
00 Ret.WetFGD & HRI | 0 | 0 | 0 | 0 | 0 | 0 | 0 | 0
00 Ret.FB & ACI | 0 | 0 | 0 | 0 | 0 | 0 | 0 | 0
00 Ret.FB & ACI & DryFGD & HRI | 0 | 0 | 0 | 0 | 0 | 0 | 0 | 0
00 Ret.FB & ACI & HRI | 0 | 0 | 0 | 0 | 0 | 0 | 0 | 0
00 Ret.FB & HRI | 0 | 0 | 0 | 0 | 0 | 0 | 0 | 0
00 Ret.FB DryFGD | 0 | 0 | 0 | 0 | 0 | 0 | 0 | 0
00 Ret.FB DryFGD & ACI | 0 | 0 | 0 | 0 | 0 | 0 | 0 | 0
00 Ret.FB DryFGD & ACI & HRI | 0 | 0 | 0 | 0 | 0 | 0 | 0 | 0
00 Ret.FB DryFGD & HRI | 0 | 0 | 0 | 0 | 0 | 0 | 0 | 0
00 Ret.FB DryFGD & SNCR | 0 | 0 | 0 | 0 | 0 | 0 | 0 | 0
00 Ret.FB DryFGD & SNCR & HRI | 0 | 0 | 0 | 0 | 0 | 0 | 0 | 0
00 Ret.FB SNCR & DryFGD & ACI | 0 | 0 | 0 | 0 | 0 | 0 | 0 | 0
00 Ret.FB SNCR & DryFGD & ACI & HRI | 0 | 0 | 0 | 0 | 0 | 0 | 0 | 0
00 Ret.FB-ACI & SNCR | 0 | 0 | 0 | 0 | 0 | 0 | 0 | 0
00 Ret.FB-ACI & SNCR & HRI | 0 | 0 | 0 | 0 | 0 | 0 | 0 | 0
00 Ret.FB-ACI & SNCR & HRI & CCS | 0 | 0 | 0 | 0 | 0 | 0 | 0 | 0
00 Ret.FB-Exist ACI & DryFGD | 0 | 0 | 0 | 0 | 0 | 0 | 0 | 0
00 Ret.FB-Exist ACI & DryFGD & HRI | 0 | 0 | 0 | 0 | 0 | 0 | 0 | 0
00 Ret.FB-Exist ACI & DryFGD & SNCR | 0 | 0 | 0 | 0 | 0 | 0 | 0 | 0
00 Ret.FB-Exist ACI & DryFGD & SNCR & HRI | 0 | 0 | 0 | 0 | 0 | 0 | 0 | 0
00 Ret.FB-Exist ACI & SNCR | 0 | 0 | 0 | 0 | 0 | 0 | 0 | 0
00 Ret.FB-Exist ACI & SNCR & HRI | 0 | 0 | 0 | 0 | 0 | 0 | 0 | 0
00 Ret.FB-Exist ACI_DSI & DryFGD & SNCR | 0 | 0 | 0 | 0 | 0 | 0 | 0 | 0
00 Ret.FB-Exist ACI_DSI & SNCR | 0 | 0 | 0 | 0 | 0 | 0 | 0 | 0
00 Ret.FB-ExistACI & HRI | 0 | 0 | 0 | 0 | 0 | 0 | 0 | 0
00 Ret.FB-ExistACI_DSI & DryFGD | 0 | 0 | 0 | 0 | 0 | 0 | 0 | 0
00 Ret.FB-ExistACI_DSI & DryFGD & HRI | 0 | 0 | 0 | 0 | 0 | 0 | 0 | 0
00 Ret.FB-ExistACI_DSI & DryFGD & SNCR | 0 | 0 | 0 | 0 | 0 | 0 | 0 | 0
00 Ret.FB-ExistACI_DSI & DryFGD & SNCR & HRI | 0 | 0 | 0 | 0 | 0 | 0 | 0 | 0
00 Ret.FB-ExistACI_DSI & HRI | 0 | 0 | 0 | 0 | 0 | 0 | 0 | 0
00 Ret.FB-ExistACI_DSI & SNCR & HRI | 0 | 0 | 0 | 0 | 0 | 0 | 0 | 0
00 Ret.FB-ExistDryFGD_ACI & HRI | 0 | 0 | 0 | 0 | 0 | 0 | 0 | 0
00 Ret.FB-ExistDryFGD_ACI & SNCR | 0 | 0 | 0 | 0 | 0 | 0 | 0 | 0
00 Ret.FB-ExistDryFGD_ACI & SNCR & HRI | 0 | 0 | 0 | 0 | 0 | 0 | 0 | 0
00 Ret.FB-ExistDryFGD_DSI & HRI | 0 | 0 | 0 | 0 | 0 | 0 | 0 | 0
00 Ret.FB-ExistDryFGD_DSI & SNCR | 0 | 0 | 0 | 0 | 0 | 0 | 0 | 0
00 Ret.FB-ExistDryFGD_DSI & SNCR & HRI | 0 | 0 | 0 | 0 | 0 | 0 | 0 | 0
00 Ret.FB-ExistDryFGD_SNCR & HRI | 0 | 0 | 0 | 0 | 0 | 0 | 0 | 0
00 Ret.FB-ExistDryFGD_SNCR_ACI & HRI | 0 | 0 | 0 | 0 | 0 | 0 | 0 | 0
00 Ret.FB-ExistDryFGD_SNCR_ACI_DSI & HRI | 0 | 0 | 0 | 0 | 0 | 0 | 0 | 0
00 Ret.FB-ExistDryFGD_SNCR_DSI & HRI | 0 | 0 | 0 | 0 | 0 | 0 | 0 | 0
00 Ret.FB-ExistDSI & ACI | 0 | 0 | 0 | 0 | 0 | 0 | 0 | 0
00 Ret.FB-ExistDSI & ACI & HRI | 0 | 0 | 0 | 0 | 0 | 0 | 0 | 0
00 Ret.FB-ExistDSI & ACI & SNCR | 0 | 0 | 0 | 0 | 0 | 0 | 0 | 0
00 Ret.FB-ExistDSI & ACI & SNCR & HRI | 0 | 0 | 0 | 0 | 0 | 0 | 0 | 0
00 Ret.FB-ExistDSI & DryFGD | 0 | 0 | 0 | 0 | 0 | 0 | 0 | 0
00 Ret.FB-ExistDSI & DryFGD & ACI | 0 | 0 | 0 | 0 | 0 | 0 | 0 | 0
00 Ret.FB-ExistDSI & DryFGD & ACI & HRI | 0 | 0 | 0 | 0 | 0 | 0 | 0 | 0
00 Ret.FB-ExistDSI & DryFGD & HRI | 0 | 0 | 0 | 0 | 0 | 0 | 0 | 0
00 Ret.FB-ExistDSI & DryFGD & SNCR | 0 | 0 | 0 | 0 | 0 | 0 | 0 | 0
00 Ret.FB-ExistDSI & DryFGD & SNCR & HRI | 0 | 0 | 0 | 0 | 0 | 0 | 0 | 0
00 Ret.FB-ExistDSI & HRI | 0 | 0 | 0 | 0 | 0 | 0 | 0 | 0
00 Ret.FB-ExistDSI & SNCR | 48 | 48 | 48 | 48 | 48 | 48 | 48 | 48
00 Ret.FB-ExistDSI & SNCR & DryFGD & ACI | 0 | 0 | 0 | 0 | 0 | 0 | 0 | 0
00 Ret.FB-ExistDSI & SNCR & DryFGD & ACI & HRI | 0 | 0 | 0 | 0 | 0 | 0 | 0 | 0
00 Ret.FB-ExistDSI & SNCR & HRI | 0 | 0 | 0 | 0 | 0 | 0 | 0 | 0
00 Ret.FB-ExistSNCR & DryFGD | 0 | 0 | 0 | 0 | 0 | 0 | 0 | 0
00 Ret.FB-ExistSNCR & DryFGD & ACI | 0 | 0 | 0 | 0 | 0 | 0 | 0 | 0
00 Ret.FB-ExistSNCR & DryFGD & HRI | 0 | 0 | 0 | 0 | 0 | 0 | 0 | 0
00 Ret.FB-ExistSNCR & HRI | 0 | 0 | 0 | 0 | 0 | 0 | 0 | 0
00 Ret.FB-ExistSNCR_ACI_DSI & DryFGD | 0 | 0 | 0 | 0 | 0 | 0 | 0 | 0
00 Ret.FB-ExistSNCR_ACI_DSI & DryFGD & HRI | 0 | 0 | 0 | 0 | 0 | 0 | 0 | 0
00 Ret.FB-ExistSNCR_ACI_DSI & HRI | 0 | 0 | 0 | 0 | 0 | 0 | 0 | 0
00 Ret.FB-ExistSNCR_DryFGD & HRI | 0 | 0 | 0 | 0 | 0 | 0 | 0 | 0
00 Ret.FB-ExistSNCR_DryFGD_ACI & HRI | 0 | 0 | 0 | 0 | 0 | 0 | 0 | 0
00 Ret.FB-ExistSNCR_DSI & ACI | 0 | 0 | 0 | 0 | 0 | 0 | 0 | 0
00 Ret.FB-ExistSNCR_DSI & ACI & DryFGD | 0 | 0 | 0 | 0 | 0 | 0 | 0 | 0
00 Ret.FB-ExistSNCR_DSI & ACI & DryFGD & HRI | 0 | 0 | 0 | 0 | 0 | 0 | 0 | 0
00 Ret.FB-ExistSNCR_DSI & ACI & HRI | 0 | 0 | 0 | 0 | 0 | 0 | 0 | 0
00 Ret.FB-ExistSNCR_DSI & DryFGD | 0 | 0 | 0 | 0 | 0 | 0 | 0 | 0
00 Ret.FB-ExistSNCR_DSI & DryFGD & HRI | 0 | 0 | 0 | 0 | 0 | 0 | 0 | 0
00 Ret.FB-ExistSNCR_DSI & HRI | 0 | 0 | 0 | 0 | 0 | 0 | 0 | 0
00 Ret.FB-ExistSNCR_WetFGD & ACI | 0 | 0 | 0 | 0 | 0 | 0 | 0 | 0
00 Ret.FB-ExistSNCR_WetFGD & HRI | 0 | 0 | 0 | 0 | 0 | 0 | 0 | 0
00 Ret.FB-ExistWetFGD_DSI & HRI | 0 | 0 | 0 | 0 | 0 | 0 | 0 | 0
00 Ret.FB-ExistWetFGD_DSI & SNCR | 0 | 0 | 0 | 0 | 0 | 0 | 0 | 0
00 Ret.FB-ExistWetFGD_DSI & SNCR & HRI | 0 | 0 | 0 | 0 | 0 | 0 | 0 | 0
00 Ret.FB-ExistWetFGD_SNCR & ACI & HRI | 0 | 0 | 0 | 0 | 0 | 0 | 0 | 0
00 Ret.FB-SNCR | 0 | 0 | 0 | 0 | 0 | 0 | 0 | 0
00 Ret.FB-SNCR & HRI | 0 | 0 | 0 | 0 | 0 | 0 | 0 | 0
00 Ret.Oil/Gas Steam SCR | 0 | 0 | 0 | 0 | 0 | 0 | 0 | 0
00 CC Retirement | 3881.6492 | 3881.6492 | 3881.6492 | 3881.6492 | 3881.6492 | 3881.6492 | 3881.6492 | 3881.6492
00 CT Retirement | 1677 | 1681.7 | 1682.7 | 1682.7 | 1970.7 | 1970.7 | 1970.7 | 1970.7
00 O/G Retirement | 8507.5907 | 8882.1182 | 9150.6096 | 9165.6341 | 9202.1341 | 9274.1341 | 10736.3341 | 13499.0197
00 Coal Retirement | 50577.9468 | 52531.3673 | 52805.3743 | 53424.9514 | 56731.2393 | 60998.4855 | 64537.4852 | 76694.9504
00 IGCC Retirement | 913.2 | 913.2 | 913.2 | 913.2 | 913.2 | 913.2 | 913.2 | 1508.2
00 Nuke Retirement | 3861 | 11742.067 | 12862.067 | 17472.2204 | 18372.9577 | 18372.9577 | 18372.9577 | 20497.0577
00 Biomass Retirement | 3362.4871 | 3362.4871 | 3578.3543 | 3578.3543 | 3578.3543 | 3578.3543 | 3578.3543 | 3578.3543
00 Fossil_Other Retirement | 0 | 0 | 0 | 0 | 0 | 0 | 0 | 0
00 Fuel Cell Retirement | 0 | 0 | 0 | 0 | 0 | 0 | 0 | 0
00 Geothermal Retirement | 7.6 | 7.6 | 7.6 | 7.6 | 7.6 | 7.6 | 7.6 | 7.6
00 Hydro Retirement | 0 | 0 | 0 | 0 | 0 | 0 | 0 | 0
00 Landfill Gas Retirement | 0 | 0 | 0 | 0 | 0 | 0 | 0 | 0
00 Non Fossil_Other Retirement | 0 | 0 | 0 | 0 | 0 | 0 | 0 | 0
Total | 1118495.2593 | 1145099.7855 | 1167670.743 | 1231414.0074 | 1271250.6593 | 1318846.3268 | 1393768.7044 | 1481976.4746
11. Capacity Additions and Changes by Capacity Reporting Type [MW]
00 New Combined Cycle | 12684.5 | 2170.2793 | 389.7047 | 7573.6577 | 21070.3817 | 28292.0071 | 27771.6867 | 41989.6126
00 New Combined Cycle with Carbon Capture | 0 | 0 | 0 | 0 | 0 | 0 | 0 | 0
00 New Combustion Turbine | 4238.5154 | 4647.1623 | 90.2869 | 922.4085 | 13940.2703 | 17779.7375 | 15407.1982 | 25636.9352
00 New Hydro | 6497.4284 | 1666.0363 | 669.0033 | 31.4953 | 430.8473 | 206.9518 | 178.5563 | 0
00 New Nuclear | 0 | 0 | 0 | 0 | 0 | 0 | 0 | 0
00 New Biomass | 217.9 | 0 | 0 | 0 | 0 | 0 | 0 | 0
00 New Geothermal | 456.576 | 181.0641 | 0 | 0 | 0 | 0 | 0 | 0
00 New Landfill Gas | 36.2 | 0 | 0 | 0 | 0 | 0 | 0 | 0
00 New Battery Storage | 924.3 | 1194.6 | 1679 | 2900 | 0 | 0 | 272.6484 | 372.3984
00 New Offshore Wind | 0 | 0 | 0 | 0 | 0 | 0 | 0 | 0
00 New Onshore Wind | 33941 | 0 | 1578.565 | 26888.9821 | 1157.5849 | 773.3515 | 19127.1242 | 9778.2759
00 New Solar PV | 25855 | 18406 | 18406 | 25680.7313 | 3237.6253 | 543.6195 | 12165.1639 | 10430.5481
00 New Solar Thermal | 0 | 0 | 0 | 0 | 0 | 0 | 0 | 0
00 New Fuel Cell | 35 | 0 | 0 | 0 | 0 | 0 | 0 | 0
00 New Ultrasupercritical Coal without CCS | 0 | 0 | 0 | 0 | 0 | 0 | 0 | 0
00 New Ultrasupercritical Coal with 30% CCS | 0 | 0 | 0 | 0 | 0 | 0 | 0 | 0
00 New Ultrasupercritical Coal with 90% CCS | 0 | 0 | 0 | 0 | 0 | 0 | 0 | 0
00 Exist Combined Cycle | 0 | 0 | 0 | 0 | 0 | 0 | 0 | 0
00 Exist Combustion Turbine | 0 | 0 | 0 | 0 | 0 | 0 | 0 | 0
00 Exist Coal Steam_Uncontrolled | 0 | 0 | 0 | 0 | 0 | 0 | 0 | 0
00 Exist Coal Steam_ACI | 0 | 0 | 0 | 0 | 0 | 0 | 0 | 0
00 Exist Coal Steam_ACI_DSI | 0 | 0 | 0 | 0 | 0 | 0 | 0 | 0
00 Exist Coal Steam_DryFGD | 0 | 0 | 0 | 0 | 0 | 0 | 0 | 0
00 Exist Coal Steam_DryFGD_ACI | 0 | 0 | 0 | 0 | 0 | 0 | 0 | 0
00 Exist Coal Steam_DryFGD_ACI_DSI | 0 | 0 | 0 | 0 | 0 | 0 | 0 | 0
00 Exist Coal Steam_DryFGD_SCR | 0 | 0 | 0 | 0 | 0 | 0 | 0 | 0
00 Exist Coal Steam_DryFGD_SCR_ACI | 0 | 0 | 0 | 0 | 0 | 0 | 0 | 0
00 Exist Coal Steam_DryFGD_SCR_DSI | 0 | 0 | 0 | 0 | 0 | 0 | 0 | 0
00 Exist Coal Steam_DryFGD_SCR_ACI_DSI | 0 | 0 | 0 | 0 | 0 | 0 | 0 | 0
00 Exist Coal Steam_DryFGD_SNCR | 0 | 0 | 0 | 0 | 0 | 0 | 0 | 0
00 Exist Coal Steam_DryFGD_SNCR_ACI | 0 | 0 | 0 | 0 | 0 | 0 | 0 | 0
00 Exist Coal Steam_DryFGD_SNCR_ACI_DSI | 0 | 0 | 0 | 0 | 0 | 0 | 0 | 0
00 Exist Coal Steam_DSI | 0 | 0 | 0 | 0 | 0 | 0 | 0 | 0
00 Exist Coal Steam_SCR_ACI | 0 | 0 | 0 | 0 | 0 | 0 | 0 | 0
00 Exist Coal Steam_SCR_ACI_DSI | 0 | 0 | 0 | 0 | 0 | 0 | 0 | 0
00 Exist Coal Steam_SNCR | 0 | 0 | 0 | 0 | 0 | 0 | 0 | 0
00 Exist Coal Steam_SNCR_ACI | 0 | 0 | 0 | 0 | 0 | 0 | 0 | 0
00 Exist Coal Steam_SNCR_ACI_DSI | 0 | 0 | 0 | 0 | 0 | 0 | 0 | 0
00 Exist Coal Steam_WetFGD | 0 | 0 | 0 | 0 | 0 | 0 | 0 | 0
00 Exist Coal Steam_WetFGD_ACI | 0 | 0 | 0 | 0 | 0 | 0 | 0 | 0
00 Exist Coal Steam_WetFGD_ACI_DSI | 0 | 0 | 0 | 0 | 0 | 0 | 0 | 0
00 Exist Coal Steam_WetFGD_DSI | 0 | 0 | 0 | 0 | 0 | 0 | 0 | 0
00 Exist Coal Steam_WetFGD_SCR | 0 | 0 | 0 | 0 | 0 | 0 | 0 | 0
00 Exist Coal Steam_WetFGD_SCR_DSI | 0 | 0 | 0 | 0 | 0 | 0 | 0 | 0
00 Exist Coal Steam_WetFGD_SCR_ACI | 0 | 0 | 0 | 0 | 0 | 0 | 0 | 0
00 Exist Coal Steam_WetFGD_SCR_ACI_DSI | 0 | 0 | 0 | 0 | 0 | 0 | 0 | 0
00 Exist Coal Steam_WetFGD_SNCR | 0 | 0 | 0 | 0 | 0 | 0 | 0 | 0
00 Exist Coal Steam_WetFGD_SNCR_ACI | 0 | 0 | 0 | 0 | 0 | 0 | 0 | 0
00 Exist Coal Steam_WetFGD_SNCR_ACI_DSI | 0 | 0 | 0 | 0 | 0 | 0 | 0 | 0
00 Exist FBC_Uncontrolled | 0 | 0 | 0 | 0 | 0 | 0 | 0 | 0
00 Exist FBC_WetFGD_SNCR | 0 | 0 | 0 | 0 | 0 | 0 | 0 | 0
00 Exist FBC_WetFGD_DSI | 0 | 0 | 0 | 0 | 0 | 0 | 0 | 0
00 Exist FBC_ACI | 0 | 0 | 0 | 0 | 0 | 0 | 0 | 0
00 Exist FBC_ACI_DSI | 0 | 0 | 0 | 0 | 0 | 0 | 0 | 0
00 Exist FBC_DryFGD_ACI | 0 | 0 | 0 | 0 | 0 | 0 | 0 | 0
00 Exist FBC_DryFGD_DSI | 0 | 0 | 0 | 0 | 0 | 0 | 0 | 0
00 Exist FBC_DryFGD_SNCR | 0 | 0 | 0 | 0 | 0 | 0 | 0 | 0
00 Exist FBC_DryFGD_SNCR_ACI | 0 | 0 | 0 | 0 | 0 | 0 | 0 | 0
00 Exist FBC_DryFGD_SNCR_ACI_DSI | 0 | 0 | 0 | 0 | 0 | 0 | 0 | 0
00 Exist FBC_DryFGD_SNCR_DSI | 0 | 0 | 0 | 0 | 0 | 0 | 0 | 0
00 Exist FBC_DSI | 0 | 0 | 0 | 0 | 0 | 0 | 0 | 0
00 Exist FBC_SNCR | 0 | 0 | 0 | 0 | 0 | 0 | 0 | 0
00 Exist FBC_SNCR_ACI | 0 | 0 | 0 | 0 | 0 | 0 | 0 | 0
00 Exist FBC_SNCR_ACI_DSI | 0 | 0 | 0 | 0 | 0 | 0 | 0 | 0
00 Exist FBC_SNCR_DSI | 0 | 0 | 0 | 0 | 0 | 0 | 0 | 0
00 Exist IGCC | 0 | 0 | 0 | 0 | 0 | 0 | 0 | 0
00 Exist Fossil_Other | 0 | 0 | 0 | 0 | 0 | 0 | 0 | 0
00 Exist Fuel Cell | 0 | 0 | 0 | 0 | 0 | 0 | 0 | 0
00 Exist Hydro | 0 | 0 | 0 | 0 | 0 | 0 | 0 | 0
00 Exist Non Fossil_Other | 0 | 0 | 0 | 0 | 0 | 0 | 0 | 0
00 Exist Nuclear | 0 | 0 | 0 | 0 | 0 | 0 | 0 | 0
00 International Imports | 0 | 0 | 0 | 0 | 0 | 0 | 0 | 0
00 Exist Oil/Gas Steam | 0 | 0 | 0 | 0 | 0 | 0 | 0 | 0
00 Exist Oil/Gas Steam_SCR | 0 | 0 | 0 | 0 | 0 | 0 | 0 | 0
00 Exist Oil/Gas Steam_SNCR | 0 | 0 | 0 | 0 | 0 | 0 | 0 | 0
00 Exist Biomass | 0 | 0 | 0 | 0 | 0 | 0 | 0 | 0
00 Exist Landfill Gas | 0 | 0 | 0 | 0 | 0 | 0 | 0 | 0
00 Exist Geothermal | 0 | 0 | 0 | 0 | 0 | 0 | 0 | 0
00 Exist Pump Storage | 0 | 0 | 0 | 0 | 0 | 0 | 0 | 0
00 Exist Energy Storage | 0 | 0 | 0 | 0 | 0 | 0 | 0 | 0
00 Exist Solar PV | 0 | 0 | 0 | 0 | 0 | 0 | 0 | 0
00 Exist Solar Thermal | 0 | 0 | 0 | 0 | 0 | 0 | 0 | 0
00 Exist Offshore Wind | 0 | 0 | 0 | 0 | 0 | 0 | 0 | 0
00 Exist Onshore Wind | 0 | 0 | 0 | 0 | 0 | 0 | 0 | 0
00 Ret.ACI | 0 | 0 | 0 | 0 | 0 | 0 | 0 | 0
00 Ret.ACI & DryFGD | 0 | 0 | 0 | 0 | 0 | 0 | 0 | 0
00 Ret.ACI & DryFGD & HRI | 0 | 0 | 0 | 0 | 0 | 0 | 0 | 0
00 Ret.ACI & DSI | 0 | 0 | 0 | 0 | 0 | 0 | 0 | 0
00 Ret.ACI & DSI & DryFGD | 0 | 0 | 0 | 0 | 0 | 0 | 0 | 0
00 Ret.ACI & DSI & DryFGD & HRI | 0 | 0 | 0 | 0 | 0 | 0 | 0 | 0
00 Ret.ACI & DSI & HRI | 0 | 0 | 0 | 0 | 0 | 0 | 0 | 0
00 Ret.ACI & DSI & WetFGD & HRI | 0 | 0 | 0 | 0 | 0 | 0 | 0 | 0
00 Ret.ACI & HRI | 0 | 0 | 0 | 0 | 0 | 0 | 0 | 0
00 Ret.ACI & SCR | 0 | 0 | 0 | 0 | 0 | 0 | 0 | 0
00 Ret.ACI & SCR & DryFGD & HRI | 0 | 0 | 0 | 0 | 0 | 0 | 0 | 0
00 Ret.ACI & SCR & DSI | 0 | 0 | 0 | 0 | 0 | 0 | 0 | 0
00 Ret.ACI & SCR & DSI & DryFGD | 0 | 0 | 0 | 0 | 0 | 0 | 0 | 0
00 Ret.ACI & SCR & DSI & DryFGD & HRI | 0 | 0 | 0 | 0 | 0 | 0 | 0 | 0
00 Ret.ACI & SCR & DSI & HRI | 0 | 0 | 0 | 0 | 0 | 0 | 0 | 0
00 Ret.ACI & SCR & DSI & WetFGD | 0 | 0 | 0 | 0 | 0 | 0 | 0 | 0
00 Ret.ACI & SCR & DSI & WetFGD & HRI | 0 | 0 | 0 | 0 | 0 | 0 | 0 | 0
00 Ret.ACI & SCR & HRI | 0 | 0 | 0 | 0 | 0 | 0 | 0 | 0
00 Ret.ACI & SCR & WetFGD & HRI | 0 | 0 | 0 | 0 | 0 | 0 | 0 | 0
00 Ret.ACI & SNCR | 0 | 0 | 0 | 0 | 0 | 0 | 0 | 0
00 Ret.ACI & SNCR & DSI | 0 | 0 | 0 | 0 | 0 | 0 | 0 | 0
00 Ret.ACI & SNCR & DSI & DryFGD | 0 | 0 | 0 | 0 | 0 | 0 | 0 | 0
00 Ret.ACI & SNCR & DSI & DryFGD & HRI | 0 | 0 | 0 | 0 | 0 | 0 | 0 | 0
00 Ret.ACI & SNCR & DSI & HRI | 0 | 0 | 0 | 0 | 0 | 0 | 0 | 0
00 Ret.ACI & SNCR & DSI & WetFGD | 0 | 0 | 0 | 0 | 0 | 0 | 0 | 0
00 Ret.ACI & SNCR & DSI & WetFGD & HRI | 0 | 0 | 0 | 0 | 0 | 0 | 0 | 0
00 Ret.ACI & SNCR & HRI | 0 | 0 | 0 | 0 | 0 | 0 | 0 | 0
00 Ret.ACI & WetFGD | 0 | 0 | 0 | 0 | 0 | 0 | 0 | 0
00 Ret.ACI & WetFGD & DSI | 0 | 0 | 0 | 0 | 0 | 0 | 0 | 0
00 Ret.ACI & WetFGD & HRI | 0 | 0 | 0 | 0 | 0 | 0 | 0 | 0
00 Ret.C2G | 2963 | 742.2963 | 420 | 0 | 0 | 0 | 0 | 0
00 Ret.C2G & SCR | 0 | 0 | 0 | 0 | 0 | 0 | 0 | 0
00 Ret.CCG | 0 | 0 | 0 | 0 | 0 | 0 | 0 | 0
00 Ret.DryFGD | 0 | 0 | 0 | 0 | 0 | 0 | 0 | 0
00 Ret.DryFGD & CCS | 0 | 0 | 0 | 0 | 0 | 0 | 0 | 0
00 Ret.DryFGD & HRI | 0 | 0 | 0 | 0 | 0 | 0 | 0 | 0
00 Ret.DSI | 41.8877 | 0 | 0 | 0 | 0 | 0 | 0 | 0
00 Ret.DSI & DryFGD | 0 | 0 | 0 | 0 | 0 | 0 | 0 | 0
00 Ret.DSI & DryFGD & HRI | 0 | 0 | 0 | 0 | 0 | 0 | 0 | 0
00 Ret.DSI & HRI | 0 | 0 | 0 | 0 | 0 | 0 | 0 | 0
00 Ret.DSI & WetFGD | 0 | 0 | 0 | 0 | 0 | 0 | 0 | 0
00 Ret.DSI & WetFGD & HRI | 0 | 0 | 0 | 0 | 0 | 0 | 0 | 0
00 Ret.ExistACI & DryFGD | 0 | 0 | 0 | 0 | 0 | 0 | 0 | 0
00 Ret.ExistACI & DryFGD & CCS | 0 | 0 | 0 | 0 | 0 | 0 | 0 | 0
00 Ret.ExistACI & DryFGD & HRI | 0 | 0 | 0 | 0 | 0 | 0 | 0 | 0
00 Ret.ExistACI & DryFGD & HRI & CCS | 0 | 0 | 0 | 0 | 0 | 0 | 0 | 0
00 Ret.ExistACI & DSI | 0 | 0 | 0 | 0 | 0 | 0 | 0 | 0
00 Ret.ExistACI & DSI & DryFGD | 0 | 0 | 0 | 0 | 0 | 0 | 0 | 0
00 Ret.ExistACI & DSI & DryFGD & HRI | 0 | 0 | 0 | 0 | 0 | 0 | 0 | 0
00 Ret.ExistACI & DSI & HRI | 0 | 0 | 0 | 0 | 0 | 0 | 0 | 0
00 Ret.ExistACI & DSI & WetFGD | 0 | 0 | 0 | 0 | 0 | 0 | 0 | 0
00 Ret.ExistACI & DSI & WetFGD & HRI | 0 | 0 | 0 | 0 | 0 | 0 | 0 | 0
00 Ret.ExistACI & HRI | 0 | 0 | 0 | 0 | 0 | 0 | 0 | 0
00 Ret.ExistACI & HRI & WetFGD | 0 | 0 | 0 | 0 | 0 | 0 | 0 | 0
00 Ret.ExistACI & SCR | 0 | 0 | 0 | 0 | 0 | 0 | 0 | 0
00 Ret.ExistACI & SCR & DryFGD | 0 | 0 | 0 | 0 | 0 | 0 | 0 | 0
00 Ret.ExistACI & SCR & DryFGD & CCS | 0 | 0 | 0 | 0 | 0 | 0 | 0 | 0
00 Ret.ExistACI & SCR & DryFGD & HRI | 0 | 0 | 0 | 0 | 0 | 0 | 0 | 0
00 Ret.ExistACI & SCR & DryFGD & HRI & CCS | 0 | 0 | 0 | 0 | 0 | 0 | 0 | 0
00 Ret.ExistACI & SCR & DSI | 0 | 0 | 0 | 0 | 0 | 0 | 0 | 0
00 Ret.ExistACI & SCR & DSI & DryFGD | 0 | 0 | 0 | 0 | 0 | 0 | 0 | 0
00 Ret.ExistACI & SCR & DSI & DryFGD & HRI | 0 | 0 | 0 | 0 | 0 | 0 | 0 | 0
00 Ret.ExistACI & SCR & DSI & HRI | 0 | 0 | 0 | 0 | 0 | 0 | 0 | 0
00 Ret.ExistACI & SCR & HRI | 0 | 0 | 0 | 0 | 0 | 0 | 0 | 0
00 Ret.ExistACI & SCR & WetFGD | 0 | 0 | 0 | 0 | 0 | 0 | 0 | 0
00 Ret.ExistACI & SCR & WetFGD & CCS | 0 | 0 | 0 | 0 | 0 | 0 | 0 | 0
00 Ret.ExistACI & SCR & WetFGD & HRI | 0 | 0 | 0 | 0 | 0 | 0 | 0 | 0
00 Ret.ExistACI & SCR & WetFGD & HRI & CCS | 0 | 0 | 0 | 0 | 0 | 0 | 0 | 0
00 Ret.ExistACI & SNCR | 30.484 | 0 | 0 | 0 | 114.747 | 0 | 0 | 0
00 Ret.ExistACI & SNCR & DryFGD | 0 | 0 | 0 | 0 | 0 | 0 | 0 | 0
00 Ret.ExistACI & SNCR & DryFGD & CCS | 0 | 0 | 0 | 0 | 0 | 0 | 0 | 0
00 Ret.ExistACI & SNCR & DryFGD & HRI | 0 | 0 | 0 | 0 | 0 | 0 | 0 | 0
00 Ret.ExistACI & SNCR & DryFGD & HRI & CCS | 0 | 0 | 0 | 0 | 0 | 0 | 0 | 0
00 Ret.ExistACI & SNCR & DSI | 0 | 0 | 0 | 0 | 0 | 0 | 0 | 0
00 Ret.ExistACI & SNCR & DSI & HRI | 0 | 0 | 0 | 0 | 0 | 0 | 0 | 0
00 Ret.ExistACI & SNCR & HRI | 0 | 0 | 0 | 0 | 0 | 0 | 0 | 0
00 Ret.ExistACI & SNCR & WetFGD | 0 | 0 | 0 | 0 | 0 | 0 | 0 | 0
00 Ret.ExistACI & SNCR & WetFGD & CCS | 0 | 0 | 0 | 0 | 0 | 0 | 0 | 0
00 Ret.ExistACI & SNCR & WetFGD & HRI | 0 | 0 | 0 | 0 | 0 | 0 | 0 | 0
00 Ret.ExistACI & SNCR & WetFGD & HRI & CCS | 0 | 0 | 0 | 0 | 0 | 0 | 0 | 0
00 Ret.ExistACI & WetFGD | 0 | 0 | 0 | 0 | 0 | 0 | 0 | 0
00 Ret.ExistACI & WetFGD & CCS | 0 | 0 | 0 | 0 | 0 | 0 | 0 | 0
00 Ret.ExistACI & WetFGD & HRI & CCS | 0 | 0 | 0 | 0 | 0 | 0 | 0 | 0
00 Ret.ExistACI_DSI & DryFGD | 647.2135 | 0 | 0 | 0 | 0 | 0 | 0 | 0
00 Ret.ExistACI_DSI & DryFGD & CCS | 0 | 0 | 0 | 0 | 0 | 0 | 0 | 0
00 Ret.ExistACI_DSI & DryFGD & HRI | 0 | 0 | 0 | 0 | 0 | 0 | 0 | 0
00 Ret.ExistACI_DSI & DryFGD & HRI & CCS | 0 | 0 | 0 | 0 | 0 | 0 | 0 | 0
00 Ret.ExistACI_DSI & HRI | 0 | 0 | 0 | 0 | 0 | 0 | 0 | 0
00 Ret.ExistACI_DSI & SCR | 0 | 0 | 0 | 0 | 0 | 0 | 0 | 0
00 Ret.ExistACI_DSI & SCR & DryFGD | 0 | 0 | 0 | 0 | 0 | 0 | 0 | 0
00 Ret.ExistACI_DSI & SCR & DryFGD & CCS | 0 | 0 | 0 | 0 | 0 | 0 | 0 | 0
00 Ret.ExistACI_DSI & SCR & DryFGD & HRI | 0 | 0 | 0 | 0 | 0 | 0 | 0 | 0
00 Ret.ExistACI_DSI & SCR & DryFGD & HRI & CCS | 0 | 0 | 0 | 0 | 0 | 0 | 0 | 0
00 Ret.ExistACI_DSI & SCR & HRI | 0 | 0 | 0 | 0 | 0 | 0 | 0 | 0
00 Ret.ExistACI_DSI & SCR & WetFGD | 0 | 0 | 0 | 0 | 0 | 0 | 0 | 0
00 Ret.ExistACI_DSI & SCR & WetFGD & CCS | 0 | 0 | 0 | 0 | 0 | 0 | 0 | 0
00 Ret.ExistACI_DSI & SCR & WetFGD & HRI | 0 | 0 | 0 | 0 | 0 | 0 | 0 | 0
00 Ret.ExistACI_DSI & SCR & WetFGD & HRI & CCS | 0 | 0 | 0 | 0 | 0 | 0 | 0 | 0
00 Ret.ExistACI_DSI & SNCR | 0 | 0 | 0 | 0 | 0 | 0 | 0 | 0
00 Ret.ExistACI_DSI & SNCR & DryFGD | 0 | 0 | 0 | 0 | 0 | 0 | 0 | 0
00 Ret.ExistACI_DSI & SNCR & DryFGD & HRI & CCS | 0 | 0 | 0 | 0 | 0 | 0 | 0 | 0
00 Ret.ExistACI_DSI & SNCR & DryFGD & HRI | 0 | 0 | 0 | 0 | 0 | 0 | 0 | 0
00 Ret.ExistACI_DSI & SNCR & WetFGD & HRI & CCS | 0 | 0 | 0 | 0 | 0 | 0 | 0 | 0
00 Ret.ExistACI_DSI & SNCR & HRI | 0 | 0 | 0 | 0 | 0 | 0 | 0 | 0
00 Ret.ExistACI_DSI & SNCR & WetFGD | 0 | 0 | 0 | 0 | 0 | 0 | 0 | 0
00 Ret.ExistACI_DSI & SNCR & WetFGD & HRI | 0 | 0 | 0 | 0 | 0 | 0 | 0 | 0
00 Ret.ExistACI_DSI & WetFGD | 0 | 0 | 0 | 0 | 0 | 0 | 0 | 0
00 Ret.ExistACI_DSI & WetFGD & CCS | 0 | 0 | 0 | 0 | 0 | 0 | 0 | 0
00 Ret.ExistACI_DSI & WetFGD & HRI | 0 | 0 | 0 | 0 | 0 | 0 | 0 | 0
00 Ret.ExistACI_DSI & WetFGD & HRI & CCS | 0 | 0 | 0 | 0 | 0 | 0 | 0 | 0
00 Ret.ExistDryFGD & ACI | 0 | 0 | 0 | 0 | 0 | 0 | 0 | 0
00 Ret.ExistDryFGD & ACI & CCS | 0 | 0 | 0 | 0 | 0 | 0 | 0 | 0
00 Ret.ExistDryFGD & ACI & HRI | 0 | 0 | 0 | 0 | 0 | 0 | 0 | 0
00 Ret.ExistDryFGD & ACI & HRI & CCS | 0 | 0 | 0 | 0 | 0 | 0 | 0 | 0
00 Ret.ExistDryFGD & ACI & SCR | 0 | 0 | 0 | 0 | 0 | 0 | 0 | 0
00 Ret.ExistDryFGD & ACI & SCR & CCS | 0 | 0 | 0 | 0 | 0 | 0 | 0 | 0
00 Ret.ExistDryFGD & ACI & SCR & HRI | 0 | 0 | 0 | 0 | 0 | 0 | 0 | 0
00 Ret.ExistDryFGD & ACI & SCR & HRI & CCS | 0 | 0 | 0 | 0 | 0 | 0 | 0 | 0
00 Ret.ExistDryFGD & ACI & SNCR | 0 | 0 | 0 | 0 | 0 | 0 | 0 | 0
00 Ret.ExistDryFGD & ACI & SNCR & HRI | 0 | 0 | 0 | 0 | 0 | 0 | 0 | 0
00 Ret.ExistDryFGD & ACI & SNCR & HRI & CCS | 0 | 0 | 0 | 0 | 0 | 0 | 0 | 0
00 Ret.ExistDryFGD & CCS | 0 | 0 | 0 | 0 | 0 | 0 | 0 | 0
00 Ret.ExistDryFGD & HRI | 0 | 0 | 0 | 0 | 0 | 0 | 0 | 0
00 Ret.ExistDryFGD & HRI & CCS | 0 | 0 | 0 | 0 | 0 | 0 | 0 | 0
00 Ret.ExistDryFGD & SCR | 0 | 0 | 0 | 0 | 0 | 0 | 0 | 0
00 Ret.ExistDryFGD & SCR & CCS | 0 | 0 | 0 | 0 | 0 | 0 | 0 | 0
00 Ret.ExistDryFGD & SCR & HRI | 0 | 0 | 0 | 0 | 0 | 0 | 0 | 0
00 Ret.ExistDryFGD & SCR & HRI & CCS | 0 | 0 | 0 | 0 | 0 | 0 | 0 | 0
00 Ret.ExistDryFGD & SNCR | 0 | 0 | 0 | 0 | 0 | 0 | 0 | 0
00 Ret.ExistDryFGD & SNCR & CCS | 0 | 0 | 0 | 0 | 0 | 0 | 0 | 0
00 Ret.ExistDryFGD & SNCR & HRI | 0 | 0 | 0 | 0 | 0 | 0 | 0 | 0
00 Ret.ExistDryFGD & SNCR & HRI & CCS | 0 | 0 | 0 | 0 | 0 | 0 | 0 | 0
00 Ret.ExistDryFGD_ACI & CCS | 0 | 0 | 0 | 0 | 0 | 0 | 0 | 0
00 Ret.ExistDryFGD_ACI & HRI | 0 | 0 | 0 | 0 | 0 | 0 | 0 | 0
00 Ret.ExistDryFGD_ACI & HRI & CCS | 0 | 0 | 0 | 0 | 0 | 0 | 0 | 0
00 Ret.ExistDryFGD_ACI & SCR | 284.5 | 0 | 0 | 0 | 0 | 0 | 0 | 0
00 Ret.ExistDryFGD_ACI & SCR & CCS | 0 | 0 | 0 | 0 | 0 | 0 | 0 | 0
00 Ret.ExistDryFGD_ACI & SCR & HRI | 0 | 0 | 0 | 0 | 0 | 0 | 0 | 0
00 Ret.ExistDryFGD_ACI & SCR & HRI & CCS | 0 | 0 | 0 | 0 | 0 | 0 | 0 | 0
00 Ret.ExistDryFGD_ACI & SNCR | 1015.715 | 0 | 0 | 0 | 0 | 0 | 0 | 0
00 Ret.ExistDryFGD_ACI & SNCR & CCS | 0 | 0 | 0 | 0 | 0 | 0 | 0 | 0
00 Ret.ExistDryFGD_ACI & SNCR & HRI | 0 | 0 | 0 | 0 | 0 | 0 | 0 | 0
00 Ret.ExistDryFGD_ACI & SNCR & HRI & CCS | 0 | 0 | 0 | 0 | 0 | 0 | 0 | 0
00 Ret.ExistDryFGD_ACI_DSI & HRI | 0 | 0 | 0 | 0 | 0 | 0 | 0 | 0
00 Ret.ExistDryFGD_ACI_DSI & SCR | 0 | 0 | 0 | 0 | 0 | 0 | 0 | 0
00 Ret.ExistDryFGD_ACI_DSI & SCR & CCS | 0 | 0 | 0 | 0 | 0 | 0 | 0 | 0
00 Ret.ExistDryFGD_ACI_DSI & SCR & HRI | 0 | 0 | 0 | 0 | 0 | 0 | 0 | 0
00 Ret.ExistDryFGD_ACI_DSI & SCR & HRI & CCS | 0 | 0 | 0 | 0 | 0 | 0 | 0 | 0
00 Ret.ExistDryFGD_ACI_DSI & SNCR | 0 | 0 | 0 | 0 | 0 | 0 | 0 | 0
00 Ret.ExistDryFGD_ACI_DSI & SNCR & HRI | 0 | 0 | 0 | 0 | 0 | 0 | 0 | 0
00 Ret.ExistDryFGD_SCR & ACI & CCS | 0 | 0 | 0 | 0 | 0 | 0 | 0 | 0
00 Ret.ExistDryFGD_DSI & HRI | 0 | 0 | 0 | 0 | 0 | 0 | 0 | 0
00 Ret.ExistDryFGD_SCR & ACI & HRI | 0 | 0 | 0 | 0 | 0 | 0 | 0 | 0
00 Ret.ExistDryFGD_SCR & ACI & HRI & CCS | 0 | 0 | 0 | 0 | 0 | 0 | 0 | 0
00 Ret.ExistDryFGD_SCR & CCS | 0 | 0 | 0 | 0 | 0 | 0 | 0 | 0
00 Ret.ExistDryFGD_SCR_DSI & ACI & HRI | 0 | 0 | 0 | 0 | 0 | 0 | 0 | 0
00 Ret.ExistDryFGD_SNCR_ACI_DSI & CCS | 0 | 0 | 0 | 0 | 0 | 0 | 0 | 0
00 Ret.ExistDryFGD_SNCR_ACI_DSI & HRI | 0 | 0 | 0 | 0 | 0 | 0 | 0 | 0
00 Ret.ExistDryFGD_SNCR_ACI_DSI & HRI & CCS | 0 | 0 | 0 | 0 | 0 | 0 | 0 | 0
00 Ret.ExistDSI & ACI | 0 | 0 | 0 | 0 | 0 | 0 | 0 | 0
00 Ret.ExistDSI & ACI & HRI | 0 | 0 | 0 | 0 | 0 | 0 | 0 | 0
00 Ret.ExistDSI & ACI & SCR | 0 | 0 | 0 | 0 | 0 | 0 | 0 | 0
00 Ret.ExistDSI & ACI & SCR & DryFGD & HRI | 0 | 0 | 0 | 0 | 0 | 0 | 0 | 0
00 Ret.ExistDSI & ACI & SCR & HRI | 0 | 0 | 0 | 0 | 0 | 0 | 0 | 0
00 Ret.ExistDSI & ACI & SCR & WetFGD & HRI | 0 | 0 | 0 | 0 | 0 | 0 | 0 | 0
00 Ret.ExistDSI & DryFGD | 0 | 0 | 0 | 0 | 0 | 0 | 0 | 0
00 Ret.ExistDSI & DryFGD & ACI | 0 | 0 | 0 | 0 | 0 | 0 | 0 | 0
00 Ret.ExistDSI & DryFGD & ACI & HRI | 0 | 0 | 0 | 0 | 0 | 0 | 0 | 0
00 Ret.ExistDSI & DryFGD & HRI | 0 | 0 | 0 | 0 | 0 | 0 | 0 | 0
00 Ret.ExistDSI & HRI | 0 | 0 | 0 | 0 | 0 | 0 | 0 | 0
00 Ret.ExistDSI & SCR | 0 | 0 | 0 | 0 | 0 | 0 | 0 | 0
00 Ret.ExistDSI & SCR & DryFGD | 0 | 0 | 0 | 0 | 0 | 0 | 0 | 0
00 Ret.ExistDSI & SCR & DryFGD & ACI | 0 | 0 | 0 | 0 | 0 | 0 | 0 | 0
00 Ret.ExistDSI & SCR & DryFGD & HRI | 0 | 0 | 0 | 0 | 0 | 0 | 0 | 0
00 Ret.ExistDSI & SCR & HRI | 0 | 0 | 0 | 0 | 0 | 0 | 0 | 0
00 Ret.ExistDSI & SCR & WetFGD | 0 | 0 | 0 | 0 | 0 | 0 | 0 | 0
00 Ret.ExistDSI & SCR & WetFGD & ACI | 0 | 0 | 0 | 0 | 0 | 0 | 0 | 0
00 Ret.ExistDSI & SCR & WetFGD & HRI | 0 | 0 | 0 | 0 | 0 | 0 | 0 | 0
00 Ret.ExistDSI & SNCR | 0 | 0 | 0 | 0 | 0 | 0 | 0 | 0
00 Ret.ExistDSI & SNCR & ACI | 0 | 0 | 0 | 0 | 0 | 0 | 0 | 0
00 Ret.ExistDSI & SNCR & ACI & HRI | 0 | 0 | 0 | 0 | 0 | 0 | 0 | 0
00 Ret.ExistDSI & SNCR & DryFGD | 0 | 0 | 0 | 0 | 0 | 0 | 0 | 0
00 Ret.ExistDSI & SNCR & DryFGD & ACI | 0 | 0 | 0 | 0 | 0 | 0 | 0 | 0
00 Ret.ExistDSI & SNCR & DryFGD & ACI & HRI | 0 | 0 | 0 | 0 | 0 | 0 | 0 | 0
00 Ret.ExistDSI & SNCR & DryFGD & HRI | 0 | 0 | 0 | 0 | 0 | 0 | 0 | 0
00 Ret.ExistDSI & SNCR & HRI | 0 | 0 | 0 | 0 | 0 | 0 | 0 | 0
00 Ret.ExistDSI & SNCR & WetFGD | 0 | 0 | 0 | 0 | 0 | 0 | 0 | 0
00 Ret.ExistDSI & SNCR & WetFGD & ACI | 0 | 0 | 0 | 0 | 0 | 0 | 0 | 0
00 Ret.ExistDSI & SNCR & WetFGD & ACI & HRI | 0 | 0 | 0 | 0 | 0 | 0 | 0 | 0
00 Ret.ExistDSI & SNCR & WetFGD & HRI | 0 | 0 | 0 | 0 | 0 | 0 | 0 | 0
00 Ret.ExistDSI & WetFGD | 0 | 0 | 0 | 0 | 0 | 0 | 0 | 0
00 Ret.ExistDSI & WetFGD & ACI | 0 | 0 | 0 | 0 | 0 | 0 | 0 | 0
00 Ret.ExistDSI & WetFGD & ACI & HRI | 0 | 0 | 0 | 0 | 0 | 0 | 0 | 0
00 Ret.ExistDSI & WetFGD & HRI | 0 | 0 | 0 | 0 | 0 | 0 | 0 | 0
00 Ret.ExistDSI_ACI & SNCR & DryFGD & CCS | 0 | 0 | 0 | 0 | 0 | 0 | 0 | 0
00 Ret.ExistDSI_ACI & SNCR & WetFGD & CCS | 0 | 0 | 0 | 0 | 0 | 0 | 0 | 0
00 Ret.ExistSCR_ACI & DryFGD | 0 | 0 | 0 | 0 | 0 | 0 | 0 | 0
00 Ret.ExistSCR_ACI & DryFGD & CCS | 0 | 0 | 0 | 0 | 0 | 0 | 0 | 0
00 Ret.ExistSCR_ACI & DryFGD & HRI | 0 | 0 | 0 | 0 | 0 | 0 | 0 | 0
00 Ret.ExistSCR_ACI & DryFGD & HRI & CCS | 0 | 0 | 0 | 0 | 0 | 0 | 0 | 0
00 Ret.ExistSCR_ACI & DSI | 302.5227 | 0 | 0 | 0 | 0 | 0 | 0 | 0
00 Ret.ExistSCR_ACI & DSI & HRI | 0 | 0 | 0 | 0 | 0 | 0 | 0 | 0
00 Ret.ExistSCR_ACI & HRI | 0 | 0 | 0 | 0 | 0 | 0 | 0 | 0
00 Ret.ExistSCR_ACI & WetFGD | 0 | 0 | 0 | 0 | 0 | 0 | 0 | 0
00 Ret.ExistSCR_ACI & WetFGD & CCS | 0 | 0 | 0 | 0 | 0 | 0 | 0 | 0
00 Ret.ExistSCR_ACI & WetFGD & HRI | 0 | 0 | 0 | 0 | 0 | 0 | 0 | 0
00 Ret.ExistSCR_ACI & WetFGD & HRI & CCS | 0 | 0 | 0 | 0 | 0 | 0 | 0 | 0
00 Ret.ExistSCR_ACI_DSI & DryFGD | 0 | 0 | 0 | 0 | 0 | 0 | 0 | 0
00 Ret.ExistSCR_ACI_DSI & DryFGD & HRI | 0 | 0 | 0 | 0 | 0 | 0 | 0 | 0
00 Ret.ExistSCR_ACI_DSI & HRI | 0 | 0 | 0 | 0 | 0 | 0 | 0 | 0
00 Ret.ExistSCR_ACI_DSI & WetFGD | 0 | 0 | 0 | 0 | 0 | 0 | 0 | 0
00 Ret.ExistSCR_ACI_DSI & WetFGD & HRI | 0 | 0 | 0 | 0 | 0 | 0 | 0 | 0
00 Ret.ExistSCR_DryFGD & ACI | 0 | 0 | 0 | 0 | 0 | 0 | 0 | 0
00 Ret.ExistSCR_DryFGD & HRI | 0 | 0 | 0 | 0 | 0 | 0 | 0 | 0
00 Ret.ExistSCR_DryFGD & HRI & CCS | 0 | 0 | 0 | 0 | 0 | 0 | 0 | 0
00 Ret.ExistSCR_DryFGD_ACI & CCS | 0 | 0 | 0 | 0 | 0 | 0 | 0 | 0
00 Ret.ExistSCR_DryFGD_ACI & HRI | 0 | 0 | 0 | 0 | 0 | 0 | 0 | 0
00 Ret.ExistSCR_DryFGD_ACI & HRI & CCS | 0 | 0 | 0 | 0 | 0 | 0 | 0 | 0
00 Ret.ExistSCR_DryFGD_ACI_DSI & CCS | 0 | 0 | 0 | 0 | 0 | 0 | 0 | 0
00 Ret.ExistSCR_DryFGD_ACI_DSI & HRI | 0 | 0 | 0 | 0 | 0 | 0 | 0 | 0
00 Ret.ExistSCR_DryFGD_ACI_DSI & HRI & CCS | 0 | 0 | 0 | 0 | 0 | 0 | 0 | 0
00 Ret.ExistSCR_DryFGD_DSI & ACI | 0 | 0 | 0 | 0 | 0 | 0 | 0 | 0
00 Ret.ExistSCR_WetFGD & ACI | 0 | 0 | 0 | 0 | 0 | 0 | 0 | 0
00 Ret.ExistSCR_WetFGD & HRI | 0 | 0 | 0 | 0 | 0 | 0 | 0 | 0
00 Ret.ExistSCR_WetFGD & HRI & CCS | 0 | 0 | 0 | 0 | 0 | 0 | 0 | 0
00 Ret.ExistSCR_WetFGD_ACI & CCS | 0 | 0 | 0 | 0 | 0 | 0 | 0 | 0
00 Ret.ExistSCR_WetFGD_ACI & HRI | 0 | 0 | 0 | 0 | 0 | 0 | 0 | 0
00 Ret.ExistSCR_WetFGD_ACI & HRI & CCS | 0 | 0 | 0 | 0 | 0 | 0 | 0 | 0
00 Ret.ExistSCR_WetFGD_ACI_DSI & CCS | 0 | 0 | 0 | 0 | 0 | 0 | 0 | 0
00 Ret.ExistSCR_WetFGD_ACI_DSI & HRI | 0 | 0 | 0 | 0 | 0 | 0 | 0 | 0
00 Ret.ExistSCR_WetFGD_ACI_DSI & HRI & CCS | 0 | 0 | 0 | 0 | 0 | 0 | 0 | 0
00 Ret.ExistSCR_WetFGD_DSI & ACI | 0 | 0 | 0 | 0 | 0 | 0 | 0 | 0
00 Ret.ExistSCR_WetFGD_DSI & HRI | 0 | 0 | 0 | 0 | 0 | 0 | 0 | 0
00 Ret.ExistSCR_WetFGD_DSI & HRI & CCS | 0 | 0 | 0 | 0 | 0 | 0 | 0 | 0
00 Ret.ExistSNCR_ACI & DryFGD | 0 | 0 | 0 | 0 | 0 | 0 | 0 | 0
00 Ret.ExistSNCR_ACI & DryFGD & CCS | 0 | 0 | 0 | 0 | 0 | 0 | 0 | 0
00 Ret.ExistSNCR_ACI & DryFGD & HRI | 0 | 0 | 0 | 0 | 0 | 0 | 0 | 0
00 Ret.ExistSNCR_ACI & DryFGD & HRI & CCS | 0 | 0 | 0 | 0 | 0 | 0 | 0 | 0
00 Ret.ExistSNCR_ACI & DSI & HRI | 0 | 0 | 0 | 0 | 0 | 0 | 0 | 0
00 Ret.ExistSNCR_ACI & HRI | 0 | 0 | 0 | 0 | 0 | 0 | 0 | 0
00 Ret.ExistSNCR_ACI & WetFGD | 0 | 0 | 0 | 0 | 0 | 0 | 0 | 0
00 Ret.ExistSNCR_ACI & WetFGD & CCS | 0 | 0 | 0 | 0 | 0 | 0 | 0 | 0
00 Ret.ExistSNCR_ACI & WetFGD & HRI | 0 | 0 | 0 | 0 | 0 | 0 | 0 | 0
00 Ret.ExistSNCR_ACI & WetFGD & HRI & CCS | 0 | 0 | 0 | 0 | 0 | 0 | 0 | 0
00 Ret.ExistSNCR_ACI_DSI & DryFGD | 0 | 0 | 0 | 0 | 0 | 0 | 0 | 0
00 Ret.ExistSNCR_ACI_DSI & DryFGD & CCS | 0 | 0 | 0 | 0 | 0 | 0 | 0 | 0
00 Ret.ExistSNCR_ACI_DSI & DryFGD & HRI | 0 | 0 | 0 | 0 | 0 | 0 | 0 | 0
00 Ret.ExistSNCR_ACI_DSI & DryFGD & HRI & CCS | 0 | 0 | 0 | 0 | 0 | 0 | 0 | 0
00 Ret.ExistSNCR_ACI_DSI & HRI | 0 | 0 | 0 | 0 | 0 | 0 | 0 | 0
00 Ret.ExistSNCR_ACI_DSI & WetFGD | 0 | 0 | 0 | 0 | 0 | 0 | 0 | 0
00 Ret.ExistSNCR_ACI_DSI & WetFGD & CCS | 0 | 0 | 0 | 0 | 0 | 0 | 0 | 0
00 Ret.ExistSNCR_ACI_DSI & WetFGD & HRI | 0 | 0 | 0 | 0 | 0 | 0 | 0 | 0
00 Ret.ExistSNCR_ACI_DSI & WetFGD & HRI & CCS | 0 | 0 | 0 | 0 | 0 | 0 | 0 | 0
00 Ret.ExistSNCR_DryFGD & HRI | 0 | 0 | 0 | 0 | 0 | 0 | 0 | 0
00 Ret.ExistSNCR_DryFGD_ACI & CCS | 0 | 0 | 0 | 0 | 0 | 0 | 0 | 0
00 Ret.ExistSNCR_DryFGD_ACI & HRI | 0 | 0 | 0 | 0 | 0 | 0 | 0 | 0
00 Ret.ExistSNCR_DryFGD_ACI & HRI & CCS | 0 | 0 | 0 | 0 | 0 | 0 | 0 | 0
00 Ret.ExistSNCR_WetFGD & ACI | 0 | 0 | 0 | 0 | 0 | 0 | 0 | 0
00 Ret.ExistSNCR_WetFGD & HRI | 0 | 0 | 0 | 0 | 0 | 0 | 0 | 0
00 Ret.ExistSNCR_WetFGD & HRI & CCS | 0 | 0 | 0 | 0 | 0 | 0 | 0 | 0
00 Ret.ExistSNCR_WetFGD_ACI & CCS | 0 | 0 | 0 | 0 | 0 | 0 | 0 | 0
00 Ret.ExistSNCR_WetFGD_ACI & HRI | 0 | 0 | 0 | 0 | 0 | 0 | 0 | 0
00 Ret.ExistSNCR_WetFGD_ACI & HRI & CCS | 0 | 0 | 0 | 0 | 0 | 0 | 0 | 0
00 Ret.ExistSNCR_WetFGD_ACI_DSI & CCS | 0 | 0 | 0 | 0 | 0 | 0 | 0 | 0
00 Ret.ExistSNCR_WetFGD_ACI_DSI & HRI | 0 | 0 | 0 | 0 | 0 | 0 | 0 | 0
00 Ret.ExistSNCR_WetFGD_ACI_DSI & HRI & CCS | 0 | 0 | 0 | 0 | 0 | 0 | 0 | 0
00 Ret.ExistWetFGD & ACI | 0 | 0 | 0 | 0 | 0 | 0 | 0 | 0
00 Ret.ExistWetFGD & ACI & CCS | 0 | 0 | 0 | 0 | 0 | 0 | 0 | 0
00 Ret.ExistWetFGD & ACI & HRI | 0 | 0 | 0 | 0 | 0 | 0 | 0 | 0
00 Ret.ExistWetFGD & ACI & HRI & CCS | 0 | 0 | 0 | 0 | 0 | 0 | 0 | 0
00 Ret.ExistWetFGD & ACI & SCR | 0 | 0 | 0 | 0 | 0 | 0 | 0 | 0
00 Ret.ExistWetFGD & ACI & SCR & CCS | 0 | 0 | 0 | 0 | 0 | 0 | 0 | 0
00 Ret.ExistWetFGD & ACI & SCR & HRI | 0 | 0 | 0 | 0 | 0 | 0 | 0 | 0
00 Ret.ExistWetFGD & ACI & SCR & HRI & CCS | 0 | 0 | 0 | 0 | 0 | 0 | 0 | 0
00 Ret.ExistWetFGD & ACI & SNCR | 0 | 0 | 0 | 0 | 0 | 0 | 0 | 0
00 Ret.ExistWetFGD & ACI & SNCR & HRI | 0 | 0 | 0 | 0 | 0 | 0 | 0 | 0
00 Ret.ExistWetFGD & ACI & SNCR & HRI & CCS | 0 | 0 | 0 | 0 | 0 | 0 | 0 | 0
00 Ret.ExistWetFGD & CCS | 0 | 0 | 0 | 0 | 0 | 0 | 0 | 0
00 Ret.ExistWetFGD & HRI | 0 | 0 | 0 | 0 | 0 | 0 | 0 | 0
00 Ret.ExistWetFGD & HRI & CCS | 0 | 0 | 0 | 0 | 0 | 0 | 0 | 0
00 Ret.ExistWetFGD & SCR | 425.5335 | 487.094 | 0 | 0 | 0 | 0 | 0 | 0
00 Ret.ExistWetFGD & SCR & CCS | 0 | 0 | 0 | 0 | 0 | 0 | 0 | 0
00 Ret.ExistWetFGD & SCR & HRI | 0 | 0 | 0 | 0 | 0 | 0 | 0 | 0
00 Ret.ExistWetFGD & SCR & HRI & CCS | 0 | 0 | 0 | 0 | 0 | 0 | 0 | 0
00 Ret.ExistWetFGD & SNCR | 0 | 0 | 0 | 0 | 0 | 0 | 0 | 0
00 Ret.ExistWetFGD & SNCR & CCS | 0 | 0 | 0 | 0 | 0 | 0 | 0 | 0
00 Ret.ExistWetFGD & SNCR & HRI | 0 | 0 | 0 | 0 | 0 | 0 | 0 | 0
00 Ret.ExistWetFGD & SNCR & HRI & CCS | 0 | 0 | 0 | 0 | 0 | 0 | 0 | 0
00 Ret.ExistWetFGD_ACI & CCS | 0 | 0 | 0 | 0 | 0 | 0 | 0 | 0
00 Ret.ExistWetFGD_ACI & HRI | 0 | 0 | 0 | 0 | 0 | 0 | 0 | 0
00 Ret.ExistWetFGD_ACI & HRI & CCS | 0 | 0 | 0 | 0 | 0 | 0 | 0 | 0
00 Ret.ExistWetFGD_ACI & SCR | 1142.901 | 10.4776 | 0.38945 | 1.8089 | 0 | 0 | 0 | 0
00 Ret.ExistWetFGD_ACI & SCR & CCS | 0 | 0 | 0 | 0 | 0 | 0 | 0 | 0
00 Ret.ExistWetFGD_ACI & SCR & HRI | 0 | 0 | 0 | 0 | 0 | 0 | 0 | 0
00 Ret.ExistWetFGD_ACI & SCR & HRI & CCS | 0 | 0 | 0 | 0 | 0 | 0 | 0 | 0
00 Ret.ExistWetFGD_ACI & SNCR | 743.3402 | 8.6607 | 0 | 0 | 0 | 0 | 0 | 0
00 Ret.ExistWetFGD_ACI & SNCR & CCS | 0 | 0 | 0 | 0 | 0 | 0 | 0 | 0
00 Ret.ExistWetFGD_ACI & SNCR & HRI | 0 | 0 | 0 | 0 | 0 | 0 | 0 | 0
00 Ret.ExistWetFGD_ACI & SNCR & HRI & CCS | 0 | 0 | 0 | 0 | 0 | 0 | 0 | 0
00 Ret.ExistWetFGD_ACI_DSI & CCS | 0 | 0 | 0 | 0 | 0 | 0 | 0 | 0
00 Ret.ExistWetFGD_ACI_DSI & HRI | 0 | 0 | 0 | 0 | 0 | 0 | 0 | 0
00 Ret.ExistWetFGD_ACI_DSI & HRI & CCS | 0 | 0 | 0 | 0 | 0 | 0 | 0 | 0
00 Ret.ExistWetFGD_ACI_DSI & SCR | 0 | 0 | 0 | 0 | 0 | 0 | 0 | 0
00 Ret.ExistWetFGD_ACI_DSI & SCR & CCS | 0 | 0 | 0 | 0 | 0 | 0 | 0 | 0
00 Ret.ExistWetFGD_ACI_DSI & SCR & HRI | 0 | 0 | 0 | 0 | 0 | 0 | 0 | 0
00 Ret.ExistWetFGD_ACI_DSI & SCR & HRI & CCS | 0 | 0 | 0 | 0 | 0 | 0 | 0 | 0
00 Ret.ExistWetFGD_ACI_DSI & SNCR | 0 | 0 | 0 | 0 | 0 | 0 | 0 | 0
00 Ret.ExistWetFGD_ACI_DSI & SNCR & CCS | 0 | 0 | 0 | 0 | 0 | 0 | 0 | 0
00 Ret.ExistWetFGD_ACI_DSI & SNCR & HRI | 0 | 0 | 0 | 0 | 0 | 0 | 0 | 0
00 Ret.ExistWetFGD_ACI_DSI & SNCR & HRI & CCS | 0 | 0 | 0 | 0 | 0 | 0 | 0 | 0
00 Ret.ExistWetFGD_DSI & HRI | 0 | 0 | 0 | 0 | 0 | 0 | 0 | 0
00 Ret.ExistWetFGD_DSI & SCR | 0 | 0 | 0 | 0 | 0 | 0 | 0 | 0
00 Ret.ExistWetFGD_DSI & SCR & HRI | 0 | 0 | 0 | 0 | 0 | 0 | 0 | 0
00 Ret.ExistWetFGD_DSI & SNCR | 0 | 0 | 0 | 0 | 0 | 0 | 0 | 0
00 Ret.ExistWetFGD_SCR & ACI & CCS | 0 | 0 | 0 | 0 | 0 | 0 | 0 | 0
00 Ret.ExistWetFGD_DSI & SNCR & HRI | 0 | 0 | 0 | 0 | 0 | 0 | 0 | 0
00 Ret.ExistWetFGD_SCR & ACI & HRI | 0 | 0 | 0 | 0 | 0 | 0 | 0 | 0
00 Ret.ExistWetFGD_SCR & ACI & HRI & CCS | 0 | 0 | 0 | 0 | 0 | 0 | 0 | 0
00 Ret.ExistWetFGD_SCR & CCS | 0 | 0 | 0 | 0 | 0 | 0 | 0 | 0
00 Ret.ExistWetFGD_SCR_DSI & ACI & CCS | 0 | 0 | 0 | 0 | 0 | 0 | 0 | 0
00 Ret.ExistWetFGD_SCR_DSI & ACI & HRI | 0 | 0 | 0 | 0 | 0 | 0 | 0 | 0
00 Ret.ExistWetFGD_SCR_DSI & ACI & HRI & CCS | 0 | 0 | 0 | 0 | 0 | 0 | 0 | 0
00 Ret.ExistWetFGD_SCR_DSI & CCS | 0 | 0 | 0 | 0 | 0 | 0 | 0 | 0
00 Ret.ExistWetFGD_SNCR & ACI & HRI | 0 | 0 | 0 | 0 | 0 | 0 | 0 | 0
00 Ret.ExistWetFGD_SNCR & CCS | 0 | 0 | 0 | 0 | 0 | 0 | 0 | 0
00 Ret.HRI | 0 | 0 | 0 | 0 | 0 | 0 | 0 | 0
00 Ret.SCR | 0 | 0 | 0 | 0 | 0 | 0 | 0 | 0
00 Ret.SCR & DryFGD | 0 | 0 | 0 | 0 | 0 | 0 | 0 | 0
00 Ret.SCR & DryFGD & ACI | 0 | 0 | 0 | 0 | 0 | 0 | 0 | 0
00 Ret.SCR & DryFGD & CCS | 0 | 0 | 0 | 0 | 0 | 0 | 0 | 0
00 Ret.SCR & DryFGD & HRI | 0 | 0 | 0 | 0 | 0 | 0 | 0 | 0
00 Ret.SCR & DSI | 0 | 0 | 0 | 0 | 0 | 0 | 0 | 0
00 Ret.SCR & DSI & DryFGD | 0 | 0 | 0 | 0 | 0 | 0 | 0 | 0
00 Ret.SCR & DSI & DryFGD & HRI | 0 | 0 | 0 | 0 | 0 | 0 | 0 | 0
00 Ret.SCR & DSI & HRI | 0 | 0 | 0 | 0 | 0 | 0 | 0 | 0
00 Ret.SCR & DSI & WetFGD | 0 | 0 | 0 | 0 | 0 | 0 | 0 | 0
00 Ret.SCR & DSI & WetFGD & HRI | 0 | 0 | 0 | 0 | 0 | 0 | 0 | 0
00 Ret.SCR & HRI | 0 | 0 | 0 | 0 | 0 | 0 | 0 | 0
00 Ret.SCR & WetFGD | 0 | 0 | 0 | 0 | 0 | 0 | 0 | 0
00 Ret.SCR & WetFGD & ACI | 0 | 0 | 0 | 0 | 0 | 0 | 0 | 0
00 Ret.SCR & WetFGD & CCS | 0 | 0 | 0 | 0 | 0 | 0 | 0 | 0
00 Ret.SCR & WetFGD & HRI | 0 | 0 | 0 | 0 | 0 | 0 | 0 | 0
00 Ret.SNCR | 0 | 0 | 0 | 0 | 0 | 0 | 0 | 0
00 Ret.SNCR & DryFGD | 0 | 0 | 0 | 0 | 0 | 0 | 0 | 0
00 Ret.SNCR & DryFGD & ACI | 0 | 0 | 0 | 0 | 0 | 0 | 0 | 0
00 Ret.SNCR & DryFGD & ACI & HRI | 0 | 0 | 0 | 0 | 0 | 0 | 0 | 0
00 Ret.SNCR & DryFGD & CCS | 0 | 0 | 0 | 0 | 0 | 0 | 0 | 0
00 Ret.SNCR & DryFGD & HRI | 0 | 0 | 0 | 0 | 0 | 0 | 0 | 0
00 Ret.SNCR & DSI | 0 | 0 | 0 | 0 | 0 | 0 | 0 | 0
00 Ret.SNCR & DSI & HRI | 0 | 0 | 0 | 0 | 0 | 0 | 0 | 0
00 Ret.SNCR & HRI | 0 | 0 | 0 | 0 | 0 | 0 | 0 | 0
00 Ret.SNCR & WetFGD | 0 | 0 | 0 | 0 | 0 | 0 | 0 | 0
00 Ret.SNCR & WetFGD & ACI | 0 | 0 | 0 | 0 | 0 | 0 | 0 | 0
00 Ret.SNCR & WetFGD & ACI & HRI | 0 | 0 | 0 | 0 | 0 | 0 | 0 | 0
00 Ret.SNCR & WetFGD & CCS | 0 | 0 | 0 | 0 | 0 | 0 | 0 | 0
00 Ret.SNCR & WetFGD & HRI | 0 | 0 | 0 | 0 | 0 | 0 | 0 | 0
00 Ret.WetFGD | 0 | 0 | 0 | 0 | 0 | 0 | 0 | 0
00 Ret.WetFGD & CCS | 0 | 0 | 0 | 0 | 0 | 0 | 0 | 0
00 Ret.WetFGD & HRI | 0 | 0 | 0 | 0 | 0 | 0 | 0 | 0
00 Ret.FB & ACI | 0 | 0 | 0 | 0 | 0 | 0 | 0 | 0
00 Ret.FB & ACI & DryFGD & HRI | 0 | 0 | 0 | 0 | 0 | 0 | 0 | 0
00 Ret.FB & ACI & HRI | 0 | 0 | 0 | 0 | 0 | 0 | 0 | 0
00 Ret.FB & HRI | 0 | 0 | 0 | 0 | 0 | 0 | 0 | 0
00 Ret.FB DryFGD | 0 | 0 | 0 | 0 | 0 | 0 | 0 | 0
00 Ret.FB DryFGD & ACI | 0 | 0 | 0 | 0 | 0 | 0 | 0 | 0
00 Ret.FB DryFGD & ACI & HRI | 0 | 0 | 0 | 0 | 0 | 0 | 0 | 0
00 Ret.FB DryFGD & HRI | 0 | 0 | 0 | 0 | 0 | 0 | 0 | 0
00 Ret.FB DryFGD & SNCR | 0 | 0 | 0 | 0 | 0 | 0 | 0 | 0
00 Ret.FB DryFGD & SNCR & HRI | 0 | 0 | 0 | 0 | 0 | 0 | 0 | 0
00 Ret.FB SNCR & DryFGD & ACI | 0 | 0 | 0 | 0 | 0 | 0 | 0 | 0
00 Ret.FB SNCR & DryFGD & ACI & HRI | 0 | 0 | 0 | 0 | 0 | 0 | 0 | 0
00 Ret.FB-ACI & SNCR | 0 | 0 | 0 | 0 | 0 | 0 | 0 | 0
00 Ret.FB-ACI & SNCR & HRI | 0 | 0 | 0 | 0 | 0 | 0 | 0 | 0
00 Ret.FB-ACI & SNCR & HRI & CCS | 0 | 0 | 0 | 0 | 0 | 0 | 0 | 0
00 Ret.FB-Exist ACI & DryFGD | 0 | 0 | 0 | 0 | 0 | 0 | 0 | 0
00 Ret.FB-Exist ACI & DryFGD & HRI | 0 | 0 | 0 | 0 | 0 | 0 | 0 | 0
00 Ret.FB-Exist ACI & DryFGD & SNCR | 0 | 0 | 0 | 0 | 0 | 0 | 0 | 0
00 Ret.FB-Exist ACI & DryFGD & SNCR & HRI | 0 | 0 | 0 | 0 | 0 | 0 | 0 | 0
00 Ret.FB-Exist ACI & SNCR | 0 | 0 | 0 | 0 | 0 | 0 | 0 | 0
00 Ret.FB-Exist ACI & SNCR & HRI | 0 | 0 | 0 | 0 | 0 | 0 | 0 | 0
00 Ret.FB-Exist ACI_DSI & DryFGD & SNCR | 0 | 0 | 0 | 0 | 0 | 0 | 0 | 0
00 Ret.FB-Exist ACI_DSI & SNCR | 0 | 0 | 0 | 0 | 0 | 0 | 0 | 0
00 Ret.FB-ExistACI & HRI | 0 | 0 | 0 | 0 | 0 | 0 | 0 | 0
00 Ret.FB-ExistACI_DSI & DryFGD | 0 | 0 | 0 | 0 | 0 | 0 | 0 | 0
00 Ret.FB-ExistACI_DSI & DryFGD & HRI | 0 | 0 | 0 | 0 | 0 | 0 | 0 | 0
00 Ret.FB-ExistACI_DSI & DryFGD & SNCR | 0 | 0 | 0 | 0 | 0 | 0 | 0 | 0
00 Ret.FB-ExistACI_DSI & DryFGD & SNCR & HRI | 0 | 0 | 0 | 0 | 0 | 0 | 0 | 0
00 Ret.FB-ExistACI_DSI & HRI | 0 | 0 | 0 | 0 | 0 | 0 | 0 | 0
00 Ret.FB-ExistACI_DSI & SNCR & HRI | 0 | 0 | 0 | 0 | 0 | 0 | 0 | 0
00 Ret.FB-ExistDryFGD_ACI & HRI | 0 | 0 | 0 | 0 | 0 | 0 | 0 | 0
00 Ret.FB-ExistDryFGD_ACI & SNCR | 0 | 0 | 0 | 0 | 0 | 0 | 0 | 0
00 Ret.FB-ExistDryFGD_ACI & SNCR & HRI | 0 | 0 | 0 | 0 | 0 | 0 | 0 | 0
00 Ret.FB-ExistDryFGD_DSI & HRI | 0 | 0 | 0 | 0 | 0 | 0 | 0 | 0
00 Ret.FB-ExistDryFGD_DSI & SNCR | 0 | 0 | 0 | 0 | 0 | 0 | 0 | 0
00 Ret.FB-ExistDryFGD_DSI & SNCR & HRI | 0 | 0 | 0 | 0 | 0 | 0 | 0 | 0
00 Ret.FB-ExistDryFGD_SNCR & HRI | 0 | 0 | 0 | 0 | 0 | 0 | 0 | 0
00 Ret.FB-ExistDryFGD_SNCR_ACI & HRI | 0 | 0 | 0 | 0 | 0 | 0 | 0 | 0
00 Ret.FB-ExistDryFGD_SNCR_ACI_DSI & HRI | 0 | 0 | 0 | 0 | 0 | 0 | 0 | 0
00 Ret.FB-ExistDryFGD_SNCR_DSI & HRI | 0 | 0 | 0 | 0 | 0 | 0 | 0 | 0
00 Ret.FB-ExistDSI & ACI | 0 | 0 | 0 | 0 | 0 | 0 | 0 | 0
00 Ret.FB-ExistDSI & ACI & HRI | 0 | 0 | 0 | 0 | 0 | 0 | 0 | 0
00 Ret.FB-ExistDSI & ACI & SNCR | 0 | 0 | 0 | 0 | 0 | 0 | 0 | 0
00 Ret.FB-ExistDSI & ACI & SNCR & HRI | 0 | 0 | 0 | 0 | 0 | 0 | 0 | 0
00 Ret.FB-ExistDSI & DryFGD | 0 | 0 | 0 | 0 | 0 | 0 | 0 | 0
00 Ret.FB-ExistDSI & DryFGD & ACI | 0 | 0 | 0 | 0 | 0 | 0 | 0 | 0
00 Ret.FB-ExistDSI & DryFGD & ACI & HRI | 0 | 0 | 0 | 0 | 0 | 0 | 0 | 0
00 Ret.FB-ExistDSI & DryFGD & HRI | 0 | 0 | 0 | 0 | 0 | 0 | 0 | 0
00 Ret.FB-ExistDSI & DryFGD & SNCR | 0 | 0 | 0 | 0 | 0 | 0 | 0 | 0
00 Ret.FB-ExistDSI & DryFGD & SNCR & HRI | 0 | 0 | 0 | 0 | 0 | 0 | 0 | 0
00 Ret.FB-ExistDSI & HRI | 0 | 0 | 0 | 0 | 0 | 0 | 0 | 0
00 Ret.FB-ExistDSI & SNCR | 48 | 0 | 0 | 0 | 0 | 0 | 0 | 0
00 Ret.FB-ExistDSI & SNCR & DryFGD & ACI | 0 | 0 | 0 | 0 | 0 | 0 | 0 | 0
00 Ret.FB-ExistDSI & SNCR & DryFGD & ACI & HRI | 0 | 0 | 0 | 0 | 0 | 0 | 0 | 0
00 Ret.FB-ExistDSI & SNCR & HRI | 0 | 0 | 0 | 0 | 0 | 0 | 0 | 0
00 Ret.FB-ExistSNCR & DryFGD | 0 | 0 | 0 | 0 | 0 | 0 | 0 | 0
00 Ret.FB-ExistSNCR & DryFGD & ACI | 0 | 0 | 0 | 0 | 0 | 0 | 0 | 0
00 Ret.FB-ExistSNCR & DryFGD & HRI | 0 | 0 | 0 | 0 | 0 | 0 | 0 | 0
00 Ret.FB-ExistSNCR & HRI | 0 | 0 | 0 | 0 | 0 | 0 | 0 | 0
00 Ret.FB-ExistSNCR_ACI_DSI & DryFGD | 0 | 0 | 0 | 0 | 0 | 0 | 0 | 0
00 Ret.FB-ExistSNCR_ACI_DSI & DryFGD & HRI | 0 | 0 | 0 | 0 | 0 | 0 | 0 | 0
00 Ret.FB-ExistSNCR_ACI_DSI & HRI | 0 | 0 | 0 | 0 | 0 | 0 | 0 | 0
00 Ret.FB-ExistSNCR_DryFGD & HRI | 0 | 0 | 0 | 0 | 0 | 0 | 0 | 0
00 Ret.FB-ExistSNCR_DryFGD_ACI & HRI | 0 | 0 | 0 | 0 | 0 | 0 | 0 | 0
00 Ret.FB-ExistSNCR_DSI & ACI | 0 | 0 | 0 | 0 | 0 | 0 | 0 | 0
00 Ret.FB-ExistSNCR_DSI & ACI & DryFGD | 0 | 0 | 0 | 0 | 0 | 0 | 0 | 0
00 Ret.FB-ExistSNCR_DSI & ACI & DryFGD & HRI | 0 | 0 | 0 | 0 | 0 | 0 | 0 | 0
00 Ret.FB-ExistSNCR_DSI & ACI & HRI | 0 | 0 | 0 | 0 | 0 | 0 | 0 | 0
00 Ret.FB-ExistSNCR_DSI & DryFGD | 0 | 0 | 0 | 0 | 0 | 0 | 0 | 0
00 Ret.FB-ExistSNCR_DSI & DryFGD & HRI | 0 | 0 | 0 | 0 | 0 | 0 | 0 | 0
00 Ret.FB-ExistSNCR_DSI & HRI | 0 | 0 | 0 | 0 | 0 | 0 | 0 | 0
00 Ret.FB-ExistSNCR_WetFGD & ACI | 0 | 0 | 0 | 0 | 0 | 0 | 0 | 0
00 Ret.FB-ExistSNCR_WetFGD & HRI | 0 | 0 | 0 | 0 | 0 | 0 | 0 | 0
00 Ret.FB-ExistWetFGD_DSI & HRI | 0 | 0 | 0 | 0 | 0 | 0 | 0 | 0
00 Ret.FB-ExistWetFGD_DSI & SNCR | 0 | 0 | 0 | 0 | 0 | 0 | 0 | 0
00 Ret.FB-ExistWetFGD_DSI & SNCR & HRI | 0 | 0 | 0 | 0 | 0 | 0 | 0 | 0
00 Ret.FB-ExistWetFGD_SNCR & ACI & HRI | 0 | 0 | 0 | 0 | 0 | 0 | 0 | 0
00 Ret.FB-SNCR | 0 | 0 | 0 | 0 | 0 | 0 | 0 | 0
00 Ret.FB-SNCR & HRI | 0 | 0 | 0 | 0 | 0 | 0 | 0 | 0
00 Ret.Oil/Gas Steam SCR | 0 | 0 | 0 | 0 | 0 | 0 | 0 | 0
00 CC Retirement | 3881.6492 | 0 | 0 | 0 | 0 | 0 | 0 | 0
00 CT Retirement | 1677 | 4.7 | 1 | 0 | 288 | 0 | 0 | 0
00 O/G Retirement | 8507.5907 | 426.7974 | 336.1624 | 15.0245 | 36.5 | 72 | 1462.2 | 2762.6856
00 Coal Retirement | 50577.9468 | 1953.4205 | 274.007 | 619.5771 | 3306.2878 | 4267.2462 | 3538.9997 | 12157.4652
00 IGCC Retirement | 913.2 | 0 | 0 | 0 | 0 | 0 | 0 | 595
00 Nuke Retirement | 3861 | 7881.067 | 1120 | 4610.1535 | 900.7373 | 0 | 0 | 2124.1
00 Biomass Retirement | 3362.4871 | 0 | 215.8671 | 0 | 0 | 0 | 0 | 0
00 Fossil_Other Retirement | 0 | 0 | 0 | 0 | 0 | 0 | 0 | 0
00 Fuel Cell Retirement | 0 | 0 | 0 | 0 | 0 | 0 | 0 | 0
00 Geothermal Retirement | 7.6 | 0 | 0 | 0 | 0 | 0 | 0 | 0
00 Hydro Retirement | 0 | 0 | 0 | 0 | 0 | 0 | 0 | 0
00 Landfill Gas Retirement | 0 | 0 | 0 | 0 | 0 | 0 | 0 | 0
00 Non Fossil_Other Retirement | 0 | 0 | 0 | 0 | 0 | 0 | 0 | 0
Total | 165319.9914 | 39779.6553 | 25179.9858 | 69243.8388 | 44482.9814 | 51934.9137 | 79923.5774 | 105847.021
12. Generation by Capacity Reporting Type [GWh]
00 New Combined Cycle | 96670.4028 | 113132.4398 | 116102.4944 | 173823.5812 | 334406.6489 | 550027.8751 | 760557.5939 | 1077840.5281
00 New Combined Cycle with Carbon Capture | 0 | 0 | 0 | 0 | 0 | 0 | 0 | 0
00 New Combustion Turbine | 977.8526 | 2705.9001 | 2963.6789 | 1747.1013 | 13983.6039 | 25171.0179 | 32720.4588 | 41956.5199
00 New Hydro | 35307.5187 | 43943.5418 | 47663.4277 | 47818.8376 | 49959.456 | 51129.5346 | 52159.2005 | 52159.2005
00 New Nuclear | 0 | 0 | 0 | 0 | 0 | 0 | 0 | 0
00 New Biomass | 8.8895 | 8.8895 | 79.987 | 35.5582 | 143.9483 | 143.9483 | 152.6819 | 143.9483
00 New Geothermal | 3599.6452 | 5027.1546 | 5027.1546 | 5027.1546 | 5027.1546 | 5027.1546 | 5027.1546 | 5027.1546
00 New Landfill Gas | 285.4008 | 285.2021 | 285.4008 | 272.8382 | 273.0499 | 273.0499 | 273.3523 | 273.0499
00 New Battery Storage | 518.1298 | 2538.9229 | 3104.5638 | 4754.2442 | 4925.2117 | 5283.1674 | 5689.5107 | 5960.9332
00 New Offshore Wind | 0 | 0 | 0 | 0 | 0 | 0 | 0 | 0
00 New Onshore Wind | 133058.4059 | 133058.4059 | 139234.6703 | 239943.4586 | 244786.7747 | 248140.2571 | 335801.7728 | 380292.3458
00 New Solar PV | 43693.5602 | 75133.2041 | 105940.4933 | 152714.4467 | 158975.5526 | 159717.1929 | 181007.9742 | 199286.4853
00 New Solar Thermal | 0 | 0 | 0 | 0 | 0 | 0 | 0 | 0
00 New Fuel Cell | 0 | 0.00435 | 0.00435 | 0 | 0 | 0.00435 | 0.00435 | 0.00012508
00 New Ultrasupercritical Coal without CCS | 0 | 0 | 0 | 0 | 0 | 0 | 0 | 0
00 New Ultrasupercritical Coal with 30% CCS | 0 | 0 | 0 | 0 | 0 | 0 | 0 | 0
00 New Ultrasupercritical Coal with 90% CCS | 0 | 0 | 0 | 0 | 0 | 0 | 0 | 0
00 Exist Combined Cycle | 1484706.1488 | 1496371.1425 | 1501697.0134 | 1474784.9287 | 1493872.4167 | 1435412.7454 | 1288590.6161 | 1181662.1813
00 Exist Combustion Turbine | 20269.1657 | 24903.1021 | 30642.1243 | 32686.7075 | 40524.6805 | 31260.3202 | 15629.78 | 10824.6535
00 Exist Coal Steam_Uncontrolled | 3289.1218 | 3495.0267 | 3478.1103 | 3427.2881 | 3099.382 | 3122.1187 | 3088.6869 | 3083.2648
00 Exist Coal Steam_ACI | 73140.4915 | 75959.3636 | 76619.1895 | 77347.2145 | 67844.2595 | 62139.6813 | 62591.2921 | 61678.389
00 Exist Coal Steam_ACI_DSI | 8711.2148 | 9711.4309 | 11062.4661 | 8956.1262 | 7048.3152 | 8149.9058 | 8311.1721 | 7734.759
00 Exist Coal Steam_DryFGD | 75.9764 | 195.819 | 195.819 | 211.9942 | 211.9942 | 223.2334 | 211.9942 | 211.9942
00 Exist Coal Steam_DryFGD_ACI | 50210.7439 | 54752.7385 | 55420.8091 | 53470.1585 | 48563.5269 | 50503.0331 | 50304.6519 | 49313.8904
00 Exist Coal Steam_DryFGD_ACI_DSI | 0 | 0 | 0 | 0 | 0 | 0 | 0 | 0
00 Exist Coal Steam_DryFGD_SCR | 2884.3659 | 3138.8114 | 3138.8114 | 3138.8114 | 2825.0077 | 2825.0077 | 2795.7379 | 2512.7636
00 Exist Coal Steam_DryFGD_SCR_ACI | 76516.5726 | 84458.6814 | 85601.991 | 87003.9539 | 82967.1362 | 85814.3949 | 86507.466 | 79771.4251
00 Exist Coal Steam_DryFGD_SCR_DSI | 864.6345 | 880.9292 | 1000.2528 | 1203.4117 | 1341.9116 | 1341.9116 | 1341.9116 | 1341.9116
00 Exist Coal Steam_DryFGD_SCR_ACI_DSI | 4488.5301 | 5138.3695 | 5177.1209 | 4745.6485 | 4398.6278 | 4686.6252 | 4756.2977 | 4394.1211
00 Exist Coal Steam_DryFGD_SNCR | 0 | 0 | 0 | 0 | 0 | 0 | 0 | 0
00 Exist Coal Steam_DryFGD_SNCR_ACI | 9127.8365 | 9240.3716 | 9170.1574 | 9232.3391 | 8609.3916 | 8741.9014 | 8995.7719 | 8330.9178
00 Exist Coal Steam_DryFGD_SNCR_ACI_DSI | 8479.6101 | 9062.853 | 10440.3369 | 10760.8599 | 9969.303 | 10886.0861 | 10773.7427 | 9411.5544
00 Exist Coal Steam_DSI | 2756.3814 | 3609.8306 | 3649.303 | 3146.5391 | 3146.5391 | 4157.2352 | 4561.2863 | 4218.4332
00 Exist Coal Steam_SCR_ACI | 18688.921 | 21557.4634 | 21828.0393 | 21078.0113 | 21915.5962 | 21904.0144 | 20604.9758 | 21782.809
00 Exist Coal Steam_SCR_ACI_DSI | 915.8219 | 925.0501 | 956.2743 | 1155.5921 | 1142.3246 | 1142.3246 | 1142.3246 | 0
00 Exist Coal Steam_SNCR | 56.9025 | 56.9025 | 56.9025 | 56.9025 | 56.9025 | 56.9025 | 56.9025 | 56.9025
00 Exist Coal Steam_SNCR_ACI | 1134.1862 | 2206.9697 | 2206.9697 | 2206.9697 | 2206.9697 | 2523.7821 | 2523.7821 | 2206.9697
00 Exist Coal Steam_SNCR_ACI_DSI | 0 | 0 | 0 | 0 | 0 | 0 | 0 | 0
00 Exist Coal Steam_WetFGD | 30013.7875 | 19526.2502 | 19526.2502 | 19439.3023 | 17081.9818 | 17183.1125 | 18396.8386 | 18215.9122
00 Exist Coal Steam_WetFGD_ACI | 59700.8903 | 59616.1528 | 58210.781 | 56045.4735 | 51113.3996 | 52416.5181 | 53614.8728 | 51662.8706
00 Exist Coal Steam_WetFGD_ACI_DSI | 1273.46 | 1548.3203 | 469.4402 | 0 | 0 | 0 | 31.7593 | 0
00 Exist Coal Steam_WetFGD_DSI | 0 | 0 | 0 | 0 | 0 | 0 | 0 | 0
00 Exist Coal Steam_WetFGD_SCR | 259208.2224 | 257178.9484 | 253055.2516 | 233289.0577 | 193669.6876 | 192198.0048 | 190177.4962 | 158365.6614
00 Exist Coal Steam_WetFGD_SCR_DSI | 0 | 0 | 462.2258 | 462.2258 | 462.2258 | 0 | 0 | 0
00 Exist Coal Steam_WetFGD_SCR_ACI | 140154.8252 | 142175.8183 | 143847.7709 | 147908.6934 | 135972.1257 | 139805.1091 | 139180.6819 | 136313.3073
00 Exist Coal Steam_WetFGD_SCR_ACI_DSI | 6318.0853 | 8909.0026 | 8893.2081 | 8490.9264 | 6024.9115 | 7815.5733 | 8097.0217 | 6001.8665
00 Exist Coal Steam_WetFGD_SNCR | 8077.2149 | 6267.6225 | 6193.7134 | 6169.0024 | 4687.6219 | 4047.7643 | 4047.7643 | 3107.9912
00 Exist Coal Steam_WetFGD_SNCR_ACI | 44048.5915 | 46647.5795 | 47369.2754 | 42740.1619 | 36748.8738 | 37001.9832 | 36687.8968 | 29282.4572
00 Exist Coal Steam_WetFGD_SNCR_ACI_DSI | 0 | 0 | 0 | 0 | 0 | 0 | 0 | 0
00 Exist FBC_Uncontrolled | 0 | 0 | 0 | 0 | 0 | 0 | 0 | 0
00 Exist FBC_WetFGD_SNCR | 239.5895 | 239.5895 | 239.5895 | 239.5895 | 239.5895 | 239.5895 | 239.5895 | 239.5895
00 Exist FBC_WetFGD_DSI | 0 | 0 | 0 | 0 | 0 | 0 | 0 | 0
00 Exist FBC_ACI | 0 | 0 | 0 | 0 | 0 | 0 | 0 | 0
00 Exist FBC_ACI_DSI | 1171.7922 | 1420.9701 | 1529.5442 | 1562.1346 | 1546.3456 | 1546.3456 | 1546.3456 | 1546.3456
00 Exist FBC_DryFGD_ACI | 388.621 | 473.7335 | 473.7335 | 543.2648 | 410.1657 | 0 | 0 | 0
00 Exist FBC_DryFGD_DSI | 0 | 0 | 0 | 0 | 0 | 0 | 0 | 0
00 Exist FBC_DryFGD_SNCR | 0 | 0 | 0 | 1367.0631 | 1367.0631 | 655.6137 | 0 | 0
00 Exist FBC_DryFGD_SNCR_ACI | 660.7146 | 1745.2279 | 660.7146 | 1590.2637 | 1589.4988 | 1581.9041 | 1590.2637 | 0
00 Exist FBC_DryFGD_SNCR_ACI_DSI | 0 | 0 | 0 | 276.0017 | 276.0017 | 276.0017 | 298.4891 | 113.844
00 Exist FBC_DryFGD_SNCR_DSI | 0 | 0 | 0 | 0 | 0 | 0 | 0 | 0
00 Exist FBC_DSI | 7.7181 | 8.121 | 8.121 | 730.5679 | 730.5037 | 744.1528 | 744.2169 | 730.5679
00 Exist FBC_SNCR | 715.8384 | 0 | 0 | 0 | 0 | 0 | 0 | 0
00 Exist FBC_SNCR_ACI | 35.2589 | 40.5163 | 40.0997 | 38.2256 | 35.6344 | 38.2256 | 38.2256 | 38.2256
00 Exist FBC_SNCR_ACI_DSI | 0 | 0 | 0 | 0 | 734.2397 | 734.2397 | 985.1317 | 734.2397
00 Exist FBC_SNCR_DSI | 384.4343 | 431.5198 | 899.4953 | 1258.0675 | 1227.1878 | 1227.1878 | 1297.5128 | 1126.7214
00 Exist IGCC | 4289.4566 | 4289.4566 | 4289.4566 | 4289.4566 | 4289.4566 | 4289.4566 | 4057.9687 | 0
00 Exist Fossil_Other | 3236.6413 | 3236.6413 | 3236.6413 | 2962.3003 | 2974.325 | 3021.1411 | 3106.8956 | 3027.0509
00 Exist Fuel Cell | 0 | 0 | 0 | 0 | 0 | 0 | 0 | 0
00 Exist Hydro | 267519.857 | 267517.7721 | 267517.7721 | 267517.7721 | 267517.7721 | 267517.7721 | 267517.7722 | 267517.7722
00 Exist Non Fossil_Other | 22417.8765 | 22415.8272 | 22415.8272 | 22098.7743 | 22098.5043 | 22103.5523 | 22127.7126 | 22110.2092
00 Exist Nuclear | 694587.8223 | 646850.0087 | 637969.0882 | 600499.5335 | 594613.2516 | 594613.2516 | 594613.2516 | 577495.927
00 International Imports | 6339.612 | 6339.612 | 6339.612 | 6339.612 | 6339.612 | 6339.612 | 6339.612 | 6339.612
00 Exist Oil/Gas Steam | 43908.7649 | 42207.203 | 42819.7056 | 39706.694 | 44110.9696 | 32859.2614 | 23664.2684 | 12774.5678
00 Exist Oil/Gas Steam_SCR | 4596.2671 | 4534.0961 | 4364.5221 | 3868.7144 | 3985.2667 | 3440.9232 | 2032.4197 | 1662.3393
00 Exist Oil/Gas Steam_SNCR | 5274.8739 | 6013.4302 | 6552.0273 | 6581.369 | 7385.1681 | 5623.1059 | 2960.8683 | 1897.1782
00 Exist Biomass | 1633.8594 | 1648.9885 | 1653.0255 | 1368.3986 | 1340.1815 | 1562.7966 | 1618.0774 | 1678.5881
00 Exist Landfill Gas | 10891.7273 | 10891.7273 | 10891.7273 | 9367.9309 | 9730.1582 | 9874.1007 | 10133.7955 | 9935.0619
00 Exist Geothermal | 16264.4338 | 16264.4338 | 16264.4338 | 16264.4338 | 16264.4338 | 16264.4338 | 16264.4338 | 16264.4338
00 Exist Pump Storage | 6982.8213 | 8578.3695 | 9952.5084 | 10807.0241 | 11017.0158 | 11357.7305 | 11226.8411 | 10708.3387
00 Exist Energy Storage | 681.6149 | 800.3248 | 941.1038 | 896.8275 | 882.5174 | 888.2211 | 934.8227 | 880.8403
00 Exist Solar PV | 52847.6209 | 52847.6209 | 52847.6209 | 52847.6209 | 52847.6209 | 52847.6209 | 52847.6209 | 52847.6209
00 Exist Solar Thermal | 3101.7824 | 3101.7824 | 3101.7824 | 3101.7824 | 3101.7824 | 3101.7824 | 3101.7824 | 3101.7824
00 Exist Offshore Wind | 122.4206 | 122.4206 | 122.4206 | 122.4206 | 122.4206 | 122.4206 | 122.4206 | 122.4206
00 Exist Onshore Wind | 268821.836 | 268821.836 | 268821.836 | 268821.836 | 268821.836 | 268821.836 | 268821.836 | 268821.836
00 Ret.ACI | 0 | 0 | 0 | 0 | 0 | 0 | 0 | 0
00 Ret.ACI & DryFGD | 0 | 0 | 0 | 0 | 0 | 0 | 0 | 0
00 Ret.ACI & DryFGD & HRI | 0 | 0 | 0 | 0 | 0 | 0 | 0 | 0
00 Ret.ACI & DSI | 0 | 0 | 0 | 0 | 0 | 0 | 0 | 0
00 Ret.ACI & DSI & DryFGD | 0 | 0 | 0 | 0 | 0 | 0 | 0 | 0
00 Ret.ACI & DSI & DryFGD & HRI | 0 | 0 | 0 | 0 | 0 | 0 | 0 | 0
00 Ret.ACI & DSI & HRI | 0 | 0 | 0 | 0 | 0 | 0 | 0 | 0
00 Ret.ACI & DSI & WetFGD & HRI | 0 | 0 | 0 | 0 | 0 | 0 | 0 | 0
00 Ret.ACI & HRI | 0 | 0 | 0 | 0 | 0 | 0 | 0 | 0
00 Ret.ACI & SCR | 0 | 0 | 0 | 0 | 0 | 0 | 0 | 0
00 Ret.ACI & SCR & DryFGD & HRI | 0 | 0 | 0 | 0 | 0 | 0 | 0 | 0
00 Ret.ACI & SCR & DSI | 0 | 0 | 0 | 0 | 0 | 0 | 0 | 0
00 Ret.ACI & SCR & DSI & DryFGD | 0 | 0 | 0 | 0 | 0 | 0 | 0 | 0
00 Ret.ACI & SCR & DSI & DryFGD & HRI | 0 | 0 | 0 | 0 | 0 | 0 | 0 | 0
00 Ret.ACI & SCR & DSI & HRI | 0 | 0 | 0 | 0 | 0 | 0 | 0 | 0
00 Ret.ACI & SCR & DSI & WetFGD | 0 | 0 | 0 | 0 | 0 | 0 | 0 | 0
00 Ret.ACI & SCR & DSI & WetFGD & HRI | 0 | 0 | 0 | 0 | 0 | 0 | 0 | 0
00 Ret.ACI & SCR & HRI | 0 | 0 | 0 | 0 | 0 | 0 | 0 | 0
00 Ret.ACI & SCR & WetFGD & HRI | 0 | 0 | 0 | 0 | 0 | 0 | 0 | 0
00 Ret.ACI & SNCR | 0 | 0 | 0 | 0 | 0 | 0 | 0 | 0
00 Ret.ACI & SNCR & DSI | 0 | 0 | 0 | 0 | 0 | 0 | 0 | 0
00 Ret.ACI & SNCR & DSI & DryFGD | 0 | 0 | 0 | 0 | 0 | 0 | 0 | 0
00 Ret.ACI & SNCR & DSI & DryFGD & HRI | 0 | 0 | 0 | 0 | 0 | 0 | 0 | 0
00 Ret.ACI & SNCR & DSI & HRI | 0 | 0 | 0 | 0 | 0 | 0 | 0 | 0
00 Ret.ACI & SNCR & DSI & WetFGD | 0 | 0 | 0 | 0 | 0 | 0 | 0 | 0
00 Ret.ACI & SNCR & DSI & WetFGD & HRI | 0 | 0 | 0 | 0 | 0 | 0 | 0 | 0
00 Ret.ACI & SNCR & HRI | 0 | 0 | 0 | 0 | 0 | 0 | 0 | 0
00 Ret.ACI & WetFGD | 0 | 0 | 0 | 0 | 0 | 0 | 0 | 0
00 Ret.ACI & WetFGD & DSI | 0 | 0 | 0 | 0 | 0 | 0 | 0 | 0
00 Ret.ACI & WetFGD & HRI | 0 | 0 | 0 | 0 | 0 | 0 | 0 | 0
00 Ret.C2G | 3441.2247 | 3259.5022 | 3684.6668 | 3757.6807 | 1849.0584 | 0.46449 | 0 | 0
00 Ret.C2G & SCR | 0 | 0 | 0 | 0 | 0 | 0 | 0 | 0
00 Ret.CCG | 0 | 0 | 0 | 0 | 0 | 0 | 0 | 0
00 Ret.DryFGD | 0 | 0 | 0 | 0 | 0 | 0 | 0 | 0
00 Ret.DryFGD & CCS | 0 | 0 | 0 | 0 | 0 | 0 | 0 | 0
00 Ret.DryFGD & HRI | 0 | 0 | 0 | 0 | 0 | 0 | 0 | 0
00 Ret.DSI | 0 | 0 | 0 | 0 | 0 | 0 | 0 | 0
00 Ret.DSI & DryFGD | 0 | 0 | 0 | 0 | 0 | 0 | 0 | 0
00 Ret.DSI & DryFGD & HRI | 0 | 0 | 0 | 0 | 0 | 0 | 0 | 0
00 Ret.DSI & HRI | 0 | 0 | 0 | 0 | 0 | 0 | 0 | 0
00 Ret.DSI & WetFGD | 0 | 0 | 0 | 0 | 0 | 0 | 0 | 0
00 Ret.DSI & WetFGD & HRI | 0 | 0 | 0 | 0 | 0 | 0 | 0 | 0
00 Ret.ExistACI & DryFGD | 0 | 0 | 0 | 0 | 0 | 0 | 0 | 0
00 Ret.ExistACI & DryFGD & CCS | 0 | 0 | 0 | 0 | 0 | 0 | 0 | 0
00 Ret.ExistACI & DryFGD & HRI | 0 | 0 | 0 | 0 | 0 | 0 | 0 | 0
00 Ret.ExistACI & DryFGD & HRI & CCS | 0 | 0 | 0 | 0 | 0 | 0 | 0 | 0
00 Ret.ExistACI & DSI | 0 | 0 | 0 | 0 | 0 | 0 | 0 | 0
00 Ret.ExistACI & DSI & DryFGD | 0 | 0 | 0 | 0 | 0 | 0 | 0 | 0
00 Ret.ExistACI & DSI & DryFGD & HRI | 0 | 0 | 0 | 0 | 0 | 0 | 0 | 0
00 Ret.ExistACI & DSI & HRI | 0 | 0 | 0 | 0 | 0 | 0 | 0 | 0
00 Ret.ExistACI & DSI & WetFGD | 0 | 0 | 0 | 0 | 0 | 0 | 0 | 0
00 Ret.ExistACI & DSI & WetFGD & HRI | 0 | 0 | 0 | 0 | 0 | 0 | 0 | 0
00 Ret.ExistACI & HRI | 0 | 0 | 0 | 0 | 0 | 0 | 0 | 0
00 Ret.ExistACI & HRI & WetFGD | 0 | 0 | 0 | 0 | 0 | 0 | 0 | 0
00 Ret.ExistACI & SCR | 0 | 0 | 0 | 0 | 0 | 0 | 0 | 0
00 Ret.ExistACI & SCR & DryFGD | 0 | 0 | 0 | 0 | 0 | 0 | 0 | 0
00 Ret.ExistACI & SCR & DryFGD & CCS | 0 | 0 | 0 | 0 | 0 | 0 | 0 | 0
00 Ret.ExistACI & SCR & DryFGD & HRI | 0 | 0 | 0 | 0 | 0 | 0 | 0 | 0
00 Ret.ExistACI & SCR & DryFGD & HRI & CCS | 0 | 0 | 0 | 0 | 0 | 0 | 0 | 0
00 Ret.ExistACI & SCR & DSI | 0 | 0 | 0 | 0 | 0 | 0 | 0 | 0
00 Ret.ExistACI & SCR & DSI & DryFGD | 0 | 0 | 0 | 0 | 0 | 0 | 0 | 0
00 Ret.ExistACI & SCR & DSI & DryFGD & HRI | 0 | 0 | 0 | 0 | 0 | 0 | 0 | 0
00 Ret.ExistACI & SCR & DSI & HRI | 0 | 0 | 0 | 0 | 0 | 0 | 0 | 0
00 Ret.ExistACI & SCR & HRI | 0 | 0 | 0 | 0 | 0 | 0 | 0 | 0
00 Ret.ExistACI & SCR & WetFGD | 0 | 0 | 0 | 0 | 0 | 0 | 0 | 0
00 Ret.ExistACI & SCR & WetFGD & CCS | 0 | 0 | 0 | 0 | 0 | 0 | 0 | 0
00 Ret.ExistACI & SCR & WetFGD & HRI | 0 | 0 | 0 | 0 | 0 | 0 | 0 | 0
00 Ret.ExistACI & SCR & WetFGD & HRI & CCS | 0 | 0 | 0 | 0 | 0 | 0 | 0 | 0
00 Ret.ExistACI & SNCR | 193.2277 | 193.2277 | 193.2277 | 210.7478 | 897.7218 | 942.3701 | 897.7218 | 897.7218
00 Ret.ExistACI & SNCR & DryFGD | 0 | 0 | 0 | 0 | 0 | 0 | 0 | 0
00 Ret.ExistACI & SNCR & DryFGD & CCS | 0 | 0 | 0 | 0 | 0 | 0 | 0 | 0
00 Ret.ExistACI & SNCR & DryFGD & HRI | 0 | 0 | 0 | 0 | 0 | 0 | 0 | 0
00 Ret.ExistACI & SNCR & DryFGD & HRI & CCS | 0 | 0 | 0 | 0 | 0 | 0 | 0 | 0
00 Ret.ExistACI & SNCR & DSI | 0 | 0 | 0 | 0 | 0 | 0 | 0 | 0
00 Ret.ExistACI & SNCR & DSI & HRI | 0 | 0 | 0 | 0 | 0 | 0 | 0 | 0
00 Ret.ExistACI & SNCR & HRI | 0 | 0 | 0 | 0 | 0 | 0 | 0 | 0
00 Ret.ExistACI & SNCR & WetFGD | 0 | 0 | 0 | 0 | 0 | 0 | 0 | 0
00 Ret.ExistACI & SNCR & WetFGD & CCS | 0 | 0 | 0 | 0 | 0 | 0 | 0 | 0
00 Ret.ExistACI & SNCR & WetFGD & HRI | 0 | 0 | 0 | 0 | 0 | 0 | 0 | 0
00 Ret.ExistACI & SNCR & WetFGD & HRI & CCS | 0 | 0 | 0 | 0 | 0 | 0 | 0 | 0
00 Ret.ExistACI & WetFGD | 0 | 0 | 0 | 0 | 0 | 0 | 0 | 0
00 Ret.ExistACI & WetFGD & CCS | 0 | 0 | 0 | 0 | 0 | 0 | 0 | 0
00 Ret.ExistACI & WetFGD & HRI & CCS | 0 | 0 | 0 | 0 | 0 | 0 | 0 | 0
00 Ret.ExistACI_DSI & DryFGD | 4663.2383 | 4663.2383 | 4663.2383 | 4663.2383 | 4663.2383 | 4663.2383 | 4663.2383 | 4663.2383
00 Ret.ExistACI_DSI & DryFGD & CCS | 0 | 0 | 0 | 0 | 0 | 0 | 0 | 0
00 Ret.ExistACI_DSI & DryFGD & HRI | 0 | 0 | 0 | 0 | 0 | 0 | 0 | 0
00 Ret.ExistACI_DSI & DryFGD & HRI & CCS | 0 | 0 | 0 | 0 | 0 | 0 | 0 | 0
00 Ret.ExistACI_DSI & HRI | 0 | 0 | 0 | 0 | 0 | 0 | 0 | 0
00 Ret.ExistACI_DSI & SCR | 0 | 0 | 0 | 0 | 0 | 0 | 0 | 0
00 Ret.ExistACI_DSI & SCR & DryFGD | 0 | 0 | 0 | 0 | 0 | 0 | 0 | 0
00 Ret.ExistACI_DSI & SCR & DryFGD & CCS | 0 | 0 | 0 | 0 | 0 | 0 | 0 | 0
00 Ret.ExistACI_DSI & SCR & DryFGD & HRI | 0 | 0 | 0 | 0 | 0 | 0 | 0 | 0
00 Ret.ExistACI_DSI & SCR & DryFGD & HRI & CCS | 0 | 0 | 0 | 0 | 0 | 0 | 0 | 0
00 Ret.ExistACI_DSI & SCR & HRI | 0 | 0 | 0 | 0 | 0 | 0 | 0 | 0
00 Ret.ExistACI_DSI & SCR & WetFGD | 0 | 0 | 0 | 0 | 0 | 0 | 0 | 0
00 Ret.ExistACI_DSI & SCR & WetFGD & CCS | 0 | 0 | 0 | 0 | 0 | 0 | 0 | 0
00 Ret.ExistACI_DSI & SCR & WetFGD & HRI | 0 | 0 | 0 | 0 | 0 | 0 | 0 | 0
00 Ret.ExistACI_DSI & SCR & WetFGD & HRI & CCS | 0 | 0 | 0 | 0 | 0 | 0 | 0 | 0
00 Ret.ExistACI_DSI & SNCR | 0 | 0 | 0 | 0 | 0 | 0 | 0 | 0
00 Ret.ExistACI_DSI & SNCR & DryFGD | 0 | 0 | 0 | 0 | 0 | 0 | 0 | 0
00 Ret.ExistACI_DSI & SNCR & DryFGD & HRI & CCS | 0 | 0 | 0 | 0 | 0 | 0 | 0 | 0
00 Ret.ExistACI_DSI & SNCR & DryFGD & HRI | 0 | 0 | 0 | 0 | 0 | 0 | 0 | 0
00 Ret.ExistACI_DSI & SNCR & WetFGD & HRI & CCS | 0 | 0 | 0 | 0 | 0 | 0 | 0 | 0
00 Ret.ExistACI_DSI & SNCR & HRI | 0 | 0 | 0 | 0 | 0 | 0 | 0 | 0
00 Ret.ExistACI_DSI & SNCR & WetFGD | 0 | 0 | 0 | 0 | 0 | 0 | 0 | 0
00 Ret.ExistACI_DSI & SNCR & WetFGD & HRI | 0 | 0 | 0 | 0 | 0 | 0 | 0 | 0
00 Ret.ExistACI_DSI & WetFGD | 0 | 0 | 0 | 0 | 0 | 0 | 0 | 0
00 Ret.ExistACI_DSI & WetFGD & CCS | 0 | 0 | 0 | 0 | 0 | 0 | 0 | 0
00 Ret.ExistACI_DSI & WetFGD & HRI | 0 | 0 | 0 | 0 | 0 | 0 | 0 | 0
00 Ret.ExistACI_DSI & WetFGD & HRI & CCS | 0 | 0 | 0 | 0 | 0 | 0 | 0 | 0
00 Ret.ExistDryFGD & ACI | 0 | 0 | 0 | 0 | 0 | 0 | 0 | 0
00 Ret.ExistDryFGD & ACI & CCS | 0 | 0 | 0 | 0 | 0 | 0 | 0 | 0
00 Ret.ExistDryFGD & ACI & HRI | 0 | 0 | 0 | 0 | 0 | 0 | 0 | 0
00 Ret.ExistDryFGD & ACI & HRI & CCS | 0 | 0 | 0 | 0 | 0 | 0 | 0 | 0
00 Ret.ExistDryFGD & ACI & SCR | 0 | 0 | 0 | 0 | 0 | 0 | 0 | 0
00 Ret.ExistDryFGD & ACI & SCR & CCS | 0 | 0 | 0 | 0 | 0 | 0 | 0 | 0
00 Ret.ExistDryFGD & ACI & SCR & HRI | 0 | 0 | 0 | 0 | 0 | 0 | 0 | 0
00 Ret.ExistDryFGD & ACI & SCR & HRI & CCS | 0 | 0 | 0 | 0 | 0 | 0 | 0 | 0
00 Ret.ExistDryFGD & ACI & SNCR | 0 | 0 | 0 | 0 | 0 | 0 | 0 | 0
00 Ret.ExistDryFGD & ACI & SNCR & HRI | 0 | 0 | 0 | 0 | 0 | 0 | 0 | 0
00 Ret.ExistDryFGD & ACI & SNCR & HRI & CCS | 0 | 0 | 0 | 0 | 0 | 0 | 0 | 0
00 Ret.ExistDryFGD & CCS | 0 | 0 | 0 | 0 | 0 | 0 | 0 | 0
00 Ret.ExistDryFGD & HRI | 0 | 0 | 0 | 0 | 0 | 0 | 0 | 0
00 Ret.ExistDryFGD & HRI & CCS | 0 | 0 | 0 | 0 | 0 | 0 | 0 | 0
00 Ret.ExistDryFGD & SCR | 0 | 0 | 0 | 0 | 0 | 0 | 0 | 0
00 Ret.ExistDryFGD & SCR & CCS | 0 | 0 | 0 | 0 | 0 | 0 | 0 | 0
00 Ret.ExistDryFGD & SCR & HRI | 0 | 0 | 0 | 0 | 0 | 0 | 0 | 0
00 Ret.ExistDryFGD & SCR & HRI & CCS | 0 | 0 | 0 | 0 | 0 | 0 | 0 | 0
00 Ret.ExistDryFGD & SNCR | 0 | 0 | 0 | 0 | 0 | 0 | 0 | 0
00 Ret.ExistDryFGD & SNCR & CCS | 0 | 0 | 0 | 0 | 0 | 0 | 0 | 0
00 Ret.ExistDryFGD & SNCR & HRI | 0 | 0 | 0 | 0 | 0 | 0 | 0 | 0
00 Ret.ExistDryFGD & SNCR & HRI & CCS | 0 | 0 | 0 | 0 | 0 | 0 | 0 | 0
00 Ret.ExistDryFGD_ACI & CCS | 0 | 0 | 0 | 0 | 0 | 0 | 0 | 0
00 Ret.ExistDryFGD_ACI & HRI | 0 | 0 | 0 | 0 | 0 | 0 | 0 | 0
00 Ret.ExistDryFGD_ACI & HRI & CCS | 0 | 0 | 0 | 0 | 0 | 0 | 0 | 0
00 Ret.ExistDryFGD_ACI & SCR | 0 | 0 | 0 | 0 | 0 | 0 | 0 | 0
00 Ret.ExistDryFGD_ACI & SCR & CCS | 0 | 0 | 0 | 0 | 0 | 0 | 0 | 0
00 Ret.ExistDryFGD_ACI & SCR & HRI | 0 | 0 | 0 | 0 | 0 | 0 | 0 | 0
00 Ret.ExistDryFGD_ACI & SCR & HRI & CCS | 0 | 0 | 0 | 0 | 0 | 0 | 0 | 0
00 Ret.ExistDryFGD_ACI & SNCR | 7324.5565 | 7324.5565 | 7324.5565 | 7324.5565 | 7324.5565 | 7324.5565 | 7324.5565 | 7324.5565
00 Ret.ExistDryFGD_ACI & SNCR & CCS | 0 | 0 | 0 | 0 | 0 | 0 | 0 | 0
00 Ret.ExistDryFGD_ACI & SNCR & HRI | 0 | 0 | 0 | 0 | 0 | 0 | 0 | 0
00 Ret.ExistDryFGD_ACI & SNCR & HRI & CCS | 0 | 0 | 0 | 0 | 0 | 0 | 0 | 0
00 Ret.ExistDryFGD_ACI_DSI & HRI | 0 | 0 | 0 | 0 | 0 | 0 | 0 | 0
00 Ret.ExistDryFGD_ACI_DSI & SCR | 0 | 0 | 0 | 0 | 0 | 0 | 0 | 0
00 Ret.ExistDryFGD_ACI_DSI & SCR & CCS | 0 | 0 | 0 | 0 | 0 | 0 | 0 | 0
00 Ret.ExistDryFGD_ACI_DSI & SCR & HRI | 0 | 0 | 0 | 0 | 0 | 0 | 0 | 0
00 Ret.ExistDryFGD_ACI_DSI & SCR & HRI & CCS | 0 | 0 | 0 | 0 | 0 | 0 | 0 | 0
00 Ret.ExistDryFGD_ACI_DSI & SNCR | 0 | 0 | 0 | 0 | 0 | 0 | 0 | 0
00 Ret.ExistDryFGD_ACI_DSI & SNCR & HRI | 0 | 0 | 0 | 0 | 0 | 0 | 0 | 0
00 Ret.ExistDryFGD_SCR & ACI & CCS | 0 | 0 | 0 | 0 | 0 | 0 | 0 | 0
00 Ret.ExistDryFGD_DSI & HRI | 0 | 0 | 0 | 0 | 0 | 0 | 0 | 0
00 Ret.ExistDryFGD_SCR & ACI & HRI | 0 | 0 | 0 | 0 | 0 | 0 | 0 | 0
00 Ret.ExistDryFGD_SCR & ACI & HRI & CCS | 0 | 0 | 0 | 0 | 0 | 0 | 0 | 0
00 Ret.ExistDryFGD_SCR & CCS | 0 | 0 | 0 | 0 | 0 | 0 | 0 | 0
00 Ret.ExistDryFGD_SCR_DSI & ACI & HRI | 0 | 0 | 0 | 0 | 0 | 0 | 0 | 0
00 Ret.ExistDryFGD_SNCR_ACI_DSI & CCS | 0 | 0 | 0 | 0 | 0 | 0 | 0 | 0
00 Ret.ExistDryFGD_SNCR_ACI_DSI & HRI | 0 | 0 | 0 | 0 | 0 | 0 | 0 | 0
00 Ret.ExistDryFGD_SNCR_ACI_DSI & HRI & CCS | 0 | 0 | 0 | 0 | 0 | 0 | 0 | 0
00 Ret.ExistDSI & ACI | 0 | 0 | 0 | 0 | 0 | 0 | 0 | 0
00 Ret.ExistDSI & ACI & HRI | 0 | 0 | 0 | 0 | 0 | 0 | 0 | 0
00 Ret.ExistDSI & ACI & SCR | 0 | 0 | 0 | 0 | 0 | 0 | 0 | 0
00 Ret.ExistDSI & ACI & SCR & DryFGD & HRI | 0 | 0 | 0 | 0 | 0 | 0 | 0 | 0
00 Ret.ExistDSI & ACI & SCR & HRI | 0 | 0 | 0 | 0 | 0 | 0 | 0 | 0
00 Ret.ExistDSI & ACI & SCR & WetFGD & HRI | 0 | 0 | 0 | 0 | 0 | 0 | 0 | 0
00 Ret.ExistDSI & DryFGD | 0 | 0 | 0 | 0 | 0 | 0 | 0 | 0
00 Ret.ExistDSI & DryFGD & ACI | 0 | 0 | 0 | 0 | 0 | 0 | 0 | 0
00 Ret.ExistDSI & DryFGD & ACI & HRI | 0 | 0 | 0 | 0 | 0 | 0 | 0 | 0
00 Ret.ExistDSI & DryFGD & HRI | 0 | 0 | 0 | 0 | 0 | 0 | 0 | 0
00 Ret.ExistDSI & HRI | 0 | 0 | 0 | 0 | 0 | 0 | 0 | 0
00 Ret.ExistDSI & SCR | 0 | 0 | 0 | 0 | 0 | 0 | 0 | 0
00 Ret.ExistDSI & SCR & DryFGD | 0 | 0 | 0 | 0 | 0 | 0 | 0 | 0
00 Ret.ExistDSI & SCR & DryFGD & ACI | 0 | 0 | 0 | 0 | 0 | 0 | 0 | 0
00 Ret.ExistDSI & SCR & DryFGD & HRI | 0 | 0 | 0 | 0 | 0 | 0 | 0 | 0
00 Ret.ExistDSI & SCR & HRI | 0 | 0 | 0 | 0 | 0 | 0 | 0 | 0
00 Ret.ExistDSI & SCR & WetFGD | 0 | 0 | 0 | 0 | 0 | 0 | 0 | 0
00 Ret.ExistDSI & SCR & WetFGD & ACI | 0 | 0 | 0 | 0 | 0 | 0 | 0 | 0
00 Ret.ExistDSI & SCR & WetFGD & HRI | 0 | 0 | 0 | 0 | 0 | 0 | 0 | 0
00 Ret.ExistDSI & SNCR | 0 | 0 | 0 | 0 | 0 | 0 | 0 | 0
00 Ret.ExistDSI & SNCR & ACI | 0 | 0 | 0 | 0 | 0 | 0 | 0 | 0
00 Ret.ExistDSI & SNCR & ACI & HRI | 0 | 0 | 0 | 0 | 0 | 0 | 0 | 0
00 Ret.ExistDSI & SNCR & DryFGD | 0 | 0 | 0 | 0 | 0 | 0 | 0 | 0
00 Ret.ExistDSI & SNCR & DryFGD & ACI | 0 | 0 | 0 | 0 | 0 | 0 | 0 | 0
00 Ret.ExistDSI & SNCR & DryFGD & ACI & HRI | 0 | 0 | 0 | 0 | 0 | 0 | 0 | 0
00 Ret.ExistDSI & SNCR & DryFGD & HRI | 0 | 0 | 0 | 0 | 0 | 0 | 0 | 0
00 Ret.ExistDSI & SNCR & HRI | 0 | 0 | 0 | 0 | 0 | 0 | 0 | 0
00 Ret.ExistDSI & SNCR & WetFGD | 0 | 0 | 0 | 0 | 0 | 0 | 0 | 0
00 Ret.ExistDSI & SNCR & WetFGD & ACI | 0 | 0 | 0 | 0 | 0 | 0 | 0 | 0
00 Ret.ExistDSI & SNCR & WetFGD & ACI & HRI | 0 | 0 | 0 | 0 | 0 | 0 | 0 | 0
00 Ret.ExistDSI & SNCR & WetFGD & HRI | 0 | 0 | 0 | 0 | 0 | 0 | 0 | 0
00 Ret.ExistDSI & WetFGD | 0 | 0 | 0 | 0 | 0 | 0 | 0 | 0
00 Ret.ExistDSI & WetFGD & ACI | 0 | 0 | 0 | 0 | 0 | 0 | 0 | 0
00 Ret.ExistDSI & WetFGD & ACI & HRI | 0 | 0 | 0 | 0 | 0 | 0 | 0 | 0
00 Ret.ExistDSI & WetFGD & HRI | 0 | 0 | 0 | 0 | 0 | 0 | 0 | 0
00 Ret.ExistDSI_ACI & SNCR & DryFGD & CCS | 0 | 0 | 0 | 0 | 0 | 0 | 0 | 0
00 Ret.ExistDSI_ACI & SNCR & WetFGD & CCS | 0 | 0 | 0 | 0 | 0 | 0 | 0 | 0
00 Ret.ExistSCR_ACI & DryFGD | 0 | 0 | 0 | 0 | 0 | 0 | 0 | 0
00 Ret.ExistSCR_ACI & DryFGD & CCS | 0 | 0 | 0 | 0 | 0 | 0 | 0 | 0
00 Ret.ExistSCR_ACI & DryFGD & HRI | 0 | 0 | 0 | 0 | 0 | 0 | 0 | 0
00 Ret.ExistSCR_ACI & DryFGD & HRI & CCS | 0 | 0 | 0 | 0 | 0 | 0 | 0 | 0
00 Ret.ExistSCR_ACI & DSI | 0 | 0 | 0 | 0 | 0 | 0 | 0 | 0
00 Ret.ExistSCR_ACI & DSI & HRI | 0 | 0 | 0 | 0 | 0 | 0 | 0 | 0
00 Ret.ExistSCR_ACI & HRI | 0 | 0 | 0 | 0 | 0 | 0 | 0 | 0
00 Ret.ExistSCR_ACI & WetFGD | 0 | 0 | 0 | 0 | 0 | 0 | 0 | 0
00 Ret.ExistSCR_ACI & WetFGD & CCS | 0 | 0 | 0 | 0 | 0 | 0 | 0 | 0
00 Ret.ExistSCR_ACI & WetFGD & HRI | 0 | 0 | 0 | 0 | 0 | 0 | 0 | 0
00 Ret.ExistSCR_ACI & WetFGD & HRI & CCS | 0 | 0 | 0 | 0 | 0 | 0 | 0 | 0
00 Ret.ExistSCR_ACI_DSI & DryFGD | 0 | 0 | 0 | 0 | 0 | 0 | 0 | 0
00 Ret.ExistSCR_ACI_DSI & DryFGD & HRI | 0 | 0 | 0 | 0 | 0 | 0 | 0 | 0
00 Ret.ExistSCR_ACI_DSI & HRI | 0 | 0 | 0 | 0 | 0 | 0 | 0 | 0
00 Ret.ExistSCR_ACI_DSI & WetFGD | 0 | 0 | 0 | 0 | 0 | 0 | 0 | 0
00 Ret.ExistSCR_ACI_DSI & WetFGD & HRI | 0 | 0 | 0 | 0 | 0 | 0 | 0 | 0
00 Ret.ExistSCR_DryFGD & ACI | 0 | 0 | 0 | 0 | 0 | 0 | 0 | 0
00 Ret.ExistSCR_DryFGD & HRI | 0 | 0 | 0 | 0 | 0 | 0 | 0 | 0
00 Ret.ExistSCR_DryFGD & HRI & CCS | 0 | 0 | 0 | 0 | 0 | 0 | 0 | 0
00 Ret.ExistSCR_DryFGD_ACI & CCS | 0 | 0 | 0 | 0 | 0 | 0 | 0 | 0
00 Ret.ExistSCR_DryFGD_ACI & HRI | 0 | 0 | 0 | 0 | 0 | 0 | 0 | 0
00 Ret.ExistSCR_DryFGD_ACI & HRI & CCS | 0 | 0 | 0 | 0 | 0 | 0 | 0 | 0
00 Ret.ExistSCR_DryFGD_ACI_DSI & CCS | 0 | 0 | 0 | 0 | 0 | 0 | 0 | 0
00 Ret.ExistSCR_DryFGD_ACI_DSI & HRI | 0 | 0 | 0 | 0 | 0 | 0 | 0 | 0
00 Ret.ExistSCR_DryFGD_ACI_DSI & HRI & CCS | 0 | 0 | 0 | 0 | 0 | 0 | 0 | 0
00 Ret.ExistSCR_DryFGD_DSI & ACI | 0 | 0 | 0 | 0 | 0 | 0 | 0 | 0
00 Ret.ExistSCR_WetFGD & ACI | 0 | 0 | 0 | 0 | 0 | 0 | 0 | 0
00 Ret.ExistSCR_WetFGD & HRI | 0 | 0 | 0 | 0 | 0 | 0 | 0 | 0
00 Ret.ExistSCR_WetFGD & HRI & CCS | 0 | 0 | 0 | 0 | 0 | 0 | 0 | 0
00 Ret.ExistSCR_WetFGD_ACI & CCS | 0 | 0 | 0 | 0 | 0 | 0 | 0 | 0
00 Ret.ExistSCR_WetFGD_ACI & HRI | 0 | 0 | 0 | 0 | 0 | 0 | 0 | 0
00 Ret.ExistSCR_WetFGD_ACI & HRI & CCS | 0 | 0 | 0 | 0 | 0 | 0 | 0 | 0
00 Ret.ExistSCR_WetFGD_ACI_DSI & CCS | 0 | 0 | 0 | 0 | 0 | 0 | 0 | 0
00 Ret.ExistSCR_WetFGD_ACI_DSI & HRI | 0 | 0 | 0 | 0 | 0 | 0 | 0 | 0
00 Ret.ExistSCR_WetFGD_ACI_DSI & HRI & CCS | 0 | 0 | 0 | 0 | 0 | 0 | 0 | 0
00 Ret.ExistSCR_WetFGD_DSI & ACI | 0 | 0 | 0 | 0 | 0 | 0 | 0 | 0
00 Ret.ExistSCR_WetFGD_DSI & HRI | 0 | 0 | 0 | 0 | 0 | 0 | 0 | 0
00 Ret.ExistSCR_WetFGD_DSI & HRI & CCS | 0 | 0 | 0 | 0 | 0 | 0 | 0 | 0
00 Ret.ExistSNCR_ACI & DryFGD | 0 | 0 | 0 | 0 | 0 | 0 | 0 | 0
00 Ret.ExistSNCR_ACI & DryFGD & CCS | 0 | 0 | 0 | 0 | 0 | 0 | 0 | 0
00 Ret.ExistSNCR_ACI & DryFGD & HRI | 0 | 0 | 0 | 0 | 0 | 0 | 0 | 0
00 Ret.ExistSNCR_ACI & DryFGD & HRI & CCS | 0 | 0 | 0 | 0 | 0 | 0 | 0 | 0
00 Ret.ExistSNCR_ACI & DSI & HRI | 0 | 0 | 0 | 0 | 0 | 0 | 0 | 0
00 Ret.ExistSNCR_ACI & HRI | 0 | 0 | 0 | 0 | 0 | 0 | 0 | 0
00 Ret.ExistSNCR_ACI & WetFGD | 0 | 0 | 0 | 0 | 0 | 0 | 0 | 0
00 Ret.ExistSNCR_ACI & WetFGD & CCS | 0 | 0 | 0 | 0 | 0 | 0 | 0 | 0
00 Ret.ExistSNCR_ACI & WetFGD & HRI | 0 | 0 | 0 | 0 | 0 | 0 | 0 | 0
00 Ret.ExistSNCR_ACI & WetFGD & HRI & CCS | 0 | 0 | 0 | 0 | 0 | 0 | 0 | 0
00 Ret.ExistSNCR_ACI_DSI & DryFGD | 0 | 0 | 0 | 0 | 0 | 0 | 0 | 0
00 Ret.ExistSNCR_ACI_DSI & DryFGD & CCS | 0 | 0 | 0 | 0 | 0 | 0 | 0 | 0
00 Ret.ExistSNCR_ACI_DSI & DryFGD & HRI | 0 | 0 | 0 | 0 | 0 | 0 | 0 | 0
00 Ret.ExistSNCR_ACI_DSI & DryFGD & HRI & CCS | 0 | 0 | 0 | 0 | 0 | 0 | 0 | 0
00 Ret.ExistSNCR_ACI_DSI & HRI | 0 | 0 | 0 | 0 | 0 | 0 | 0 | 0
00 Ret.ExistSNCR_ACI_DSI & WetFGD | 0 | 0 | 0 | 0 | 0 | 0 | 0 | 0
00 Ret.ExistSNCR_ACI_DSI & WetFGD & CCS | 0 | 0 | 0 | 0 | 0 | 0 | 0 | 0
00 Ret.ExistSNCR_ACI_DSI & WetFGD & HRI | 0 | 0 | 0 | 0 | 0 | 0 | 0 | 0
00 Ret.ExistSNCR_ACI_DSI & WetFGD & HRI & CCS | 0 | 0 | 0 | 0 | 0 | 0 | 0 | 0
00 Ret.ExistSNCR_DryFGD & HRI | 0 | 0 | 0 | 0 | 0 | 0 | 0 | 0
00 Ret.ExistSNCR_DryFGD_ACI & CCS | 0 | 0 | 0 | 0 | 0 | 0 | 0 | 0
00 Ret.ExistSNCR_DryFGD_ACI & HRI | 0 | 0 | 0 | 0 | 0 | 0 | 0 | 0
00 Ret.ExistSNCR_DryFGD_ACI & HRI & CCS | 0 | 0 | 0 | 0 | 0 | 0 | 0 | 0
00 Ret.ExistSNCR_WetFGD & ACI | 0 | 0 | 0 | 0 | 0 | 0 | 0 | 0
00 Ret.ExistSNCR_WetFGD & HRI | 0 | 0 | 0 | 0 | 0 | 0 | 0 | 0
00 Ret.ExistSNCR_WetFGD & HRI & CCS | 0 | 0 | 0 | 0 | 0 | 0 | 0 | 0
00 Ret.ExistSNCR_WetFGD_ACI & CCS | 0 | 0 | 0 | 0 | 0 | 0 | 0 | 0
00 Ret.ExistSNCR_WetFGD_ACI & HRI | 0 | 0 | 0 | 0 | 0 | 0 | 0 | 0
00 Ret.ExistSNCR_WetFGD_ACI & HRI & CCS | 0 | 0 | 0 | 0 | 0 | 0 | 0 | 0
00 Ret.ExistSNCR_WetFGD_ACI_DSI & CCS | 0 | 0 | 0 | 0 | 0 | 0 | 0 | 0
00 Ret.ExistSNCR_WetFGD_ACI_DSI & HRI | 0 | 0 | 0 | 0 | 0 | 0 | 0 | 0
00 Ret.ExistSNCR_WetFGD_ACI_DSI & HRI & CCS | 0 | 0 | 0 | 0 | 0 | 0 | 0 | 0
00 Ret.ExistWetFGD & ACI | 0 | 0 | 0 | 0 | 0 | 0 | 0 | 0
00 Ret.ExistWetFGD & ACI & CCS | 0 | 0 | 0 | 0 | 0 | 0 | 0 | 0
00 Ret.ExistWetFGD & ACI & HRI | 0 | 0 | 0 | 0 | 0 | 0 | 0 | 0
00 Ret.ExistWetFGD & ACI & HRI & CCS | 0 | 0 | 0 | 0 | 0 | 0 | 0 | 0
00 Ret.ExistWetFGD & ACI & SCR | 0 | 0 | 0 | 0 | 0 | 0 | 0 | 0
00 Ret.ExistWetFGD & ACI & SCR & CCS | 0 | 0 | 0 | 0 | 0 | 0 | 0 | 0
00 Ret.ExistWetFGD & ACI & SCR & HRI | 0 | 0 | 0 | 0 | 0 | 0 | 0 | 0
00 Ret.ExistWetFGD & ACI & SCR & HRI & CCS | 0 | 0 | 0 | 0 | 0 | 0 | 0 | 0
00 Ret.ExistWetFGD & ACI & SNCR | 0 | 0 | 0 | 0 | 0 | 0 | 0 | 0
00 Ret.ExistWetFGD & ACI & SNCR & HRI | 0 | 0 | 0 | 0 | 0 | 0 | 0 | 0
00 Ret.ExistWetFGD & ACI & SNCR & HRI & CCS | 0 | 0 | 0 | 0 | 0 | 0 | 0 | 0
00 Ret.ExistWetFGD & CCS | 0 | 0 | 0 | 0 | 0 | 0 | 0 | 0
00 Ret.ExistWetFGD & HRI | 0 | 0 | 0 | 0 | 0 | 0 | 0 | 0
00 Ret.ExistWetFGD & HRI & CCS | 0 | 0 | 0 | 0 | 0 | 0 | 0 | 0
00 Ret.ExistWetFGD & SCR | 3065.2573 | 6577.805 | 6577.805 | 6577.805 | 6528.9608 | 6506.4684 | 5537.6839 | 5427.8404
00 Ret.ExistWetFGD & SCR & CCS | 0 | 0 | 0 | 0 | 0 | 0 | 0 | 0
00 Ret.ExistWetFGD & SCR & HRI | 0 | 0 | 0 | 0 | 0 | 0 | 0 | 0
00 Ret.ExistWetFGD & SCR & HRI & CCS | 0 | 0 | 0 | 0 | 0 | 0 | 0 | 0
00 Ret.ExistWetFGD & SNCR | 0 | 0 | 0 | 0 | 0 | 0 | 0 | 0
00 Ret.ExistWetFGD & SNCR & CCS | 0 | 0 | 0 | 0 | 0 | 0 | 0 | 0
00 Ret.ExistWetFGD & SNCR & HRI | 0 | 0 | 0 | 0 | 0 | 0 | 0 | 0
00 Ret.ExistWetFGD & SNCR & HRI & CCS | 0 | 0 | 0 | 0 | 0 | 0 | 0 | 0
00 Ret.ExistWetFGD_ACI & CCS | 0 | 0 | 0 | 0 | 0 | 0 | 0 | 0
00 Ret.ExistWetFGD_ACI & HRI | 0 | 0 | 0 | 0 | 0 | 0 | 0 | 0
00 Ret.ExistWetFGD_ACI & HRI & CCS | 0 | 0 | 0 | 0 | 0 | 0 | 0 | 0
00 Ret.ExistWetFGD_ACI & SCR | 8105.5338 | 8243.4059 | 8233.4537 | 8262.6581 | 7844.458 | 7682.3286 | 7663.8281 | 7646.49
00 Ret.ExistWetFGD_ACI & SCR & CCS | 0 | 0 | 0 | 0 | 0 | 0 | 0 | 0
00 Ret.ExistWetFGD_ACI & SCR & HRI | 0 | 0 | 0 | 0 | 0 | 0 | 0 | 0
00 Ret.ExistWetFGD_ACI & SCR & HRI & CCS | 0 | 0 | 0 | 0 | 0 | 0 | 0 | 0
00 Ret.ExistWetFGD_ACI & SNCR | 4103.7263 | 4118.587 | 4118.587 | 4132.0334 | 4329.9661 | 4439.8289 | 4649.4729 | 4442.069
00 Ret.ExistWetFGD_ACI & SNCR & CCS | 0 | 0 | 0 | 0 | 0 | 0 | 0 | 0
00 Ret.ExistWetFGD_ACI & SNCR & HRI | 0 | 0 | 0 | 0 | 0 | 0 | 0 | 0
00 Ret.ExistWetFGD_ACI & SNCR & HRI & CCS | 0 | 0 | 0 | 0 | 0 | 0 | 0 | 0
00 Ret.ExistWetFGD_ACI_DSI & CCS | 0 | 0 | 0 | 0 | 0 | 0 | 0 | 0
00 Ret.ExistWetFGD_ACI_DSI & HRI | 0 | 0 | 0 | 0 | 0 | 0 | 0 | 0
00 Ret.ExistWetFGD_ACI_DSI & HRI & CCS | 0 | 0 | 0 | 0 | 0 | 0 | 0 | 0
00 Ret.ExistWetFGD_ACI_DSI & SCR | 0 | 0 | 0 | 0 | 0 | 0 | 0 | 0
00 Ret.ExistWetFGD_ACI_DSI & SCR & CCS | 0 | 0 | 0 | 0 | 0 | 0 | 0 | 0
00 Ret.ExistWetFGD_ACI_DSI & SCR & HRI | 0 | 0 | 0 | 0 | 0 | 0 | 0 | 0
00 Ret.ExistWetFGD_ACI_DSI & SCR & HRI & CCS | 0 | 0 | 0 | 0 | 0 | 0 | 0 | 0
00 Ret.ExistWetFGD_ACI_DSI & SNCR | 0 | 0 | 0 | 0 | 0 | 0 | 0 | 0
00 Ret.ExistWetFGD_ACI_DSI & SNCR & CCS | 0 | 0 | 0 | 0 | 0 | 0 | 0 | 0
00 Ret.ExistWetFGD_ACI_DSI & SNCR & HRI | 0 | 0 | 0 | 0 | 0 | 0 | 0 | 0
00 Ret.ExistWetFGD_ACI_DSI & SNCR & HRI & CCS | 0 | 0 | 0 | 0 | 0 | 0 | 0 | 0
00 Ret.ExistWetFGD_DSI & HRI | 0 | 0 | 0 | 0 | 0 | 0 | 0 | 0
00 Ret.ExistWetFGD_DSI & SCR | 0 | 0 | 0 | 0 | 0 | 0 | 0 | 0
00 Ret.ExistWetFGD_DSI & SCR & HRI | 0 | 0 | 0 | 0 | 0 | 0 | 0 | 0
00 Ret.ExistWetFGD_DSI & SNCR | 0 | 0 | 0 | 0 | 0 | 0 | 0 | 0
00 Ret.ExistWetFGD_SCR & ACI & CCS | 0 | 0 | 0 | 0 | 0 | 0 | 0 | 0
00 Ret.ExistWetFGD_DSI & SNCR & HRI | 0 | 0 | 0 | 0 | 0 | 0 | 0 | 0
00 Ret.ExistWetFGD_SCR & ACI & HRI | 0 | 0 | 0 | 0 | 0 | 0 | 0 | 0
00 Ret.ExistWetFGD_SCR & ACI & HRI & CCS | 0 | 0 | 0 | 0 | 0 | 0 | 0 | 0
00 Ret.ExistWetFGD_SCR & CCS | 0 | 0 | 0 | 0 | 0 | 0 | 0 | 0
00 Ret.ExistWetFGD_SCR_DSI & ACI & CCS | 0 | 0 | 0 | 0 | 0 | 0 | 0 | 0
00 Ret.ExistWetFGD_SCR_DSI & ACI & HRI | 0 | 0 | 0 | 0 | 0 | 0 | 0 | 0
00 Ret.ExistWetFGD_SCR_DSI & ACI & HRI & CCS | 0 | 0 | 0 | 0 | 0 | 0 | 0 | 0
00 Ret.ExistWetFGD_SCR_DSI & CCS | 0 | 0 | 0 | 0 | 0 | 0 | 0 | 0
00 Ret.ExistWetFGD_SNCR & ACI & HRI | 0 | 0 | 0 | 0 | 0 | 0 | 0 | 0
00 Ret.ExistWetFGD_SNCR & CCS | 0 | 0 | 0 | 0 | 0 | 0 | 0 | 0
00 Ret.HRI | 0 | 0 | 0 | 0 | 0 | 0 | 0 | 0
00 Ret.SCR | 0 | 0 | 0 | 0 | 0 | 0 | 0 | 0
00 Ret.SCR & DryFGD | 0 | 0 | 0 | 0 | 0 | 0 | 0 | 0
00 Ret.SCR & DryFGD & ACI | 0 | 0 | 0 | 0 | 0 | 0 | 0 | 0
00 Ret.SCR & DryFGD & CCS | 0 | 0 | 0 | 0 | 0 | 0 | 0 | 0
00 Ret.SCR & DryFGD & HRI | 0 | 0 | 0 | 0 | 0 | 0 | 0 | 0
00 Ret.SCR & DSI | 0 | 0 | 0 | 0 | 0 | 0 | 0 | 0
00 Ret.SCR & DSI & DryFGD | 0 | 0 | 0 | 0 | 0 | 0 | 0 | 0
00 Ret.SCR & DSI & DryFGD & HRI | 0 | 0 | 0 | 0 | 0 | 0 | 0 | 0
00 Ret.SCR & DSI & HRI | 0 | 0 | 0 | 0 | 0 | 0 | 0 | 0
00 Ret.SCR & DSI & WetFGD | 0 | 0 | 0 | 0 | 0 | 0 | 0 | 0
00 Ret.SCR & DSI & WetFGD & HRI | 0 | 0 | 0 | 0 | 0 | 0 | 0 | 0
00 Ret.SCR & HRI | 0 | 0 | 0 | 0 | 0 | 0 | 0 | 0
00 Ret.SCR & WetFGD | 0 | 0 | 0 | 0 | 0 | 0 | 0 | 0
00 Ret.SCR & WetFGD & ACI | 0 | 0 | 0 | 0 | 0 | 0 | 0 | 0
00 Ret.SCR & WetFGD & CCS | 0 | 0 | 0 | 0 | 0 | 0 | 0 | 0
00 Ret.SCR & WetFGD & HRI | 0 | 0 | 0 | 0 | 0 | 0 | 0 | 0
00 Ret.SNCR | 0 | 0 | 0 | 0 | 0 | 0 | 0 | 0
00 Ret.SNCR & DryFGD | 0 | 0 | 0 | 0 | 0 | 0 | 0 | 0
00 Ret.SNCR & DryFGD & ACI | 0 | 0 | 0 | 0 | 0 | 0 | 0 | 0
00 Ret.SNCR & DryFGD & ACI & HRI | 0 | 0 | 0 | 0 | 0 | 0 | 0 | 0
00 Ret.SNCR & DryFGD & CCS | 0 | 0 | 0 | 0 | 0 | 0 | 0 | 0
00 Ret.SNCR & DryFGD & HRI | 0 | 0 | 0 | 0 | 0 | 0 | 0 | 0
00 Ret.SNCR & DSI | 0 | 0 | 0 | 0 | 0 | 0 | 0 | 0
00 Ret.SNCR & DSI & HRI | 0 | 0 | 0 | 0 | 0 | 0 | 0 | 0
00 Ret.SNCR & HRI | 0 | 0 | 0 | 0 | 0 | 0 | 0 | 0
00 Ret.SNCR & WetFGD | 0 | 0 | 0 | 0 | 0 | 0 | 0 | 0
00 Ret.SNCR & WetFGD & ACI | 0 | 0 | 0 | 0 | 0 | 0 | 0 | 0
00 Ret.SNCR & WetFGD & ACI & HRI | 0 | 0 | 0 | 0 | 0 | 0 | 0 | 0
00 Ret.SNCR & WetFGD & CCS | 0 | 0 | 0 | 0 | 0 | 0 | 0 | 0
00 Ret.SNCR & WetFGD & HRI | 0 | 0 | 0 | 0 | 0 | 0 | 0 | 0
00 Ret.WetFGD | 0 | 0 | 0 | 0 | 0 | 0 | 0 | 0
00 Ret.WetFGD & CCS | 0 | 0 | 0 | 0 | 0 | 0 | 0 | 0
00 Ret.WetFGD & HRI | 0 | 0 | 0 | 0 | 0 | 0 | 0 | 0
00 Ret.FB & ACI | 0 | 0 | 0 | 0 | 0 | 0 | 0 | 0
00 Ret.FB & ACI & DryFGD & HRI | 0 | 0 | 0 | 0 | 0 | 0 | 0 | 0
00 Ret.FB & ACI & HRI | 0 | 0 | 0 | 0 | 0 | 0 | 0 | 0
00 Ret.FB & HRI | 0 | 0 | 0 | 0 | 0 | 0 | 0 | 0
00 Ret.FB DryFGD | 0 | 0 | 0 | 0 | 0 | 0 | 0 | 0
00 Ret.FB DryFGD & ACI | 0 | 0 | 0 | 0 | 0 | 0 | 0 | 0
00 Ret.FB DryFGD & ACI & HRI | 0 | 0 | 0 | 0 | 0 | 0 | 0 | 0
00 Ret.FB DryFGD & HRI | 0 | 0 | 0 | 0 | 0 | 0 | 0 | 0
00 Ret.FB DryFGD & SNCR | 0 | 0 | 0 | 0 | 0 | 0 | 0 | 0
00 Ret.FB DryFGD & SNCR & HRI | 0 | 0 | 0 | 0 | 0 | 0 | 0 | 0
00 Ret.FB SNCR & DryFGD & ACI | 0 | 0 | 0 | 0 | 0 | 0 | 0 | 0
00 Ret.FB SNCR & DryFGD & ACI & HRI | 0 | 0 | 0 | 0 | 0 | 0 | 0 | 0
00 Ret.FB-ACI & SNCR | 0 | 0 | 0 | 0 | 0 | 0 | 0 | 0
00 Ret.FB-ACI & SNCR & HRI | 0 | 0 | 0 | 0 | 0 | 0 | 0 | 0
00 Ret.FB-ACI & SNCR & HRI & CCS | 0 | 0 | 0 | 0 | 0 | 0 | 0 | 0
00 Ret.FB-Exist ACI & DryFGD | 0 | 0 | 0 | 0 | 0 | 0 | 0 | 0
00 Ret.FB-Exist ACI & DryFGD & HRI | 0 | 0 | 0 | 0 | 0 | 0 | 0 | 0
00 Ret.FB-Exist ACI & DryFGD & SNCR | 0 | 0 | 0 | 0 | 0 | 0 | 0 | 0
00 Ret.FB-Exist ACI & DryFGD & SNCR & HRI | 0 | 0 | 0 | 0 | 0 | 0 | 0 | 0
00 Ret.FB-Exist ACI & SNCR | 0 | 0 | 0 | 0 | 0 | 0 | 0 | 0
00 Ret.FB-Exist ACI & SNCR & HRI | 0 | 0 | 0 | 0 | 0 | 0 | 0 | 0
00 Ret.FB-Exist ACI_DSI & DryFGD & SNCR | 0 | 0 | 0 | 0 | 0 | 0 | 0 | 0
00 Ret.FB-Exist ACI_DSI & SNCR | 0 | 0 | 0 | 0 | 0 | 0 | 0 | 0
00 Ret.FB-ExistACI & HRI | 0 | 0 | 0 | 0 | 0 | 0 | 0 | 0
00 Ret.FB-ExistACI_DSI & DryFGD | 0 | 0 | 0 | 0 | 0 | 0 | 0 | 0
00 Ret.FB-ExistACI_DSI & DryFGD & HRI | 0 | 0 | 0 | 0 | 0 | 0 | 0 | 0
00 Ret.FB-ExistACI_DSI & DryFGD & SNCR | 0 | 0 | 0 | 0 | 0 | 0 | 0 | 0
00 Ret.FB-ExistACI_DSI & DryFGD & SNCR & HRI | 0 | 0 | 0 | 0 | 0 | 0 | 0 | 0
00 Ret.FB-ExistACI_DSI & HRI | 0 | 0 | 0 | 0 | 0 | 0 | 0 | 0
00 Ret.FB-ExistACI_DSI & SNCR & HRI | 0 | 0 | 0 | 0 | 0 | 0 | 0 | 0
00 Ret.FB-ExistDryFGD_ACI & HRI | 0 | 0 | 0 | 0 | 0 | 0 | 0 | 0
00 Ret.FB-ExistDryFGD_ACI & SNCR | 0 | 0 | 0 | 0 | 0 | 0 | 0 | 0
00 Ret.FB-ExistDryFGD_ACI & SNCR & HRI | 0 | 0 | 0 | 0 | 0 | 0 | 0 | 0
00 Ret.FB-ExistDryFGD_DSI & HRI | 0 | 0 | 0 | 0 | 0 | 0 | 0 | 0
00 Ret.FB-ExistDryFGD_DSI & SNCR | 0 | 0 | 0 | 0 | 0 | 0 | 0 | 0
00 Ret.FB-ExistDryFGD_DSI & SNCR & HRI | 0 | 0 | 0 | 0 | 0 | 0 | 0 | 0
00 Ret.FB-ExistDryFGD_SNCR & HRI | 0 | 0 | 0 | 0 | 0 | 0 | 0 | 0
00 Ret.FB-ExistDryFGD_SNCR_ACI & HRI | 0 | 0 | 0 | 0 | 0 | 0 | 0 | 0
00 Ret.FB-ExistDryFGD_SNCR_ACI_DSI & HRI | 0 | 0 | 0 | 0 | 0 | 0 | 0 | 0
00 Ret.FB-ExistDryFGD_SNCR_DSI & HRI | 0 | 0 | 0 | 0 | 0 | 0 | 0 | 0
00 Ret.FB-ExistDSI & ACI | 0 | 0 | 0 | 0 | 0 | 0 | 0 | 0
00 Ret.FB-ExistDSI & ACI & HRI | 0 | 0 | 0 | 0 | 0 | 0 | 0 | 0
00 Ret.FB-ExistDSI & ACI & SNCR | 0 | 0 | 0 | 0 | 0 | 0 | 0 | 0
00 Ret.FB-ExistDSI & ACI & SNCR & HRI | 0 | 0 | 0 | 0 | 0 | 0 | 0 | 0
00 Ret.FB-ExistDSI & DryFGD | 0 | 0 | 0 | 0 | 0 | 0 | 0 | 0
00 Ret.FB-ExistDSI & DryFGD & ACI | 0 | 0 | 0 | 0 | 0 | 0 | 0 | 0
00 Ret.FB-ExistDSI & DryFGD & ACI & HRI | 0 | 0 | 0 | 0 | 0 | 0 | 0 | 0
00 Ret.FB-ExistDSI & DryFGD & HRI | 0 | 0 | 0 | 0 | 0 | 0 | 0 | 0
00 Ret.FB-ExistDSI & DryFGD & SNCR | 0 | 0 | 0 | 0 | 0 | 0 | 0 | 0
00 Ret.FB-ExistDSI & DryFGD & SNCR & HRI | 0 | 0 | 0 | 0 | 0 | 0 | 0 | 0
00 Ret.FB-ExistDSI & HRI | 0 | 0 | 0 | 0 | 0 | 0 | 0 | 0
00 Ret.FB-ExistDSI & SNCR | 183.217 | 197.2727 | 197.2727 | 197.2727 | 195.7146 | 195.7146 | 195.7146 | 197.2727
00 Ret.FB-ExistDSI & SNCR & DryFGD & ACI | 0 | 0 | 0 | 0 | 0 | 0 | 0 | 0
00 Ret.FB-ExistDSI & SNCR & DryFGD & ACI & HRI | 0 | 0 | 0 | 0 | 0 | 0 | 0 | 0
00 Ret.FB-ExistDSI & SNCR & HRI | 0 | 0 | 0 | 0 | 0 | 0 | 0 | 0
00 Ret.FB-ExistSNCR & DryFGD | 0 | 0 | 0 | 0 | 0 | 0 | 0 | 0
00 Ret.FB-ExistSNCR & DryFGD & ACI | 0 | 0 | 0 | 0 | 0 | 0 | 0 | 0
00 Ret.FB-ExistSNCR & DryFGD & HRI | 0 | 0 | 0 | 0 | 0 | 0 | 0 | 0
00 Ret.FB-ExistSNCR & HRI | 0 | 0 | 0 | 0 | 0 | 0 | 0 | 0
00 Ret.FB-ExistSNCR_ACI_DSI & DryFGD | 0 | 0 | 0 | 0 | 0 | 0 | 0 | 0
00 Ret.FB-ExistSNCR_ACI_DSI & DryFGD & HRI | 0 | 0 | 0 | 0 | 0 | 0 | 0 | 0
00 Ret.FB-ExistSNCR_ACI_DSI & HRI | 0 | 0 | 0 | 0 | 0 | 0 | 0 | 0
00 Ret.FB-ExistSNCR_DryFGD & HRI | 0 | 0 | 0 | 0 | 0 | 0 | 0 | 0
00 Ret.FB-ExistSNCR_DryFGD_ACI & HRI | 0 | 0 | 0 | 0 | 0 | 0 | 0 | 0
00 Ret.FB-ExistSNCR_DSI & ACI | 0 | 0 | 0 | 0 | 0 | 0 | 0 | 0
00 Ret.FB-ExistSNCR_DSI & ACI & DryFGD | 0 | 0 | 0 | 0 | 0 | 0 | 0 | 0
00 Ret.FB-ExistSNCR_DSI & ACI & DryFGD & HRI | 0 | 0 | 0 | 0 | 0 | 0 | 0 | 0
00 Ret.FB-ExistSNCR_DSI & ACI & HRI | 0 | 0 | 0 | 0 | 0 | 0 | 0 | 0
00 Ret.FB-ExistSNCR_DSI & DryFGD | 0 | 0 | 0 | 0 | 0 | 0 | 0 | 0
00 Ret.FB-ExistSNCR_DSI & DryFGD & HRI | 0 | 0 | 0 | 0 | 0 | 0 | 0 | 0
00 Ret.FB-ExistSNCR_DSI & HRI | 0 | 0 | 0 | 0 | 0 | 0 | 0 | 0
00 Ret.FB-ExistSNCR_WetFGD & ACI | 0 | 0 | 0 | 0 | 0 | 0 | 0 | 0
00 Ret.FB-ExistSNCR_WetFGD & HRI | 0 | 0 | 0 | 0 | 0 | 0 | 0 | 0
00 Ret.FB-ExistWetFGD_DSI & HRI | 0 | 0 | 0 | 0 | 0 | 0 | 0 | 0
00 Ret.FB-ExistWetFGD_DSI & SNCR | 0 | 0 | 0 | 0 | 0 | 0 | 0 | 0
00 Ret.FB-ExistWetFGD_DSI & SNCR & HRI | 0 | 0 | 0 | 0 | 0 | 0 | 0 | 0
00 Ret.FB-ExistWetFGD_SNCR & ACI & HRI | 0 | 0 | 0 | 0 | 0 | 0 | 0 | 0
00 Ret.FB-SNCR | 0 | 0 | 0 | 0 | 0 | 0 | 0 | 0
00 Ret.FB-SNCR & HRI | 0 | 0 | 0 | 0 | 0 | 0 | 0 | 0
00 Ret.Oil/Gas Steam SCR | 0 | 0 | 0 | 0 | 0 | 0 | 0 | 0
00 CC Retirement | 0 | 0 | 0 | 0 | 0 | 0 | 0 | 0
00 CT Retirement | 0 | 0 | 0 | 0 | 0 | 0 | 0 | 0
00 O/G Retirement | 0 | 0 | 0 | 0 | 0 | 0 | 0 | 0
00 Coal Retirement | 0 | 0 | 0 | 0 | 0 | 0 | 0 | 0
00 IGCC Retirement | 0 | 0 | 0 | 0 | 0 | 0 | 0 | 0
00 Nuke Retirement | 0 | 0 | 0 | 0 | 0 | 0 | 0 | 0
00 Biomass Retirement | 0 | 0 | 0 | 0 | 0 | 0 | 0 | 0
00 Fossil_Other Retirement | 0 | 0 | 0 | 0 | 0 | 0 | 0 | 0
00 Fuel Cell Retirement | 0 | 0 | 0 | 0 | 0 | 0 | 0 | 0
00 Geothermal Retirement | 0 | 0 | 0 | 0 | 0 | 0 | 0 | 0
00 Hydro Retirement | 0 | 0 | 0 | 0 | 0 | 0 | 0 | 0
00 Landfill Gas Retirement | 0 | 0 | 0 | 0 | 0 | 0 | 0 | 0
00 Non Fossil_Other Retirement | 0 | 0 | 0 | 0 | 0 | 0 | 0 | 0
Total | 4077434.7453 | 4128787.0405 | 4179716.6991 | 4295489.1929 | 4417218.7106 | 4573719.7403 | 4725576.8183 | 4906741.4742
12a. Generation by Fuel Type [GWh]
Biomass | 1700.3741 | 1809.608 | 1802.5201 | 1403.9568 | 1484.1298 | 1714.2869 | 1770.7593 | 1822.5364
Coal | 845933.0179 | 866316.2939 | 867650.3475 | 845317.3827 | 755707.7125 | 762135.298 | 760901.6175 | 694496.6663
DFO | 0 | 0 | 0 | 0 | 0 | 0 | 0 | 0
EnerStor | 1199.7446 | 3339.2477 | 4045.6676 | 5651.0717 | 5807.7291 | 6171.3884 | 6624.3334 | 6841.7735
Fwaste | 3236.6413 | 3236.6413 | 3236.6413 | 2962.3003 | 2974.325 | 3021.1411 | 3106.8956 | 3027.0509
Geothermal | 19864.079 | 21291.5884 | 21291.5884 | 21291.5884 | 21291.5884 | 21291.5884 | 21291.5884 | 21291.5884
Hydro | 302827.3757 | 311461.3139 | 315181.1998 | 315336.6098 | 317477.2281 | 318647.3068 | 319676.9726 | 319676.9726
LF Gas | 11177.1281 | 11176.9294 | 11177.1281 | 9640.7691 | 10003.2081 | 10147.1507 | 10407.1478 | 10208.1119
MSW | 13669.9762 | 13667.9269 | 13667.9269 | 13350.874 | 13350.6041 | 13355.6521 | 13379.8123 | 13362.3089
NaturalGas | 1658443.5873 | 1691725.7072 | 1707425.1238 | 1736086.5379 | 1939247.5738 | 2082926.0601 | 2125286.3518 | 2327748.3105
None | 6339.612 | 6339.612 | 6339.612 | 6339.612 | 6339.612 | 6339.612 | 6339.612 | 6339.612
Non-Fossil | 8620.94 | 8620.94 | 8620.94 | 8620.9401 | 8620.94 | 8620.94 | 8620.94 | 8620.94
Nuclear | 694587.8223 | 646850.0087 | 637969.0882 | 600499.5335 | 594613.2516 | 594613.2516 | 594613.2516 | 577495.927
Oil | 531.4554 | 531.4554 | 531.4554 | 0.58124 | 0.58124 | 0 | 0 | 0
Pet. Coke | 356.6484 | 423.7739 | 423.7739 | 296.492 | 296.492 | 296.492 | 296.492 | 296.492
Pumps | 6982.8213 | 8578.3695 | 9952.5084 | 10807.0241 | 11017.0158 | 11357.7305 | 11226.8411 | 10708.3387
RFO | 0 | 0 | 0 | 0 | 0 | 0 | 0 | 0
Solar | 99642.9635 | 131082.6075 | 161889.8967 | 208663.85 | 214924.956 | 215666.5963 | 236957.3775 | 255235.8887
Tires | 126.9602 | 126.9602 | 126.9602 | 126.9602 | 126.9602 | 126.9602 | 126.9602 | 126.9602
Waste Coal | 190.9352 | 205.3937 | 205.3937 | 205.3937 | 203.7715 | 203.7715 | 203.8356 | 205.3937
Wind | 402002.6626 | 402002.6626 | 408178.927 | 508887.7153 | 513731.0313 | 517084.5138 | 604746.0294 | 649236.6025
Total | 4077434.7453 | 4128787.0405 | 4179716.6991 | 4295489.1929 | 4417218.7106 | 4573719.7403 | 4725576.8183 | 4906741.4742
13. Generation by Capacity Reporting Type [TBtu]
00 New Combined Cycle | 329.8394 | 386.0079 | 396.1417 | 593.0861 | 1140.9955 | 1876.6951 | 2595.0225 | 3677.5919
00 New Combined Cycle with Carbon Capture | 0 | 0 | 0 | 0 | 0 | 0 | 0 | 0
00 New Combustion Turbine | 3.3364 | 9.2325 | 10.1121 | 5.9611 | 47.7121 | 85.8835 | 111.6422 | 143.1556
00 New Hydro | 120.4693 | 149.9354 | 162.6276 | 163.1579 | 170.4617 | 174.454 | 177.9672 | 177.9672
00 New Nuclear | 0 | 0 | 0 | 0 | 0 | 0 | 0 | 0
00 New Biomass | 0.030331 | 0.030331 | 0.27292 | 0.12132 | 0.49115 | 0.49115 | 0.52095 | 0.49115
00 New Geothermal | 12.282 | 17.1527 | 17.1527 | 17.1527 | 17.1527 | 17.1527 | 17.1527 | 17.1527
00 New Landfill Gas | 0.97379 | 0.97311 | 0.97379 | 0.93092 | 0.93165 | 0.93165 | 0.93268 | 0.93165
00 New Battery Storage | 1.7679 | 8.6628 | 10.5928 | 16.2215 | 16.8048 | 18.0262 | 19.4126 | 20.3387
00 New Offshore Wind | 0 | 0 | 0 | 0 | 0 | 0 | 0 | 0
00 New Onshore Wind | 453.9953 | 453.9953 | 475.0687 | 818.6871 | 835.2125 | 846.6546 | 1145.7556 | 1297.5575
00 New Solar PV | 149.0824 | 256.3545 | 361.469 | 521.0617 | 542.4246 | 544.9551 | 617.5992 | 679.9655
00 New Solar Thermal | 0 | 0 | 0 | 0 | 0 | 0 | 0 | 0
00 New Fuel Cell | 0 | 1.4842e-05 | 1.4842e-05 | 0 | 0 | 1.4842e-05 | 1.4842e-05 | 4.2677e-07
00 New Ultrasupercritical Coal without CCS | 0 | 0 | 0 | 0 | 0 | 0 | 0 | 0
00 New Ultrasupercritical Coal with 30% CCS | 0 | 0 | 0 | 0 | 0 | 0 | 0 | 0
00 New Ultrasupercritical Coal with 90% CCS | 0 | 0 | 0 | 0 | 0 | 0 | 0 | 0
00 Exist Combined Cycle | 5065.8174 | 5105.6183 | 5123.7902 | 5031.9662 | 5097.0927 | 4897.6283 | 4396.6712 | 4031.8314
00 Exist Combustion Turbine | 69.1584 | 84.9694 | 104.5509 | 111.527 | 138.2702 | 106.6602 | 53.3288 | 36.9337
00 Exist Coal Steam_Uncontrolled | 11.2225 | 11.925 | 11.8673 | 11.6939 | 10.5751 | 10.6527 | 10.5386 | 10.5201
00 Exist Coal Steam_ACI | 249.5554 | 259.1733 | 261.4247 | 263.9087 | 231.4846 | 212.0206 | 213.5615 | 210.4467
00 Exist Coal Steam_ACI_DSI | 29.7227 | 33.1354 | 37.7451 | 30.5583 | 24.0489 | 27.8075 | 28.3577 | 26.391
00 Exist Coal Steam_DryFGD | 0.25923 | 0.66813 | 0.66813 | 0.72332 | 0.72332 | 0.76167 | 0.72332 | 0.72332
00 Exist Coal Steam_DryFGD_ACI | 171.3191 | 186.8163 | 189.0958 | 182.4402 | 165.6988 | 172.3163 | 171.6395 | 168.259
00 Exist Coal Steam_DryFGD_ACI_DSI | 0 | 0 | 0 | 0 | 0 | 0 | 0 | 0
00 Exist Coal Steam_DryFGD_SCR | 9.8415 | 10.7096 | 10.7096 | 10.7096 | 9.6389 | 9.6389 | 9.5391 | 8.5735
00 Exist Coal Steam_DryFGD_SCR_ACI | 261.0745 | 288.173 | 292.074 | 296.8575 | 283.0839 | 292.7987 | 295.1635 | 272.1801
00 Exist Coal Steam_DryFGD_SCR_DSI | 2.9501 | 3.0057 | 3.4129 | 4.106 | 4.5786 | 4.5786 | 4.5786 | 4.5786
00 Exist Coal Steam_DryFGD_SCR_ACI_DSI | 15.3149 | 17.5321 | 17.6643 | 16.1922 | 15.0081 | 15.9908 | 16.2285 | 14.9927
00 Exist Coal Steam_DryFGD_SNCR | 0 | 0 | 0 | 0 | 0 | 0 | 0 | 0
00 Exist Coal Steam_DryFGD_SNCR_ACI | 31.1442 | 31.5281 | 31.2886 | 31.5007 | 29.3752 | 29.8274 | 30.6936 | 28.4251
00 Exist Coal Steam_DryFGD_SNCR_ACI_DSI | 28.9324 | 30.9225 | 35.6224 | 36.7161 | 34.0153 | 37.1433 | 36.76 | 32.1122
00 Exist Coal Steam_DSI | 9.4048 | 12.3167 | 12.4514 | 10.736 | 10.736 | 14.1845 | 15.5631 | 14.3933
00 Exist Coal Steam_SCR_ACI | 63.7666 | 73.5541 | 74.4773 | 71.9182 | 74.776 | 74.7365 | 70.3042 | 74.3229
00 Exist Coal Steam_SCR_ACI_DSI | 3.1248 | 3.1563 | 3.2628 | 3.9429 | 3.8976 | 3.8976 | 3.8976 | 0
00 Exist Coal Steam_SNCR | 0.19415 | 0.19415 | 0.19415 | 0.19415 | 0.19415 | 0.19415 | 0.19415 | 0.19415
00 Exist Coal Steam_SNCR_ACI | 3.8698 | 7.5302 | 7.5302 | 7.5302 | 7.5302 | 8.6111 | 8.6111 | 7.5302
00 Exist Coal Steam_SNCR_ACI_DSI | 0 | 0 | 0 | 0 | 0 | 0 | 0 | 0
00 Exist Coal Steam_WetFGD | 102.407 | 66.6236 | 66.6236 | 66.3269 | 58.2837 | 58.6288 | 62.77 | 62.1527
00 Exist Coal Steam_WetFGD_ACI | 203.6994 | 203.4103 | 198.6152 | 191.2272 | 174.3989 | 178.8452 | 182.9339 | 176.2737
00 Exist Coal Steam_WetFGD_ACI_DSI | 4.345 | 5.2829 | 1.6017 | 0 | 0 | 0 | 0.10836 | 0
00 Exist Coal Steam_WetFGD_DSI | 0 | 0 | 0 | 0 | 0 | 0 | 0 | 0
00 Exist Coal Steam_WetFGD_SCR | 884.4185 | 877.4946 | 863.4245 | 795.9823 | 660.801 | 655.7796 | 648.8856 | 540.3436
00 Exist Coal Steam_WetFGD_SCR_DSI | 0 | 0 | 1.5771 | 1.5771 | 1.5771 | 0 | 0 | 0
00 Exist Coal Steam_WetFGD_SCR_ACI | 478.2083 | 485.1039 | 490.8086 | 504.6645 | 463.9369 | 477.015 | 474.8845 | 465.101
00 Exist Coal Steam_WetFGD_SCR_ACI_DSI | 21.5573 | 30.3975 | 30.3436 | 28.971 | 20.557 | 26.6667 | 27.627 | 20.4784
00 Exist Coal Steam_WetFGD_SNCR | 27.5595 | 21.3851 | 21.133 | 21.0486 | 15.9942 | 13.811 | 13.811 | 10.6045
00 Exist Coal Steam_WetFGD_SNCR_ACI | 150.2938 | 159.1615 | 161.624 | 145.8294 | 125.3872 | 126.2508 | 125.1791 | 99.9117
00 Exist Coal Steam_WetFGD_SNCR_ACI_DSI | 0 | 0 | 0 | 0 | 0 | 0 | 0 | 0
00 Exist FBC_Uncontrolled | 0 | 0 | 0 | 0 | 0 | 0 | 0 | 0
00 Exist FBC_WetFGD_SNCR | 0.81748 | 0.81748 | 0.81748 | 0.81748 | 0.81748 | 0.81748 | 0.81748 | 0.81748
00 Exist FBC_WetFGD_DSI | 0 | 0 | 0 | 0 | 0 | 0 | 0 | 0
00 Exist FBC_ACI | 0 | 0 | 0 | 0 | 0 | 0 | 0 | 0
00 Exist FBC_ACI_DSI | 3.9982 | 4.8483 | 5.2188 | 5.33 | 5.2761 | 5.2761 | 5.2761 | 5.2761
00 Exist FBC_DryFGD_ACI | 1.326 | 1.6164 | 1.6164 | 1.8536 | 1.3995 | 0 | 0 | 0
00 Exist FBC_DryFGD_DSI | 0 | 0 | 0 | 0 | 0 | 0 | 0 | 0
00 Exist FBC_DryFGD_SNCR | 0 | 0 | 0 | 4.6644 | 4.6644 | 2.237 | 0 | 0
00 Exist FBC_DryFGD_SNCR_ACI | 2.2544 | 5.9547 | 2.2544 | 5.426 | 5.4234 | 5.3975 | 5.426 | 0
00 Exist FBC_DryFGD_SNCR_ACI_DSI | 0 | 0 | 0 | 0.94172 | 0.94172 | 0.94172 | 1.0184 | 0.38844
00 Exist FBC_DryFGD_SNCR_DSI | 0 | 0 | 0 | 0 | 0 | 0 | 0 | 0
00 Exist FBC_DSI | 0.026334 | 0.027709 | 0.027709 | 2.4927 | 2.4925 | 2.539 | 2.5393 | 2.4927
00 Exist FBC_SNCR | 2.4424 | 0 | 0 | 0 | 0 | 0 | 0 | 0
00 Exist FBC_SNCR_ACI | 0.1203 | 0.13824 | 0.13682 | 0.13043 | 0.12158 | 0.13043 | 0.13043 | 0.13043
00 Exist FBC_SNCR_ACI_DSI | 0 | 0 | 0 | 0 | 2.5052 | 2.5052 | 3.3613 | 2.5052
00 Exist FBC_SNCR_DSI | 1.3117 | 1.4723 | 3.0691 | 4.2925 | 4.1872 | 4.1872 | 4.4271 | 3.8444
00 Exist IGCC | 14.6356 | 14.6356 | 14.6356 | 14.6356 | 14.6356 | 14.6356 | 13.8458 | 0
00 Exist Fossil_Other | 11.0434 | 11.0434 | 11.0434 | 10.1074 | 10.1484 | 10.3081 | 10.6007 | 10.3283
00 Exist Fuel Cell | 0 | 0 | 0 | 0 | 0 | 0 | 0 | 0
00 Exist Hydro | 912.7778 | 912.7706 | 912.7706 | 912.7706 | 912.7706 | 912.7706 | 912.7706 | 912.7706
00 Exist Non Fossil_Other | 76.4898 | 76.4828 | 76.4828 | 75.401 | 75.4001 | 75.4173 | 75.4998 | 75.44
00 Exist Nuclear | 2369.9336 | 2207.0522 | 2176.7505 | 2048.9044 | 2028.8204 | 2028.8204 | 2028.8204 | 1970.4161
00 International Imports | 21.6308 | 21.6308 | 21.6308 | 21.6308 | 21.6308 | 21.6308 | 21.6308 | 21.6308
00 Exist Oil/Gas Steam | 149.8167 | 144.011 | 146.1008 | 135.4792 | 150.5066 | 112.1158 | 80.7425 | 43.5868
00 Exist Oil/Gas Steam_SCR | 15.6825 | 15.4703 | 14.8917 | 13.2001 | 13.5977 | 11.7404 | 6.9346 | 5.6719
00 Exist Oil/Gas Steam_SNCR | 17.9979 | 20.5178 | 22.3555 | 22.4556 | 25.1982 | 19.186 | 10.1025 | 6.4732
00 Exist Biomass | 5.5747 | 5.6263 | 5.6401 | 4.669 | 4.5727 | 5.3323 | 5.5209 | 5.7273
00 Exist Landfill Gas | 37.1626 | 37.1626 | 37.1626 | 31.9634 | 33.1993 | 33.6904 | 34.5765 | 33.8984
00 Exist Geothermal | 55.4942 | 55.4942 | 55.4942 | 55.4942 | 55.4942 | 55.4942 | 55.4942 | 55.4942
00 Exist Pump Storage | 23.8254 | 29.2694 | 33.958 | 36.8736 | 37.5901 | 38.7526 | 38.306 | 36.5369
00 Exist Energy Storage | 2.3257 | 2.7307 | 3.211 | 3.06 | 3.0111 | 3.0306 | 3.1896 | 3.0054
00 Exist Solar PV | 180.3161 | 180.3161 | 180.3161 | 180.3161 | 180.3161 | 180.3161 | 180.3161 | 180.3161
00 Exist Solar Thermal | 10.5833 | 10.5833 | 10.5833 | 10.5833 | 10.5833 | 10.5833 | 10.5833 | 10.5833
00 Exist Offshore Wind | 0.4177 | 0.4177 | 0.4177 | 0.4177 | 0.4177 | 0.4177 | 0.4177 | 0.4177
00 Exist Onshore Wind | 917.2201 | 917.2201 | 917.2201 | 917.2201 | 917.2201 | 917.2201 | 917.2201 | 917.2201
00 Ret.ACI | 0 | 0 | 0 | 0 | 0 | 0 | 0 | 0
00 Ret.ACI & DryFGD | 0 | 0 | 0 | 0 | 0 | 0 | 0 | 0
00 Ret.ACI & DryFGD & HRI | 0 | 0 | 0 | 0 | 0 | 0 | 0 | 0
00 Ret.ACI & DSI | 0 | 0 | 0 | 0 | 0 | 0 | 0 | 0
00 Ret.ACI & DSI & DryFGD | 0 | 0 | 0 | 0 | 0 | 0 | 0 | 0
00 Ret.ACI & DSI & DryFGD & HRI | 0 | 0 | 0 | 0 | 0 | 0 | 0 | 0
00 Ret.ACI & DSI & HRI | 0 | 0 | 0 | 0 | 0 | 0 | 0 | 0
00 Ret.ACI & DSI & WetFGD & HRI | 0 | 0 | 0 | 0 | 0 | 0 | 0 | 0
00 Ret.ACI & HRI | 0 | 0 | 0 | 0 | 0 | 0 | 0 | 0
00 Ret.ACI & SCR | 0 | 0 | 0 | 0 | 0 | 0 | 0 | 0
00 Ret.ACI & SCR & DryFGD & HRI | 0 | 0 | 0 | 0 | 0 | 0 | 0 | 0
00 Ret.ACI & SCR & DSI | 0 | 0 | 0 | 0 | 0 | 0 | 0 | 0
00 Ret.ACI & SCR & DSI & DryFGD | 0 | 0 | 0 | 0 | 0 | 0 | 0 | 0
00 Ret.ACI & SCR & DSI & DryFGD & HRI | 0 | 0 | 0 | 0 | 0 | 0 | 0 | 0
00 Ret.ACI & SCR & DSI & HRI | 0 | 0 | 0 | 0 | 0 | 0 | 0 | 0
00 Ret.ACI & SCR & DSI & WetFGD | 0 | 0 | 0 | 0 | 0 | 0 | 0 | 0
00 Ret.ACI & SCR & DSI & WetFGD & HRI | 0 | 0 | 0 | 0 | 0 | 0 | 0 | 0
00 Ret.ACI & SCR & HRI | 0 | 0 | 0 | 0 | 0 | 0 | 0 | 0
00 Ret.ACI & SCR & WetFGD & HRI | 0 | 0 | 0 | 0 | 0 | 0 | 0 | 0
00 Ret.ACI & SNCR | 0 | 0 | 0 | 0 | 0 | 0 | 0 | 0
00 Ret.ACI & SNCR & DSI | 0 | 0 | 0 | 0 | 0 | 0 | 0 | 0
00 Ret.ACI & SNCR & DSI & DryFGD | 0 | 0 | 0 | 0 | 0 | 0 | 0 | 0
00 Ret.ACI & SNCR & DSI & DryFGD & HRI | 0 | 0 | 0 | 0 | 0 | 0 | 0 | 0
00 Ret.ACI & SNCR & DSI & HRI | 0 | 0 | 0 | 0 | 0 | 0 | 0 | 0
00 Ret.ACI & SNCR & DSI & WetFGD | 0 | 0 | 0 | 0 | 0 | 0 | 0 | 0
00 Ret.ACI & SNCR & DSI & WetFGD & HRI | 0 | 0 | 0 | 0 | 0 | 0 | 0 | 0
00 Ret.ACI & SNCR & HRI | 0 | 0 | 0 | 0 | 0 | 0 | 0 | 0
00 Ret.ACI & WetFGD | 0 | 0 | 0 | 0 | 0 | 0 | 0 | 0
00 Ret.ACI & WetFGD & DSI | 0 | 0 | 0 | 0 | 0 | 0 | 0 | 0
00 Ret.ACI & WetFGD & HRI | 0 | 0 | 0 | 0 | 0 | 0 | 0 | 0
00 Ret.C2G | 11.7415 | 11.1214 | 12.5721 | 12.8212 | 6.309 | 0.0015848 | 0 | 0
00 Ret.C2G & SCR | 0 | 0 | 0 | 0 | 0 | 0 | 0 | 0
00 Ret.CCG | 0 | 0 | 0 | 0 | 0 | 0 | 0 | 0
00 Ret.DryFGD | 0 | 0 | 0 | 0 | 0 | 0 | 0 | 0
00 Ret.DryFGD & CCS | 0 | 0 | 0 | 0 | 0 | 0 | 0 | 0
00 Ret.DryFGD & HRI | 0 | 0 | 0 | 0 | 0 | 0 | 0 | 0
00 Ret.DSI | 0 | 0 | 0 | 0 | 0 | 0 | 0 | 0
00 Ret.DSI & DryFGD | 0 | 0 | 0 | 0 | 0 | 0 | 0 | 0
00 Ret.DSI & DryFGD & HRI | 0 | 0 | 0 | 0 | 0 | 0 | 0 | 0
00 Ret.DSI & HRI | 0 | 0 | 0 | 0 | 0 | 0 | 0 | 0
00 Ret.DSI & WetFGD | 0 | 0 | 0 | 0 | 0 | 0 | 0 | 0
00 Ret.DSI & WetFGD & HRI | 0 | 0 | 0 | 0 | 0 | 0 | 0 | 0
00 Ret.ExistACI & DryFGD | 0 | 0 | 0 | 0 | 0 | 0 | 0 | 0
00 Ret.ExistACI & DryFGD & CCS | 0 | 0 | 0 | 0 | 0 | 0 | 0 | 0
00 Ret.ExistACI & DryFGD & HRI | 0 | 0 | 0 | 0 | 0 | 0 | 0 | 0
00 Ret.ExistACI & DryFGD & HRI & CCS | 0 | 0 | 0 | 0 | 0 | 0 | 0 | 0
00 Ret.ExistACI & DSI | 0 | 0 | 0 | 0 | 0 | 0 | 0 | 0
00 Ret.ExistACI & DSI & DryFGD | 0 | 0 | 0 | 0 | 0 | 0 | 0 | 0
00 Ret.ExistACI & DSI & DryFGD & HRI | 0 | 0 | 0 | 0 | 0 | 0 | 0 | 0
00 Ret.ExistACI & DSI & HRI | 0 | 0 | 0 | 0 | 0 | 0 | 0 | 0
00 Ret.ExistACI & DSI & WetFGD | 0 | 0 | 0 | 0 | 0 | 0 | 0 | 0
00 Ret.ExistACI & DSI & WetFGD & HRI | 0 | 0 | 0 | 0 | 0 | 0 | 0 | 0
00 Ret.ExistACI & HRI | 0 | 0 | 0 | 0 | 0 | 0 | 0 | 0
00 Ret.ExistACI & HRI & WetFGD | 0 | 0 | 0 | 0 | 0 | 0 | 0 | 0
00 Ret.ExistACI & SCR | 0 | 0 | 0 | 0 | 0 | 0 | 0 | 0
00 Ret.ExistACI & SCR & DryFGD | 0 | 0 | 0 | 0 | 0 | 0 | 0 | 0
00 Ret.ExistACI & SCR & DryFGD & CCS | 0 | 0 | 0 | 0 | 0 | 0 | 0 | 0
00 Ret.ExistACI & SCR & DryFGD & HRI | 0 | 0 | 0 | 0 | 0 | 0 | 0 | 0
00 Ret.ExistACI & SCR & DryFGD & HRI & CCS | 0 | 0 | 0 | 0 | 0 | 0 | 0 | 0
00 Ret.ExistACI & SCR & DSI | 0 | 0 | 0 | 0 | 0 | 0 | 0 | 0
00 Ret.ExistACI & SCR & DSI & DryFGD | 0 | 0 | 0 | 0 | 0 | 0 | 0 | 0
00 Ret.ExistACI & SCR & DSI & DryFGD & HRI | 0 | 0 | 0 | 0 | 0 | 0 | 0 | 0
00 Ret.ExistACI & SCR & DSI & HRI | 0 | 0 | 0 | 0 | 0 | 0 | 0 | 0
00 Ret.ExistACI & SCR & HRI | 0 | 0 | 0 | 0 | 0 | 0 | 0 | 0
00 Ret.ExistACI & SCR & WetFGD | 0 | 0 | 0 | 0 | 0 | 0 | 0 | 0
00 Ret.ExistACI & SCR & WetFGD & CCS | 0 | 0 | 0 | 0 | 0 | 0 | 0 | 0
00 Ret.ExistACI & SCR & WetFGD & HRI | 0 | 0 | 0 | 0 | 0 | 0 | 0 | 0
00 Ret.ExistACI & SCR & WetFGD & HRI & CCS | 0 | 0 | 0 | 0 | 0 | 0 | 0 | 0
00 Ret.ExistACI & SNCR | 0.65929 | 0.65929 | 0.65929 | 0.71907 | 3.063 | 3.2154 | 3.063 | 3.063
00 Ret.ExistACI & SNCR & DryFGD | 0 | 0 | 0 | 0 | 0 | 0 | 0 | 0
00 Ret.ExistACI & SNCR & DryFGD & CCS | 0 | 0 | 0 | 0 | 0 | 0 | 0 | 0
00 Ret.ExistACI & SNCR & DryFGD & HRI | 0 | 0 | 0 | 0 | 0 | 0 | 0 | 0
00 Ret.ExistACI & SNCR & DryFGD & HRI & CCS | 0 | 0 | 0 | 0 | 0 | 0 | 0 | 0
00 Ret.ExistACI & SNCR & DSI | 0 | 0 | 0 | 0 | 0 | 0 | 0 | 0
00 Ret.ExistACI & SNCR & DSI & HRI | 0 | 0 | 0 | 0 | 0 | 0 | 0 | 0
00 Ret.ExistACI & SNCR & HRI | 0 | 0 | 0 | 0 | 0 | 0 | 0 | 0
00 Ret.ExistACI & SNCR & WetFGD | 0 | 0 | 0 | 0 | 0 | 0 | 0 | 0
00 Ret.ExistACI & SNCR & WetFGD & CCS | 0 | 0 | 0 | 0 | 0 | 0 | 0 | 0
00 Ret.ExistACI & SNCR & WetFGD & HRI | 0 | 0 | 0 | 0 | 0 | 0 | 0 | 0
00 Ret.ExistACI & SNCR & WetFGD & HRI & CCS | 0 | 0 | 0 | 0 | 0 | 0 | 0 | 0
00 Ret.ExistACI & WetFGD | 0 | 0 | 0 | 0 | 0 | 0 | 0 | 0
00 Ret.ExistACI & WetFGD & CCS | 0 | 0 | 0 | 0 | 0 | 0 | 0 | 0
00 Ret.ExistACI & WetFGD & HRI & CCS | 0 | 0 | 0 | 0 | 0 | 0 | 0 | 0
00 Ret.ExistACI_DSI & DryFGD | 15.911 | 15.911 | 15.911 | 15.911 | 15.911 | 15.911 | 15.911 | 15.911
00 Ret.ExistACI_DSI & DryFGD & CCS | 0 | 0 | 0 | 0 | 0 | 0 | 0 | 0
00 Ret.ExistACI_DSI & DryFGD & HRI | 0 | 0 | 0 | 0 | 0 | 0 | 0 | 0
00 Ret.ExistACI_DSI & DryFGD & HRI & CCS | 0 | 0 | 0 | 0 | 0 | 0 | 0 | 0
00 Ret.ExistACI_DSI & HRI | 0 | 0 | 0 | 0 | 0 | 0 | 0 | 0
00 Ret.ExistACI_DSI & SCR | 0 | 0 | 0 | 0 | 0 | 0 | 0 | 0
00 Ret.ExistACI_DSI & SCR & DryFGD | 0 | 0 | 0 | 0 | 0 | 0 | 0 | 0
00 Ret.ExistACI_DSI & SCR & DryFGD & CCS | 0 | 0 | 0 | 0 | 0 | 0 | 0 | 0
00 Ret.ExistACI_DSI & SCR & DryFGD & HRI | 0 | 0 | 0 | 0 | 0 | 0 | 0 | 0
00 Ret.ExistACI_DSI & SCR & DryFGD & HRI & CCS | 0 | 0 | 0 | 0 | 0 | 0 | 0 | 0
00 Ret.ExistACI_DSI & SCR & HRI | 0 | 0 | 0 | 0 | 0 | 0 | 0 | 0
00 Ret.ExistACI_DSI & SCR & WetFGD | 0 | 0 | 0 | 0 | 0 | 0 | 0 | 0
00 Ret.ExistACI_DSI & SCR & WetFGD & CCS | 0 | 0 | 0 | 0 | 0 | 0 | 0 | 0
00 Ret.ExistACI_DSI & SCR & WetFGD & HRI | 0 | 0 | 0 | 0 | 0 | 0 | 0 | 0
00 Ret.ExistACI_DSI & SCR & WetFGD & HRI & CCS | 0 | 0 | 0 | 0 | 0 | 0 | 0 | 0
00 Ret.ExistACI_DSI & SNCR | 0 | 0 | 0 | 0 | 0 | 0 | 0 | 0
00 Ret.ExistACI_DSI & SNCR & DryFGD | 0 | 0 | 0 | 0 | 0 | 0 | 0 | 0
00 Ret.ExistACI_DSI & SNCR & DryFGD & HRI & CCS | 0 | 0 | 0 | 0 | 0 | 0 | 0 | 0
00 Ret.ExistACI_DSI & SNCR & DryFGD & HRI | 0 | 0 | 0 | 0 | 0 | 0 | 0 | 0
00 Ret.ExistACI_DSI & SNCR & WetFGD & HRI & CCS | 0 | 0 | 0 | 0 | 0 | 0 | 0 | 0
00 Ret.ExistACI_DSI & SNCR & HRI | 0 | 0 | 0 | 0 | 0 | 0 | 0 | 0
00 Ret.ExistACI_DSI & SNCR & WetFGD | 0 | 0 | 0 | 0 | 0 | 0 | 0 | 0
00 Ret.ExistACI_DSI & SNCR & WetFGD & HRI | 0 | 0 | 0 | 0 | 0 | 0 | 0 | 0
00 Ret.ExistACI_DSI & WetFGD | 0 | 0 | 0 | 0 | 0 | 0 | 0 | 0
00 Ret.ExistACI_DSI & WetFGD & CCS | 0 | 0 | 0 | 0 | 0 | 0 | 0 | 0
00 Ret.ExistACI_DSI & WetFGD & HRI | 0 | 0 | 0 | 0 | 0 | 0 | 0 | 0
00 Ret.ExistACI_DSI & WetFGD & HRI & CCS | 0 | 0 | 0 | 0 | 0 | 0 | 0 | 0
00 Ret.ExistDryFGD & ACI | 0 | 0 | 0 | 0 | 0 | 0 | 0 | 0
00 Ret.ExistDryFGD & ACI & CCS | 0 | 0 | 0 | 0 | 0 | 0 | 0 | 0
00 Ret.ExistDryFGD & ACI & HRI | 0 | 0 | 0 | 0 | 0 | 0 | 0 | 0
00 Ret.ExistDryFGD & ACI & HRI & CCS | 0 | 0 | 0 | 0 | 0 | 0 | 0 | 0
00 Ret.ExistDryFGD & ACI & SCR | 0 | 0 | 0 | 0 | 0 | 0 | 0 | 0
00 Ret.ExistDryFGD & ACI & SCR & CCS | 0 | 0 | 0 | 0 | 0 | 0 | 0 | 0
00 Ret.ExistDryFGD & ACI & SCR & HRI | 0 | 0 | 0 | 0 | 0 | 0 | 0 | 0
00 Ret.ExistDryFGD & ACI & SCR & HRI & CCS | 0 | 0 | 0 | 0 | 0 | 0 | 0 | 0
00 Ret.ExistDryFGD & ACI & SNCR | 0 | 0 | 0 | 0 | 0 | 0 | 0 | 0
00 Ret.ExistDryFGD & ACI & SNCR & HRI | 0 | 0 | 0 | 0 | 0 | 0 | 0 | 0
00 Ret.ExistDryFGD & ACI & SNCR & HRI & CCS | 0 | 0 | 0 | 0 | 0 | 0 | 0 | 0
00 Ret.ExistDryFGD & CCS | 0 | 0 | 0 | 0 | 0 | 0 | 0 | 0
00 Ret.ExistDryFGD & HRI | 0 | 0 | 0 | 0 | 0 | 0 | 0 | 0
00 Ret.ExistDryFGD & HRI & CCS | 0 | 0 | 0 | 0 | 0 | 0 | 0 | 0
00 Ret.ExistDryFGD & SCR | 0 | 0 | 0 | 0 | 0 | 0 | 0 | 0
00 Ret.ExistDryFGD & SCR & CCS | 0 | 0 | 0 | 0 | 0 | 0 | 0 | 0
00 Ret.ExistDryFGD & SCR & HRI | 0 | 0 | 0 | 0 | 0 | 0 | 0 | 0
00 Ret.ExistDryFGD & SCR & HRI & CCS | 0 | 0 | 0 | 0 | 0 | 0 | 0 | 0
00 Ret.ExistDryFGD & SNCR | 0 | 0 | 0 | 0 | 0 | 0 | 0 | 0
00 Ret.ExistDryFGD & SNCR & CCS | 0 | 0 | 0 | 0 | 0 | 0 | 0 | 0
00 Ret.ExistDryFGD & SNCR & HRI | 0 | 0 | 0 | 0 | 0 | 0 | 0 | 0
00 Ret.ExistDryFGD & SNCR & HRI & CCS | 0 | 0 | 0 | 0 | 0 | 0 | 0 | 0
00 Ret.ExistDryFGD_ACI & CCS | 0 | 0 | 0 | 0 | 0 | 0 | 0 | 0
00 Ret.ExistDryFGD_ACI & HRI | 0 | 0 | 0 | 0 | 0 | 0 | 0 | 0
00 Ret.ExistDryFGD_ACI & HRI & CCS | 0 | 0 | 0 | 0 | 0 | 0 | 0 | 0
00 Ret.ExistDryFGD_ACI & SCR | 0 | 0 | 0 | 0 | 0 | 0 | 0 | 0
00 Ret.ExistDryFGD_ACI & SCR & CCS | 0 | 0 | 0 | 0 | 0 | 0 | 0 | 0
00 Ret.ExistDryFGD_ACI & SCR & HRI | 0 | 0 | 0 | 0 | 0 | 0 | 0 | 0
00 Ret.ExistDryFGD_ACI & SCR & HRI & CCS | 0 | 0 | 0 | 0 | 0 | 0 | 0 | 0
00 Ret.ExistDryFGD_ACI & SNCR | 24.9914 | 24.9914 | 24.9914 | 24.9914 | 24.9914 | 24.9914 | 24.9914 | 24.9914
00 Ret.ExistDryFGD_ACI & SNCR & CCS | 0 | 0 | 0 | 0 | 0 | 0 | 0 | 0
00 Ret.ExistDryFGD_ACI & SNCR & HRI | 0 | 0 | 0 | 0 | 0 | 0 | 0 | 0
00 Ret.ExistDryFGD_ACI & SNCR & HRI & CCS | 0 | 0 | 0 | 0 | 0 | 0 | 0 | 0
00 Ret.ExistDryFGD_ACI_DSI & HRI | 0 | 0 | 0 | 0 | 0 | 0 | 0 | 0
00 Ret.ExistDryFGD_ACI_DSI & SCR | 0 | 0 | 0 | 0 | 0 | 0 | 0 | 0
00 Ret.ExistDryFGD_ACI_DSI & SCR & CCS | 0 | 0 | 0 | 0 | 0 | 0 | 0 | 0
00 Ret.ExistDryFGD_ACI_DSI & SCR & HRI | 0 | 0 | 0 | 0 | 0 | 0 | 0 | 0
00 Ret.ExistDryFGD_ACI_DSI & SCR & HRI & CCS | 0 | 0 | 0 | 0 | 0 | 0 | 0 | 0
00 Ret.ExistDryFGD_ACI_DSI & SNCR | 0 | 0 | 0 | 0 | 0 | 0 | 0 | 0
00 Ret.ExistDryFGD_ACI_DSI & SNCR & HRI | 0 | 0 | 0 | 0 | 0 | 0 | 0 | 0
00 Ret.ExistDryFGD_SCR & ACI & CCS | 0 | 0 | 0 | 0 | 0 | 0 | 0 | 0
00 Ret.ExistDryFGD_DSI & HRI | 0 | 0 | 0 | 0 | 0 | 0 | 0 | 0
00 Ret.ExistDryFGD_SCR & ACI & HRI | 0 | 0 | 0 | 0 | 0 | 0 | 0 | 0
00 Ret.ExistDryFGD_SCR & ACI & HRI & CCS | 0 | 0 | 0 | 0 | 0 | 0 | 0 | 0
00 Ret.ExistDryFGD_SCR & CCS | 0 | 0 | 0 | 0 | 0 | 0 | 0 | 0
00 Ret.ExistDryFGD_SCR_DSI & ACI & HRI | 0 | 0 | 0 | 0 | 0 | 0 | 0 | 0
00 Ret.ExistDryFGD_SNCR_ACI_DSI & CCS | 0 | 0 | 0 | 0 | 0 | 0 | 0 | 0
00 Ret.ExistDryFGD_SNCR_ACI_DSI & HRI | 0 | 0 | 0 | 0 | 0 | 0 | 0 | 0
00 Ret.ExistDryFGD_SNCR_ACI_DSI & HRI & CCS | 0 | 0 | 0 | 0 | 0 | 0 | 0 | 0
00 Ret.ExistDSI & ACI | 0 | 0 | 0 | 0 | 0 | 0 | 0 | 0
00 Ret.ExistDSI & ACI & HRI | 0 | 0 | 0 | 0 | 0 | 0 | 0 | 0
00 Ret.ExistDSI & ACI & SCR | 0 | 0 | 0 | 0 | 0 | 0 | 0 | 0
00 Ret.ExistDSI & ACI & SCR & DryFGD & HRI | 0 | 0 | 0 | 0 | 0 | 0 | 0 | 0
00 Ret.ExistDSI & ACI & SCR & HRI | 0 | 0 | 0 | 0 | 0 | 0 | 0 | 0
00 Ret.ExistDSI & ACI & SCR & WetFGD & HRI | 0 | 0 | 0 | 0 | 0 | 0 | 0 | 0
00 Ret.ExistDSI & DryFGD | 0 | 0 | 0 | 0 | 0 | 0 | 0 | 0
00 Ret.ExistDSI & DryFGD & ACI | 0 | 0 | 0 | 0 | 0 | 0 | 0 | 0
00 Ret.ExistDSI & DryFGD & ACI & HRI | 0 | 0 | 0 | 0 | 0 | 0 | 0 | 0
00 Ret.ExistDSI & DryFGD & HRI | 0 | 0 | 0 | 0 | 0 | 0 | 0 | 0
00 Ret.ExistDSI & HRI | 0 | 0 | 0 | 0 | 0 | 0 | 0 | 0
00 Ret.ExistDSI & SCR | 0 | 0 | 0 | 0 | 0 | 0 | 0 | 0
00 Ret.ExistDSI & SCR & DryFGD | 0 | 0 | 0 | 0 | 0 | 0 | 0 | 0
00 Ret.ExistDSI & SCR & DryFGD & ACI | 0 | 0 | 0 | 0 | 0 | 0 | 0 | 0
00 Ret.ExistDSI & SCR & DryFGD & HRI | 0 | 0 | 0 | 0 | 0 | 0 | 0 | 0
00 Ret.ExistDSI & SCR & HRI | 0 | 0 | 0 | 0 | 0 | 0 | 0 | 0
00 Ret.ExistDSI & SCR & WetFGD | 0 | 0 | 0 | 0 | 0 | 0 | 0 | 0
00 Ret.ExistDSI & SCR & WetFGD & ACI | 0 | 0 | 0 | 0 | 0 | 0 | 0 | 0
00 Ret.ExistDSI & SCR & WetFGD & HRI | 0 | 0 | 0 | 0 | 0 | 0 | 0 | 0
00 Ret.ExistDSI & SNCR | 0 | 0 | 0 | 0 | 0 | 0 | 0 | 0
00 Ret.ExistDSI & SNCR & ACI | 0 | 0 | 0 | 0 | 0 | 0 | 0 | 0
00 Ret.ExistDSI & SNCR & ACI & HRI | 0 | 0 | 0 | 0 | 0 | 0 | 0 | 0
00 Ret.ExistDSI & SNCR & DryFGD | 0 | 0 | 0 | 0 | 0 | 0 | 0 | 0
00 Ret.ExistDSI & SNCR & DryFGD & ACI | 0 | 0 | 0 | 0 | 0 | 0 | 0 | 0
00 Ret.ExistDSI & SNCR & DryFGD & ACI & HRI | 0 | 0 | 0 | 0 | 0 | 0 | 0 | 0
00 Ret.ExistDSI & SNCR & DryFGD & HRI | 0 | 0 | 0 | 0 | 0 | 0 | 0 | 0
00 Ret.ExistDSI & SNCR & HRI | 0 | 0 | 0 | 0 | 0 | 0 | 0 | 0
00 Ret.ExistDSI & SNCR & WetFGD | 0 | 0 | 0 | 0 | 0 | 0 | 0 | 0
00 Ret.ExistDSI & SNCR & WetFGD & ACI | 0 | 0 | 0 | 0 | 0 | 0 | 0 | 0
00 Ret.ExistDSI & SNCR & WetFGD & ACI & HRI | 0 | 0 | 0 | 0 | 0 | 0 | 0 | 0
00 Ret.ExistDSI & SNCR & WetFGD & HRI | 0 | 0 | 0 | 0 | 0 | 0 | 0 | 0
00 Ret.ExistDSI & WetFGD | 0 | 0 | 0 | 0 | 0 | 0 | 0 | 0
00 Ret.ExistDSI & WetFGD & ACI | 0 | 0 | 0 | 0 | 0 | 0 | 0 | 0
00 Ret.ExistDSI & WetFGD & ACI & HRI | 0 | 0 | 0 | 0 | 0 | 0 | 0 | 0
00 Ret.ExistDSI & WetFGD & HRI | 0 | 0 | 0 | 0 | 0 | 0 | 0 | 0
00 Ret.ExistDSI_ACI & SNCR & DryFGD & CCS | 0 | 0 | 0 | 0 | 0 | 0 | 0 | 0
00 Ret.ExistDSI_ACI & SNCR & WetFGD & CCS | 0 | 0 | 0 | 0 | 0 | 0 | 0 | 0
00 Ret.ExistSCR_ACI & DryFGD | 0 | 0 | 0 | 0 | 0 | 0 | 0 | 0
00 Ret.ExistSCR_ACI & DryFGD & CCS | 0 | 0 | 0 | 0 | 0 | 0 | 0 | 0
00 Ret.ExistSCR_ACI & DryFGD & HRI | 0 | 0 | 0 | 0 | 0 | 0 | 0 | 0
00 Ret.ExistSCR_ACI & DryFGD & HRI & CCS | 0 | 0 | 0 | 0 | 0 | 0 | 0 | 0
00 Ret.ExistSCR_ACI & DSI | 0 | 0 | 0 | 0 | 0 | 0 | 0 | 0
00 Ret.ExistSCR_ACI & DSI & HRI | 0 | 0 | 0 | 0 | 0 | 0 | 0 | 0
00 Ret.ExistSCR_ACI & HRI | 0 | 0 | 0 | 0 | 0 | 0 | 0 | 0
00 Ret.ExistSCR_ACI & WetFGD | 0 | 0 | 0 | 0 | 0 | 0 | 0 | 0
00 Ret.ExistSCR_ACI & WetFGD & CCS | 0 | 0 | 0 | 0 | 0 | 0 | 0 | 0
00 Ret.ExistSCR_ACI & WetFGD & HRI | 0 | 0 | 0 | 0 | 0 | 0 | 0 | 0
00 Ret.ExistSCR_ACI & WetFGD & HRI & CCS | 0 | 0 | 0 | 0 | 0 | 0 | 0 | 0
00 Ret.ExistSCR_ACI_DSI & DryFGD | 0 | 0 | 0 | 0 | 0 | 0 | 0 | 0
00 Ret.ExistSCR_ACI_DSI & DryFGD & HRI | 0 | 0 | 0 | 0 | 0 | 0 | 0 | 0
00 Ret.ExistSCR_ACI_DSI & HRI | 0 | 0 | 0 | 0 | 0 | 0 | 0 | 0
00 Ret.ExistSCR_ACI_DSI & WetFGD | 0 | 0 | 0 | 0 | 0 | 0 | 0 | 0
00 Ret.ExistSCR_ACI_DSI & WetFGD & HRI | 0 | 0 | 0 | 0 | 0 | 0 | 0 | 0
00 Ret.ExistSCR_DryFGD & ACI | 0 | 0 | 0 | 0 | 0 | 0 | 0 | 0
00 Ret.ExistSCR_DryFGD & HRI | 0 | 0 | 0 | 0 | 0 | 0 | 0 | 0
00 Ret.ExistSCR_DryFGD & HRI & CCS | 0 | 0 | 0 | 0 | 0 | 0 | 0 | 0
00 Ret.ExistSCR_DryFGD_ACI & CCS | 0 | 0 | 0 | 0 | 0 | 0 | 0 | 0
00 Ret.ExistSCR_DryFGD_ACI & HRI | 0 | 0 | 0 | 0 | 0 | 0 | 0 | 0
00 Ret.ExistSCR_DryFGD_ACI & HRI & CCS | 0 | 0 | 0 | 0 | 0 | 0 | 0 | 0
00 Ret.ExistSCR_DryFGD_ACI_DSI & CCS | 0 | 0 | 0 | 0 | 0 | 0 | 0 | 0
00 Ret.ExistSCR_DryFGD_ACI_DSI & HRI | 0 | 0 | 0 | 0 | 0 | 0 | 0 | 0
00 Ret.ExistSCR_DryFGD_ACI_DSI & HRI & CCS | 0 | 0 | 0 | 0 | 0 | 0 | 0 | 0
00 Ret.ExistSCR_DryFGD_DSI & ACI | 0 | 0 | 0 | 0 | 0 | 0 | 0 | 0
00 Ret.ExistSCR_WetFGD & ACI | 0 | 0 | 0 | 0 | 0 | 0 | 0 | 0
00 Ret.ExistSCR_WetFGD & HRI | 0 | 0 | 0 | 0 | 0 | 0 | 0 | 0
00 Ret.ExistSCR_WetFGD & HRI & CCS | 0 | 0 | 0 | 0 | 0 | 0 | 0 | 0
00 Ret.ExistSCR_WetFGD_ACI & CCS | 0 | 0 | 0 | 0 | 0 | 0 | 0 | 0
00 Ret.ExistSCR_WetFGD_ACI & HRI | 0 | 0 | 0 | 0 | 0 | 0 | 0 | 0
00 Ret.ExistSCR_WetFGD_ACI & HRI & CCS | 0 | 0 | 0 | 0 | 0 | 0 | 0 | 0
00 Ret.ExistSCR_WetFGD_ACI_DSI & CCS | 0 | 0 | 0 | 0 | 0 | 0 | 0 | 0
00 Ret.ExistSCR_WetFGD_ACI_DSI & HRI | 0 | 0 | 0 | 0 | 0 | 0 | 0 | 0
00 Ret.ExistSCR_WetFGD_ACI_DSI & HRI & CCS | 0 | 0 | 0 | 0 | 0 | 0 | 0 | 0
00 Ret.ExistSCR_WetFGD_DSI & ACI | 0 | 0 | 0 | 0 | 0 | 0 | 0 | 0
00 Ret.ExistSCR_WetFGD_DSI & HRI | 0 | 0 | 0 | 0 | 0 | 0 | 0 | 0
00 Ret.ExistSCR_WetFGD_DSI & HRI & CCS | 0 | 0 | 0 | 0 | 0 | 0 | 0 | 0
00 Ret.ExistSNCR_ACI & DryFGD | 0 | 0 | 0 | 0 | 0 | 0 | 0 | 0
00 Ret.ExistSNCR_ACI & DryFGD & CCS | 0 | 0 | 0 | 0 | 0 | 0 | 0 | 0
00 Ret.ExistSNCR_ACI & DryFGD & HRI | 0 | 0 | 0 | 0 | 0 | 0 | 0 | 0
00 Ret.ExistSNCR_ACI & DryFGD & HRI & CCS | 0 | 0 | 0 | 0 | 0 | 0 | 0 | 0
00 Ret.ExistSNCR_ACI & DSI & HRI | 0 | 0 | 0 | 0 | 0 | 0 | 0 | 0
00 Ret.ExistSNCR_ACI & HRI | 0 | 0 | 0 | 0 | 0 | 0 | 0 | 0
00 Ret.ExistSNCR_ACI & WetFGD | 0 | 0 | 0 | 0 | 0 | 0 | 0 | 0
00 Ret.ExistSNCR_ACI & WetFGD & CCS | 0 | 0 | 0 | 0 | 0 | 0 | 0 | 0
00 Ret.ExistSNCR_ACI & WetFGD & HRI | 0 | 0 | 0 | 0 | 0 | 0 | 0 | 0
00 Ret.ExistSNCR_ACI & WetFGD & HRI & CCS | 0 | 0 | 0 | 0 | 0 | 0 | 0 | 0
00 Ret.ExistSNCR_ACI_DSI & DryFGD | 0 | 0 | 0 | 0 | 0 | 0 | 0 | 0
00 Ret.ExistSNCR_ACI_DSI & DryFGD & CCS | 0 | 0 | 0 | 0 | 0 | 0 | 0 | 0
00 Ret.ExistSNCR_ACI_DSI & DryFGD & HRI | 0 | 0 | 0 | 0 | 0 | 0 | 0 | 0
00 Ret.ExistSNCR_ACI_DSI & DryFGD & HRI & CCS | 0 | 0 | 0 | 0 | 0 | 0 | 0 | 0
00 Ret.ExistSNCR_ACI_DSI & HRI | 0 | 0 | 0 | 0 | 0 | 0 | 0 | 0
00 Ret.ExistSNCR_ACI_DSI & WetFGD | 0 | 0 | 0 | 0 | 0 | 0 | 0 | 0
00 Ret.ExistSNCR_ACI_DSI & WetFGD & CCS | 0 | 0 | 0 | 0 | 0 | 0 | 0 | 0
00 Ret.ExistSNCR_ACI_DSI & WetFGD & HRI | 0 | 0 | 0 | 0 | 0 | 0 | 0 | 0
00 Ret.ExistSNCR_ACI_DSI & WetFGD & HRI & CCS | 0 | 0 | 0 | 0 | 0 | 0 | 0 | 0
00 Ret.ExistSNCR_DryFGD & HRI | 0 | 0 | 0 | 0 | 0 | 0 | 0 | 0
00 Ret.ExistSNCR_DryFGD_ACI & CCS | 0 | 0 | 0 | 0 | 0 | 0 | 0 | 0
00 Ret.ExistSNCR_DryFGD_ACI & HRI | 0 | 0 | 0 | 0 | 0 | 0 | 0 | 0
00 Ret.ExistSNCR_DryFGD_ACI & HRI & CCS | 0 | 0 | 0 | 0 | 0 | 0 | 0 | 0
00 Ret.ExistSNCR_WetFGD & ACI | 0 | 0 | 0 | 0 | 0 | 0 | 0 | 0
00 Ret.ExistSNCR_WetFGD & HRI | 0 | 0 | 0 | 0 | 0 | 0 | 0 | 0
00 Ret.ExistSNCR_WetFGD & HRI & CCS | 0 | 0 | 0 | 0 | 0 | 0 | 0 | 0
00 Ret.ExistSNCR_WetFGD_ACI & CCS | 0 | 0 | 0 | 0 | 0 | 0 | 0 | 0
00 Ret.ExistSNCR_WetFGD_ACI & HRI | 0 | 0 | 0 | 0 | 0 | 0 | 0 | 0
00 Ret.ExistSNCR_WetFGD_ACI & HRI & CCS | 0 | 0 | 0 | 0 | 0 | 0 | 0 | 0
00 Ret.ExistSNCR_WetFGD_ACI_DSI & CCS | 0 | 0 | 0 | 0 | 0 | 0 | 0 | 0
00 Ret.ExistSNCR_WetFGD_ACI_DSI & HRI | 0 | 0 | 0 | 0 | 0 | 0 | 0 | 0
00 Ret.ExistSNCR_WetFGD_ACI_DSI & HRI & CCS | 0 | 0 | 0 | 0 | 0 | 0 | 0 | 0
00 Ret.ExistWetFGD & ACI | 0 | 0 | 0 | 0 | 0 | 0 | 0 | 0
00 Ret.ExistWetFGD & ACI & CCS | 0 | 0 | 0 | 0 | 0 | 0 | 0 | 0
00 Ret.ExistWetFGD & ACI & HRI | 0 | 0 | 0 | 0 | 0 | 0 | 0 | 0
00 Ret.ExistWetFGD & ACI & HRI & CCS | 0 | 0 | 0 | 0 | 0 | 0 | 0 | 0
00 Ret.ExistWetFGD & ACI & SCR | 0 | 0 | 0 | 0 | 0 | 0 | 0 | 0
00 Ret.ExistWetFGD & ACI & SCR & CCS | 0 | 0 | 0 | 0 | 0 | 0 | 0 | 0
00 Ret.ExistWetFGD & ACI & SCR & HRI | 0 | 0 | 0 | 0 | 0 | 0 | 0 | 0
00 Ret.ExistWetFGD & ACI & SCR & HRI & CCS | 0 | 0 | 0 | 0 | 0 | 0 | 0 | 0
00 Ret.ExistWetFGD & ACI & SNCR | 0 | 0 | 0 | 0 | 0 | 0 | 0 | 0
00 Ret.ExistWetFGD & ACI & SNCR & HRI | 0 | 0 | 0 | 0 | 0 | 0 | 0 | 0
00 Ret.ExistWetFGD & ACI & SNCR & HRI & CCS | 0 | 0 | 0 | 0 | 0 | 0 | 0 | 0
00 Ret.ExistWetFGD & CCS | 0 | 0 | 0 | 0 | 0 | 0 | 0 | 0
00 Ret.ExistWetFGD & HRI | 0 | 0 | 0 | 0 | 0 | 0 | 0 | 0
00 Ret.ExistWetFGD & HRI & CCS | 0 | 0 | 0 | 0 | 0 | 0 | 0 | 0
00 Ret.ExistWetFGD & SCR | 10.4587 | 22.4435 | 22.4435 | 22.4435 | 22.2768 | 22.2001 | 18.8946 | 18.5198
00 Ret.ExistWetFGD & SCR & CCS | 0 | 0 | 0 | 0 | 0 | 0 | 0 | 0
00 Ret.ExistWetFGD & SCR & HRI | 0 | 0 | 0 | 0 | 0 | 0 | 0 | 0
00 Ret.ExistWetFGD & SCR & HRI & CCS | 0 | 0 | 0 | 0 | 0 | 0 | 0 | 0
00 Ret.ExistWetFGD & SNCR | 0 | 0 | 0 | 0 | 0 | 0 | 0 | 0
00 Ret.ExistWetFGD & SNCR & CCS | 0 | 0 | 0 | 0 | 0 | 0 | 0 | 0
00 Ret.ExistWetFGD & SNCR & HRI | 0 | 0 | 0 | 0 | 0 | 0 | 0 | 0
00 Ret.ExistWetFGD & SNCR & HRI & CCS | 0 | 0 | 0 | 0 | 0 | 0 | 0 | 0
00 Ret.ExistWetFGD_ACI & CCS | 0 | 0 | 0 | 0 | 0 | 0 | 0 | 0
00 Ret.ExistWetFGD_ACI & HRI | 0 | 0 | 0 | 0 | 0 | 0 | 0 | 0
00 Ret.ExistWetFGD_ACI & HRI & CCS | 0 | 0 | 0 | 0 | 0 | 0 | 0 | 0
00 Ret.ExistWetFGD_ACI & SCR | 27.6561 | 28.1265 | 28.0925 | 28.1922 | 26.7653 | 26.2121 | 26.149 | 26.0898
00 Ret.ExistWetFGD_ACI & SCR & CCS | 0 | 0 | 0 | 0 | 0 | 0 | 0 | 0
00 Ret.ExistWetFGD_ACI & SCR & HRI | 0 | 0 | 0 | 0 | 0 | 0 | 0 | 0
00 Ret.ExistWetFGD_ACI & SCR & HRI & CCS | 0 | 0 | 0 | 0 | 0 | 0 | 0 | 0
00 Ret.ExistWetFGD_ACI & SNCR | 14.0019 | 14.0526 | 14.0526 | 14.0985 | 14.7738 | 15.1487 | 15.864 | 15.1563
00 Ret.ExistWetFGD_ACI & SNCR & CCS | 0 | 0 | 0 | 0 | 0 | 0 | 0 | 0
00 Ret.ExistWetFGD_ACI & SNCR & HRI | 0 | 0 | 0 | 0 | 0 | 0 | 0 | 0
00 Ret.ExistWetFGD_ACI & SNCR & HRI & CCS | 0 | 0 | 0 | 0 | 0 | 0 | 0 | 0
00 Ret.ExistWetFGD_ACI_DSI & CCS | 0 | 0 | 0 | 0 | 0 | 0 | 0 | 0
00 Ret.ExistWetFGD_ACI_DSI & HRI | 0 | 0 | 0 | 0 | 0 | 0 | 0 | 0
00 Ret.ExistWetFGD_ACI_DSI & HRI & CCS | 0 | 0 | 0 | 0 | 0 | 0 | 0 | 0
00 Ret.ExistWetFGD_ACI_DSI & SCR | 0 | 0 | 0 | 0 | 0 | 0 | 0 | 0
00 Ret.ExistWetFGD_ACI_DSI & SCR & CCS | 0 | 0 | 0 | 0 | 0 | 0 | 0 | 0
00 Ret.ExistWetFGD_ACI_DSI & SCR & HRI | 0 | 0 | 0 | 0 | 0 | 0 | 0 | 0
00 Ret.ExistWetFGD_ACI_DSI & SCR & HRI & CCS | 0 | 0 | 0 | 0 | 0 | 0 | 0 | 0
00 Ret.ExistWetFGD_ACI_DSI & SNCR | 0 | 0 | 0 | 0 | 0 | 0 | 0 | 0
00 Ret.ExistWetFGD_ACI_DSI & SNCR & CCS | 0 | 0 | 0 | 0 | 0 | 0 | 0 | 0
00 Ret.ExistWetFGD_ACI_DSI & SNCR & HRI | 0 | 0 | 0 | 0 | 0 | 0 | 0 | 0
00 Ret.ExistWetFGD_ACI_DSI & SNCR & HRI & CCS | 0 | 0 | 0 | 0 | 0 | 0 | 0 | 0
00 Ret.ExistWetFGD_DSI & HRI | 0 | 0 | 0 | 0 | 0 | 0 | 0 | 0
00 Ret.ExistWetFGD_DSI & SCR | 0 | 0 | 0 | 0 | 0 | 0 | 0 | 0
00 Ret.ExistWetFGD_DSI & SCR & HRI | 0 | 0 | 0 | 0 | 0 | 0 | 0 | 0
00 Ret.ExistWetFGD_DSI & SNCR | 0 | 0 | 0 | 0 | 0 | 0 | 0 | 0
00 Ret.ExistWetFGD_SCR & ACI & CCS | 0 | 0 | 0 | 0 | 0 | 0 | 0 | 0
00 Ret.ExistWetFGD_DSI & SNCR & HRI | 0 | 0 | 0 | 0 | 0 | 0 | 0 | 0
00 Ret.ExistWetFGD_SCR & ACI & HRI | 0 | 0 | 0 | 0 | 0 | 0 | 0 | 0
00 Ret.ExistWetFGD_SCR & ACI & HRI & CCS | 0 | 0 | 0 | 0 | 0 | 0 | 0 | 0
00 Ret.ExistWetFGD_SCR & CCS | 0 | 0 | 0 | 0 | 0 | 0 | 0 | 0
00 Ret.ExistWetFGD_SCR_DSI & ACI & CCS | 0 | 0 | 0 | 0 | 0 | 0 | 0 | 0
00 Ret.ExistWetFGD_SCR_DSI & ACI & HRI | 0 | 0 | 0 | 0 | 0 | 0 | 0 | 0
00 Ret.ExistWetFGD_SCR_DSI & ACI & HRI & CCS | 0 | 0 | 0 | 0 | 0 | 0 | 0 | 0
00 Ret.ExistWetFGD_SCR_DSI & CCS | 0 | 0 | 0 | 0 | 0 | 0 | 0 | 0
00 Ret.ExistWetFGD_SNCR & ACI & HRI | 0 | 0 | 0 | 0 | 0 | 0 | 0 | 0
00 Ret.ExistWetFGD_SNCR & CCS | 0 | 0 | 0 | 0 | 0 | 0 | 0 | 0
00 Ret.HRI | 0 | 0 | 0 | 0 | 0 | 0 | 0 | 0
00 Ret.SCR | 0 | 0 | 0 | 0 | 0 | 0 | 0 | 0
00 Ret.SCR & DryFGD | 0 | 0 | 0 | 0 | 0 | 0 | 0 | 0
00 Ret.SCR & DryFGD & ACI | 0 | 0 | 0 | 0 | 0 | 0 | 0 | 0
00 Ret.SCR & DryFGD & CCS | 0 | 0 | 0 | 0 | 0 | 0 | 0 | 0
00 Ret.SCR & DryFGD & HRI | 0 | 0 | 0 | 0 | 0 | 0 | 0 | 0
00 Ret.SCR & DSI | 0 | 0 | 0 | 0 | 0 | 0 | 0 | 0
00 Ret.SCR & DSI & DryFGD | 0 | 0 | 0 | 0 | 0 | 0 | 0 | 0
00 Ret.SCR & DSI & DryFGD & HRI | 0 | 0 | 0 | 0 | 0 | 0 | 0 | 0
00 Ret.SCR & DSI & HRI | 0 | 0 | 0 | 0 | 0 | 0 | 0 | 0
00 Ret.SCR & DSI & WetFGD | 0 | 0 | 0 | 0 | 0 | 0 | 0 | 0
00 Ret.SCR & DSI & WetFGD & HRI | 0 | 0 | 0 | 0 | 0 | 0 | 0 | 0
00 Ret.SCR & HRI | 0 | 0 | 0 | 0 | 0 | 0 | 0 | 0
00 Ret.SCR & WetFGD | 0 | 0 | 0 | 0 | 0 | 0 | 0 | 0
00 Ret.SCR & WetFGD & ACI | 0 | 0 | 0 | 0 | 0 | 0 | 0 | 0
00 Ret.SCR & WetFGD & CCS | 0 | 0 | 0 | 0 | 0 | 0 | 0 | 0
00 Ret.SCR & WetFGD & HRI | 0 | 0 | 0 | 0 | 0 | 0 | 0 | 0
00 Ret.SNCR | 0 | 0 | 0 | 0 | 0 | 0 | 0 | 0
00 Ret.SNCR & DryFGD | 0 | 0 | 0 | 0 | 0 | 0 | 0 | 0
00 Ret.SNCR & DryFGD & ACI | 0 | 0 | 0 | 0 | 0 | 0 | 0 | 0
00 Ret.SNCR & DryFGD & ACI & HRI | 0 | 0 | 0 | 0 | 0 | 0 | 0 | 0
00 Ret.SNCR & DryFGD & CCS | 0 | 0 | 0 | 0 | 0 | 0 | 0 | 0
00 Ret.SNCR & DryFGD & HRI | 0 | 0 | 0 | 0 | 0 | 0 | 0 | 0
00 Ret.SNCR & DSI | 0 | 0 | 0 | 0 | 0 | 0 | 0 | 0
00 Ret.SNCR & DSI & HRI | 0 | 0 | 0 | 0 | 0 | 0 | 0 | 0
00 Ret.SNCR & HRI | 0 | 0 | 0 | 0 | 0 | 0 | 0 | 0
00 Ret.SNCR & WetFGD | 0 | 0 | 0 | 0 | 0 | 0 | 0 | 0
00 Ret.SNCR & WetFGD & ACI | 0 | 0 | 0 | 0 | 0 | 0 | 0 | 0
00 Ret.SNCR & WetFGD & ACI & HRI | 0 | 0 | 0 | 0 | 0 | 0 | 0 | 0
00 Ret.SNCR & WetFGD & CCS | 0 | 0 | 0 | 0 | 0 | 0 | 0 | 0
00 Ret.SNCR & WetFGD & HRI | 0 | 0 | 0 | 0 | 0 | 0 | 0 | 0
00 Ret.WetFGD | 0 | 0 | 0 | 0 | 0 | 0 | 0 | 0
00 Ret.WetFGD & CCS | 0 | 0 | 0 | 0 | 0 | 0 | 0 | 0
00 Ret.WetFGD & HRI | 0 | 0 | 0 | 0 | 0 | 0 | 0 | 0
00 Ret.FB & ACI | 0 | 0 | 0 | 0 | 0 | 0 | 0 | 0
00 Ret.FB & ACI & DryFGD & HRI | 0 | 0 | 0 | 0 | 0 | 0 | 0 | 0
00 Ret.FB & ACI & HRI | 0 | 0 | 0 | 0 | 0 | 0 | 0 | 0
00 Ret.FB & HRI | 0 | 0 | 0 | 0 | 0 | 0 | 0 | 0
00 Ret.FB DryFGD | 0 | 0 | 0 | 0 | 0 | 0 | 0 | 0
00 Ret.FB DryFGD & ACI | 0 | 0 | 0 | 0 | 0 | 0 | 0 | 0
00 Ret.FB DryFGD & ACI & HRI | 0 | 0 | 0 | 0 | 0 | 0 | 0 | 0
00 Ret.FB DryFGD & HRI | 0 | 0 | 0 | 0 | 0 | 0 | 0 | 0
00 Ret.FB DryFGD & SNCR | 0 | 0 | 0 | 0 | 0 | 0 | 0 | 0
00 Ret.FB DryFGD & SNCR & HRI | 0 | 0 | 0 | 0 | 0 | 0 | 0 | 0
00 Ret.FB SNCR & DryFGD & ACI | 0 | 0 | 0 | 0 | 0 | 0 | 0 | 0
00 Ret.FB SNCR & DryFGD & ACI & HRI | 0 | 0 | 0 | 0 | 0 | 0 | 0 | 0
00 Ret.FB-ACI & SNCR | 0 | 0 | 0 | 0 | 0 | 0 | 0 | 0
00 Ret.FB-ACI & SNCR & HRI | 0 | 0 | 0 | 0 | 0 | 0 | 0 | 0
00 Ret.FB-ACI & SNCR & HRI & CCS | 0 | 0 | 0 | 0 | 0 | 0 | 0 | 0
00 Ret.FB-Exist ACI & DryFGD | 0 | 0 | 0 | 0 | 0 | 0 | 0 | 0
00 Ret.FB-Exist ACI & DryFGD & HRI | 0 | 0 | 0 | 0 | 0 | 0 | 0 | 0
00 Ret.FB-Exist ACI & DryFGD & SNCR | 0 | 0 | 0 | 0 | 0 | 0 | 0 | 0
00 Ret.FB-Exist ACI & DryFGD & SNCR & HRI | 0 | 0 | 0 | 0 | 0 | 0 | 0 | 0
00 Ret.FB-Exist ACI & SNCR | 0 | 0 | 0 | 0 | 0 | 0 | 0 | 0
00 Ret.FB-Exist ACI & SNCR & HRI | 0 | 0 | 0 | 0 | 0 | 0 | 0 | 0
00 Ret.FB-Exist ACI_DSI & DryFGD & SNCR | 0 | 0 | 0 | 0 | 0 | 0 | 0 | 0
00 Ret.FB-Exist ACI_DSI & SNCR | 0 | 0 | 0 | 0 | 0 | 0 | 0 | 0
00 Ret.FB-ExistACI & HRI | 0 | 0 | 0 | 0 | 0 | 0 | 0 | 0
00 Ret.FB-ExistACI_DSI & DryFGD | 0 | 0 | 0 | 0 | 0 | 0 | 0 | 0
00 Ret.FB-ExistACI_DSI & DryFGD & HRI | 0 | 0 | 0 | 0 | 0 | 0 | 0 | 0
00 Ret.FB-ExistACI_DSI & DryFGD & SNCR | 0 | 0 | 0 | 0 | 0 | 0 | 0 | 0
00 Ret.FB-ExistACI_DSI & DryFGD & SNCR & HRI | 0 | 0 | 0 | 0 | 0 | 0 | 0 | 0
00 Ret.FB-ExistACI_DSI & HRI | 0 | 0 | 0 | 0 | 0 | 0 | 0 | 0
00 Ret.FB-ExistACI_DSI & SNCR & HRI | 0 | 0 | 0 | 0 | 0 | 0 | 0 | 0
00 Ret.FB-ExistDryFGD_ACI & HRI | 0 | 0 | 0 | 0 | 0 | 0 | 0 | 0
00 Ret.FB-ExistDryFGD_ACI & SNCR | 0 | 0 | 0 | 0 | 0 | 0 | 0 | 0
00 Ret.FB-ExistDryFGD_ACI & SNCR & HRI | 0 | 0 | 0 | 0 | 0 | 0 | 0 | 0
00 Ret.FB-ExistDryFGD_DSI & HRI | 0 | 0 | 0 | 0 | 0 | 0 | 0 | 0
00 Ret.FB-ExistDryFGD_DSI & SNCR | 0 | 0 | 0 | 0 | 0 | 0 | 0 | 0
00 Ret.FB-ExistDryFGD_DSI & SNCR & HRI | 0 | 0 | 0 | 0 | 0 | 0 | 0 | 0
00 Ret.FB-ExistDryFGD_SNCR & HRI | 0 | 0 | 0 | 0 | 0 | 0 | 0 | 0
00 Ret.FB-ExistDryFGD_SNCR_ACI & HRI | 0 | 0 | 0 | 0 | 0 | 0 | 0 | 0
00 Ret.FB-ExistDryFGD_SNCR_ACI_DSI & HRI | 0 | 0 | 0 | 0 | 0 | 0 | 0 | 0
00 Ret.FB-ExistDryFGD_SNCR_DSI & HRI | 0 | 0 | 0 | 0 | 0 | 0 | 0 | 0
00 Ret.FB-ExistDSI & ACI | 0 | 0 | 0 | 0 | 0 | 0 | 0 | 0
00 Ret.FB-ExistDSI & ACI & HRI | 0 | 0 | 0 | 0 | 0 | 0 | 0 | 0
00 Ret.FB-ExistDSI & ACI & SNCR | 0 | 0 | 0 | 0 | 0 | 0 | 0 | 0
00 Ret.FB-ExistDSI & ACI & SNCR & HRI | 0 | 0 | 0 | 0 | 0 | 0 | 0 | 0
00 Ret.FB-ExistDSI & DryFGD | 0 | 0 | 0 | 0 | 0 | 0 | 0 | 0
00 Ret.FB-ExistDSI & DryFGD & ACI | 0 | 0 | 0 | 0 | 0 | 0 | 0 | 0
00 Ret.FB-ExistDSI & DryFGD & ACI & HRI | 0 | 0 | 0 | 0 | 0 | 0 | 0 | 0
00 Ret.FB-ExistDSI & DryFGD & HRI | 0 | 0 | 0 | 0 | 0 | 0 | 0 | 0
00 Ret.FB-ExistDSI & DryFGD & SNCR | 0 | 0 | 0 | 0 | 0 | 0 | 0 | 0
00 Ret.FB-ExistDSI & DryFGD & SNCR & HRI | 0 | 0 | 0 | 0 | 0 | 0 | 0 | 0
00 Ret.FB-ExistDSI & HRI | 0 | 0 | 0 | 0 | 0 | 0 | 0 | 0
00 Ret.FB-ExistDSI & SNCR | 0.62514 | 0.67309 | 0.67309 | 0.67309 | 0.66778 | 0.66778 | 0.66778 | 0.67309
00 Ret.FB-ExistDSI & SNCR & DryFGD & ACI | 0 | 0 | 0 | 0 | 0 | 0 | 0 | 0
00 Ret.FB-ExistDSI & SNCR & DryFGD & ACI & HRI | 0 | 0 | 0 | 0 | 0 | 0 | 0 | 0
00 Ret.FB-ExistDSI & SNCR & HRI | 0 | 0 | 0 | 0 | 0 | 0 | 0 | 0
00 Ret.FB-ExistSNCR & DryFGD | 0 | 0 | 0 | 0 | 0 | 0 | 0 | 0
00 Ret.FB-ExistSNCR & DryFGD & ACI | 0 | 0 | 0 | 0 | 0 | 0 | 0 | 0
00 Ret.FB-ExistSNCR & DryFGD & HRI | 0 | 0 | 0 | 0 | 0 | 0 | 0 | 0
00 Ret.FB-ExistSNCR & HRI | 0 | 0 | 0 | 0 | 0 | 0 | 0 | 0
00 Ret.FB-ExistSNCR_ACI_DSI & DryFGD | 0 | 0 | 0 | 0 | 0 | 0 | 0 | 0
00 Ret.FB-ExistSNCR_ACI_DSI & DryFGD & HRI | 0 | 0 | 0 | 0 | 0 | 0 | 0 | 0
00 Ret.FB-ExistSNCR_ACI_DSI & HRI | 0 | 0 | 0 | 0 | 0 | 0 | 0 | 0
00 Ret.FB-ExistSNCR_DryFGD & HRI | 0 | 0 | 0 | 0 | 0 | 0 | 0 | 0
00 Ret.FB-ExistSNCR_DryFGD_ACI & HRI | 0 | 0 | 0 | 0 | 0 | 0 | 0 | 0
00 Ret.FB-ExistSNCR_DSI & ACI | 0 | 0 | 0 | 0 | 0 | 0 | 0 | 0
00 Ret.FB-ExistSNCR_DSI & ACI & DryFGD | 0 | 0 | 0 | 0 | 0 | 0 | 0 | 0
00 Ret.FB-ExistSNCR_DSI & ACI & DryFGD & HRI | 0 | 0 | 0 | 0 | 0 | 0 | 0 | 0
00 Ret.FB-ExistSNCR_DSI & ACI & HRI | 0 | 0 | 0 | 0 | 0 | 0 | 0 | 0
00 Ret.FB-ExistSNCR_DSI & DryFGD | 0 | 0 | 0 | 0 | 0 | 0 | 0 | 0
00 Ret.FB-ExistSNCR_DSI & DryFGD & HRI | 0 | 0 | 0 | 0 | 0 | 0 | 0 | 0
00 Ret.FB-ExistSNCR_DSI & HRI | 0 | 0 | 0 | 0 | 0 | 0 | 0 | 0
00 Ret.FB-ExistSNCR_WetFGD & ACI | 0 | 0 | 0 | 0 | 0 | 0 | 0 | 0
00 Ret.FB-ExistSNCR_WetFGD & HRI | 0 | 0 | 0 | 0 | 0 | 0 | 0 | 0
00 Ret.FB-ExistWetFGD_DSI & HRI | 0 | 0 | 0 | 0 | 0 | 0 | 0 | 0
00 Ret.FB-ExistWetFGD_DSI & SNCR | 0 | 0 | 0 | 0 | 0 | 0 | 0 | 0
00 Ret.FB-ExistWetFGD_DSI & SNCR & HRI | 0 | 0 | 0 | 0 | 0 | 0 | 0 | 0
00 Ret.FB-ExistWetFGD_SNCR & ACI & HRI | 0 | 0 | 0 | 0 | 0 | 0 | 0 | 0
00 Ret.FB-SNCR | 0 | 0 | 0 | 0 | 0 | 0 | 0 | 0
00 Ret.FB-SNCR & HRI | 0 | 0 | 0 | 0 | 0 | 0 | 0 | 0
00 Ret.Oil/Gas Steam SCR | 0 | 0 | 0 | 0 | 0 | 0 | 0 | 0
00 CC Retirement | 0 | 0 | 0 | 0 | 0 | 0 | 0 | 0
00 CT Retirement | 0 | 0 | 0 | 0 | 0 | 0 | 0 | 0
00 O/G Retirement | 0 | 0 | 0 | 0 | 0 | 0 | 0 | 0
00 Coal Retirement | 0 | 0 | 0 | 0 | 0 | 0 | 0 | 0
00 IGCC Retirement | 0 | 0 | 0 | 0 | 0 | 0 | 0 | 0
00 Nuke Retirement | 0 | 0 | 0 | 0 | 0 | 0 | 0 | 0
00 Biomass Retirement | 0 | 0 | 0 | 0 | 0 | 0 | 0 | 0
00 Fossil_Other Retirement | 0 | 0 | 0 | 0 | 0 | 0 | 0 | 0
00 Fuel Cell Retirement | 0 | 0 | 0 | 0 | 0 | 0 | 0 | 0
00 Geothermal Retirement | 0 | 0 | 0 | 0 | 0 | 0 | 0 | 0
00 Hydro Retirement | 0 | 0 | 0 | 0 | 0 | 0 | 0 | 0
00 Landfill Gas Retirement | 0 | 0 | 0 | 0 | 0 | 0 | 0 | 0
00 Non Fossil_Other Retirement | 0 | 0 | 0 | 0 | 0 | 0 | 0 | 0
Total | 13912.2074 | 14087.4214 | 14261.1934 | 14656.2091 | 15071.5502 | 15605.5318 | 16123.6681 | 16741.8019
14. Capacity Factor by Capacity Reporting Type [%]
00 New Combined Cycle | 86.9994 | 86.9394 | 86.941 | 86.961 | 86.9801 | 86.9882 | 86.8631 | 86.6842
00 New Combined Cycle with Carbon Capture | N/A | N/A | N/A | N/A | N/A | N/A | N/A | N/A
00 New Combustion Turbine | 2.6336 | 3.4763 | 3.7692 | 2.0149 | 6.6963 | 6.9042 | 6.5501 | 5.7941
00 New Hydro | 62.0328 | 61.4492 | 61.6026 | 61.5839 | 61.3583 | 61.4276 | 61.5088 | 61.5088
00 New Nuclear | N/A | N/A | N/A | N/A | N/A | N/A | N/A | N/A
00 New Biomass | 0.46571 | 0.46571 | 4.1904 | 1.8629 | 7.5413 | 7.5413 | 7.9988 | 7.5413
00 New Geothermal | 90 | 90 | 90 | 90 | 90 | 90 | 90 | 90
00 New Landfill Gas | 90 | 89.9373 | 90 | 86.0384 | 86.1052 | 86.1052 | 86.2006 | 86.1052
00 New Battery Storage | 6.3991 | 13.6784 | 9.3315 | 8.1029 | 8.3943 | 9.0043 | 9.3176 | 9.267
00 New Offshore Wind | N/A | N/A | N/A | N/A | N/A | N/A | N/A | N/A
00 New Onshore Wind | 44.7521 | 44.7521 | 44.7482 | 43.8895 | 43.96 | 44.0266 | 45.9268 | 46.5574
00 New Solar PV | 19.2916 | 19.3779 | 19.2983 | 19.7324 | 19.8153 | 19.7903 | 19.8122 | 19.8297
00 New Solar Thermal | N/A | N/A | N/A | N/A | N/A | N/A | N/A | N/A
00 New Fuel Cell | 0 | 0.0014188 | 0.0014188 | 0 | 0 | 0.0014188 | 0.0014188 | 4.0796e-05
00 New Ultrasupercritical Coal without CCS | N/A | N/A | N/A | N/A | N/A | N/A | N/A | N/A
00 New Ultrasupercritical Coal with 30% CCS | N/A | N/A | N/A | N/A | N/A | N/A | N/A | N/A
00 New Ultrasupercritical Coal with 90% CCS | N/A | N/A | N/A | N/A | N/A | N/A | N/A | N/A
00 Exist Combined Cycle | 65.3328 | 65.8461 | 66.0805 | 64.8963 | 65.7362 | 63.1637 | 56.703 | 51.9977
00 Exist Combustion Turbine | 1.6126 | 1.9815 | 2.4382 | 2.6009 | 3.231 | 2.4924 | 1.2462 | 0.86305
00 Exist Coal Steam_Uncontrolled | 56.9499 | 64.1436 | 63.8331 | 66.8449 | 70.4943 | 71.0114 | 74.2451 | 74.1147
00 Exist Coal Steam_ACI | 64.873 | 68.5016 | 69.2882 | 70.6341 | 68.3854 | 69.1368 | 69.6393 | 68.7542
00 Exist Coal Steam_ACI_DSI | 31.3998 | 38.885 | 44.2946 | 42.7599 | 33.6513 | 44.0717 | 44.9438 | 41.8268
00 Exist Coal Steam_DryFGD | 14.4552 | 37.2563 | 37.2563 | 40.3338 | 40.3338 | 42.4721 | 40.3338 | 40.3338
00 Exist Coal Steam_DryFGD_ACI | 68.4837 | 74.6786 | 75.5898 | 72.9293 | 66.237 | 68.8823 | 68.6117 | 67.2604
00 Exist Coal Steam_DryFGD_ACI_DSI | N/A | N/A | N/A | N/A | N/A | N/A | N/A | N/A
00 Exist Coal Steam_DryFGD_SCR | 48.4927 | 52.7705 | 52.7705 | 52.7705 | 47.4948 | 73.1269 | 72.3692 | 65.0443
00 Exist Coal Steam_DryFGD_SCR_ACI | 57.5429 | 63.5156 | 64.3755 | 65.4298 | 62.394 | 64.5352 | 65.0564 | 63.8279
00 Exist Coal Steam_DryFGD_SCR_DSI | 36.8293 | 37.5234 | 42.606 | 51.2596 | 57.159 | 57.159 | 57.159 | 57.159
00 Exist Coal Steam_DryFGD_SCR_ACI_DSI | 46.2445 | 52.9397 | 53.3389 | 48.8936 | 45.3183 | 48.2855 | 49.0033 | 45.2718
00 Exist Coal Steam_DryFGD_SNCR | N/A | N/A | N/A | N/A | N/A | N/A | N/A | N/A
00 Exist Coal Steam_DryFGD_SNCR_ACI | 72.6632 | 73.5591 | 73.0001 | 73.4951 | 68.5361 | 69.5909 | 71.6119 | 75.9728
00 Exist Coal Steam_DryFGD_SNCR_ACI_DSI | 41.3672 | 44.2125 | 50.9324 | 52.4961 | 48.6345 | 53.107 | 52.5589 | 45.9136
00 Exist Coal Steam_DSI | 26.0261 | 34.0845 | 34.4572 | 37.6119 | 37.6119 | 49.6932 | 54.523 | 50.4247
00 Exist Coal Steam_SCR_ACI | 56.2319 | 64.8629 | 65.677 | 63.4203 | 65.9404 | 65.9056 | 61.997 | 65.5409
00 Exist Coal Steam_SCR_ACI_DSI | 30.0419 | 30.3446 | 31.3689 | 37.9072 | 37.4719 | 37.4719 | 37.4719 | N/A
00 Exist Coal Steam_SNCR | 85.47 | 85.47 | 85.47 | 85.47 | 85.47 | 85.47 | 85.47 | 85.47
00 Exist Coal Steam_SNCR_ACI | 22.0193 | 42.8465 | 42.8465 | 42.8465 | 42.8465 | 48.9971 | 48.9971 | 42.8465
00 Exist Coal Steam_SNCR_ACI_DSI | 0 | 0 | 0 | 0 | 0 | 0 | 0 | N/A
00 Exist Coal Steam_WetFGD | 73.8895 | 81.6283 | 81.6283 | 81.2648 | 71.4102 | 71.833 | 77.2094 | 76.4501
00 Exist Coal Steam_WetFGD_ACI | 62.0775 | 65.7627 | 68.5825 | 66.0438 | 60.2318 | 61.7674 | 63.1795 | 60.8793
00 Exist Coal Steam_WetFGD_ACI_DSI | 29.3681 | 35.7068 | 10.8261 | 0 | 0 | 0 | 0.73242 | 0
00 Exist Coal Steam_WetFGD_DSI | N/A | N/A | N/A | N/A | N/A | N/A | N/A | N/A
00 Exist Coal Steam_WetFGD_SCR | 59.9648 | 62.6544 | 61.6497 | 56.8343 | 48.1269 | 48.4838 | 49.4364 | 46.4964
00 Exist Coal Steam_WetFGD_SCR_DSI | 0 | 0 | 11.5714 | 11.5714 | 11.5714 | N/A | N/A | N/A
00 Exist Coal Steam_WetFGD_SCR_ACI | 59.1913 | 60.0448 | 60.7509 | 62.466 | 57.4248 | 59.0436 | 58.7799 | 60.4142
00 Exist Coal Steam_WetFGD_SCR_ACI_DSI | 20.3997 | 28.7652 | 28.7142 | 27.4153 | 24.4847 | 38.2094 | 42.0678 | 35.5734
00 Exist Coal Steam_WetFGD_SNCR | 27.2661 | 23.142 | 22.8691 | 22.7779 | 17.3082 | 21.0033 | 49.1045 | 77.9766
00 Exist Coal Steam_WetFGD_SNCR_ACI | 60.8475 | 64.4632 | 65.4605 | 59.0634 | 54.1675 | 54.5406 | 54.0777 | 55.8368
00 Exist Coal Steam_WetFGD_SNCR_ACI_DSI | N/A | N/A | N/A | N/A | N/A | N/A | N/A | N/A
00 Exist FBC_Uncontrolled | N/A | N/A | N/A | N/A | N/A | N/A | N/A | N/A
00 Exist FBC_WetFGD_SNCR | 85.47 | 85.47 | 85.47 | 85.47 | 85.47 | 85.47 | 85.47 | 85.47
00 Exist FBC_WetFGD_DSI | N/A | N/A | N/A | N/A | N/A | N/A | N/A | N/A
00 Exist FBC_ACI | N/A | N/A | N/A | N/A | N/A | N/A | N/A | N/A
00 Exist FBC_ACI_DSI | 30.4014 | 36.8662 | 39.6831 | 40.5286 | 40.119 | 40.119 | 40.119 | 40.119
00 Exist FBC_DryFGD_ACI | 32.6199 | 39.7641 | 39.7641 | 45.6004 | 34.4284 | N/A | N/A | N/A
00 Exist FBC_DryFGD_DSI | N/A | N/A | N/A | N/A | N/A | N/A | N/A | N/A
00 Exist FBC_DryFGD_SNCR | 0 | 0 | 0 | 26.631 | 26.631 | 12.7716 | N/A | N/A
00 Exist FBC_DryFGD_SNCR_ACI | 6.0924 | 16.0926 | 6.0924 | 14.6637 | 14.6567 | 14.5866 | 14.6637 | 0
00 Exist FBC_DryFGD_SNCR_ACI_DSI | 0 | 0 | 0 | 35.0078 | 35.0078 | 35.0078 | 37.8601 | 14.4399
00 Exist FBC_DryFGD_SNCR_DSI | N/A | N/A | N/A | N/A | N/A | N/A | N/A | N/A
00 Exist FBC_DSI | 0.27364 | 0.28793 | 0.28793 | 25.902 | 25.8997 | 26.3836 | 26.3859 | 25.902
00 Exist FBC_SNCR | 81.7167 | N/A | N/A | N/A | N/A | N/A | N/A | N/A
00 Exist FBC_SNCR_ACI | 37.9716 | 43.6335 | 43.1849 | 41.1665 | 38.3759 | 41.1665 | 41.1665 | 41.1665
00 Exist FBC_SNCR_ACI_DSI | 0 | 0 | 0 | 0 | 27.4811 | 27.4811 | 36.8715 | 27.4811
00 Exist FBC_SNCR_DSI | 7.8647 | 8.828 | 18.4018 | 25.7375 | 25.1057 | 25.1057 | 39.1846 | 40.1941
00 Exist IGCC | 82.2965 | 82.2965 | 82.2965 | 82.2965 | 82.2965 | 82.2965 | 77.8552 | N/A
00 Exist Fossil_Other | 35.2087 | 35.2087 | 35.2087 | 32.2243 | 32.3551 | 32.8644 | 33.7973 | 32.9287
00 Exist Fuel Cell | 0 | 0 | 0 | 0 | 0 | 0 | 0 | 0
00 Exist Hydro | 38.4516 | 38.4517 | 38.4517 | 38.4517 | 38.4517 | 38.4517 | 38.4517 | 38.4517
00 Exist Non Fossil_Other | 59.7367 | 59.7312 | 59.7312 | 58.8863 | 58.8856 | 58.8991 | 58.9635 | 58.9168
00 Exist Nuclear | 89.6963 | 90.2517 | 90.248 | 90.0945 | 90.2801 | 90.2801 | 90.2801 | 90.2303
00 International Imports | 72.37 | 72.37 | 72.37 | 72.37 | 72.37 | 72.37 | 72.37 | 72.37
00 Exist Oil/Gas Steam | 9.3395 | 8.9966 | 9.2149 | 8.5474 | 9.5021 | 7.0879 | 5.1717 | 2.8673
00 Exist Oil/Gas Steam_SCR | 7.0269 | 6.9319 | 6.6726 | 5.9146 | 6.0928 | 5.2606 | 3.1072 | 2.5414
00 Exist Oil/Gas Steam_SNCR | 9.8119 | 11.1857 | 12.1875 | 12.2421 | 13.7373 | 10.4596 | 6.2627 | 5.1187
00 Exist Biomass | 34.7965 | 35.1187 | 58.9424 | 48.7934 | 47.7872 | 55.7251 | 57.6962 | 59.8539
00 Exist Landfill Gas | 67.4706 | 67.4706 | 67.4706 | 58.0312 | 60.2751 | 61.1667 | 62.7754 | 61.5444
00 Exist Geothermal | 77.7337 | 77.7337 | 77.7337 | 77.7337 | 77.7337 | 77.7337 | 77.7337 | 77.7337
00 Exist Pump Storage | 3.5913 | 4.4119 | 5.1186 | 5.5581 | 5.6661 | 5.8413 | 5.774 | 5.5073
00 Exist Energy Storage | 11.4191 | 13.4079 | 15.7664 | 15.0246 | 14.7849 | 14.8804 | 15.6611 | 14.7568
00 Exist Solar PV | 24.549 | 24.549 | 24.549 | 24.549 | 24.549 | 24.549 | 24.549 | 24.549
00 Exist Solar Thermal | 20.1873 | 20.1873 | 20.1873 | 20.1873 | 20.1873 | 20.1873 | 20.1873 | 20.1873
00 Exist Offshore Wind | 47.6961 | 47.6961 | 47.6961 | 47.6961 | 47.6961 | 47.6961 | 47.6961 | 47.6961
00 Exist Onshore Wind | 33.9322 | 33.9322 | 33.9322 | 33.9322 | 33.9322 | 33.9322 | 33.9322 | 33.9322
00 Ret.ACI | N/A | N/A | N/A | N/A | N/A | N/A | N/A | N/A
00 Ret.ACI & DryFGD | N/A | N/A | N/A | N/A | N/A | N/A | N/A | N/A
00 Ret.ACI & DryFGD & HRI | N/A | N/A | N/A | N/A | N/A | N/A | N/A | N/A
00 Ret.ACI & DSI | N/A | N/A | N/A | N/A | N/A | N/A | N/A | N/A
00 Ret.ACI & DSI & DryFGD | N/A | N/A | N/A | N/A | N/A | N/A | N/A | N/A
00 Ret.ACI & DSI & DryFGD & HRI | N/A | N/A | N/A | N/A | N/A | N/A | N/A | N/A
00 Ret.ACI & DSI & HRI | N/A | N/A | N/A | N/A | N/A | N/A | N/A | N/A
00 Ret.ACI & DSI & WetFGD & HRI | N/A | N/A | N/A | N/A | N/A | N/A | N/A | N/A
00 Ret.ACI & HRI | N/A | N/A | N/A | N/A | N/A | N/A | N/A | N/A
00 Ret.ACI & SCR | N/A | N/A | N/A | N/A | N/A | N/A | N/A | N/A
00 Ret.ACI & SCR & DryFGD & HRI | N/A | N/A | N/A | N/A | N/A | N/A | N/A | N/A
00 Ret.ACI & SCR & DSI | N/A | N/A | N/A | N/A | N/A | N/A | N/A | N/A
00 Ret.ACI & SCR & DSI & DryFGD | N/A | N/A | N/A | N/A | N/A | N/A | N/A | N/A
00 Ret.ACI & SCR & DSI & DryFGD & HRI | N/A | N/A | N/A | N/A | N/A | N/A | N/A | N/A
00 Ret.ACI & SCR & DSI & HRI | N/A | N/A | N/A | N/A | N/A | N/A | N/A | N/A
00 Ret.ACI & SCR & DSI & WetFGD | N/A | N/A | N/A | N/A | N/A | N/A | N/A | N/A
00 Ret.ACI & SCR & DSI & WetFGD & HRI | N/A | N/A | N/A | N/A | N/A | N/A | N/A | N/A
00 Ret.ACI & SCR & HRI | N/A | N/A | N/A | N/A | N/A | N/A | N/A | N/A
00 Ret.ACI & SCR & WetFGD & HRI | N/A | N/A | N/A | N/A | N/A | N/A | N/A | N/A
00 Ret.ACI & SNCR | N/A | N/A | N/A | N/A | N/A | N/A | N/A | N/A
00 Ret.ACI & SNCR & DSI | N/A | N/A | N/A | N/A | N/A | N/A | N/A | N/A
00 Ret.ACI & SNCR & DSI & DryFGD | N/A | N/A | N/A | N/A | N/A | N/A | N/A | N/A
00 Ret.ACI & SNCR & DSI & DryFGD & HRI | N/A | N/A | N/A | N/A | N/A | N/A | N/A | N/A
00 Ret.ACI & SNCR & DSI & HRI | N/A | N/A | N/A | N/A | N/A | N/A | N/A | N/A
00 Ret.ACI & SNCR & DSI & WetFGD | N/A | N/A | N/A | N/A | N/A | N/A | N/A | N/A
00 Ret.ACI & SNCR & DSI & WetFGD & HRI | N/A | N/A | N/A | N/A | N/A | N/A | N/A | N/A
00 Ret.ACI & SNCR & HRI | N/A | N/A | N/A | N/A | N/A | N/A | N/A | N/A
00 Ret.ACI & WetFGD | N/A | N/A | N/A | N/A | N/A | N/A | N/A | N/A
00 Ret.ACI & WetFGD & DSI | N/A | N/A | N/A | N/A | N/A | N/A | N/A | N/A
00 Ret.ACI & WetFGD & HRI | N/A | N/A | N/A | N/A | N/A | N/A | N/A | N/A
00 Ret.C2G | 17.2523 | 14.3481 | 13.9589 | 14.2355 | 7.0049 | 0.0017597 | 0 | 0
00 Ret.C2G & SCR | N/A | N/A | N/A | N/A | N/A | N/A | N/A | N/A
00 Ret.CCG | N/A | N/A | N/A | N/A | N/A | N/A | N/A | N/A
00 Ret.DryFGD | N/A | N/A | N/A | N/A | N/A | N/A | N/A | N/A
00 Ret.DryFGD & CCS | N/A | N/A | N/A | N/A | N/A | N/A | N/A | N/A
00 Ret.DryFGD & HRI | N/A | N/A | N/A | N/A | N/A | N/A | N/A | N/A
00 Ret.DSI | 0 | 0 | 0 | 0 | 0 | N/A | N/A | N/A
00 Ret.DSI & DryFGD | N/A | N/A | N/A | N/A | N/A | N/A | N/A | N/A
00 Ret.DSI & DryFGD & HRI | N/A | N/A | N/A | N/A | N/A | N/A | N/A | N/A
00 Ret.DSI & HRI | N/A | N/A | N/A | N/A | N/A | N/A | N/A | N/A
00 Ret.DSI & WetFGD | N/A | N/A | N/A | N/A | N/A | N/A | N/A | N/A
00 Ret.DSI & WetFGD & HRI | N/A | N/A | N/A | N/A | N/A | N/A | N/A | N/A
00 Ret.ExistACI & DryFGD | N/A | N/A | N/A | N/A | N/A | N/A | N/A | N/A
00 Ret.ExistACI & DryFGD & CCS | N/A | N/A | N/A | N/A | N/A | N/A | N/A | N/A
00 Ret.ExistACI & DryFGD & HRI | N/A | N/A | N/A | N/A | N/A | N/A | N/A | N/A
00 Ret.ExistACI & DryFGD & HRI & CCS | N/A | N/A | N/A | N/A | N/A | N/A | N/A | N/A
00 Ret.ExistACI & DSI | N/A | N/A | N/A | N/A | N/A | N/A | N/A | N/A
00 Ret.ExistACI & DSI & DryFGD | N/A | N/A | N/A | N/A | N/A | N/A | N/A | N/A
00 Ret.ExistACI & DSI & DryFGD & HRI | N/A | N/A | N/A | N/A | N/A | N/A | N/A | N/A
00 Ret.ExistACI & DSI & HRI | N/A | N/A | N/A | N/A | N/A | N/A | N/A | N/A
00 Ret.ExistACI & DSI & WetFGD | N/A | N/A | N/A | N/A | N/A | N/A | N/A | N/A
00 Ret.ExistACI & DSI & WetFGD & HRI | N/A | N/A | N/A | N/A | N/A | N/A | N/A | N/A
00 Ret.ExistACI & HRI | N/A | N/A | N/A | N/A | N/A | N/A | N/A | N/A
00 Ret.ExistACI & HRI & WetFGD | N/A | N/A | N/A | N/A | N/A | N/A | N/A | N/A
00 Ret.ExistACI & SCR | N/A | N/A | N/A | N/A | N/A | N/A | N/A | N/A
00 Ret.ExistACI & SCR & DryFGD | N/A | N/A | N/A | N/A | N/A | N/A | N/A | N/A
00 Ret.ExistACI & SCR & DryFGD & CCS | N/A | N/A | N/A | N/A | N/A | N/A | N/A | N/A
00 Ret.ExistACI & SCR & DryFGD & HRI | N/A | N/A | N/A | N/A | N/A | N/A | N/A | N/A
00 Ret.ExistACI & SCR & DryFGD & HRI & CCS | N/A | N/A | N/A | N/A | N/A | N/A | N/A | N/A
00 Ret.ExistACI & SCR & DSI | N/A | N/A | N/A | N/A | N/A | N/A | N/A | N/A
00 Ret.ExistACI & SCR & DSI & DryFGD | N/A | N/A | N/A | N/A | N/A | N/A | N/A | N/A
00 Ret.ExistACI & SCR & DSI & DryFGD & HRI | N/A | N/A | N/A | N/A | N/A | N/A | N/A | N/A
00 Ret.ExistACI & SCR & DSI & HRI | N/A | N/A | N/A | N/A | N/A | N/A | N/A | N/A
00 Ret.ExistACI & SCR & HRI | N/A | N/A | N/A | N/A | N/A | N/A | N/A | N/A
00 Ret.ExistACI & SCR & WetFGD | N/A | N/A | N/A | N/A | N/A | N/A | N/A | N/A
00 Ret.ExistACI & SCR & WetFGD & CCS | N/A | N/A | N/A | N/A | N/A | N/A | N/A | N/A
00 Ret.ExistACI & SCR & WetFGD & HRI | N/A | N/A | N/A | N/A | N/A | N/A | N/A | N/A
00 Ret.ExistACI & SCR & WetFGD & HRI & CCS | N/A | N/A | N/A | N/A | N/A | N/A | N/A | N/A
00 Ret.ExistACI & SNCR | 72.3591 | 72.3591 | 72.3591 | 78.92 | 70.5632 | 74.0727 | 70.5632 | 70.5632
00 Ret.ExistACI & SNCR & DryFGD | N/A | N/A | N/A | N/A | N/A | N/A | N/A | N/A
00 Ret.ExistACI & SNCR & DryFGD & CCS | N/A | N/A | N/A | N/A | N/A | N/A | N/A | N/A
00 Ret.ExistACI & SNCR & DryFGD & HRI | N/A | N/A | N/A | N/A | N/A | N/A | N/A | N/A
00 Ret.ExistACI & SNCR & DryFGD & HRI & CCS | N/A | N/A | N/A | N/A | N/A | N/A | N/A | N/A
00 Ret.ExistACI & SNCR & DSI | N/A | N/A | N/A | N/A | N/A | N/A | N/A | N/A
00 Ret.ExistACI & SNCR & DSI & HRI | N/A | N/A | N/A | N/A | N/A | N/A | N/A | N/A
00 Ret.ExistACI & SNCR & HRI | N/A | N/A | N/A | N/A | N/A | N/A | N/A | N/A
00 Ret.ExistACI & SNCR & WetFGD | N/A | N/A | N/A | N/A | N/A | N/A | N/A | N/A
00 Ret.ExistACI & SNCR & WetFGD & CCS | N/A | N/A | N/A | N/A | N/A | N/A | N/A | N/A
00 Ret.ExistACI & SNCR & WetFGD & HRI | N/A | N/A | N/A | N/A | N/A | N/A | N/A | N/A
00 Ret.ExistACI & SNCR & WetFGD & HRI & CCS | N/A | N/A | N/A | N/A | N/A | N/A | N/A | N/A
00 Ret.ExistACI & WetFGD | N/A | N/A | N/A | N/A | N/A | N/A | N/A | N/A
00 Ret.ExistACI & WetFGD & CCS | N/A | N/A | N/A | N/A | N/A | N/A | N/A | N/A
00 Ret.ExistACI & WetFGD & HRI & CCS | N/A | N/A | N/A | N/A | N/A | N/A | N/A | N/A
00 Ret.ExistACI_DSI & DryFGD | 82.25 | 82.25 | 82.25 | 82.25 | 82.25 | 82.25 | 82.25 | 82.25
00 Ret.ExistACI_DSI & DryFGD & CCS | N/A | N/A | N/A | N/A | N/A | N/A | N/A | N/A
00 Ret.ExistACI_DSI & DryFGD & HRI | N/A | N/A | N/A | N/A | N/A | N/A | N/A | N/A
00 Ret.ExistACI_DSI & DryFGD & HRI & CCS | N/A | N/A | N/A | N/A | N/A | N/A | N/A | N/A
00 Ret.ExistACI_DSI & HRI | N/A | N/A | N/A | N/A | N/A | N/A | N/A | N/A
00 Ret.ExistACI_DSI & SCR | N/A | N/A | N/A | N/A | N/A | N/A | N/A | N/A
00 Ret.ExistACI_DSI & SCR & DryFGD | N/A | N/A | N/A | N/A | N/A | N/A | N/A | N/A
00 Ret.ExistACI_DSI & SCR & DryFGD & CCS | N/A | N/A | N/A | N/A | N/A | N/A | N/A | N/A
00 Ret.ExistACI_DSI & SCR & DryFGD & HRI | N/A | N/A | N/A | N/A | N/A | N/A | N/A | N/A
00 Ret.ExistACI_DSI & SCR & DryFGD & HRI & CCS | N/A | N/A | N/A | N/A | N/A | N/A | N/A | N/A
00 Ret.ExistACI_DSI & SCR & HRI | N/A | N/A | N/A | N/A | N/A | N/A | N/A | N/A
00 Ret.ExistACI_DSI & SCR & WetFGD | N/A | N/A | N/A | N/A | N/A | N/A | N/A | N/A
00 Ret.ExistACI_DSI & SCR & WetFGD & CCS | N/A | N/A | N/A | N/A | N/A | N/A | N/A | N/A
00 Ret.ExistACI_DSI & SCR & WetFGD & HRI | N/A | N/A | N/A | N/A | N/A | N/A | N/A | N/A
00 Ret.ExistACI_DSI & SCR & WetFGD & HRI & CCS | N/A | N/A | N/A | N/A | N/A | N/A | N/A | N/A
00 Ret.ExistACI_DSI & SNCR | N/A | N/A | N/A | N/A | N/A | N/A | N/A | N/A
00 Ret.ExistACI_DSI & SNCR & DryFGD | N/A | N/A | N/A | N/A | N/A | N/A | N/A | N/A
00 Ret.ExistACI_DSI & SNCR & DryFGD & HRI & CCS | N/A | N/A | N/A | N/A | N/A | N/A | N/A | N/A
00 Ret.ExistACI_DSI & SNCR & DryFGD & HRI | N/A | N/A | N/A | N/A | N/A | N/A | N/A | N/A
00 Ret.ExistACI_DSI & SNCR & WetFGD & HRI & CCS | N/A | N/A | N/A | N/A | N/A | N/A | N/A | N/A
00 Ret.ExistACI_DSI & SNCR & HRI | N/A | N/A | N/A | N/A | N/A | N/A | N/A | N/A
00 Ret.ExistACI_DSI & SNCR & WetFGD | N/A | N/A | N/A | N/A | N/A | N/A | N/A | N/A
00 Ret.ExistACI_DSI & SNCR & WetFGD & HRI | N/A | N/A | N/A | N/A | N/A | N/A | N/A | N/A
00 Ret.ExistACI_DSI & WetFGD | N/A | N/A | N/A | N/A | N/A | N/A | N/A | N/A
00 Ret.ExistACI_DSI & WetFGD & CCS | N/A | N/A | N/A | N/A | N/A | N/A | N/A | N/A
00 Ret.ExistACI_DSI & WetFGD & HRI | N/A | N/A | N/A | N/A | N/A | N/A | N/A | N/A
00 Ret.ExistACI_DSI & WetFGD & HRI & CCS | N/A | N/A | N/A | N/A | N/A | N/A | N/A | N/A
00 Ret.ExistDryFGD & ACI | N/A | N/A | N/A | N/A | N/A | N/A | N/A | N/A
00 Ret.ExistDryFGD & ACI & CCS | N/A | N/A | N/A | N/A | N/A | N/A | N/A | N/A
00 Ret.ExistDryFGD & ACI & HRI | N/A | N/A | N/A | N/A | N/A | N/A | N/A | N/A
00 Ret.ExistDryFGD & ACI & HRI & CCS | N/A | N/A | N/A | N/A | N/A | N/A | N/A | N/A
00 Ret.ExistDryFGD & ACI & SCR | N/A | N/A | N/A | N/A | N/A | N/A | N/A | N/A
00 Ret.ExistDryFGD & ACI & SCR & CCS | N/A | N/A | N/A | N/A | N/A | N/A | N/A | N/A
00 Ret.ExistDryFGD & ACI & SCR & HRI | N/A | N/A | N/A | N/A | N/A | N/A | N/A | N/A
00 Ret.ExistDryFGD & ACI & SCR & HRI & CCS | N/A | N/A | N/A | N/A | N/A | N/A | N/A | N/A
00 Ret.ExistDryFGD & ACI & SNCR | N/A | N/A | N/A | N/A | N/A | N/A | N/A | N/A
00 Ret.ExistDryFGD & ACI & SNCR & HRI | N/A | N/A | N/A | N/A | N/A | N/A | N/A | N/A
00 Ret.ExistDryFGD & ACI & SNCR & HRI & CCS | N/A | N/A | N/A | N/A | N/A | N/A | N/A | N/A
00 Ret.ExistDryFGD & CCS | N/A | N/A | N/A | N/A | N/A | N/A | N/A | N/A
00 Ret.ExistDryFGD & HRI | N/A | N/A | N/A | N/A | N/A | N/A | N/A | N/A
00 Ret.ExistDryFGD & HRI & CCS | N/A | N/A | N/A | N/A | N/A | N/A | N/A | N/A
00 Ret.ExistDryFGD & SCR | N/A | N/A | N/A | N/A | N/A | N/A | N/A | N/A
00 Ret.ExistDryFGD & SCR & CCS | N/A | N/A | N/A | N/A | N/A | N/A | N/A | N/A
00 Ret.ExistDryFGD & SCR & HRI | N/A | N/A | N/A | N/A | N/A | N/A | N/A | N/A
00 Ret.ExistDryFGD & SCR & HRI & CCS | N/A | N/A | N/A | N/A | N/A | N/A | N/A | N/A
00 Ret.ExistDryFGD & SNCR | N/A | N/A | N/A | N/A | N/A | N/A | N/A | N/A
00 Ret.ExistDryFGD & SNCR & CCS | N/A | N/A | N/A | N/A | N/A | N/A | N/A | N/A
00 Ret.ExistDryFGD & SNCR & HRI | N/A | N/A | N/A | N/A | N/A | N/A | N/A | N/A
00 Ret.ExistDryFGD & SNCR & HRI & CCS | N/A | N/A | N/A | N/A | N/A | N/A | N/A | N/A
00 Ret.ExistDryFGD_ACI & CCS | N/A | N/A | N/A | N/A | N/A | N/A | N/A | N/A
00 Ret.ExistDryFGD_ACI & HRI | N/A | N/A | N/A | N/A | N/A | N/A | N/A | N/A
00 Ret.ExistDryFGD_ACI & HRI & CCS | N/A | N/A | N/A | N/A | N/A | N/A | N/A | N/A
00 Ret.ExistDryFGD_ACI & SCR | N/A | N/A | N/A | N/A | N/A | N/A | N/A | N/A
00 Ret.ExistDryFGD_ACI & SCR & CCS | N/A | N/A | N/A | N/A | N/A | N/A | N/A | N/A
00 Ret.ExistDryFGD_ACI & SCR & HRI | N/A | N/A | N/A | N/A | N/A | N/A | N/A | N/A
00 Ret.ExistDryFGD_ACI & SCR & HRI & CCS | N/A | N/A | N/A | N/A | N/A | N/A | N/A | N/A
00 Ret.ExistDryFGD_ACI & SNCR | 82.32 | 82.32 | 82.32 | 82.32 | 82.32 | 82.32 | 82.32 | 82.32
00 Ret.ExistDryFGD_ACI & SNCR & CCS | N/A | N/A | N/A | N/A | N/A | N/A | N/A | N/A
00 Ret.ExistDryFGD_ACI & SNCR & HRI | N/A | N/A | N/A | N/A | N/A | N/A | N/A | N/A
00 Ret.ExistDryFGD_ACI & SNCR & HRI & CCS | N/A | N/A | N/A | N/A | N/A | N/A | N/A | N/A
00 Ret.ExistDryFGD_ACI_DSI & HRI | N/A | N/A | N/A | N/A | N/A | N/A | N/A | N/A
00 Ret.ExistDryFGD_ACI_DSI & SCR | N/A | N/A | N/A | N/A | N/A | N/A | N/A | N/A
00 Ret.ExistDryFGD_ACI_DSI & SCR & CCS | N/A | N/A | N/A | N/A | N/A | N/A | N/A | N/A
00 Ret.ExistDryFGD_ACI_DSI & SCR & HRI | N/A | N/A | N/A | N/A | N/A | N/A | N/A | N/A
00 Ret.ExistDryFGD_ACI_DSI & SCR & HRI & CCS | N/A | N/A | N/A | N/A | N/A | N/A | N/A | N/A
00 Ret.ExistDryFGD_ACI_DSI & SNCR | N/A | N/A | N/A | N/A | N/A | N/A | N/A | N/A
00 Ret.ExistDryFGD_ACI_DSI & SNCR & HRI | N/A | N/A | N/A | N/A | N/A | N/A | N/A | N/A
00 Ret.ExistDryFGD_SCR & ACI & CCS | N/A | N/A | N/A | N/A | N/A | N/A | N/A | N/A
00 Ret.ExistDryFGD_DSI & HRI | N/A | N/A | N/A | N/A | N/A | N/A | N/A | N/A
00 Ret.ExistDryFGD_SCR & ACI & HRI | N/A | N/A | N/A | N/A | N/A | N/A | N/A | N/A
00 Ret.ExistDryFGD_SCR & ACI & HRI & CCS | N/A | N/A | N/A | N/A | N/A | N/A | N/A | N/A
00 Ret.ExistDryFGD_SCR & CCS | N/A | N/A | N/A | N/A | N/A | N/A | N/A | N/A
00 Ret.ExistDryFGD_SCR_DSI & ACI & HRI | N/A | N/A | N/A | N/A | N/A | N/A | N/A | N/A
00 Ret.ExistDryFGD_SNCR_ACI_DSI & CCS | N/A | N/A | N/A | N/A | N/A | N/A | N/A | N/A
00 Ret.ExistDryFGD_SNCR_ACI_DSI & HRI | N/A | N/A | N/A | N/A | N/A | N/A | N/A | N/A
00 Ret.ExistDryFGD_SNCR_ACI_DSI & HRI & CCS | N/A | N/A | N/A | N/A | N/A | N/A | N/A | N/A
00 Ret.ExistDSI & ACI | N/A | N/A | N/A | N/A | N/A | N/A | N/A | N/A
00 Ret.ExistDSI & ACI & HRI | N/A | N/A | N/A | N/A | N/A | N/A | N/A | N/A
00 Ret.ExistDSI & ACI & SCR | N/A | N/A | N/A | N/A | N/A | N/A | N/A | N/A
00 Ret.ExistDSI & ACI & SCR & DryFGD & HRI | N/A | N/A | N/A | N/A | N/A | N/A | N/A | N/A
00 Ret.ExistDSI & ACI & SCR & HRI | N/A | N/A | N/A | N/A | N/A | N/A | N/A | N/A
00 Ret.ExistDSI & ACI & SCR & WetFGD & HRI | N/A | N/A | N/A | N/A | N/A | N/A | N/A | N/A
00 Ret.ExistDSI & DryFGD | N/A | N/A | N/A | N/A | N/A | N/A | N/A | N/A
00 Ret.ExistDSI & DryFGD & ACI | N/A | N/A | N/A | N/A | N/A | N/A | N/A | N/A
00 Ret.ExistDSI & DryFGD & ACI & HRI | N/A | N/A | N/A | N/A | N/A | N/A | N/A | N/A
00 Ret.ExistDSI & DryFGD & HRI | N/A | N/A | N/A | N/A | N/A | N/A | N/A | N/A
00 Ret.ExistDSI & HRI | N/A | N/A | N/A | N/A | N/A | N/A | N/A | N/A
00 Ret.ExistDSI & SCR | N/A | N/A | N/A | N/A | N/A | N/A | N/A | N/A
00 Ret.ExistDSI & SCR & DryFGD | N/A | N/A | N/A | N/A | N/A | N/A | N/A | N/A
00 Ret.ExistDSI & SCR & DryFGD & ACI | N/A | N/A | N/A | N/A | N/A | N/A | N/A | N/A
00 Ret.ExistDSI & SCR & DryFGD & HRI | N/A | N/A | N/A | N/A | N/A | N/A | N/A | N/A
00 Ret.ExistDSI & SCR & HRI | N/A | N/A | N/A | N/A | N/A | N/A | N/A | N/A
00 Ret.ExistDSI & SCR & WetFGD | N/A | N/A | N/A | N/A | N/A | N/A | N/A | N/A
00 Ret.ExistDSI & SCR & WetFGD & ACI | N/A | N/A | N/A | N/A | N/A | N/A | N/A | N/A
00 Ret.ExistDSI & SCR & WetFGD & HRI | N/A | N/A | N/A | N/A | N/A | N/A | N/A | N/A
00 Ret.ExistDSI & SNCR | N/A | N/A | N/A | N/A | N/A | N/A | N/A | N/A
00 Ret.ExistDSI & SNCR & ACI | N/A | N/A | N/A | N/A | N/A | N/A | N/A | N/A
00 Ret.ExistDSI & SNCR & ACI & HRI | N/A | N/A | N/A | N/A | N/A | N/A | N/A | N/A
00 Ret.ExistDSI & SNCR & DryFGD | N/A | N/A | N/A | N/A | N/A | N/A | N/A | N/A
00 Ret.ExistDSI & SNCR & DryFGD & ACI | N/A | N/A | N/A | N/A | N/A | N/A | N/A | N/A
00 Ret.ExistDSI & SNCR & DryFGD & ACI & HRI | N/A | N/A | N/A | N/A | N/A | N/A | N/A | N/A
00 Ret.ExistDSI & SNCR & DryFGD & HRI | N/A | N/A | N/A | N/A | N/A | N/A | N/A | N/A
00 Ret.ExistDSI & SNCR & HRI | N/A | N/A | N/A | N/A | N/A | N/A | N/A | N/A
00 Ret.ExistDSI & SNCR & WetFGD | N/A | N/A | N/A | N/A | N/A | N/A | N/A | N/A
00 Ret.ExistDSI & SNCR & WetFGD & ACI | N/A | N/A | N/A | N/A | N/A | N/A | N/A | N/A
00 Ret.ExistDSI & SNCR & WetFGD & ACI & HRI | N/A | N/A | N/A | N/A | N/A | N/A | N/A | N/A
00 Ret.ExistDSI & SNCR & WetFGD & HRI | N/A | N/A | N/A | N/A | N/A | N/A | N/A | N/A
00 Ret.ExistDSI & WetFGD | N/A | N/A | N/A | N/A | N/A | N/A | N/A | N/A
00 Ret.ExistDSI & WetFGD & ACI | N/A | N/A | N/A | N/A | N/A | N/A | N/A | N/A
00 Ret.ExistDSI & WetFGD & ACI & HRI | N/A | N/A | N/A | N/A | N/A | N/A | N/A | N/A
00 Ret.ExistDSI & WetFGD & HRI | N/A | N/A | N/A | N/A | N/A | N/A | N/A | N/A
00 Ret.ExistDSI_ACI & SNCR & DryFGD & CCS | N/A | N/A | N/A | N/A | N/A | N/A | N/A | N/A
00 Ret.ExistDSI_ACI & SNCR & WetFGD & CCS | N/A | N/A | N/A | N/A | N/A | N/A | N/A | N/A
00 Ret.ExistSCR_ACI & DryFGD | N/A | N/A | N/A | N/A | N/A | N/A | N/A | N/A
00 Ret.ExistSCR_ACI & DryFGD & CCS | N/A | N/A | N/A | N/A | N/A | N/A | N/A | N/A
00 Ret.ExistSCR_ACI & DryFGD & HRI | N/A | N/A | N/A | N/A | N/A | N/A | N/A | N/A
00 Ret.ExistSCR_ACI & DryFGD & HRI & CCS | N/A | N/A | N/A | N/A | N/A | N/A | N/A | N/A
00 Ret.ExistSCR_ACI & DSI | 0 | 0 | 0 | 0 | 0 | 0 | 0 | N/A
00 Ret.ExistSCR_ACI & DSI & HRI | N/A | N/A | N/A | N/A | N/A | N/A | N/A | N/A
00 Ret.ExistSCR_ACI & HRI | N/A | N/A | N/A | N/A | N/A | N/A | N/A | N/A
00 Ret.ExistSCR_ACI & WetFGD | N/A | N/A | N/A | N/A | N/A | N/A | N/A | N/A
00 Ret.ExistSCR_ACI & WetFGD & CCS | N/A | N/A | N/A | N/A | N/A | N/A | N/A | N/A
00 Ret.ExistSCR_ACI & WetFGD & HRI | N/A | N/A | N/A | N/A | N/A | N/A | N/A | N/A
00 Ret.ExistSCR_ACI & WetFGD & HRI & CCS | N/A | N/A | N/A | N/A | N/A | N/A | N/A | N/A
00 Ret.ExistSCR_ACI_DSI & DryFGD | N/A | N/A | N/A | N/A | N/A | N/A | N/A | N/A
00 Ret.ExistSCR_ACI_DSI & DryFGD & HRI | N/A | N/A | N/A | N/A | N/A | N/A | N/A | N/A
00 Ret.ExistSCR_ACI_DSI & HRI | N/A | N/A | N/A | N/A | N/A | N/A | N/A | N/A
00 Ret.ExistSCR_ACI_DSI & WetFGD | N/A | N/A | N/A | N/A | N/A | N/A | N/A | N/A
00 Ret.ExistSCR_ACI_DSI & WetFGD & HRI | N/A | N/A | N/A | N/A | N/A | N/A | N/A | N/A
00 Ret.ExistSCR_DryFGD & ACI | N/A | N/A | N/A | N/A | N/A | N/A | N/A | N/A
00 Ret.ExistSCR_DryFGD & HRI | N/A | N/A | N/A | N/A | N/A | N/A | N/A | N/A
00 Ret.ExistSCR_DryFGD & HRI & CCS | N/A | N/A | N/A | N/A | N/A | N/A | N/A | N/A
00 Ret.ExistSCR_DryFGD_ACI & CCS | N/A | N/A | N/A | N/A | N/A | N/A | N/A | N/A
00 Ret.ExistSCR_DryFGD_ACI & HRI | N/A | N/A | N/A | N/A | N/A | N/A | N/A | N/A
00 Ret.ExistSCR_DryFGD_ACI & HRI & CCS | N/A | N/A | N/A | N/A | N/A | N/A | N/A | N/A
00 Ret.ExistSCR_DryFGD_ACI_DSI & CCS | N/A | N/A | N/A | N/A | N/A | N/A | N/A | N/A
00 Ret.ExistSCR_DryFGD_ACI_DSI & HRI | N/A | N/A | N/A | N/A | N/A | N/A | N/A | N/A
00 Ret.ExistSCR_DryFGD_ACI_DSI & HRI & CCS | N/A | N/A | N/A | N/A | N/A | N/A | N/A | N/A
00 Ret.ExistSCR_DryFGD_DSI & ACI | N/A | N/A | N/A | N/A | N/A | N/A | N/A | N/A
00 Ret.ExistSCR_WetFGD & ACI | N/A | N/A | N/A | N/A | N/A | N/A | N/A | N/A
00 Ret.ExistSCR_WetFGD & HRI | N/A | N/A | N/A | N/A | N/A | N/A | N/A | N/A
00 Ret.ExistSCR_WetFGD & HRI & CCS | N/A | N/A | N/A | N/A | N/A | N/A | N/A | N/A
00 Ret.ExistSCR_WetFGD_ACI & CCS | N/A | N/A | N/A | N/A | N/A | N/A | N/A | N/A
00 Ret.ExistSCR_WetFGD_ACI & HRI | N/A | N/A | N/A | N/A | N/A | N/A | N/A | N/A
00 Ret.ExistSCR_WetFGD_ACI & HRI & CCS | N/A | N/A | N/A | N/A | N/A | N/A | N/A | N/A
00 Ret.ExistSCR_WetFGD_ACI_DSI & CCS | N/A | N/A | N/A | N/A | N/A | N/A | N/A | N/A
00 Ret.ExistSCR_WetFGD_ACI_DSI & HRI | N/A | N/A | N/A | N/A | N/A | N/A | N/A | N/A
00 Ret.ExistSCR_WetFGD_ACI_DSI & HRI & CCS | N/A | N/A | N/A | N/A | N/A | N/A | N/A | N/A
00 Ret.ExistSCR_WetFGD_DSI & ACI | N/A | N/A | N/A | N/A | N/A | N/A | N/A | N/A
00 Ret.ExistSCR_WetFGD_DSI & HRI | N/A | N/A | N/A | N/A | N/A | N/A | N/A | N/A
00 Ret.ExistSCR_WetFGD_DSI & HRI & CCS | N/A | N/A | N/A | N/A | N/A | N/A | N/A | N/A
00 Ret.ExistSNCR_ACI & DryFGD | N/A | N/A | N/A | N/A | N/A | N/A | N/A | N/A
00 Ret.ExistSNCR_ACI & DryFGD & CCS | N/A | N/A | N/A | N/A | N/A | N/A | N/A | N/A
00 Ret.ExistSNCR_ACI & DryFGD & HRI | N/A | N/A | N/A | N/A | N/A | N/A | N/A | N/A
00 Ret.ExistSNCR_ACI & DryFGD & HRI & CCS | N/A | N/A | N/A | N/A | N/A | N/A | N/A | N/A
00 Ret.ExistSNCR_ACI & DSI & HRI | N/A | N/A | N/A | N/A | N/A | N/A | N/A | N/A
00 Ret.ExistSNCR_ACI & HRI | N/A | N/A | N/A | N/A | N/A | N/A | N/A | N/A
00 Ret.ExistSNCR_ACI & WetFGD | N/A | N/A | N/A | N/A | N/A | N/A | N/A | N/A
00 Ret.ExistSNCR_ACI & WetFGD & CCS | N/A | N/A | N/A | N/A | N/A | N/A | N/A | N/A
00 Ret.ExistSNCR_ACI & WetFGD & HRI | N/A | N/A | N/A | N/A | N/A | N/A | N/A | N/A
00 Ret.ExistSNCR_ACI & WetFGD & HRI & CCS | N/A | N/A | N/A | N/A | N/A | N/A | N/A | N/A
00 Ret.ExistSNCR_ACI_DSI & DryFGD | N/A | N/A | N/A | N/A | N/A | N/A | N/A | N/A
00 Ret.ExistSNCR_ACI_DSI & DryFGD & CCS | N/A | N/A | N/A | N/A | N/A | N/A | N/A | N/A
00 Ret.ExistSNCR_ACI_DSI & DryFGD & HRI | N/A | N/A | N/A | N/A | N/A | N/A | N/A | N/A
00 Ret.ExistSNCR_ACI_DSI & DryFGD & HRI & CCS | N/A | N/A | N/A | N/A | N/A | N/A | N/A | N/A
00 Ret.ExistSNCR_ACI_DSI & HRI | N/A | N/A | N/A | N/A | N/A | N/A | N/A | N/A
00 Ret.ExistSNCR_ACI_DSI & WetFGD | N/A | N/A | N/A | N/A | N/A | N/A | N/A | N/A
00 Ret.ExistSNCR_ACI_DSI & WetFGD & CCS | N/A | N/A | N/A | N/A | N/A | N/A | N/A | N/A
00 Ret.ExistSNCR_ACI_DSI & WetFGD & HRI | N/A | N/A | N/A | N/A | N/A | N/A | N/A | N/A
00 Ret.ExistSNCR_ACI_DSI & WetFGD & HRI & CCS | N/A | N/A | N/A | N/A | N/A | N/A | N/A | N/A
00 Ret.ExistSNCR_DryFGD & HRI | N/A | N/A | N/A | N/A | N/A | N/A | N/A | N/A
00 Ret.ExistSNCR_DryFGD_ACI & CCS | N/A | N/A | N/A | N/A | N/A | N/A | N/A | N/A
00 Ret.ExistSNCR_DryFGD_ACI & HRI | N/A | N/A | N/A | N/A | N/A | N/A | N/A | N/A
00 Ret.ExistSNCR_DryFGD_ACI & HRI & CCS | N/A | N/A | N/A | N/A | N/A | N/A | N/A | N/A
00 Ret.ExistSNCR_WetFGD & ACI | N/A | N/A | N/A | N/A | N/A | N/A | N/A | N/A
00 Ret.ExistSNCR_WetFGD & HRI | N/A | N/A | N/A | N/A | N/A | N/A | N/A | N/A
00 Ret.ExistSNCR_WetFGD & HRI & CCS | N/A | N/A | N/A | N/A | N/A | N/A | N/A | N/A
00 Ret.ExistSNCR_WetFGD_ACI & CCS | N/A | N/A | N/A | N/A | N/A | N/A | N/A | N/A
00 Ret.ExistSNCR_WetFGD_ACI & HRI | N/A | N/A | N/A | N/A | N/A | N/A | N/A | N/A
00 Ret.ExistSNCR_WetFGD_ACI & HRI & CCS | N/A | N/A | N/A | N/A | N/A | N/A | N/A | N/A
00 Ret.ExistSNCR_WetFGD_ACI_DSI & CCS | N/A | N/A | N/A | N/A | N/A | N/A | N/A | N/A
00 Ret.ExistSNCR_WetFGD_ACI_DSI & HRI | N/A | N/A | N/A | N/A | N/A | N/A | N/A | N/A
00 Ret.ExistSNCR_WetFGD_ACI_DSI & HRI & CCS | N/A | N/A | N/A | N/A | N/A | N/A | N/A | N/A
00 Ret.ExistWetFGD & ACI | N/A | N/A | N/A | N/A | N/A | N/A | N/A | N/A
00 Ret.ExistWetFGD & ACI & CCS | N/A | N/A | N/A | N/A | N/A | N/A | N/A | N/A
00 Ret.ExistWetFGD & ACI & HRI | N/A | N/A | N/A | N/A | N/A | N/A | N/A | N/A
00 Ret.ExistWetFGD & ACI & HRI & CCS | N/A | N/A | N/A | N/A | N/A | N/A | N/A | N/A
00 Ret.ExistWetFGD & ACI & SCR | N/A | N/A | N/A | N/A | N/A | N/A | N/A | N/A
00 Ret.ExistWetFGD & ACI & SCR & CCS | N/A | N/A | N/A | N/A | N/A | N/A | N/A | N/A
00 Ret.ExistWetFGD & ACI & SCR & HRI | N/A | N/A | N/A | N/A | N/A | N/A | N/A | N/A
00 Ret.ExistWetFGD & ACI & SCR & HRI & CCS | N/A | N/A | N/A | N/A | N/A | N/A | N/A | N/A
00 Ret.ExistWetFGD & ACI & SNCR | N/A | N/A | N/A | N/A | N/A | N/A | N/A | N/A
00 Ret.ExistWetFGD & ACI & SNCR & HRI | N/A | N/A | N/A | N/A | N/A | N/A | N/A | N/A
00 Ret.ExistWetFGD & ACI & SNCR & HRI & CCS | N/A | N/A | N/A | N/A | N/A | N/A | N/A | N/A
00 Ret.ExistWetFGD & CCS | N/A | N/A | N/A | N/A | N/A | N/A | N/A | N/A
00 Ret.ExistWetFGD & HRI | N/A | N/A | N/A | N/A | N/A | N/A | N/A | N/A
00 Ret.ExistWetFGD & HRI & CCS | N/A | N/A | N/A | N/A | N/A | N/A | N/A | N/A
00 Ret.ExistWetFGD & SCR | 82.32 | 82.32 | 82.32 | 82.32 | 81.7087 | 81.4272 | 69.3031 | 67.9284
00 Ret.ExistWetFGD & SCR & CCS | N/A | N/A | N/A | N/A | N/A | N/A | N/A | N/A
00 Ret.ExistWetFGD & SCR & HRI | N/A | N/A | N/A | N/A | N/A | N/A | N/A | N/A
00 Ret.ExistWetFGD & SCR & HRI & CCS | N/A | N/A | N/A | N/A | N/A | N/A | N/A | N/A
00 Ret.ExistWetFGD & SNCR | N/A | N/A | N/A | N/A | N/A | N/A | N/A | N/A
00 Ret.ExistWetFGD & SNCR & CCS | N/A | N/A | N/A | N/A | N/A | N/A | N/A | N/A
00 Ret.ExistWetFGD & SNCR & HRI | N/A | N/A | N/A | N/A | N/A | N/A | N/A | N/A
00 Ret.ExistWetFGD & SNCR & HRI & CCS | N/A | N/A | N/A | N/A | N/A | N/A | N/A | N/A
00 Ret.ExistWetFGD_ACI & CCS | N/A | N/A | N/A | N/A | N/A | N/A | N/A | N/A
00 Ret.ExistWetFGD_ACI & HRI | N/A | N/A | N/A | N/A | N/A | N/A | N/A | N/A
00 Ret.ExistWetFGD_ACI & HRI & CCS | N/A | N/A | N/A | N/A | N/A | N/A | N/A | N/A
00 Ret.ExistWetFGD_ACI & SCR | 80.9597 | 81.5888 | 81.4628 | 81.6238 | 77.4926 | 75.8909 | 75.7082 | 75.5369
00 Ret.ExistWetFGD_ACI & SCR & CCS | N/A | N/A | N/A | N/A | N/A | N/A | N/A | N/A
00 Ret.ExistWetFGD_ACI & SCR & HRI | N/A | N/A | N/A | N/A | N/A | N/A | N/A | N/A
00 Ret.ExistWetFGD_ACI & SCR & HRI & CCS | N/A | N/A | N/A | N/A | N/A | N/A | N/A | N/A
00 Ret.ExistWetFGD_ACI & SNCR | 64.171 | 63.6483 | 63.6483 | 63.8561 | 66.9149 | 68.6127 | 71.8525 | 68.6473
00 Ret.ExistWetFGD_ACI & SNCR & CCS | N/A | N/A | N/A | N/A | N/A | N/A | N/A | N/A
00 Ret.ExistWetFGD_ACI & SNCR & HRI | N/A | N/A | N/A | N/A | N/A | N/A | N/A | N/A
00 Ret.ExistWetFGD_ACI & SNCR & HRI & CCS | N/A | N/A | N/A | N/A | N/A | N/A | N/A | N/A
00 Ret.ExistWetFGD_ACI_DSI & CCS | N/A | N/A | N/A | N/A | N/A | N/A | N/A | N/A
00 Ret.ExistWetFGD_ACI_DSI & HRI | N/A | N/A | N/A | N/A | N/A | N/A | N/A | N/A
00 Ret.ExistWetFGD_ACI_DSI & HRI & CCS | N/A | N/A | N/A | N/A | N/A | N/A | N/A | N/A
00 Ret.ExistWetFGD_ACI_DSI & SCR | N/A | N/A | N/A | N/A | N/A | N/A | N/A | N/A
00 Ret.ExistWetFGD_ACI_DSI & SCR & CCS | N/A | N/A | N/A | N/A | N/A | N/A | N/A | N/A
00 Ret.ExistWetFGD_ACI_DSI & SCR & HRI | N/A | N/A | N/A | N/A | N/A | N/A | N/A | N/A
00 Ret.ExistWetFGD_ACI_DSI & SCR & HRI & CCS | N/A | N/A | N/A | N/A | N/A | N/A | N/A | N/A
00 Ret.ExistWetFGD_ACI_DSI & SNCR | N/A | N/A | N/A | N/A | N/A | N/A | N/A | N/A
00 Ret.ExistWetFGD_ACI_DSI & SNCR & CCS | N/A | N/A | N/A | N/A | N/A | N/A | N/A | N/A
00 Ret.ExistWetFGD_ACI_DSI & SNCR & HRI | N/A | N/A | N/A | N/A | N/A | N/A | N/A | N/A
00 Ret.ExistWetFGD_ACI_DSI & SNCR & HRI & CCS | N/A | N/A | N/A | N/A | N/A | N/A | N/A | N/A
00 Ret.ExistWetFGD_DSI & HRI | N/A | N/A | N/A | N/A | N/A | N/A | N/A | N/A
00 Ret.ExistWetFGD_DSI & SCR | N/A | N/A | N/A | N/A | N/A | N/A | N/A | N/A
00 Ret.ExistWetFGD_DSI & SCR & HRI | N/A | N/A | N/A | N/A | N/A | N/A | N/A | N/A
00 Ret.ExistWetFGD_DSI & SNCR | N/A | N/A | N/A | N/A | N/A | N/A | N/A | N/A
00 Ret.ExistWetFGD_SCR & ACI & CCS | N/A | N/A | N/A | N/A | N/A | N/A | N/A | N/A
00 Ret.ExistWetFGD_DSI & SNCR & HRI | N/A | N/A | N/A | N/A | N/A | N/A | N/A | N/A
00 Ret.ExistWetFGD_SCR & ACI & HRI | N/A | N/A | N/A | N/A | N/A | N/A | N/A | N/A
00 Ret.ExistWetFGD_SCR & ACI & HRI & CCS | N/A | N/A | N/A | N/A | N/A | N/A | N/A | N/A
00 Ret.ExistWetFGD_SCR & CCS | N/A | N/A | N/A | N/A | N/A | N/A | N/A | N/A
00 Ret.ExistWetFGD_SCR_DSI & ACI & CCS | N/A | N/A | N/A | N/A | N/A | N/A | N/A | N/A
00 Ret.ExistWetFGD_SCR_DSI & ACI & HRI | N/A | N/A | N/A | N/A | N/A | N/A | N/A | N/A
00 Ret.ExistWetFGD_SCR_DSI & ACI & HRI & CCS | N/A | N/A | N/A | N/A | N/A | N/A | N/A | N/A
00 Ret.ExistWetFGD_SCR_DSI & CCS | N/A | N/A | N/A | N/A | N/A | N/A | N/A | N/A
00 Ret.ExistWetFGD_SNCR & ACI & HRI | N/A | N/A | N/A | N/A | N/A | N/A | N/A | N/A
00 Ret.ExistWetFGD_SNCR & CCS | N/A | N/A | N/A | N/A | N/A | N/A | N/A | N/A
00 Ret.HRI | N/A | N/A | N/A | N/A | N/A | N/A | N/A | N/A
00 Ret.SCR | N/A | N/A | N/A | N/A | N/A | N/A | N/A | N/A
00 Ret.SCR & DryFGD | N/A | N/A | N/A | N/A | N/A | N/A | N/A | N/A
00 Ret.SCR & DryFGD & ACI | N/A | N/A | N/A | N/A | N/A | N/A | N/A | N/A
00 Ret.SCR & DryFGD & CCS | N/A | N/A | N/A | N/A | N/A | N/A | N/A | N/A
00 Ret.SCR & DryFGD & HRI | N/A | N/A | N/A | N/A | N/A | N/A | N/A | N/A
00 Ret.SCR & DSI | N/A | N/A | N/A | N/A | N/A | N/A | N/A | N/A
00 Ret.SCR & DSI & DryFGD | N/A | N/A | N/A | N/A | N/A | N/A | N/A | N/A
00 Ret.SCR & DSI & DryFGD & HRI | N/A | N/A | N/A | N/A | N/A | N/A | N/A | N/A
00 Ret.SCR & DSI & HRI | N/A | N/A | N/A | N/A | N/A | N/A | N/A | N/A
00 Ret.SCR & DSI & WetFGD | N/A | N/A | N/A | N/A | N/A | N/A | N/A | N/A
00 Ret.SCR & DSI & WetFGD & HRI | N/A | N/A | N/A | N/A | N/A | N/A | N/A | N/A
00 Ret.SCR & HRI | N/A | N/A | N/A | N/A | N/A | N/A | N/A | N/A
00 Ret.SCR & WetFGD | N/A | N/A | N/A | N/A | N/A | N/A | N/A | N/A
00 Ret.SCR & WetFGD & ACI | N/A | N/A | N/A | N/A | N/A | N/A | N/A | N/A
00 Ret.SCR & WetFGD & CCS | N/A | N/A | N/A | N/A | N/A | N/A | N/A | N/A
00 Ret.SCR & WetFGD & HRI | N/A | N/A | N/A | N/A | N/A | N/A | N/A | N/A
00 Ret.SNCR | N/A | N/A | N/A | N/A | N/A | N/A | N/A | N/A
00 Ret.SNCR & DryFGD | N/A | N/A | N/A | N/A | N/A | N/A | N/A | N/A
00 Ret.SNCR & DryFGD & ACI | N/A | N/A | N/A | N/A | N/A | N/A | N/A | N/A
00 Ret.SNCR & DryFGD & ACI & HRI | N/A | N/A | N/A | N/A | N/A | N/A | N/A | N/A
00 Ret.SNCR & DryFGD & CCS | N/A | N/A | N/A | N/A | N/A | N/A | N/A | N/A
00 Ret.SNCR & DryFGD & HRI | N/A | N/A | N/A | N/A | N/A | N/A | N/A | N/A
00 Ret.SNCR & DSI | N/A | N/A | N/A | N/A | N/A | N/A | N/A | N/A
00 Ret.SNCR & DSI & HRI | N/A | N/A | N/A | N/A | N/A | N/A | N/A | N/A
00 Ret.SNCR & HRI | N/A | N/A | N/A | N/A | N/A | N/A | N/A | N/A
00 Ret.SNCR & WetFGD | N/A | N/A | N/A | N/A | N/A | N/A | N/A | N/A
00 Ret.SNCR & WetFGD & ACI | N/A | N/A | N/A | N/A | N/A | N/A | N/A | N/A
00 Ret.SNCR & WetFGD & ACI & HRI | N/A | N/A | N/A | N/A | N/A | N/A | N/A | N/A
00 Ret.SNCR & WetFGD & CCS | N/A | N/A | N/A | N/A | N/A | N/A | N/A | N/A
00 Ret.SNCR & WetFGD & HRI | N/A | N/A | N/A | N/A | N/A | N/A | N/A | N/A
00 Ret.WetFGD | N/A | N/A | N/A | N/A | N/A | N/A | N/A | N/A
00 Ret.WetFGD & CCS | N/A | N/A | N/A | N/A | N/A | N/A | N/A | N/A
00 Ret.WetFGD & HRI | N/A | N/A | N/A | N/A | N/A | N/A | N/A | N/A
00 Ret.FB & ACI | N/A | N/A | N/A | N/A | N/A | N/A | N/A | N/A
00 Ret.FB & ACI & DryFGD & HRI | N/A | N/A | N/A | N/A | N/A | N/A | N/A | N/A
00 Ret.FB & ACI & HRI | N/A | N/A | N/A | N/A | N/A | N/A | N/A | N/A
00 Ret.FB & HRI | N/A | N/A | N/A | N/A | N/A | N/A | N/A | N/A
00 Ret.FB DryFGD | N/A | N/A | N/A | N/A | N/A | N/A | N/A | N/A
00 Ret.FB DryFGD & ACI | N/A | N/A | N/A | N/A | N/A | N/A | N/A | N/A
00 Ret.FB DryFGD & ACI & HRI | N/A | N/A | N/A | N/A | N/A | N/A | N/A | N/A
00 Ret.FB DryFGD & HRI | N/A | N/A | N/A | N/A | N/A | N/A | N/A | N/A
00 Ret.FB DryFGD & SNCR | N/A | N/A | N/A | N/A | N/A | N/A | N/A | N/A
00 Ret.FB DryFGD & SNCR & HRI | N/A | N/A | N/A | N/A | N/A | N/A | N/A | N/A
00 Ret.FB SNCR & DryFGD & ACI | N/A | N/A | N/A | N/A | N/A | N/A | N/A | N/A
00 Ret.FB SNCR & DryFGD & ACI & HRI | N/A | N/A | N/A | N/A | N/A | N/A | N/A | N/A
00 Ret.FB-ACI & SNCR | N/A | N/A | N/A | N/A | N/A | N/A | N/A | N/A
00 Ret.FB-ACI & SNCR & HRI | N/A | N/A | N/A | N/A | N/A | N/A | N/A | N/A
00 Ret.FB-ACI & SNCR & HRI & CCS | N/A | N/A | N/A | N/A | N/A | N/A | N/A | N/A
00 Ret.FB-Exist ACI & DryFGD | N/A | N/A | N/A | N/A | N/A | N/A | N/A | N/A
00 Ret.FB-Exist ACI & DryFGD & HRI | N/A | N/A | N/A | N/A | N/A | N/A | N/A | N/A
00 Ret.FB-Exist ACI & DryFGD & SNCR | N/A | N/A | N/A | N/A | N/A | N/A | N/A | N/A
00 Ret.FB-Exist ACI & DryFGD & SNCR & HRI | N/A | N/A | N/A | N/A | N/A | N/A | N/A | N/A
00 Ret.FB-Exist ACI & SNCR | N/A | N/A | N/A | N/A | N/A | N/A | N/A | N/A
00 Ret.FB-Exist ACI & SNCR & HRI | N/A | N/A | N/A | N/A | N/A | N/A | N/A | N/A
00 Ret.FB-Exist ACI_DSI & DryFGD & SNCR | N/A | N/A | N/A | N/A | N/A | N/A | N/A | N/A
00 Ret.FB-Exist ACI_DSI & SNCR | N/A | N/A | N/A | N/A | N/A | N/A | N/A | N/A
00 Ret.FB-ExistACI & HRI | N/A | N/A | N/A | N/A | N/A | N/A | N/A | N/A
00 Ret.FB-ExistACI_DSI & DryFGD | N/A | N/A | N/A | N/A | N/A | N/A | N/A | N/A
00 Ret.FB-ExistACI_DSI & DryFGD & HRI | N/A | N/A | N/A | N/A | N/A | N/A | N/A | N/A
00 Ret.FB-ExistACI_DSI & DryFGD & SNCR | N/A | N/A | N/A | N/A | N/A | N/A | N/A | N/A
00 Ret.FB-ExistACI_DSI & DryFGD & SNCR & HRI | N/A | N/A | N/A | N/A | N/A | N/A | N/A | N/A
00 Ret.FB-ExistACI_DSI & HRI | N/A | N/A | N/A | N/A | N/A | N/A | N/A | N/A
00 Ret.FB-ExistACI_DSI & SNCR & HRI | N/A | N/A | N/A | N/A | N/A | N/A | N/A | N/A
00 Ret.FB-ExistDryFGD_ACI & HRI | N/A | N/A | N/A | N/A | N/A | N/A | N/A | N/A
00 Ret.FB-ExistDryFGD_ACI & SNCR | N/A | N/A | N/A | N/A | N/A | N/A | N/A | N/A
00 Ret.FB-ExistDryFGD_ACI & SNCR & HRI | N/A | N/A | N/A | N/A | N/A | N/A | N/A | N/A
00 Ret.FB-ExistDryFGD_DSI & HRI | N/A | N/A | N/A | N/A | N/A | N/A | N/A | N/A
00 Ret.FB-ExistDryFGD_DSI & SNCR | N/A | N/A | N/A | N/A | N/A | N/A | N/A | N/A
00 Ret.FB-ExistDryFGD_DSI & SNCR & HRI | N/A | N/A | N/A | N/A | N/A | N/A | N/A | N/A
00 Ret.FB-ExistDryFGD_SNCR & HRI | N/A | N/A | N/A | N/A | N/A | N/A | N/A | N/A
00 Ret.FB-ExistDryFGD_SNCR_ACI & HRI | N/A | N/A | N/A | N/A | N/A | N/A | N/A | N/A
00 Ret.FB-ExistDryFGD_SNCR_ACI_DSI & HRI | N/A | N/A | N/A | N/A | N/A | N/A | N/A | N/A
00 Ret.FB-ExistDryFGD_SNCR_DSI & HRI | N/A | N/A | N/A | N/A | N/A | N/A | N/A | N/A
00 Ret.FB-ExistDSI & ACI | N/A | N/A | N/A | N/A | N/A | N/A | N/A | N/A
00 Ret.FB-ExistDSI & ACI & HRI | N/A | N/A | N/A | N/A | N/A | N/A | N/A | N/A
00 Ret.FB-ExistDSI & ACI & SNCR | N/A | N/A | N/A | N/A | N/A | N/A | N/A | N/A
00 Ret.FB-ExistDSI & ACI & SNCR & HRI | N/A | N/A | N/A | N/A | N/A | N/A | N/A | N/A
00 Ret.FB-ExistDSI & DryFGD | N/A | N/A | N/A | N/A | N/A | N/A | N/A | N/A
00 Ret.FB-ExistDSI & DryFGD & ACI | N/A | N/A | N/A | N/A | N/A | N/A | N/A | N/A
00 Ret.FB-ExistDSI & DryFGD & ACI & HRI | N/A | N/A | N/A | N/A | N/A | N/A | N/A | N/A
00 Ret.FB-ExistDSI & DryFGD & HRI | N/A | N/A | N/A | N/A | N/A | N/A | N/A | N/A
00 Ret.FB-ExistDSI & DryFGD & SNCR | N/A | N/A | N/A | N/A | N/A | N/A | N/A | N/A
00 Ret.FB-ExistDSI & DryFGD & SNCR & HRI | N/A | N/A | N/A | N/A | N/A | N/A | N/A | N/A
00 Ret.FB-ExistDSI & HRI | N/A | N/A | N/A | N/A | N/A | N/A | N/A | N/A
00 Ret.FB-ExistDSI & SNCR | 43.5733 | 46.9161 | 46.9161 | 46.9161 | 46.5455 | 46.5455 | 46.5455 | 46.9161
00 Ret.FB-ExistDSI & SNCR & DryFGD & ACI | N/A | N/A | N/A | N/A | N/A | N/A | N/A | N/A
00 Ret.FB-ExistDSI & SNCR & DryFGD & ACI & HRI | N/A | N/A | N/A | N/A | N/A | N/A | N/A | N/A
00 Ret.FB-ExistDSI & SNCR & HRI | N/A | N/A | N/A | N/A | N/A | N/A | N/A | N/A
00 Ret.FB-ExistSNCR & DryFGD | N/A | N/A | N/A | N/A | N/A | N/A | N/A | N/A
00 Ret.FB-ExistSNCR & DryFGD & ACI | N/A | N/A | N/A | N/A | N/A | N/A | N/A | N/A
00 Ret.FB-ExistSNCR & DryFGD & HRI | N/A | N/A | N/A | N/A | N/A | N/A | N/A | N/A
00 Ret.FB-ExistSNCR & HRI | N/A | N/A | N/A | N/A | N/A | N/A | N/A | N/A
00 Ret.FB-ExistSNCR_ACI_DSI & DryFGD | N/A | N/A | N/A | N/A | N/A | N/A | N/A | N/A
00 Ret.FB-ExistSNCR_ACI_DSI & DryFGD & HRI | N/A | N/A | N/A | N/A | N/A | N/A | N/A | N/A
00 Ret.FB-ExistSNCR_ACI_DSI & HRI | N/A | N/A | N/A | N/A | N/A | N/A | N/A | N/A
00 Ret.FB-ExistSNCR_DryFGD & HRI | N/A | N/A | N/A | N/A | N/A | N/A | N/A | N/A
00 Ret.FB-ExistSNCR_DryFGD_ACI & HRI | N/A | N/A | N/A | N/A | N/A | N/A | N/A | N/A
00 Ret.FB-ExistSNCR_DSI & ACI | N/A | N/A | N/A | N/A | N/A | N/A | N/A | N/A
00 Ret.FB-ExistSNCR_DSI & ACI & DryFGD | N/A | N/A | N/A | N/A | N/A | N/A | N/A | N/A
00 Ret.FB-ExistSNCR_DSI & ACI & DryFGD & HRI | N/A | N/A | N/A | N/A | N/A | N/A | N/A | N/A
00 Ret.FB-ExistSNCR_DSI & ACI & HRI | N/A | N/A | N/A | N/A | N/A | N/A | N/A | N/A
00 Ret.FB-ExistSNCR_DSI & DryFGD | N/A | N/A | N/A | N/A | N/A | N/A | N/A | N/A
00 Ret.FB-ExistSNCR_DSI & DryFGD & HRI | N/A | N/A | N/A | N/A | N/A | N/A | N/A | N/A
00 Ret.FB-ExistSNCR_DSI & HRI | N/A | N/A | N/A | N/A | N/A | N/A | N/A | N/A
00 Ret.FB-ExistSNCR_WetFGD & ACI | N/A | N/A | N/A | N/A | N/A | N/A | N/A | N/A
00 Ret.FB-ExistSNCR_WetFGD & HRI | N/A | N/A | N/A | N/A | N/A | N/A | N/A | N/A
00 Ret.FB-ExistWetFGD_DSI & HRI | N/A | N/A | N/A | N/A | N/A | N/A | N/A | N/A
00 Ret.FB-ExistWetFGD_DSI & SNCR | N/A | N/A | N/A | N/A | N/A | N/A | N/A | N/A
00 Ret.FB-ExistWetFGD_DSI & SNCR & HRI | N/A | N/A | N/A | N/A | N/A | N/A | N/A | N/A
00 Ret.FB-ExistWetFGD_SNCR & ACI & HRI | N/A | N/A | N/A | N/A | N/A | N/A | N/A | N/A
00 Ret.FB-SNCR | N/A | N/A | N/A | N/A | N/A | N/A | N/A | N/A
00 Ret.FB-SNCR & HRI | N/A | N/A | N/A | N/A | N/A | N/A | N/A | N/A
00 Ret.Oil/Gas Steam SCR | N/A | N/A | N/A | N/A | N/A | N/A | N/A | N/A
00 CC Retirement | 0 | 0 | 0 | 0 | 0 | 0 | 0 | 0
00 CT Retirement | 0 | 0 | 0 | 0 | 0 | 0 | 0 | 0
00 O/G Retirement | 0 | 0 | 0 | 0 | 0 | 0 | 0 | 0
00 Coal Retirement | 0 | 0 | 0 | 0 | 0 | 0 | 0 | 0
00 IGCC Retirement | 0 | 0 | 0 | 0 | 0 | 0 | 0 | 0
00 Nuke Retirement | 0 | 0 | 0 | 0 | 0 | 0 | 0 | 0
00 Biomass Retirement | 0 | 0 | 0 | 0 | 0 | 0 | 0 | 0
00 Fossil_Other Retirement | N/A | N/A | N/A | N/A | N/A | N/A | N/A | N/A
00 Fuel Cell Retirement | N/A | N/A | N/A | N/A | N/A | N/A | N/A | N/A
00 Geothermal Retirement | 0 | 0 | 0 | 0 | 0 | 0 | 0 | 0
00 Hydro Retirement | N/A | N/A | N/A | N/A | N/A | N/A | N/A | N/A
00 Landfill Gas Retirement | N/A | N/A | N/A | N/A | N/A | N/A | N/A | N/A
00 Non Fossil_Other Retirement | N/A | N/A | N/A | N/A | N/A | N/A | N/A | N/A
Average | 41.6149 | 41.16 | 40.8623 | 39.8203 | 39.6656 | 39.5887 | 38.7044 | 37.7962
15. Total Annual Production Cost [Million US2016$](*)
Variable O&M | 9406.0997 | 9750.0544 | 9845.3067 | 9809.3006 | 9851.0386 | 10304.5107 | 10464.6882 | 10567.7886
Fixed O&M | 50140.0788 | 49016.2666 | 49695.2593 | 50988.6837 | 52347.6283 | 53543.081 | 55743.4056 | 56789.3562
Fuel | 61679.5273 | 65368.2876 | 66352.9687 | 67226.945 | 69447.6283 | 77644.4739 | 83851.1376 | 87254.3546
Capital | 11504.4823 | 14588.6494 | 17107.2226 | 25980.8 | 29857.8942 | 33996.0775 | 28966.6238 | 29025.7148
Pollutant Transport & Storage | 0 | 0 | 0 | 0 | 0 | 0 | 0 | 0
Total | 132730.1881 | 138723.2581 | 143000.7573 | 154005.7292 | 161504.1894 | 175488.1432 | 179025.8553 | 183637.2142
Sales Revenue | 0 | 0 | 0 | 0 | 0 | 0 | 0 | 0
(*) Costs include only those items that are important for determining incremental cost of pollution control
16. Emissions
CO2 Thousand Tonnes | 1524787.9899 | 1559045.1083 | 1568565.9932 | 1551092.3014 | 1536613.9124 | 1582347.0635 | 1580102.1615 | 1570156.8504
CO2 Thousand Tons | 1680790.574 | 1718552.5724 | 1729047.5486 | 1709786.1058 | 1693826.4184 | 1744238.5739 | 1741763.9937 | 1730801.1679
Carbon Million Tonnes | 415.8097 | 425.1516 | 427.7479 | 422.9829 | 419.0346 | 431.506 | 430.8939 | 428.1818
Carbon Million Tons | 458.3516 | 468.6493 | 471.5113 | 466.2587 | 461.9065 | 475.6539 | 474.979 | 471.9895
HCL Thousand Tons | 4.8414 | 4.9849 | 4.9889 | 4.8437 | 4.3224 | 4.3729 | 4.3635 | 4.0179
MER lbs | 8742.1289 | 9027.944 | 9079.2431 | 8690.2617 | 7913.8869 | 7992.9155 | 7889.5924 | 7346.2057
NOX Thousand Tons | 786.2095 | 792.3797 | 796.0335 | 773.8216 | 721.7432 | 711.7854 | 688.5574 | 640.9243
SO2 Thousand Tons | 788.6818 | 796.5895 | 821.5424 | 814.177 | 736.211 | 733.2818 | 728.451 | 680.6538

## FuelReport_ToEPA
Fuel Consumption by Fuel and Fuel Type [Tbtu]
Fuel Type | 2021 | 2023 | 2025 | 2030 | 2035 | 2040 | 2045 | 2050
Biomass | 11.7267 | 12.8775 | 13.0337 | 8.8227 | 10.3843 | 12.7581 | 13.216 | 13.1119
EPA v6 Biomass | 11.7267 | 12.8775 | 13.0337 | 8.8227 | 10.3843 | 12.7581 | 13.216 | 13.1119
Coal | 8794.8399 | 9000.0735 | 9018.6238 | 8787.2586 | 7868.464 | 7941.5796 | 7930.6465 | 7233.0388
EPA v6 Coal BA | 142.7774 | 147.42 | 142.0988 | 24.0314 | 29.321 | 23.0937 | 1.5362 | 1.3619
EPA v6 Coal BB | 128.3251 | 130.0213 | 102.0749 | 270.5775 | 224.1225 | 250.3011 | 256.7069 | 220.4247
EPA v6 Coal BD | 129.9969 | 150.3442 | 117.3091 | 91.8363 | 16.7018 | 0 | 0 | 0
EPA v6 Coal BE | 61.5218 | 63.9843 | 61.5218 | 75.1504 | 67.9293 | 55.9743 | 36.256 | 26.3602
EPA v6 Coal BG | 1782.2274 | 1674.7214 | 1617.2028 | 1375.2042 | 1368.3375 | 1422.5932 | 1643.2689 | 1121.6277
EPA v6 Coal BH | 1396.111 | 1343.7857 | 1402.2526 | 1479.4586 | 1121.2358 | 1047.3503 | 797.0205 | 846.8729
EPA v6 Coal LD | 0 | 0 | 0 | 0 | 0 | 0 | 0 | 0
EPA v6 Coal LE | 536.0756 | 557.6043 | 574.4888 | 512.1108 | 455.3171 | 434.4148 | 488.813 | 531.8512
EPA v6 Coal LG | 98.56 | 98.56 | 98.56 | 98.56 | 98.56 | 98.56 | 98.56 | 6.5829
EPA v6 Coal LH | 57.6 | 57.6 | 57.6 | 57.6 | 37.632 | 57.6 | 0 | 0
EPA v6 Coal SA | 3775.4439 | 4288.5953 | 4021.4453 | 3740.341 | 3444.0328 | 3339.1854 | 3382.9313 | 3354.4327
EPA v6 Coal SB | 395.6926 | 193.2015 | 560.1499 | 701.4085 | 621.1106 | 766.3086 | 769.8315 | 664.4316
EPA v6 Coal SD | 31.33 | 31.33 | 31.33 | 138.4254 | 185.5165 | 247.5512 | 253.095 | 260.4462
EPA v6 Coal SE | 259.1782 | 262.9054 | 232.5898 | 222.5546 | 198.6471 | 198.6471 | 202.6273 | 198.6471
LF Gas | 158.1456 | 158.1421 | 158.1456 | 135.8797 | 140.7102 | 142.7382 | 146.648 | 143.6145
EPA v6 LFG | 158.1456 | 158.1421 | 158.1456 | 135.8797 | 140.7102 | 142.7382 | 146.648 | 143.6145
MSW | 250.9125 | 250.8727 | 250.8727 | 244.3495 | 244.3435 | 244.4425 | 244.9396 | 244.5888
EPA v6 MSW | 250.9125 | 250.8727 | 250.8727 | 244.3495 | 244.3435 | 244.4425 | 244.9396 | 244.5888
NaturalGas | 11981.9904 | 12235.509 | 12375.5724 | 12517.8371 | 13894.5004 | 14616.6642 | 14597.432 | 15676.6985
EPA v6 Gas | 11981.9904 | 12235.509 | 12375.5724 | 12517.8371 | 13894.5004 | 14616.6642 | 14597.432 | 15676.6985
Nuclear | 7262.6103 | 6763.8626 | 6671.0037 | 6279.2221 | 6217.6751 | 6217.6751 | 6217.6751 | 6038.6963
EPA v6 Nuclear | 7262.6103 | 6763.8626 | 6671.0037 | 6279.2221 | 6217.6751 | 6217.6751 | 6217.6751 | 6038.6963
Oil | 5.6422 | 5.6422 | 5.637 | 0.0062454 | 0.0062454 | 0 | 0 | 0
EPA v6 DFO | 0.29033 | 0.29033 | 0.29033 | 0.0062454 | 0.0062454 | 0 | 0 | 0
EPA v6 RFO | 5.3519 | 5.3519 | 5.3467 | 0 | 0 | 0 | 0 | 0
Pet. Coke | 3.8788 | 4.5044 | 4.5044 | 3.3182 | 3.3182 | 3.3182 | 3.3182 | 3.3182
EPA v6 Pet Coke | 3.8788 | 4.5044 | 4.5044 | 3.3182 | 3.3182 | 3.3182 | 3.3182 | 3.3182
Waste Coal | 1.6912 | 1.8193 | 1.8193 | 1.8193 | 1.8049 | 1.8049 | 1.8055 | 1.8193
EPA v6 Waste Coal | 1.6912 | 1.8193 | 1.8193 | 1.8193 | 1.8049 | 1.8049 | 1.8055 | 1.8193
Grand Total | 28471.4377 | 28433.3031 | 28499.2125 | 27978.5134 | 28381.2068 | 29180.9808 | 29155.6808 | 29354.8864
Fuel Costs by Fuel and Fuel Type[MMUS$]
Fuel Type | 2021 | 2023 | 2025 | 2030 | 2035 | 2040 | 2045 | 2050
Biomass | 41.2449 | 45.2926 | 45.8418 | 31.0312 | 36.5234 | 44.8727 | 46.483 | 46.1172
EPA v6 Biomass | 41.2449 | 45.2926 | 45.8418 | 31.0312 | 36.5234 | 44.8727 | 46.483 | 46.1172
Coal | 16659.7719 | 17538.3144 | 17773.5472 | 17844.1744 | 16326.3918 | 17135.2159 | 17759.852 | 16582.9698
EPA v6 Coal BA | 266.9854 | 282.1926 | 281.2381 | 44.3786 | 57.9065 | 48.6444 | 3.3566 | 3.1807
EPA v6 Coal BB | 284.6758 | 317.0943 | 201.0785 | 520.6778 | 439.134 | 531.8786 | 585.7117 | 484.9575
EPA v6 Coal BD | 368.1628 | 440.5052 | 358.4308 | 297.1376 | 61.1945 | 0 | 0 | 0
EPA v6 Coal BE | 156.4558 | 168.1517 | 168.2089 | 235.1875 | 200.2584 | 157.9625 | 105.6686 | 87.1581
EPA v6 Coal BG | 3801.0983 | 3641.0668 | 3581.1987 | 3261.5936 | 3416.9872 | 3707.6692 | 4415.4187 | 3165.1354
EPA v6 Coal BH | 2654.9316 | 2604.3701 | 2801.3389 | 2989.7211 | 2270.7305 | 2229.207 | 1760.6357 | 2025.7715
EPA v6 Coal LD | 0 | 0 | 0 | 0 | 0 | 0 | 0 | 0
EPA v6 Coal LE | 851.412 | 907.0234 | 958.0372 | 879.4659 | 796.5396 | 800.8165 | 954.7894 | 1106.1381
EPA v6 Coal LG | 180.1524 | 186.2621 | 187.5472 | 194.7748 | 196.3441 | 216.0932 | 228.1312 | 15.5359
EPA v6 Coal LH | 103.2709 | 106.5614 | 109.9251 | 115.1889 | 74.4774 | 120.2642 | 0 | 0
EPA v6 Coal SA | 6713.4539 | 7986.2667 | 7509.8276 | 7471.2605 | 7042.3329 | 7162.5153 | 7439.5822 | 7537.1954
EPA v6 Coal SB | 840.7836 | 443.2576 | 1199.3688 | 1344.9781 | 1231.1698 | 1511.8852 | 1580.55 | 1418.3954
EPA v6 Coal SD | 54.8257 | 56.8553 | 59.9522 | 130.2872 | 198.3054 | 284.2686 | 290.6431 | 322.5094
EPA v6 Coal SE | 383.5636 | 398.7071 | 357.3952 | 359.5228 | 341.0113 | 364.0113 | 395.3648 | 416.9923
LF Gas | 0 | 0 | 0 | 0 | 0 | 0 | 0 | 0
EPA v6 LFG | 0 | 0 | 0 | 0 | 0 | 0 | 0 | 0
MSW | 0 | 0 | 0 | 0 | 0 | 0 | 0 | 0
EPA v6 MSW | 0 | 0 | 0 | 0 | 0 | 0 | 0 | 0
NaturalGas | 40239.4079 | 43349.3616 | 44125.1896 | 45235.689 | 48958.7554 | 56284.7769 | 61808.9827 | 66456.3075
EPA v6 Gas | 40239.4079 | 43349.3616 | 44125.1896 | 45235.689 | 48958.7554 | 56284.7769 | 61808.9827 | 66456.3075
Nuclear | 4658.6104 | 4351.8383 | 4321.173 | 4105.9988 | 4115.7845 | 4169.4286 | 4225.52 | 4158.5295
EPA v6 Nuclear | 4658.6104 | 4351.8383 | 4321.173 | 4105.9988 | 4115.7845 | 4169.4286 | 4225.52 | 4158.5295
Oil | 70.2169 | 71.8818 | 75.5656 | 0.13406 | 0.14195 | 0 | 0 | 0
EPA v6 DFO | 5.7826 | 6.1018 | 6.3283 | 0.13406 | 0.14195 | 0 | 0 | 0
EPA v6 RFO | 64.4343 | 65.78 | 69.2373 | 0 | 0 | 0 | 0 | 0
Pet. Coke | 6.1403 | 7.1367 | 7.143 | 5.274 | 5.2868 | 5.3002 | 5.3144 | 5.3294
EPA v6 Pet Coke | 6.1403 | 7.1367 | 7.143 | 5.274 | 5.2868 | 5.3002 | 5.3144 | 5.3294
Waste Coal | 4.1351 | 4.4622 | 4.5084 | 4.6436 | 4.7445 | 4.8795 | 4.9854 | 5.1012
EPA v6 Waste Coal | 4.1351 | 4.4622 | 4.5084 | 4.6436 | 4.7445 | 4.8795 | 4.9854 | 5.1012
Grand Total | 61679.5273 | 65368.2876 | 66352.9687 | 67226.945 | 69447.6283 | 77644.4739 | 83851.1376 | 87254.3546
Fuel Costs by Fuel and Fuel Type[US$/MMBtu]
Fuel Type | 2021 | 2023 | 2025 | 2030 | 2035 | 2040 | 2045 | 2050
Biomass | 3.5172 | 3.5172 | 3.5172 | 3.5172 | 3.5172 | 3.5172 | 3.5172 | 3.5172
EPA v6 Biomass | 3.5172 | 3.5172 | 3.5172 | 3.5172 | 3.5172 | 3.5172 | 3.5172 | 3.5172
Coal | 1.8943 | 1.9487 | 1.9708 | 2.0307 | 2.0749 | 2.1577 | 2.2394 | 2.2927
EPA v6 Coal BA | 1.8699 | 1.9142 | 1.9792 | 1.8467 | 1.9749 | 2.1064 | 2.185 | 2.3356
EPA v6 Coal BB | 2.2184 | 2.4388 | 1.9699 | 1.9243 | 1.9593 | 2.125 | 2.2816 | 2.2001
EPA v6 Coal BD | 2.8321 | 2.93 | 3.0554 | 3.2355 | 3.6639 | 0 | 0 | 0
EPA v6 Coal BE | 2.5431 | 2.628 | 2.7341 | 3.1296 | 2.948 | 2.8221 | 2.9145 | 3.3064
EPA v6 Coal BG | 2.1328 | 2.1741 | 2.2144 | 2.3717 | 2.4972 | 2.6063 | 2.687 | 2.8219
EPA v6 Coal BH | 1.9017 | 1.9381 | 1.9977 | 2.0208 | 2.0252 | 2.1284 | 2.209 | 2.3921
EPA v6 Coal LD | 0 | 0 | 0 | 0 | 0 | 0 | 0 | 0
EPA v6 Coal LE | 1.5882 | 1.6266 | 1.6676 | 1.7173 | 1.7494 | 1.8434 | 1.9533 | 2.0798
EPA v6 Coal LG | 1.8278 | 1.8898 | 1.9029 | 1.9762 | 1.9921 | 2.1925 | 2.3146 | 2.3601
EPA v6 Coal LH | 1.7929 | 1.85 | 1.9084 | 1.9998 | 1.9791 | 2.0879 | 0 | 0
EPA v6 Coal SA | 1.7782 | 1.8622 | 1.8674 | 1.9975 | 2.0448 | 2.145 | 2.1992 | 2.2469
EPA v6 Coal SB | 2.1248 | 2.2943 | 2.1412 | 1.9175 | 1.9822 | 1.9729 | 2.0531 | 2.1348
EPA v6 Coal SD | 1.7499 | 1.8147 | 1.9136 | 0.94121 | 1.0689 | 1.1483 | 1.1484 | 1.2383
EPA v6 Coal SE | 1.4799 | 1.5165 | 1.5366 | 1.6154 | 1.7167 | 1.8325 | 1.9512 | 2.0992
LF Gas | 0 | 0 | 0 | 0 | 0 | 0 | 0 | 0
EPA v6 LFG | 0 | 0 | 0 | 0 | 0 | 0 | 0 | 0
MSW | 0 | 0 | 0 | 0 | 0 | 0 | 0 | 0
EPA v6 MSW | 0 | 0 | 0 | 0 | 0 | 0 | 0 | 0
NaturalGas | 3.3583 | 3.5429 | 3.5655 | 3.6137 | 3.5236 | 3.8507 | 4.2342 | 4.2392
EPA v6 Gas | 3.3583 | 3.5429 | 3.5655 | 3.6137 | 3.5236 | 3.8507 | 4.2342 | 4.2392
Nuclear | 0.64145 | 0.6434 | 0.64775 | 0.6539 | 0.66195 | 0.67058 | 0.6796 | 0.68865
EPA v6 Nuclear | 0.64145 | 0.6434 | 0.64775 | 0.6539 | 0.66195 | 0.67058 | 0.6796 | 0.68865
Oil | 12.4449 | 12.74 | 13.4053 | 21.4654 | 22.7282 | 0 | 0 | 0
EPA v6 DFO | 19.917 | 21.0164 | 21.7965 | 21.4654 | 22.7282 | 0 | 0 | 0
EPA v6 RFO | 12.0395 | 12.291 | 12.9496 | 0 | 0 | 0 | 0 | 0
Pet. Coke | 1.583 | 1.5844 | 1.5858 | 1.5894 | 1.5933 | 1.5973 | 1.6016 | 1.6061
EPA v6 Pet Coke | 1.583 | 1.5844 | 1.5858 | 1.5894 | 1.5933 | 1.5973 | 1.6016 | 1.6061
Waste Coal | 2.4451 | 2.4528 | 2.4781 | 2.5525 | 2.6287 | 2.7035 | 2.7613 | 2.804
EPA v6 Waste Coal | 2.4451 | 2.4528 | 2.4781 | 2.5525 | 2.6287 | 2.7035 | 2.7613 | 2.804
Grand Total | 2.1664 | 2.299 | 2.3282 | 2.4028 | 2.447 | 2.6608 | 2.876 | 2.9724

## Coal Pivot Tables
Coal Prices (2016$/MMBtu) | [8 empty] | Total TBtu
Coal Region | 2021 | 2023 | 2025 | 2030 | 2035 | 2040 | 2045 | 2050 | 2021 | 2023 | 2025 | 2030 | 2035 | 2040 | 2045 | 2050
Appalachia | 1.9103 | 2.0073 | 2.0797 | 2.2782 | 2.5634 | 2.806 | 3.2679 | 3.7801 | 2303.5755 | 2207.129 | 2070.0416 | 1870.1482 | 1461.8267 | 1520.7016 | 1258.3113 | 1059.1367
Interior | 1.4131 | 1.432 | 1.4675 | 1.541 | 1.6101 | 1.7206 | 1.8453 | 1.878 | 2227.0359 | 2244.5735 | 2340.259 | 2384.7894 | 2327.5955 | 2325.8585 | 2460.9179 | 2038.1084
Waste Coal | 1.8611 | 1.8559 | 1.8681 | 1.9081 | 1.9481 | 1.9846 | 2.002 | 2.002 | 1.6912 | 1.8193 | 1.8193 | 1.8193 | 1.8049 | 1.8049 | 1.8055 | 1.8193
West | 0.836 | 0.84453 | 0.86673 | 0.89696 | 0.96438 | 1.0303 | 1.0933 | 1.1651 | 5443.2936 | 5763.2805 | 5835.8327 | 5851.2882 | 5455.2339 | 5638.2169 | 5679.2673 | 5498.3065
National | 1.2131 | 1.225 | 1.2491 | 1.3046 | 1.3799 | 1.4844 | 1.5815 | 1.6564 | 9975.5961 | 10216.8023 | 10247.9526 | 10108.0452 | 9246.461 | 9486.5819 | 9400.302 | 8597.3709
Coal Prices (2016$/Ton) | [8 empty] | Total Million Tons
Coal Region | 2021 | 2023 | 2025 | 2030 | 2035 | 2040 | 2045 | 2050 | 2021 | 2023 | 2025 | 2030 | 2035 | 2040 | 2045 | 2050
Appalachia | 46.4233 | 48.9155 | 50.4883 | 55.2972 | 62.4961 | 68.4175 | 80.2066 | 92.1459 | 94.7903 | 90.5726 | 85.2674 | 77.049 | 59.9601 | 62.3678 | 51.2676 | 43.4493
Interior | 27.5549 | 27.697 | 28.4416 | 30.334 | 32.227 | 34.5028 | 37.336 | 37.6552 | 114.208 | 116.0536 | 120.7495 | 121.1482 | 116.2901 | 115.9881 | 121.6315 | 101.6484
Waste Coal | 19.9141 | 19.8583 | 19.9886 | 20.4166 | 20.8447 | 21.2355 | 21.4216 | 21.4216 | 0.15805 | 0.17002 | 0.17002 | 0.17002 | 0.16868 | 0.16868 | 0.16873 | 0.17002
West | 14.8869 | 14.9968 | 15.4295 | 15.9309 | 17.0346 | 18.1983 | 19.2608 | 20.4322 | 305.6758 | 324.5512 | 327.8189 | 329.4442 | 308.8381 | 319.2237 | 322.3862 | 313.5249
National | 23.5051 | 23.554 | 23.9713 | 24.9849 | 26.2941 | 28.2912 | 30.0053 | 31.04 | 514.8321 | 531.3475 | 534.0057 | 527.8114 | 485.257 | 497.7483 | 495.454 | 458.7926

## Final Wholesale Price
Wholesale Electricity Price (2016$/MWh)
Region Group | 2021 | 2023 | 2025 | 2030 | 2035 | 2040 | 2045 | 2050
ERCOT_Tenaska Frontier Generating Station | 30.1617 | 31.9553 | 34.3207 | 40.9474 | 43.3133 | 45.0805 | 47.3662 | 44.4331
ERCOT_Tenaska Gateway Generating Station | 30.1617 | 31.9553 | 34.3207 | 40.9474 | 43.3133 | 45.0805 | 47.3662 | 44.4331
ERCOT_Panhandle | 33.0307 | 31.6605 | 33.9124 | 37.1197 | 39.2292 | 41.3685 | 41.3501 | 38.722
ERCOT_Rest | 34.4058 | 33.0955 | 35.3737 | 38.9333 | 41.4191 | 43.6738 | 47.5151 | 43.8435
ERCOT_West | 34.5517 | 33.1478 | 35.4551 | 39.1327 | 40.5521 | 43.1023 | 43.8018 | 41.3991
FRCC | 31.484 | 33.2551 | 38.769 | 43.2782 | 43.8765 | 44.7817 | 45.6597 | 44.6419
MISO_South_Amite South (including DSG) | 30.0544 | 33.7366 | 37.157 | 42.9512 | 42.0018 | 43.1005 | 43.9058 | 43.0366
MISO_Arkansas | 29.7815 | 32.5425 | 35.7659 | 39.8883 | 41.2967 | 42.3517 | 43.0367 | 42.2855
MISO_Mississippi | 31.2014 | 35.0547 | 38.5732 | 44.2031 | 42.6755 | 43.5514 | 44.325 | 43.4167
MISO_Iowa | 30.3825 | 33.4249 | 35.657 | 38.3666 | 39.3675 | 41.24 | 41.8578 | 40.7609
MISO_Illinois | 30.0589 | 32.6967 | 35.2066 | 37.5219 | 38.3666 | 40.1133 | 40.6392 | 40.2114
MISO_Indiana (including parts of Kentucky) | 34.0535 | 37.4289 | 40.3052 | 41.8963 | 40.2644 | 41.1337 | 41.6996 | 41.0691
MISO_Louisiana | 30.2657 | 34.032 | 37.4282 | 42.8997 | 41.8866 | 42.7372 | 43.5732 | 42.6911
MISO_Lower Michigan | 34.884 | 37.3696 | 40.9666 | 42.7549 | 40.9079 | 41.7735 | 42.8674 | 41.7431
MISO_MT, SD, ND | 23.9479 | 26.8234 | 29.2935 | 31.6173 | 33.5229 | 35.0333 | 36.0028 | 34.8344
MISO_Iowa-MidAmerican | 29.8369 | 32.4915 | 34.6903 | 37.5101 | 38.3689 | 40.2675 | 40.9867 | 40.485
MISO_Minnesota and Western Wisconsin | 31.0358 | 33.9768 | 36.7952 | 39.2349 | 41.0179 | 42.5708 | 43.3409 | 41.7016
MISO_Missouri | 30.3457 | 33.0996 | 35.7912 | 38.1136 | 39.3243 | 41.0288 | 41.6501 | 41.0742
MISO_South_WOTAB (including Western) | 30.6151 | 33.4599 | 36.2815 | 43.1458 | 42.216 | 43.8031 | 46.8168 | 44.0143
MISO_Wisconsin- Upper Michigan (WUMS) | 31.0004 | 33.7837 | 35.5748 | 38.2897 | 39.9401 | 41.3037 | 42.0044 | 41.2658
ISONE_Connecticut | 34.8311 | 39.4179 | 39.8137 | 39.4078 | 44.4912 | 48.1603 | 51.1195 | 52.5822
ISONE_Maine | 34.7276 | 39.2314 | 39.7013 | 38.9372 | 44.1477 | 48.5351 | 51.4153 | 52.6412
ISONE_MA, VT, NH, RI (Rest of ISO New England) | 35.914 | 40.8846 | 41.0977 | 40.6034 | 45.943 | 49.782 | 52.6555 | 53.9161
NY_Zone A (West) | 32.4548 | 36.1477 | 35.0514 | 35.5312 | 39.5952 | 42.9366 | 44.7841 | 43.6163
NY_Zone B (Genesee) | 34.1405 | 37.8502 | 36.0069 | 36.5534 | 40.3612 | 43.7843 | 45.5989 | 44.4345
NY_Zone C&E | 33.9142 | 37.238 | 36.5387 | 37.6433 | 41.3798 | 44.7039 | 47.1929 | 46.8498
NY_Zones D | 33.5063 | 36.6936 | 35.7594 | 36.8508 | 40.4898 | 43.711 | 46.1334 | 46.0853
NY_Zone F (Capital) | 34.6673 | 38.5587 | 37.8033 | 38.4674 | 42.6761 | 46.1431 | 48.6918 | 48.3552
NY_Zone G-I (Downstate NY) | 35.9913 | 40.1529 | 39.7406 | 40.0197 | 44.3494 | 47.7253 | 50.4914 | 50.7248
NY_Zone J(NYC) | 37.2384 | 41.4973 | 41.0802 | 41.3625 | 45.796 | 49.2546 | 52.0888 | 52.348
NY_Zone K(LI) | 38.6725 | 41.6944 | 41.0382 | 41.9815 | 46.0929 | 49.3835 | 52.5223 | 53.0728
PJM_AP | 31.4625 | 34.7929 | 38.458 | 39.7974 | 37.2326 | 38.1207 | 38.9005 | 38.0368
PJM_ATSI | 33.0942 | 37.3897 | 41.2907 | 41.3793 | 38.4373 | 39.1781 | 39.7436 | 38.5544
PJM_ComEd | 30.7624 | 33.7455 | 34.5083 | 36.2124 | 36.5076 | 37.8712 | 38.9374 | 39.0326
PJM_Dominion | 32.4781 | 35.7461 | 39.5014 | 40.8718 | 38.3579 | 39.4163 | 41.1313 | 40.9554
PJM_EMAAC | 28.8113 | 34.6627 | 33.8269 | 33.1491 | 37.073 | 39.2394 | 40.9601 | 40.9132
PJM_PENELEC | 28.9923 | 33.5992 | 32.969 | 32.6185 | 35.9852 | 37.0335 | 37.9098 | 37.0249
PJM_SWMAAC | 49.7238 | 38.3898 | 44.1122 | 43.4334 | 41.0165 | 41.9922 | 42.6517 | 41.7128
PJM West | 32.8686 | 36.1249 | 39.6533 | 41.2174 | 38.7751 | 39.7431 | 40.461 | 39.8821
PJM_Western MAAC | 28.3104 | 33.8547 | 33.1356 | 32.7124 | 36.3684 | 38.204 | 38.9677 | 37.6779
SERC_Central_Kentucky | 40.6186 | 42.5003 | 45.0622 | 43.2067 | 40.6027 | 41.5905 | 42.2359 | 42.138
SERC_Central_TVA | 33.0274 | 35.5518 | 38.1993 | 42.0403 | 41.1867 | 42.1159 | 42.6918 | 42.2818
SERC_Delta_AECI | 28.882 | 31.6315 | 34.4884 | 37.7223 | 38.4278 | 39.7771 | 40.6773 | 40.3646
SERC_Southeastern | 31.7241 | 31.9603 | 36.4849 | 41.2526 | 42.8289 | 43.6687 | 44.4593 | 43.5523
SERC_VACAR | 38.8751 | 41.3953 | 45.7273 | 45.6471 | 43.781 | 44.7294 | 45.097 | 44.982
SPP_Kiamichi Energy Facility | 29.7196 | 31.9601 | 34.3823 | 40.552 | 42.8548 | 44.0093 | 46.4928 | 43.6304
SPP North- (Kansas, Missouri) | 30.1932 | 33.8213 | 36.3016 | 38.8835 | 39.634 | 40.6769 | 41.4535 | 40.1199
SPP Nebraska | 29.786 | 33.089 | 35.608 | 37.8395 | 38.6413 | 40.4064 | 41.1365 | 39.6247
SPP SPS (Texas Panhandle) | 29.0391 | 30.382 | 31.1458 | 37.3716 | 39.3935 | 40.7986 | 41.6119 | 40.1733
SPP_WAUE | 27.8241 | 30.8496 | 33.8753 | 35.8913 | 36.9315 | 38.6348 | 39.6048 | 38.8408
SPP West (Oklahoma, Arkansas, Louisiana) | 30.7793 | 33.0581 | 35.5484 | 39.0963 | 39.7328 | 40.5349 | 41.4098 | 40.2741
WECC_BANC | 47.0135 | 70.3275 | 47.7481 | 73.2376 | 69.38 | 69.9768 | 70.2347 | 68.5103
WECC_Northern California (not including BANC) | 37.6288 | 63.7715 | 41.8394 | 68.5956 | 66.4439 | 67.834 | 71.2954 | 68.3336
WECC_LADWP | 37.8938 | 71.074 | 42.8951 | 68.5511 | 66.334 | 68.175 | 72.1517 | 69.1342
WECC_San Diego Gas and Electric | 48.2111 | 72.7114 | 42.6904 | 69.1543 | 68.0299 | 69.4888 | 73.3726 | 69.9999
WECC_Arizona | 27.776 | 28.2793 | 29.1189 | 30.9564 | 40.0222 | 42.7848 | 48.3377 | 45.0136
WECC_Colorado | 27.0887 | 29.9661 | 30.4811 | 33.5608 | 40.3151 | 43.4252 | 45.0192 | 42.7205
WECC_Idaho | 27.8678 | 31.2739 | 31.2856 | 33.669 | 39.7422 | 40.7515 | 40.9095 | 39.8737
WECC_Imperial Irrigation District (IID) | 23.5313 | 58.2685 | 31.5894 | 46.399 | 45.0728 | 46.5679 | 50.9524 | 54.4292
WECC_Montana | 25.2158 | 29.2177 | 29.2206 | 30.4284 | 28.7626 | 31.9338 | 33.4879 | 34.5195
WECC_New Mexico | 27.5003 | 28.636 | 29.5107 | 31.7651 | 40.6536 | 42.7215 | 47.9397 | 44.0654
WECC_Northern Nevada | 27.9455 | 31.8039 | 32.2321 | 34.664 | 41.1177 | 42.6086 | 43.8889 | 42.3784
WECC_Pacific Northwest | 26.1128 | 30.429 | 30.4725 | 31.6974 | 29.9557 | 33.2229 | 34.8084 | 36.6461
WECC_Southern California Edison | 49.626 | 73.6927 | 44.665 | 69.1622 | 67.1988 | 68.7779 | 72.4714 | 69.0274
WECC_Southern Nevada | 28.3382 | 28.7585 | 29.6171 | 30.3113 | 38.5693 | 40.223 | 43.9988 | 42.391
WECC_Utah | 24.9308 | 27.0537 | 27.7385 | 29.058 | 37.1727 | 39.2386 | 41.5537 | 40.4487
WECC_Wyoming | 19.6615 | 22.5183 | 22.1564 | 25.284 | 32.4814 | 35.4133 | 36.5737 | 35.2869
National | 32.9876 | 36.8498 | 37.3476 | 41.1604 | 41.9112 | 43.4757 | 45.0653 | 43.9518

## Natural Gas
EPAv6_May_2019_Reference_Case - Natural Gas Results
| Delivered Natural Gas Price (2016$/MMBtu) | [24 empty] | Natural Gas Consumption in the Power Sector (Tcf)
| Winter | [7 empty] | Winter-Shoulder | [7 empty] | Summer | [8 empty] | Winter | [7 empty] | Winter-Shoulder | [7 empty] | Summer
| 2021 | 2023 | 2025 | 2030 | 2035 | 2040 | 2045 | 2050 | 2021 | 2023 | 2025 | 2030 | 2035 | 2040 | 2045 | 2050 | 2021 | 2023 | 2025 | 2030 | 2035 | 2040 | 2045 | 2050 |  | 2021 | 2023 | 2025 | 2030 | 2035 | 2040 | 2045 | 2050 | 2021 | 2023 | 2025 | 2030 | 2035 | 2040 | 2045 | 2050 | 2021 | 2023 | 2025 | 2030 | 2035 | 2040 | 2045 | 2050
ERC_FRNT | 3.4536 | 3.5964 | 3.7568 | 3.7798 | 3.9707 | 4.358 | 4.7803 | 4.8172 | 3.2236 | 3.4064 | 3.5168 | 3.2698 | 2.7407 | 2.918 | 3.2903 | 3.4372 | 3.4536 | 3.7064 | 3.6768 | 4.0998 | 4.6007 | 5.028 | 6.5603 | 5.3872 | ERC_FRNT | 0.0089631 | 0.010047 | 0.010047 | 0.010047 | 0.010047 | 0.010047 | 0.0089631 | 0.007275 | 0.012149 | 0.013617 | 0.013617 | 0.014049 | 0.014049 | 0.014049 | 0.014021 | 0.013617 | 0.019393 | 0.019393 | 0.019393 | 0.017186 | 0.017186 | 0.017186 | 0.017186 | 0.017186
ERC_GWAY | 3.4536 | 3.5964 | 3.7568 | 3.7798 | 3.9707 | 4.358 | 4.7803 | 4.8172 | 3.2236 | 3.4064 | 3.5168 | 3.2698 | 2.7407 | 2.918 | 3.2903 | 3.4372 | 3.4536 | 3.7064 | 3.6768 | 4.0998 | 4.6007 | 5.028 | 6.5603 | 5.3872 | ERC_GWAY | 0.009144 | 0.009144 | 0.01025 | 0.01025 | 0.01025 | 0.01025 | 0.0010133 | 0.0010133 | 0.012394 | 0.012394 | 0.012394 | 0.014333 | 0.014333 | 0.014333 | 0.013892 | 0.013892 | 0.019785 | 0.019785 | 0.019785 | 0.017532 | 0.017532 | 0.017532 | 0.017532 | 0.017532
ERC_PHDL | - | - | - | - | - | - | - | - | - | - | - | - | - | - | - | - | - | - | - | - | - | - | - | - | ERC_PHDL | 0 | 0 | 0 | 0 | 0 | 8.2171e-13 | 0 | 0 | 0 | 0 | 0 | 0 | 0 | 0 | 0 | 0 | 0 | 0 | 0 | 0 | 0 | 0.0033771 | 0.0069601 | 0.0030547
ERC_REST | 3.4536 | 3.5964 | 3.7568 | 3.7798 | 3.9707 | 4.358 | 4.7803 | 4.8172 | 3.2236 | 3.4064 | 3.5168 | 3.2698 | 2.7407 | 2.918 | 3.2903 | 3.4372 | 3.4536 | 3.7064 | 3.6768 | 4.0998 | 4.6007 | 5.028 | 6.5603 | 5.3872 | ERC_REST | 0.25157 | 0.2362 | 0.23048 | 0.23923 | 0.2447 | 0.25112 | 0.17979 | 0.20634 | 0.35089 | 0.32481 | 0.31011 | 0.36976 | 0.44587 | 0.4855 | 0.34365 | 0.38239 | 0.60054 | 0.59293 | 0.6096 | 0.56789 | 0.604 | 0.67353 | 0.54364 | 0.62282
ERC_WEST | 3.4136 | 3.5464 | 3.7068 | 3.7198 | 3.9107 | 4.298 | 4.7103 | 4.7472 | 3.1636 | 3.3464 | 3.4668 | 3.1998 | 2.6807 | 2.858 | 3.2303 | 3.3772 | 3.3936 | 3.6464 | 3.6068 | 3.9598 | 4.2807 | 4.678 | 5.9803 | 5.0072 | ERC_WEST | 0.0085839 | 0.0082973 | 0.0083526 | 0.010766 | 0.010842 | 0.010854 | 0.00028788 | 0.00034774 | 0.015507 | 0.012705 | 0.0064604 | 0.0069272 | 0.020237 | 0.018287 | 0.0055393 | 0.0057608 | 0.025518 | 0.024655 | 0.026549 | 0.020071 | 0.035424 | 0.036296 | 0.033346 | 0.028696
FRCC | 3.6336 | 3.7264 | 3.8668 | 3.9598 | 4.1307 | 4.528 | 4.9303 | 4.9672 | 3.3836 | 3.5364 | 3.6468 | 3.4298 | 2.8507 | 3.018 | 3.1403 | 3.5372 | 3.7136 | 3.9464 | 3.8868 | 4.3498 | 4.8507 | 5.288 | 5.7303 | 5.4772 | FRCC | 0.29743 | 0.30066 | 0.3022 | 0.30259 | 0.31338 | 0.3205 | 0.32597 | 0.34794 | 0.42092 | 0.42202 | 0.41864 | 0.43578 | 0.48021 | 0.48479 | 0.48855 | 0.50113 | 0.67767 | 0.69037 | 0.69918 | 0.69415 | 0.71186 | 0.74736 | 0.77686 | 0.8259
MIS_AMSO | 3.4436 | 3.5664 | 3.7168 | 3.7698 | 3.9407 | 4.318 | 4.7203 | 4.7572 | 3.2136 | 3.3764 | 3.4868 | 3.2498 | 2.6807 | 2.848 | 2.9603 | 3.3672 | 3.4536 | 3.6964 | 3.6568 | 4.0898 | 4.5707 | 4.998 | 5.4303 | 5.2272 | MIS_AMSO | 0.040121 | 0.040379 | 0.038863 | 0.040032 | 0.039856 | 0.044226 | 0.046757 | 0.046404 | 0.060445 | 0.060445 | 0.056781 | 0.05062 | 0.053112 | 0.057937 | 0.05987 | 0.060148 | 0.093194 | 0.090121 | 0.090207 | 0.085133 | 0.073254 | 0.07878 | 0.085381 | 0.086892
MIS_AR | 3.4436 | 3.5664 | 3.7068 | 3.7298 | 3.9007 | 4.288 | 4.7003 | 4.7272 | 3.2236 | 3.3864 | 3.4968 | 3.2398 | 2.6807 | 2.848 | 2.9503 | 3.3572 | 3.4336 | 3.6664 | 3.6168 | 3.9698 | 4.2307 | 4.648 | 5.0303 | 4.8872 | MIS_AR | 0.041755 | 0.043181 | 0.043181 | 0.043847 | 0.042016 | 0.043875 | 0.047991 | 0.045797 | 0.057908 | 0.057908 | 0.057908 | 0.057908 | 0.058376 | 0.065977 | 0.077881 | 0.062016 | 0.077653 | 0.080085 | 0.080379 | 0.076717 | 0.077664 | 0.084171 | 0.089722 | 0.091592
MIS_D_MS | 3.4936 | 3.6064 | 3.7468 | 3.8198 | 3.9907 | 4.378 | 4.7803 | 4.8072 | 3.2436 | 3.4064 | 3.5168 | 3.2798 | 2.7207 | 2.888 | 2.9903 | 3.3972 | 3.5436 | 3.7864 | 3.7368 | 4.1798 | 4.6807 | 5.118 | 5.5403 | 5.3172 | MIS_D_MS | 0.013749 | 0.014612 | 0.014181 | 0.016698 | 0.022794 | 0.025085 | 0.026153 | 0.02561 | 0.015874 | 0.015909 | 0.016218 | 0.019468 | 0.032099 | 0.035564 | 0.037137 | 0.029049 | 0.025976 | 0.028359 | 0.029526 | 0.031876 | 0.040727 | 0.042538 | 0.048224 | 0.050235
MIS_IA | 3.7336 | 3.8264 | 3.9268 | 3.9198 | 4.0707 | 4.468 | 7.4303 | 4.9472 | 3.4536 | 3.5964 | 3.6968 | 3.3898 | 2.8307 | 3.028 | 3.3203 | 3.6072 | 3.5336 | 3.7364 | 3.6668 | 3.8598 | 3.7107 | 4.108 | 4.3503 | 4.3472 | MIS_IA | 0.011694 | 0.0117 | 0.011728 | 0.013248 | 0.012635 | 0.012193 | 0.00087784 | 0.010641 | 0.016011 | 0.016011 | 0.0096584 | 0.017911 | 0.017968 | 0.018193 | 0.018164 | 0.016176 | 0.0221 | 0.01997 | 0.0223 | 0.022411 | 0.02265 | 0.024306 | 0.024086 | 0.022098
MIS_IL | 3.5436 | 3.6464 | 3.7568 | 3.7698 | 3.9207 | 4.318 | 4.7503 | 4.7972 | 3.3036 | 3.4564 | 3.5568 | 3.2798 | 2.7107 | 2.908 | 3.2003 | 3.4672 | 3.4336 | 3.6364 | 3.5668 | 3.7798 | 3.6307 | 4.038 | 4.2903 | 4.2872 | MIS_IL | 0.0042163 | 0.0064931 | 0.0078899 | 0.013525 | 0.011734 | 0.0097876 | 0.0050845 | 0.0049981 | 0.0048579 | 0.0012861 | 0.001138 | 0.018901 | 0.020534 | 0.020464 | 0.020367 | 0.0093894 | 0.010428 | 0.010786 | 0.016231 | 0.017573 | 0.023715 | 0.017201 | 0.016315 | 0.015467
MIS_INKY | 3.4636 | 3.5764 | 3.7168 | 3.7298 | 3.8907 | 4.288 | 4.7003 | 4.7372 | 3.2436 | 3.3964 | 3.5068 | 3.2398 | 2.6807 | 2.868 | 3.0503 | 3.3872 | 3.4136 | 3.6164 | 3.5468 | 3.7798 | 3.6207 | 4.028 | 4.3003 | 4.2872 | MIS_INKY | 0.024173 | 0.024818 | 0.024629 | 0.026307 | 0.034715 | 0.039434 | 0.056141 | 0.087826 | 0.023448 | 0.025405 | 0.019853 | 0.026419 | 0.05523 | 0.061803 | 0.085139 | 0.11866 | 0.037586 | 0.041702 | 0.040337 | 0.036821 | 0.062793 | 0.075462 | 0.10885 | 0.17109
MIS_LA | 3.3936 | 3.5164 | 3.6668 | 3.7098 | 3.8807 | 4.258 | 4.6703 | 4.6972 | 3.1736 | 3.3364 | 3.4468 | 3.1998 | 2.6407 | 2.808 | 2.9103 | 3.3172 | 3.3936 | 3.6464 | 3.6068 | 4.0198 | 4.4907 | 4.918 | 5.3503 | 5.1472 | MIS_LA | 0.054112 | 0.055729 | 0.057286 | 0.057602 | 0.08289 | 0.090842 | 0.096561 | 0.099611 | 0.070018 | 0.072928 | 0.072914 | 0.078311 | 0.1199 | 0.12569 | 0.12936 | 0.13328 | 0.10184 | 0.10403 | 0.10703 | 0.10969 | 0.14212 | 0.14801 | 0.15302 | 0.17522
MIS_LMI | 3.5536 | 3.6564 | 3.7668 | 3.7598 | 3.8907 | 4.298 | 4.7003 | 4.7572 | 3.3536 | 3.5064 | 3.6068 | 3.3298 | 2.7507 | 2.948 | 3.4703 | 3.5372 | 3.4536 | 3.6564 | 3.5868 | 3.8098 | 3.6307 | 4.038 | 4.2803 | 4.2872 | MIS_LMI | 0.060278 | 0.0706 | 0.070605 | 0.075804 | 0.078453 | 0.085553 | 0.079722 | 0.10479 | 0.063937 | 0.080447 | 0.079937 | 0.086369 | 0.10903 | 0.11998 | 0.1022 | 0.1384 | 0.10547 | 0.12562 | 0.12907 | 0.12291 | 0.14109 | 0.15128 | 0.14957 | 0.19157
MIS_MAPP | 3.6136 | 3.7364 | 3.8568 | 3.8598 | 4.0207 | 4.418 | 4.8303 | 4.8772 | 3.3636 | 3.5364 | 3.6568 | 3.3498 | 2.8107 | 3.008 | 3.2903 | 3.6072 | 3.4536 | 3.6864 | 3.6368 | 3.8198 | 3.6707 | 4.078 | 4.3003 | 4.3072 | MIS_MAPP | 2.1733e-05 | 2.1733e-05 | 2.1733e-05 | 2.1733e-05 | 2.1733e-05 | 2.4094e-05 | 2.9408e-05 | 2.1733e-05 | 0 | 0 | 0 | 0 | 0 | 0 | 0 | 0 | 0.00033843 | 0.00034467 | 0.00034467 | 0.00046501 | 0.0010557 | 0.0010947 | 0.00039002 | 0.00034467
MIS_MIDA | 3.6736 | 3.7764 | 3.8768 | 3.8698 | 4.0207 | 4.428 | 4.8503 | 4.8972 | 3.4136 | 3.5664 | 3.6668 | 3.3598 | 2.8007 | 2.998 | 3.3003 | 3.5772 | 3.5036 | 3.7064 | 3.6368 | 3.8398 | 3.6807 | 4.088 | 4.3303 | 4.3272 | MIS_MIDA | 0.00066968 | 0.0014568 | 0.0032009 | 0.005028 | 0.0050351 | 0.0050158 | 0.0031378 | 0.0030811 | 0.00026868 | 0.00023405 | 0.00023363 | 0.0058936 | 0.0088883 | 0.0088614 | 0.0058845 | 0.0042552 | 0.0028893 | 0.005863 | 0.0047031 | 0.0048657 | 0.01094 | 0.0049749 | 0.0042301 | 0.0040355
MIS_MNWI | 3.8136 | 3.9164 | 4.0068 | 3.9698 | 4.1007 | 4.498 | 6.1903 | 4.9672 | 3.5736 | 3.7164 | 3.8168 | 3.4798 | 2.9107 | 3.108 | 3.4103 | 3.6872 | 3.6636 | 3.8664 | 3.7868 | 3.9498 | 3.7907 | 4.198 | 4.4303 | 4.4372 | MIS_MNWI | 0.02278 | 0.023168 | 0.02347 | 0.027861 | 0.02935 | 0.030076 | 0.0066331 | 0.01911 | 0.02893 | 0.021822 | 0.016677 | 0.036624 | 0.041188 | 0.04024 | 0.037731 | 0.031582 | 0.032679 | 0.029729 | 0.035756 | 0.034238 | 0.05314 | 0.048218 | 0.039214 | 0.034775
MIS_MO | 3.4936 | 3.5964 | 3.7268 | 3.7298 | 3.8907 | 4.288 | 4.6903 | 4.7472 | 3.2536 | 3.4064 | 3.5068 | 3.2298 | 2.6707 | 2.858 | 3.1003 | 3.4072 | 3.3836 | 3.5964 | 3.5268 | 3.7398 | 3.5907 | 3.998 | 4.2603 | 4.2472 | MIS_MO | 0.00080218 | 0.00082451 | 0.00085432 | 0.0010513 | 0.0010028 | 0.0014502 | 0.0016988 | 0.0018904 | 0.0010611 | 0.0010317 | 0.00047118 | 0.0012582 | 0.0015935 | 0.0016809 | 0.0017552 | 0.001549 | 0.0023956 | 0.0025585 | 0.0038892 | 0.0051114 | 0.0068497 | 0.0069553 | 0.0068476 | 0.0087189
MIS_WOTA | 3.5336 | 3.6664 | 3.8268 | 3.8698 | 4.0507 | 4.438 | 4.8503 | 4.8872 | 3.3036 | 3.4764 | 3.5968 | 3.3598 | 2.8107 | 2.988 | 3.2803 | 3.5072 | 3.5236 | 3.7764 | 3.7468 | 4.1698 | 4.6507 | 5.088 | 6.2303 | 5.4072 | MIS_WOTA | 0.04208 | 0.040744 | 0.041463 | 0.038389 | 0.036641 | 0.035448 | 0.034333 | 0.032489 | 0.05739 | 0.055842 | 0.055525 | 0.048089 | 0.051155 | 0.046721 | 0.041133 | 0.04451 | 0.092603 | 0.09118 | 0.092302 | 0.090374 | 0.06679 | 0.060439 | 0.043857 | 0.072136
MIS_WUMS | 3.5536 | 3.6564 | 3.7468 | 3.6698 | 3.7807 | 4.178 | 4.5903 | 4.6472 | 3.3436 | 3.4864 | 3.5868 | 3.2198 | 2.6407 | 2.838 | 3.1403 | 3.4272 | 3.4436 | 3.6364 | 3.5668 | 3.6998 | 3.5307 | 3.938 | 4.1703 | 4.1772 | MIS_WUMS | 0.039267 | 0.03951 | 0.039671 | 0.039966 | 0.040049 | 0.046204 | 0.049423 | 0.057813 | 0.052862 | 0.052861 | 0.052893 | 0.052956 | 0.054699 | 0.063066 | 0.0683 | 0.082358 | 0.075207 | 0.074536 | 0.076204 | 0.078178 | 0.080327 | 0.087296 | 0.091539 | 0.11202
NENG_CT | 5.9536 | 7.0464 | 7.4668 | 7.6898 | 8.2707 | 8.478 | 8.6003 | 9.0072 | 3.7036 | 3.8864 | 3.9568 | 3.7198 | 3.3207 | 3.548 | 3.7503 | 3.9372 | 3.1836 | 3.4664 | 3.3768 | 3.5398 | 3.4307 | 3.808 | 4.1603 | 4.1372 | NENG_CT | 0.021753 | 0.018834 | 0.01836 | 0.016397 | 0.01556 | 0.018467 | 0.015633 | 0.016759 | 0.025794 | 0.02741 | 0.028099 | 0.019366 | 0.020124 | 0.023255 | 0.018085 | 0.018035 | 0.060622 | 0.060533 | 0.060441 | 0.055451 | 0.055748 | 0.055647 | 0.053392 | 0.05309
NENG_ME | 5.9336 | 7.0264 | 7.4468 | 7.6698 | 8.2507 | 8.458 | 8.5803 | 8.9872 | 3.6836 | 3.8664 | 3.9368 | 3.6998 | 3.3007 | 3.528 | 3.7303 | 3.9172 | 3.1636 | 3.4464 | 3.3568 | 3.5198 | 3.4107 | 3.788 | 4.1403 | 4.1172 | NENG_ME | 0.0046816 | 0.0026665 | 0.0011586 | 0.0003083 | 0.00045254 | 0.0010455 | 0.00086003 | 0.00079128 | 0.0027496 | 0.0038274 | 0.0023494 | 0.0013606 | 6.8512e-05 | 0.00033896 | 0.0023494 | 0.0023494 | 0.012866 | 0.013091 | 0.01301 | 0.0095947 | 0.0096001 | 0.0099419 | 0.0099365 | 0.0097723
NENGREST | 5.9336 | 7.0264 | 7.4468 | 7.6698 | 8.2507 | 8.458 | 8.5803 | 8.9872 | 3.6836 | 3.8664 | 3.9368 | 3.6998 | 3.3007 | 3.528 | 3.7303 | 3.9172 | 3.1636 | 3.4464 | 3.3568 | 3.5198 | 3.4107 | 3.788 | 4.1403 | 4.1172 | NENGREST | 0.033536 | 0.029421 | 0.029269 | 0.027433 | 0.023117 | 0.026681 | 0.02853 | 0.02552 | 0.044958 | 0.047464 | 0.049121 | 0.0319 | 0.034358 | 0.03383 | 0.025538 | 0.023829 | 0.12907 | 0.12899 | 0.12962 | 0.1039 | 0.10957 | 0.1094 | 0.091807 | 0.092247
NY_Z_A | 3.4736 | 3.5864 | 3.4168 | 3.6998 | 3.8607 | 4.218 | 4.5903 | 4.4972 | 3.0736 | 3.1264 | 3.0468 | 2.9498 | 2.4807 | 2.638 | 2.8803 | 2.9372 | 3.0436 | 3.2864 | 3.2268 | 3.4198 | 3.2907 | 3.608 | 4.0103 | 3.9372 | NY_Z_A | 0.0045693 | 0.0045693 | 0.0045693 | 0.0045693 | 0.0045693 | 0.0045693 | 0.0045693 | 0.0045693 | 0.0012723 | 0.0019237 | 0.0019258 | 0.001257 | 0.0015456 | 0.0017039 | 0.0015018 | 0.00141 | 0.0035582 | 0.0050736 | 0.004928 | 0.0048455 | 0.0050028 | 0.0042571 | 0.002762 | 0.0021332
NY_Z_B | 2.9636 | 2.9364 | 2.7468 | 3.1698 | 3.3707 | 3.728 | 4.1403 | 4.0372 | 2.6436 | 2.6264 | 2.5468 | 2.5198 | 2.0707 | 2.248 | 2.4703 | 2.5972 | 2.6936 | 2.8664 | 2.8168 | 3.0698 | 2.9707 | 3.278 | 3.7603 | 3.6672 | NY_Z_B | 0.0015152 | 0.0015214 | 0.0015607 | 0.0015607 | 0.0015209 | 0.0015201 | 0.0064778 | 0.014033 | 0.0020098 | 0.0020098 | 0.0020108 | 0.0018164 | 0.0020098 | 0.0020098 | 0.0080647 | 0.018267 | 0.0027807 | 0.0027937 | 0.0027807 | 0.0025391 | 0.0025391 | 0.0025184 | 0.011256 | 0.0254
NY_Z_C&E | 3.6836 | 3.8064 | 3.5768 | 3.8598 | 4.0807 | 4.428 | 4.8403 | 4.8272 | 2.9236 | 2.9364 | 2.8668 | 2.7598 | 2.2807 | 2.468 | 2.7103 | 2.8372 | 2.8536 | 3.0764 | 2.9968 | 3.2198 | 3.1107 | 3.438 | 3.8803 | 3.8072 | NY_Z_C&E | 0.016853 | 0.016891 | 0.019832 | 0.021065 | 0.02056 | 0.018789 | 0.017107 | 0.027106 | 0.01765 | 0.020076 | 0.019652 | 0.017551 | 0.019203 | 0.018287 | 0.017666 | 0.03156 | 0.030229 | 0.030481 | 0.030481 | 0.027997 | 0.028109 | 0.026228 | 0.025535 | 0.04447
NY_Z_D | 5.1236 | 5.5564 | 5.2568 | 5.2598 | 5.5007 | 5.818 | 6.2403 | 6.4172 | 3.4936 | 3.5464 | 3.4868 | 3.2398 | 2.7107 | 2.918 | 3.1903 | 3.3372 | 3.1836 | 3.4764 | 3.3568 | 3.5198 | 3.3907 | 3.748 | 4.1303 | 4.0772 | NY_Z_D | 0 | 0 | 0 | 0 | 0 | 0 | 0 | 0 | 0 | 0 | 0 | 0 | 0 | 0 | 0 | 0 | 0 | 0 | 0 | 0 | 0 | 0 | 0 | 0
NY_Z_F | 5.1236 | 5.5564 | 5.2568 | 5.2598 | 5.5007 | 5.818 | 6.2403 | 6.4172 | 3.4936 | 3.5464 | 3.4868 | 3.2398 | 2.7107 | 2.918 | 3.1903 | 3.3372 | 3.1836 | 3.4764 | 3.3568 | 3.5198 | 3.3907 | 3.748 | 4.1303 | 4.0772 | NY_Z_F | 0.024211 | 0.023367 | 0.028985 | 0.029082 | 0.029053 | 0.029082 | 0.029051 | 0.027381 | 0.032739 | 0.032771 | 0.032775 | 0.0245 | 0.032912 | 0.032912 | 0.015866 | 0.01385 | 0.051142 | 0.050264 | 0.051266 | 0.048159 | 0.049436 | 0.046843 | 0.04564 | 0.044285
NY_Z_G-I | 5.1236 | 5.5564 | 5.2568 | 5.2598 | 5.5007 | 5.818 | 6.2403 | 6.4172 | 3.4936 | 3.5464 | 3.4868 | 3.2398 | 2.7107 | 2.918 | 3.1903 | 3.3372 | 3.1836 | 3.4764 | 3.3568 | 3.5198 | 3.3907 | 3.748 | 4.1303 | 4.0772 | NY_Z_G-I | 0.022146 | 0.022086 | 0.022149 | 0.022265 | 0.022273 | 0.022225 | 0.022191 | 0.022334 | 0.030029 | 0.030037 | 0.030023 | 0.030022 | 0.030021 | 0.030021 | 0.030021 | 0.030021 | 0.046015 | 0.046016 | 0.046015 | 0.045212 | 0.045213 | 0.044859 | 0.043538 | 0.043699
NY_Z_J | 5.6536 | 6.1964 | 6.3368 | 6.9698 | 7.0507 | 7.298 | 7.7703 | 7.9972 | 3.5336 | 3.5864 | 3.5268 | 3.3098 | 2.7607 | 2.958 | 3.2203 | 3.3572 | 3.2136 | 3.5064 | 3.3968 | 3.5698 | 3.4407 | 3.788 | 4.1703 | 4.1372 | NY_Z_J | 0.019632 | 0.023711 | 0.02176 | 0.019031 | 0.021661 | 0.023836 | 0.020894 | 0.020848 | 0.04449 | 0.044624 | 0.044404 | 0.034808 | 0.039545 | 0.040829 | 0.038294 | 0.033562 | 0.084102 | 0.082891 | 0.080677 | 0.081754 | 0.083507 | 0.081849 | 0.069179 | 0.06593
NY_Z_K | 5.6536 | 6.1964 | 6.3368 | 6.9698 | 7.0507 | 7.298 | 7.7703 | 7.9972 | 3.5336 | 3.5864 | 3.5268 | 3.3098 | 2.7607 | 2.958 | 3.2203 | 3.3572 | 3.2136 | 3.5064 | 3.3968 | 3.5698 | 3.4407 | 3.788 | 4.1703 | 4.1372 | NY_Z_K | 0.0063064 | 0.0063979 | 0.003237 | 0.0031538 | 0.0031497 | 0.0031651 | 0.002709 | 0.0030592 | 0.011407 | 0.0090973 | 0.0079605 | 0.0070479 | 0.0088854 | 0.0085366 | 0.0054296 | 0.0054676 | 0.029762 | 0.029728 | 0.026707 | 0.021989 | 0.022071 | 0.020275 | 0.015979 | 0.016783
PJM_AP | 2.8036 | 2.8364 | 2.8168 | 3.0598 | 3.2807 | 3.708 | 4.1003 | 4.0672 | 2.4536 | 2.5164 | 2.4768 | 2.2998 | 1.8307 | 2.058 | 2.2103 | 2.4172 | 2.6136 | 2.8764 | 2.8368 | 2.9798 | 2.8907 | 3.288 | 3.7103 | 3.7572 | PJM_AP | 0.050521 | 0.058017 | 0.058017 | 0.058017 | 0.12285 | 0.16241 | 0.19483 | 0.21063 | 0.044327 | 0.044327 | 0.044327 | 0.051467 | 0.16118 | 0.21421 | 0.2486 | 0.24488 | 0.074028 | 0.073879 | 0.074028 | 0.073879 | 0.17933 | 0.24287 | 0.28717 | 0.30719
PJM_ATSI | 3.1336 | 3.2064 | 3.1868 | 3.3198 | 3.5207 | 3.928 | 4.2703 | 4.2272 | 2.8736 | 2.9664 | 2.9468 | 2.7598 | 2.2507 | 2.438 | 2.6503 | 2.8072 | 2.9836 | 3.2064 | 3.1368 | 3.3298 | 3.2007 | 3.578 | 3.8903 | 3.8472 | PJM_ATSI | 0.051825 | 0.053478 | 0.055582 | 0.075695 | 0.082918 | 0.090322 | 0.10917 | 0.12677 | 0.055478 | 0.066286 | 0.066364 | 0.098443 | 0.11149 | 0.12482 | 0.15592 | 0.16889 | 0.095725 | 0.096101 | 0.097327 | 0.13761 | 0.15196 | 0.16381 | 0.20437 | 0.23636
PJM_COMD | 3.5836 | 3.6864 | 3.7868 | 3.7898 | 3.9307 | 4.338 | 4.7603 | 4.8172 | 3.3336 | 3.4764 | 3.5768 | 3.2898 | 2.7207 | 2.928 | 3.2303 | 3.5072 | 3.4336 | 3.6364 | 3.5668 | 3.7798 | 3.6207 | 4.028 | 4.2903 | 4.2772 | PJM_COMD | 0.029012 | 0.029925 | 0.029937 | 0.031086 | 0.030413 | 0.026594 | 0.021657 | 0.020728 | 0.02562 | 0.024135 | 0.013865 | 0.0266 | 0.041841 | 0.039247 | 0.025984 | 0.011323 | 0.04552 | 0.047229 | 0.0493 | 0.050012 | 0.054854 | 0.039926 | 0.032343 | 0.038125
PJM_Dom | 3.6036 | 3.7064 | 3.8368 | 3.8398 | 4.0007 | 4.438 | 4.8703 | 4.9672 | 3.0236 | 3.0864 | 3.0568 | 2.6498 | 2.1307 | 2.378 | 2.5203 | 2.7572 | 3.3036 | 3.5264 | 3.4268 | 3.3198 | 3.2407 | 3.718 | 4.1303 | 4.5672 | PJM_Dom | 0.080875 | 0.086867 | 0.085702 | 0.093322 | 0.08561 | 0.071457 | 0.058137 | 0.048118 | 0.10387 | 0.10605 | 0.11008 | 0.12883 | 0.16036 | 0.14901 | 0.12871 | 0.10341 | 0.1461 | 0.15385 | 0.16403 | 0.1756 | 0.17555 | 0.1515 | 0.11294 | 0.069825
PJM_EMAC | 3.8436 | 3.9564 | 4.0668 | 4.0698 | 4.2307 | 4.658 | 5.0903 | 5.1872 | 3.0436 | 3.1364 | 3.0568 | 2.8098 | 2.3007 | 2.538 | 2.6803 | 2.9272 | 3.2136 | 3.5064 | 3.4168 | 3.4798 | 3.3807 | 3.798 | 4.2003 | 4.3472 | PJM_EMAC | 0.11524 | 0.13547 | 0.13158 | 0.14585 | 0.13938 | 0.1194 | 0.10286 | 0.07081 | 0.15365 | 0.17895 | 0.17959 | 0.19189 | 0.21011 | 0.20034 | 0.19194 | 0.15868 | 0.23681 | 0.25274 | 0.26788 | 0.27238 | 0.27383 | 0.24394 | 0.20767 | 0.17835
PJM_PENE | 2.6236 | 2.6164 | 2.4768 | 2.8698 | 3.1007 | 3.488 | 3.8803 | 3.7772 | 2.3436 | 2.3864 | 2.3368 | 2.2798 | 1.8307 | 2.028 | 2.2203 | 2.3672 | 2.4436 | 2.6764 | 2.6568 | 2.8898 | 2.8007 | 3.138 | 3.5803 | 3.4972 | PJM_PENE | 0.053625 | 0.055622 | 0.05837 | 0.055486 | 0.047815 | 0.042119 | 0.039383 | 0.058924 | 0.056434 | 0.062466 | 0.064093 | 0.063786 | 0.077199 | 0.072881 | 0.053695 | 0.079881 | 0.08659 | 0.083501 | 0.083825 | 0.082403 | 0.082272 | 0.082272 | 0.073861 | 0.11003
PJM_SMAC | 3.6636 | 3.7664 | 3.8968 | 3.8998 | 4.0807 | 4.508 | 4.9403 | 5.0272 | 2.8536 | 2.9364 | 2.8268 | 2.6498 | 2.1507 | 2.388 | 2.5203 | 2.7672 | 2.9536 | 3.2664 | 3.1768 | 3.3298 | 3.2107 | 3.618 | 4.0003 | 3.9672 | PJM_SMAC | 0.01897 | 0.019371 | 0.019356 | 0.02028 | 0.018554 | 0.018064 | 0.014614 | 0.010055 | 0.025586 | 0.025738 | 0.026722 | 0.027559 | 0.028471 | 0.023512 | 0.023138 | 0.0176 | 0.044356 | 0.042391 | 0.043241 | 0.044578 | 0.039497 | 0.035712 | 0.030425 | 0.036075
PJM_West | 3.2936 | 3.3864 | 3.4768 | 3.5098 | 3.6907 | 4.098 | 4.4903 | 4.5072 | 3.0236 | 3.1364 | 3.1768 | 2.8698 | 2.3307 | 2.538 | 2.7503 | 2.9872 | 3.2236 | 3.4264 | 3.3468 | 3.4798 | 3.4107 | 3.838 | 4.1603 | 4.2572 | PJM_West | 0.071793 | 0.07296 | 0.074597 | 0.082864 | 0.095487 | 0.10624 | 0.12268 | 0.1495 | 0.08825 | 0.094433 | 0.094517 | 0.094591 | 0.13091 | 0.14791 | 0.16657 | 0.20714 | 0.13586 | 0.1357 | 0.1449 | 0.14702 | 0.1723 | 0.17368 | 0.1972 | 0.24665
PJM_WMAC | 2.6736 | 2.6764 | 2.6068 | 2.9298 | 3.1607 | 3.568 | 3.9703 | 3.9072 | 2.2936 | 2.3364 | 2.2768 | 2.2098 | 1.7507 | 1.968 | 2.1303 | 2.3272 | 2.4136 | 2.6764 | 2.6468 | 2.8798 | 2.7907 | 3.138 | 3.5803 | 3.5072 | PJM_WMAC | 0.14933 | 0.16429 | 0.18139 | 0.16347 | 0.14923 | 0.16064 | 0.17649 | 0.20931 | 0.17152 | 0.17221 | 0.17222 | 0.17222 | 0.20438 | 0.21383 | 0.22266 | 0.24587 | 0.22016 | 0.22103 | 0.22118 | 0.21994 | 0.22005 | 0.22728 | 0.26265 | 0.31063
S_C_KY | 3.6036 | 3.7164 | 3.8568 | 3.8498 | 3.9907 | 4.398 | 4.8203 | 4.8572 | 3.3436 | 3.4464 | 3.5068 | 3.1098 | 2.5607 | 2.758 | 2.8603 | 3.2172 | 3.5636 | 3.7664 | 3.6668 | 3.7798 | 3.8507 | 4.298 | 4.6703 | 4.8272 | S_C_KY | 0.0098079 | 0.022131 | 0.026308 | 0.0405 | 0.051403 | 0.053549 | 0.055702 | 0.058483 | 0.011004 | 0.025059 | 0.03074 | 0.05227 | 0.066431 | 0.070551 | 0.077749 | 0.080465 | 0.023405 | 0.043222 | 0.05277 | 0.077077 | 0.094052 | 0.097971 | 0.10621 | 0.10884
S_C_TVA | 3.4936 | 3.5964 | 3.7368 | 3.7798 | 3.9407 | 4.328 | 4.7403 | 4.7872 | 3.2136 | 3.3464 | 3.4468 | 3.1598 | 2.6007 | 2.788 | 2.8603 | 3.2672 | 3.4736 | 3.6864 | 3.6268 | 3.9398 | 4.2307 | 4.658 | 5.0103 | 4.9772 | S_C_TVA | 0.12911 | 0.13054 | 0.12935 | 0.13381 | 0.13872 | 0.14401 | 0.14748 | 0.15789 | 0.17065 | 0.1719 | 0.1698 | 0.16917 | 0.178 | 0.18415 | 0.18791 | 0.19352 | 0.23126 | 0.2344 | 0.23572 | 0.22942 | 0.22043 | 0.23073 | 0.24826 | 0.26964
S_D_AECI | 3.4736 | 3.5864 | 3.7168 | 3.7298 | 3.8907 | 4.288 | 4.6803 | 4.7372 | 3.2336 | 3.3864 | 3.4968 | 3.2298 | 2.6707 | 2.858 | 3.0703 | 3.3872 | 3.4036 | 3.6064 | 3.5368 | 3.7698 | 3.6107 | 4.018 | 4.3003 | 4.2772 | S_D_AECI | 0.014563 | 0.016821 | 0.016152 | 0.017613 | 0.016447 | 0.01534 | 0.01444 | 0.0097039 | 0.009222 | 0.01603 | 0.014651 | 0.025669 | 0.029932 | 0.029932 | 0.026877 | 0.020912 | 0.028108 | 0.028489 | 0.028987 | 0.028814 | 0.038178 | 0.030898 | 0.025753 | 0.025526
S_SOU | 3.5036 | 3.6064 | 3.7468 | 3.8198 | 3.9907 | 4.378 | 4.7803 | 4.8172 | 3.2336 | 3.3964 | 3.5068 | 3.2798 | 2.7107 | 2.878 | 2.9903 | 3.3872 | 3.5436 | 3.7764 | 3.7268 | 4.1698 | 4.6807 | 5.108 | 5.5303 | 5.3172 | S_SOU | 0.21108 | 0.20319 | 0.20571 | 0.20781 | 0.2138 | 0.21292 | 0.22039 | 0.23906 | 0.28249 | 0.27794 | 0.27737 | 0.29135 | 0.33059 | 0.34828 | 0.37288 | 0.37597 | 0.41187 | 0.38072 | 0.39534 | 0.38157 | 0.36954 | 0.39069 | 0.42071 | 0.46802
S_VACA | 3.7836 | 3.8764 | 4.0168 | 4.0898 | 4.2507 | 4.658 | 5.0603 | 5.1372 | 3.3936 | 3.5164 | 3.6168 | 3.3498 | 2.7907 | 2.978 | 3.0003 | 3.4372 | 3.7236 | 3.9464 | 3.8868 | 4.1798 | 4.5407 | 4.988 | 5.3403 | 5.4172 | S_VACA | 0.12171 | 0.12714 | 0.12478 | 0.1627 | 0.18647 | 0.19244 | 0.20847 | 0.22768 | 0.13603 | 0.13519 | 0.135 | 0.18284 | 0.23322 | 0.24584 | 0.26109 | 0.27197 | 0.23304 | 0.22055 | 0.24545 | 0.29138 | 0.32031 | 0.35092 | 0.36652 | 0.41508
SPP_KIAM | 3.3136 | 3.4464 | 3.5868 | 3.5998 | 3.7607 | 4.158 | 4.5603 | 4.5872 | 3.0936 | 3.2564 | 3.3668 | 3.0998 | 2.5407 | 2.728 | 2.8703 | 3.2372 | 3.2936 | 3.5164 | 3.4568 | 3.7398 | 3.7707 | 4.148 | 4.4803 | 4.3772 | SPP_KIAM | 0.013207 | 0.013207 | 0.013207 | 0.014664 | 0.013207 | 0.013207 | 0.013207 | 0.012031 | 0.0084812 | 0.0086806 | 0.0050572 | 0.020064 | 0.020701 | 0.020064 | 0.020064 | 0.017901 | 0.028574 | 0.028574 | 0.028574 | 0.028574 | 0.028574 | 0.028574 | 0.028574 | 0.028574
SPP_N | 3.4336 | 3.5564 | 3.6968 | 3.6998 | 3.8607 | 4.258 | 4.6503 | 4.7072 | 3.2136 | 3.3664 | 3.4768 | 3.2098 | 2.6507 | 2.848 | 3.1003 | 3.3672 | 3.3836 | 3.5964 | 3.5368 | 3.7598 | 3.6307 | 4.018 | 4.3003 | 4.2472 | SPP_N | 0.0082703 | 0.0081762 | 0.0089414 | 0.011616 | 0.013186 | 0.0096775 | 0.0087309 | 0.0063583 | 0.0067742 | 0.012127 | 0.0084544 | 0.018248 | 0.026349 | 0.021382 | 0.016676 | 0.0093664 | 0.031531 | 0.035971 | 0.038455 | 0.033754 | 0.046657 | 0.049566 | 0.053857 | 0.056721
SPP_NEBR | 3.7336 | 3.8664 | 4.0068 | 4.0098 | 4.1707 | 4.568 | 4.9703 | 5.0172 | 3.5036 | 3.6764 | 3.7768 | 3.4998 | 2.9407 | 3.138 | 3.4303 | 3.6672 | 3.6636 | 3.8864 | 3.8168 | 4.0298 | 3.9007 | 4.278 | 4.5403 | 4.5072 | SPP_NEBR | 7.4386e-05 | 0.00029555 | 0.00028036 | 0.00081814 | 0.00076853 | 0.00083964 | 0.00086914 | 0.00025527 | 0 | 0 | 0 | 9.8276e-05 | 0.0002002 | 0.00016966 | 0.00015844 | 9.8276e-05 | 0.0049882 | 0.005146 | 0.0045889 | 0.004158 | 0.0053127 | 0.0076414 | 0.011108 | 0.0079796
SPP_SPS | 3.4036 | 3.5464 | 3.6968 | 3.6898 | 3.8707 | 4.258 | 4.6603 | 4.6872 | 3.1636 | 3.3364 | 3.4568 | 3.1698 | 2.6307 | 2.808 | 3.1003 | 3.3172 | 3.3636 | 3.6064 | 3.5668 | 3.8298 | 4.0007 | 4.378 | 5.2503 | 4.6472 | SPP_SPS | 0.0092367 | 0.0089032 | 0.011513 | 0.010783 | 0.010669 | 0.0068099 | 0.0017937 | 0.0018896 | 0.0057218 | 0.0052404 | 0.0033787 | 0.0082839 | 0.018536 | 0.014732 | 0.011003 | 0.0058858 | 0.027884 | 0.02774 | 0.029719 | 0.027079 | 0.026383 | 0.028545 | 0.020078 | 0.024161
SPP_WAUE | 3.3536 | 3.4664 | 3.5868 | 3.5798 | 3.7407 | 4.138 | 6.2503 | 4.6072 | 3.0936 | 3.2564 | 3.3668 | 3.0598 | 2.5107 | 2.708 | 3.0003 | 3.3072 | 3.1836 | 3.4064 | 3.3468 | 3.5298 | 3.3807 | 3.788 | 4.0103 | 4.0172 | SPP_WAUE | 0.0023356 | 0.0029887 | 0.002864 | 0.002864 | 0.002864 | 0.002864 | 8.8068e-05 | 0.00084966 | 0 | 0 | 0 | 0.0039173 | 0.0051573 | 0.0039965 | 0.0039173 | 0.00039102 | 0.0066972 | 0.0069025 | 0.007388 | 0.007184 | 0.0091557 | 0.0076075 | 0.0074884 | 0.0069731
SPP_WEST | 3.3136 | 3.4464 | 3.5868 | 3.5998 | 3.7607 | 4.158 | 4.5603 | 4.5872 | 3.0936 | 3.2564 | 3.3668 | 3.0998 | 2.5407 | 2.728 | 2.8703 | 3.2372 | 3.2936 | 3.5164 | 3.4568 | 3.7398 | 3.7707 | 4.148 | 4.4803 | 4.3772 | SPP_WEST | 0.066841 | 0.066719 | 0.069705 | 0.076594 | 0.086726 | 0.11106 | 0.11812 | 0.10874 | 0.081152 | 0.080351 | 0.081705 | 0.093314 | 0.14369 | 0.17961 | 0.18995 | 0.16373 | 0.14708 | 0.15567 | 0.16254 | 0.16391 | 0.20698 | 0.25566 | 0.28038 | 0.27148
WEC_BANC | 3.8836 | 3.9864 | 4.1668 | 3.8698 | 4.0307 | 4.448 | 4.9203 | 4.7972 | 3.4936 | 3.6764 | 3.7868 | 3.3698 | 2.7507 | 2.948 | 3.2303 | 3.3772 | 3.6736 | 3.9464 | 3.9068 | 3.7598 | 3.5507 | 3.948 | 4.0603 | 3.9672 | WEC_BANC | 0.016619 | 0.019192 | 0.017725 | 0.016562 | 0.01601 | 0.016533 | 0.016668 | 0.017466 | 0.020649 | 0.021825 | 0.022105 | 0.017199 | 0.01754 | 0.020098 | 0.02179 | 0.02386 | 0.029425 | 0.028821 | 0.029736 | 0.02359 | 0.024024 | 0.023846 | 0.026474 | 0.026976
WEC_CALN | 3.7736 | 3.8864 | 4.0668 | 3.8998 | 4.0707 | 4.418 | 4.8903 | 4.7972 | 3.3336 | 3.5164 | 3.6468 | 3.2898 | 2.7207 | 2.898 | 3.2303 | 3.3572 | 3.5336 | 3.8164 | 3.8168 | 3.8798 | 4.0907 | 4.318 | 5.0203 | 4.4372 | WEC_CALN | 0.10925 | 0.11246 | 0.11579 | 0.076497 | 0.076351 | 0.076851 | 0.078354 | 0.076776 | 0.12903 | 0.13997 | 0.14372 | 0.078888 | 0.077128 | 0.079813 | 0.085893 | 0.076595 | 0.1623 | 0.17494 | 0.17909 | 0.11549 | 0.11604 | 0.12335 | 0.13015 | 0.10079
WEC_LADW | 3.8536 | 3.9464 | 4.1268 | 3.8998 | 4.0607 | 4.448 | 4.9003 | 4.8272 | 3.3836 | 3.5664 | 3.6868 | 3.3198 | 2.7507 | 2.928 | 3.3003 | 3.4072 | 3.5736 | 3.8564 | 3.8468 | 3.9098 | 4.0807 | 4.478 | 5.4203 | 4.6772 | WEC_LADW | 0.035509 | 0.037515 | 0.037527 | 0.02033 | 0.019685 | 0.020307 | 0.021749 | 0.019554 | 0.040044 | 0.049494 | 0.050841 | 0.02033 | 0.020313 | 0.020629 | 0.021825 | 0.020562 | 0.058361 | 0.069398 | 0.06692 | 0.031105 | 0.040622 | 0.033738 | 0.030981 | 0.031204
WEC_SDGE | 3.8236 | 3.9064 | 4.0868 | 3.9398 | 4.1107 | 4.458 | 4.9103 | 4.8672 | 3.2736 | 3.4664 | 3.6068 | 3.2698 | 2.7507 | 2.918 | 3.3803 | 3.4372 | 3.4836 | 3.7764 | 3.7868 | 4.0698 | 4.6107 | 5.018 | 6.8003 | 5.3972 | WEC_SDGE | 0.014917 | 0.016557 | 0.017989 | 0.0069054 | 0.0062963 | 0.0064525 | 0.0075975 | 0.0031089 | 0.019561 | 0.024577 | 0.024581 | 0.0065913 | 0.0065716 | 0.0065988 | 0.0064706 | 0.0067428 | 0.029335 | 0.031097 | 0.031087 | 0.0090852 | 0.0029545 | 0.002958 | 0.0019679 | 0.002045
WECC_AZ | 3.4836 | 3.6064 | 3.7968 | 3.7398 | 3.9207 | 4.268 | 4.7003 | 4.6672 | 3.0936 | 3.2864 | 3.4168 | 3.0898 | 2.5707 | 2.738 | 3.1403 | 3.2472 | 3.3036 | 3.5964 | 3.6168 | 3.8998 | 4.4607 | 4.868 | 6.6503 | 5.2372 | WECC_AZ | 0.048509 | 0.036592 | 0.042247 | 0.052895 | 0.060267 | 0.069994 | 0.067221 | 0.074909 | 0.066374 | 0.057403 | 0.056321 | 0.093815 | 0.11237 | 0.11987 | 0.10395 | 0.11027 | 0.12616 | 0.11995 | 0.13056 | 0.15124 | 0.14758 | 0.16544 | 0.13434 | 0.16951
WECC_CO | 3.3736 | 3.5064 | 3.6668 | 3.6498 | 3.8107 | 4.208 | 4.5903 | 4.5872 | 3.0736 | 3.2664 | 3.3868 | 3.0698 | 2.5307 | 2.708 | 2.9403 | 3.1572 | 3.2136 | 3.4664 | 3.3968 | 3.6398 | 3.7107 | 4.118 | 4.7403 | 4.2572 | WECC_CO | 0.020068 | 0.034576 | 0.034236 | 0.03801 | 0.039631 | 0.044243 | 0.053868 | 0.062395 | 0.012593 | 0.022049 | 0.022207 | 0.026846 | 0.040781 | 0.043929 | 0.041806 | 0.050004 | 0.03045 | 0.043632 | 0.045931 | 0.049937 | 0.050215 | 0.05946 | 0.07065 | 0.083756
WECC_ID | 3.2836 | 3.4164 | 3.5568 | 3.5398 | 3.6807 | 4.088 | 4.4703 | 4.4672 | 2.9836 | 3.1864 | 3.3068 | 2.9598 | 2.4107 | 2.608 | 2.8303 | 3.0272 | 3.1236 | 3.3764 | 3.3268 | 3.4198 | 3.2407 | 3.668 | 3.7603 | 3.7072 | WECC_ID | 0.0036991 | 0.0036991 | 0.0036991 | 0.011943 | 0.016531 | 0.0245 | 0.032396 | 0.042643 | 0.0050143 | 0.0050143 | 0.0050143 | 0.0050143 | 0.0062848 | 0.017087 | 0.027791 | 0.041747 | 0.0069216 | 0.0069216 | 0.0069216 | 0.0069216 | 0.0087054 | 0.023586 | 0.03836 | 0.051146
WECC_IID | 3.8136 | 3.9064 | 4.0768 | 3.9298 | 4.1007 | 4.448 | 4.8903 | 4.8572 | 3.2736 | 3.4564 | 3.5968 | 3.2598 | 2.7407 | 2.908 | 3.3703 | 3.4272 | 3.4736 | 3.7664 | 3.7868 | 4.0598 | 4.6007 | 5.008 | 6.7803 | 5.3872 | WECC_IID | 0 | 0.00044103 | 0.00035414 | 0 | 0 | 0 | 0 | 0 | 0.00034815 | 0.001686 | 0.0013378 | 0 | 0 | 0 | 0 | 0 | 0.00069654 | 0.00069654 | 0.00069654 | 0 | 0 | 0 | 0 | 0
WECC_MT | 3.5436 | 3.6964 | 3.8368 | 3.8398 | 4.0107 | 4.408 | 4.8103 | 4.8572 | 3.3136 | 3.5064 | 3.6368 | 3.3298 | 2.8107 | 3.018 | 3.2803 | 3.6272 | 3.4136 | 3.6664 | 3.6268 | 3.7998 | 3.6507 | 4.068 | 4.2603 | 4.2872 | WECC_MT | - | - | - | - | - | - | - | - | - | - | - | - | - | - | - | - | - | - | - | - | - | - | - | -
WECC_NM | 3.2236 | 3.3564 | 3.5168 | 3.5298 | 3.7307 | 4.088 | 4.5003 | 4.5072 | 2.9436 | 3.1264 | 3.2468 | 2.9398 | 2.4407 | 2.598 | 2.9703 | 3.0872 | 3.1536 | 3.4264 | 3.4068 | 3.7298 | 4.2807 | 4.688 | 6.4303 | 5.0672 | WECC_NM | 0.0093816 | 0.0092482 | 0.0085349 | 0.0078712 | 0.0075097 | 0.0076145 | 0.0078537 | 0.0091803 | 0.012675 | 0.011959 | 0.010747 | 0.010041 | 0.011236 | 0.011639 | 0.010166 | 0.012575 | 0.019684 | 0.018776 | 0.018298 | 0.020736 | 0.018797 | 0.021211 | 0.016231 | 0.023282
WECC_NNV | 3.5136 | 3.6464 | 3.8168 | 3.7698 | 3.9407 | 4.288 | 4.7303 | 4.6672 | 3.1636 | 3.3564 | 3.4968 | 3.1598 | 2.6107 | 2.788 | 3.0303 | 3.2072 | 3.3436 | 3.6264 | 3.6168 | 3.6998 | 3.7607 | 3.918 | 4.0603 | 3.9072 | WECC_NNV | 0.0085853 | 0.0086898 | 0.0086738 | 0.0089398 | 0.0087297 | 0.01131 | 0.011916 | 0.013689 | 0.0047697 | 0.0050881 | 0.0020667 | 0.011733 | 0.011977 | 0.011869 | 0.01276 | 0.01156 | 0.002502 | 0.0023543 | 0.0024478 | 0.0024054 | 0.0036587 | 0.0047133 | 0.0062523 | 0.00787
WECC_PNW | 3.3936 | 3.5164 | 3.6668 | 3.5398 | 3.6907 | 4.108 | 4.5303 | 5.2372 | 3.0436 | 3.2364 | 3.3368 | 2.9698 | 2.4107 | 2.608 | 2.8403 | 3.1072 | 3.1736 | 3.4264 | 3.3768 | 3.3798 | 3.2107 | 3.638 | 3.7303 | 3.6972 | WECC_PNW | 0.072581 | 0.072581 | 0.072581 | 0.07298 | 0.072484 | 0.072484 | 0.072484 | 0.072484 | 0.083057 | 0.084266 | 0.084266 | 0.084266 | 0.084266 | 0.084266 | 0.084266 | 0.084266 | 0.044582 | 0.04281 | 0.037254 | 0.06339 | 0.056294 | 0.056386 | 0.057946 | 0.049874
WECC_SCE | 3.7236 | 3.8264 | 4.0168 | 3.9098 | 4.0907 | 4.408 | 4.8803 | 4.8072 | 3.2536 | 3.4464 | 3.5868 | 3.2398 | 2.7107 | 2.878 | 3.2303 | 3.3472 | 3.4636 | 3.7464 | 3.7668 | 3.9298 | 4.3607 | 4.508 | 5.5003 | 4.6772 | WECC_SCE | 0.054143 | 0.073145 | 0.070846 | 0.030377 | 0.027775 | 0.031618 | 0.033286 | 0.042832 | 0.072279 | 0.075249 | 0.077842 | 0.045628 | 0.042527 | 0.045649 | 0.04708 | 0.05868 | 0.10148 | 0.10508 | 0.10291 | 0.047029 | 0.036076 | 0.047581 | 0.04873 | 0.079564
WECC_SNV | 3.5636 | 3.6964 | 3.8968 | 3.8298 | 4.0107 | 4.318 | 4.8003 | 4.6972 | 3.1736 | 3.3664 | 3.5068 | 3.1598 | 2.6307 | 2.788 | 3.0403 | 3.2072 | 3.3736 | 3.6764 | 3.6968 | 3.7498 | 4.0707 | 3.958 | 4.1603 | 3.9172 | WECC_SNV | 0.043205 | 0.037431 | 0.038503 | 0.039728 | 0.040795 | 0.04285 | 0.045081 | 0.047557 | 0.049407 | 0.043791 | 0.042924 | 0.047096 | 0.051079 | 0.053724 | 0.057605 | 0.058316 | 0.072942 | 0.068646 | 0.068768 | 0.081311 | 0.08802 | 0.092759 | 0.12754 | 0.12374
WECC_UT | 3.2736 | 3.4164 | 3.5668 | 3.5498 | 3.7107 | 4.098 | 4.4803 | 4.4672 | 2.9836 | 3.1764 | 3.2968 | 2.9698 | 2.4307 | 2.608 | 2.8803 | 3.0372 | 3.1336 | 3.4164 | 3.3768 | 3.5498 | 3.6107 | 4.018 | 4.6303 | 4.1472 | WECC_UT | 0.021098 | 0.021555 | 0.021555 | 0.021887 | 0.022526 | 0.022743 | 0.022972 | 0.023269 | 0.017861 | 0.017896 | 0.018224 | 0.021005 | 0.031134 | 0.031134 | 0.028637 | 0.028637 | 0.015546 | 0.0090598 | 0.0076859 | 0.010369 | 0.011564 | 0.012043 | 0.0096186 | 0.016058
WECC_WY | 3.3136 | 3.4364 | 3.5768 | 3.5598 | 3.7107 | 4.108 | 4.4803 | 4.4972 | 3.0336 | 3.2164 | 3.3368 | 3.0198 | 2.4707 | 2.658 | 2.9403 | 3.1372 | 3.1636 | 3.4164 | 3.3668 | 3.5098 | 3.3407 | 3.748 | 3.8803 | 3.8572 | WECC_WY | 1.917e-06 | 7.8618e-06 | 0 | 0.0013332 | 0.0013332 | 0.0013466 | 0.0013722 | 0.001383 | 0 | 0 | 0 | 2.8632e-05 | 9.3928e-05 | 0.0001037 | 5.2465e-05 | 5.2465e-05 | 0.00012433 | 0.00012433 | 8.9587e-05 | 0.00013502 | 0.00014851 | 0.00031448 | 0.00014851 | 0.00014851