{"text_format":"3","workbook":"xlsx","n_sheets":3,"sheets":["NEEDS v6_Active","NEEDS v6_Retired_Through2021","Key to Emission Control"],"not_rendered":{"external_links":3,"defined_names":212},"read":"whole","date_system":"1900"}

{"sheet":"NEEDS v6_Active","index":0,"n_rows":18825,"n_cols":50,"rows_kept":2250,"cut":true,"bounds":{"rows_first":1000,"rows_last":250,"rows_between":1000,"halvings":1}}
["Plant Name","UniqueID_Final","ORIS Plant Code","Boiler/Generator/Committed Unit","Unit ID","CAMD Database UnitID","PlantType","Combustion Turbine/IC Engine","Region Name","State Name","State Code","County","County Code","FIPS5","Capacity (MW)","Heat Rate (Btu/kWh)","On Line Year","Retirement Year","Firing","Bottom","Cogen?","Modeled Fuels","Wet/DryScrubber","Scrubber_Online_Year","Scrubber Efficiency","NOx Comb Control","NOx Post-Comb Control","SCR_Online_Year","SNCR_Online_Year","PM Control","FlueGasConditioning_Flag","Mercury_Controls","ACI_Online_Year","Mercury_Controls Efficiency","SO2 Permit Rate (lbs/mmBtu)","Mode 1 NOx Rate (lbs/mmBtu)","Mode 2 NOx Rate (lbs/mmBtu)","Mode 3 NOx Rate  (lbs/mmBtu)","Mode 4 NOx Rate  (lbs/mmBtu)","Hg EMF for BIT","Hg EMF for SUB","Hg EMF for LIG","HCL Removal","DSI Unit","DSI Online Year","CCS","CCS Removal","C2G","C2G Online Year","BART Affected Unit"]
["Bankhead Dam","2_G_1",2,"G","1",null,"Hydro",null,"S_SOU","Alabama",1,"Tuscaloosa",125,"01125",56,0,1963,9999,null,null,"N","Hydro",{"$nulls":13},0,0,0,0]
["Barry","3_B_4",3,"B","4",4,"Coal Steam",null,"S_SOU","Alabama",1,"Mobile",97,"01097",362,10060,1969,9999,"tangential","dry","N","Bituminous",null,null,0.5,"LNC2","SNCR",null,"2006","ESPC","Yes","ACI",2016,null,1.8,0.452,0.29403,0.139,0.139,0.1,0.1,0.1,0.9,"Yes","2016"]
["Barry","3_B_5",3,"B","5",5,"Coal Steam",null,"S_SOU","Alabama",1,"Mobile",97,"01097",726,10296,1971,9999,"tangential","dry","N","Bituminous","Wet Scrubber",2010,0.95,"LNC2","SCR",2008,null,"ESPC + WS","Yes","ACI",2016,null,1.8,0.3085,0.07604,0.3085,0.07604,0.1,0.1,0.1,0.99]
["Barry","3_G_A1CT",3,"G","A1CT",6,"Combined Cycle",null,"S_SOU","Alabama",1,"Mobile",97,"01097",154,7056,2000,9999,null,null,"N","Natural Gas",{"$nulls":3},"DLNB","SCR",{"$nulls":7},1E-3,0.00825,0.00825,0.00825,0.00825]
["Barry","3_G_A1CT2",3,"G","A1CT2",7,"Combined Cycle",null,"S_SOU","Alabama",1,"Mobile",97,"01097",154,7056,2000,9999,null,null,"N","Natural Gas",{"$nulls":3},"DLNB","SCR",{"$nulls":8},0.00825,0.00825,0.00825,0.00825]
["Barry","3_G_A1ST",3,"G","A1ST",null,"Combined Cycle",null,"S_SOU","Alabama",1,"Mobile",97,"01097",173,7056,2000,9999,null,null,"N","Natural Gas",{"$nulls":3},"DLNB","SCR",2000,{"$nulls":6},1E-3,0.00825,0.00825,0.00825,0.00825]
["Barry","3_G_A2C1",3,"G","A2C1",8,"Combined Cycle",null,"S_SOU","Alabama",1,"Mobile",97,"01097",154,7056,2000,9999,null,null,"N","Natural Gas",{"$nulls":3},"DLNB","SCR",{"$nulls":7},1E-3,8.09E-3,8.09E-3,8.09E-3,8.09E-3]
["Barry","3_G_A2C2",3,"G","A2C2",9,"Combined Cycle",null,"S_SOU","Alabama",1,"Mobile",97,"01097",154,7056,2000,9999,null,null,"N","Natural Gas",{"$nulls":3},"DLNB","SCR",{"$nulls":7},1E-3,8.09E-3,8.09E-3,8.09E-3,8.09E-3]
["Barry","3_G_A2ST",3,"G","A2ST",null,"Combined Cycle",null,"S_SOU","Alabama",1,"Mobile",97,"01097",173,7056,2000,9999,null,null,"N","Natural Gas",{"$nulls":3},"DLNB","SCR",2001,{"$nulls":6},1E-3,8.09E-3,8.09E-3,8.09E-3,8.09E-3]
["Walter Bouldin Dam","4_G_1",4,"G","1",null,"Hydro",null,"S_SOU","Alabama",1,"Elmore",51,"01051",75.3,0,1967,9999,null,null,"N","Hydro",{"$nulls":13},0,0,0,0]
["Walter Bouldin Dam","4_G_2",4,"G","2",null,"Hydro",null,"S_SOU","Alabama",1,"Elmore",51,"01051",75.3,0,1967,9999,null,null,"N","Hydro",{"$nulls":13},0,0,0,0]
["Walter Bouldin Dam","4_G_3",4,"G","3",null,"Hydro",null,"S_SOU","Alabama",1,"Elmore",51,"01051",75.3,0,1967,9999,null,null,"N","Hydro",{"$nulls":13},0,0,0,0]
["Gadsden","7_B_1",7,"B","1",11,"O/G Steam","","S_SOU","Alabama",1,"Etowah",55,"01055",64,14031,1949,9999,"tangential","","Y","Natural Gas","","","","","","","",{"$nulls":5},4,0.1089,0.1089,0.1089,0.1089]
["Gadsden","7_B_2",7,"B","2",12,"O/G Steam","","S_SOU","Alabama",1,"Etowah",55,"01055",66,14031,1949,9999,"tangential","","Y","Natural Gas","","","","","","","",{"$nulls":5},4,0.1144,0.1144,0.1144,0.1144]
["Gorgas","8_B_10",8,"B","10",13,"Coal Steam",null,"S_SOU","Alabama",1,"Walker",127,"01127",703,9954,1972,9999,"tangential","dry","N","Bituminous","Wet Scrubber",2016,0.95,"LNC2","SCR",2016,null,"ESPC + B + WS","Yes","ACI",2016,null,4,0.1,0.1,0.1,0.1,0.1,0.1,0.1,0.99]
["Gorgas","8_B_8",8,"B","8",17,"Coal Steam",null,"S_SOU","Alabama",1,"Walker",127,"01127",161,10565,1956,9999,"tangential","dry","N","Bituminous","Wet Scrubber",2016,0.95,"LNC3",{"$nulls":3},"ESPH + B + WS","No","ACI",2016,null,4,0.3547,0.2956,0.3547,0.2956,0.1,0.1,0.1,0.99]
["Gorgas","8_B_9",8,"B","9",18,"Coal Steam",null,"S_SOU","Alabama",1,"Walker",127,"01127",170,10465,1958,9999,"tangential","dry","N","Bituminous","Wet Scrubber",2016,0.95,"LNC3",{"$nulls":3},"ESPH + B + WS","No","ACI",2016,null,4,0.3547,0.2956,0.3547,0.2956,0.1,0.1,0.1,0.99]
["Copper","9_G_1",9,"G","1",90211,"Combustion Turbine",null,"WECC_NM","Texas",48,"El Paso",141,"48141",62,17468,1980,9999,null,null,"N","Natural Gas, Distillate Fuel Oil",{"$nulls":3},"H2O",{"$nulls":8},3,0.28254,0.28254,0.28254,0.28254]
["Greene County","10_B_1",10,"B","1",19,"O/G Steam",null,"S_SOU","Alabama",1,"Greene",63,"01063",254,10120,1965,9999,"cell","dry","N","Natural Gas",{"$nulls":3},"LNCB",{"$nulls":8},4,0.11743,0.11743,0.11743,0.11743]
["Greene County","10_B_2",10,"B","2",20,"O/G Steam",null,"S_SOU","Alabama",1,"Greene",63,"01063",254,10018,1966,9999,"wall","dry","N","Natural Gas",{"$nulls":3},"LNB + OFA",{"$nulls":8},4,0.12492,0.12492,0.12492,0.12492]
["Greene County","10_G_GT10",10,"G","GT10",21,"Combustion Turbine",null,"S_SOU","Alabama",1,"Greene",63,"01063",85,14380,1996,9999,null,null,"N","Natural Gas",{"$nulls":3},"H2O",{"$nulls":8},1E-3,0.08305,0.08305,0.08305,0.08305]
["Greene County","10_G_GT2",10,"G","GT2",22,"Combustion Turbine",null,"S_SOU","Alabama",1,"Greene",63,"01063",84,14380,1996,9999,null,null,"N","Natural Gas",{"$nulls":3},"H2O",{"$nulls":8},1E-3,0.08205,0.08205,0.08205,0.08205]
["Greene County","10_G_GT3",10,"G","GT3",23,"Combustion Turbine",null,"S_SOU","Alabama",1,"Greene",63,"01063",82,14380,1995,9999,null,null,"N","Natural Gas",{"$nulls":3},"H2O",{"$nulls":8},1E-3,0.07156,0.07156,0.07156,0.07156]
["Greene County","10_G_GT4",10,"G","GT4",24,"Combustion Turbine",null,"S_SOU","Alabama",1,"Greene",63,"01063",81,14380,1995,9999,null,null,"N","Natural Gas",{"$nulls":3},"H2O",{"$nulls":8},1E-3,0.08209,0.08209,0.08209,0.08209]
["Greene County","10_G_GT5",10,"G","GT5",25,"Combustion Turbine",null,"S_SOU","Alabama",1,"Greene",63,"01063",82,14380,1995,9999,null,null,"N","Natural Gas",{"$nulls":3},"H2O",{"$nulls":8},1E-3,0.06637,0.06637,0.06637,0.06637]
["Greene County","10_G_GT6",10,"G","GT6",26,"Combustion Turbine",null,"S_SOU","Alabama",1,"Greene",63,"01063",81,14380,1995,9999,null,null,"N","Natural Gas",{"$nulls":3},"H2O",{"$nulls":8},1E-3,0.06733,0.06733,0.06733,0.06733]
["Greene County","10_G_GT7",10,"G","GT7",27,"Combustion Turbine",null,"S_SOU","Alabama",1,"Greene",63,"01063",80,14380,1995,9999,null,null,"N","Natural Gas",{"$nulls":3},"H2O",{"$nulls":8},1E-3,0.08372,0.08372,0.08372,0.08372]
["Greene County","10_G_GT8",10,"G","GT8",28,"Combustion Turbine",null,"S_SOU","Alabama",1,"Greene",63,"01063",83,14380,1996,9999,null,null,"N","Natural Gas",{"$nulls":3},"H2O",{"$nulls":8},1E-3,0.07815,0.07815,0.07815,0.07815]
["Greene County","10_G_GT9",10,"G","GT9",29,"Combustion Turbine",null,"S_SOU","Alabama",1,"Greene",63,"01063",82,14380,1996,9999,null,null,"N","Natural Gas",{"$nulls":3},"H2O",{"$nulls":8},1E-3,0.07458,0.07458,0.07458,0.07458]
["H Neely Henry Dam","11_G_1",11,"G","1",null,"Hydro",null,"S_SOU","Alabama",1,"Calhoun",15,"01015",23.3,0,1966,9999,null,null,"N","Hydro",{"$nulls":13},0,0,0,0]
["H Neely Henry Dam","11_G_2",11,"G","2",null,"Hydro",null,"S_SOU","Alabama",1,"Calhoun",15,"01015",23.3,0,1966,9999,null,null,"N","Hydro",{"$nulls":13},0,0,0,0]
["H Neely Henry Dam","11_G_3",11,"G","3",null,"Hydro",null,"S_SOU","Alabama",1,"Calhoun",15,"01015",23.4,0,1966,9999,null,null,"N","Hydro",{"$nulls":13},0,0,0,0]
["Holt Dam","12_G_1",12,"G","1",null,"Hydro",null,"S_SOU","Alabama",1,"Tuscaloosa",125,"01125",45,0,1968,9999,null,null,"N","Hydro",{"$nulls":13},0,0,0,0]
["Jordan Dam","13_G_1",13,"G","1",null,"Hydro",null,"S_SOU","Alabama",1,"Elmore",51,"01051",25,0,1929,9999,null,null,"N","Hydro",{"$nulls":13},0,0,0,0]
["Jordan Dam","13_G_2",13,"G","2",null,"Hydro",null,"S_SOU","Alabama",1,"Elmore",51,"01051",25,0,1929,9999,null,null,"N","Hydro",{"$nulls":13},0,0,0,0]
["Jordan Dam","13_G_3",13,"G","3",null,"Hydro",null,"S_SOU","Alabama",1,"Elmore",51,"01051",25,0,1929,9999,null,null,"N","Hydro",{"$nulls":13},0,0,0,0]
["Jordan Dam","13_G_4",13,"G","4",null,"Hydro",null,"S_SOU","Alabama",1,"Elmore",51,"01051",25,0,1929,9999,null,null,"N","Hydro",{"$nulls":13},0,0,0,0]
["Logan Martin Dam","14_G_1",14,"G","1",null,"Hydro",null,"S_SOU","Alabama",1,"Talladega",121,"01121",45,0,1964,9999,null,null,"N","Hydro",{"$nulls":13},0,0,0,0]
["Logan Martin Dam","14_G_2",14,"G","2",null,"Hydro",null,"S_SOU","Alabama",1,"Talladega",121,"01121",45,0,1964,9999,null,null,"N","Hydro",{"$nulls":13},0,0,0,0]
["Logan Martin Dam","14_G_3",14,"G","3",null,"Hydro",null,"S_SOU","Alabama",1,"Talladega",121,"01121",45,0,1964,9999,null,null,"N","Hydro",{"$nulls":13},0,0,0,0]
["Lay Dam","15_G_1",15,"G","1",null,"Hydro",null,"S_SOU","Alabama",1,"Chilton",21,"01021",29.8,0,1968,9999,null,null,"N","Hydro",{"$nulls":13},0,0,0,0]
["Lay Dam","15_G_2",15,"G","2",null,"Hydro",null,"S_SOU","Alabama",1,"Chilton",21,"01021",29.8,0,1968,9999,null,null,"N","Hydro",{"$nulls":13},0,0,0,0]
["Lay Dam","15_G_3",15,"G","3",null,"Hydro",null,"S_SOU","Alabama",1,"Chilton",21,"01021",29.8,0,1967,9999,null,null,"N","Hydro",{"$nulls":13},0,0,0,0]
["Lay Dam","15_G_4",15,"G","4",null,"Hydro",null,"S_SOU","Alabama",1,"Chilton",21,"01021",29.8,0,1967,9999,null,null,"N","Hydro",{"$nulls":13},0,0,0,0]
["Lay Dam","15_G_5",15,"G","5",null,"Hydro",null,"S_SOU","Alabama",1,"Chilton",21,"01021",29.8,0,1967,9999,null,null,"N","Hydro",{"$nulls":13},0,0,0,0]
["Lay Dam","15_G_6",15,"G","6",null,"Hydro",null,"S_SOU","Alabama",1,"Chilton",21,"01021",29.8,0,1967,9999,null,null,"N","Hydro",{"$nulls":13},0,0,0,0]
["Martin Dam","16_G_1",16,"G","1",null,"Hydro",null,"S_SOU","Alabama",1,"Elmore",51,"01051",46.5,0,1927,9999,null,null,"N","Hydro",{"$nulls":13},0,0,0,0]
["Martin Dam","16_G_2",16,"G","2",null,"Hydro",null,"S_SOU","Alabama",1,"Elmore",51,"01051",46.5,0,1927,9999,null,null,"N","Hydro",{"$nulls":13},0,0,0,0]
["Martin Dam","16_G_3",16,"G","3",null,"Hydro",null,"S_SOU","Alabama",1,"Elmore",51,"01051",46.5,0,1927,9999,null,null,"N","Hydro",{"$nulls":13},0,0,0,0]
["Martin Dam","16_G_4",16,"G","4",null,"Hydro",null,"S_SOU","Alabama",1,"Elmore",51,"01051",46.5,0,1952,9999,null,null,"N","Hydro",{"$nulls":13},0,0,0,0]
["Mitchell Dam","17_G_4",17,"G","4",null,"Hydro",null,"S_SOU","Alabama",1,"Coosa",37,"01037",19.5,0,1949,9999,null,null,"N","Hydro",{"$nulls":13},0,0,0,0]
["Mitchell Dam","17_G_5",17,"G","5",null,"Hydro",null,"S_SOU","Alabama",1,"Coosa",37,"01037",48.8,0,1985,9999,null,null,"N","Hydro",{"$nulls":13},0,0,0,0]
["Mitchell Dam","17_G_6",17,"G","6",null,"Hydro",null,"S_SOU","Alabama",1,"Coosa",37,"01037",48.8,0,1985,9999,null,null,"N","Hydro",{"$nulls":13},0,0,0,0]
["Mitchell Dam","17_G_7",17,"G","7",null,"Hydro",null,"S_SOU","Alabama",1,"Coosa",37,"01037",48.8,0,1985,9999,null,null,"N","Hydro",{"$nulls":13},0,0,0,0]
["Lewis Smith Dam","18_G_1",18,"G","1",null,"Hydro",null,"S_SOU","Alabama",1,"Walker",127,"01127",90,0,1961,9999,null,null,"N","Hydro",{"$nulls":13},0,0,0,0]
["Lewis Smith Dam","18_G_2",18,"G","2",null,"Hydro",null,"S_SOU","Alabama",1,"Walker",127,"01127",90,0,1962,9999,null,null,"N","Hydro",{"$nulls":13},0,0,0,0]
["Thurlow Dam","19_G_1",19,"G","1",null,"Hydro",null,"S_SOU","Alabama",1,"Elmore",51,"01051",34,0,1931,9999,null,null,"N","Hydro",{"$nulls":13},0,0,0,0]
["Thurlow Dam","19_G_2",19,"G","2",null,"Hydro",null,"S_SOU","Alabama",1,"Elmore",51,"01051",34,0,1931,9999,null,null,"N","Hydro",{"$nulls":13},0,0,0,0]
["Thurlow Dam","19_G_3",19,"G","3",null,"Hydro",null,"S_SOU","Alabama",1,"Elmore",51,"01051",10,0,1931,9999,null,null,"N","Hydro",{"$nulls":13},0,0,0,0]
["Weiss Dam","20_G_1",20,"G","1",null,"Hydro",null,"S_SOU","Alabama",1,"Cherokee",19,"01019",24.7,0,1962,9999,null,null,"N","Hydro",{"$nulls":13},0,0,0,0]
["Weiss Dam","20_G_2",20,"G","2",null,"Hydro",null,"S_SOU","Alabama",1,"Cherokee",19,"01019",24.7,0,1961,9999,null,null,"N","Hydro",{"$nulls":13},0,0,0,0]
["Weiss Dam","20_G_3",20,"G","3",null,"Hydro",null,"S_SOU","Alabama",1,"Cherokee",19,"01019",24.7,0,1961,9999,null,null,"N","Hydro",{"$nulls":13},0,0,0,0]
["Yates Dam","21_G_1",21,"G","1",null,"Hydro",null,"S_SOU","Alabama",1,"Elmore",51,"01051",23.5,0,1928,9999,null,null,"N","Hydro",{"$nulls":13},0,0,0,0]
["Yates Dam","21_G_2",21,"G","2",null,"Hydro",null,"S_SOU","Alabama",1,"Elmore",51,"01051",23.5,0,1928,9999,null,null,"N","Hydro",{"$nulls":13},0,0,0,0]
["E C Gaston","26_B_1",26,"B","1",30,"O/G Steam",null,"S_SOU","Alabama",1,"Shelby",117,"01117",254,10005,1960,9999,"wall","dry","N","Natural Gas",{"$nulls":3},"LNB + OFA",{"$nulls":8},3.8,0.13227,0.13227,0.13227,0.13227]
["E C Gaston","26_B_2",26,"B","2",31,"O/G Steam",null,"S_SOU","Alabama",1,"Shelby",117,"01117",256,10085,1960,9999,"wall","dry","N","Natural Gas",{"$nulls":3},"LNB",{"$nulls":8},3.8,0.14698,0.14698,0.14698,0.14698]
["E C Gaston","26_B_3",26,"B","3",32,"O/G Steam",null,"S_SOU","Alabama",1,"Shelby",117,"01117",254,10177,1961,9999,"wall","dry","N","Natural Gas",{"$nulls":3},"LNB",{"$nulls":8},3.8,0.13066,0.13066,0.13066,0.13066]
["E C Gaston","26_B_4",26,"B","4",33,"O/G Steam",null,"S_SOU","Alabama",1,"Shelby",117,"01117",256,10066,1962,9999,"wall","dry","N","Natural Gas",{"$nulls":3},"LNB",{"$nulls":8},3.8,0.12939,0.12939,0.12939,0.12939]
["E C Gaston","26_B_5",26,"B","5",34,"Coal Steam",null,"S_SOU","Alabama",1,"Shelby",117,"01117",832,9986,1974,9999,"tangential","dry","N","Bituminous","Wet Scrubber",2010,0.95,"LNC2","SCR",2006,null,"ESPH + B + WS","Yes","ACI",2016,null,3.8,0.2397,0.07669,0.2397,0.07669,0.1,0.1,0.1,0.99]
["E C Gaston","26_G_GT4",26,"G","GT4",null,"Combustion Turbine",null,"S_SOU","Alabama",1,"Shelby",117,"01117",16,22414,1970,9999,null,null,"N","Distillate Fuel Oil",{"$nulls":12},0.5,0.93442,0.93442,0.93442,0.93442]
["Madelia","30_G_1",30,"G","1",null,"Combustion Turbine","IC Engine","MIS_MNWI","Minnesota",27,"Watonwan",165,"27165",3.1,12822,2001,9999,null,null,"N","Natural Gas, Distillate Fuel Oil",{"$nulls":13},0.39755,0.39755,0.39755,0.39755]
["Madelia","30_G_2",30,"G","2",null,"Combustion Turbine","IC Engine","MIS_MNWI","Minnesota",27,"Watonwan",165,"27165",1.5,12822,1965,9999,null,null,"N","Natural Gas, Distillate Fuel Oil",{"$nulls":13},0.39755,0.39755,0.39755,0.39755]
["Madelia","30_G_3",30,"G","3",null,"Combustion Turbine","IC Engine","MIS_MNWI","Minnesota",27,"Watonwan",165,"27165",0.9,12822,1959,9999,null,null,"N","Natural Gas, Distillate Fuel Oil",{"$nulls":13},0.39755,0.39755,0.39755,0.39755]
["Madelia","30_G_4",30,"G","4",null,"Combustion Turbine","IC Engine","MIS_MNWI","Minnesota",27,"Watonwan",165,"27165",3.7,12822,1973,9999,null,null,"N","Natural Gas, Distillate Fuel Oil",{"$nulls":13},0.39755,0.39755,0.39755,0.39755]
["Madelia","30_G_5",30,"G","5",null,"Combustion Turbine","IC Engine","MIS_MNWI","Minnesota",27,"Watonwan",165,"27165",1.1,12822,1954,9999,null,null,"N","Natural Gas, Distillate Fuel Oil",{"$nulls":13},0.39755,0.39755,0.39755,0.39755]
["Rollins","34_G_1P",34,"G","1P",null,"Hydro",null,"WEC_CALN","California",6,"Placer",61,"06061",12.1,0,1980,9999,null,null,"N","Hydro",{"$nulls":13},0,0,0,0]
["Millers Ferry","38_G_1",38,"G","1",null,"Hydro",null,"S_SOU","Alabama",1,"Wilcox",131,"01131",30,0,1970,9999,null,null,"N","Hydro",{"$nulls":13},0,0,0,0]
["Millers Ferry","38_G_2",38,"G","2",null,"Hydro",null,"S_SOU","Alabama",1,"Wilcox",131,"01131",30,0,1970,9999,null,null,"N","Hydro",{"$nulls":13},0,0,0,0]
["Millers Ferry","38_G_3",38,"G","3",null,"Hydro",null,"S_SOU","Alabama",1,"Wilcox",131,"01131",30,0,1970,9999,null,null,"N","Hydro",{"$nulls":13},0,0,0,0]
["Browns Ferry","46_G_1",46,"G","1",null,"Nuclear",null,"S_C_TVA","Alabama",1,"Limestone",83,"01083",1265.5,10456,1974,2054,null,null,"N","Nuclear Fuel",{"$nulls":13},0,0,0,0]
["Browns Ferry","46_G_2",46,"G","2",null,"Nuclear",null,"S_C_TVA","Alabama",1,"Limestone",83,"01083",1268.4,10456,1975,2055,null,null,"N","Nuclear Fuel",{"$nulls":13},0,0,0,0]
["Browns Ferry","46_G_3",46,"G","3",null,"Nuclear",null,"S_C_TVA","Alabama",1,"Limestone",83,"01083",1269.6,10456,1977,2057,null,null,"N","Nuclear Fuel",{"$nulls":13},0,0,0,0]
["Colbert","47_G_GT1",47,"G","GT1",88150,"Combustion Turbine",null,"S_C_TVA","Alabama",1,"Colbert",33,"01033",45.4,15039,1972,9999,null,null,"N","Natural Gas, Distillate Fuel Oil",{"$nulls":12},4,0.43593,0.43593,0.43593,0.43593]
["Colbert","47_G_GT2",47,"G","GT2",88151,"Combustion Turbine",null,"S_C_TVA","Alabama",1,"Colbert",33,"01033",45.4,15044,1972,9999,null,null,"N","Natural Gas, Distillate Fuel Oil",{"$nulls":12},4,0.42868,0.42868,0.42868,0.42868]
["Colbert","47_G_GT3",47,"G","GT3",88152,"Combustion Turbine",null,"S_C_TVA","Alabama",1,"Colbert",33,"01033",45.4,15044,1972,9999,null,null,"N","Natural Gas, Distillate Fuel Oil",{"$nulls":12},4,0.41631,0.41631,0.41631,0.41631]
["Colbert","47_G_GT4",47,"G","GT4",88153,"Combustion Turbine",null,"S_C_TVA","Alabama",1,"Colbert",33,"01033",45.4,15044,1972,9999,null,null,"N","Natural Gas, Distillate Fuel Oil",{"$nulls":12},4,0.41586,0.41586,0.41586,0.41586]
["Colbert","47_G_GT5",47,"G","GT5",88154,"Combustion Turbine",null,"S_C_TVA","Alabama",1,"Colbert",33,"01033",45.4,15044,1972,9999,null,null,"N","Natural Gas, Distillate Fuel Oil",{"$nulls":12},4,0.40593,0.40593,0.40593,0.40593]
["Colbert","47_G_GT6",47,"G","GT6",88155,"Combustion Turbine",null,"S_C_TVA","Alabama",1,"Colbert",33,"01033",45.4,15044,1972,9999,null,null,"N","Natural Gas, Distillate Fuel Oil",{"$nulls":12},4,0.42127,0.42127,0.42127,0.42127]
["Colbert","47_G_GT7",47,"G","GT7",88156,"Combustion Turbine",null,"S_C_TVA","Alabama",1,"Colbert",33,"01033",45.4,15044,1972,9999,null,null,"N","Natural Gas, Distillate Fuel Oil",{"$nulls":12},4,0.41193,0.41193,0.41193,0.41193]
["Colbert","47_G_GT8",47,"G","GT8",88157,"Combustion Turbine",null,"S_C_TVA","Alabama",1,"Colbert",33,"01033",45.4,15044,1972,9999,null,null,"N","Natural Gas, Distillate Fuel Oil",{"$nulls":12},4,0.43315,0.43315,0.43315,0.43315]
["Guntersville","48_G_1",48,"G","1",null,"Hydro",null,"S_C_TVA","Alabama",1,"Marshall",95,"01095",31,0,1939,9999,null,null,"N","Hydro",{"$nulls":13},0,0,0,0]
["Guntersville","48_G_2",48,"G","2",null,"Hydro",null,"S_C_TVA","Alabama",1,"Marshall",95,"01095",30.6,0,1939,9999,null,null,"N","Hydro",{"$nulls":13},0,0,0,0]
["Guntersville","48_G_3",48,"G","3",null,"Hydro",null,"S_C_TVA","Alabama",1,"Marshall",95,"01095",29.8,0,1939,9999,null,null,"N","Hydro",{"$nulls":13},0,0,0,0]
["Guntersville","48_G_4",48,"G","4",null,"Hydro",null,"S_C_TVA","Alabama",1,"Marshall",95,"01095",31.3,0,1952,9999,null,null,"N","Hydro",{"$nulls":13},0,0,0,0]
["Wheeler Dam","49_G_1",49,"G","1",null,"Hydro",null,"S_C_TVA","Alabama",1,"Lawrence",79,"01079",34.1,0,1936,9999,null,null,"N","Hydro",{"$nulls":13},0,0,0,0]
["Wheeler Dam","49_G_10",49,"G","10",null,"Hydro",null,"S_C_TVA","Alabama",1,"Lawrence",79,"01079",41.9,0,1963,9999,null,null,"N","Hydro",{"$nulls":13},0,0,0,0]
["Wheeler Dam","49_G_11",49,"G","11",null,"Hydro",null,"S_C_TVA","Alabama",1,"Lawrence",79,"01079",41.9,0,1963,9999,null,null,"N","Hydro",{"$nulls":13},0,0,0,0]
["Wheeler Dam","49_G_2",49,"G","2",null,"Hydro",null,"S_C_TVA","Alabama",1,"Lawrence",79,"01079",33.2,0,1937,9999,null,null,"N","Hydro",{"$nulls":13},0,0,0,0]
["Wheeler Dam","49_G_3",49,"G","3",null,"Hydro",null,"S_C_TVA","Alabama",1,"Lawrence",79,"01079",33.6,0,1941,9999,null,null,"N","Hydro",{"$nulls":13},0,0,0,0]
["Wheeler Dam","49_G_4",49,"G","4",null,"Hydro",null,"S_C_TVA","Alabama",1,"Lawrence",79,"01079",33.4,0,1941,9999,null,null,"N","Hydro",{"$nulls":13},0,0,0,0]
["Wheeler Dam","49_G_5",49,"G","5",null,"Hydro",null,"S_C_TVA","Alabama",1,"Lawrence",79,"01079",34.7,0,1948,9999,null,null,"N","Hydro",{"$nulls":13},0,0,0,0]
["Wheeler Dam","49_G_6",49,"G","6",null,"Hydro",null,"S_C_TVA","Alabama",1,"Lawrence",79,"01079",34.6,0,1949,9999,null,null,"N","Hydro",{"$nulls":13},0,0,0,0]
["Wheeler Dam","49_G_7",49,"G","7",null,"Hydro",null,"S_C_TVA","Alabama",1,"Lawrence",79,"01079",34.4,0,1949,9999,null,null,"N","Hydro",{"$nulls":13},0,0,0,0]
["Wheeler Dam","49_G_8",49,"G","8",null,"Hydro",null,"S_C_TVA","Alabama",1,"Lawrence",79,"01079",34.5,0,1950,9999,null,null,"N","Hydro",{"$nulls":13},0,0,0,0]
["Wheeler Dam","49_G_9",49,"G","9",null,"Hydro",null,"S_C_TVA","Alabama",1,"Lawrence",79,"01079",41.9,0,1962,9999,null,null,"N","Hydro",{"$nulls":13},0,0,0,0]
["Dolet Hills","51_B_1",51,"B","1",48,"Coal Steam",null,"MIS_LA","Louisiana",22,"Desoto",31,"22031",641,11341,1986,9999,"wall","dry","N","Lignite, Subbituminous","Wet Scrubber",1986,0.76,"LNBO","SNCR",null,"2013","B","NA","ACI",2014,null,1.2,0.19512,0.19512,0.19512,0.19512,0.1,0.1,0.1,0.81,"Yes"]
["Gantt","53_G_4",53,"G","4",null,"Hydro",null,"S_SOU","Alabama",1,"Covington",39,"01039",1.8,0,1985,9999,null,null,"N","Hydro",{"$nulls":13},0,0,0,0]
["J K Smith","54_G_GT1",54,"G","GT1",50,"Combustion Turbine",null,"PJM_West","Kentucky",21,"Clark",49,"21049",104,12072,1999,9999,null,null,"N","Natural Gas",{"$nulls":3},"H2O",{"$nulls":8},1.5,0.05539,0.05539,0.05539,0.05539]
["J K Smith","54_G_GT10",54,"G","GT10",90542,"Combustion Turbine",null,"PJM_West","Kentucky",21,"Clark",49,"21049",88,12072,2010,9999,null,null,"N","Natural Gas",{"$nulls":3},"H2O","SCR",{"$nulls":8},0.01277,0.01277,0.01277,0.01277]
["J K Smith","54_G_GT2",54,"G","GT2",51,"Combustion Turbine",null,"PJM_West","Kentucky",21,"Clark",49,"21049",104,12072,1999,9999,null,null,"N","Natural Gas",{"$nulls":3},"H2O",{"$nulls":8},1.5,0.06924,0.06924,0.06924,0.06924]
["J K Smith","54_G_GT3",54,"G","GT3",52,"Combustion Turbine",null,"PJM_West","Kentucky",21,"Clark",49,"21049",104,12072,1999,9999,null,null,"N","Natural Gas",{"$nulls":3},"H2O",{"$nulls":8},1.5,0.06845,0.06845,0.06845,0.06845]
["J K Smith","54_G_GT4",54,"G","GT4",9271,"Combustion Turbine",null,"PJM_West","Kentucky",21,"Clark",49,"21049",74,12072,2001,9999,null,null,"N","Natural Gas",{"$nulls":3},"DLNB + H2O",{"$nulls":8},1.5,0.03034,0.03034,0.03034,0.03034]
["J K Smith","54_G_GT5",54,"G","GT5",9272,"Combustion Turbine",null,"PJM_West","Kentucky",21,"Clark",49,"21049",74,12072,2001,9999,null,null,"N","Natural Gas",{"$nulls":3},"DLNB + H2O",{"$nulls":8},1.5,0.03588,0.03588,0.03588,0.03588]
["J K Smith","54_G_GT6",54,"G","GT6",89572,"Combustion Turbine",null,"PJM_West","Kentucky",21,"Clark",49,"21049",74,12072,2005,9999,null,null,"N","Natural Gas",{"$nulls":3},"DLNB + H2O",{"$nulls":8},1.5,0.03628,0.03628,0.03628,0.03628]
["J K Smith","54_G_GT7",54,"G","GT7",89573,"Combustion Turbine",null,"PJM_West","Kentucky",21,"Clark",49,"21049",74,12072,2005,9999,null,null,"N","Natural Gas",{"$nulls":3},"DLNB + H2O",{"$nulls":8},1.5,0.03583,0.03583,0.03583,0.03583]
["J K Smith","54_G_GT9",54,"G","GT9",90541,"Combustion Turbine",null,"PJM_West","Kentucky",21,"Clark",49,"21049",88,12072,2010,9999,null,null,"N","Natural Gas",{"$nulls":3},"H2O","SCR",{"$nulls":8},0.01421,0.01421,0.01421,0.01421]
["Point A","55_G_1",55,"G","1",null,"Hydro",null,"S_SOU","Alabama",1,"Covington",39,"01039",1.8,0,1925,9999,null,null,"N","Hydro",{"$nulls":13},0,0,0,0]
["Point A","55_G_2",55,"G","2",null,"Hydro",null,"S_SOU","Alabama",1,"Covington",39,"01039",1.8,0,1925,9999,null,null,"N","Hydro",{"$nulls":13},0,0,0,0]
["Point A","55_G_3",55,"G","3",null,"Hydro",null,"S_SOU","Alabama",1,"Covington",39,"01039",1.8,0,1949,9999,null,null,"N","Hydro",{"$nulls":13},0,0,0,0]
["Charles R Lowman","56_B_1",56,"B","1",53,"Coal Steam",null,"S_SOU","Alabama",1,"Washington",129,"01129",80,11465,1980,9999,"wall","dry","N","Bituminous","Wet Scrubber",1979,0.85,"LNB",{"$nulls":3},"ESPC","No",{"$nulls":3},4,0.2519,0.7232,0.1549,0.1549,0.05,0.84,0.56,0.9]
["Charles R Lowman","56_B_2",56,"B","2",54,"Coal Steam",null,"S_SOU","Alabama",1,"Washington",129,"01129",238,11077,1979,9999,"wall","dry","N","Bituminous","Wet Scrubber",1979,0.85,"LNB","SCR",2007,null,"ESPH","No",{"$nulls":3},1.2,0.3021,0.075,0.3021,0.075,0.1,0.8,1,0.9]
["Charles R Lowman","56_B_3",56,"B","3",55,"Coal Steam",null,"S_SOU","Alabama",1,"Washington",129,"01129",238,10937,1980,9999,"wall","dry","N","Bituminous","Wet Scrubber",1980,0.85,"LNB","SCR",2008,null,"ESPH","No",{"$nulls":3},1.2,0.38047,0.18875,0.38047,0.18875,0.1,0.8,1,0.9]
["Platte","59_B_1",59,"B","1",56,"Coal Steam",null,"SPP_NEBR","Nebraska",31,"Hall",79,"31079",100,11613,1982,9999,"tangential","dry","N","Subbituminous","Dry Scrubber",2014,0.91,"LNC3",{"$nulls":3},"ESPH + B","No","ACI",2016,null,0.745,0.17916,0.17916,0.17916,0.17916,0.1,0.1,0.1,0.9600000000000001]
["Whelan Energy Center","60_B_1",60,"B","1",57,"Coal Steam",null,"SPP_NEBR","Nebraska",31,"Adams",1,"31001",77,10427,1981,9999,"tangential","dry","N","Subbituminous",{"$nulls":3},"OFA",{"$nulls":3},"ESPC","No","ACI",2016,null,0.696,0.16007,0.16007,0.139,0.139,0.1,0.1,0.1]
["Whelan Energy Center","60_B_2",60,"B","2",90669,"Coal Steam",null,"SPP_NEBR","Nebraska",31,"Adams",1,"31001",232,10439,2011,9999,"wall","dry","N","Subbituminous","Dry Scrubber",2011,0.905,"LNB + NH3 + OFA","SCR",2011,null,"B","NA","ACI",2015,null,0.12,0.06999,0.06999,0.06999,0.06999,0.1,0.1,0.1,0.9550000000000001]
["Venice Hydro","72_G_1",72,"G","1",null,"Hydro",null,"WECC_SCE","California",6,"Los Angeles",37,"06037",10.1,0,1982,9999,null,null,"N","Hydro",{"$nulls":13},0,0,0,0]
["Escalante","87_B_1",87,"B","1",59,"Coal Steam",null,"WECC_NM","New Mexico",35,"Mckinley",31,"35031",247,11085,1984,9999,"tangential","dry","N","Subbituminous","Wet Scrubber",1984,0.95,"LNB",{"$nulls":3},"B","NA","ACI",2015,null,0.2,0.35902,0.35902,0.139,0.139,0.1,0.1,0.1,0.99]
["Ashokan","88_G_1",88,"G","1",null,"Hydro",null,"NY_Z_G-I","New York",36,"Ulster",111,"36111",2.3,0,1982,9999,null,null,"N","Hydro",{"$nulls":13},0,0,0,0]
["Ashokan","88_G_2",88,"G","2",null,"Hydro",null,"NY_Z_G-I","New York",36,"Ulster",111,"36111",2.3,0,1982,9999,null,null,"N","Hydro",{"$nulls":13},0,0,0,0]
["Frederickson","99_G_1",99,"G","1",null,"Combustion Turbine",null,"WECC_PNW","Washington",53,"Pierce",53,"53053",67,21119,1981,9999,null,null,"N","Natural Gas, Distillate Fuel Oil",{"$nulls":12},2.63,0.48031,0.48031,0.48031,0.48031]
["Frederickson","99_G_2",99,"G","2",null,"Combustion Turbine",null,"WECC_PNW","Washington",53,"Pierce",53,"53053",67,21119,1981,9999,null,null,"N","Natural Gas, Distillate Fuel Oil",{"$nulls":12},2.63,0.48031,0.48031,0.48031,0.48031]
["South Consolidated","100_G_SC1",100,"G","SC1",null,"Hydro",null,"WECC_AZ","Arizona",4,"Maricopa",13,"04013",1.4,0,1981,9999,null,null,"N","Hydro",{"$nulls":13},0,0,0,0]
["J S Eastwood","104_G_1",104,"G","1",null,"Pumped Storage",null,"WEC_CALN","California",6,"Fresno",19,"06019",199.8,0,1987,9999,null,null,"N","Pumped Storage",{"$nulls":13},0,0,0,0]
["Holcomb","108_B_SGU1",108,"B","SGU1",60,"Coal Steam",null,"SPP_N","Kansas",20,"Finney",55,"20055",359,10559,1983,9999,"wall","dry","N","Subbituminous","Dry Scrubber",1983,0.8,"LNB + OFA + STC",{"$nulls":3},"B","NA","ACI",2015,null,0.48,0.18754,0.18754,0.18754,0.18754,0.1,0.1,0.1,0.8500000000000001]
["Cholla","113_B_1",113,"B","1",62,"Coal Steam",null,"WECC_AZ","Arizona",4,"Navajo",17,"04017",116,10525,1962,9999,"tangential","dry","N","Bituminous, Subbituminous","Wet Scrubber",1972,0.9,"LNB + OFA",{"$nulls":3},"B","NA","ACI",2016,null,1,0.16318,0.16318,0.139,0.139,0.1,0.1,0.1,0.9500000000000001,{"$nulls":6},"Yes"]
["Cholla","113_B_3",113,"B","3",64,"Coal Steam",null,"WECC_AZ","Arizona",4,"Navajo",17,"04017",271,10661,1980,9999,"tangential","dry","N","Bituminous, Subbituminous","Wet Scrubber",2009,0.94,"LNC3",{"$nulls":3},"B","NA","ACI",2016,null,0.8,0.18555,0.18555,0.18555,0.18555,0.1,0.1,0.1,0.99,{"$nulls":6},"Yes"]
["Cholla","113_B_4",113,"B","4",65,"Coal Steam",null,"WECC_AZ","Arizona",4,"Navajo",17,"04017",380,10541,1981,9999,"tangential","dry","N","Bituminous, Subbituminous","Wet Scrubber",2008,0.94,"LNC3",{"$nulls":3},"B","NA","ACI",2016,null,0.15,0.17467,0.17467,0.17467,0.17467,0.1,0.1,0.1,0.99,{"$nulls":4},"C2G/Retire","2025","Yes"]
["Douglas","114_G_1",114,"G","1",null,"Combustion Turbine",null,"WECC_AZ","Arizona",4,"Cochise",3,"04003",15,22978,1972,9999,null,null,"N","Distillate Fuel Oil",{"$nulls":12},1,0.93442,0.93442,0.93442,0.93442]
["Ocotillo","116_G_GT1",116,"G","GT1",null,"Combustion Turbine",null,"WECC_AZ","Arizona",4,"Maricopa",13,"04013",50,23362,1972,9999,null,null,"N","Natural Gas, Distillate Fuel Oil",{"$nulls":12},0.8,0.50376,0.50376,0.50376,0.50376]
["Ocotillo","116_G_GT2",116,"G","GT2",null,"Combustion Turbine",null,"WECC_AZ","Arizona",4,"Maricopa",13,"04013",50,23364,1973,9999,null,null,"N","Natural Gas, Distillate Fuel Oil",{"$nulls":12},0.8,0.50376,0.50376,0.50376,0.50376]
["West Phoenix","117_G_1B",117,"G","1B",null,"Combined Cycle",null,"WECC_AZ","Arizona",4,"Maricopa",13,"04013",85,11404,1976,9999,"Other",null,"N","Natural Gas, Distillate Fuel Oil",{"$nulls":13},0.10796,0.10796,0.10796,0.10796]
["West Phoenix","117_G_2B",117,"G","2B",null,"Combined Cycle",null,"WECC_AZ","Arizona",4,"Maricopa",13,"04013",85,11392,1976,9999,"Other",null,"N","Natural Gas, Distillate Fuel Oil",{"$nulls":13},0.10796,0.10796,0.10796,0.10796]
["West Phoenix","117_G_3B",117,"G","3B",null,"Combined Cycle",null,"WECC_AZ","Arizona",4,"Maricopa",13,"04013",85,11363,1976,9999,"Other",null,"N","Natural Gas, Distillate Fuel Oil",{"$nulls":13},0.10796,0.10796,0.10796,0.10796]
["West Phoenix","117_G_C4-1",117,"G","C4-1",70,"Combined Cycle",null,"WECC_AZ","Arizona",4,"Maricopa",13,"04013",68,8062,2001,9999,null,null,"N","Natural Gas",{"$nulls":3},"DLNB",{"$nulls":9},0.03074,0.03074,0.03074,0.03074]
["West Phoenix","117_G_C4-2",117,"G","C4-2",null,"Combined Cycle",null,"WECC_AZ","Arizona",4,"Maricopa",13,"04013",39,8062,2001,9999,null,null,"N","Natural Gas",{"$nulls":3},"DLNB",{"$nulls":9},0.03074,0.03074,0.03074,0.03074]
["West Phoenix","117_G_C5-1",117,"G","C5-1",71,"Combined Cycle",null,"WECC_AZ","Arizona",4,"Maricopa",13,"04013",160,8062,2003,9999,null,null,"N","Natural Gas",{"$nulls":3},"DLNB","SCR",{"$nulls":8},0.01717,0.01717,0.01717,0.01717]
["West Phoenix","117_G_C5-2",117,"G","C5-2",88097,"Combined Cycle",null,"WECC_AZ","Arizona",4,"Maricopa",13,"04013",160,8062,2003,9999,null,null,"N","Natural Gas",{"$nulls":3},"DLNB","SCR",{"$nulls":8},0.01717,0.01717,0.01717,0.01717]
["West Phoenix","117_G_C5-3",117,"G","C5-3",null,"Combined Cycle",null,"WECC_AZ","Arizona",4,"Maricopa",13,"04013",150,8062,2003,9999,null,null,"N","Natural Gas",{"$nulls":3},"DLNB + NH3","SCR",2003,{"$nulls":7},0.01717,0.01717,0.01717,0.01717]
["West Phoenix","117_G_GT1",117,"G","GT1",null,"Combustion Turbine",null,"WECC_AZ","Arizona",4,"Maricopa",13,"04013",50,25000,1972,9999,null,null,"N","Natural Gas, Distillate Fuel Oil",{"$nulls":12},0.8,0.50376,0.50376,0.50376,0.50376]
["West Phoenix","117_G_GT2",117,"G","GT2",null,"Combustion Turbine",null,"WECC_AZ","Arizona",4,"Maricopa",13,"04013",50,25000,1973,9999,null,null,"N","Natural Gas, Distillate Fuel Oil",{"$nulls":12},0.8,0.50376,0.50376,0.50376,0.50376]
["Saguaro","118_G_GE1",118,"G","GE1",8250,"Combustion Turbine",null,"WECC_AZ","Arizona",4,"Pinal",21,"04021",76,15225,2002,9999,null,null,"N","Natural Gas",{"$nulls":3},"DLNB",{"$nulls":8},0.8,0.04126,0.04126,0.04126,0.04126]
["Saguaro","118_G_GT1",118,"G","GT1",null,"Combustion Turbine",null,"WECC_AZ","Arizona",4,"Pinal",21,"04021",50,15225,1972,9999,null,null,"N","Natural Gas, Distillate Fuel Oil",{"$nulls":12},0.8,0.50376,0.50376,0.50376,0.50376]
["Saguaro","118_G_GT2",118,"G","GT2",null,"Combustion Turbine",null,"WECC_AZ","Arizona",4,"Pinal",21,"04021",50,15225,1973,9999,null,null,"N","Natural Gas, Distillate Fuel Oil",{"$nulls":12},0.8,0.50376,0.50376,0.50376,0.50376]
["Yucca","120_B_1",120,"B","1",74,"O/G Steam",null,"WECC_AZ","Arizona",4,"Yuma",27,"04027",75,11220,1978,9999,"tangential",null,"N","Natural Gas, Distillate Fuel Oil, Residual Fuel Oil",{"$nulls":12},1,0.09978,0.09978,0.09978,0.09978]
["Yucca","120_G_GT1",120,"G","GT1",null,"Combustion Turbine",null,"WECC_AZ","Arizona",4,"Yuma",27,"04027",18,11543,1971,9999,null,null,"N","Natural Gas, Distillate Fuel Oil",{"$nulls":4},"SCR",{"$nulls":7},1,0.02291,0.02291,0.02291,0.02291]
["Yucca","120_G_GT2",120,"G","GT2",null,"Combustion Turbine",null,"WECC_AZ","Arizona",4,"Yuma",27,"04027",18,11543,1971,9999,null,null,"N","Natural Gas, Distillate Fuel Oil",{"$nulls":4},"SCR",{"$nulls":7},1,0.02291,0.02291,0.02291,0.02291]
["Yucca","120_G_GT21",120,"G","GT21",null,"Combustion Turbine",null,"WECC_AZ","Arizona",4,"Yuma",27,"04027",20,11543,1978,9999,null,null,"N","Distillate Fuel Oil",{"$nulls":4},"SCR",{"$nulls":7},0.8,0.02203,0.02203,0.02203,0.02203]
["Yucca","120_G_GT3",120,"G","GT3",null,"Combustion Turbine",null,"WECC_AZ","Arizona",4,"Yuma",27,"04027",52,11543,1973,9999,null,null,"N","Natural Gas, Distillate Fuel Oil",{"$nulls":4},"SCR",{"$nulls":7},0.8,0.01138,0.01138,0.01138,0.01138]
["Yucca","120_G_GT4",120,"G","GT4",null,"Combustion Turbine",null,"WECC_AZ","Arizona",4,"Yuma",27,"04027",51,11543,1974,9999,null,null,"N","Distillate Fuel Oil",{"$nulls":4},"SCR",{"$nulls":7},0.8,0.02203,0.02203,0.02203,0.02203]
["Yucca","120_G_GT5",120,"G","GT5",89724,"Combustion Turbine",null,"WECC_AZ","Arizona",4,"Yuma",27,"04027",47,11543,2008,9999,null,null,"N","Natural Gas",{"$nulls":4},"SCR",{"$nulls":8},0.01117,0.01117,0.01117,0.01117]
["Yucca","120_G_GT6",120,"G","GT6",89725,"Combustion Turbine",null,"WECC_AZ","Arizona",4,"Yuma",27,"04027",47,11543,2008,9999,null,null,"N","Natural Gas",{"$nulls":4},"SCR",{"$nulls":8},0.01051,0.01051,0.01051,0.01051]
["Demoss Petrie","124_G_BA1",124,"G","BA1",null,"Energy Storage","","WECC_AZ","Arizona",4,"Pima",19,"04019",10,0,2017,9999,null,null,"N","Energy Storage",{"$nulls":13},0,0,0,0]
["Demoss Petrie","124_G_GT2",124,"G","GT2",76,"Combustion Turbine",null,"WECC_AZ","Arizona",4,"Pima",19,"04019",75,15470,2001,9999,null,null,"N","Natural Gas",{"$nulls":3},"DLNB",{"$nulls":8},0.8,0.03652,0.03652,0.03652,0.03652]
["H Wilson Sundt Generating Station","126_B_1",126,"B","1",77,"O/G Steam",null,"WECC_AZ","Arizona",4,"Pima",19,"04019",81,11575,1958,9999,"tangential",null,"N","Natural Gas, Residual Fuel Oil",{"$nulls":12},1,0.14276,0.14276,0.14276,0.14276]
["H Wilson Sundt Generating Station","126_B_2",126,"B","2",78,"O/G Steam",null,"WECC_AZ","Arizona",4,"Pima",19,"04019",81,11588,1960,9999,"tangential",null,"N","Natural Gas, Residual Fuel Oil",{"$nulls":12},1,0.17895,0.17895,0.17895,0.17895]
["H Wilson Sundt Generating Station","126_B_3",126,"B","3",79,"O/G Steam",null,"WECC_AZ","Arizona",4,"Pima",19,"04019",104,12009,1962,9999,"tangential",null,"N","Natural Gas, Residual Fuel Oil",{"$nulls":12},1,0.19907,0.19907,0.19907,0.19907]
["H Wilson Sundt Generating Station","126_B_4",126,"B","4",80,"O/G Steam",null,"WECC_AZ","Arizona",4,"Pima",19,"04019",156,11459,1967,9999,"wall","dry","N","Natural Gas",{"$nulls":3},"LNB + LNBO",{"$nulls":8},1,0.18967,0.18967,0.18967,0.18967]
["H Wilson Sundt Generating Station","126_G_GT1",126,"G","GT1",null,"Combustion Turbine",null,"WECC_AZ","Arizona",4,"Pima",19,"04019",24,17397,1972,9999,null,null,"N","Natural Gas, Distillate Fuel Oil",{"$nulls":12},0.8,0.50376,0.50376,0.50376,0.50376]
["H Wilson Sundt Generating Station","126_G_GT2",126,"G","GT2",null,"Combustion Turbine",null,"WECC_AZ","Arizona",4,"Pima",19,"04019",24,17436,1972,9999,null,null,"N","Natural Gas, Distillate Fuel Oil",{"$nulls":12},0.8,0.50376,0.50376,0.50376,0.50376]
["Oklaunion","127_B_1",127,"B","1",81,"Coal Steam",null,"ERC_WEST","Texas",48,"Wilbarger",487,"48487",650,10536,1986,9999,"wall","dry","N","Subbituminous","Wet Scrubber",1986,0.868,"LNB",{"$nulls":3},"ESPC","No","ACI",2015,null,0.5,0.28557,0.28557,0.1549,0.1549,0.1,0.1,0.1,0.918]
["Cross","130_B_1",130,"B","1",82,"Coal Steam",null,"S_VACA","South Carolina",45,"Berkeley",15,"45015",580,10266,2008,9999,"wall","dry","N","Bituminous","Wet Scrubber",1995,0.95,"LNBO","SCR",2002,null,"ESPC + WS","No",{"$nulls":3},0.26,0.07057,0.07057,0.07057,0.07057,0.1,0.84,0.56,0.99]
["Cross","130_B_2",130,"B","2",83,"Coal Steam",null,"S_VACA","South Carolina",45,"Berkeley",15,"45015",570,10087,1984,9999,"tangential","dry","N","Bituminous","Wet Scrubber",1983,0.87,"LNC1","SCR",2003,null,"ESPC + WS","No",{"$nulls":3},0.26,0.06159,0.06159,0.06159,0.06159,0.1,0.84,0.56,0.92]
["Cross","130_B_3",130,"B","3",89490,"Coal Steam",null,"S_VACA","South Carolina",45,"Berkeley",15,"45015",600,9557,2007,9999,"tangential","dry","N","Bituminous","Wet Scrubber",2007,0.97,"LNC3","SCR",2007,null,"ESPC + WS","No",{"$nulls":3},0.26,0.06704,0.06704,0.06704,0.06704,0.1,0.84,0.56,0.99]
["Cross","130_B_4",130,"B","4",89491,"Coal Steam",null,"S_VACA","South Carolina",45,"Berkeley",15,"45015",600,9589,2008,9999,"tangential","dry","N","Bituminous","Wet Scrubber",2008,0.97,"LNC3","SCR",2008,null,"ESPC + WS","No",{"$nulls":3},0.26,0.06635,0.06635,0.06635,0.06635,0.1,0.84,0.56,0.99]
["Seminole (FL)","136_B_1",136,"B","1",84,"Coal Steam",null,"FRCC","Florida",12,"Putnam",107,"12107",652,9978,1984,9999,"wall","dry","N","Bituminous","Wet Scrubber",1984,0.95,"LNBO","SCR",2009,null,"ESPC","No",{"$nulls":3},0.67,0.2034,0.0626,0.2034,0.0626,0.1,0.84,0.56,0.99,{"$nulls":6},"Yes"]
["Seminole (FL)","136_B_2",136,"B","2",85,"Coal Steam",null,"FRCC","Florida",12,"Putnam",107,"12107",657,9972,1984,9999,"wall","dry","N","Bituminous","Wet Scrubber",1984,0.95,"LNBO","SCR",2009,null,"ESPC","No",{"$nulls":3},0.67,0.4449,0.06031,0.4449,0.06031,0.1,0.84,0.56,0.99,{"$nulls":6},"Yes"]
["Agua Fria","141_B_1",141,"B","1",86,"O/G Steam",null,"WECC_AZ","Arizona",4,"Maricopa",13,"04013",113,12840,1958,9999,"wall","dry","N","Natural Gas, Distillate Fuel Oil",{"$nulls":12},1,0.25658,0.25658,0.25658,0.25658]
["Agua Fria","141_B_2",141,"B","2",87,"O/G Steam",null,"WECC_AZ","Arizona",4,"Maricopa",13,"04013",113,13090,1957,9999,"wall","dry","N","Natural Gas, Distillate Fuel Oil",{"$nulls":12},1,0.2427,0.2427,0.2427,0.2427]
["Agua Fria","141_B_3",141,"B","3",88,"O/G Steam",null,"WECC_AZ","Arizona",4,"Maricopa",13,"04013",181,12150,1961,9999,"wall","dry","N","Natural Gas, Distillate Fuel Oil",{"$nulls":12},1,0.52051,0.52051,0.52051,0.52051]
["Agua Fria","141_G_AF4",141,"G","AF4",null,"Combustion Turbine",null,"WECC_AZ","Arizona",4,"Maricopa",13,"04013",73,22602,1975,9999,null,null,"N","Natural Gas, Distillate Fuel Oil",{"$nulls":12},0.8,0.48031,0.48031,0.48031,0.48031]
["Agua Fria","141_G_AF5",141,"G","AF5",null,"Combustion Turbine",null,"WECC_AZ","Arizona",4,"Maricopa",13,"04013",73,22604,1974,9999,null,null,"N","Natural Gas, Distillate Fuel Oil",{"$nulls":12},0.8,0.48031,0.48031,0.48031,0.48031]
["Agua Fria","141_G_AF6",141,"G","AF6",null,"Combustion Turbine",null,"WECC_AZ","Arizona",4,"Maricopa",13,"04013",73,22604,1974,9999,null,null,"N","Natural Gas, Distillate Fuel Oil",{"$nulls":12},0.8,0.48031,0.48031,0.48031,0.48031]
["Agua Fria","141_G_PV-3",141,"G","PV-3",null,"Solar PV",null,"WECC_AZ","Arizona",4,"Maricopa",13,"04013",0.2,0,2001,9999,null,null,"N","Solar",{"$nulls":13},0,0,0,0]
["Horse Mesa","145_G_HM1",145,"G","HM1",null,"Hydro",null,"WECC_AZ","Arizona",4,"Maricopa",13,"04013",10,0,1927,9999,null,null,"N","Hydro",{"$nulls":13},0,0,0,0]
["Horse Mesa","145_G_HM2",145,"G","HM2",null,"Hydro",null,"WECC_AZ","Arizona",4,"Maricopa",13,"04013",10,0,1927,9999,null,null,"N","Hydro",{"$nulls":13},0,0,0,0]
["Horse Mesa","145_G_HM3",145,"G","HM3",null,"Hydro",null,"WECC_AZ","Arizona",4,"Maricopa",13,"04013",10,0,1927,9999,null,null,"N","Hydro",{"$nulls":13},0,0,0,0]
["Horse Mesa","145_G_HM4",145,"G","HM4",null,"Pumped Storage",null,"WECC_AZ","Arizona",4,"Maricopa",13,"04013",119,0,1972,9999,null,null,"N","Pumped Storage",{"$nulls":13},0,0,0,0]
["Kyrene","147_G_KY4",147,"G","KY4",null,"Combustion Turbine",null,"WECC_AZ","Arizona",4,"Maricopa",13,"04013",59,25000,1971,9999,null,null,"N","Natural Gas, Distillate Fuel Oil",{"$nulls":12},1,0.48031,0.48031,0.48031,0.48031]
["Kyrene","147_G_KY5",147,"G","KY5",null,"Combustion Turbine",null,"WECC_AZ","Arizona",4,"Maricopa",13,"04013",53,25000,1973,9999,null,null,"N","Natural Gas, Distillate Fuel Oil",{"$nulls":12},0.8,0.48031,0.48031,0.48031,0.48031]
["Kyrene","147_G_KY6",147,"G","KY6",null,"Combustion Turbine",null,"WECC_AZ","Arizona",4,"Maricopa",13,"04013",53,25000,1973,9999,null,null,"N","Natural Gas, Distillate Fuel Oil",{"$nulls":12},0.8,0.48031,0.48031,0.48031,0.48031]
["Kyrene","147_G_KY7",147,"G","KY7",91,"Combined Cycle",null,"WECC_AZ","Arizona",4,"Maricopa",13,"04013",148,7510,2002,9999,null,null,"N","Natural Gas",{"$nulls":3},"DLNB","SCR",{"$nulls":8},0.00883,0.00883,0.00883,0.00883]
["Kyrene","147_G_KY7A",147,"G","KY7A",null,"Combined Cycle",null,"WECC_AZ","Arizona",4,"Maricopa",13,"04013",106,7510,2002,9999,null,null,"N","Natural Gas",{"$nulls":3},"DLNB","SCR",2002,{"$nulls":7},0.00883,0.00883,0.00883,0.00883]
["Mormon Flat","148_G_MF1",148,"G","MF1",null,"Hydro",null,"WECC_AZ","Arizona",4,"Maricopa",13,"04013",11.5,0,1926,9999,null,null,"N","Hydro",{"$nulls":13},0,0,0,0]
["Mormon Flat","148_G_MF2",148,"G","MF2",null,"Pumped Storage",null,"WECC_AZ","Arizona",4,"Maricopa",13,"04013",57.3,0,1971,9999,null,null,"N","Pumped Storage",{"$nulls":13},0,0,0,0]
["Roosevelt","149_G_ROOS",149,"G","ROOS",null,"Hydro",null,"WECC_AZ","Arizona",4,"Maricopa",13,"04013",36,0,1973,9999,null,null,"N","Hydro",{"$nulls":13},0,0,0,0]
["Stewart Mountain","150_G_SM",150,"G","SM",null,"Hydro",null,"WECC_AZ","Arizona",4,"Maricopa",13,"04013",13,0,1930,9999,null,null,"N","Hydro",{"$nulls":13},0,0,0,0]
["McClure","151_G_1",151,"G","1",null,"Combustion Turbine",null,"WEC_BANC","California",6,"Stanislaus",99,"06099",56,17168,1980,9999,null,null,"N","Natural Gas, Distillate Fuel Oil",{"$nulls":12},4.9,0.87205,0.87205,0.87205,0.87205]
["McClure","151_G_2",151,"G","2",null,"Combustion Turbine",null,"WEC_BANC","California",6,"Stanislaus",99,"06099",56,17172,1981,9999,null,null,"N","Natural Gas, Distillate Fuel Oil",{"$nulls":12},4.9,0.48031,0.48031,0.48031,0.48031]
["Davis Dam","152_G_1",152,"G","1",null,"Hydro",null,"WECC_AZ","Arizona",4,"Mohave",15,"04015",51.7,0,1951,9999,null,null,"N","Hydro",{"$nulls":13},0,0,0,0]
["Davis Dam","152_G_2",152,"G","2",null,"Hydro",null,"WECC_AZ","Arizona",4,"Mohave",15,"04015",51.7,0,1951,9999,null,null,"N","Hydro",{"$nulls":13},0,0,0,0]
["Davis Dam","152_G_3",152,"G","3",null,"Hydro",null,"WECC_AZ","Arizona",4,"Mohave",15,"04015",48,0,1951,9999,null,null,"N","Hydro",{"$nulls":13},0,0,0,0]
["Davis Dam","152_G_4",152,"G","4",null,"Hydro",null,"WECC_AZ","Arizona",4,"Mohave",15,"04015",51.7,0,1951,9999,null,null,"N","Hydro",{"$nulls":13},0,0,0,0]
["Davis Dam","152_G_5",152,"G","5",null,"Hydro",null,"WECC_AZ","Arizona",4,"Mohave",15,"04015",51.7,0,1951,9999,null,null,"N","Hydro",{"$nulls":13},0,0,0,0]
["Glen Canyon Dam","153_G_1",153,"G","1",null,"Hydro",null,"WECC_AZ","Arizona",4,"Coconino",5,"04005",165,0,1964,9999,null,null,"N","Hydro",{"$nulls":13},0,0,0,0]
["Glen Canyon Dam","153_G_2",153,"G","2",null,"Hydro",null,"WECC_AZ","Arizona",4,"Coconino",5,"04005",165,0,1964,9999,null,null,"N","Hydro",{"$nulls":13},0,0,0,0]
["Glen Canyon Dam","153_G_3",153,"G","3",null,"Hydro",null,"WECC_AZ","Arizona",4,"Coconino",5,"04005",165,0,1964,9999,null,null,"N","Hydro",{"$nulls":13},0,0,0,0]
["Glen Canyon Dam","153_G_4",153,"G","4",null,"Hydro",null,"WECC_AZ","Arizona",4,"Coconino",5,"04005",165,0,1965,9999,null,null,"N","Hydro",{"$nulls":13},0,0,0,0]
["Glen Canyon Dam","153_G_5",153,"G","5",null,"Hydro",null,"WECC_AZ","Arizona",4,"Coconino",5,"04005",165,0,1965,9999,null,null,"N","Hydro",{"$nulls":13},0,0,0,0]
["Glen Canyon Dam","153_G_6",153,"G","6",null,"Hydro",null,"WECC_AZ","Arizona",4,"Coconino",5,"04005",165,0,1965,9999,null,null,"N","Hydro",{"$nulls":13},0,0,0,0]
["Glen Canyon Dam","153_G_7",153,"G","7",null,"Hydro",null,"WECC_AZ","Arizona",4,"Coconino",5,"04005",157,0,1966,9999,null,null,"N","Hydro",{"$nulls":13},0,0,0,0]
["Glen Canyon Dam","153_G_8",153,"G","8",null,"Hydro",null,"WECC_AZ","Arizona",4,"Coconino",5,"04005",165,0,1966,9999,null,null,"N","Hydro",{"$nulls":13},0,0,0,0]
["Hoover Dam (NV)","154_G_N0",154,"G","N0",null,"Hydro",null,"WECC_SNV","Nevada",32,"Clark",3,"32003",2.4,0,1936,9999,null,null,"N","Hydro",{"$nulls":13},0,0,0,0]
["Hoover Dam (NV)","154_G_N1",154,"G","N1",null,"Hydro",null,"WECC_SNV","Nevada",32,"Clark",3,"32003",130,0,1936,9999,null,null,"N","Hydro",{"$nulls":13},0,0,0,0]
["Hoover Dam (NV)","154_G_N2",154,"G","N2",null,"Hydro",null,"WECC_SNV","Nevada",32,"Clark",3,"32003",130,0,1936,9999,null,null,"N","Hydro",{"$nulls":13},0,0,0,0]
["Hoover Dam (NV)","154_G_N3",154,"G","N3",null,"Hydro",null,"WECC_SNV","Nevada",32,"Clark",3,"32003",130,0,1937,9999,null,null,"N","Hydro",{"$nulls":13},0,0,0,0]
["Hoover Dam (NV)","154_G_N4",154,"G","N4",null,"Hydro",null,"WECC_SNV","Nevada",32,"Clark",3,"32003",130,0,1936,9999,null,null,"N","Hydro",{"$nulls":13},0,0,0,0]
["Hoover Dam (NV)","154_G_N5",154,"G","N5",null,"Hydro",null,"WECC_SNV","Nevada",32,"Clark",3,"32003",130,0,1938,9999,null,null,"N","Hydro",{"$nulls":13},0,0,0,0]
["Hoover Dam (NV)","154_G_N6",154,"G","N6",null,"Hydro",null,"WECC_SNV","Nevada",32,"Clark",3,"32003",130,0,1938,9999,null,null,"N","Hydro",{"$nulls":13},0,0,0,0]
["Hoover Dam (NV)","154_G_N7",154,"G","N7",null,"Hydro",null,"WECC_SNV","Nevada",32,"Clark",3,"32003",127,0,1944,9999,null,null,"N","Hydro",{"$nulls":13},0,0,0,0]
["Hoover Dam (NV)","154_G_N8",154,"G","N8",null,"Hydro",null,"WECC_SNV","Nevada",32,"Clark",3,"32003",130,0,1961,9999,null,null,"N","Hydro",{"$nulls":13},0,0,0,0]
["Lake Creek Dam","159_G_1",159,"G","1",null,"Hydro",null,"WECC_UT","Utah",49,"Wasatch",51,"49051",1,0,1981,9999,null,null,"N","Hydro",{"$nulls":13},0,0,0,0]
["Apache Station","160_B_1",160,"B","1",92,"O/G Steam",null,"WECC_AZ","Arizona",4,"Cochise",3,"04003",72,10696,1964,9999,"wall","dry","N","Natural Gas",{"$nulls":3},"LNB",{"$nulls":9},0.12134,0.12134,0.12134,0.12134]
["Apache Station","160_B_2",160,"B","2",93,"O/G Steam",null,"WECC_AZ","Arizona",4,"Cochise",3,"04003",175,10926,1979,9999,"wall","dry","N","Natural Gas",{"$nulls":3},"FR + LNB + OFA",{"$nulls":8},0.8,0.085,0.085,0.085,0.085,{"$nulls":10},"Yes"]
["Apache Station","160_B_3",160,"B","3",94,"Coal Steam",null,"WECC_AZ","Arizona",4,"Cochise",3,"04003",175,10765,1979,9999,"wall","dry","N","Bituminous, Subbituminous","Wet Scrubber",1979,0.85,"LNB + OFA","SNCR",null,2018,"ESPH","No","ACI",2011,null,0.8,0.44279,0.30928,0.44279,0.30928,0.1,0.1,0.1,0.9,{"$nulls":6},"Yes"]
["Apache Station","160_G_GT1",160,"G","GT1",null,"Combustion Turbine",null,"WECC_AZ","Arizona",4,"Cochise",3,"04003",10,13633,1963,9999,null,null,"N","Natural Gas",{"$nulls":13},0.50376,0.50376,0.50376,0.50376]
["Apache Station","160_G_GT2",160,"G","GT2",null,"Combustion Turbine",null,"WECC_AZ","Arizona",4,"Cochise",3,"04003",18.5,13827,1972,9999,null,null,"N","Natural Gas, Distillate Fuel Oil",{"$nulls":4},"SCR",{"$nulls":7},0.8,0.02291,0.02291,0.02291,0.02291]
["Apache Station","160_G_GT3",160,"G","GT3",null,"Combustion Turbine",null,"WECC_AZ","Arizona",4,"Cochise",3,"04003",60,12528,1975,9999,null,null,"N","Natural Gas",{"$nulls":4},"SCR",{"$nulls":7},0.8,0.01138,0.01138,0.01138,0.01138]
["Apache Station","160_G_GT4",160,"G","GT4",88320,"Combustion Turbine",null,"WECC_AZ","Arizona",4,"Cochise",3,"04003",38,13623,2002,9999,null,null,"N","Natural Gas, Distillate Fuel Oil",{"$nulls":3},"H2O","SCR",{"$nulls":7},0.8,0.03302,0.03302,0.03302,0.03302]
["Turlock Lake","161_G_1",161,"G","1",null,"Hydro",null,"WEC_CALN","California",6,"Stanislaus",99,"06099",1.1,0,1980,9999,null,null,"N","Hydro",{"$nulls":13},0,0,0,0]
["Turlock Lake","161_G_2",161,"G","2",null,"Hydro",null,"WEC_CALN","California",6,"Stanislaus",99,"06099",1.1,0,1980,9999,null,null,"N","Hydro",{"$nulls":13},0,0,0,0]
["Turlock Lake","161_G_3",161,"G","3",null,"Hydro",null,"WEC_CALN","California",6,"Stanislaus",99,"06099",1.1,0,1980,9999,null,null,"N","Hydro",{"$nulls":13},0,0,0,0]
["Hickman","162_G_1",162,"G","1",null,"Hydro",null,"WEC_CALN","California",6,"Stanislaus",99,"06099",0.5,0,1979,9999,null,null,"N","Hydro",{"$nulls":13},0,0,0,0]
["Hickman","162_G_2",162,"G","2",null,"Hydro",null,"WEC_CALN","California",6,"Stanislaus",99,"06099",0.5,0,1979,9999,null,null,"N","Hydro",{"$nulls":13},0,0,0,0]
["GREC","165_B_2",165,"B","2",96,"Coal Steam",null,"SPP_WEST","Oklahoma",40,"Mayes",97,"40097",520,11465,1982,9999,"wall","dry","N","Subbituminous","Dry Scrubber",1986,0.85,"LNB + LNBO",{"$nulls":3},"B","NA","ACI",2015,null,0.6,0.23401,0.23401,0.23401,0.23401,0.1,0.1,0.1,0.9]
["GREC","165_G_3CT",165,"G","3CT",null,"Combined Cycle",null,"SPP_WEST","Oklahoma",40,"Mayes",97,"40097",324.6,6250,2017,9999,null,null,"N","Natural Gas",{"$nulls":4},"SCR",{"$nulls":8},0.011,0.011,0.011,0.011]
["GREC","165_G_3ST",165,"G","3ST",null,"Combined Cycle",null,"SPP_WEST","Oklahoma",40,"Mayes",97,"40097",191.8,6250,2017,9999,null,null,"N","Natural Gas",{"$nulls":4},"SCR",{"$nulls":8},0.011,0.011,0.011,0.011]
["Carpenter","166_G_1",166,"G","1",null,"Hydro",null,"MIS_AR","Arkansas",5,"Garland",51,"05051",31,0,1932,9999,null,null,"N","Hydro",{"$nulls":13},0,0,0,0]
["Carpenter","166_G_2",166,"G","2",null,"Hydro",null,"MIS_AR","Arkansas",5,"Garland",51,"05051",31,0,1932,9999,null,null,"N","Hydro",{"$nulls":13},0,0,0,0]
["Lake Catherine","170_B_4",170,"B","4",107,"O/G Steam",null,"MIS_AR","Arkansas",5,"Hot Spring",59,"05059",520,12048,1970,9999,"wall","dry","N","Natural Gas",{"$nulls":13},0.22684,0.22684,0.22684,0.22684]
["Osceola (AR)","172_G_13",172,"G","13",null,"Combustion Turbine","IC Engine","MIS_AR","Arkansas",5,"Mississippi",93,"05093",1.6,12822,1999,9999,null,null,"N","Distillate Fuel Oil",{"$nulls":13},1.02504,1.02504,1.02504,1.02504]
["Osceola (AR)","172_G_14",172,"G","14",null,"Combustion Turbine","IC Engine","MIS_AR","Arkansas",5,"Mississippi",93,"05093",1.6,12822,1999,9999,null,null,"N","Distillate Fuel Oil",{"$nulls":13},1.02504,1.02504,1.02504,1.02504]
["Osceola (AR)","172_G_9",172,"G","9",null,"Combustion Turbine","IC Engine","MIS_AR","Arkansas",5,"Mississippi",93,"05093",1.6,12822,1992,9999,null,null,"N","Distillate Fuel Oil",{"$nulls":13},1.02504,1.02504,1.02504,1.02504]
["Remmel","174_G_1",174,"G","1",null,"Hydro",null,"MIS_AR","Arkansas",5,"Hot Spring",59,"05059",4,0,1925,9999,null,null,"N","Hydro",{"$nulls":13},0,0,0,0]
["Remmel","174_G_2",174,"G","2",null,"Hydro",null,"MIS_AR","Arkansas",5,"Hot Spring",59,"05059",4,0,1925,9999,null,null,"N","Hydro",{"$nulls":13},0,0,0,0]
["Remmel","174_G_3",174,"G","3",null,"Hydro",null,"MIS_AR","Arkansas",5,"Hot Spring",59,"05059",4,0,1925,9999,null,null,"N","Hydro",{"$nulls":13},0,0,0,0]
["Volta 2","180_G_1",180,"G","1",null,"Hydro",null,"WEC_CALN","California",6,"Shasta",89,"06089",0.9,0,1981,9999,null,null,"N","Hydro",{"$nulls":13},0,0,0,0]
["Beaver Dam","182_G_1",182,"G","1",null,"Hydro",null,"SPP_WEST","Arkansas",5,"Carroll",15,"05015",64.4,0,1965,9999,null,null,"N","Hydro",{"$nulls":13},0,0,0,0]
["Beaver Dam","182_G_2",182,"G","2",null,"Hydro",null,"SPP_WEST","Arkansas",5,"Carroll",15,"05015",64.4,0,1965,9999,null,null,"N","Hydro",{"$nulls":13},0,0,0,0]
["Degray","187_G_1",187,"G","1",null,"Hydro",null,"SPP_WEST","Arkansas",5,"Clark",19,"05019",40,0,1972,9999,null,null,"N","Hydro",{"$nulls":13},0,0,0,0]
["Degray","187_G_2",187,"G","2",null,"Pumped Storage",null,"SPP_WEST","Arkansas",5,"Clark",19,"05019",28,0,1972,9999,null,null,"N","Pumped Storage",{"$nulls":13},0,0,0,0]
["Greers Ferry Lake","188_G_1",188,"G","1",null,"Hydro",null,"SPP_WEST","Arkansas",5,"Cleburne",23,"05023",50,0,1964,9999,null,null,"N","Hydro",{"$nulls":13},0,0,0,0]
["Greers Ferry Lake","188_G_2",188,"G","2",null,"Hydro",null,"SPP_WEST","Arkansas",5,"Cleburne",23,"05023",40,0,1964,9999,null,null,"N","Hydro",{"$nulls":13},0,0,0,0]
["Municipal Light","193_G_1",193,"G","1",null,"Combustion Turbine","IC Engine","SPP_WEST","Arkansas",5,"Clay",21,"05021",2,10745,1963,9999,null,null,"N","Natural Gas, Distillate Fuel Oil",{"$nulls":13},1.02504,1.02504,1.02504,1.02504]
["Municipal Light","193_G_2",193,"G","2",null,"Combustion Turbine","IC Engine","SPP_WEST","Arkansas",5,"Clay",21,"05021",0.6,11858,1952,9999,null,null,"N","Natural Gas, Distillate Fuel Oil",{"$nulls":13},1.02504,1.02504,1.02504,1.02504]
["Municipal Light","193_G_4",193,"G","4",null,"Combustion Turbine","IC Engine","SPP_WEST","Arkansas",5,"Clay",21,"05021",2.2,11094,1976,9999,null,null,"N","Distillate Fuel Oil",{"$nulls":13},1.02504,1.02504,1.02504,1.02504]
["Municipal Light","193_G_6",193,"G","6",null,"Combustion Turbine","IC Engine","SPP_WEST","Arkansas",5,"Clay",21,"05021",1.3,10745,1959,9999,null,null,"N","Natural Gas, Distillate Fuel Oil",{"$nulls":13},1.02504,1.02504,1.02504,1.02504]
["Municipal Light","193_G_7",193,"G","7",null,"Combustion Turbine","IC Engine","SPP_WEST","Arkansas",5,"Clay",21,"05021",1.1,11494,1955,9999,null,null,"N","Natural Gas, Distillate Fuel Oil",{"$nulls":13},1.02504,1.02504,1.02504,1.02504]
["Narrows (AR)","195_G_1",195,"G","1",null,"Hydro",null,"SPP_WEST","Arkansas",5,"Pike",109,"05109",9.7,0,1950,9999,null,null,"N","Hydro",{"$nulls":13},0,0,0,0]
["Narrows (AR)","195_G_3",195,"G","3",null,"Hydro",null,"SPP_WEST","Arkansas",5,"Pike",109,"05109",9.7,0,1969,9999,null,null,"N","Hydro",{"$nulls":13},0,0,0,0]
["Norfork","196_G_1",196,"G","1",null,"Hydro",null,"SPP_WEST","Arkansas",5,"Baxter",5,"05005",40,0,1950,9999,null,null,"N","Hydro",{"$nulls":13},0,0,0,0]
["Norfork","196_G_2",196,"G","2",null,"Hydro",null,"SPP_WEST","Arkansas",5,"Baxter",5,"05005",40,0,1944,9999,null,null,"N","Hydro",{"$nulls":13},0,0,0,0]
["Blakely Mountain","197_G_1",197,"G","1",null,"Hydro",null,"MIS_AR","Arkansas",5,"Garland",51,"05051",37.5,0,1955,9999,null,null,"N","Hydro",{"$nulls":13},0,0,0,0]
["Blakely Mountain","197_G_2",197,"G","2",null,"Hydro",null,"MIS_AR","Arkansas",5,"Garland",51,"05051",37.5,0,1955,9999,null,null,"N","Hydro",{"$nulls":13},0,0,0,0]
["Bull Shoals","198_G_1",198,"G","1",null,"Hydro",null,"SPP_WEST","Arkansas",5,"Marion",89,"05089",45,0,1952,9999,null,null,"N","Hydro",{"$nulls":13},0,0,0,0]
["Bull Shoals","198_G_2",198,"G","2",null,"Hydro",null,"SPP_WEST","Arkansas",5,"Marion",89,"05089",45,0,1952,9999,null,null,"N","Hydro",{"$nulls":13},0,0,0,0]
["Bull Shoals","198_G_3",198,"G","3",null,"Hydro",null,"SPP_WEST","Arkansas",5,"Marion",89,"05089",35,0,1952,9999,null,null,"N","Hydro",{"$nulls":13},0,0,0,0]
["Bull Shoals","198_G_4",198,"G","4",null,"Hydro",null,"SPP_WEST","Arkansas",5,"Marion",89,"05089",45,0,1953,9999,null,null,"N","Hydro",{"$nulls":13},0,0,0,0]
["Bull Shoals","198_G_5",198,"G","5",null,"Hydro",null,"SPP_WEST","Arkansas",5,"Marion",89,"05089",50,0,1962,9999,null,null,"N","Hydro",{"$nulls":13},0,0,0,0]
["Bull Shoals","198_G_6",198,"G","6",null,"Hydro",null,"SPP_WEST","Arkansas",5,"Marion",89,"05089",50,0,1962,9999,null,null,"N","Hydro",{"$nulls":13},0,0,0,0]
["Bull Shoals","198_G_7",198,"G","7",null,"Hydro",null,"SPP_WEST","Arkansas",5,"Marion",89,"05089",50,0,1963,9999,null,null,"N","Hydro",{"$nulls":13},0,0,0,0]
["Bull Shoals","198_G_8",198,"G","8",null,"Hydro",null,"SPP_WEST","Arkansas",5,"Marion",89,"05089",50,0,1963,9999,null,null,"N","Hydro",{"$nulls":13},0,0,0,0]
["Dardanelle","199_G_1",199,"G","1",null,"Hydro",null,"SPP_WEST","Arkansas",5,"Pope",115,"05115",35,0,1965,9999,null,null,"N","Hydro",{"$nulls":13},0,0,0,0]
["Dardanelle","199_G_2",199,"G","2",null,"Hydro",null,"SPP_WEST","Arkansas",5,"Pope",115,"05115",35,0,1965,9999,null,null,"N","Hydro",{"$nulls":13},0,0,0,0]
["Dardanelle","199_G_3",199,"G","3",null,"Hydro",null,"SPP_WEST","Arkansas",5,"Pope",115,"05115",35,0,1965,9999,null,null,"N","Hydro",{"$nulls":13},0,0,0,0]
["Dardanelle","199_G_4",199,"G","4",null,"Hydro",null,"SPP_WEST","Arkansas",5,"Pope",115,"05115",35,0,1966,9999,null,null,"N","Hydro",{"$nulls":13},0,0,0,0]
["Thomas Fitzhugh","201_G_1",201,"G","1",null,"Combined Cycle",null,"SPP_WEST","Arkansas",5,"Franklin",47,"05047",61,8749,1963,9999,null,null,"N","Natural Gas, Distillate Fuel Oil",{"$nulls":3},"DLNB + H2O + LNB",{"$nulls":9},0.09512,0.09512,0.09512,0.09512]
["Thomas Fitzhugh","201_G_2",201,"G","2",88375,"Combined Cycle",null,"SPP_WEST","Arkansas",5,"Franklin",47,"05047",101,8749,2002,9999,null,null,"N","Natural Gas, Distillate Fuel Oil",{"$nulls":3},"DLNB + H2O + LNB",{"$nulls":9},0.09512,0.09512,0.09512,0.09512]
["Carl Bailey","202_B_01",202,"B","01",111,"O/G Steam",null,"MIS_AR","Arkansas",5,"Woodruff",147,"05147",122,12035,1966,9999,"wall","dry","N","Natural Gas, Residual Fuel Oil",{"$nulls":12},3.682,0.17115,0.17115,0.17115,0.17115]
["McClellan (AR)","203_B_01",203,"B","01",112,"O/G Steam",null,"MIS_AR","Arkansas",5,"Ouachita",103,"05103",134,12317,1972,9999,"wall","dry","N","Natural Gas, Residual Fuel Oil",{"$nulls":12},3.682,0.2383,0.2383,0.2383,0.2383]
["Clinton Power Station","204_G_1",204,"G","1",null,"Nuclear",null,"MIS_IL","Illinois",17,"De Witt",39,"17039",1065,10456,1987,2067,null,null,"N","Nuclear Fuel",{"$nulls":13},0,0,0,0]
["Wolf Creek Generating Station","210_G_1",210,"G","1",null,"Nuclear",null,"SPP_N","Kansas",20,"Coffey",31,"20031",1175,10456,1985,2065,null,null,"N","Nuclear Fuel",{"$nulls":13},0,0,0,0]
["Alta Powerhouse","214_G_1",214,"G","1",null,"Hydro",null,"WEC_CALN","California",6,"Placer",61,"06061",1,0,1902,9999,null,null,"N","Hydro",{"$nulls":13},0,0,0,0]
["Angels","215_G_1",215,"G","1",null,"Hydro",null,"WEC_CALN","California",6,"Calaveras",9,"06009",0.7,0,1940,9999,null,null,"N","Hydro",{"$nulls":13},0,0,0,0]
["Balch 1","217_G_1",217,"G","1",null,"Hydro",null,"WEC_CALN","California",6,"Fresno",19,"06019",34,0,1927,9999,null,null,"N","Hydro",{"$nulls":13},0,0,0,0]
["Balch 2","218_G_2",218,"G","2",null,"Hydro","","WEC_CALN","California",6,"Fresno",19,"06019",52.5,0,1958,9999,null,null,"N","Hydro",{"$nulls":13},0,0,0,0]
["Balch 2","218_G_3",218,"G","3",null,"Hydro","","WEC_CALN","California",6,"Fresno",19,"06019",52.5,0,1958,9999,null,null,"N","Hydro",{"$nulls":13},0,0,0,0]
["Belden","219_G_1",219,"G","1",null,"Hydro",null,"WEC_CALN","California",6,"Plumas",63,"06063",125,0,1969,9999,null,null,"N","Hydro",{"$nulls":13},0,0,0,0]
["Bucks Creek","220_G_H1",220,"G","H1",null,"Hydro",null,"WEC_CALN","California",6,"Plumas",63,"06063",32.5,0,1928,9999,null,null,"N","Hydro",{"$nulls":13},0,0,0,0]
["Bucks Creek","220_G_H2",220,"G","H2",null,"Hydro",null,"WEC_CALN","California",6,"Plumas",63,"06063",32.5,0,1928,9999,null,null,"N","Hydro",{"$nulls":13},0,0,0,0]
["Butt Valley","221_G_1",221,"G","1",null,"Hydro",null,"WEC_CALN","California",6,"Plumas",63,"06063",41,0,1958,9999,null,null,"N","Hydro",{"$nulls":13},0,0,0,0]
["Caribou 1","222_G_1",222,"G","1",null,"Hydro",null,"WEC_CALN","California",6,"Plumas",63,"06063",25,0,1921,9999,null,null,"N","Hydro",{"$nulls":13},0,0,0,0]
["Caribou 1","222_G_2",222,"G","2",null,"Hydro",null,"WEC_CALN","California",6,"Plumas",63,"06063",25,0,1921,9999,null,null,"N","Hydro",{"$nulls":13},0,0,0,0]
["Caribou 1","222_G_3",222,"G","3",null,"Hydro",null,"WEC_CALN","California",6,"Plumas",63,"06063",25,0,1924,9999,null,null,"N","Hydro",{"$nulls":13},0,0,0,0]
["Caribou 2","223_G_4",223,"G","4",null,"Hydro",null,"WEC_CALN","California",6,"Plumas",63,"06063",60,0,1958,9999,null,null,"N","Hydro",{"$nulls":13},0,0,0,0]
["Caribou 2","223_G_5",223,"G","5",null,"Hydro",null,"WEC_CALN","California",6,"Plumas",63,"06063",60,0,1958,9999,null,null,"N","Hydro",{"$nulls":13},0,0,0,0]
["Chili Bar","225_G_1",225,"G","1",null,"Hydro",null,"WEC_CALN","California",6,"El Dorado",17,"06017",7,0,1965,9999,null,null,"N","Hydro",{"$nulls":13},0,0,0,0]
["Coleman PH","227_G_1",227,"G","1",null,"Hydro",null,"WEC_CALN","California",6,"Shasta",89,"06089",13,0,1979,9999,null,null,"N","Hydro",{"$nulls":13},0,0,0,0]
["Cresta","231_G_1",231,"G","1",null,"Hydro",null,"WEC_CALN","California",6,"Butte",7,"06007",35,0,1949,9999,null,null,"N","Hydro",{"$nulls":13},0,0,0,0]
["Cresta","231_G_2",231,"G","2",null,"Hydro",null,"WEC_CALN","California",6,"Butte",7,"06007",35,0,1950,9999,null,null,"N","Hydro",{"$nulls":13},0,0,0,0]
["De Sabla","232_G_1",232,"G","1",null,"Hydro",null,"WEC_CALN","California",6,"Butte",7,"06007",18.5,0,1963,9999,null,null,"N","Hydro",{"$nulls":13},0,0,0,0]
["Deer Creek PH","233_G_1",233,"G","1",null,"Hydro",null,"WEC_CALN","California",6,"Nevada",57,"06057",5.7,0,1908,9999,null,null,"N","Hydro",{"$nulls":13},0,0,0,0]
["Drum 1","235_G_1",235,"G","1",null,"Hydro",null,"WEC_CALN","California",6,"Placer",61,"06061",13.2,0,1913,9999,null,null,"N","Hydro",{"$nulls":13},0,0,0,0]
["Drum 1","235_G_2",235,"G","2",null,"Hydro",null,"WEC_CALN","California",6,"Placer",61,"06061",13.2,0,1913,9999,null,null,"N","Hydro",{"$nulls":13},0,0,0,0]
["Drum 1","235_G_3",235,"G","3",null,"Hydro",null,"WEC_CALN","California",6,"Placer",61,"06061",13.2,0,1922,9999,null,null,"N","Hydro",{"$nulls":13},0,0,0,0]
["Drum 1","235_G_4",235,"G","4",null,"Hydro",null,"WEC_CALN","California",6,"Placer",61,"06061",14.4,0,1928,9999,null,null,"N","Hydro",{"$nulls":13},0,0,0,0]
["Drum 2","236_G_5",236,"G","5",null,"Hydro",null,"WEC_CALN","California",6,"Placer",61,"06061",49.5,0,1965,9999,null,null,"N","Hydro",{"$nulls":13},0,0,0,0]
["Dutch Flat","237_G_1",237,"G","1",null,"Hydro",null,"WEC_CALN","California",6,"Placer",61,"06061",22,0,1943,9999,null,null,"N","Hydro",{"$nulls":13},0,0,0,0]
["El Dorado","238_G_1",238,"G","1",null,"Hydro",null,"WEC_CALN","California",6,"El Dorado",17,"06017",10.3,0,1924,9999,null,null,"N","Hydro",{"$nulls":13},0,0,0,0]
["El Dorado","238_G_2",238,"G","2",null,"Hydro",null,"WEC_CALN","California",6,"El Dorado",17,"06017",10.3,0,1924,9999,null,null,"N","Hydro",{"$nulls":13},0,0,0,0]
["Electra","239_G_1",239,"G","1",null,"Hydro",null,"WEC_CALN","California",6,"Amador",5,"06005",30.7,0,1948,9999,null,null,"N","Hydro",{"$nulls":13},0,0,0,0]
["Electra","239_G_2",239,"G","2",null,"Hydro",null,"WEC_CALN","California",6,"Amador",5,"06005",30.7,0,1948,9999,null,null,"N","Hydro",{"$nulls":13},0,0,0,0]
["Electra","239_G_3",239,"G","3",null,"Hydro",null,"WEC_CALN","California",6,"Amador",5,"06005",36.6,0,1948,9999,null,null,"N","Hydro",{"$nulls":13},0,0,0,0]
["Haas","240_G_H1",240,"G","H1",null,"Hydro",null,"WEC_CALN","California",6,"Fresno",19,"06019",72,0,1958,9999,null,null,"N","Hydro",{"$nulls":13},0,0,0,0]
["Haas","240_G_H2",240,"G","H2",null,"Hydro",null,"WEC_CALN","California",6,"Fresno",19,"06019",72,0,1958,9999,null,null,"N","Hydro",{"$nulls":13},0,0,0,0]
["Halsey","241_G_1",241,"G","1",null,"Hydro",null,"WEC_CALN","California",6,"Placer",61,"06061",11,0,1916,9999,null,null,"N","Hydro",{"$nulls":13},0,0,0,0]
["Hamilton Branch","242_G_1",242,"G","1",null,"Hydro",null,"WEC_CALN","California",6,"Plumas",63,"06063",2.4,0,1921,9999,null,null,"N","Hydro",{"$nulls":13},0,0,0,0]
["Hamilton Branch","242_G_2",242,"G","2",null,"Hydro",null,"WEC_CALN","California",6,"Plumas",63,"06063",2.4,0,1921,9999,null,null,"N","Hydro",{"$nulls":13},0,0,0,0]
["Hat Creek 1","243_G_1",243,"G","1",null,"Hydro",null,"WEC_CALN","California",6,"Shasta",89,"06089",8.5,0,1921,9999,null,null,"N","Hydro",{"$nulls":13},0,0,0,0]
["Hat Creek 2","244_G_1",244,"G","1",null,"Hydro",null,"WEC_CALN","California",6,"Shasta",89,"06089",8.5,0,1921,9999,null,null,"N","Hydro",{"$nulls":13},0,0,0,0]
["Humboldt Bay","246_G_IC1",246,"G","IC1",null,"Combustion Turbine","IC Engine","WEC_CALN","California",6,"Humboldt",23,"06023",16.3,10745,2010,9999,null,null,"N","Natural Gas, Distillate Fuel Oil",{"$nulls":13},0.4671,0.4671,0.4671,0.4671]
["Humboldt Bay","246_G_IC10",246,"G","IC10",null,"Combustion Turbine","IC Engine","WEC_CALN","California",6,"Humboldt",23,"06023",16.3,10745,2010,9999,null,null,"N","Natural Gas, Distillate Fuel Oil",{"$nulls":13},0.4671,0.4671,0.4671,0.4671]
["Humboldt Bay","246_G_IC2",246,"G","IC2",null,"Combustion Turbine","IC Engine","WEC_CALN","California",6,"Humboldt",23,"06023",16.3,10745,2010,9999,null,null,"N","Natural Gas, Distillate Fuel Oil",{"$nulls":13},0.4671,0.4671,0.4671,0.4671]
["Humboldt Bay","246_G_IC3",246,"G","IC3",null,"Combustion Turbine","IC Engine","WEC_CALN","California",6,"Humboldt",23,"06023",16.3,10745,2011,9999,null,null,"N","Natural Gas, Distillate Fuel Oil",{"$nulls":13},0.4671,0.4671,0.4671,0.4671]
["Humboldt Bay","246_G_IC4",246,"G","IC4",null,"Combustion Turbine","IC Engine","WEC_CALN","California",6,"Humboldt",23,"06023",16.3,10745,2010,9999,null,null,"N","Natural Gas, Distillate Fuel Oil",{"$nulls":13},0.4671,0.4671,0.4671,0.4671]
["Humboldt Bay","246_G_IC5",246,"G","IC5",null,"Combustion Turbine","IC Engine","WEC_CALN","California",6,"Humboldt",23,"06023",16.3,10745,2010,9999,null,null,"N","Natural Gas, Distillate Fuel Oil",{"$nulls":13},0.4671,0.4671,0.4671,0.4671]
["Humboldt Bay","246_G_IC6",246,"G","IC6",null,"Combustion Turbine","IC Engine","WEC_CALN","California",6,"Humboldt",23,"06023",16.3,10745,2010,9999,null,null,"N","Natural Gas, Distillate Fuel Oil",{"$nulls":13},0.4671,0.4671,0.4671,0.4671]
["Humboldt Bay","246_G_IC7",246,"G","IC7",null,"Combustion Turbine","IC Engine","WEC_CALN","California",6,"Humboldt",23,"06023",16.3,10745,2010,9999,null,null,"N","Natural Gas, Distillate Fuel Oil",{"$nulls":13},0.4671,0.4671,0.4671,0.4671]
["Humboldt Bay","246_G_IC8",246,"G","IC8",null,"Combustion Turbine","IC Engine","WEC_CALN","California",6,"Humboldt",23,"06023",16.3,10745,2010,9999,null,null,"N","Natural Gas, Distillate Fuel Oil",{"$nulls":13},0.4671,0.4671,0.4671,0.4671]
["Humboldt Bay","246_G_IC9",246,"G","IC9",null,"Combustion Turbine","IC Engine","WEC_CALN","California",6,"Humboldt",23,"06023",16.7,10745,2010,9999,null,null,"N","Natural Gas, Distillate Fuel Oil",{"$nulls":13},0.4671,0.4671,0.4671,0.4671]
["Inskip","248_G_1",248,"G","1",null,"Hydro",null,"WEC_CALN","California",6,"Tehama",103,"06103",8,0,1979,9999,null,null,"N","Hydro",{"$nulls":13},0,0,0,0]
["James B Black","249_G_1",249,"G","1",null,"Hydro",null,"WEC_CALN","California",6,"Shasta",89,"06089",86,0,1966,9999,null,null,"N","Hydro",{"$nulls":13},0,0,0,0]
["James B Black","249_G_2",249,"G","2",null,"Hydro",null,"WEC_CALN","California",6,"Shasta",89,"06089",86,0,1965,9999,null,null,"N","Hydro",{"$nulls":13},0,0,0,0]
["Kerckhoff","250_G_H1",250,"G","H1",null,"Hydro",null,"WEC_CALN","California",6,"Fresno",19,"06019",12.6,0,1920,9999,null,null,"N","Hydro",{"$nulls":13},0,0,0,0]
["Kerckhoff","250_G_H3",250,"G","H3",null,"Hydro",null,"WEC_CALN","California",6,"Fresno",19,"06019",12.6,0,1920,9999,null,null,"N","Hydro",{"$nulls":13},0,0,0,0]
["Kings River PH","254_G_H1",254,"G","H1",null,"Hydro",null,"WEC_CALN","California",6,"Fresno",19,"06019",52,0,1962,9999,null,null,"N","Hydro",{"$nulls":13},0,0,0,0]
["Lime Saddle","255_G_1",255,"G","1",null,"Hydro",null,"WEC_CALN","California",6,"Butte",7,"06007",1,0,1906,9999,null,null,"N","Hydro",{"$nulls":13},0,0,0,0]
["Lime Saddle","255_G_2",255,"G","2",null,"Hydro",null,"WEC_CALN","California",6,"Butte",7,"06007",1,0,1906,9999,null,null,"N","Hydro",{"$nulls":13},0,0,0,0]
["Merced Falls","258_G_1",258,"G","1",null,"Hydro",null,"WEC_CALN","California",6,"Merced",47,"06047",3.5,0,1930,9999,null,null,"N","Hydro",{"$nulls":13},0,0,0,0]
["Dynegy Moss Landing Power Plant","260_G_CT1A",260,"G","CT1A",149,"Combined Cycle",null,"WEC_CALN","California",6,"Monterey",53,"06053",165,7175,2002,9999,null,null,"N","Natural Gas",{"$nulls":3},"DLNB","SCR",{"$nulls":8},0.01062,0.01062,0.01062,0.01062]
["Dynegy Moss Landing Power Plant","260_G_CT1B",260,"G","CT1B",150,"Combined Cycle",null,"WEC_CALN","California",6,"Monterey",53,"06053",165,7175,2002,9999,null,null,"N","Natural Gas",{"$nulls":3},"DLNB","SCR",{"$nulls":8},0.01062,0.01062,0.01062,0.01062]
["Dynegy Moss Landing Power Plant","260_G_CT2A",260,"G","CT2A",152,"Combined Cycle",null,"WEC_CALN","California",6,"Monterey",53,"06053",165,7175,2002,9999,null,null,"N","Natural Gas",{"$nulls":3},"DLNB","SCR",{"$nulls":8},0.0096,0.0096,0.0096,0.0096]
["Dynegy Moss Landing Power Plant","260_G_CT2B",260,"G","CT2B",153,"Combined Cycle",null,"WEC_CALN","California",6,"Monterey",53,"06053",165,7175,2002,9999,null,null,"N","Natural Gas",{"$nulls":3},"DLNB","SCR",{"$nulls":8},0.0096,0.0096,0.0096,0.0096]
["Dynegy Moss Landing Power Plant","260_G_ST1",260,"G","ST1",null,"Combined Cycle",null,"WEC_CALN","California",6,"Monterey",53,"06053",180,7175,2002,9999,null,null,"N","Natural Gas",{"$nulls":3},"DLNB + NH3","SCR",2002,{"$nulls":7},0.01062,0.01062,0.01062,0.01062]
["Dynegy Moss Landing Power Plant","260_G_ST2",260,"G","ST2",null,"Combined Cycle",null,"WEC_CALN","California",6,"Monterey",53,"06053",180,7175,2002,9999,null,null,"N","Natural Gas",{"$nulls":3},"DLNB + NH3","SCR",2002,{"$nulls":7},0.0096,0.0096,0.0096,0.0096]
["Murphys","261_G_1",261,"G","1",null,"Hydro",null,"WEC_CALN","California",6,"Calaveras",9,"06009",1.7,0,1954,9999,null,null,"N","Hydro",{"$nulls":13},0,0,0,0]
["Narrows PH","262_G_1",262,"G","1",null,"Hydro",null,"WEC_CALN","California",6,"Nevada",57,"06057",12,0,1942,9999,null,null,"N","Hydro",{"$nulls":13},0,0,0,0]
["Phoenix","264_G_1",264,"G","1",null,"Hydro",null,"WEC_CALN","California",6,"Tuolumne",109,"06109",2,0,1940,9999,null,null,"N","Hydro",{"$nulls":13},0,0,0,0]
["Pit 1","265_G_H1",265,"G","H1",null,"Hydro",null,"WEC_CALN","California",6,"Shasta",89,"06089",30.5,0,1922,9999,null,null,"N","Hydro",{"$nulls":13},0,0,0,0]
["Pit 1","265_G_H2",265,"G","H2",null,"Hydro",null,"WEC_CALN","California",6,"Shasta",89,"06089",30.5,0,1922,9999,null,null,"N","Hydro",{"$nulls":13},0,0,0,0]
["Pit 3","266_G_H1",266,"G","H1",null,"Hydro",null,"WEC_CALN","California",6,"Shasta",89,"06089",23.3,0,1925,9999,null,null,"N","Hydro",{"$nulls":13},0,0,0,0]
["Pit 3","266_G_H2",266,"G","H2",null,"Hydro",null,"WEC_CALN","California",6,"Shasta",89,"06089",23.3,0,1925,9999,null,null,"N","Hydro",{"$nulls":13},0,0,0,0]
["Pit 3","266_G_H3",266,"G","H3",null,"Hydro",null,"WEC_CALN","California",6,"Shasta",89,"06089",23.3,0,1925,9999,null,null,"N","Hydro",{"$nulls":13},0,0,0,0]
["Pit 4","267_G_1",267,"G","1",null,"Hydro",null,"WEC_CALN","California",6,"Shasta",89,"06089",47.5,0,1955,9999,null,null,"N","Hydro",{"$nulls":13},0,0,0,0]
["Pit 4","267_G_2",267,"G","2",null,"Hydro",null,"WEC_CALN","California",6,"Shasta",89,"06089",47.5,0,1955,9999,null,null,"N","Hydro",{"$nulls":13},0,0,0,0]
["Pit 5","268_G_H1",268,"G","H1",null,"Hydro",null,"WEC_CALN","California",6,"Shasta",89,"06089",40,0,1944,9999,null,null,"N","Hydro",{"$nulls":13},0,0,0,0]
["Pit 5","268_G_H2",268,"G","H2",null,"Hydro",null,"WEC_CALN","California",6,"Shasta",89,"06089",40,0,1944,9999,null,null,"N","Hydro",{"$nulls":13},0,0,0,0]
["Pit 5","268_G_H3",268,"G","H3",null,"Hydro",null,"WEC_CALN","California",6,"Shasta",89,"06089",40,0,1944,9999,null,null,"N","Hydro",{"$nulls":13},0,0,0,0]
["Pit 5","268_G_H4",268,"G","H4",null,"Hydro",null,"WEC_CALN","California",6,"Shasta",89,"06089",40,0,1944,9999,null,null,"N","Hydro",{"$nulls":13},0,0,0,0]
["Pit 6","269_G_H1",269,"G","H1",null,"Hydro",null,"WEC_CALN","California",6,"Shasta",89,"06089",40,0,1965,9999,null,null,"N","Hydro",{"$nulls":13},0,0,0,0]
["Pit 6","269_G_H2",269,"G","H2",null,"Hydro",null,"WEC_CALN","California",6,"Shasta",89,"06089",40,0,1965,9999,null,null,"N","Hydro",{"$nulls":13},0,0,0,0]
["Pit 7","270_G_H1",270,"G","H1",null,"Hydro",null,"WEC_CALN","California",6,"Shasta",89,"06089",56,0,1965,9999,null,null,"N","Hydro",{"$nulls":13},0,0,0,0]
["Pit 7","270_G_H2",270,"G","H2",null,"Hydro",null,"WEC_CALN","California",6,"Shasta",89,"06089",57,0,1965,9999,null,null,"N","Hydro",{"$nulls":13},0,0,0,0]
["Poe","272_G_1",272,"G","1",null,"Hydro",null,"WEC_CALN","California",6,"Butte",7,"06007",60,0,1958,9999,null,null,"N","Hydro",{"$nulls":13},0,0,0,0]
["Poe","272_G_2",272,"G","2",null,"Hydro",null,"WEC_CALN","California",6,"Butte",7,"06007",60,0,1958,9999,null,null,"N","Hydro",{"$nulls":13},0,0,0,0]
["Potter Valley","274_G_1",274,"G","1",null,"Hydro",null,"WEC_CALN","California",6,"Mendocino",45,"06045",4.5,0,1939,9999,null,null,"N","Hydro",{"$nulls":13},0,0,0,0]
["Potter Valley","274_G_2",274,"G","2",null,"Hydro",null,"WEC_CALN","California",6,"Mendocino",45,"06045",2,0,1910,9999,null,null,"N","Hydro",{"$nulls":13},0,0,0,0]
["Potter Valley","274_G_3",274,"G","3",null,"Hydro",null,"WEC_CALN","California",6,"Mendocino",45,"06045",2.7,0,1917,9999,null,null,"N","Hydro",{"$nulls":13},0,0,0,0]
["Rock Creek","275_G_H1",275,"G","H1",null,"Hydro",null,"WEC_CALN","California",6,"Plumas",63,"06063",63,0,1950,9999,null,null,"N","Hydro",{"$nulls":13},0,0,0,0]
["Rock Creek","275_G_H2",275,"G","H2",null,"Hydro",null,"WEC_CALN","California",6,"Plumas",63,"06063",63,0,1950,9999,null,null,"N","Hydro",{"$nulls":13},0,0,0,0]
["San Joaquin 2","276_G_1",276,"G","1",null,"Hydro",null,"WEC_CALN","California",6,"Madera",39,"06039",3.2,0,1917,9999,null,null,"N","Hydro",{"$nulls":13},0,0,0,0]
["San Joaquin 3","277_G_3",277,"G","3",null,"Hydro",null,"WEC_CALN","California",6,"Madera",39,"06039",4.2,0,1923,9999,null,null,"N","Hydro",{"$nulls":13},0,0,0,0]
["Salt Springs","279_G_1",279,"G","1",null,"Hydro",null,"WEC_CALN","California",6,"Amador",5,"06005",11,0,1931,9999,null,null,"N","Hydro",{"$nulls":13},0,0,0,0]
["Salt Springs","279_G_2",279,"G","2",null,"Hydro",null,"WEC_CALN","California",6,"Amador",5,"06005",33,0,1953,9999,null,null,"N","Hydro",{"$nulls":13},0,0,0,0]
["South","280_G_1",280,"G","1",null,"Hydro",null,"WEC_CALN","California",6,"Tehama",103,"06103",7,0,1979,9999,null,null,"N","Hydro",{"$nulls":13},0,0,0,0]
["Spaulding 1","281_G_1",281,"G","1",null,"Hydro",null,"WEC_CALN","California",6,"Nevada",57,"06057",7,0,1928,9999,null,null,"N","Hydro",{"$nulls":13},0,0,0,0]
["Spaulding 2","282_G_1",282,"G","1",null,"Hydro",null,"WEC_CALN","California",6,"Nevada",57,"06057",4.4,0,1928,9999,null,null,"N","Hydro",{"$nulls":13},0,0,0,0]
["Spaulding 3","283_G_1",283,"G","1",null,"Hydro",null,"WEC_CALN","California",6,"Nevada",57,"06057",5.8,0,1929,9999,null,null,"N","Hydro",{"$nulls":13},0,0,0,0]
["Spring Gap","284_G_1",284,"G","1",null,"Hydro",null,"WEC_CALN","California",6,"Tuolumne",109,"06109",7,0,1921,9999,null,null,"N","Hydro",{"$nulls":13},0,0,0,0]
["Stanislaus","285_G_HC1",285,"G","HC1",null,"Hydro",null,"WEC_CALN","California",6,"Tuolumne",109,"06109",91,0,1963,9999,null,null,"N","Hydro",{"$nulls":13},0,0,0,0]
["Geysers Unit 5-20","286_G_U11",286,"G","U11",null,"Geothermal",null,"WEC_CALN","California",6,"Sonoma",97,"06097",68,9771,1975,9999,null,null,"N","Geothermal",{"$nulls":13},0,0,0,0,0.3713,0.3713,0.3713]
["Geysers Unit 5-20","286_G_U12",286,"G","U12",null,"Geothermal",null,"WEC_CALN","California",6,"Sonoma",97,"06097",51,9771,1979,9999,null,null,"N","Geothermal",{"$nulls":13},0,0,0,0,0.3713,0.3713,0.3713]
["Geysers Unit 5-20","286_G_U13",286,"G","U13",null,"Geothermal",null,"WEC_CALN","California",6,"Sonoma",97,"06097",65,9771,1980,9999,null,null,"N","Geothermal",{"$nulls":13},0,0,0,0,0.3713,0.3713,0.3713]
["Geysers Unit 5-20","286_G_U14",286,"G","U14",null,"Geothermal",null,"WEC_CALN","California",6,"Sonoma",97,"06097",60,9771,1980,9999,null,null,"N","Geothermal",{"$nulls":13},0,0,0,0,0.3713,0.3713,0.3713]
["Geysers Unit 5-20","286_G_U16",286,"G","U16",null,"Geothermal",null,"WEC_CALN","California",6,"Sonoma",97,"06097",60,9771,1985,9999,null,null,"N","Geothermal",{"$nulls":13},0,0,0,0,0.3713,0.3713,0.3713]
["Geysers Unit 5-20","286_G_U17",286,"G","U17",null,"Geothermal",null,"WEC_CALN","California",6,"Sonoma",97,"06097",60,9771,1982,9999,null,null,"N","Geothermal",{"$nulls":13},0,0,0,0,0.3713,0.3713,0.3713]
["Geysers Unit 5-20","286_G_U18",286,"G","U18",null,"Geothermal",null,"WEC_CALN","California",6,"Sonoma",97,"06097",60,9771,1983,9999,null,null,"N","Geothermal",{"$nulls":13},0,0,0,0,0.3713,0.3713,0.3713]
["Geysers Unit 5-20","286_G_U20",286,"G","U20",null,"Geothermal",null,"WEC_CALN","California",6,"Sonoma",97,"06097",50,9771,1985,9999,null,null,"N","Geothermal",{"$nulls":13},0,0,0,0,0.3713,0.3713,0.3713]
["Geysers Unit 5-20","286_G_U5",286,"G","U5",null,"Geothermal",null,"WEC_CALN","California",6,"Sonoma",97,"06097",45,9771,1971,9999,null,null,"N","Geothermal",{"$nulls":13},0,0,0,0,0.3713,0.3713,0.3713]
["Geysers Unit 5-20","286_G_U6",286,"G","U6",null,"Geothermal",null,"WEC_CALN","California",6,"Sonoma",97,"06097",45,9771,1971,9999,null,null,"N","Geothermal",{"$nulls":13},0,0,0,0,0.3713,0.3713,0.3713]
["Geysers Unit 5-20","286_G_U7",286,"G","U7",null,"Geothermal",null,"WEC_CALN","California",6,"Sonoma",97,"06097",40,9771,1972,9999,null,null,"N","Geothermal",{"$nulls":13},0,0,0,0,0.3713,0.3713,0.3713]
["Geysers Unit 5-20","286_G_U8",286,"G","U8",null,"Geothermal",null,"WEC_CALN","California",6,"Sonoma",97,"06097",40,9771,1972,9999,null,null,"N","Geothermal",{"$nulls":13},0,0,0,0,0.3713,0.3713,0.3713]
["Tiger Creek","287_G_H1",287,"G","H1",null,"Hydro",null,"WEC_CALN","California",6,"Amador",5,"06005",29,0,1931,9999,null,null,"N","Hydro",{"$nulls":13},0,0,0,0]
["Tiger Creek","287_G_H2",287,"G","H2",null,"Hydro",null,"WEC_CALN","California",6,"Amador",5,"06005",29,0,1931,9999,null,null,"N","Hydro",{"$nulls":13},0,0,0,0]
["Tule River","289_G_1",289,"G","1",null,"Hydro",null,"WECC_SCE","California",6,"Tulare",107,"06107",3.2,0,1914,9999,null,null,"N","Hydro",{"$nulls":13},0,0,0,0]
["Tule River","289_G_2",289,"G","2",null,"Hydro",null,"WECC_SCE","California",6,"Tulare",107,"06107",3.2,0,1914,9999,null,null,"N","Hydro",{"$nulls":13},0,0,0,0]
["Volta 1","290_G_1",290,"G","1",null,"Hydro",null,"WEC_CALN","California",6,"Shasta",89,"06089",9,0,1980,9999,null,null,"N","Hydro",{"$nulls":13},0,0,0,0]
["West Point PH","291_G_1",291,"G","1",null,"Hydro",null,"WEC_CALN","California",6,"Amador",5,"06005",14.5,0,1948,9999,null,null,"N","Hydro",{"$nulls":13},0,0,0,0]
["Wise","292_G_1",292,"G","1",null,"Hydro",null,"WEC_CALN","California",6,"Placer",61,"06061",14,0,1917,9999,null,null,"N","Hydro",{"$nulls":13},0,0,0,0]
["Wise","292_G_2",292,"G","2",null,"Hydro",null,"WEC_CALN","California",6,"Placer",61,"06061",3.2,0,1986,9999,null,null,"N","Hydro",{"$nulls":13},0,0,0,0]
["A G Wishon","293_G_1",293,"G","1",null,"Hydro",null,"WEC_CALN","California",6,"Madera",39,"06039",5,0,1910,9999,null,null,"N","Hydro",{"$nulls":13},0,0,0,0]
["A G Wishon","293_G_2",293,"G","2",null,"Hydro",null,"WEC_CALN","California",6,"Madera",39,"06039",5,0,1910,9999,null,null,"N","Hydro",{"$nulls":13},0,0,0,0]
["A G Wishon","293_G_3",293,"G","3",null,"Hydro",null,"WEC_CALN","California",6,"Madera",39,"06039",5,0,1910,9999,null,null,"N","Hydro",{"$nulls":13},0,0,0,0]
["A G Wishon","293_G_4",293,"G","4",null,"Hydro",null,"WEC_CALN","California",6,"Madera",39,"06039",5,0,1910,9999,null,null,"N","Hydro",{"$nulls":13},0,0,0,0]
["Copco 1","294_G_1",294,"G","1",null,"Hydro",null,"WECC_PNW","California",6,"Siskiyou",93,"06093",14,0,1918,9999,null,null,"N","Hydro",{"$nulls":13},0,0,0,0]
["Copco 1","294_G_2",294,"G","2",null,"Hydro",null,"WECC_PNW","California",6,"Siskiyou",93,"06093",14,0,1918,9999,null,null,"N","Hydro",{"$nulls":13},0,0,0,0]
["Copco 2","295_G_1",295,"G","1",null,"Hydro",null,"WECC_PNW","California",6,"Siskiyou",93,"06093",17,0,1925,9999,null,null,"N","Hydro",{"$nulls":13},0,0,0,0]
["Copco 2","295_G_2",295,"G","2",null,"Hydro",null,"WECC_PNW","California",6,"Siskiyou",93,"06093",17,0,1925,9999,null,null,"N","Hydro",{"$nulls":13},0,0,0,0]
["Fall Creek","296_G_1",296,"G","1",null,"Hydro",null,"WECC_PNW","California",6,"Siskiyou",93,"06093",0.4,0,1903,9999,null,null,"N","Hydro",{"$nulls":13},0,0,0,0]
["Fall Creek","296_G_2",296,"G","2",null,"Hydro",null,"WECC_PNW","California",6,"Siskiyou",93,"06093",0.4,0,1907,9999,null,null,"N","Hydro",{"$nulls":13},0,0,0,0]
["Fall Creek","296_G_3",296,"G","3",null,"Hydro",null,"WECC_PNW","California",6,"Siskiyou",93,"06093",1.1,0,1910,9999,null,null,"N","Hydro",{"$nulls":13},0,0,0,0]
["Iron Gate","297_G_1",297,"G","1",null,"Hydro",null,"WECC_PNW","California",6,"Siskiyou",93,"06093",18.8,0,1962,9999,null,null,"N","Hydro",{"$nulls":13},0,0,0,0]
["Limestone","298_B_LIM1",298,"B","LIM1",176,"Coal Steam",null,"ERC_REST","Texas",48,"Limestone",293,"48293",831,10342,1985,9999,"tangential","dry","N","Lignite, Subbituminous","Wet Scrubber",1985,0.9,"LNC3","SNCR",null,"1997","ESPC","No","ACI",2016,null,0.6,0.16546,0.16546,0.16546,0.16546,0.1,0.1,0.1,0.9500000000000001]
["Limestone","298_B_LIM2",298,"B","LIM2",177,"Coal Steam",null,"ERC_REST","Texas",48,"Limestone",293,"48293",858,10301,1986,9999,"tangential","dry","N","Lignite, Subbituminous","Wet Scrubber",1986,0.9,"OFA","SNCR",null,"1997","ESPC","No","ACI",2016,null,0.6,0.18149,0.18149,0.139,0.139,0.1,0.1,0.1,0.9500000000000001]
["Blundell","299_B_1",299,"B","1",null,"Geothermal",null,"WECC_UT","Utah",49,"Beaver",1,"49001",23,9771,1984,9999,null,null,"N","Geothermal",{"$nulls":13},0,0,0,0,0.4563,0.4563,0.4563]
["Blundell","299_B_2",299,"B","2",null,"Geothermal",null,"WECC_UT","Utah",49,"Beaver",1,"49001",11,9771,2007,9999,null,null,"N","Geothermal",{"$nulls":13},0,0,0,0,0.4563,0.4563,0.4563]
["Drop 5","314_G_1",314,"G","1",null,"Hydro",null,"WECC_IID","California",6,"Imperial",25,"06025",1.9,0,1982,9999,null,null,"N","Hydro",{"$nulls":13},0,0,0,0]
["Drop 5","314_G_2",314,"G","2",null,"Hydro",null,"WECC_IID","California",6,"Imperial",25,"06025",1.9,0,1982,9999,null,null,"N","Hydro",{"$nulls":13},0,0,0,0]
["Sepulveda Canyon","316_G_1",316,"G","1",null,"Hydro",null,"WEC_LADW","California",6,"Los Angeles",37,"06037",8.5,0,1982,9999,null,null,"N","Hydro",{"$nulls":13},0,0,0,0]
["Big Creek 1","317_G_1",317,"G","1",null,"Hydro",null,"WECC_SCE","California",6,"Fresno",19,"06019",19.8,0,1913,9999,null,null,"N","Hydro",{"$nulls":13},0,0,0,0]
["Big Creek 1","317_G_2",317,"G","2",null,"Hydro",null,"WECC_SCE","California",6,"Fresno",19,"06019",15.8,0,1913,9999,null,null,"N","Hydro",{"$nulls":13},0,0,0,0]
["Big Creek 1","317_G_3",317,"G","3",null,"Hydro",null,"WECC_SCE","California",6,"Fresno",19,"06019",21.6,0,1923,9999,null,null,"N","Hydro",{"$nulls":13},0,0,0,0]
["Big Creek 1","317_G_4",317,"G","4",null,"Hydro",null,"WECC_SCE","California",6,"Fresno",19,"06019",31.2,0,1925,9999,null,null,"N","Hydro",{"$nulls":13},0,0,0,0]
["Big Creek 2","318_G_3",318,"G","3",null,"Hydro",null,"WECC_SCE","California",6,"Fresno",19,"06019",15.8,0,1913,9999,null,null,"N","Hydro",{"$nulls":13},0,0,0,0]
["Big Creek 2","318_G_4",318,"G","4",null,"Hydro",null,"WECC_SCE","California",6,"Fresno",19,"06019",15.8,0,1914,9999,null,null,"N","Hydro",{"$nulls":13},0,0,0,0]
["Big Creek 2","318_G_5",318,"G","5",null,"Hydro",null,"WECC_SCE","California",6,"Fresno",19,"06019",17.5,0,1921,9999,null,null,"N","Hydro",{"$nulls":13},0,0,0,0]
["Big Creek 2","318_G_6",318,"G","6",null,"Hydro",null,"WECC_SCE","California",6,"Fresno",19,"06019",17.5,0,1925,9999,null,null,"N","Hydro",{"$nulls":13},0,0,0,0]
["Big Creek 3","319_G_1",319,"G","1",null,"Hydro",null,"WECC_SCE","California",6,"Fresno",19,"06019",34,0,1923,9999,null,null,"N","Hydro",{"$nulls":13},0,0,0,0]
["Big Creek 3","319_G_2",319,"G","2",null,"Hydro",null,"WECC_SCE","California",6,"Fresno",19,"06019",34,0,1923,9999,null,null,"N","Hydro",{"$nulls":13},0,0,0,0]
["Big Creek 3","319_G_3",319,"G","3",null,"Hydro",null,"WECC_SCE","California",6,"Fresno",19,"06019",33,0,1923,9999,null,null,"N","Hydro",{"$nulls":13},0,0,0,0]
["Big Creek 3","319_G_4",319,"G","4",null,"Hydro",null,"WECC_SCE","California",6,"Fresno",19,"06019",36,0,1948,9999,null,null,"N","Hydro",{"$nulls":13},0,0,0,0]
["Big Creek 3","319_G_5",319,"G","5",null,"Hydro",null,"WECC_SCE","California",6,"Fresno",19,"06019",36.5,0,1980,9999,null,null,"N","Hydro",{"$nulls":13},0,0,0,0]
["Big Creek 4","320_G_1",320,"G","1",null,"Hydro",null,"WECC_SCE","California",6,"Madera",39,"06039",50,0,1951,9999,null,null,"N","Hydro",{"$nulls":13},0,0,0,0]
["Big Creek 4","320_G_2",320,"G","2",null,"Hydro",null,"WECC_SCE","California",6,"Madera",39,"06039",50,0,1951,9999,null,null,"N","Hydro",{"$nulls":13},0,0,0,0]
["Big Creek 8","321_G_1",321,"G","1",null,"Hydro",null,"WECC_SCE","California",6,"Fresno",19,"06019",25.8,0,1921,9999,null,null,"N","Hydro",{"$nulls":13},0,0,0,0]
["Big Creek 8","321_G_2",321,"G","2",null,"Hydro",null,"WECC_SCE","California",6,"Fresno",19,"06019",45,0,1929,9999,null,null,"N","Hydro",{"$nulls":13},0,0,0,0]
["Big Creek 2A","322_G_1",322,"G","1",null,"Hydro",null,"WECC_SCE","California",6,"Fresno",19,"06019",50,0,1928,9999,null,null,"N","Hydro",{"$nulls":13},0,0,0,0]
["Big Creek 2A","322_G_2",322,"G","2",null,"Hydro",null,"WECC_SCE","California",6,"Fresno",19,"06019",50,0,1928,9999,null,null,"N","Hydro",{"$nulls":13},0,0,0,0]
["Bishop Creek 2","323_G_1",323,"G","1",null,"Hydro",null,"WECC_SCE","California",6,"Inyo",27,"06027",2.5,0,1908,9999,null,null,"N","Hydro",{"$nulls":13},0,0,0,0]
["Bishop Creek 2","323_G_2",323,"G","2",null,"Hydro",null,"WECC_SCE","California",6,"Inyo",27,"06027",2.5,0,1908,9999,null,null,"N","Hydro",{"$nulls":13},0,0,0,0]
["Bishop Creek 2","323_G_3",323,"G","3",null,"Hydro",null,"WECC_SCE","California",6,"Inyo",27,"06027",2.3,0,1911,9999,null,null,"N","Hydro",{"$nulls":13},0,0,0,0]
["Bishop Creek 3","324_G_1",324,"G","1",null,"Hydro",null,"WECC_SCE","California",6,"Inyo",27,"06027",2.8,0,1913,9999,null,null,"N","Hydro",{"$nulls":13},0,0,0,0]
["Bishop Creek 3","324_G_2",324,"G","2",null,"Hydro",null,"WECC_SCE","California",6,"Inyo",27,"06027",2.8,0,1913,9999,null,null,"N","Hydro",{"$nulls":13},0,0,0,0]
["Bishop Creek 3","324_G_3",324,"G","3",null,"Hydro",null,"WECC_SCE","California",6,"Inyo",27,"06027",2.8,0,1913,9999,null,null,"N","Hydro",{"$nulls":13},0,0,0,0]
["Bishop Creek 4","325_G_1",325,"G","1",null,"Hydro",null,"WECC_SCE","California",6,"Inyo",27,"06027",1,0,1905,9999,null,null,"N","Hydro",{"$nulls":13},0,0,0,0]
["Bishop Creek 4","325_G_2",325,"G","2",null,"Hydro",null,"WECC_SCE","California",6,"Inyo",27,"06027",1,0,1905,9999,null,null,"N","Hydro",{"$nulls":13},0,0,0,0]
["Bishop Creek 4","325_G_3",325,"G","3",null,"Hydro",null,"WECC_SCE","California",6,"Inyo",27,"06027",2,0,1906,9999,null,null,"N","Hydro",{"$nulls":13},0,0,0,0]
["Bishop Creek 4","325_G_4",325,"G","4",null,"Hydro",null,"WECC_SCE","California",6,"Inyo",27,"06027",2.2,0,1907,9999,null,null,"N","Hydro",{"$nulls":13},0,0,0,0]
["Bishop Creek 4","325_G_5",325,"G","5",null,"Hydro",null,"WECC_SCE","California",6,"Inyo",27,"06027",2,0,1909,9999,null,null,"N","Hydro",{"$nulls":13},0,0,0,0]
["Bishop Creek 5","326_G_1",326,"G","1",null,"Hydro",null,"WECC_SCE","California",6,"Inyo",27,"06027",2,0,1943,9999,null,null,"N","Hydro",{"$nulls":13},0,0,0,0]
["Bishop Creek 5","326_G_2",326,"G","2",null,"Hydro",null,"WECC_SCE","California",6,"Inyo",27,"06027",1.8,0,1919,9999,null,null,"N","Hydro",{"$nulls":13},0,0,0,0]
["Bishop Creek 6","327_G_1",327,"G","1",null,"Hydro",null,"WECC_SCE","California",6,"Inyo",27,"06027",1.6,0,1913,9999,null,null,"N","Hydro",{"$nulls":13},0,0,0,0]
["Borel","328_G_1",328,"G","1",null,"Hydro",null,"WECC_SCE","California",6,"Kern",29,"06029",2.1,0,1904,9999,null,null,"N","Hydro",{"$nulls":13},0,0,0,0]
["Borel","328_G_2",328,"G","2",null,"Hydro",null,"WECC_SCE","California",6,"Kern",29,"06029",2.5,0,1904,9999,null,null,"N","Hydro",{"$nulls":13},0,0,0,0]
["Borel","328_G_3",328,"G","3",null,"Hydro",null,"WECC_SCE","California",6,"Kern",29,"06029",6,0,1932,9999,null,null,"N","Hydro",{"$nulls":13},0,0,0,0]
["Etiwanda Generating Station","331_B_3",331,"B","3",217,"O/G Steam",null,"WECC_SCE","California",6,"San Bernardino",71,"06071",320,12957,1963,9999,"tangential",null,"N","Natural Gas",{"$nulls":3},"FR + SC","SCR",2001,{"$nulls":6},0.65,0.00603,0.00603,0.00603,0.00603]
["Etiwanda Generating Station","331_B_4",331,"B","4",218,"O/G Steam",null,"WECC_SCE","California",6,"San Bernardino",71,"06071",320,13757,1963,9999,"tangential",null,"N","Natural Gas",{"$nulls":3},"FR + SC","SCR",2001,{"$nulls":6},0.65,0.00695,0.00695,0.00695,0.00695]
["Fontana","332_G_1",332,"G","1",null,"Hydro",null,"WECC_SCE","California",6,"San Bernardino",71,"06071",1.5,0,1917,9999,null,null,"N","Hydro",{"$nulls":13},0,0,0,0]
["Fontana","332_G_2",332,"G","2",null,"Hydro",null,"WECC_SCE","California",6,"San Bernardino",71,"06071",1.5,0,1917,9999,null,null,"N","Hydro",{"$nulls":13},0,0,0,0]
["Kaweah 2","336_G_2",336,"G","2",null,"Hydro",null,"WECC_SCE","California",6,"Tulare",107,"06107",1.8,0,1929,9999,null,null,"N","Hydro",{"$nulls":13},0,0,0,0]
["Kaweah 1","337_G_1",337,"G","1",null,"Hydro",null,"WECC_SCE","California",6,"Tulare",107,"06107",2.3,0,1929,9999,null,null,"N","Hydro",{"$nulls":13},0,0,0,0]
["Kaweah 3","338_G_1",338,"G","1",null,"Hydro",null,"WECC_SCE","California",6,"Tulare",107,"06107",2.4,0,1913,9999,null,null,"N","Hydro",{"$nulls":13},0,0,0,0]
["Kaweah 3","338_G_2",338,"G","2",null,"Hydro",null,"WECC_SCE","California",6,"Tulare",107,"06107",2.1,0,1913,9999,null,null,"N","Hydro",{"$nulls":13},0,0,0,0]
["Kern River 3","339_G_1",339,"G","1",null,"Hydro",null,"WECC_SCE","California",6,"Kern",29,"06029",20.5,0,1921,9999,null,null,"N","Hydro",{"$nulls":13},0,0,0,0]
["Kern River 3","339_G_2",339,"G","2",null,"Hydro",null,"WECC_SCE","California",6,"Kern",29,"06029",19.7,0,1921,9999,null,null,"N","Hydro",{"$nulls":13},0,0,0,0]
["Kern River 1","340_G_1",340,"G","1",null,"Hydro",null,"WECC_SCE","California",6,"Kern",29,"06029",6.6,0,1907,9999,null,null,"N","Hydro",{"$nulls":13},0,0,0,0]
["Kern River 1","340_G_2",340,"G","2",null,"Hydro",null,"WECC_SCE","California",6,"Kern",29,"06029",6.6,0,1907,9999,null,null,"N","Hydro",{"$nulls":13},0,0,0,0]
["Kern River 1","340_G_3",340,"G","3",null,"Hydro",null,"WECC_SCE","California",6,"Kern",29,"06029",6.6,0,1907,9999,null,null,"N","Hydro",{"$nulls":13},0,0,0,0]
["Kern River 1","340_G_4",340,"G","4",null,"Hydro",null,"WECC_SCE","California",6,"Kern",29,"06029",6.6,0,1907,9999,null,null,"N","Hydro",{"$nulls":13},0,0,0,0]
["Long Beach Generation LLC","341_G_CT1",341,"G","CT1",89768,"Combustion Turbine",null,"WECC_SCE","California",6,"Los Angeles",37,"06037",65,16191,1976,9999,null,null,"N","Natural Gas",{"$nulls":3},"H2O","SCR",{"$nulls":8},0.02467,0.02467,0.02467,0.02467]
["Long Beach Generation LLC","341_G_CT2",341,"G","CT2",89769,"Combustion Turbine",null,"WECC_SCE","California",6,"Los Angeles",37,"06037",65,16191,1976,9999,null,null,"N","Natural Gas",{"$nulls":3},"H2O","SCR",{"$nulls":8},0.02651,0.02651,0.02651,0.02651]
["Long Beach Generation LLC","341_G_CT3",341,"G","CT3",89770,"Combustion Turbine",null,"WECC_SCE","California",6,"Los Angeles",37,"06037",65,16191,1976,9999,null,null,"N","Natural Gas",{"$nulls":3},"H2O","SCR",{"$nulls":8},0.02546,0.02546,0.02546,0.02546]
["Long Beach Generation LLC","341_G_CT4",341,"G","CT4",89771,"Combustion Turbine",null,"WECC_SCE","California",6,"Los Angeles",37,"06037",65,16191,1976,9999,null,null,"N","Natural Gas",{"$nulls":3},"H2O","SCR",{"$nulls":8},0.0256,0.0256,0.0256,0.0256]
["Lundy","342_G_1",342,"G","1",null,"Hydro",null,"WECC_SCE","California",6,"Mono",51,"06051",1.5,0,1911,9999,null,null,"N","Hydro",{"$nulls":13},0,0,0,0]
["Lundy","342_G_2",342,"G","2",null,"Hydro",null,"WECC_SCE","California",6,"Mono",51,"06051",1.5,0,1912,9999,null,null,"N","Hydro",{"$nulls":13},0,0,0,0]
["Mammoth Pool","344_G_1",344,"G","1",null,"Hydro",null,"WECC_SCE","California",6,"Madera",39,"06039",80,0,1960,9999,null,null,"N","Hydro",{"$nulls":13},0,0,0,0]
["Mammoth Pool","344_G_2",344,"G","2",null,"Hydro",null,"WECC_SCE","California",6,"Madera",39,"06039",80,0,1960,9999,null,null,"N","Hydro",{"$nulls":13},0,0,0,0]
["Mandalay","345_G_03",345,"G","03",null,"Combustion Turbine",null,"WECC_SCE","California",6,"Ventura",111,"06111",130,18700,1970,9999,null,null,"N","Natural Gas",{"$nulls":12},0.49,0.48031,0.48031,0.48031,0.48031]
["Ormond Beach","350_B_1",350,"B","1",229,"O/G Steam",null,"WECC_SCE","California",6,"Ventura",111,"06111",741,11069,1971,9999,"wall","dry","N","Natural Gas",{"$nulls":3},"FR + LA + NH3","SCR",1994,{"$nulls":6},0.49,0.00747,0.00747,0.00747,0.00747]
["Ormond Beach","350_B_2",350,"B","2",230,"O/G Steam",null,"WECC_SCE","California",6,"Ventura",111,"06111",775,10872,1973,9999,"wall","dry","N","Natural Gas",{"$nulls":3},"FR + LA + NH3","SCR",1994,{"$nulls":6},0.49,0.00838,0.00838,0.00838,0.00838]
["Poole","353_G_1",353,"G","1",null,"Hydro",null,"WECC_SCE","California",6,"Mono",51,"06051",11.3,0,1924,9999,null,null,"N","Hydro",{"$nulls":13},0,0,0,0]
["Portal","354_G_1",354,"G","1",null,"Hydro",null,"WECC_SCE","California",6,"Fresno",19,"06019",10.8,0,1956,9999,null,null,"N","Hydro",{"$nulls":13},0,0,0,0]
["Rush Creek","357_G_1",357,"G","1",null,"Hydro",null,"WECC_SCE","California",6,"Mono",51,"06051",5.9,0,1916,9999,null,null,"N","Hydro",{"$nulls":13},0,0,0,0]
["Rush Creek","357_G_2",357,"G","2",null,"Hydro",null,"WECC_SCE","California",6,"Mono",51,"06051",5.5,0,1917,9999,null,null,"N","Hydro",{"$nulls":13},0,0,0,0]
["Mountainview Generating Station","358_G_MV3A",358,"G","MV3A",89500,"Combined Cycle",null,"WECC_SCE","California",6,"San Bernardino",71,"06071",149,7484,2005,9999,null,null,"N","Natural Gas",{"$nulls":3},"DLNB","SCR",2005,{"$nulls":7},0.0056,0.0056,0.0056,0.0056]
["Mountainview Generating Station","358_G_MV3B",358,"G","MV3B",89501,"Combined Cycle",null,"WECC_SCE","California",6,"San Bernardino",71,"06071",149,7484,2005,9999,null,null,"N","Natural Gas",{"$nulls":3},"DLNB","SCR",2005,{"$nulls":7},0.0056,0.0056,0.0056,0.0056]
["Mountainview Generating Station","358_G_MV3C",358,"G","MV3C",null,"Combined Cycle",null,"WECC_SCE","California",6,"San Bernardino",71,"06071",188,7484,2005,9999,null,null,"N","Natural Gas",{"$nulls":3},"DLNB","SCR",2005,{"$nulls":7},0.0056,0.0056,0.0056,0.0056]
["Mountainview Generating Station","358_G_MV4A",358,"G","MV4A",89502,"Combined Cycle",null,"WECC_SCE","California",6,"San Bernardino",71,"06071",149,7484,2006,9999,null,null,"N","Natural Gas",{"$nulls":3},"DLNB","SCR",2005,{"$nulls":7},0.00551,0.00551,0.00551,0.00551]
["Mountainview Generating Station","358_G_MV4B",358,"G","MV4B",89503,"Combined Cycle",null,"WECC_SCE","California",6,"San Bernardino",71,"06071",149,7484,2006,9999,null,null,"N","Natural Gas",{"$nulls":3},"DLNB","SCR",2005,{"$nulls":7},0.00551,0.00551,0.00551,0.00551]
["Mountainview Generating Station","358_G_MV4C",358,"G","MV4C",null,"Combined Cycle",null,"WECC_SCE","California",6,"San Bernardino",71,"06071",188,7484,2006,9999,null,null,"N","Natural Gas",{"$nulls":3},"DLNB","SCR",2005,{"$nulls":7},0.00551,0.00551,0.00551,0.00551]
["Santa Ana 1","361_G_1",361,"G","1",null,"Hydro",null,"WECC_SCE","California",6,"San Bernardino",71,"06071",0.8,0,1899,9999,null,null,"N","Hydro",{"$nulls":13},0,0,0,0]
["Santa Ana 1","361_G_2",361,"G","2",null,"Hydro",null,"WECC_SCE","California",6,"San Bernardino",71,"06071",0.8,0,1899,9999,null,null,"N","Hydro",{"$nulls":13},0,0,0,0]
["Santa Ana 1","361_G_3",361,"G","3",null,"Hydro",null,"WECC_SCE","California",6,"San Bernardino",71,"06071",0.8,0,1899,9999,null,null,"N","Hydro",{"$nulls":13},0,0,0,0]
["Santa Ana 1","361_G_4",361,"G","4",null,"Hydro",null,"WECC_SCE","California",6,"San Bernardino",71,"06071",0.8,0,1899,9999,null,null,"N","Hydro",{"$nulls":13},0,0,0,0]
["Santa Ana 3","363_G_1",363,"G","1",null,"Hydro",null,"WECC_SCE","California",6,"San Bernardino",71,"06071",3.1,0,1999,9999,null,null,"N","Hydro",{"$nulls":13},0,0,0,0]
["Lower Tule River","365_G_1",365,"G","1",null,"Hydro",null,"WECC_SCE","California",6,"Tulare",107,"06107",1.3,0,1909,9999,null,null,"N","Hydro",{"$nulls":13},0,0,0,0]
["Lower Tule River","365_G_2",365,"G","2",null,"Hydro",null,"WECC_SCE","California",6,"Tulare",107,"06107",1.3,0,1909,9999,null,null,"N","Hydro",{"$nulls":13},0,0,0,0]
["Columbia Generating Station","371_G_2",371,"G","2",null,"Nuclear",null,"WECC_PNW","Washington",53,"Benton",5,"53005",1180,10456,1984,2064,null,null,"N","Nuclear Fuel",{"$nulls":13},0,0,0,0]
["Pardee","376_G_1",376,"G","1",null,"Hydro",null,"WEC_CALN","California",6,"Calaveras",9,"06009",8.9,0,1930,9999,null,null,"N","Hydro",{"$nulls":13},0,0,0,0]
["Pardee","376_G_2",376,"G","2",null,"Hydro",null,"WEC_CALN","California",6,"Calaveras",9,"06009",8.9,0,1930,9999,null,null,"N","Hydro",{"$nulls":13},0,0,0,0]
["Pardee","376_G_3",376,"G","3",null,"Hydro",null,"WEC_CALN","California",6,"Calaveras",9,"06009",9.9,0,1983,9999,null,null,"N","Hydro",{"$nulls":13},0,0,0,0]
["Grayson","377_G_1",377,"G","1",null,"Combined Cycle",null,"WEC_LADW","California",6,"Los Angeles",37,"06037",19,9198,1977,9999,null,null,"N","Natural Gas",{"$nulls":4},"SCR",2003,{"$nulls":7},0.03629,0.03629,0.03629,0.03629]
["Grayson","377_G_2",377,"G","2",null,"Combined Cycle",null,"WEC_LADW","California",6,"Los Angeles",37,"06037",19,9198,1977,9999,null,null,"N","Natural Gas",{"$nulls":4},"SCR",2003,{"$nulls":7},0.03629,0.03629,0.03629,0.03629]
["Grayson","377_G_8A",377,"G","8A",null,"Combined Cycle",null,"WEC_LADW","California",6,"Los Angeles",37,"06037",26,9198,1977,9999,"Other","dry","N","Natural Gas",{"$nulls":4},"SCR",2003,{"$nulls":7},0.03629,0.03629,0.03629,0.03629]
["Grayson","377_G_8BC",377,"G","8BC",null,"Combined Cycle",null,"WEC_LADW","California",6,"Los Angeles",37,"06037",46,9198,1977,9999,"Other","dry","N","Natural Gas",{"$nulls":4},"SCR",2003,{"$nulls":7},0.03629,0.03629,0.03629,0.03629]
["Grayson","377_G_9",377,"G","9",89495,"Combustion Turbine",null,"WEC_LADW","California",6,"Los Angeles",37,"06037",48,11118,2004,9999,null,null,"N","Natural Gas",{"$nulls":4},"SCR",{"$nulls":7},0.74,0.02362,0.02362,0.02362,0.02362]
["Prairie River","378_G_1",378,"G","1",null,"Hydro",null,"MIS_MNWI","Minnesota",27,"Itasca",61,"27061",0.5,0,1920,9999,null,null,"N","Hydro",{"$nulls":13},0,0,0,0]
["Prairie River","378_G_2",378,"G","2",null,"Hydro",null,"MIS_MNWI","Minnesota",27,"Itasca",61,"27061",0.2,0,1920,9999,null,null,"N","Hydro",{"$nulls":13},0,0,0,0]
["Dion R Holm","380_G_1",380,"G","1",null,"Hydro",null,"WEC_CALN","California",6,"Tuolumne",109,"06109",78.4,0,1960,9999,null,null,"N","Hydro",{"$nulls":13},0,0,0,0]
["Dion R Holm","380_G_2",380,"G","2",null,"Hydro",null,"WEC_CALN","California",6,"Tuolumne",109,"06109",78.4,0,1960,9999,null,null,"N","Hydro",{"$nulls":13},0,0,0,0]
["Moccasin","381_G_1",381,"G","1",null,"Hydro",null,"WEC_CALN","California",6,"Tuolumne",109,"06109",50,0,1969,9999,null,null,"N","Hydro",{"$nulls":13},0,0,0,0]
["Moccasin","381_G_2",381,"G","2",null,"Hydro",null,"WEC_CALN","California",6,"Tuolumne",109,"06109",50,0,1969,9999,null,null,"N","Hydro",{"$nulls":13},0,0,0,0]
["R C Kirkwood","382_G_1",382,"G","1",null,"Hydro",null,"WEC_CALN","California",6,"Tuolumne",109,"06109",39.5,0,1967,9999,null,null,"N","Hydro",{"$nulls":13},0,0,0,0]
["R C Kirkwood","382_G_2",382,"G","2",null,"Hydro",null,"WEC_CALN","California",6,"Tuolumne",109,"06109",39.5,0,1967,9999,null,null,"N","Hydro",{"$nulls":13},0,0,0,0]
["R C Kirkwood","382_G_3",382,"G","3",null,"Hydro",null,"WEC_CALN","California",6,"Tuolumne",109,"06109",36.5,0,1987,9999,null,null,"N","Hydro",{"$nulls":13},0,0,0,0]
["Joliet 29","384_B_71",384,"B","71",250,"O/G Steam",null,"PJM_COMD","Illinois",17,"Will",197,"17197",259,10809,1965,9999,"tangential","dry","N","Natural Gas",{"$nulls":3},"LNC3","SNCR",null,"2009",{"$nulls":5},1.8,0.06564,0.06564,0.06564,0.06564]
["Joliet 29","384_B_72",384,"B","72",251,"O/G Steam",null,"PJM_COMD","Illinois",17,"Will",197,"17197",259,10809,1965,9999,"tangential","dry","N","Natural Gas",{"$nulls":3},"LNC3","SNCR",null,"2009",{"$nulls":5},1.8,0.06609,0.06609,0.06609,0.06609]
["Joliet 29","384_B_81",384,"B","81",252,"O/G Steam",null,"PJM_COMD","Illinois",17,"Will",197,"17197",259,10800,1965,9999,"tangential","dry","N","Natural Gas",{"$nulls":3},"LNC3","SNCR",null,"2009",{"$nulls":5},1.8,0.07758,0.07758,0.07758,0.07758]
["Joliet 29","384_B_82",384,"B","82",253,"O/G Steam",null,"PJM_COMD","Illinois",17,"Will",197,"17197",259,10800,1965,9999,"tangential","dry","N","Natural Gas",{"$nulls":3},"LNC3","SNCR",null,"2009",{"$nulls":5},1.8,0.07455,0.07455,0.07455,0.07455]
["Drop 2 (CA)","385_G_1",385,"G","1",null,"Hydro",null,"WECC_IID","California",6,"Imperial",25,"06025",4.9,0,1953,9999,null,null,"N","Hydro",{"$nulls":13},0,0,0,0]
["Drop 2 (CA)","385_G_2",385,"G","2",null,"Hydro",null,"WECC_IID","California",6,"Imperial",25,"06025",4.9,0,1953,9999,null,null,"N","Hydro",{"$nulls":13},0,0,0,0]
["Drop 3 (CA)","386_G_1",386,"G","1",null,"Hydro",null,"WECC_IID","California",6,"Imperial",25,"06025",2.7,0,1941,9999,null,null,"N","Hydro",{"$nulls":13},0,0,0,0]
["Drop 3 (CA)","386_G_2",386,"G","2",null,"Hydro",null,"WECC_IID","California",6,"Imperial",25,"06025",4.6,0,1966,9999,null,null,"N","Hydro",{"$nulls":13},0,0,0,0]
["Drop 4","387_G_1",387,"G","1",null,"Hydro",null,"WECC_IID","California",6,"Imperial",25,"06025",8.1,0,1950,9999,null,null,"N","Hydro",{"$nulls":13},0,0,0,0]
["Drop 4","387_G_2",387,"G","2",null,"Hydro",null,"WECC_IID","California",6,"Imperial",25,"06025",11,0,1941,9999,null,null,"N","Hydro",{"$nulls":13},0,0,0,0]
["Pilot Knob","388_G_1",388,"G","1",null,"Hydro",null,"WECC_IID","California",6,"Imperial",25,"06025",10.4,0,1957,9999,null,null,"N","Hydro",{"$nulls":13},0,0,0,0]
["Pilot Knob","388_G_2",388,"G","2",null,"Hydro",null,"WECC_IID","California",6,"Imperial",25,"06025",7.7,0,1957,9999,null,null,"N","Hydro",{"$nulls":13},0,0,0,0]
["El Centro","389_B_4",389,"B","4",257,"O/G Steam",null,"WECC_IID","California",6,"Imperial",25,"06025",70,13106,1968,9999,"wall","dry","N","Natural Gas, Residual Fuel Oil",{"$nulls":4},"SCR",1995,{"$nulls":6},0.74,0.2383,0.06084,0.2383,0.06084]
["El Centro","389_G_2",389,"G","2",null,"Combined Cycle",null,"WECC_IID","California",6,"Imperial",25,"06025",31,8523,1952,9999,null,null,"N","Natural Gas",{"$nulls":4},"SCR",2012,{"$nulls":7},0.03406,0.03406,0.03406,0.03406]
["El Centro","389_G_2A",389,"G","2A",255,"Combined Cycle",null,"WECC_IID","California",6,"Imperial",25,"06025",71,8523,1993,9999,null,null,"N","Natural Gas",{"$nulls":4},"SCR",{"$nulls":8},0.03406,0.03406,0.03406,0.03406]
["El Centro","389_G_30",389,"G","30",null,"Combined Cycle",null,"WECC_IID","California",6,"Imperial",25,"06025",52,8523,2012,9999,null,null,"N","Natural Gas",{"$nulls":3},"DLNB","SCR",1995,{"$nulls":7},0.00506,0.00506,0.00506,0.00506]
["El Centro","389_G_31",389,"G","31",90785,"Combined Cycle",null,"WECC_IID","California",6,"Imperial",25,"06025",45,8523,2012,9999,null,null,"N","Natural Gas",{"$nulls":3},"DLNB","SCR",{"$nulls":8},0.00506,0.00506,0.00506,0.00506]
["El Centro","389_G_32",389,"G","32",90786,"Combined Cycle",null,"WECC_IID","California",6,"Imperial",25,"06025",45,8523,2012,9999,null,null,"N","Natural Gas",{"$nulls":3},"DLNB","SCR",{"$nulls":8},0.00506,0.00506,0.00506,0.00506]
["El Centro","389_G_BESS",389,"G","BESS",null,"Energy Storage",null,"WECC_IID","California",6,"Imperial",25,"06025",28,0,2016,9999,null,null,"N","Energy Storage",{"$nulls":13},0,0,0,0]
["Big Pine Creek","391_G_1",391,"G","1",null,"Hydro",null,"WEC_LADW","California",6,"Inyo",27,"06027",3,0,1925,9999,null,null,"N","Hydro",{"$nulls":13},0,0,0,0]
["Castaic","392_G_1",392,"G","1",null,"Pumped Storage",null,"WEC_LADW","California",6,"Los Angeles",37,"06037",270.5,0,1973,9999,null,null,"N","Pumped Storage",{"$nulls":13},0,0,0,0]
["Castaic","392_G_2",392,"G","2",null,"Pumped Storage",null,"WEC_LADW","California",6,"Los Angeles",37,"06037",270.5,0,1974,9999,null,null,"N","Pumped Storage",{"$nulls":13},0,0,0,0]
["Castaic","392_G_3",392,"G","3",null,"Pumped Storage",null,"WEC_LADW","California",6,"Los Angeles",37,"06037",270.5,0,1977,9999,null,null,"N","Pumped Storage",{"$nulls":13},0,0,0,0]
["Castaic","392_G_4",392,"G","4",null,"Pumped Storage",null,"WEC_LADW","California",6,"Los Angeles",37,"06037",270.5,0,1977,9999,null,null,"N","Pumped Storage",{"$nulls":13},0,0,0,0]
["Castaic","392_G_5",392,"G","5",null,"Pumped Storage",null,"WEC_LADW","California",6,"Los Angeles",37,"06037",270.5,0,1978,9999,null,null,"N","Pumped Storage",{"$nulls":13},0,0,0,0]
["Castaic","392_G_6",392,"G","6",null,"Pumped Storage",null,"WEC_LADW","California",6,"Los Angeles",37,"06037",270.5,0,1978,9999,null,null,"N","Pumped Storage",{"$nulls":13},0,0,0,0]
["Castaic","392_G_7",392,"G","7",null,"Hydro",null,"WEC_LADW","California",6,"Los Angeles",37,"06037",55.9,0,1972,9999,null,null,"N","Hydro",{"$nulls":13},0,0,0,0]
["Control Gorge","393_G_1",393,"G","1",null,"Hydro",null,"WEC_LADW","California",6,"Inyo",27,"06027",37.5,0,1952,9999,null,null,"N","Hydro",{"$nulls":13},0,0,0,0]
["Cottonwood","394_G_1",394,"G","1",null,"Hydro",null,"WEC_LADW","California",6,"Inyo",27,"06027",1.2,0,1908,9999,null,null,"N","Hydro",{"$nulls":13},0,0,0,0]
["Cottonwood","394_G_2",394,"G","2",null,"Hydro",null,"WEC_LADW","California",6,"Inyo",27,"06027",1.2,0,1909,9999,null,null,"N","Hydro",{"$nulls":13},0,0,0,0]
["Foothill","396_G_1",396,"G","1",null,"Hydro",null,"WEC_LADW","California",6,"Los Angeles",37,"06037",8.6,0,1971,9999,null,null,"N","Hydro",{"$nulls":13},0,0,0,0]
["Franklin (CA)","397_G_1",397,"G","1",null,"Hydro",null,"WEC_LADW","California",6,"Los Angeles",37,"06037",2,0,1921,9999,null,null,"N","Hydro",{"$nulls":13},0,0,0,0]
["Haiwee","398_G_1",398,"G","1",null,"Hydro",null,"WEC_LADW","California",6,"Inyo",27,"06027",2.5,0,1927,9999,null,null,"N","Hydro",{"$nulls":13},0,0,0,0]
["Haiwee","398_G_2",398,"G","2",null,"Hydro",null,"WEC_LADW","California",6,"Inyo",27,"06027",2.5,0,1927,9999,null,null,"N","Hydro",{"$nulls":13},0,0,0,0]
["Harbor","399_G_10A",399,"G","10A",259,"Combined Cycle",null,"WEC_LADW","California",6,"Los Angeles",37,"06037",72,11115,1994,9999,null,null,"N","Natural Gas, Distillate Fuel Oil",{"$nulls":3},"NH3","SCR",1994,{"$nulls":7},0.0254,0.0254,0.0254,0.0254]
["Harbor","399_G_10B",399,"G","10B",260,"Combined Cycle",null,"WEC_LADW","California",6,"Los Angeles",37,"06037",72,11115,1994,9999,null,null,"N","Natural Gas, Distillate Fuel Oil",{"$nulls":3},"NH3","SCR",1994,{"$nulls":7},0.0254,0.0254,0.0254,0.0254]
["Harbor","399_G_5",399,"G","5",null,"Combined Cycle",null,"WEC_LADW","California",6,"Los Angeles",37,"06037",56,11115,1949,9999,null,null,"N","Natural Gas, Distillate Fuel Oil",{"$nulls":3},"NH3","SCR",1994,{"$nulls":7},0.0254,0.0254,0.0254,0.0254]
["Harbor","399_G_GT10",399,"G","GT10",262,"Combustion Turbine",null,"WEC_LADW","California",6,"Los Angeles",37,"06037",47.4,10879,2002,9999,null,null,"N","Natural Gas, Distillate Fuel Oil",{"$nulls":4},"SCR",{"$nulls":7},0.74,0.02609,0.02609,0.02609,0.02609]
["Harbor","399_G_GT11",399,"G","GT11",263,"Combustion Turbine",null,"WEC_LADW","California",6,"Los Angeles",37,"06037",47.4,10880,2002,9999,null,null,"N","Natural Gas, Distillate Fuel Oil",{"$nulls":4},"SCR",{"$nulls":7},0.74,0.02344,0.02344,0.02344,0.02344]
["Harbor","399_G_GT12",399,"G","GT12",264,"Combustion Turbine",null,"WEC_LADW","California",6,"Los Angeles",37,"06037",47.4,10880,2002,9999,null,null,"N","Natural Gas, Distillate Fuel Oil",{"$nulls":4},"SCR",{"$nulls":7},0.74,0.0249,0.0249,0.0249,0.0249]
["Harbor","399_G_GT13",399,"G","GT13",265,"Combustion Turbine",null,"WEC_LADW","California",6,"Los Angeles",37,"06037",47.4,10880,2002,9999,null,null,"N","Natural Gas, Distillate Fuel Oil",{"$nulls":4},"SCR",{"$nulls":7},0.74,0.02562,0.02562,0.02562,0.02562]
["Harbor","399_G_GT14",399,"G","GT14",266,"Combustion Turbine",null,"WEC_LADW","California",6,"Los Angeles",37,"06037",47.4,10880,2002,9999,null,null,"N","Natural Gas, Distillate Fuel Oil",{"$nulls":4},"SCR",{"$nulls":7},0.74,0.02842,0.02842,0.02842,0.02842]
["Haynes","400_B_1",400,"B","1",271,"O/G Steam",null,"WEC_LADW","California",6,"Los Angeles",37,"06037",222,11523,2005,9999,"wall","dry","N","Natural Gas, Residual Fuel Oil",{"$nulls":3},"NH3","SCR",1993,{"$nulls":6},0.74,0.00217,0.00217,0.00217,0.00217]
["Haynes","400_B_2",400,"B","2",272,"O/G Steam",null,"WEC_LADW","California",6,"Los Angeles",37,"06037",222,11511,1963,9999,"wall","dry","N","Natural Gas, Residual Fuel Oil",{"$nulls":3},"NH3","SCR",1993,{"$nulls":6},0.74,3.79E-3,3.79E-3,3.79E-3,3.79E-3]
["Haynes","400_G_10",400,"G","10",89434,"Combined Cycle",null,"WEC_LADW","California",6,"Los Angeles",37,"06037",157.5,7243,2005,9999,null,null,"N","Natural Gas, Distillate Fuel Oil",{"$nulls":3},"DLNB","SCR",{"$nulls":8},0.0067,0.0067,0.0067,0.0067]
["Haynes","400_G_11",400,"G","11",90755,"Combustion Turbine",null,"WEC_LADW","California",6,"Los Angeles",37,"06037",96.3,10745,2013,9999,null,null,"N","Natural Gas",{"$nulls":3},"H2O","SCR",{"$nulls":8},0.00948,0.00948,0.00948,0.00948]
["Haynes","400_G_12",400,"G","12",90756,"Combustion Turbine",null,"WEC_LADW","California",6,"Los Angeles",37,"06037",96.3,10745,2013,9999,null,null,"N","Natural Gas",{"$nulls":3},"H2O","SCR",{"$nulls":8},0.00927,0.00927,0.00927,0.00927]
["Haynes","400_G_13",400,"G","13",90757,"Combustion Turbine",null,"WEC_LADW","California",6,"Los Angeles",37,"06037",96.3,10745,2013,9999,null,null,"N","Natural Gas",{"$nulls":3},"H2O","SCR",{"$nulls":8},0.01067,0.01067,0.01067,0.01067]
["Haynes","400_G_14",400,"G","14",90758,"Combustion Turbine",null,"WEC_LADW","California",6,"Los Angeles",37,"06037",96.3,10745,2013,9999,null,null,"N","Natural Gas",{"$nulls":3},"H2O","SCR",{"$nulls":8},0.01,0.01,0.01,0.01]
["Haynes","400_G_15",400,"G","15",90759,"Combustion Turbine",null,"WEC_LADW","California",6,"Los Angeles",37,"06037",96.3,10745,2013,9999,null,null,"N","Natural Gas",{"$nulls":3},"H2O","SCR",{"$nulls":8},0.01081,0.01081,0.01081,0.01081]
["Haynes","400_G_16",400,"G","16",90760,"Combustion Turbine",null,"WEC_LADW","California",6,"Los Angeles",37,"06037",96.3,10745,2013,9999,null,null,"N","Natural Gas",{"$nulls":3},"H2O","SCR",{"$nulls":8},0.01041,0.01041,0.01041,0.01041]
["Haynes","400_G_8",400,"G","8",null,"Combined Cycle",null,"WEC_LADW","California",6,"Los Angeles",37,"06037",235,7243,2005,9999,null,null,"N","Natural Gas, Distillate Fuel Oil",{"$nulls":3},"DLNB + NH3","SCR",2003,{"$nulls":7},0.0067,0.0067,0.0067,0.0067]
["Haynes","400_G_9",400,"G","9",89433,"Combined Cycle",null,"WEC_LADW","California",6,"Los Angeles",37,"06037",157.5,7243,2005,9999,null,null,"N","Natural Gas, Distillate Fuel Oil",{"$nulls":3},"DLNB","SCR",{"$nulls":8},0.0067,0.0067,0.0067,0.0067]
["Middle Gorge","401_G_1",401,"G","1",null,"Hydro",null,"WEC_LADW","California",6,"Mono",51,"06051",37.5,0,1952,9999,null,null,"N","Hydro",{"$nulls":13},0,0,0,0]
["Pleasant Valley Hydro","402_G_1",402,"G","1",null,"Hydro",null,"WEC_LADW","California",6,"Inyo",27,"06027",2.7,0,1958,9999,null,null,"N","Hydro",{"$nulls":13},0,0,0,0]
["San Fernando","403_G_1",403,"G","1",null,"Hydro",null,"WEC_LADW","California",6,"Los Angeles",37,"06037",3.2,0,1922,9999,null,null,"N","Hydro",{"$nulls":13},0,0,0,0]
["San Fernando","403_G_2",403,"G","2",null,"Hydro",null,"WEC_LADW","California",6,"Los Angeles",37,"06037",2.9,0,1922,9999,null,null,"N","Hydro",{"$nulls":13},0,0,0,0]
["Scattergood","404_G_4",404,"G","4",90958,"Combined Cycle",null,"WEC_LADW","California",6,"Los Angeles",37,"06037",204,7050,2016,9999,null,null,"N","Natural Gas",{"$nulls":4},"SCR",{"$nulls":8},0.00674,0.00674,0.00674,0.00674]
["Scattergood","404_G_5",404,"G","5",null,"Combined Cycle",null,"WEC_LADW","California",6,"Los Angeles",37,"06037",102,7050,2016,9999,null,null,"N","Natural Gas",{"$nulls":4},"SCR",{"$nulls":8},0.00674,0.00674,0.00674,0.00674]
["Scattergood","404_G_6",404,"G","6",90959,"Combustion Turbine",null,"WEC_LADW","California",6,"Los Angeles",37,"06037",102,10745,2016,9999,null,null,"N","Natural Gas",{"$nulls":3},"H2O","SCR",{"$nulls":8},0.00944,0.00944,0.00944,0.00944]
["Scattergood","404_G_7",404,"G","7",90960,"Combustion Turbine",null,"WEC_LADW","California",6,"Los Angeles",37,"06037",102,10745,2016,9999,null,null,"N","Natural Gas",{"$nulls":3},"H2O","SCR",{"$nulls":8},0.0094,0.0094,0.0094,0.0094]
["Upper Gorge","407_G_1",407,"G","1",null,"Hydro",null,"WEC_LADW","California",6,"Mono",51,"06051",37.5,0,1953,9999,null,null,"N","Hydro",{"$nulls":13},0,0,0,0]
["Valley (CA)","408_G_5",408,"G","5",284,"Combustion Turbine",null,"WEC_LADW","California",6,"Los Angeles",37,"06037",43,10812,2002,9999,null,null,"N","Natural Gas, Distillate Fuel Oil",{"$nulls":4},"SCR",{"$nulls":7},0.74,0.02822,0.02822,0.02822,0.02822]
["Valley (CA)","408_G_6",408,"G","6",89304,"Combined Cycle",null,"WEC_LADW","California",6,"Los Angeles",37,"06037",156,7392,2004,9999,null,null,"N","Natural Gas, Distillate Fuel Oil",{"$nulls":3},"DLNB + NH3","SCR",2002,{"$nulls":6},0.395,0.01071,0.01071,0.01071,0.01071]
["Valley (CA)","408_G_7",408,"G","7",89305,"Combined Cycle",null,"WEC_LADW","California",6,"Los Angeles",37,"06037",156,7392,2004,9999,null,null,"N","Natural Gas, Distillate Fuel Oil",{"$nulls":3},"DLNB + NH3","SCR",2002,{"$nulls":6},0.395,0.01071,0.01071,0.01071,0.01071]
["Valley (CA)","408_G_8",408,"G","8",null,"Combined Cycle",null,"WEC_LADW","California",6,"Los Angeles",37,"06037",201,7392,2004,9999,null,null,"N","Natural Gas, Distillate Fuel Oil",{"$nulls":3},"DLNB + NH3","SCR",2002,{"$nulls":6},0.395,0.01071,0.01071,0.01071,0.01071]
["Exchequer","409_G_1",409,"G","1",null,"Hydro",null,"WEC_CALN","California",6,"Mariposa",43,"06043",94.5,0,1967,9999,null,null,"N","Hydro",{"$nulls":13},0,0,0,0]
["McSwain","410_G_1",410,"G","1",null,"Hydro",null,"WEC_CALN","California",6,"Mariposa",43,"06043",9,0,1967,9999,null,null,"N","Hydro",{"$nulls":13},0,0,0,0]
["Chicago Park","412_G_2P",412,"G","2P",null,"Hydro",null,"WEC_CALN","California",6,"Nevada",57,"06057",44,0,1965,9999,null,null,"N","Hydro",{"$nulls":13},0,0,0,0]
["Dutch Flat 2","413_G_3P",413,"G","3P",null,"Hydro",null,"WEC_CALN","California",6,"Nevada",57,"06057",27.3,0,1965,9999,null,null,"N","Hydro",{"$nulls":13},0,0,0,0]
["Beardsley","414_G_1",414,"G","1",null,"Hydro",null,"WEC_CALN","California",6,"Tuolumne",109,"06109",11,0,1957,9999,null,null,"N","Hydro",{"$nulls":13},0,0,0,0]
["Donnells","415_G_H1",415,"G","H1",null,"Hydro",null,"WEC_CALN","California",6,"Tuolumne",109,"06109",72,0,1957,9999,null,null,"N","Hydro",{"$nulls":13},0,0,0,0]
["Tulloch","416_G_1",416,"G","1",null,"Hydro",null,"WEC_CALN","California",6,"Tuolumne",109,"06109",9,0,1958,9999,null,null,"N","Hydro",{"$nulls":13},0,0,0,0]
["Tulloch","416_G_2",416,"G","2",null,"Hydro",null,"WEC_CALN","California",6,"Tuolumne",109,"06109",10,0,1958,9999,null,null,"N","Hydro",{"$nulls":13},0,0,0,0]
["Tulloch","416_G_3",416,"G","3",null,"Hydro",null,"WEC_CALN","California",6,"Tuolumne",109,"06109",6.8,0,2012,9999,null,null,"N","Hydro",{"$nulls":13},0,0,0,0]
["Forbestown","417_G_1",417,"G","1",null,"Hydro",null,"WEC_CALN","California",6,"Butte",7,"06007",36,0,1963,9999,null,null,"N","Hydro",{"$nulls":13},0,0,0,0]
["Kelly Ridge","418_G_1",418,"G","1",null,"Hydro",null,"WEC_CALN","California",6,"Butte",7,"06007",9,0,1963,9999,null,null,"N","Hydro",{"$nulls":13},0,0,0,0]
["Woodleaf","419_G_1",419,"G","1",null,"Hydro",null,"WEC_CALN","California",6,"Butte",7,"06007",59,0,1963,9999,null,null,"N","Hydro",{"$nulls":13},0,0,0,0]
["Glenarm","422_G_GT1",422,"G","GT1",null,"Combustion Turbine",null,"WECC_SCE","California",6,"Los Angeles",37,"06037",28.6,11544,1976,9999,null,null,"N","Natural Gas",{"$nulls":4},"SCR",{"$nulls":7},0.74,0.02291,0.02291,0.02291,0.02291]
["Glenarm","422_G_GT2",422,"G","GT2",null,"Combustion Turbine",null,"WECC_SCE","California",6,"Los Angeles",37,"06037",28.6,11544,1976,9999,null,null,"N","Natural Gas",{"$nulls":4},"SCR",{"$nulls":7},0.74,0.02291,0.02291,0.02291,0.02291]
["Glenarm","422_G_GT3",422,"G","GT3",88258,"Combustion Turbine",null,"WECC_SCE","California",6,"Los Angeles",37,"06037",47.2,11539,2004,9999,null,null,"N","Natural Gas",{"$nulls":4},"SCR",{"$nulls":7},0.74,0.02563,0.02563,0.02563,0.02563]
["Glenarm","422_G_GT4",422,"G","GT4",88259,"Combustion Turbine",null,"WECC_SCE","California",6,"Los Angeles",37,"06037",47.2,11539,2004,9999,null,null,"N","Natural Gas",{"$nulls":4},"SCR",{"$nulls":7},0.74,0.03102,0.03102,0.03102,0.03102]
["Glenarm","422_G_GT5",422,"G","GT5",90975,"Combined Cycle",null,"WECC_SCE","California",6,"Los Angeles",37,"06037",68,7050,2016,9999,null,null,"N","Natural Gas",{"$nulls":4},"SCR",{"$nulls":8},0.09857,0.02507,0.09857,0.02507]
["Glenarm","422_G_ST1",422,"G","ST1",null,"Combined Cycle","","WECC_SCE","California",6,"Los Angeles",37,"06037",16,7050,2016,9999,null,null,"N","Natural Gas",{"$nulls":4},"SCR",{"$nulls":8},0.09857,0.02507,0.09857,0.02507]
["French Meadows","424_G_1",424,"G","1",null,"Hydro",null,"WEC_CALN","California",6,"Placer",61,"06061",17,0,1966,9999,null,null,"N","Hydro",{"$nulls":13},0,0,0,0]
["Middle Fork","425_G_1",425,"G","1",null,"Hydro",null,"WEC_CALN","California",6,"Placer",61,"06061",61,0,1966,9999,null,null,"N","Hydro",{"$nulls":13},0,0,0,0]
["Middle Fork","425_G_2",425,"G","2",null,"Hydro",null,"WEC_CALN","California",6,"Placer",61,"06061",61,0,1966,9999,null,null,"N","Hydro",{"$nulls":13},0,0,0,0]
["Oxbow (CA)","426_G_1",426,"G","1",null,"Hydro",null,"WEC_CALN","California",6,"Placer",61,"06061",6,0,1966,9999,null,null,"N","Hydro",{"$nulls":13},0,0,0,0]
["Ralston","427_G_1",427,"G","1",null,"Hydro",null,"WEC_CALN","California",6,"Placer",61,"06061",86.3,0,1966,9999,null,null,"N","Hydro",{"$nulls":13},0,0,0,0]
["Parker","428_G_1",428,"G","1",null,"Hydro",null,"WEC_CALN","California",6,"Merced",47,"06047",2.7,0,1982,9999,null,null,"N","Hydro",{"$nulls":13},0,0,0,0]
["Camino","430_G_H1",430,"G","H1",null,"Hydro",null,"WEC_BANC","California",6,"El Dorado",17,"06017",78.9,0,1963,9999,null,null,"N","Hydro",{"$nulls":13},0,0,0,0]
["Camino","430_G_H2",430,"G","H2",null,"Hydro",null,"WEC_BANC","California",6,"El Dorado",17,"06017",77,0,1968,9999,null,null,"N","Hydro",{"$nulls":13},0,0,0,0]
["Jaybird","431_G_H1",431,"G","H1",null,"Hydro",null,"WEC_BANC","California",6,"El Dorado",17,"06017",78.1,0,1961,9999,null,null,"N","Hydro",{"$nulls":13},0,0,0,0]
["Jaybird","431_G_H2",431,"G","H2",null,"Hydro",null,"WEC_BANC","California",6,"El Dorado",17,"06017",78.1,0,1962,9999,null,null,"N","Hydro",{"$nulls":13},0,0,0,0]
["Loon Lake","432_G_H1",432,"G","H1",null,"Hydro",null,"WEC_BANC","California",6,"El Dorado",17,"06017",74.1,0,1971,9999,null,null,"N","Hydro",{"$nulls":13},0,0,0,0]
["Robbs Peak","433_G_1",433,"G","1",null,"Hydro",null,"WEC_BANC","California",6,"El Dorado",17,"06017",25.5,0,1965,9999,null,null,"N","Hydro",{"$nulls":13},0,0,0,0]
["White Rock/Slab Creek","435_G_H1",435,"G","H1",null,"Hydro",null,"WEC_BANC","California",6,"El Dorado",17,"06017",108,0,1968,9999,null,null,"N","Hydro",{"$nulls":13},0,0,0,0]
["White Rock/Slab Creek","435_G_H2",435,"G","H2",null,"Hydro",null,"WEC_BANC","California",6,"El Dorado",17,"06017",133,0,1968,9999,null,null,"N","Hydro",{"$nulls":13},0,0,0,0]
["White Rock/Slab Creek","435_G_H4",435,"G","H4",null,"Hydro","","WEC_BANC","California",6,"El Dorado",17,"06017",0.5,0,1983,9999,null,null,"N","Hydro",{"$nulls":13},0,0,0,0]
["Devil Canyon","436_G_1",436,"G","1",null,"Hydro",null,"WECC_SCE","California",6,"San Bernardino",71,"06071",57,0,1972,9999,null,null,"N","Hydro",{"$nulls":13},0,0,0,0]
["Devil Canyon","436_G_2",436,"G","2",null,"Hydro",null,"WECC_SCE","California",6,"San Bernardino",71,"06071",57,0,1976,9999,null,null,"N","Hydro",{"$nulls":13},0,0,0,0]
["Devil Canyon","436_G_3",436,"G","3",null,"Hydro",null,"WECC_SCE","California",6,"San Bernardino",71,"06071",74,0,1994,9999,null,null,"N","Hydro",{"$nulls":13},0,0,0,0]
["Devil Canyon","436_G_4",436,"G","4",null,"Hydro",null,"WECC_SCE","California",6,"San Bernardino",71,"06071",74,0,1992,9999,null,null,"N","Hydro",{"$nulls":13},0,0,0,0]
["Edward C Hyatt","437_G_1",437,"G","1",null,"Hydro",null,"WEC_CALN","California",6,"Butte",7,"06007",135.3,0,1968,9999,null,null,"N","Hydro",{"$nulls":13},0,0,0,0]
["Edward C Hyatt","437_G_3",437,"G","3",null,"Hydro",null,"WEC_CALN","California",6,"Butte",7,"06007",135.3,0,1968,9999,null,null,"N","Hydro",{"$nulls":13},0,0,0,0]
["Edward C Hyatt","437_G_5",437,"G","5",null,"Hydro",null,"WEC_CALN","California",6,"Butte",7,"06007",135.3,0,1968,9999,null,null,"N","Hydro",{"$nulls":13},0,0,0,0]
["Don Pedro","439_G_1",439,"G","1",null,"Hydro",null,"WEC_CALN","California",6,"Tuolumne",109,"06109",55,0,1971,9999,null,null,"N","Hydro",{"$nulls":13},0,0,0,0]
["Don Pedro","439_G_2",439,"G","2",null,"Hydro",null,"WEC_CALN","California",6,"Tuolumne",109,"06109",55,0,1971,9999,null,null,"N","Hydro",{"$nulls":13},0,0,0,0]
["Don Pedro","439_G_3",439,"G","3",null,"Hydro",null,"WEC_CALN","California",6,"Tuolumne",109,"06109",55,0,1971,9999,null,null,"N","Hydro",{"$nulls":13},0,0,0,0]
["Don Pedro","439_G_4",439,"G","4",null,"Hydro",null,"WEC_CALN","California",6,"Tuolumne",109,"06109",38.2,0,1989,9999,null,null,"N","Hydro",{"$nulls":13},0,0,0,0]
["La Grange","440_G_1",440,"G","1",null,"Hydro",null,"WEC_CALN","California",6,"Stanislaus",99,"06099",1,0,1924,9999,null,null,"N","Hydro",{"$nulls":13},0,0,0,0]
["La Grange","440_G_2",440,"G","2",null,"Hydro",null,"WEC_CALN","California",6,"Stanislaus",99,"06099",3.3,0,1924,9999,null,null,"N","Hydro",{"$nulls":13},0,0,0,0]
["Folsom","441_G_1",441,"G","1",null,"Hydro",null,"WEC_CALN","California",6,"Sacramento",67,"06067",71.7,0,1955,9999,null,null,"N","Hydro",{"$nulls":13},0,0,0,0]
["Folsom","441_G_2",441,"G","2",null,"Hydro",null,"WEC_CALN","California",6,"Sacramento",67,"06067",71.7,0,1955,9999,null,null,"N","Hydro",{"$nulls":13},0,0,0,0]
["Folsom","441_G_3",441,"G","3",null,"Hydro",null,"WEC_CALN","California",6,"Sacramento",67,"06067",71.7,0,1955,9999,null,null,"N","Hydro",{"$nulls":13},0,0,0,0]
["Judge F Carr","442_G_1",442,"G","1",null,"Hydro",null,"WEC_CALN","California",6,"Shasta",89,"06089",88.7,0,1963,9999,null,null,"N","Hydro",{"$nulls":13},0,0,0,0]
["Judge F Carr","442_G_2",442,"G","2",null,"Hydro",null,"WEC_CALN","California",6,"Shasta",89,"06089",88.7,0,1963,9999,null,null,"N","Hydro",{"$nulls":13},0,0,0,0]
["Keswick","443_G_1",443,"G","1",null,"Hydro",null,"WEC_CALN","California",6,"Shasta",89,"06089",39,0,1950,9999,null,null,"N","Hydro",{"$nulls":13},0,0,0,0]
["Keswick","443_G_2",443,"G","2",null,"Hydro",null,"WEC_CALN","California",6,"Shasta",89,"06089",39,0,1949,9999,null,null,"N","Hydro",{"$nulls":13},0,0,0,0]
["Keswick","443_G_3",443,"G","3",null,"Hydro",null,"WEC_CALN","California",6,"Shasta",89,"06089",39,0,1949,9999,null,null,"N","Hydro",{"$nulls":13},0,0,0,0]
["Nimbus","444_G_1",444,"G","1",null,"Hydro",null,"WEC_CALN","California",6,"Sacramento",67,"06067",8.3,0,1955,9999,null,null,"N","Hydro",{"$nulls":13},0,0,0,0]
["Nimbus","444_G_2",444,"G","2",null,"Hydro",null,"WEC_CALN","California",6,"Sacramento",67,"06067",8.3,0,1955,9999,null,null,"N","Hydro",{"$nulls":13},0,0,0,0]
["Shasta","445_G_1",445,"G","1",null,"Hydro",null,"WEC_CALN","California",6,"Shasta",89,"06089",142,0,1949,9999,null,null,"N","Hydro",{"$nulls":13},0,0,0,0]
["Shasta","445_G_2",445,"G","2",null,"Hydro",null,"WEC_CALN","California",6,"Shasta",89,"06089",142,0,1948,9999,null,null,"N","Hydro",{"$nulls":13},0,0,0,0]
["Shasta","445_G_3",445,"G","3",null,"Hydro",null,"WEC_CALN","California",6,"Shasta",89,"06089",142,0,1944,9999,null,null,"N","Hydro",{"$nulls":13},0,0,0,0]
["Shasta","445_G_4",445,"G","4",null,"Hydro",null,"WEC_CALN","California",6,"Shasta",89,"06089",142,0,1944,9999,null,null,"N","Hydro",{"$nulls":13},0,0,0,0]
["Shasta","445_G_5",445,"G","5",null,"Hydro",null,"WEC_CALN","California",6,"Shasta",89,"06089",142,0,1948,9999,null,null,"N","Hydro",{"$nulls":13},0,0,0,0]
["Shasta","445_G_S1",445,"G","S1",null,"Hydro",null,"WEC_CALN","California",6,"Shasta",89,"06089",2,0,1944,9999,null,null,"N","Hydro",{"$nulls":13},0,0,0,0]
["Shasta","445_G_S2",445,"G","S2",null,"Hydro",null,"WEC_CALN","California",6,"Shasta",89,"06089",2,0,1944,9999,null,null,"N","Hydro",{"$nulls":13},0,0,0,0]
["ONeill","446_G_1",446,"G","1",null,"Pumped Storage",null,"WEC_CALN","California",6,"Merced",47,"06047",2.4,0,1968,9999,null,null,"N","Pumped Storage",{"$nulls":13},0,0,0,0]
["ONeill","446_G_2",446,"G","2",null,"Pumped Storage",null,"WEC_CALN","California",6,"Merced",47,"06047",2.4,0,1968,9999,null,null,"N","Pumped Storage",{"$nulls":13},0,0,0,0]
["ONeill","446_G_3",446,"G","3",null,"Pumped Storage",null,"WEC_CALN","California",6,"Merced",47,"06047",2.4,0,1967,9999,null,null,"N","Pumped Storage",{"$nulls":13},0,0,0,0]
["ONeill","446_G_4",446,"G","4",null,"Pumped Storage",null,"WEC_CALN","California",6,"Merced",47,"06047",2.4,0,1967,9999,null,null,"N","Pumped Storage",{"$nulls":13},0,0,0,0]
["ONeill","446_G_5",446,"G","5",null,"Pumped Storage",null,"WEC_CALN","California",6,"Merced",47,"06047",2.4,0,1968,9999,null,null,"N","Pumped Storage",{"$nulls":13},0,0,0,0]
["ONeill","446_G_6",446,"G","6",null,"Pumped Storage",null,"WEC_CALN","California",6,"Merced",47,"06047",2.4,0,1967,9999,null,null,"N","Pumped Storage",{"$nulls":13},0,0,0,0]
["Parker Dam","447_G_1",447,"G","1",null,"Hydro",null,"WECC_AZ","California",6,"San Bernardino",71,"06071",30,0,1942,9999,null,null,"N","Hydro",{"$nulls":13},0,0,0,0]
["Parker Dam","447_G_2",447,"G","2",null,"Hydro",null,"WECC_AZ","California",6,"San Bernardino",71,"06071",30,0,1943,9999,null,null,"N","Hydro",{"$nulls":13},0,0,0,0]
["Parker Dam","447_G_3",447,"G","3",null,"Hydro",null,"WECC_AZ","California",6,"San Bernardino",71,"06071",30,0,1942,9999,null,null,"N","Hydro",{"$nulls":13},0,0,0,0]
["Parker Dam","447_G_4",447,"G","4",null,"Hydro",null,"WECC_AZ","California",6,"San Bernardino",71,"06071",30,0,1943,9999,null,null,"N","Hydro",{"$nulls":13},0,0,0,0]
["W R Gianelli","448_G_1",448,"G","1",null,"Pumped Storage",null,"WEC_CALN","California",6,"Merced",47,"06047",51,0,1968,9999,null,null,"N","Pumped Storage",{"$nulls":13},0,0,0,0]
["W R Gianelli","448_G_2",448,"G","2",null,"Pumped Storage",null,"WEC_CALN","California",6,"Merced",47,"06047",50,0,1968,9999,null,null,"N","Pumped Storage",{"$nulls":13},0,0,0,0]
["W R Gianelli","448_G_3",448,"G","3",null,"Pumped Storage",null,"WEC_CALN","California",6,"Merced",47,"06047",50,0,1967,9999,null,null,"N","Pumped Storage",{"$nulls":13},0,0,0,0]
["W R Gianelli","448_G_4",448,"G","4",null,"Pumped Storage",null,"WEC_CALN","California",6,"Merced",47,"06047",50,0,1967,9999,null,null,"N","Pumped Storage",{"$nulls":13},0,0,0,0]
["W R Gianelli","448_G_5",448,"G","5",null,"Pumped Storage",null,"WEC_CALN","California",6,"Merced",47,"06047",50,0,1967,9999,null,null,"N","Pumped Storage",{"$nulls":13},0,0,0,0]
["W R Gianelli","448_G_6",448,"G","6",null,"Pumped Storage",null,"WEC_CALN","California",6,"Merced",47,"06047",50,0,1967,9999,null,null,"N","Pumped Storage",{"$nulls":13},0,0,0,0]
["W R Gianelli","448_G_7",448,"G","7",null,"Pumped Storage",null,"WEC_CALN","California",6,"Merced",47,"06047",50,0,1967,9999,null,null,"N","Pumped Storage",{"$nulls":13},0,0,0,0]
["W R Gianelli","448_G_8",448,"G","8",null,"Pumped Storage",null,"WEC_CALN","California",6,"Merced",47,"06047",50,0,1967,9999,null,null,"N","Pumped Storage",{"$nulls":13},0,0,0,0]
["Spring Creek","450_G_1",450,"G","1",null,"Hydro",null,"WEC_CALN","California",6,"Shasta",89,"06089",90,0,1964,9999,null,null,"N","Hydro",{"$nulls":13},0,0,0,0]
["Spring Creek","450_G_2",450,"G","2",null,"Hydro",null,"WEC_CALN","California",6,"Shasta",89,"06089",90,0,1964,9999,null,null,"N","Hydro",{"$nulls":13},0,0,0,0]
["Trinity","451_G_1",451,"G","1",null,"Hydro",null,"WEC_CALN","California",6,"Trinity",105,"06105",70,0,1964,9999,null,null,"N","Hydro",{"$nulls":13},0,0,0,0]
["Trinity","451_G_2",451,"G","2",null,"Hydro",null,"WEC_CALN","California",6,"Trinity",105,"06105",70,0,1964,9999,null,null,"N","Hydro",{"$nulls":13},0,0,0,0]
["Colgate","454_G_1",454,"G","1",null,"Hydro",null,"WEC_CALN","California",6,"Yuba",115,"06115",157.5,0,1969,9999,null,null,"N","Hydro",{"$nulls":13},0,0,0,0]
["Colgate","454_G_2",454,"G","2",null,"Hydro",null,"WEC_CALN","California",6,"Yuba",115,"06115",157.5,0,1969,9999,null,null,"N","Hydro",{"$nulls":13},0,0,0,0]
["Narrows 2","455_G_1",455,"G","1",null,"Hydro",null,"WEC_CALN","California",6,"Yuba",115,"06115",46.7,0,1969,9999,null,null,"N","Hydro",{"$nulls":13},0,0,0,0]
["Bear Valley","457_G_HC1",457,"G","HC1",null,"Hydro",null,"WEC_SDGE","California",6,"San Diego",73,"06073",0.7,0,1986,9999,null,null,"N","Hydro",{"$nulls":13},0,0,0,0]
["Bear Valley","457_G_HC2",457,"G","HC2",null,"Hydro",null,"WEC_SDGE","California",6,"San Diego",73,"06073",0.7,0,1986,9999,null,null,"N","Hydro",{"$nulls":13},0,0,0,0]
["Pueblo","460_G_IC1",460,"G","IC1",null,"Combustion Turbine","IC Engine","WECC_CO","Colorado",8,"Pueblo",101,"08101",2,12822,1964,9999,null,null,"N","Distillate Fuel Oil",{"$nulls":12},1.2,1.02504,1.02504,1.02504,1.02504]
["Pueblo","460_G_IC2",460,"G","IC2",null,"Combustion Turbine","IC Engine","WECC_CO","Colorado",8,"Pueblo",101,"08101",2,12822,1964,9999,null,null,"N","Distillate Fuel Oil",{"$nulls":12},1.2,1.02504,1.02504,1.02504,1.02504]
["Pueblo","460_G_IC3",460,"G","IC3",null,"Combustion Turbine","IC Engine","WECC_CO","Colorado",8,"Pueblo",101,"08101",2,12822,1964,9999,null,null,"N","Distillate Fuel Oil",{"$nulls":12},1.2,1.02504,1.02504,1.02504,1.02504]
["Pueblo","460_G_IC4",460,"G","IC4",null,"Combustion Turbine","IC Engine","WECC_CO","Colorado",8,"Pueblo",101,"08101",2,12822,1964,9999,null,null,"N","Distillate Fuel Oil",{"$nulls":12},1.2,1.02504,1.02504,1.02504,1.02504]
["Pueblo","460_G_IC5",460,"G","IC5",null,"Combustion Turbine","IC Engine","WECC_CO","Colorado",8,"Pueblo",101,"08101",2,12822,1964,9999,null,null,"N","Distillate Fuel Oil",{"$nulls":12},1.2,1.02504,1.02504,1.02504,1.02504]
["Alamosa","464_G_CT1",464,"G","CT1",null,"Combustion Turbine",null,"WECC_CO","Colorado",8,"Alamosa",3,"08003",13,17459,1973,9999,null,null,"N","Natural Gas, Distillate Fuel Oil",{"$nulls":12},0.06,0.50376,0.50376,0.50376,0.50376]
["Alamosa","464_G_CT2",464,"G","CT2",null,"Combustion Turbine",null,"WECC_CO","Colorado",8,"Alamosa",3,"08003",14,17458,1977,9999,null,null,"N","Natural Gas, Distillate Fuel Oil",{"$nulls":12},0.06,0.50376,0.50376,0.50376,0.50376]
["Boulder Canyon Hydro","466_G_1A",466,"G","1A",null,"Hydro",null,"WECC_CO","Colorado",8,"Boulder",13,"08013",5,0,2013,9999,null,null,"N","Hydro",{"$nulls":13},0,0,0,0]
["Cabin Creek","467_G_A",467,"G","A",null,"Pumped Storage",null,"WECC_CO","Colorado",8,"Clear Creek",19,"08019",180.3,0,1967,9999,null,null,"N","Pumped Storage",{"$nulls":13},0,0,0,0]
["Cabin Creek","467_G_B",467,"G","B",null,"Pumped Storage",null,"WECC_CO","Colorado",8,"Clear Creek",19,"08019",180.3,0,1967,9999,null,null,"N","Pumped Storage",{"$nulls":13},0,0,0,0]
["Cherokee","469_B_4",469,"B","4",298,"O/G Steam",null,"WECC_CO","Colorado",8,"Adams",1,"08001",352,10608,1968,9999,"tangential","dry","N","Natural Gas",{"$nulls":3},"LNC3",{"$nulls":8},0.88,0.12,0.12,0.12,0.12,{"$nulls":10},"Yes"]
["Cherokee","469_G_5",469,"G","5",90850,"Combined Cycle",null,"WECC_CO","Colorado",8,"Adams",1,"08001",168,7050,2015,9999,null,null,"N","Natural Gas",{"$nulls":4},"SCR",{"$nulls":8},0.0147,0.0147,0.0147,0.0147]
["Cherokee","469_G_6",469,"G","6",90851,"Combined Cycle",null,"WECC_CO","Colorado",8,"Adams",1,"08001",168,7050,2015,9999,null,null,"N","Natural Gas",{"$nulls":4},"SCR",{"$nulls":8},0.0147,0.0147,0.0147,0.0147]
["Cherokee","469_G_7",469,"G","7",null,"Combined Cycle",null,"WECC_CO","Colorado",8,"Adams",1,"08001",240,7050,2015,9999,null,null,"N","Natural Gas",{"$nulls":4},"SCR",2015,{"$nulls":7},0.0147,0.0147,0.0147,0.0147]
["Comanche (CO)","470_B_1",470,"B","1",299,"Coal Steam",null,"WECC_CO","Colorado",8,"Pueblo",101,"08101",325,10705,1973,9999,"tangential","dry","N","Subbituminous","Dry Scrubber",2008,0.94,"LNC3",{"$nulls":3},"B","NA","ACI",2009,null,0.1,0.11976,0.11976,0.11976,0.11976,0.1,0.1,0.1,0.99,{"$nulls":6},"Yes"]
["Comanche (CO)","470_B_2",470,"B","2",300,"Coal Steam",null,"WECC_CO","Colorado",8,"Pueblo",101,"08101",335,10601,1975,9999,"wall","dry","N","Subbituminous","Dry Scrubber",2008,0.94,"LNBO",{"$nulls":3},"B","NA","ACI",2009,null,0.1,0.15,0.15,0.15,0.15,0.1,0.1,0.1,0.99,{"$nulls":6},"Yes"]
["Comanche (CO)","470_B_3",470,"B","3",89734,"Coal Steam",null,"WECC_CO","Colorado",8,"Pueblo",101,"08101",750,10172,2010,9999,"tangential","dry","N","Subbituminous","Dry Scrubber",2010,0.94,"LNC3","SCR",2010,null,"B","NA","ACI",2010,null,0.1,0.06626,0.06626,0.06626,0.06626,0.1,0.1,0.1,0.99]
["Fruita","471_G_1",471,"G","1",null,"Combustion Turbine",null,"WECC_CO","Colorado",8,"Mesa",77,"08077",14,25000,1973,9999,null,null,"N","Natural Gas, Distillate Fuel Oil",{"$nulls":12},0.06,0.50376,0.50376,0.50376,0.50376]
["Georgetown Hydro","472_G_1",472,"G","1",null,"Hydro",null,"WECC_CO","Colorado",8,"Clear Creek",19,"08019",0.8,0,1906,9999,null,null,"N","Hydro",{"$nulls":13},0,0,0,0]
["Georgetown Hydro","472_G_2",472,"G","2",null,"Hydro",null,"WECC_CO","Colorado",8,"Clear Creek",19,"08019",0.8,0,1908,9999,null,null,"N","Hydro",{"$nulls":13},0,0,0,0]
["Grand Valley Project Power Plant","473_G_1",473,"G","1",null,"Hydro",null,"WECC_CO","Colorado",8,"Mesa",77,"08077",2,0,1932,9999,null,null,"N","Hydro",{"$nulls":13},0,0,0,0]
["Grand Valley Project Power Plant","473_G_2",473,"G","2",null,"Hydro",null,"WECC_CO","Colorado",8,"Mesa",77,"08077",2.1,0,1932,9999,null,null,"N","Hydro",{"$nulls":13},0,0,0,0]
["Salida","474_G_2",474,"G","2",null,"Hydro",null,"WECC_CO","Colorado",8,"Chaffee",15,"08015",0.6,0,1908,9999,null,null,"N","Hydro",{"$nulls":13},0,0,0,0]
["Shoshone (CO)","476_G_A",476,"G","A",null,"Hydro",null,"WECC_CO","Colorado",8,"Garfield",45,"08045",7.5,0,1909,9999,null,null,"N","Hydro",{"$nulls":13},0,0,0,0]
["Shoshone (CO)","476_G_B",476,"G","B",null,"Hydro",null,"WECC_CO","Colorado",8,"Garfield",45,"08045",7.5,0,1909,9999,null,null,"N","Hydro",{"$nulls":13},0,0,0,0]
["Valmont","477_G_6",477,"G","6",null,"Combustion Turbine",null,"WECC_CO","Colorado",8,"Boulder",13,"08013",43,23284,1973,9999,null,null,"N","Natural Gas",{"$nulls":12},1.2,0.50376,0.50376,0.50376,0.50376]
["Temescal","479_G_1",479,"G","1",null,"Hydro",null,"WECC_SCE","California",6,"Riverside",65,"06065",2.8,0,1983,9999,null,null,"N","Hydro",{"$nulls":13},0,0,0,0]
["Corona","480_G_1",480,"G","1",null,"Hydro",null,"WECC_SCE","California",6,"Riverside",65,"06065",2.8,0,1983,9999,null,null,"N","Hydro",{"$nulls":13},0,0,0,0]
["Perris","481_G_1",481,"G","1",null,"Hydro",null,"WECC_SCE","California",6,"Riverside",65,"06065",7.9,0,1983,9999,null,null,"N","Hydro",{"$nulls":13},0,0,0,0]
["Rio Hondo","482_G_1",482,"G","1",null,"Hydro",null,"WECC_SCE","California",6,"Los Angeles",37,"06037",1.9,0,1984,9999,null,null,"N","Hydro",{"$nulls":13},0,0,0,0]
["Coyote Creek","483_G_1",483,"G","1",null,"Hydro",null,"WECC_SCE","California",6,"Orange",59,"06059",3.1,0,1984,9999,null,null,"N","Hydro",{"$nulls":13},0,0,0,0]
["Red Mountain","484_G_1",484,"G","1",null,"Hydro",null,"WEC_SDGE","California",6,"San Diego",73,"06073",5.9,0,1985,9999,null,null,"N","Hydro",{"$nulls":13},0,0,0,0]
["Valley View","487_G_1",487,"G","1",null,"Hydro",null,"WECC_SCE","California",6,"Orange",59,"06059",4.1,0,1985,9999,null,null,"N","Hydro",{"$nulls":13},0,0,0,0]
["Upper Dawson","489_G_1",489,"G","1",null,"Hydro",null,"WEC_CALN","California",6,"Tuolumne",109,"06109",5.5,0,1983,9999,null,null,"N","Hydro",{"$nulls":13},0,0,0,0]
["Center","491_G_3",491,"G","3",null,"Combustion Turbine","IC Engine","WECC_CO","Colorado",8,"Saguache",109,"08109",0.5,12822,1963,9999,null,null,"N","Natural Gas, Distillate Fuel Oil",{"$nulls":12},1.2,1.02504,1.02504,1.02504,1.02504]
["Center","491_G_5",491,"G","5",null,"Combustion Turbine","IC Engine","WECC_CO","Colorado",8,"Saguache",109,"08109",1,12822,1959,9999,null,null,"N","Distillate Fuel Oil",{"$nulls":12},1.2,1.02504,1.02504,1.02504,1.02504]
["Martin Drake","492_B_6",492,"B","6",314,"Coal Steam",null,"WECC_CO","Colorado",8,"El Paso",41,"08041",77,11314,1968,9999,"wall","dry","N","Bituminous, Subbituminous","Dry Scrubber",2016,0.92,"LNB + OFA",{"$nulls":3},"B","NA","ACI",2015,null,0.13,0.21791,0.21791,0.21791,0.21791,0.1,0.1,0.1,0.9700000000000001,{"$nulls":6},"Yes"]
["Martin Drake","492_B_7",492,"B","7",315,"Coal Steam",null,"WECC_CO","Colorado",8,"El Paso",41,"08041",131,11278,1974,9999,"wall","dry","N","Bituminous, Subbituminous","Dry Scrubber",2017,0.92,"LNB + LNBO + OFA",{"$nulls":3},"B","NA","ACI",2015,null,0.13,0.23279,0.23279,0.23279,0.23279,0.1,0.1,0.1,0.9700000000000001,{"$nulls":6},"Yes"]
["George Birdsall","493_B_1",493,"B","1",null,"O/G Steam",null,"WECC_CO","Colorado",8,"El Paso",41,"08041",16,14500,1953,9999,null,null,"N","Natural Gas",{"$nulls":12},1.5,0.22077,0.22077,0.22077,0.22077]
["George Birdsall","493_B_2",493,"B","2",null,"O/G Steam",null,"WECC_CO","Colorado",8,"El Paso",41,"08041",16,14500,1954,9999,null,null,"N","Natural Gas",{"$nulls":12},1.5,0.22077,0.22077,0.22077,0.22077]
["George Birdsall","493_B_3",493,"B","3",null,"O/G Steam",null,"WECC_CO","Colorado",8,"El Paso",41,"08041",23,14500,1957,9999,null,null,"N","Natural Gas",{"$nulls":12},1.5,0.22077,0.22077,0.22077,0.22077]
["Manitou Springs","494_G_1",494,"G","1",null,"Hydro",null,"WECC_CO","Colorado",8,"El Paso",41,"08041",2.5,0,1939,9999,null,null,"N","Hydro",{"$nulls":13},0,0,0,0]
["Manitou Springs","494_G_2",494,"G","2",null,"Hydro",null,"WECC_CO","Colorado",8,"El Paso",41,"08041",2.6,0,1927,9999,null,null,"N","Hydro",{"$nulls":13},0,0,0,0]
["Manitou Springs","494_G_3",494,"G","3",null,"Hydro",null,"WECC_CO","Colorado",8,"El Paso",41,"08041",0.5,0,2006,9999,null,null,"N","Hydro",{"$nulls":13},0,0,0,0]
["Ruxton Park","495_G_1",495,"G","1",null,"Hydro",null,"WECC_CO","Colorado",8,"El Paso",41,"08041",1,0,1925,9999,null,null,"N","Hydro",{"$nulls":13},0,0,0,0]
["Holly","502_G_5",502,"G","5",null,"Combustion Turbine","IC Engine","WECC_CO","Colorado",8,"Prowers",99,"08099",0.3,12140,2000,9999,null,null,"N","Distillate Fuel Oil",{"$nulls":12},1.2,1.02504,1.02504,1.02504,1.02504]
["Holly","502_G_CAT",502,"G","CAT",null,"Combustion Turbine","IC Engine","WECC_CO","Colorado",8,"Prowers",99,"08099",1.7,11725,2007,9999,null,null,"N","Distillate Fuel Oil",{"$nulls":13},1.02504,1.02504,1.02504,1.02504]
["Holly","502_G_EMD",502,"G","EMD",null,"Combustion Turbine","IC Engine","WECC_CO","Colorado",8,"Prowers",99,"08099",0.7,11890,1993,9999,null,null,"N","Distillate Fuel Oil",{"$nulls":12},1.2,1.02504,1.02504,1.02504,1.02504]
["Julesburg","504_G_1",504,"G","1",null,"Combustion Turbine","IC Engine","WECC_CO","Colorado",8,"Sedgwick",115,"08115",0.7,12822,1951,9999,null,null,"N","Distillate Fuel Oil",{"$nulls":12},1.2,1.02504,1.02504,1.02504,1.02504]
["Julesburg","504_G_3",504,"G","3",null,"Combustion Turbine","IC Engine","WECC_CO","Colorado",8,"Sedgwick",115,"08115",0.2,12822,1945,9999,null,null,"N","Distillate Fuel Oil",{"$nulls":12},1.2,1.02504,1.02504,1.02504,1.02504]
["Julesburg","504_G_4",504,"G","4",null,"Combustion Turbine","IC Engine","WECC_CO","Colorado",8,"Sedgwick",115,"08115",1.1,12822,1964,9999,null,null,"N","Distillate Fuel Oil",{"$nulls":12},1.2,1.02504,1.02504,1.02504,1.02504]
["Julesburg","504_G_5",504,"G","5",null,"Combustion Turbine","IC Engine","WECC_CO","Colorado",8,"Sedgwick",115,"08115",0.2,12822,1946,9999,null,null,"N","Distillate Fuel Oil",{"$nulls":12},1.2,1.02504,1.02504,1.02504,1.02504]
["Boysen","505_G_1",505,"G","1",null,"Hydro",null,"WECC_WY","Wyoming",56,"Fremont",13,"56013",8.6,0,1952,9999,null,null,"N","Hydro",{"$nulls":13},0,0,0,0]
["Boysen","505_G_2",505,"G","2",null,"Hydro",null,"WECC_WY","Wyoming",56,"Fremont",13,"56013",8.6,0,1952,9999,null,null,"N","Hydro",{"$nulls":13},0,0,0,0]
["La Junta","506_G_2",506,"G","2",null,"Combustion Turbine","IC Engine","WECC_CO","Colorado",8,"Otero",89,"08089",0.5,12822,1939,9999,null,null,"N","Distillate Fuel Oil",{"$nulls":12},1.2,1.02504,1.02504,1.02504,1.02504]
["La Junta","506_G_3",506,"G","3",null,"Combustion Turbine","IC Engine","WECC_CO","Colorado",8,"Otero",89,"08089",0.4,12822,1939,9999,null,null,"N","Distillate Fuel Oil",{"$nulls":12},1.2,1.02504,1.02504,1.02504,1.02504]
["La Junta","506_G_4",506,"G","4",null,"Combustion Turbine","IC Engine","WECC_CO","Colorado",8,"Otero",89,"08089",1,12822,1942,9999,null,null,"N","Distillate Fuel Oil",{"$nulls":12},1.2,1.02504,1.02504,1.02504,1.02504]
["La Junta","506_G_6",506,"G","6",null,"Combustion Turbine","IC Engine","WECC_CO","Colorado",8,"Otero",89,"08089",2.5,12822,1958,9999,null,null,"N","Natural Gas, Distillate Fuel Oil",{"$nulls":12},1.2,1.02504,1.02504,1.02504,1.02504]
["La Junta","506_G_7",506,"G","7",null,"Combustion Turbine","IC Engine","WECC_CO","Colorado",8,"Otero",89,"08089",3,12822,1962,9999,null,null,"N","Natural Gas, Distillate Fuel Oil",{"$nulls":12},1.2,1.02504,1.02504,1.02504,1.02504]
["La Junta","506_G_8",506,"G","8",null,"Combustion Turbine","IC Engine","WECC_CO","Colorado",8,"Otero",89,"08089",3,12822,1962,9999,null,null,"N","Natural Gas, Distillate Fuel Oil",{"$nulls":12},1.2,1.02504,1.02504,1.02504,1.02504]
["La Junta","506_G_9",506,"G","9",null,"Combustion Turbine","IC Engine","WECC_CO","Colorado",8,"Otero",89,"08089",4,12822,1970,9999,null,null,"N","Natural Gas, Distillate Fuel Oil",{"$nulls":12},1.2,1.02504,1.02504,1.02504,1.02504]
["Las Animas","507_G_1",507,"G","1",null,"Combustion Turbine","IC Engine","WECC_CO","Colorado",8,"Bent",11,"08011",0.3,12822,1941,9999,null,null,"N","Distillate Fuel Oil",{"$nulls":12},1.2,1.02504,1.02504,1.02504,1.02504]
["Las Animas","507_G_2",507,"G","2",null,"Combustion Turbine","IC Engine","WECC_CO","Colorado",8,"Bent",11,"08011",0.3,12822,1941,9999,null,null,"N","Distillate Fuel Oil",{"$nulls":12},1.2,1.02504,1.02504,1.02504,1.02504]
["Las Animas","507_G_4",507,"G","4",null,"Combustion Turbine","IC Engine","WECC_CO","Colorado",8,"Bent",11,"08011",1,12822,1951,9999,null,null,"N","Distillate Fuel Oil",{"$nulls":12},1.2,1.02504,1.02504,1.02504,1.02504]
["Las Animas","507_G_5",507,"G","5",null,"Combustion Turbine","IC Engine","WECC_CO","Colorado",8,"Bent",11,"08011",1,12822,1951,9999,null,null,"N","Distillate Fuel Oil",{"$nulls":12},1.2,1.02504,1.02504,1.02504,1.02504]
["Las Animas","507_G_6",507,"G","6",null,"Combustion Turbine","IC Engine","WECC_CO","Colorado",8,"Bent",11,"08011",2.5,12822,1967,9999,null,null,"N","Distillate Fuel Oil",{"$nulls":12},1.2,1.02504,1.02504,1.02504,1.02504]
["Lamar Plant","508_G_T1-T3",508,"G","T1-T3",null,"Onshore Wind",null,"WECC_CO","Colorado",8,"Prowers",99,"08099",4,0,2004,9999,null,null,"N","Wind",{"$nulls":13},0,0,0,0]
["Lamar Plant","508_G_T4",508,"G","T4",null,"Onshore Wind",null,"WECC_CO","Colorado",8,"Prowers",99,"08099",1.5,0,2004,9999,null,null,"N","Wind",{"$nulls":13},0,0,0,0]
["Sonoma California Geothermal","510_G_1",510,"G","1",null,"Geothermal",null,"WEC_CALN","California",6,"Lake",33,"06033",50,9771,1983,9999,null,null,"N","Geothermal",{"$nulls":13},0,0,0,0,0.3713,0.3713,0.3713]
["Trinidad (CO)","511_G_3",511,"G","3",null,"Combustion Turbine","IC Engine","WECC_CO","Colorado",8,"Las Animas",71,"08071",1.9,14437,1966,9999,null,null,"N","Natural Gas, Distillate Fuel Oil",{"$nulls":12},1.2,0.39755,0.39755,0.39755,0.39755]
["Trinidad (CO)","511_G_4",511,"G","4",null,"Combustion Turbine","IC Engine","WECC_CO","Colorado",8,"Las Animas",71,"08071",1.9,14437,1966,9999,null,null,"N","Natural Gas, Distillate Fuel Oil",{"$nulls":12},1.2,0.39755,0.39755,0.39755,0.39755]
["Trinidad (CO)","511_G_5",511,"G","5",null,"Combustion Turbine","IC Engine","WECC_CO","Colorado",8,"Las Animas",71,"08071",1.8,10745,1999,9999,null,null,"N","Distillate Fuel Oil",{"$nulls":12},1.2,1.02504,1.02504,1.02504,1.02504]
["Trinidad (CO)","511_G_6",511,"G","6",null,"Combustion Turbine","IC Engine","WECC_CO","Colorado",8,"Las Animas",71,"08071",1.8,10745,1999,9999,null,null,"N","Distillate Fuel Oil",{"$nulls":12},1.2,1.02504,1.02504,1.02504,1.02504]
["Trinidad (CO)","511_G_7",511,"G","7",null,"Combustion Turbine","IC Engine","WECC_CO","Colorado",8,"Las Animas",71,"08071",1.8,10745,1999,9999,null,null,"N","Distillate Fuel Oil",{"$nulls":12},1.2,1.02504,1.02504,1.02504,1.02504]
["Blue Mesa","512_G_1",512,"G","1",null,"Hydro",null,"WECC_CO","Colorado",8,"Gunnison",51,"08051",43.2,0,1967,9999,null,null,"N","Hydro",{"$nulls":13},0,0,0,0]
["Blue Mesa","512_G_2",512,"G","2",null,"Hydro",null,"WECC_CO","Colorado",8,"Gunnison",51,"08051",43.2,0,1967,9999,null,null,"N","Hydro",{"$nulls":13},0,0,0,0]
["Estes","513_G_1",513,"G","1",null,"Hydro",null,"WECC_CO","Colorado",8,"Larimer",69,"08069",17.2,0,1950,9999,null,null,"N","Hydro",{"$nulls":13},0,0,0,0]
["Estes","513_G_2",513,"G","2",null,"Hydro",null,"WECC_CO","Colorado",8,"Larimer",69,"08069",17.2,0,1950,9999,null,null,"N","Hydro",{"$nulls":13},0,0,0,0]
["Estes","513_G_3",513,"G","3",null,"Hydro",null,"WECC_CO","Colorado",8,"Larimer",69,"08069",17.2,0,1950,9999,null,null,"N","Hydro",{"$nulls":13},0,0,0,0]
["Morrow Point","514_G_1",514,"G","1",null,"Hydro",null,"WECC_CO","Colorado",8,"Montrose",85,"08085",86.6,0,1970,9999,null,null,"N","Hydro",{"$nulls":13},0,0,0,0]
["Morrow Point","514_G_2",514,"G","2",null,"Hydro",null,"WECC_CO","Colorado",8,"Montrose",85,"08085",86.6,0,1971,9999,null,null,"N","Hydro",{"$nulls":13},0,0,0,0]
["Big Thompson","515_G_1",515,"G","1",null,"Hydro",null,"WECC_CO","Colorado",8,"Larimer",69,"08069",5.2,0,1959,9999,null,null,"N","Hydro",{"$nulls":13},0,0,0,0]
["Green Mountain","516_G_1",516,"G","1",null,"Hydro",null,"WECC_CO","Colorado",8,"Summit",117,"08117",13,0,1943,9999,null,null,"N","Hydro",{"$nulls":13},0,0,0,0]
["Green Mountain","516_G_2",516,"G","2",null,"Hydro",null,"WECC_CO","Colorado",8,"Summit",117,"08117",13,0,1943,9999,null,null,"N","Hydro",{"$nulls":13},0,0,0,0]
["Marys Lake","517_G_1",517,"G","1",null,"Hydro",null,"WECC_CO","Colorado",8,"Larimer",69,"08069",9.3,0,1951,9999,null,null,"N","Hydro",{"$nulls":13},0,0,0,0]
["Flatiron","518_G_1",518,"G","1",null,"Hydro",null,"WECC_CO","Colorado",8,"Larimer",69,"08069",43,0,1954,9999,null,null,"N","Hydro",{"$nulls":13},0,0,0,0]
["Flatiron","518_G_2",518,"G","2",null,"Hydro",null,"WECC_CO","Colorado",8,"Larimer",69,"08069",43,0,1954,9999,null,null,"N","Hydro",{"$nulls":13},0,0,0,0]
["Flatiron","518_G_3",518,"G","3",null,"Pumped Storage",null,"WECC_CO","Colorado",8,"Larimer",69,"08069",8.5,0,1954,9999,null,null,"N","Pumped Storage",{"$nulls":13},0,0,0,0]
["Pole Hill","519_G_1",519,"G","1",null,"Hydro",null,"WECC_CO","Colorado",8,"Larimer",69,"08069",38.2,0,1954,9999,null,null,"N","Hydro",{"$nulls":13},0,0,0,0]
["Lower Molina","520_G_1",520,"G","1",null,"Hydro",null,"WECC_CO","Colorado",8,"Mesa",77,"08077",5.6,0,1962,9999,null,null,"N","Hydro",{"$nulls":13},0,0,0,0]
["Upper Molina","521_G_1",521,"G","1",null,"Hydro",null,"WECC_CO","Colorado",8,"Mesa",77,"08077",9.9,0,1962,9999,null,null,"N","Hydro",{"$nulls":13},0,0,0,0]
["Hayden","525_B_H1",525,"B","H1",317,"Coal Steam",null,"WECC_CO","Colorado",8,"Routt",107,"08107",179,10993,1965,9999,"wall","dry","N","Bituminous","Dry Scrubber",1998,0.87,"LNBO","SCR",2015,null,"B","NA",{"$nulls":3},0.13,0.25112,0.04229,0.25112,0.04229,0.05,0.75,1,0.92,{"$nulls":6},"Yes"]
["Hayden","525_B_H2",525,"B","H2",318,"Coal Steam",null,"WECC_CO","Colorado",8,"Routt",107,"08107",262,10910,1976,9999,"tangential","dry","N","Bituminous","Dry Scrubber",1999,0.85,"LNC3","SCR",2016,null,"B","NA",{"$nulls":3},0.13,0.27396,0.04481,0.27396,0.04481,0.05,0.75,1,0.9,{"$nulls":6},"Yes"]
["Nucla","527_B_1",527,"B","1",319,"Coal Steam",null,"WECC_CO","Colorado",8,"Montrose",85,"08085",100,12463,1991,2023,"FBC","dry","N","Bituminous","Reagent Injection",1991,0.888,"CF","SNCR",null,"2006","B","NA",{"$nulls":3},0.4,0.31867,0.15934,0.31867,0.15934,0.05,0.43,0.43,0.95]
["Camp Far West","531_G_1",531,"G","1",null,"Hydro",null,"WEC_CALN","California",6,"Placer",61,"06061",7.2,0,1985,9999,null,null,"N","Hydro",{"$nulls":13},0,0,0,0]
["McWilliams","533_G_1",533,"G","1",null,"Combined Cycle",null,"S_SOU","Alabama",1,"Covington",39,"01039",9,7610,1954,9999,null,null,"N","Natural Gas, Distillate Fuel Oil",{"$nulls":3},"DLNB + H2O",{"$nulls":9},0.06037,0.06037,0.06037,0.06037]
["McWilliams","533_G_2",533,"G","2",null,"Combined Cycle",null,"S_SOU","Alabama",1,"Covington",39,"01039",9,7610,1954,9999,null,null,"N","Natural Gas, Distillate Fuel Oil",{"$nulls":3},"DLNB + H2O",{"$nulls":9},0.06037,0.06037,0.06037,0.06037]
["McWilliams","533_G_3",533,"G","3",null,"Combined Cycle",null,"S_SOU","Alabama",1,"Covington",39,"01039",22,7610,1959,9999,null,null,"N","Natural Gas, Distillate Fuel Oil",{"$nulls":3},"DLNB + H2O",{"$nulls":9},0.06037,0.06037,0.06037,0.06037]
["McWilliams","533_G_4",533,"G","4",320,"Combined Cycle",null,"S_SOU","Alabama",1,"Covington",39,"01039",108,7610,1996,9999,null,null,"N","Natural Gas, Distillate Fuel Oil",{"$nulls":3},"DLNB + H2O",{"$nulls":9},0.06037,0.06037,0.06037,0.06037]
["McWilliams","533_G_VAN1",533,"G","VAN1",324,"Combined Cycle",null,"S_SOU","Alabama",1,"Covington",39,"01039",171,7610,2002,9999,null,null,"N","Natural Gas",{"$nulls":3},"DLNB","SCR",{"$nulls":8},0.01072,0.01072,0.01072,0.01072]
["McWilliams","533_G_VAN2",533,"G","VAN2",325,"Combined Cycle",null,"S_SOU","Alabama",1,"Covington",39,"01039",168,7610,2002,9999,null,null,"N","Natural Gas",{"$nulls":3},"DLNB","SCR",{"$nulls":8},0.01072,0.01072,0.01072,0.01072]
["McWilliams","533_G_VAN3",533,"G","VAN3",null,"Combined Cycle",null,"S_SOU","Alabama",1,"Covington",39,"01039",176,7610,2002,9999,null,null,"N","Natural Gas",{"$nulls":3},"DLNB","SCR",2002,{"$nulls":7},0.01072,0.01072,0.01072,0.01072]
["Jones Fork","534_G_1",534,"G","1",null,"Hydro",null,"WEC_BANC","California",6,"El Dorado",17,"06017",10,0,1985,9999,null,null,"N","Hydro",{"$nulls":13},0,0,0,0]
["McClellan (CA)","535_G_1",535,"G","1",null,"Combustion Turbine",null,"WEC_BANC","California",6,"Sacramento",67,"06067",77,13021,1986,9999,null,null,"N","Natural Gas",{"$nulls":12},0.74,0.48031,0.48031,0.48031,0.48031]
["Camanche","537_G_1",537,"G","1",null,"Hydro",null,"WEC_CALN","California",6,"San Joaquin",77,"06077",3.5,0,1983,9999,null,null,"N","Hydro",{"$nulls":13},0,0,0,0]
["Camanche","537_G_2",537,"G","2",null,"Hydro",null,"WEC_CALN","California",6,"San Joaquin",77,"06077",3.5,0,1983,9999,null,null,"N","Hydro",{"$nulls":13},0,0,0,0]
["Camanche","537_G_3",537,"G","3",null,"Hydro",null,"WEC_CALN","California",6,"San Joaquin",77,"06077",3.5,0,1983,9999,null,null,"N","Hydro",{"$nulls":13},0,0,0,0]
["Rocky River (CT)","539_G_1",539,"G","1",null,"Pumped Storage",null,"NENG_CT","Connecticut",9,"Litchfield",5,"09005",2,0,1929,9999,null,null,"N","Pumped Storage",{"$nulls":13},0,0,0,0]
["Rocky River (CT)","539_G_2",539,"G","2",null,"Pumped Storage",null,"NENG_CT","Connecticut",9,"Litchfield",5,"09005",2,0,1928,9999,null,null,"N","Pumped Storage",{"$nulls":13},0,0,0,0]
["Rocky River (CT)","539_G_3",539,"G","3",null,"Pumped Storage",null,"NENG_CT","Connecticut",9,"Litchfield",5,"09005",25.4,0,1928,9999,null,null,"N","Pumped Storage",{"$nulls":13},0,0,0,0]
["Branford","540_G_UN10",540,"G","UN10",326,"Combustion Turbine",null,"NENG_CT","Connecticut",9,"New Haven",9,"09009",17.4,13960,1967,9999,null,null,"N","Distillate Fuel Oil",{"$nulls":3},"H2O",{"$nulls":8},0.33,0.15,0.15,0.15,0.15]
["Bulls Bridge","541_G_1",541,"G","1",null,"Hydro",null,"NENG_CT","Connecticut",9,"Litchfield",5,"09005",1.4,0,1903,9999,null,null,"N","Hydro",{"$nulls":13},0,0,0,0]
["Bulls Bridge","541_G_2",541,"G","2",null,"Hydro",null,"NENG_CT","Connecticut",9,"Litchfield",5,"09005",1.4,0,1903,9999,null,null,"N","Hydro",{"$nulls":13},0,0,0,0]
["Bulls Bridge","541_G_3",541,"G","3",null,"Hydro",null,"NENG_CT","Connecticut",9,"Litchfield",5,"09005",1.4,0,1903,9999,null,null,"N","Hydro",{"$nulls":13},0,0,0,0]
["Bulls Bridge","541_G_4",541,"G","4",null,"Hydro",null,"NENG_CT","Connecticut",9,"Litchfield",5,"09005",1.4,0,1903,9999,null,null,"N","Hydro",{"$nulls":13},0,0,0,0]
["Bulls Bridge","541_G_5",541,"G","5",null,"Hydro",null,"NENG_CT","Connecticut",9,"Litchfield",5,"09005",1.4,0,1903,9999,null,null,"N","Hydro",{"$nulls":13},0,0,0,0]
["Bulls Bridge","541_G_6",541,"G","6",null,"Hydro",null,"NENG_CT","Connecticut",9,"Litchfield",5,"09005",1.4,0,1903,9999,null,null,"N","Hydro",{"$nulls":13},0,0,0,0]
["Cos Cob","542_G_UN10",542,"G","UN10",327,"Combustion Turbine",null,"NENG_CT","Connecticut",9,"Fairfield",1,"09001",19.1,15914,1969,9999,null,null,"N","Distillate Fuel Oil",{"$nulls":3},"H2O",{"$nulls":8},2E-3,0.15,0.15,0.15,0.15]
["Cos Cob","542_G_UN11",542,"G","UN11",328,"Combustion Turbine",null,"NENG_CT","Connecticut",9,"Fairfield",1,"09001",18.7,15915,1969,9999,null,null,"N","Distillate Fuel Oil",{"$nulls":3},"H2O",{"$nulls":8},2E-3,0.15,0.15,0.15,0.15]
["Cos Cob","542_G_UN12",542,"G","UN12",329,"Combustion Turbine",null,"NENG_CT","Connecticut",9,"Fairfield",1,"09001",19.1,15914,1969,9999,null,null,"N","Distillate Fuel Oil",{"$nulls":3},"H2O",{"$nulls":8},2E-3,0.15,0.15,0.15,0.15]
["Cos Cob","542_G_UN13",542,"G","UN13",90364,"Combustion Turbine",null,"NENG_CT","Connecticut",9,"Fairfield",1,"09001",19.1,15914,2008,9999,null,null,"N","Distillate Fuel Oil",{"$nulls":3},"H2O",{"$nulls":8},2E-3,0.15,0.15,0.15,0.15]
["Cos Cob","542_G_un14",542,"G","un14",90365,"Combustion Turbine",null,"NENG_CT","Connecticut",9,"Fairfield",1,"09001",19.6,15913,2008,9999,null,null,"N","Distillate Fuel Oil",{"$nulls":3},"H2O",{"$nulls":8},2E-3,0.15,0.15,0.15,0.15]
["Devon Station","544_G_10",544,"G","10",330,"Combustion Turbine",null,"NENG_CT","Connecticut",9,"New Haven",9,"09009",14.4,10863,1985,9999,null,null,"N","Distillate Fuel Oil",{"$nulls":12},0.33,1.20062,1.20062,1.20062,1.20062]
["Devon Station","544_G_11",544,"G","11",331,"Combustion Turbine",null,"NENG_CT","Connecticut",9,"New Haven",9,"09009",29.3,10862,1996,9999,null,null,"N","Natural Gas, Distillate Fuel Oil",{"$nulls":3},"H2O",{"$nulls":8},0.04,0.15,0.15,0.15,0.15]
["Devon Station","544_G_12",544,"G","12",332,"Combustion Turbine",null,"NENG_CT","Connecticut",9,"New Haven",9,"09009",29.2,10862,1996,9999,null,null,"N","Natural Gas, Distillate Fuel Oil",{"$nulls":3},"H2O",{"$nulls":8},0.04,0.15,0.15,0.15,0.15]
["Devon Station","544_G_13",544,"G","13",333,"Combustion Turbine",null,"NENG_CT","Connecticut",9,"New Haven",9,"09009",29.9,10861,1996,9999,null,null,"N","Natural Gas, Distillate Fuel Oil",{"$nulls":3},"H2O",{"$nulls":8},0.04,0.15,0.15,0.15,0.15]
["Devon Station","544_G_14",544,"G","14",334,"Combustion Turbine",null,"NENG_CT","Connecticut",9,"New Haven",9,"09009",29.7,10862,1996,9999,null,null,"N","Natural Gas, Distillate Fuel Oil",{"$nulls":3},"H2O",{"$nulls":8},0.04,0.15,0.15,0.15,0.15]
["Montville Station","546_B_5",546,"B","5",343,"O/G Steam",null,"NENG_CT","Connecticut",9,"New London",11,"09011",81,12367,1954,9999,"tangential","dry","N","Natural Gas, Residual Fuel Oil",{"$nulls":3},"BF",{"$nulls":8},0.3,0.13242,0.13242,0.13242,0.13242]
["Montville Station","546_B_6",546,"B","6",344,"O/G Steam",null,"NENG_CT","Connecticut",9,"New London",11,"09011",410,12985,1971,9999,"tangential","dry","N","Residual Fuel Oil",{"$nulls":3},"BF",{"$nulls":8},0.3,0.15,0.15,0.15,0.15]
["Montville Station","546_G_10",546,"G","10",null,"Combustion Turbine","IC Engine","NENG_CT","Connecticut",9,"New London",11,"09011",2.7,11140,1967,9999,null,null,"N","Distillate Fuel Oil",{"$nulls":12},0.055,1.02504,1.02504,1.02504,1.02504]
["Montville Station","546_G_11",546,"G","11",null,"Combustion Turbine","IC Engine","NENG_CT","Connecticut",9,"New London",11,"09011",2.7,11168,1967,9999,null,null,"N","Distillate Fuel Oil",{"$nulls":12},0.055,1.02504,1.02504,1.02504,1.02504]
["Northfield Mountain","547_G_1",547,"G","1",null,"Pumped Storage",null,"NENGREST","Massachusetts",25,"Franklin",11,"25011",292,0,1973,9999,null,null,"N","Pumped Storage",{"$nulls":13},0,0,0,0]
["Northfield Mountain","547_G_2",547,"G","2",null,"Pumped Storage",null,"NENGREST","Massachusetts",25,"Franklin",11,"25011",292,0,1973,9999,null,null,"N","Pumped Storage",{"$nulls":13},0,0,0,0]
["Northfield Mountain","547_G_3",547,"G","3",null,"Pumped Storage",null,"NENGREST","Massachusetts",25,"Franklin",11,"25011",292,0,1973,9999,null,null,"N","Pumped Storage",{"$nulls":13},0,0,0,0]
["Northfield Mountain","547_G_4",547,"G","4",null,"Pumped Storage",null,"NENGREST","Massachusetts",25,"Franklin",11,"25011",292,0,1972,9999,null,null,"N","Pumped Storage",{"$nulls":13},0,0,0,0]
["Kettle Falls Generating Station","550_B_1",550,"B","1",null,"Biomass",null,"WECC_PNW","Washington",53,"Stevens",65,"53065",50,14125,1984,9999,null,null,"N","Biomass",{"$nulls":7},"ESPH + C","No",{"$nulls":4},0.23601,0.23601,0.23601,0.23601]
["Kettle Falls Generating Station","550_G_2",550,"G","2",null,"Combustion Turbine",null,"WECC_PNW","Washington",53,"Stevens",65,"53065",6.2,11793,2002,9999,null,null,"N","Natural Gas",{"$nulls":12},2.63,0.14624,0.14624,0.14624,0.14624]
["Scotland Dam","551_G_1",551,"G","1",null,"Hydro",null,"NENG_CT","Connecticut",9,"Windham",15,"09015",1.7,0,1937,9999,null,null,"N","Hydro",{"$nulls":13},0,0,0,0]
["Shepaug","552_G_1",552,"G","1",null,"Hydro",null,"NENG_CT","Connecticut",9,"New Haven",9,"09009",41.5,0,1955,9999,null,null,"N","Hydro",{"$nulls":13},0,0,0,0]
["Stevenson","553_G_1",553,"G","1",null,"Hydro",null,"NENG_CT","Connecticut",9,"Fairfield",1,"09001",7.1,0,1919,9999,null,null,"N","Hydro",{"$nulls":13},0,0,0,0]
["Stevenson","553_G_2",553,"G","2",null,"Hydro",null,"NENG_CT","Connecticut",9,"Fairfield",1,"09001",7.1,0,1919,9999,null,null,"N","Hydro",{"$nulls":13},0,0,0,0]
["Stevenson","553_G_3",553,"G","3",null,"Hydro",null,"NENG_CT","Connecticut",9,"Fairfield",1,"09001",7.1,0,1919,9999,null,null,"N","Hydro",{"$nulls":13},0,0,0,0]
["Stevenson","553_G_4",553,"G","4",null,"Hydro",null,"NENG_CT","Connecticut",9,"Fairfield",1,"09001",7.6,0,1936,9999,null,null,"N","Hydro",{"$nulls":13},0,0,0,0]
["Taftville","554_G_1",554,"G","1",null,"Hydro",null,"NENG_CT","Connecticut",9,"New London",11,"09011",0.4,0,1926,9999,null,null,"N","Hydro",{"$nulls":13},0,0,0,0]
["Taftville","554_G_2",554,"G","2",null,"Hydro",null,"NENG_CT","Connecticut",9,"New London",11,"09011",0.4,0,1906,9999,null,null,"N","Hydro",{"$nulls":13},0,0,0,0]
["Taftville","554_G_3",554,"G","3",null,"Hydro",null,"NENG_CT","Connecticut",9,"New London",11,"09011",0.4,0,1906,9999,null,null,"N","Hydro",{"$nulls":13},0,0,0,0]
["Taftville","554_G_4",554,"G","4",null,"Hydro",null,"NENG_CT","Connecticut",9,"New London",11,"09011",0.4,0,1949,9999,null,null,"N","Hydro",{"$nulls":13},0,0,0,0]
["Taftville","554_G_5",554,"G","5",null,"Hydro",null,"NENG_CT","Connecticut",9,"New London",11,"09011",0.4,0,1949,9999,null,null,"N","Hydro",{"$nulls":13},0,0,0,0]
["Tunnel","557_G_1",557,"G","1",null,"Hydro",null,"NENG_CT","Connecticut",9,"New London",11,"09011",0.8,0,1919,9999,null,null,"N","Hydro",{"$nulls":13},0,0,0,0]
["Tunnel","557_G_10",557,"G","10",349,"Combustion Turbine",null,"NENG_CT","Connecticut",9,"New London",11,"09011",16.5,13065,1969,9999,null,null,"N","Distillate Fuel Oil",{"$nulls":12},0.33,0.15,0.15,0.15,0.15]
["Tunnel","557_G_2",557,"G","2",null,"Hydro",null,"NENG_CT","Connecticut",9,"New London",11,"09011",0.8,0,1949,9999,null,null,"N","Hydro",{"$nulls":13},0,0,0,0]
["Rainbow (CT)","559_G_1",559,"G","1",null,"Hydro",null,"NENG_CT","Connecticut",9,"Hartford",3,"09003",4,0,1925,9999,null,null,"N","Hydro",{"$nulls":13},0,0,0,0]
["Rainbow (CT)","559_G_2",559,"G","2",null,"Hydro",null,"NENG_CT","Connecticut",9,"Hartford",3,"09003",4,0,1925,9999,null,null,"N","Hydro",{"$nulls":13},0,0,0,0]
["Falls Village","560_G_1",560,"G","1",null,"Hydro",null,"NENG_CT","Connecticut",9,"Litchfield",5,"09005",3.3,0,1914,9999,null,null,"N","Hydro",{"$nulls":13},0,0,0,0]
["Falls Village","560_G_2",560,"G","2",null,"Hydro",null,"NENG_CT","Connecticut",9,"Litchfield",5,"09005",3.3,0,1914,9999,null,null,"N","Hydro",{"$nulls":13},0,0,0,0]
["Falls Village","560_G_3",560,"G","3",null,"Hydro",null,"NENG_CT","Connecticut",9,"Litchfield",5,"09005",3.3,0,1914,9999,null,null,"N","Hydro",{"$nulls":13},0,0,0,0]
["Franklin Drive","561_G_UN19",561,"G","UN19",350,"Combustion Turbine",null,"NENG_CT","Connecticut",9,"Litchfield",5,"09005",16.1,13939,1968,9999,null,null,"N","Distillate Fuel Oil",{"$nulls":12},0.33,0.15,0.15,0.15,0.15]
["Middletown","562_B_2",562,"B","2",353,"O/G Steam",null,"NENG_CT","Connecticut",9,"Middlesex",7,"09007",117,11609,1958,9999,"wall","dry","N","Natural Gas, Residual Fuel Oil",{"$nulls":3},"OFA","SNCR",null,"2006",{"$nulls":5},0.3,0.10387,0.10387,0.10387,0.10387]
["Middletown","562_B_3",562,"B","3",354,"O/G Steam",null,"NENG_CT","Connecticut",9,"Middlesex",7,"09007",236,11585,1964,9999,"cyclone","dry","N","Natural Gas, Residual Fuel Oil",{"$nulls":3},"H2O","SNCR",null,"1999",{"$nulls":5},0.3,0.39809,0.18927,0.39809,0.18927]
["Middletown","562_B_4",562,"B","4",355,"O/G Steam",null,"NENG_CT","Connecticut",9,"Middlesex",7,"09007",400,11994,1973,9999,"tangential","dry","N","Residual Fuel Oil",{"$nulls":3},"BF + LA",{"$nulls":8},0.3,0.15,0.15,0.15,0.15]
["Middletown","562_G_10",562,"G","10",352,"Combustion Turbine",null,"NENG_CT","Connecticut",9,"Middlesex",7,"09007",17.2,23887,1966,9999,null,null,"N","Distillate Fuel Oil",{"$nulls":12},0.33,0.15,0.15,0.15,0.15]
["South Meadow","563_G_11",563,"G","11",357,"Combustion Turbine",null,"NENG_CT","Connecticut",9,"Hartford",3,"09003",35.7,14923,1970,9999,null,null,"N","Distillate Fuel Oil",{"$nulls":12},0.33,0.15,0.15,0.15,0.15]
["South Meadow","563_G_12",563,"G","12",360,"Combustion Turbine",null,"NENG_CT","Connecticut",9,"Hartford",3,"09003",37.7,14921,1970,9999,null,null,"N","Distillate Fuel Oil",{"$nulls":12},0.33,0.15,0.15,0.15,0.15]
["South Meadow","563_G_13",563,"G","13",363,"Combustion Turbine",null,"NENG_CT","Connecticut",9,"Hartford",3,"09003",38.3,14918,1970,9999,null,null,"N","Distillate Fuel Oil",{"$nulls":12},0.33,0.15,0.15,0.15,0.15]
["South Meadow","563_G_14",563,"G","14",365,"Combustion Turbine",null,"NENG_CT","Connecticut",9,"Hartford",3,"09003",36.7,14923,1970,9999,null,null,"N","Distillate Fuel Oil",{"$nulls":12},0.33,0.15,0.15,0.15,0.15]
["Stanton Energy Center","564_B_1",564,"B","1",368,"Coal Steam",null,"FRCC","Florida",12,"Orange",95,"12095",440,10547,1987,9999,"wall","dry","N","Bituminous","Wet Scrubber",1987,0.962,"LNB + OFA",{"$nulls":3},"ESPC","No","ACI",2015,null,1.14,0.25705,0.25705,0.25705,0.25705,0.1,0.1,0.1,0.99]
["Stanton Energy Center","564_B_2",564,"B","2",369,"Coal Steam",null,"FRCC","Florida",12,"Orange",95,"12095",456,10434,1996,9999,"wall","dry","N","Bituminous","Wet Scrubber",1996,0.962,"LNB + OFA","SCR",1996,null,"ESPC","No",{"$nulls":3},0.25,0.14509,0.14509,0.14509,0.14509,0.1,0.84,0.56,0.99,"Yes"]
["Stanton Energy Center","564_G_B",564,"G","B",null,"Combined Cycle",null,"FRCC","Florida",12,"Orange",95,"12095",128,7795,2010,9999,null,null,"N","Natural Gas, Distillate Fuel Oil",{"$nulls":3},"DLNB + H2O","SCR",2009,{"$nulls":7},0.00411,0.00411,0.00411,0.00411]
["Stanton Energy Center","564_G_B1",564,"G","B1",90549,"Combined Cycle",null,"FRCC","Florida",12,"Orange",95,"12095",167,7795,2010,9999,null,null,"N","Natural Gas, Distillate Fuel Oil",{"$nulls":3},"DLNB + H2O","SCR",{"$nulls":8},0.00411,0.00411,0.00411,0.00411]
["Torrington Terminal","565_G_UN10",565,"G","UN10",370,"Combustion Turbine",null,"NENG_CT","Connecticut",9,"Litchfield",5,"09005",17.4,14124,1967,9999,null,null,"N","Distillate Fuel Oil",{"$nulls":12},0.33,0.15,0.15,0.15,0.15]
["Millstone","566_G_2",566,"G","2",null,"Nuclear",null,"NENG_CT","Connecticut",9,"New London",11,"09011",867.8,10456,1975,2055,null,null,"N","Nuclear Fuel",{"$nulls":13},0,0,0,0]
["Millstone","566_G_3",566,"G","3",null,"Nuclear",null,"NENG_CT","Connecticut",9,"New London",11,"09011",1220,10456,1986,2066,null,null,"N","Nuclear Fuel",{"$nulls":13},0,0,0,0]
["Bridgeport Station","568_G_4",568,"G","4",null,"Combustion Turbine","","NENG_CT","Connecticut",9,"Fairfield",1,"09001",16.9,15282,1967,9999,null,null,"N","Distillate Fuel Oil",{"$nulls":13},0.15,0.15,0.15,0.15]
["Bridgeport Station","568_G_CC1",568,"B","CC1",null,"Combined Cycle",null,"NENG_CT","Connecticut",9,"Fairfield",1,"09001",485,6250,2019,9999,null,null,"N","Natural Gas",{"$nulls":3},"DLNB + H2O","SCR",2019,{"$nulls":7},0.011,0.011,0.011,0.011]
["Central Hudson High Falls","579_G_1",579,"G","1",null,"Hydro",null,"NY_Z_G-I","New York",36,"Ulster",111,"36111",3.2,0,1986,9999,null,null,"N","Hydro",{"$nulls":13},0,0,0,0]
["North Main Street","581_G_5",581,"G","5",5083,"Combustion Turbine",null,"NENG_CT","Connecticut",9,"New London",11,"09011",15.3,13947,1972,9999,null,null,"N","Distillate Fuel Oil",{"$nulls":12},0.33,0.15,0.15,0.15,0.15]
["Tenth Street","583_G_1",583,"G","1",null,"Hydro",null,"NENG_CT","Connecticut",9,"New London",11,"09011",1,0,1967,9999,null,null,"N","Hydro",{"$nulls":13},0,0,0,0]
["Navajo Dam","584_G_1",584,"G","1",null,"Hydro",null,"WECC_NM","New Mexico",35,"San Juan",45,"35045",15,0,1989,9999,null,null,"N","Hydro",{"$nulls":13},0,0,0,0]
["Navajo Dam","584_G_2",584,"G","2",null,"Hydro",null,"WECC_NM","New Mexico",35,"San Juan",45,"35045",15,0,1989,9999,null,null,"N","Hydro",{"$nulls":13},0,0,0,0]
["Drop 1","585_G_1",585,"G","1",null,"Hydro",null,"WECC_IID","California",6,"Imperial",25,"06025",1.3,0,1984,9999,null,null,"N","Hydro",{"$nulls":13},0,0,0,0]
["Drop 1","585_G_2",585,"G","2",null,"Hydro",null,"WECC_IID","California",6,"Imperial",25,"06025",1.2,0,1984,9999,null,null,"N","Hydro",{"$nulls":13},0,0,0,0]
["Drop 1","585_G_3",585,"G","3",null,"Hydro",null,"WECC_IID","California",6,"Imperial",25,"06025",1.3,0,1984,9999,null,null,"N","Hydro",{"$nulls":13},0,0,0,0]
["East Highline","586_G_1",586,"G","1",null,"Hydro",null,"WECC_IID","California",6,"Imperial",25,"06025",1,0,1984,9999,null,null,"N","Hydro",{"$nulls":13},0,0,0,0]
["J C McNeil","589_B_1",589,"B","1",377,"Biomass",null,"NENGREST","Vermont",50,"Chittenden",7,"50007",52,14740,1984,9999,"other",null,"N","Biomass",{"$nulls":3},"other","SCR",1984,null,"ESPC + C","No",{"$nulls":4},0.06979,0.06979,0.06979,0.06979]
["Christiana","591_G_CH11",591,"G","CH11",378,"Combustion Turbine",null,"PJM_EMAC","Delaware",10,"New Castle",3,"10003",25,25000,1973,9999,null,null,"N","Distillate Fuel Oil",{"$nulls":3},"H2O",{"$nulls":9},0.58739,0.58739,0.58739,0.58739]
["Christiana","591_G_CH14",591,"G","CH14",379,"Combustion Turbine",null,"PJM_EMAC","Delaware",10,"New Castle",3,"10003",25,25000,1973,9999,null,null,"N","Distillate Fuel Oil",{"$nulls":3},"H2O",{"$nulls":9},0.40611,0.40611,0.40611,0.40611]
["Delaware City 10","592_G_DC10",592,"G","DC10",380,"Combustion Turbine",null,"PJM_EMAC","Delaware",10,"New Castle",3,"10003",18,17510,1968,9999,null,null,"N","Distillate Fuel Oil",{"$nulls":3},"H2O",{"$nulls":8},0.3,0.30596,0.30596,0.30596,0.30596]
["Edge Moor","593_B_3",593,"B","3",382,"O/G Steam",null,"PJM_EMAC","Delaware",10,"New Castle",3,"10003",86,11965,1957,9999,"tangential","dry","N","Natural Gas",{"$nulls":3},"LNB","SNCR",null,"1996",{"$nulls":5},0.26,0.06701,0.06701,0.06701,0.06701]
["Edge Moor","593_B_4",593,"B","4",383,"O/G Steam",null,"PJM_EMAC","Delaware",10,"New Castle",3,"10003",174,11626,1966,9999,"tangential","dry","N","Natural Gas",{"$nulls":3},"LNC2","SNCR",null,"2010",{"$nulls":5},0.26,0.05778,0.05778,0.05778,0.05778]
["Edge Moor","593_B_5",593,"B","5",384,"O/G Steam",null,"PJM_EMAC","Delaware",10,"New Castle",3,"10003",450,11569,1973,9999,"wall","dry","N","Natural Gas, Residual Fuel Oil",{"$nulls":3},"LNBO","SNCR",null,"2010",{"$nulls":5},0.5,0.09533,0.06735,0.09533,0.06735]
["Edge Moor","593_G_10",593,"G","10",381,"Combustion Turbine",null,"PJM_EMAC","Delaware",10,"New Castle",3,"10003",15,11368,1963,9999,null,null,"N","Distillate Fuel Oil",{"$nulls":3},"H2O",{"$nulls":8},0.3,0.24022,0.24022,0.24022,0.24022]
["Indian River Generating Station","594_B_4",594,"B","4",389,"Coal Steam",null,"PJM_EMAC","Delaware",10,"Sussex",5,"10005",410,11833,1980,9999,"wall","dry","N","Bituminous","Dry Scrubber",2011,0.954,"LNBO","SCR",2011,null,"ESPC + B","No","ACI",2008,null,0.2,0.3058,0.0837,0.3058,0.0837,0.1,0.1,0.1,0.99]
["Indian River Generating Station","594_G_10",594,"G","10",386,"Combustion Turbine",null,"PJM_EMAC","Delaware",10,"Sussex",5,"10005",16.1,15403,1967,9999,null,null,"N","Distillate Fuel Oil",{"$nulls":3},"H2O","SNCR",{"$nulls":7},0.3,0.22092,0.22092,0.22092,0.22092]
["West Station (DE)","597_G_WEST",597,"G","WEST",391,"Combustion Turbine",null,"PJM_EMAC","Delaware",10,"New Castle",3,"10003",15,25000,1964,9999,null,null,"N","Distillate Fuel Oil",{"$nulls":3},"H2O",{"$nulls":8},0.3,0.25108,0.25108,0.25108,0.25108]
["McKee Run","599_B_3",599,"B","3",394,"O/G Steam",null,"PJM_EMAC","Delaware",10,"Kent",1,"10001",103,11866,1975,9999,"wall","dry","N","Natural Gas",{"$nulls":3},"LA + LNB + OFA","SNCR",{"$nulls":7},0.05,0.3396,0.20518,0.3396,0.20518]
["Brandon Shores","602_B_1",602,"B","1",395,"Coal Steam",null,"PJM_SMAC","Maryland",24,"Anne Arundel",3,"24003",635,11156,1991,9999,"wall","dry","N","Bituminous","Wet Scrubber",2009,0.98,"AA + LNB + LNBO","SCR",2000,null,"ESPH + B + C","No","ACI",2009,null,1.2,0.4307,0.06711,0.4307,0.06711,0.1,0.1,0.1,0.99]
["Brandon Shores","602_B_2",602,"B","2",396,"Coal Steam",null,"PJM_SMAC","Maryland",24,"Anne Arundel",3,"24003",638,11020,1991,9999,"wall","dry","N","Bituminous","Wet Scrubber",2010,0.98,"BF + LNB + LNBO","SCR",2000,null,"ESPH + B + C","No","ACI",2010,null,1.2,0.2113,0.07891,0.2113,0.07891,0.1,0.1,0.1,0.99]
["Fredonia","607_G_1",607,"G","1",null,"Combustion Turbine",null,"WECC_PNW","Washington",53,"Skagit",57,"53057",93,12907,1984,9999,null,null,"N","Natural Gas, Distillate Fuel Oil",{"$nulls":12},2.63,0.48031,0.48031,0.48031,0.48031]
["Fredonia","607_G_2",607,"G","2",null,"Combustion Turbine",null,"WECC_PNW","Washington",53,"Skagit",57,"53057",93,12907,1984,9999,null,null,"N","Natural Gas, Distillate Fuel Oil",{"$nulls":12},2.63,0.48031,0.48031,0.48031,0.48031]
["Fredonia","607_G_3",607,"G","3",9183,"Combustion Turbine",null,"WECC_PNW","Washington",53,"Skagit",57,"53057",47,12907,2001,9999,null,null,"N","Natural Gas, Distillate Fuel Oil",{"$nulls":3},"H2O","SCR",{"$nulls":7},2.63,0.01769,0.01769,0.01769,0.01769]
["Fredonia","607_G_4",607,"G","4",9184,"Combustion Turbine",null,"WECC_PNW","Washington",53,"Skagit",57,"53057",47,12907,2001,9999,null,null,"N","Natural Gas, Distillate Fuel Oil",{"$nulls":3},"H2O","SCR",{"$nulls":7},2.63,0.0198,0.0198,0.0198,0.0198]
["Cape Canaveral","609_G_3A",609,"G","3A",90801,"Combined Cycle",null,"FRCC","Florida",12,"Brevard",9,"12009",248,7328,2013,9999,null,null,"N","Natural Gas, Distillate Fuel Oil",{"$nulls":3},"DLNB + H2O","SCR",{"$nulls":8},0.00758,0.00758,0.00758,0.00758]
["Cape Canaveral","609_G_3B",609,"G","3B",90802,"Combined Cycle",null,"FRCC","Florida",12,"Brevard",9,"12009",248,7328,2013,9999,null,null,"N","Natural Gas, Distillate Fuel Oil",{"$nulls":3},"DLNB + H2O","SCR",{"$nulls":8},0.00758,0.00758,0.00758,0.00758]
["Cape Canaveral","609_G_3C",609,"G","3C",90803,"Combined Cycle",null,"FRCC","Florida",12,"Brevard",9,"12009",248,7328,2013,9999,null,null,"N","Natural Gas, Distillate Fuel Oil",{"$nulls":3},"DLNB + H2O","SCR",{"$nulls":8},0.00758,0.00758,0.00758,0.00758]
["Cape Canaveral","609_G_3ST",609,"G","3ST",null,"Combined Cycle",null,"FRCC","Florida",12,"Brevard",9,"12009",467,7328,2013,9999,null,null,"N","Natural Gas, Distillate Fuel Oil",{"$nulls":3},"DLNB + H2O","SCR",2013,{"$nulls":7},0.00758,0.00758,0.00758,0.00758]
["Fort Myers","612_G_2A",612,"G","2A",403,"Combined Cycle",null,"FRCC","Florida",12,"Lee",71,"12071",157,7466,2000,9999,null,null,"N","Natural Gas",{"$nulls":3},"DLNB",{"$nulls":8},0.5,0.02544,0.02544,0.02544,0.02544]
["Fort Myers","612_G_2B",612,"G","2B",404,"Combined Cycle",null,"FRCC","Florida",12,"Lee",71,"12071",157,7466,2000,9999,null,null,"N","Natural Gas",{"$nulls":3},"DLNB",{"$nulls":8},0.5,0.02544,0.02544,0.02544,0.02544]
["Fort Myers","612_G_2C",612,"G","2C",405,"Combined Cycle",null,"FRCC","Florida",12,"Lee",71,"12071",157,7466,2000,9999,null,null,"N","Natural Gas",{"$nulls":3},"DLNB",{"$nulls":8},0.5,0.02544,0.02544,0.02544,0.02544]
["Fort Myers","612_G_2D",612,"G","2D",406,"Combined Cycle",null,"FRCC","Florida",12,"Lee",71,"12071",157,7466,2001,9999,null,null,"N","Natural Gas",{"$nulls":3},"DLNB",{"$nulls":8},0.5,0.02936,0.02936,0.02936,0.02936]
["Fort Myers","612_G_2E",612,"G","2E",407,"Combined Cycle",null,"FRCC","Florida",12,"Lee",71,"12071",157,7466,2001,9999,null,null,"N","Natural Gas",{"$nulls":3},"DLNB",{"$nulls":8},0.5,0.02936,0.02936,0.02936,0.02936]
["Fort Myers","612_G_2F",612,"G","2F",408,"Combined Cycle",null,"FRCC","Florida",12,"Lee",71,"12071",157,7466,2001,9999,null,null,"N","Natural Gas",{"$nulls":3},"DLNB",{"$nulls":8},0.5,0.02936,0.02936,0.02936,0.02936]
["Fort Myers","612_G_CT1",612,"G","CT1",411,"Combustion Turbine",null,"FRCC","Florida",12,"Lee",71,"12071",158,11743,2003,9999,null,null,"N","Natural Gas, Distillate Fuel Oil",{"$nulls":3},"DLNB + H2O",{"$nulls":8},0.5,0.04698,0.04698,0.04698,0.04698]
["Fort Myers","612_G_CT2",612,"G","CT2",412,"Combustion Turbine",null,"FRCC","Florida",12,"Lee",71,"12071",158,11743,2003,9999,null,null,"N","Natural Gas, Distillate Fuel Oil",{"$nulls":3},"DLNB + H2O",{"$nulls":8},0.5,0.05117,0.05117,0.05117,0.05117]
["Fort Myers","612_G_PFM3C",612,"G","PFM3C",91055,"Combustion Turbine","","FRCC","Florida",12,"Lee",71,"12071",231,9086,2016,9999,null,null,"N","Natural Gas",{"$nulls":13},0.011,0.011,0.011,0.011]
["Fort Myers","612_G_PFM3D",612,"G","PFM3D",91054,"Combustion Turbine","","FRCC","Florida",12,"Lee",71,"12071",231,9086,2016,9999,null,null,"N","Natural Gas",{"$nulls":13},0.011,0.011,0.011,0.011]
["Fort Myers","612_G_ST1",612,"G","ST1",null,"Combined Cycle",null,"FRCC","Florida",12,"Lee",71,"12071",130,7466,1958,9999,null,null,"N","Natural Gas",{"$nulls":3},"DLNB",{"$nulls":8},0.5,0.02544,0.02544,0.02544,0.02544]
["Fort Myers","612_G_ST2",612,"G","ST2",null,"Combined Cycle",null,"FRCC","Florida",12,"Lee",71,"12071",363,7466,1969,9999,null,null,"N","Natural Gas",{"$nulls":3},"DLNB",{"$nulls":8},0.5,0.02936,0.02936,0.02936,0.02936]
["Lauderdale","613_G_4GT1",613,"G","4GT1",413,"Combined Cycle",null,"FRCC","Florida",12,"Broward",11,"12011",157,8316,1993,9999,null,null,"N","Natural Gas, Distillate Fuel Oil",{"$nulls":3},"STM",{"$nulls":8},1E-3,0.11615,0.11615,0.11615,0.11615]
["Lauderdale","613_G_4GT2",613,"G","4GT2",414,"Combined Cycle",null,"FRCC","Florida",12,"Broward",11,"12011",157,8316,1993,9999,null,null,"N","Natural Gas, Distillate Fuel Oil",{"$nulls":3},"STM",{"$nulls":8},1E-3,0.11615,0.11615,0.11615,0.11615]
["Lauderdale","613_G_5GT1",613,"G","5GT1",415,"Combined Cycle",null,"FRCC","Florida",12,"Broward",11,"12011",157,8316,1993,9999,null,null,"N","Natural Gas, Distillate Fuel Oil",{"$nulls":3},"STM",{"$nulls":8},1E-3,0.10352,0.10352,0.10352,0.10352]
["Lauderdale","613_G_5GT2",613,"G","5GT2",416,"Combined Cycle",null,"FRCC","Florida",12,"Broward",11,"12011",157,8316,1993,9999,null,null,"N","Natural Gas, Distillate Fuel Oil",{"$nulls":3},"STM",{"$nulls":8},1E-3,0.10352,0.10352,0.10352,0.10352]
["Lauderdale","613_G_6A",613,"G","6A",91056,"Combustion Turbine","","FRCC","Florida",12,"Broward",11,"12011",231,9086,2016,9999,null,null,"N","Natural Gas",{"$nulls":13},0.011,0.011,0.011,0.011]
["Lauderdale","613_G_6B",613,"G","6B",91057,"Combustion Turbine","","FRCC","Florida",12,"Broward",11,"12011",231,9086,2016,9999,null,null,"N","Natural Gas",{"$nulls":13},0.011,0.011,0.011,0.011]
["Lauderdale","613_G_6C",613,"G","6C",91058,"Combustion Turbine","","FRCC","Florida",12,"Broward",11,"12011",231,9086,2016,9999,null,null,"N","Natural Gas",{"$nulls":13},0.011,0.011,0.011,0.011]
["Lauderdale","613_G_6D",613,"G","6D",91059,"Combustion Turbine","","FRCC","Florida",12,"Broward",11,"12011",231,9086,2016,9999,null,null,"N","Natural Gas",{"$nulls":13},0.011,0.011,0.011,0.011]
["Lauderdale","613_G_6E",613,"G","6E",91060,"Combustion Turbine","","FRCC","Florida",12,"Broward",11,"12011",231,9086,2016,9999,null,null,"N","Natural Gas",{"$nulls":13},0.011,0.011,0.011,0.011]
["Lauderdale","613_G_ST4",613,"G","ST4",null,"Combined Cycle",null,"FRCC","Florida",12,"Broward",11,"12011",128,8316,1957,9999,null,null,"N","Natural Gas, Distillate Fuel Oil",{"$nulls":3},"STM",{"$nulls":8},1E-3,0.11615,0.11615,0.11615,0.11615]
["Lauderdale","613_G_ST5",613,"G","ST5",null,"Combined Cycle",null,"FRCC","Florida",12,"Broward",11,"12011",128,8316,1958,9999,null,null,"N","Natural Gas, Distillate Fuel Oil",{"$nulls":3},"STM",{"$nulls":8},1E-3,0.10352,0.10352,0.10352,0.10352]
["Port Everglades","617_G_5A",617,"G","5A",91022,"Combined Cycle",null,"FRCC","Florida",12,"Broward",11,"12011",276,7050,2016,9999,null,null,"N","Natural Gas",{"$nulls":3},"DLNB","SCR",{"$nulls":8},0.00785,0.00785,0.00785,0.00785]
["Port Everglades","617_G_5B",617,"G","5B",91023,"Combined Cycle",null,"FRCC","Florida",12,"Broward",11,"12011",276,7050,2016,9999,null,null,"N","Natural Gas",{"$nulls":3},"DLNB","SCR",{"$nulls":8},0.00785,0.00785,0.00785,0.00785]
["Port Everglades","617_G_5C",617,"G","5C",91021,"Combined Cycle",null,"FRCC","Florida",12,"Broward",11,"12011",276,7050,2016,9999,null,null,"N","Natural Gas",{"$nulls":3},"DLNB","SCR",{"$nulls":8},0.00785,0.00785,0.00785,0.00785]
["Port Everglades","617_G_5ST",617,"G","5ST",null,"Combined Cycle",null,"FRCC","Florida",12,"Broward",11,"12011",432,7050,2016,9999,null,null,"N","Natural Gas",{"$nulls":4},"SCR",{"$nulls":8},0.00785,0.00785,0.00785,0.00785]
["Riviera","619_G_5A",619,"G","5A",90798,"Combined Cycle",null,"FRCC","Florida",12,"Palm Beach",99,"12099",248,7050,2014,9999,null,null,"N","Natural Gas, Distillate Fuel Oil",{"$nulls":3},"DLNB + H2O","SCR",{"$nulls":8},0.00761,0.00761,0.00761,0.00761]
["Riviera","619_G_5B",619,"G","5B",90799,"Combined Cycle",null,"FRCC","Florida",12,"Palm Beach",99,"12099",248,7050,2014,9999,null,null,"N","Natural Gas, Distillate Fuel Oil",{"$nulls":3},"DLNB + H2O","SCR",{"$nulls":8},0.00761,0.00761,0.00761,0.00761]
["Riviera","619_G_5C",619,"G","5C",90800,"Combined Cycle",null,"FRCC","Florida",12,"Palm Beach",99,"12099",248,7050,2014,9999,null,null,"N","Natural Gas, Distillate Fuel Oil",{"$nulls":3},"DLNB + H2O","SCR",{"$nulls":8},0.00761,0.00761,0.00761,0.00761]
["Riviera","619_G_5ST",619,"G","5ST",null,"Combined Cycle",null,"FRCC","Florida",12,"Palm Beach",99,"12099",468,7050,2014,9999,null,null,"N","Natural Gas, Distillate Fuel Oil",{"$nulls":3},"DLNB + H2O","SCR",2014,{"$nulls":7},0.00761,0.00761,0.00761,0.00761]
["Sanford","620_G_4",620,"G","4",null,"Combined Cycle",null,"FRCC","Florida",12,"Volusia",127,"12127",351,7480,1969,9999,null,null,"N","Natural Gas",{"$nulls":3},"DLNB","SCR",2003,{"$nulls":6},1E-3,0.03297,0.03297,0.03297,0.03297]
["Sanford","620_G_4A",620,"G","4A",429,"Combined Cycle",null,"FRCC","Florida",12,"Volusia",127,"12127",152,7480,2002,9999,null,null,"N","Natural Gas",{"$nulls":3},"DLNB","SCR",{"$nulls":7},1E-3,0.03297,0.03297,0.03297,0.03297]
["Sanford","620_G_4B",620,"G","4B",430,"Combined Cycle",null,"FRCC","Florida",12,"Volusia",127,"12127",152,7480,2002,9999,null,null,"N","Natural Gas",{"$nulls":3},"DLNB","SCR",{"$nulls":7},1E-3,0.03297,0.03297,0.03297,0.03297]
["Sanford","620_G_4C",620,"G","4C",431,"Combined Cycle",null,"FRCC","Florida",12,"Volusia",127,"12127",152,7480,2002,9999,null,null,"N","Natural Gas",{"$nulls":3},"DLNB","SCR",{"$nulls":7},1E-3,0.03297,0.03297,0.03297,0.03297]
["Sanford","620_G_4D",620,"G","4D",432,"Combined Cycle",null,"FRCC","Florida",12,"Volusia",127,"12127",152,7480,2003,9999,null,null,"N","Natural Gas",{"$nulls":3},"DLNB","SCR",{"$nulls":7},1E-3,0.03297,0.03297,0.03297,0.03297]
["Sanford","620_G_5",620,"G","5",null,"Combined Cycle",null,"FRCC","Florida",12,"Volusia",127,"12127",350,7480,1974,9999,null,null,"N","Natural Gas",{"$nulls":3},"DLNB","SCR",2002,{"$nulls":6},1E-3,0.032,0.032,0.032,0.032]
["Sanford","620_G_5A",620,"G","5A",433,"Combined Cycle",null,"FRCC","Florida",12,"Volusia",127,"12127",151,7480,2002,9999,null,null,"N","Natural Gas",{"$nulls":3},"DLNB","SCR",{"$nulls":7},1E-3,0.032,0.032,0.032,0.032]
["Sanford","620_G_5B",620,"G","5B",434,"Combined Cycle",null,"FRCC","Florida",12,"Volusia",127,"12127",151,7480,2002,9999,null,null,"N","Natural Gas",{"$nulls":3},"DLNB","SCR",{"$nulls":7},1E-3,0.032,0.032,0.032,0.032]
["Sanford","620_G_5C",620,"G","5C",435,"Combined Cycle",null,"FRCC","Florida",12,"Volusia",127,"12127",151,7480,2002,9999,null,null,"N","Natural Gas",{"$nulls":3},"DLNB","SCR",{"$nulls":7},1E-3,0.032,0.032,0.032,0.032]
["Sanford","620_G_5D",620,"G","5D",436,"Combined Cycle",null,"FRCC","Florida",12,"Volusia",127,"12127",151,7480,2002,9999,null,null,"N","Natural Gas",{"$nulls":3},"DLNB","SCR",{"$nulls":7},1E-3,0.032,0.032,0.032,0.032]
["Turkey Point","621_G_3",621,"G","3",null,"Nuclear",null,"FRCC","Florida",12,"Miami Dade",86,"12086",802,10456,1972,2052,null,null,"N","Nuclear Fuel",{"$nulls":13},0,0,0,0]
["Turkey Point","621_G_4",621,"G","4",null,"Nuclear",null,"FRCC","Florida",12,"Miami Dade",86,"12086",802,10456,1973,2053,null,null,"N","Nuclear Fuel",{"$nulls":13},0,0,0,0]
["Turkey Point","621_G_5CA",621,"G","5CA",null,"Combined Cycle",null,"FRCC","Florida",12,"Miami Dade",86,"12086",443,7143,2007,9999,null,null,"N","Natural Gas",{"$nulls":3},"DLNB + H2O + LNB + NH3 + STM","SCR",2007,{"$nulls":7},0.00827,0.00827,0.00827,0.00827]
["Turkey Point","621_G_5CTA",621,"G","5CTA",89540,"Combined Cycle",null,"FRCC","Florida",12,"Miami Dade",86,"12086",176,7143,2007,9999,null,null,"N","Natural Gas",{"$nulls":3},"DLNB + H2O + NH3","SCR",{"$nulls":8},0.00827,0.00827,0.00827,0.00827]
["Turkey Point","621_G_5CTB",621,"G","5CTB",89541,"Combined Cycle",null,"FRCC","Florida",12,"Miami Dade",86,"12086",176,7143,2007,9999,null,null,"N","Natural Gas",{"$nulls":3},"DLNB + H2O + NH3","SCR",{"$nulls":8},0.00827,0.00827,0.00827,0.00827]
["Turkey Point","621_G_5CTC",621,"G","5CTC",89542,"Combined Cycle",null,"FRCC","Florida",12,"Miami Dade",86,"12086",176,7143,2007,9999,null,null,"N","Natural Gas",{"$nulls":3},"DLNB + H2O + NH3","SCR",{"$nulls":8},0.00827,0.00827,0.00827,0.00827]
["Turkey Point","621_G_5CTD",621,"G","5CTD",89543,"Combined Cycle",null,"FRCC","Florida",12,"Miami Dade",86,"12086",176,7143,2007,9999,null,null,"N","Natural Gas",{"$nulls":3},"DLNB + H2O + NH3","SCR",{"$nulls":8},0.00827,0.00827,0.00827,0.00827]
["South Fork Tolt","622_G_1",622,"G","1",null,"Hydro",null,"WECC_PNW","Washington",53,"King",33,"53033",16.8,0,1995,9999,null,null,"N","Hydro",{"$nulls":13},0,0,0,0]
["Upper Mechanicville","625_G_1",625,"G","1",null,"Hydro",null,"NY_Z_F","New York",36,"Saratoga",91,"36091",9.2,0,1983,9999,null,null,"N","Hydro",{"$nulls":13},0,0,0,0]
["Upper Mechanicville","625_G_2",625,"G","2",null,"Hydro",null,"NY_Z_F","New York",36,"Saratoga",91,"36091",9.2,0,1983,9999,null,null,"N","Hydro",{"$nulls":13},0,0,0,0]
["Oak Flat","626_G_1",626,"G","1",null,"Hydro",null,"WEC_CALN","California",6,"Plumas",63,"06063",1.3,0,1985,9999,null,null,"N","Hydro",{"$nulls":13},0,0,0,0]
["Bayboro","627_G_P1",627,"G","P1",89904,"Combustion Turbine",null,"FRCC","Florida",12,"Pinellas",103,"12103",44,14642,1973,9999,null,null,"N","Distillate Fuel Oil",{"$nulls":12},0.501,0.77579,0.77579,0.77579,0.77579]
["Bayboro","627_G_P2",627,"G","P2",89905,"Combustion Turbine",null,"FRCC","Florida",12,"Pinellas",103,"12103",41,14643,1973,9999,null,null,"N","Distillate Fuel Oil",{"$nulls":12},0.501,0.67038,0.67038,0.67038,0.67038]
["Bayboro","627_G_P3",627,"G","P3",89907,"Combustion Turbine",null,"FRCC","Florida",12,"Pinellas",103,"12103",43,14643,1973,9999,null,null,"N","Distillate Fuel Oil",{"$nulls":12},0.501,0.65363,0.65363,0.65363,0.65363]
["Bayboro","627_G_P4",627,"G","P4",89906,"Combustion Turbine",null,"FRCC","Florida",12,"Pinellas",103,"12103",43,14643,1973,9999,null,null,"N","Distillate Fuel Oil",{"$nulls":12},0.501,0.72187,0.72187,0.72187,0.72187]
["Crystal River","628_B_4",628,"B","4",442,"Coal Steam",null,"FRCC","Florida",12,"Citrus",17,"12017",712,10496,1982,9999,"wall","dry","N","Bituminous","Wet Scrubber",2010,0.97,"LNB","SCR",2010,null,"ESPC","No",{"$nulls":3},0.27,0.3859,0.05295,0.3859,0.05295,0.1,0.84,0.56,0.99]
["Crystal River","628_B_5",628,"B","5",443,"Coal Steam",null,"FRCC","Florida",12,"Citrus",17,"12017",710,10468,1984,9999,"wall","dry","N","Bituminous","Wet Scrubber",2009,0.97,"LNB","SCR",2009,null,"ESPC","No",{"$nulls":3},0.27,0.2134,0.05493,0.2134,0.05493,0.1,0.84,0.56,0.99]
["Newcastle","632_G_1",632,"G","1",null,"Hydro",null,"WEC_CALN","California",6,"Placer",61,"06061",11.5,0,1986,9999,null,null,"N","Hydro",{"$nulls":13},0,0,0,0]
["P L Bartow","634_G_4AGT",634,"G","4AGT",90418,"Combined Cycle",null,"FRCC","Florida",12,"Pinellas",103,"12103",183,7521,2009,9999,null,null,"N","Natural Gas, Distillate Fuel Oil",{"$nulls":3},"DLNB + H2O","SCR",{"$nulls":7},0.06,0.02931,0.02931,0.02931,0.02931]
["P L Bartow","634_G_4BGT",634,"G","4BGT",90416,"Combined Cycle",null,"FRCC","Florida",12,"Pinellas",103,"12103",180,7521,2009,9999,null,null,"N","Natural Gas, Distillate Fuel Oil",{"$nulls":3},"DLNB + H2O","SCR",{"$nulls":7},0.06,0.02931,0.02931,0.02931,0.02931]
["P L Bartow","634_G_4CGT",634,"G","4CGT",90417,"Combined Cycle",null,"FRCC","Florida",12,"Pinellas",103,"12103",187,7521,2009,9999,null,null,"N","Natural Gas, Distillate Fuel Oil",{"$nulls":3},"DLNB + H2O","SCR",{"$nulls":7},0.06,0.02931,0.02931,0.02931,0.02931]
["P L Bartow","634_G_4DGT",634,"G","4DGT",90419,"Combined Cycle",null,"FRCC","Florida",12,"Pinellas",103,"12103",184,7521,2009,9999,null,null,"N","Natural Gas, Distillate Fuel Oil",{"$nulls":3},"DLNB + H2O","SCR",{"$nulls":7},0.06,0.02931,0.02931,0.02931,0.02931]
["P L Bartow","634_G_4ST",634,"G","4ST",null,"Combined Cycle",null,"FRCC","Florida",12,"Pinellas",103,"12103",386,7521,2009,9999,null,null,"N","Natural Gas, Distillate Fuel Oil",{"$nulls":3},"DLNB + H2O","SCR",2009,{"$nulls":6},0.06,0.02931,0.02931,0.02931,0.02931]
["P L Bartow","634_G_P1",634,"G","P1",89900,"Combustion Turbine",null,"FRCC","Florida",12,"Pinellas",103,"12103",43,20272,1972,9999,null,null,"N","Distillate Fuel Oil",{"$nulls":12},0.501,0.48923,0.48923,0.48923,0.48923]
["P L Bartow","634_G_P2",634,"G","P2",89901,"Combustion Turbine",null,"FRCC","Florida",12,"Pinellas",103,"12103",42,20378,1972,9999,null,null,"N","Natural Gas, Distillate Fuel Oil",{"$nulls":12},0.501,0.31058,0.31058,0.31058,0.31058]
["P L Bartow","634_G_P3",634,"G","P3",89902,"Combustion Turbine",null,"FRCC","Florida",12,"Pinellas",103,"12103",43,20325,1972,9999,null,null,"N","Distillate Fuel Oil",{"$nulls":12},0.501,0.52317,0.52317,0.52317,0.52317]
["P L Bartow","634_G_P4",634,"G","P4",89903,"Combustion Turbine",null,"FRCC","Florida",12,"Pinellas",103,"12103",47,20419,1972,9999,null,null,"N","Natural Gas, Distillate Fuel Oil",{"$nulls":12},0.501,0.34193,0.34193,0.34193,0.34193]
["Suwannee River","638_G_P1",638,"G","P1",89883,"Combustion Turbine",null,"FRCC","Florida",12,"Suwannee",121,"12121",49,14205,1980,9999,null,null,"N","Natural Gas, Distillate Fuel Oil",{"$nulls":3},"H2O",{"$nulls":8},0.501,0.19261,0.19261,0.19261,0.19261]
["Suwannee River","638_G_P2",638,"G","P2",89884,"Combustion Turbine",null,"FRCC","Florida",12,"Suwannee",121,"12121",50,14205,1980,9999,null,null,"N","Distillate Fuel Oil",{"$nulls":3},"H2O",{"$nulls":8},0.501,0.20207,0.20207,0.20207,0.20207]
["Suwannee River","638_G_P3",638,"G","P3",89885,"Combustion Turbine",null,"FRCC","Florida",12,"Suwannee",121,"12121",50,14205,1980,9999,null,null,"N","Natural Gas, Distillate Fuel Oil",{"$nulls":3},"H2O",{"$nulls":8},0.501,0.2031,0.2031,0.2031,0.2031]
["Crist","641_B_4",641,"B","4",459,"Coal Steam",null,"S_SOU","Florida",12,"Escambia",33,"12033",75,11135,1959,9999,"tangential","dry","N","Bituminous","Wet Scrubber",2009,0.95,"LNB","SNCR",null,"2006","ESPC + ESPH","No",{"$nulls":3},2.4,0.2854,0.2854,0.139,0.139,0.05,0.84,0.56,0.99]
["Crist","641_B_5",641,"B","5",460,"Coal Steam",null,"S_SOU","Florida",12,"Escambia",33,"12033",75,10934,1961,9999,"tangential","dry","N","Bituminous","Wet Scrubber",2009,0.95,"LNB","SNCR",null,"2006","ESPC + ESPH","No",{"$nulls":3},2.4,0.2854,0.2854,0.139,0.139,0.05,0.84,0.56,0.99]
["Crist","641_B_6",641,"B","6",461,"Coal Steam",null,"S_SOU","Florida",12,"Escambia",33,"12033",299,11174,1970,9999,"wall","dry","N","Bituminous","Wet Scrubber",2009,0.95,"LNB","SCR",2012,null,"ESPC","No",{"$nulls":3},2.4,0.075,0.075,0.075,0.075,0.1,0.84,0.56,0.99]
["Crist","641_B_7",641,"B","7",462,"Coal Steam",null,"S_SOU","Florida",12,"Escambia",33,"12033",475,10937,1973,9999,"wall","dry","N","Bituminous","Wet Scrubber",2009,0.95,"LNB","SCR",2005,null,"ESPC","No",{"$nulls":3},2.4,0.075,0.075,0.075,0.075,0.1,0.84,0.56,0.99]
["Lansing Smith","643_G_3A",643,"G","3A",8284,"Combined Cycle",null,"S_SOU","Florida",12,"Bay",5,"12005",12,7205,2002,9999,null,null,"N","Natural Gas",{"$nulls":3},"DLNB",{"$nulls":8},1E-3,0.03613,0.03613,0.03613,0.03613]
["Lansing Smith","643_G_3B",643,"G","3B",8286,"Combined Cycle",null,"S_SOU","Florida",12,"Bay",5,"12005",12,7205,2002,9999,null,null,"N","Natural Gas",{"$nulls":3},"DLNB",{"$nulls":8},1E-3,0.03613,0.03613,0.03613,0.03613]
["Lansing Smith","643_G_3S",643,"G","3S",null,"Combined Cycle",null,"S_SOU","Florida",12,"Bay",5,"12005",481,7205,2002,9999,null,null,"N","Natural Gas",{"$nulls":3},"DLNB",{"$nulls":8},1E-3,0.03613,0.03613,0.03613,0.03613]
["Lansing Smith","643_G_CT1",643,"G","CT1",90260,"Combustion Turbine",null,"S_SOU","Florida",12,"Bay",5,"12005",32,18700,1971,9999,null,null,"N","Distillate Fuel Oil",{"$nulls":12},0.8,0.89192,0.89192,0.89192,0.89192]
["Big Bend","645_B_BB01",645,"B","BB01",467,"Coal Steam",null,"FRCC","Florida",12,"Hillsborough",57,"12057",385,10443,1970,9999,"wall","wet","N","Bituminous","Wet Scrubber",1999,0.95,"LNB","SCR",2010,null,"ESPC","Yes",{"$nulls":3},6.5,0.5243,0.06329,0.5243,0.06329,0.1,0.84,0.56,0.99]
["Big Bend","645_B_BB02",645,"B","BB02",468,"Coal Steam",null,"FRCC","Florida",12,"Hillsborough",57,"12057",385,10449,1973,9999,"wall","wet","N","Bituminous","Wet Scrubber",1999,0.95,"LNB","SCR",2009,null,"ESPC","Yes",{"$nulls":3},6.5,0.2041,0.07589,0.2041,0.07589,0.1,0.84,0.56,0.99]
["Big Bend","645_B_BB03",645,"B","BB03",469,"Coal Steam",null,"FRCC","Florida",12,"Hillsborough",57,"12057",395,10439,1976,9999,"wall","wet","N","Bituminous","Wet Scrubber",1995,0.95,"LNB","SCR",2008,null,"ESPC","Yes",{"$nulls":3},6.5,0.4455,0.08873,0.4455,0.08873,0.1,0.84,0.56,0.99]
["Big Bend","645_B_BB04",645,"B","BB04",470,"Coal Steam",null,"FRCC","Florida",12,"Hillsborough",57,"12057",437,10530,1985,9999,"tangential","dry","N","Bituminous","Wet Scrubber",1985,0.95,"LNC2","SCR",2007,null,"ESPC","Yes",{"$nulls":3},0.82,0.07583,0.07583,0.07583,0.07583,0.1,0.84,0.56,0.99]
["Big Bend","645_G_1",645,"G","1",null,"Solar PV",null,"FRCC","Florida",12,"Hillsborough",57,"12057",19,0,2017,9999,null,null,"N","Solar",{"$nulls":13},0,0,0,0]
["Big Bend","645_G_GT4",645,"G","GT4",90409,"Combustion Turbine",null,"FRCC","Florida",12,"Hillsborough",57,"12057",56,12426,2009,9999,null,null,"N","Natural Gas, Distillate Fuel Oil",{"$nulls":3},"H2O",{"$nulls":8},0.06,0.08611,0.08611,0.08611,0.08611]
["Vogtle","649_G_1",649,"G","1",null,"Nuclear",null,"S_SOU","Georgia",13,"Burke",33,"13033",1150,10456,1987,2067,null,null,"N","Nuclear Fuel",{"$nulls":13},0,0,0,0]
["Vogtle","649_G_2",649,"G","2",null,"Nuclear",null,"S_SOU","Georgia",13,"Burke",33,"13033",1152,10456,1989,2069,null,null,"N","Nuclear Fuel",{"$nulls":13},0,0,0,0]
["Vogtle","649_G_3",649,"G","3",null,"Nuclear",null,"S_SOU","Georgia",13,"Burke",33,"13033",1100,10479,2022,2102,null,null,"N","Nuclear Fuel",{"$nulls":13},0,0,0,0]
["Vogtle","649_G_4",649,"G","4",null,"Nuclear",null,"S_SOU","Georgia",13,"Burke",33,"13033",1100,10479,2023,2103,null,null,"N","Nuclear Fuel",{"$nulls":13},0,0,0,0]
["Deerhaven Generating Station","663_B_B1",663,"B","B1",486,"O/G Steam",null,"FRCC","Florida",12,"Alachua",1,"12001",75,12269,1972,2023,"wall","dry","N","Natural Gas, Residual Fuel Oil",{"$nulls":12},2.75,0.13099,0.13099,0.13099,0.13099]
["Deerhaven Generating Station","663_B_B2",663,"B","B2",487,"Coal Steam",null,"FRCC","Florida",12,"Alachua",1,"12001",232,11532,1981,9999,"wall","dry","N","Bituminous","Dry Scrubber",2009,0.9,"LNB + OFA","SCR",2009,null,"ESPH + B","No",{"$nulls":3},1.2,0.35443,0.07,0.35443,0.07,0.05,0.75,1,0.9500000000000001,{"$nulls":6},"Yes"]
["Deerhaven Generating Station","663_G_GT1",663,"G","GT1",null,"Combustion Turbine",null,"FRCC","Florida",12,"Alachua",1,"12001",17.5,15835,1976,9999,null,null,"N","Natural Gas, Distillate Fuel Oil",{"$nulls":12},0.8,0.51126,0.51126,0.51126,0.51126]
["Deerhaven Generating Station","663_G_GT2",663,"G","GT2",null,"Combustion Turbine",null,"FRCC","Florida",12,"Alachua",1,"12001",17.5,15835,1976,9999,null,null,"N","Natural Gas, Distillate Fuel Oil",{"$nulls":12},0.8,0.51126,0.51126,0.51126,0.51126]
["Deerhaven Generating Station","663_G_GT3",663,"G","GT3",488,"Combustion Turbine",null,"FRCC","Florida",12,"Alachua",1,"12001",75,15834,1996,9999,null,null,"N","Natural Gas, Distillate Fuel Oil",{"$nulls":3},"DLNB + H2O",{"$nulls":8},0.8,0.02941,0.02941,0.02941,0.02941]
["John R Kelly","664_G_8",664,"G","8",null,"Combined Cycle",null,"FRCC","Florida",12,"Alachua",1,"12001",37,8644,1965,9999,null,null,"N","Natural Gas, Distillate Fuel Oil",{"$nulls":3},"DLNB + H2O",{"$nulls":9},0.02513,0.02513,0.02513,0.02513]
["John R Kelly","664_G_CT04",664,"G","CT04",489,"Combined Cycle",null,"FRCC","Florida",12,"Alachua",1,"12001",75,8644,2001,9999,null,null,"N","Natural Gas, Distillate Fuel Oil",{"$nulls":3},"DLNB + H2O",{"$nulls":9},0.02513,0.02513,0.02513,0.02513]
["G W Ivey","665_G_13",665,"G","13",null,"Combustion Turbine","IC Engine","FRCC","Florida",12,"Miami Dade",86,"12086",1.8,15387,1972,9999,null,null,"N","Natural Gas, Distillate Fuel Oil",{"$nulls":12},0.8,0.39755,0.39755,0.39755,0.39755]
["G W Ivey","665_G_14",665,"G","14",null,"Combustion Turbine","IC Engine","FRCC","Florida",12,"Miami Dade",86,"12086",1.8,15387,1972,9999,null,null,"N","Natural Gas, Distillate Fuel Oil",{"$nulls":12},0.8,0.39755,0.39755,0.39755,0.39755]
["G W Ivey","665_G_15",665,"G","15",null,"Combustion Turbine","IC Engine","FRCC","Florida",12,"Miami Dade",86,"12086",1.8,15387,1972,9999,null,null,"N","Natural Gas, Distillate Fuel Oil",{"$nulls":12},0.8,0.39755,0.39755,0.39755,0.39755]
["G W Ivey","665_G_16",665,"G","16",null,"Combustion Turbine","IC Engine","FRCC","Florida",12,"Miami Dade",86,"12086",1.8,15387,1972,9999,null,null,"N","Natural Gas, Distillate Fuel Oil",{"$nulls":12},0.8,0.39755,0.39755,0.39755,0.39755]
["G W Ivey","665_G_17",665,"G","17",null,"Combustion Turbine","IC Engine","FRCC","Florida",12,"Miami Dade",86,"12086",1.8,15387,1972,9999,null,null,"N","Natural Gas, Distillate Fuel Oil",{"$nulls":12},0.8,0.39755,0.39755,0.39755,0.39755]
["G W Ivey","665_G_19",665,"G","19",null,"Combustion Turbine","IC Engine","FRCC","Florida",12,"Miami Dade",86,"12086",8,15386,1975,9999,null,null,"N","Natural Gas, Distillate Fuel Oil",{"$nulls":12},0.8,0.39755,0.39755,0.39755,0.39755]
["G W Ivey","665_G_2",665,"G","2",null,"Combustion Turbine","IC Engine","FRCC","Florida",12,"Miami Dade",86,"12086",1.8,15387,1970,9999,null,null,"N","Natural Gas, Distillate Fuel Oil",{"$nulls":13},0.39755,0.39755,0.39755,0.39755]
["G W Ivey","665_G_20",665,"G","20",null,"Combustion Turbine","IC Engine","FRCC","Florida",12,"Miami Dade",86,"12086",6,15387,1981,9999,null,null,"N","Natural Gas, Distillate Fuel Oil",{"$nulls":12},0.8,0.39755,0.39755,0.39755,0.39755]
["G W Ivey","665_G_21",665,"G","21",null,"Combustion Turbine","IC Engine","FRCC","Florida",12,"Miami Dade",86,"12086",6,15387,1981,9999,null,null,"N","Natural Gas, Distillate Fuel Oil",{"$nulls":12},0.8,0.39755,0.39755,0.39755,0.39755]
["G W Ivey","665_G_3",665,"G","3",null,"Combustion Turbine","IC Engine","FRCC","Florida",12,"Miami Dade",86,"12086",1.8,15387,1970,9999,null,null,"N","Natural Gas, Distillate Fuel Oil",{"$nulls":13},0.39755,0.39755,0.39755,0.39755]
["J D Kennedy","666_G_GT37",666,"G","GT37",493,"Combustion Turbine",null,"FRCC","Florida",12,"Duval",31,"12031",158.6,12301,2000,9999,null,null,"N","Natural Gas, Distillate Fuel Oil",{"$nulls":3},"DLNB + H2O",{"$nulls":8},0.8,0.0386,0.0386,0.0386,0.0386]
["J D Kennedy","666_G_GT38",666,"G","GT38",90118,"Combustion Turbine",null,"FRCC","Florida",12,"Duval",31,"12031",158.6,12301,2009,9999,null,null,"N","Natural Gas, Distillate Fuel Oil",{"$nulls":3},"DLNB",{"$nulls":9},0.04746,0.04746,0.04746,0.04746]
["Northside Generating Station","667_B_1",667,"B","1",497,"Coal Steam",null,"FRCC","Florida",12,"Duval",31,"12031",293,10514,2002,9999,"FBC","dry","N","Bituminous, Petroleum Coke","Dry Scrubber",2002,0.85,"CF","SNCR",null,"2002","B","NA",{"$nulls":3},1.98,0.05756,0.05756,0.05756,0.05756,0.05,0.43,0.43,0.95,{"$nulls":6},"Yes"]
["Northside Generating Station","667_B_2",667,"B","2",499,"Coal Steam",null,"FRCC","Florida",12,"Duval",31,"12031",293,10441,2002,9999,"FBC","dry","N","Bituminous, Petroleum Coke","Dry Scrubber",2002,0.85,"CF","SNCR",null,"2002","B","NA",{"$nulls":3},1.98,0.05635,0.05635,0.05635,0.05635,0.05,0.43,0.43,0.95,{"$nulls":6},"Yes"]
["Northside Generating Station","667_G_4",667,"G","4",90063,"Combustion Turbine",null,"FRCC","Florida",12,"Duval",31,"12031",53,25000,1975,9999,null,null,"N","Distillate Fuel Oil",{"$nulls":12},0.8,0.35628,0.35628,0.35628,0.35628]
["Northside Generating Station","667_G_5",667,"G","5",90064,"Combustion Turbine",null,"FRCC","Florida",12,"Duval",31,"12031",53,25000,1974,9999,null,null,"N","Distillate Fuel Oil",{"$nulls":12},0.8,0.38642,0.38642,0.38642,0.38642]
["Northside Generating Station","667_G_6",667,"G","6",90065,"Combustion Turbine",null,"FRCC","Florida",12,"Duval",31,"12031",53,25000,1974,9999,null,null,"N","Distillate Fuel Oil",{"$nulls":12},0.8,0.38755,0.38755,0.38755,0.38755]
["Northside Generating Station","667_G_GT3",667,"G","GT3",90062,"Combustion Turbine",null,"FRCC","Florida",12,"Duval",31,"12031",53,25000,1975,9999,null,null,"N","Distillate Fuel Oil",{"$nulls":12},0.8,0.36986,0.36986,0.36986,0.36986]
["Northside Generating Station","667_G_ST3",667,"G","ST3",500,"O/G Steam",null,"FRCC","Florida",12,"Duval",31,"12031",524,10429,1977,9999,"wall","dry","N","Natural Gas",{"$nulls":3},"LNB","SNCR",null,"2002",{"$nulls":6},0.19628,0.19628,0.19628,0.19628]
["Tom G Smith","673_B_S-3",673,"B","S-3",507,"O/G Steam",null,"FRCC","Florida",12,"Palm Beach",99,"12099",22,14500,1967,9999,"wall","dry","N","Natural Gas, Residual Fuel Oil",{"$nulls":3},"AA",{"$nulls":8},2.75,0.23931,0.23931,0.23931,0.23931]
["Tom G Smith","673_G_GT1",673,"G","GT1",90277,"Combustion Turbine",null,"FRCC","Florida",12,"Palm Beach",99,"12099",26,25000,1976,9999,null,null,"N","Distillate Fuel Oil",{"$nulls":12},0.8,1.20009,1.20009,1.20009,1.20009]
["Tom G Smith","673_G_GT2",673,"G","GT2",null,"Combined Cycle",null,"FRCC","Florida",12,"Palm Beach",99,"12099",21,15000,1978,9999,null,null,"N","Natural Gas, Distillate Fuel Oil",{"$nulls":13},0.22658,0.22658,0.22658,0.22658]
["Tom G Smith","673_G_MU1",673,"G","MU1",null,"Combustion Turbine","IC Engine","FRCC","Florida",12,"Palm Beach",99,"12099",2,12822,1965,9999,null,null,"N","Distillate Fuel Oil",{"$nulls":13},1.02504,1.02504,1.02504,1.02504]
["Tom G Smith","673_G_MU2",673,"G","MU2",null,"Combustion Turbine","IC Engine","FRCC","Florida",12,"Palm Beach",99,"12099",2,12822,1965,9999,null,null,"N","Distillate Fuel Oil",{"$nulls":13},1.02504,1.02504,1.02504,1.02504]
["Tom G Smith","673_G_MU3",673,"G","MU3",null,"Combustion Turbine","IC Engine","FRCC","Florida",12,"Palm Beach",99,"12099",2,12822,1965,9999,null,null,"N","Distillate Fuel Oil",{"$nulls":13},1.02504,1.02504,1.02504,1.02504]
["Tom G Smith","673_G_MU4",673,"G","MU4",null,"Combustion Turbine","IC Engine","FRCC","Florida",12,"Palm Beach",99,"12099",2,12822,1965,9999,null,null,"N","Distillate Fuel Oil",{"$nulls":13},1.02504,1.02504,1.02504,1.02504]
["Tom G Smith","673_G_MU5",673,"G","MU5",null,"Combustion Turbine","IC Engine","FRCC","Florida",12,"Palm Beach",99,"12099",2,12822,1965,9999,null,null,"N","Distillate Fuel Oil",{"$nulls":13},1.02504,1.02504,1.02504,1.02504]
["Tom G Smith","673_G_S5",673,"G","S5",null,"Combined Cycle",null,"FRCC","Florida",12,"Palm Beach",99,"12099",9,15000,1978,9999,null,null,"N","Natural Gas, Distillate Fuel Oil",{"$nulls":13},0.22658,0.22658,0.22658,0.22658]
["Larsen Memorial","675_G_8",675,"G","8",509,"Combined Cycle",null,"FRCC","Florida",12,"Polk",105,"12105",76,12189,1992,9999,null,null,"N","Natural Gas, Distillate Fuel Oil",{"$nulls":3},"H2O",{"$nulls":9},0.04644,0.04644,0.04644,0.04644]
["Arvah B Hopkins","688_G_GT4",688,"G","GT4",89527,"Combustion Turbine",null,"FRCC","Florida",12,"Leon",73,"12073",46,10772,2005,9999,null,null,"N","Natural Gas, Distillate Fuel Oil",{"$nulls":3},"H2O","SCR",{"$nulls":7},0.8,0.0172,0.0172,0.0172,0.0172]
["Marathon Generating Plant","696_G_6",696,"G","6",null,"Combustion Turbine","IC Engine","FRCC","Florida",12,"Monroe",87,"12087",2.5,12822,1973,9999,null,null,"N","Distillate Fuel Oil",{"$nulls":12},0.8,1.02504,1.02504,1.02504,1.02504]
["Goat Rock","707_G_6",707,"G","6",null,"Hydro",null,"S_SOU","Alabama",1,"Lee",81,"01081",5,0,1956,9999,null,null,"N","Hydro",{"$nulls":13},0,0,0,0]
["Jack McDonough","710_G_4",710,"G","4",null,"Combined Cycle",null,"S_SOU","Georgia",13,"Cobb",67,"13067",375,7050,2011,9999,null,null,"N","Natural Gas, Distillate Fuel Oil",{"$nulls":3},"LNC3","SCR",2013,{"$nulls":7},0.00548,0.00548,0.00548,0.00548]
["Lloyd Shoals","712_G_4",712,"G","4",null,"Hydro",null,"S_SOU","Georgia",13,"Jasper",159,"13159",3.8,0,1911,9999,null,null,"N","Hydro",{"$nulls":13},0,0,0,0]
["North Highlands","719_G_3",719,"G","3",null,"Hydro",null,"S_SOU","Georgia",13,"Muscogee",215,"13215",10.7,0,1963,9999,null,null,"N","Hydro",{"$nulls":13},0,0,0,0]
["Terrora","724_G_2",724,"G","2",null,"Hydro",null,"S_SOU","Georgia",13,"Rabun",241,"13241",8.3,0,1925,9999,null,null,"N","Hydro",{"$nulls":13},0,0,0,0]
["Stevens Creek","736_G_2",736,"G","2",null,"Hydro",null,"S_VACA","Georgia",13,"Columbia",73,"13073",1.5,0,1914,9999,null,null,"N","Hydro",{"$nulls":13},0,0,0,0]
["Buford","759_G_2A",759,"G","2A",null,"Hydro",null,"S_SOU","Georgia",13,"Forsyth",117,"13117",60,0,2004,9999,null,null,"N","Hydro",{"$nulls":13},0,0,0,0]
["Jarvis (Hinckley)","808_G_1",808,"G","1",null,"Hydro",null,"NY_Z_C&E","New York",36,"Oneida",65,"36065",4.5,0,1991,9999,null,null,"N","Hydro",{"$nulls":13},0,0,0,0]
["Lower Malad","815_G_1",815,"G","1",null,"Hydro",null,"WECC_ID","Idaho",16,"Gooding",47,"16047",15.3,0,1948,9999,null,null,"N","Hydro",{"$nulls":13},0,0,0,0]
["Oneida","829_G_3",829,"G","3",null,"Hydro",null,"WECC_ID","Idaho",16,"Franklin",41,"16041",9.3,0,1920,9999,null,null,"N","Hydro",{"$nulls":13},0,0,0,0]
["Cabinet Gorge","833_G_1",833,"G","1",null,"Hydro",null,"WECC_PNW","Idaho",16,"Bonner",17,"16017",44.3,0,1953,9999,null,null,"N","Hydro",{"$nulls":13},0,0,0,0]
["Albeni Falls","851_G_2",851,"G","2",null,"Hydro",null,"WECC_PNW","Idaho",16,"Bonner",17,"16017",14,0,1955,9999,null,null,"N","Hydro",{"$nulls":13},0,0,0,0]
["Quad Cities Generating Station","880_G_2",880,"G","2",null,"Nuclear",null,"PJM_COMD","Illinois",17,"Rock Island",161,"17161",911,10456,1972,2052,null,null,"N","Nuclear Fuel",{"$nulls":13},0,0,0,0]
["Joppa Steam","887_B_1",887,"B","1",605,"Coal Steam",null,"S_C_TVA","Illinois",17,"Massac",127,"17127",159,10500,1953,9999,"tangential","dry","N","Subbituminous",{"$nulls":3},"LNC1",{"$nulls":3},"ESPC","Yes","ACI",2009,null,0.498,0.11612,0.11612,0.11612,0.11612,0.1,0.1,0.1]
["Moline","899_G_GT2",899,"G","GT2",null,"Combustion Turbine",null,"MIS_MIDA","Illinois",17,"Rock Island",161,"17161",17.1,25000,1970,9999,null,null,"N","Natural Gas",{"$nulls":12},1,0.50376,0.50376,0.50376,0.50376]
["Breese","934_G_IC3",934,"G","IC3",null,"Combustion Turbine","IC Engine","MIS_IL","Illinois",17,"Clinton",27,"17027",3,13316,1968,9999,null,null,"N","Distillate Fuel Oil",{"$nulls":12},1,1.02504,1.02504,1.02504,1.02504]
["Fairfield","940_G_IC5",940,"G","IC5",null,"Combustion Turbine","IC Engine","MIS_IL","Illinois",17,"Wayne",191,"17191",2.4,10836,1967,9999,null,null,"N","Distillate Fuel Oil",{"$nulls":12},1,1.02504,1.02504,1.02504,1.02504]
["Geneseo","944_G_10",944,"G","10",null,"Onshore Wind",null,"MIS_MIDA","Illinois",17,"Henry",73,"17073",1.5,0,2009,9999,null,null,"N","Wind",{"$nulls":13},0,0,0,0]
["Highland","946_G_IC5",946,"G","IC5",null,"Combustion Turbine","IC Engine","MIS_IL","Illinois",17,"Madison",119,"17119",2,11508,1967,9999,null,null,"N","Natural Gas, Distillate Fuel Oil",{"$nulls":12},1,1.02504,1.02504,1.02504,1.02504]
["Marshall (IL)","949_G_5",949,"G","5",null,"Combustion Turbine","IC Engine","MIS_IL","Illinois",17,"Clark",23,"17023",2.5,10745,2002,9999,null,null,"N","Distillate Fuel Oil",{"$nulls":12},1,1.02504,1.02504,1.02504,1.02504]
["Princeton (IL)","957_G_2",957,"G","2",null,"Combustion Turbine","IC Engine","MIS_IL","Illinois",17,"Bureau",11,"17011",3,18000,1958,9999,null,null,"N","Natural Gas, Distillate Fuel Oil",{"$nulls":12},1,0.39755,0.39755,0.39755,0.39755]
["Princeton (IL)","957_G_8",957,"G","8",null,"Combustion Turbine","IC Engine","MIS_IL","Illinois",17,"Bureau",11,"17011",8.7,18000,1976,9999,null,null,"N","Natural Gas, Distillate Fuel Oil",{"$nulls":12},1,0.39755,0.39755,0.39755,0.39755]
["South Main Street","961_G_16",961,"G","16",null,"Combustion Turbine","IC Engine","PJM_COMD","Illinois",17,"Ogle",141,"17141",1.8,10745,2016,9999,null,null,"N","Natural Gas, Distillate Fuel Oil",{"$nulls":13},1.02504,1.02504,1.02504,1.02504]
["Reynolds","965_G_1",965,"G","1",null,"Combustion Turbine",null,"MIS_IL","Illinois",17,"Sangamon",167,"17167",14,21331,1970,9999,null,null,"N","Distillate Fuel Oil",{"$nulls":12},1,1.20006,1.20006,1.20006,1.20006]
["Waterloo","971_G_8",971,"G","8",null,"Combustion Turbine","IC Engine","MIS_IL","Illinois",17,"Monroe",133,"17133",2.4,11677,1973,9999,null,null,"N","Distillate Fuel Oil",{"$nulls":12},1,1.02504,1.02504,1.02504,1.02504]
["Elkhart","986_G_1",986,"G","1",null,"Hydro",null,"PJM_West","Indiana",18,"Elkhart",39,"18039",0.6,0,1913,9999,null,null,"N","Hydro",{"$nulls":13},0,0,0,0]
["Twin Branch","989_G_H3W",989,"G","H3W",null,"Hydro",null,"PJM_West","Indiana",18,"St Joseph",141,"18141",0.5,0,1989,9999,null,null,"N","Hydro",{"$nulls":13},0,0,0,0]
["AES Petersburg","994_B_2",994,"B","2",693,"Coal Steam",null,"MIS_INKY","Indiana",18,"Pike",125,"18125",422,10654,1969,9999,"tangential","wet","N","Bituminous","Wet Scrubber",1996,0.95,"LNC3","SCR",2004,null,"ESPC + B","No","ACI",2015,null,0.15,0.25014,0.09094,0.25014,0.09094,0.1,0.1,0.1,0.99,"Yes"]
["Oakdale","999_G_3",999,"G","3",null,"Hydro",null,"MIS_INKY","Indiana",18,"Carroll",15,"18015",0.9,0,1925,9999,null,null,"N","Hydro",{"$nulls":13},0,0,0,0]
["Noblesville","1007_G_2",1007,"G","2",null,"Combined Cycle",null,"MIS_INKY","Indiana",18,"Hamilton",57,"18057",44,9102,1950,9999,null,null,"N","Natural Gas",{"$nulls":3},"DLNB","SCR",2003,{"$nulls":7},0.0141,0.0141,0.0141,0.0141]
["R Gallagher","1008_B_4",1008,"B","4",719,"Coal Steam",null,"MIS_INKY","Indiana",18,"Floyd",43,"18043",140,11717,1961,9999,"wall","dry","N","Bituminous",null,null,0.6,"LNBO",{"$nulls":3},"B","NA","ACI",2015,null,0.634,0.32716,0.32716,0.32716,0.32716,0.1,0.1,0.1,0.9,"Yes"]
["Rensselaer City Light Plant","1038_G_14",1038,"G","14",null,"Combustion Turbine","IC Engine","MIS_INKY","Indiana",18,"Jasper",73,"18073",4.8,10745,1994,9999,null,null,"N","Natural Gas, Distillate Fuel Oil",{"$nulls":12},1.6,0.39755,0.39755,0.39755,0.39755]
["Marshalltown","1068_G_2",1068,"G","2",89842,"Combustion Turbine",null,"MIS_IA","Iowa",19,"Marshall",127,"19127",54.1,14205,1978,9999,null,null,"N","Natural Gas, Distillate Fuel Oil",{"$nulls":13},0.25575,0.25575,0.25575,0.25575]
["Keokuk","1109_G_6",1109,"G","6",null,"Hydro",null,"MIS_MO","Iowa",19,"Lee",111,"19111",7.9,0,1913,9999,null,null,"N","Hydro",{"$nulls":13},0,0,0,0]
["Keokuk","1109_G_8",1109,"G","8",null,"Hydro",null,"MIS_MO","Iowa",19,"Lee",111,"19111",9.9,0,1913,9999,null,null,"N","Hydro",{"$nulls":13},0,0,0,0]
["Bloomfield","1127_G_2",1127,"G","2",null,"Combustion Turbine","IC Engine","MIS_IA","Iowa",19,"Davis",51,"19051",0.2,13326,1945,9999,null,null,"N","Distillate Fuel Oil",{"$nulls":12},2.5,1.02504,1.02504,1.02504,1.02504]
["Estherville","1137_G_4",1137,"G","4",null,"Combustion Turbine","IC Engine","MIS_IA","Iowa",19,"Emmet",63,"19063",3.6,10745,1969,9999,null,null,"N","Natural Gas, Distillate Fuel Oil",{"$nulls":12},2.5,0.39755,0.39755,0.39755,0.39755]
["Forest City Light Plant","1138_G_6",1138,"G","6",null,"Combustion Turbine","IC Engine","MIS_MNWI","Iowa",19,"Winnebago",189,"19189",7.6,10745,2000,9999,null,null,"N","Distillate Fuel Oil",{"$nulls":12},2.5,1.02504,1.02504,1.02504,1.02504]
["Lake Park","1153_G_G2",1153,"G","G2",null,"Combustion Turbine","IC Engine","MIS_IA","Iowa",19,"Dickinson",59,"19059",2,10745,2005,9999,null,null,"N","Distillate Fuel Oil",{"$nulls":12},2.5,1.02504,1.02504,1.02504,1.02504]
["Laurens","1157_G_3",1157,"G","3",null,"Combustion Turbine","IC Engine","MIS_MIDA","Iowa",19,"Pocahontas",151,"19151",0.7,13147,1952,9999,null,null,"N","Distillate Fuel Oil",{"$nulls":12},2.5,1.02504,1.02504,1.02504,1.02504]
["Milford","1164_G_1",1164,"G","1",null,"Combustion Turbine","IC Engine","MIS_IA","Iowa",19,"Dickinson",59,"19059",0.6,14410,1954,9999,null,null,"N","Distillate Fuel Oil",{"$nulls":13},1.02504,1.02504,1.02504,1.02504]
["Montezuma","1165_G_4",1165,"G","4",null,"Combustion Turbine","IC Engine","MIS_MIDA","Iowa",19,"Poweshiek",157,"19157",0.5,11229,1947,9999,null,null,"N","Distillate Fuel Oil",{"$nulls":12},0.174,1.02504,1.02504,1.02504,1.02504]
["Muscatine Plant #1","1167_B_9",1167,"B","9",788,"Coal Steam",null,"MIS_IA","Iowa",19,"Muscatine",139,"19139",158,12402,1983,9999,"tangential","dry","N","Subbituminous","Wet Scrubber",1983,0.96,"LNB + OFA",{"$nulls":3},"ESPC","No","ACI",2016,null,0.45,0.13863,0.13863,0.13863,0.13863,0.1,0.1,0.1,0.99]
["Primghar","1177_G_5",1177,"G","5",null,"Combustion Turbine","IC Engine","MIS_MIDA","Iowa",19,"O'Brien",141,"19141",0.9,12822,1992,9999,null,null,"N","Distillate Fuel Oil",{"$nulls":12},2.5,1.02504,1.02504,1.02504,1.02504]
["State Center","1187_G_6",1187,"G","6",null,"Combustion Turbine","IC Engine","MIS_IL","Iowa",19,"Marshall",127,"19127",2.5,10745,1972,9999,null,null,"N","Natural Gas, Distillate Fuel Oil",{"$nulls":12},2.5,0.39755,0.39755,0.39755,0.39755]
["Traer Main","1192_G_4",1192,"G","4",null,"Combustion Turbine","IC Engine","MIS_IL","Iowa",19,"Tama",171,"19171",1,25000,1963,9999,null,null,"N","Natural Gas, Distillate Fuel Oil",{"$nulls":12},2.5,1.02504,1.02504,1.02504,1.02504]
["Wilton","1202_G_6",1202,"G","6",null,"Combustion Turbine","IC Engine","MIS_MIDA","Iowa",19,"Muscatine",139,"19139",1.6,11836,1992,9999,null,null,"N","Distillate Fuel Oil",{"$nulls":12},0.147,1.02504,1.02504,1.02504,1.02504]
["Riverton","1239_G_10",1239,"G","10",null,"Combustion Turbine",null,"SPP_N","Kansas",20,"Cherokee",21,"20021",13,11050,1988,9999,null,null,"N","Natural Gas, Distillate Fuel Oil",{"$nulls":13},0.50376,0.50376,0.50376,0.50376]
["Murray Gill","1242_B_4",1242,"B","4",824,"O/G Steam",null,"SPP_N","Kansas",20,"Sedgwick",173,"20173",90,14500,1959,9999,"wall","dry","N","Natural Gas",{"$nulls":12},3,0.24328,0.24328,0.24328,0.24328]
["Belleville","1263_G_5",1263,"G","5",null,"Combustion Turbine","IC Engine","SPP_NEBR","Kansas",20,"Republic",157,"20157",1.7,11829,1961,9999,null,null,"N","Natural Gas, Distillate Fuel Oil",{"$nulls":12},3,1.02504,1.02504,1.02504,1.02504]
["Beloit","1264_G_4",1264,"G","4",null,"Combustion Turbine","IC Engine","SPP_N","Kansas",20,"Mitchell",123,"20123",3,17866,1964,9999,null,null,"N","Natural Gas, Distillate Fuel Oil",{"$nulls":12},3,1.02504,1.02504,1.02504,1.02504]
["Clay Center","1270_G_IC2",1270,"G","IC2",null,"Combustion Turbine","IC Engine","SPP_N","Kansas",20,"Clay",27,"20027",2,10745,1966,9999,null,null,"N","Natural Gas, Distillate Fuel Oil",{"$nulls":13},0.39755,0.39755,0.39755,0.39755]
["Garnett Municipal","1278_G_3",1278,"G","3",null,"Combustion Turbine","IC Engine","SPP_N","Kansas",20,"Anderson",3,"20003",1.3,25000,1955,9999,null,null,"N","Natural Gas, Distillate Fuel Oil",{"$nulls":13},1.02504,1.02504,1.02504,1.02504]
["Goodland","1280_G_11",1280,"G","11",null,"Combustion Turbine","IC Engine","SPP_N","Kansas",20,"Sherman",181,"20181",3.5,12822,1978,9999,null,null,"N","Natural Gas, Distillate Fuel Oil",{"$nulls":12},3,0.39755,0.39755,0.39755,0.39755]
["Hill City","1285_G_6",1285,"G","6",null,"Combustion Turbine","IC Engine","SPP_N","Kansas",20,"Graham",65,"20065",1.2,10975,1974,9999,null,null,"N","Natural Gas, Distillate Fuel Oil",{"$nulls":13},0.39755,0.39755,0.39755,0.39755]
["Quindaro","1295_G_GT3",1295,"G","GT3",90732,"Combustion Turbine",null,"SPP_N","Kansas",20,"Wyandotte",209,"20209",46,25000,1977,9999,null,null,"N","Distillate Fuel Oil",{"$nulls":13},1.20001,1.20001,1.20001,1.20001]
["Lincoln","1300_G_6",1300,"G","6",null,"Combustion Turbine","IC Engine","SPP_N","Kansas",20,"Lincoln",105,"20105",2.2,11191,1979,9999,null,null,"N","Natural Gas, Distillate Fuel Oil",{"$nulls":12},3,0.39755,0.39755,0.39755,0.39755]
["Osage City","1313_G_10",1313,"G","10",null,"Combustion Turbine","IC Engine","SPP_N","Kansas",20,"Osage",139,"20139",0.7,12822,2001,9999,null,null,"N","Distillate Fuel Oil",{"$nulls":12},3,1.02504,1.02504,1.02504,1.02504]
["Osborne","1315_G_1",1315,"G","1",null,"Combustion Turbine","IC Engine","SPP_N","Kansas",20,"Osborne",141,"20141",1.4,10766,1967,9999,null,null,"N","Natural Gas, Distillate Fuel Oil",{"$nulls":12},3,1.02504,1.02504,1.02504,1.02504]
["Russell Downtown","1319_G_8",1319,"G","8",null,"Combustion Turbine","IC Engine","SPP_N","Kansas",20,"Russell",167,"20167",2.5,11162,1978,9999,null,null,"N","Distillate Fuel Oil",{"$nulls":12},3,1.02504,1.02504,1.02504,1.02504]
["Sharon Spring","1324_G_2",1324,"G","2",null,"Combustion Turbine","IC Engine","SPP_N","Kansas",20,"Wallace",199,"20199",1,18000,1964,9999,null,null,"N","Natural Gas, Distillate Fuel Oil",{"$nulls":12},3,0.39755,0.39755,0.39755,0.39755]
["Sterling","1326_G_3",1326,"G","3",null,"Combustion Turbine","IC Engine","SPP_N","Kansas",20,"Rice",159,"20159",2.2,11565,1972,9999,null,null,"N","Natural Gas, Distillate Fuel Oil",{"$nulls":12},3,1.02504,1.02504,1.02504,1.02504]
["Wellington 1","1330_G_8",1330,"G","8",null,"Combustion Turbine","IC Engine","SPP_N","Kansas",20,"Sumner",191,"20191",2,10745,2004,9999,null,null,"N","Distillate Fuel Oil",{"$nulls":12},3,1.02504,1.02504,1.02504,1.02504]
["E W Brown","1355_G_7",1355,"G","7",881,"Combustion Turbine",null,"S_C_KY","Kentucky",21,"Mercer",167,"21167",146,12513,1999,9999,null,null,"N","Natural Gas",{"$nulls":3},"DLNB + H2O",{"$nulls":8},4,0.07195,0.07195,0.07195,0.07195]
["Ohio Falls","1365_G_1",1365,"G","1",null,"Hydro",null,"S_C_KY","Kentucky",21,"Jefferson",111,"21111",8,0,1928,9999,null,null,"N","Hydro",{"$nulls":13},0,0,0,0]
["Elmer Smith","1374_B_1",1374,"B","1",911,"Coal Steam",null,"S_C_KY","Kentucky",21,"Daviess",59,"21059",137,11097,1964,9999,"cyclone","wet","N","Bituminous","Wet Scrubber",1994,0.96,"OFA","SCR",2003,null,"ESPC","No",{"$nulls":3},6,0.1201,0.095,0.1201,0.095,0.1,0.84,0.56,0.99]
["Kentucky Dam","1377_G_3",1377,"G","3",null,"Hydro",null,"S_C_TVA","Kentucky",21,"Marshall",157,"21157",44.9,0,1944,9999,null,null,"N","Hydro",{"$nulls":13},0,0,0,0]
["Kenneth C Coleman","1381_B_C3",1381,"B","C3",928,"Coal Steam",null,"MIS_INKY","Kentucky",21,"Hancock",91,"21091",155,10944,1971,9999,"wall","dry","N","Bituminous","Wet Scrubber",2005,0.95,"AA + LNB",{"$nulls":3},"ESPC","No","ACI",2015,null,5.2,0.35881,0.35881,0.1549,0.1549,0.1,0.1,0.1,0.99,"Yes"]
["Willow Glen","1394_B_4",1394,"B","4",954,"O/G Steam",null,"MIS_LA","Louisiana",22,"Iberville",47,"22047",482,11356,1973,9999,"wall","dry","N","Natural Gas",{"$nulls":12},5.261,0.25458,0.25458,0.25458,0.25458]
["Sterlington","1404_G_7A",1404,"G","7A",972,"Combined Cycle",null,"MIS_LA","Louisiana",22,"Ouachita",73,"22073",53.3,12225,1973,9999,null,null,"N","Natural Gas, Distillate Fuel Oil",{"$nulls":13},0.43317,0.43317,0.43317,0.43317]
["Houma","1439_B_15",1439,"B","15",982,"O/G Steam",null,"MIS_AMSO","Louisiana",22,"Terrebonne",109,"22109",23.5,13608,1969,9999,"wall","dry","N","Natural Gas",{"$nulls":12},5.261,0.25178,0.25178,0.25178,0.25178]
["Milford Hydro Station","1475_G_MF05",1475,"G","MF05",null,"Hydro",null,"NENG_ME","Maine",23,"Penobscot",19,"23019",1.6,0,1941,9999,null,null,"N","Hydro",{"$nulls":13},0,0,0,0]
["Deer Rips","1488_G_DR2",1488,"G","DR2",null,"Hydro",null,"NENG_ME","Maine",23,"Androscoggin",1,"23001",0.7,0,1903,9999,null,null,"N","Hydro",{"$nulls":13},0,0,0,0]
["Deer Rips","1488_G_DR7",1488,"G","DR7",null,"Hydro",null,"NENG_ME","Maine",23,"Androscoggin",1,"23001",0.9,0,1924,9999,null,null,"N","Hydro",{"$nulls":13},0,0,0,0]
["West Buxton","1508_G_WB2",1508,"G","WB2",null,"Hydro",null,"NENG_ME","Maine",23,"York",31,"23031",0.6,0,1982,9999,null,null,"N","Hydro",{"$nulls":13},0,0,0,0]
["Williams Hydro","1510_G_WI2",1510,"G","WI2",null,"Hydro",null,"NENG_ME","Maine",23,"Somerset",25,"23025",6.7,0,1950,9999,null,null,"N","Hydro",{"$nulls":13},0,0,0,0]
["Notch Cliff","1555_G_GT5",1555,"G","GT5",null,"Combustion Turbine",null,"PJM_SMAC","Maryland",24,"Baltimore",5,"24005",14.6,16769,1969,9999,null,null,"N","Natural Gas",{"$nulls":12},0.3,0.50376,0.50376,0.50376,0.50376]
["Notch Cliff","1555_G_GT7",1555,"G","GT7",null,"Combustion Turbine",null,"PJM_SMAC","Maryland",24,"Baltimore",5,"24005",14.5,16769,1969,9999,null,null,"N","Natural Gas",{"$nulls":12},0.3,0.50376,0.50376,0.50376,0.50376]
["Deep Creek","1567_G_2",1567,"G","2",null,"Hydro",null,"PJM_PENE","Maryland",24,"Garrett",23,"24023",9,0,1925,9999,null,null,"N","Hydro",{"$nulls":13},0,0,0,0]
["Morgantown Generating Plant","1573_B_1",1573,"B","1",1065,"Coal Steam",null,"PJM_SMAC","Maryland",24,"Charles",17,"24017",596,9992,1970,9999,"tangential","dry","N","Bituminous","Wet Scrubber",2009,0.98,"LNC3 + NH3","SCR",2007,null,"ESPC","Yes",{"$nulls":3},0.14,0.2634,0.03951,0.2634,0.03951,0.1,0.84,0.56,0.99]
["Exelon Framingham LLC","1586_G_GT2",1586,"G","GT2",1078,"Combustion Turbine",null,"NENGREST","Massachusetts",25,"Norfolk",21,"25021",10.1,17685,1969,9999,null,null,"N","Distillate Fuel Oil",{"$nulls":12},1.2,0.50603,0.50603,0.50603,0.50603]
["Mystic Generating Station","1588_G_GT93",1588,"G","GT93",10013,"Combined Cycle",null,"NENGREST","Massachusetts",25,"Middlesex",17,"25017",227.9,7393,2003,9999,null,null,"N","Natural Gas",{"$nulls":4},"SCR",{"$nulls":8},0.00744,0.00744,0.00744,0.00744]
["Chemical","1604_G_2",1604,"G","2",null,"Hydro",null,"NENGREST","Massachusetts",25,"Hampden",13,"25013",0.8,0,1935,9999,null,null,"N","Hydro",{"$nulls":13},0,0,0,0]
["Gardners Falls","1634_G_GF3",1634,"G","GF3",null,"Hydro",null,"NENGREST","Massachusetts",25,"Franklin",11,"25011",0.9,0,1914,9999,null,null,"N","Hydro",{"$nulls":13},0,0,0,0]
["Potter Station 2","1660_G_CC2",1660,"G","CC2",1140,"Combined Cycle",null,"NENGREST","Massachusetts",25,"Norfolk",21,"25021",62.6,10323,1977,9999,null,null,"N","Natural Gas, Distillate Fuel Oil",{"$nulls":3},"STM",{"$nulls":9},0.29081,0.29081,0.29081,0.29081]
["Waters River","1678_G_2",1678,"G","2",1141,"Combustion Turbine",null,"NENGREST","Massachusetts",25,"Essex",9,"25009",30.5,12537,1990,9999,null,null,"N","Natural Gas, Distillate Fuel Oil",{"$nulls":3},"H2O",{"$nulls":8},0.789,0.23347,0.23347,0.23347,0.23347]
["Dan E Karn","1702_B_2",1702,"B","2",1154,"Coal Steam",null,"MIS_LMI","Michigan",26,"Bay",17,"26017",260,10726,1961,9999,"wall","dry","N","Bituminous, Subbituminous","Dry Scrubber",2015,0.95,"LNBO","SCR",2003,null,"B","NA","ACI",2015,null,0.1,0.2331,0.04152,0.2331,0.04152,0.1,0.1,0.1,0.99]
["Ludington","1713_G_4",1713,"G","4",null,"Pumped Storage",null,"MIS_LMI","Michigan",26,"Mason",105,"26105",382,0,1973,9999,null,null,"N","Pumped Storage",{"$nulls":13},0,0,0,0]
["Thetford","1719_G_2",1719,"G","2",88432,"Combustion Turbine","","MIS_LMI","Michigan",26,"Genesee",49,"26049",29,16297,1970,9999,null,null,"N","Natural Gas",{"$nulls":13},0.70021,0.70021,0.70021,0.70021]
["Fermi","1729_G_GT2",1729,"G","GT2",null,"Combustion Turbine",null,"MIS_LMI","Michigan",26,"Monroe",115,"26115",13,24720,1966,9999,null,null,"N","Distillate Fuel Oil",{"$nulls":12},1.67,0.93442,0.93442,0.93442,0.93442]
["Northeast (MI)","1734_G_6",1734,"G","6",null,"Combustion Turbine",null,"MIS_LMI","Michigan",26,"Macomb",99,"26099",19,25000,1971,9999,null,null,"N","Distillate Fuel Oil",{"$nulls":12},1.67,0.93442,0.93442,0.93442,0.93442]
["River Rouge","1740_B_3",1740,"B","3",1188,"Coal Steam",null,"MIS_LMI","Michigan",26,"Wayne",163,"26163",272,10509,1958,2024,"wall","dry","Y","Bituminous, Subbituminous",null,null,0.5,"LNB",{"$nulls":3},"ESPC","No","ACI",2016,null,1.67,0.2732,0.2732,0.1549,0.1549,0.1,0.1,0.1,0.9,"Yes"]
["Manistique","1750_G_1",1750,"G","1",null,"Combustion Turbine","IC Engine","MIS_WUMS","Michigan",26,"Schoolcraft",153,"26153",2,14675,1960,9999,null,null,"N","Distillate Fuel Oil",{"$nulls":12},1.67,1.02504,1.02504,1.02504,1.02504]
["Edison Sault","1751_G_16",1751,"G","16",null,"Hydro",null,"MIS_WUMS","Michigan",26,"Chippewa",33,"26033",0.4,0,1963,9999,null,null,"N","Hydro",{"$nulls":13},0,0,0,0]
["Edison Sault","1751_G_35",1751,"G","35",null,"Hydro",null,"MIS_WUMS","Michigan",26,"Chippewa",33,"26033",0.4,0,1963,9999,null,null,"N","Hydro",{"$nulls":13},0,0,0,0]
["Edison Sault","1751_G_54",1751,"G","54",null,"Hydro",null,"MIS_WUMS","Michigan",26,"Chippewa",33,"26033",0.4,0,1963,9999,null,null,"N","Hydro",{"$nulls":13},0,0,0,0]
["Edison Sault","1751_G_76",1751,"G","76",null,"Hydro",null,"MIS_WUMS","Michigan",26,"Chippewa",33,"26033",0.4,0,1916,9999,null,null,"N","Hydro",{"$nulls":13},0,0,0,0]
["Berrien Springs","1753_G_10",1753,"G","10",null,"Hydro",null,"PJM_West","Michigan",26,"Berrien",21,"26021",0.4,0,1996,9999,null,null,"N","Hydro",{"$nulls":13},0,0,0,0]
["Saxon Falls","1756_G_2",1756,"G","2",null,"Hydro",null,"MIS_MNWI","Wisconsin",55,"Iron",51,"55051",0.5,0,1913,9999,null,null,"N","Hydro",{"$nulls":13},0,0,0,0]
["Brule","1775_G_3",1775,"G","3",null,"Hydro",null,"MIS_WUMS","Wisconsin",55,"Florence",37,"55037",2,0,1921,9999,null,null,"N","Hydro",{"$nulls":13},0,0,0,0]
["Grand Rapids","1787_G_3",1787,"G","3",null,"Hydro",null,"MIS_WUMS","Michigan",26,"Menominee",109,"26109",0.7,0,1945,9999,null,null,"N","Hydro",{"$nulls":13},0,0,0,0]
["J B Sims","1825_B_3",1825,"B","3",1213,"Coal Steam",null,"MIS_LMI","Michigan",26,"Ottawa",139,"26139",70,13114,1983,9999,"wall","dry","N","Bituminous, Subbituminous","Wet Scrubber",1983,0.9,"AA + LNB","SNCR",null,"2009","ESPC","No",{"$nulls":3},1.67,0.31267,0.2345,0.1549,0.11617,0.05,0.1,0.56,0.9500000000000001]
["Norway (MI)","1848_G_4",1848,"G","4",null,"Hydro",null,"MIS_WUMS","Michigan",26,"Dickinson",43,"26043",0.9,0,1986,9999,null,null,"N","Hydro",{"$nulls":13},0,0,0,0]
["Sturgis City  Diesel Plant","1855_G_6",1855,"G","6",null,"Combustion Turbine","IC Engine","PJM_West","Michigan",26,"St Joseph",149,"26149",6,18000,1981,9999,null,null,"N","Natural Gas, Distillate Fuel Oil",{"$nulls":12},1.67,0.39755,0.39755,0.39755,0.39755]
["Zeeland","1867_G_8",1867,"G","8",null,"Combustion Turbine","IC Engine","MIS_LMI","Michigan",26,"Ottawa",139,"26139",1.5,14176,1963,9999,null,null,"N","Natural Gas, Distillate Fuel Oil",{"$nulls":12},1.67,0.39755,0.39755,0.39755,0.39755]
["Caro","1874_G_5",1874,"G","5",null,"Combustion Turbine","IC Engine","MIS_LMI","Michigan",26,"Tuscola",157,"26157",2,25000,1999,9999,null,null,"N","Distillate Fuel Oil",{"$nulls":12},1.67,1.02504,1.02504,1.02504,1.02504]
["George Johnson","1877_G_11",1877,"G","11",null,"Combustion Turbine","IC Engine","MIS_LMI","Michigan",26,"Osceola",133,"26133",1,12822,1993,9999,null,null,"N","Distillate Fuel Oil",{"$nulls":12},1.67,1.02504,1.02504,1.02504,1.02504]
["Little Falls (MN)","1896_G_6",1896,"G","6",null,"Hydro",null,"MIS_MNWI","Minnesota",27,"Morrison",97,"27097",0.5,0,1906,9999,null,null,"N","Hydro",{"$nulls":13},0,0,0,0]
["Granite City","1910_G_2",1910,"G","2",null,"Combustion Turbine",null,"MIS_MNWI","Minnesota",27,"Benton",9,"27009",13,25000,1969,9999,null,null,"N","Natural Gas, Distillate Fuel Oil",{"$nulls":12},0.5,0.37727,0.37727,0.37727,0.37727]
["Inver Hills","1913_G_4",1913,"G","4",90105,"Combustion Turbine",null,"MIS_MNWI","Minnesota",27,"Dakota",37,"27037",47,17279,1972,9999,null,null,"N","Natural Gas, Distillate Fuel Oil",{"$nulls":12},0.5,0.36985,0.36985,0.36985,0.36985]
["Riverside (MN)","1927_G_ST7",1927,"G","ST7",null,"Combined Cycle",null,"MIS_MNWI","Minnesota",27,"Hennepin",53,"27053",160,7341,1987,9999,null,null,"N","Natural Gas",{"$nulls":3},"DLNB","SCR",{"$nulls":8},0.01851,0.01851,0.01851,0.01851]
["Blooming Prairie","1966_G_5",1966,"G","5",null,"Combustion Turbine","IC Engine","MIS_MNWI","Minnesota",27,"Steele",147,"27147",2,11801,2003,9999,null,null,"N","Distillate Fuel Oil",{"$nulls":13},1.02504,1.02504,1.02504,1.02504]
["Elk River City of","1971_G_2",1971,"G","2",null,"Combustion Turbine","IC Engine","MIS_MNWI","Minnesota",27,"Sherburne",141,"27141",0.5,24513,1948,9999,null,null,"N","Distillate Fuel Oil",{"$nulls":13},1.02504,1.02504,1.02504,1.02504]
["Fairfax","1972_G_2A",1972,"G","2A",null,"Combustion Turbine","IC Engine","MIS_MNWI","Minnesota",27,"Renville",129,"27129",1.9,10745,2001,9999,null,null,"N","Distillate Fuel Oil",{"$nulls":13},1.02504,1.02504,1.02504,1.02504]
["Hutchinson Plant #1","1980_G_8",1980,"G","8",null,"Combined Cycle",null,"MIS_MNWI","Minnesota",27,"Mcleod",85,"27085",13,10368,1971,9999,null,null,"N","Natural Gas, Distillate Fuel Oil",{"$nulls":13},0.22658,0.22658,0.22658,0.22658]
["Litchfield","1989_G_QS 1",1989,"G","QS 1",null,"Combustion Turbine","IC Engine","MIS_MNWI","Minnesota",27,"Meeker",93,"27093",2.3,15996,2010,9999,null,null,"N","Distillate Fuel Oil",{"$nulls":13},1.02504,1.02504,1.02504,1.02504]
["Mountain Lake","1998_G_6",1998,"G","6",null,"Combustion Turbine","IC Engine","MIS_MNWI","Minnesota",27,"Cottonwood",33,"27033",1.8,11450,1998,9999,null,null,"N","Distillate Fuel Oil",{"$nulls":13},1.02504,1.02504,1.02504,1.02504]
["North Branch (MN)","2002_G_7",2002,"G","7",null,"Combustion Turbine","IC Engine","MIS_MNWI","Minnesota",27,"Chisago",25,"27025",2,13399,2011,9999,null,null,"N","Distillate Fuel Oil",{"$nulls":13},1.02504,1.02504,1.02504,1.02504]
["Rochester Hydro","2007_G_1",2007,"G","1",null,"Hydro",null,"MIS_MNWI","Minnesota",27,"Wabasha",157,"27157",1.3,0,1984,9999,null,null,"N","Hydro",{"$nulls":13},0,0,0,0]
["Truman","2015_G_1",2015,"G","1",null,"Combustion Turbine","IC Engine","MIS_MNWI","Minnesota",27,"Martin",91,"27091",0.2,10795,1938,9999,null,null,"N","Natural Gas, Distillate Fuel Oil",{"$nulls":13},1.02504,1.02504,1.02504,1.02504]
["Wells IC","2020_G_5",2020,"G","5",null,"Combustion Turbine","IC Engine","MIS_MNWI","Minnesota",27,"Faribault",43,"27043",2.3,17775,1975,9999,null,null,"N","Natural Gas, Distillate Fuel Oil",{"$nulls":13},1.02504,1.02504,1.02504,1.02504]
["Willmar","2022_G_WTG3",2022,"G","WTG3",null,"Onshore Wind",null,"MIS_MNWI","Minnesota",27,"Kandiyohi",67,"27067",2,0,2009,9999,null,null,"N","Wind",{"$nulls":13},0,0,0,0]
["Elk River","2039_B_3",2039,"B","3",null,"Municipal Solid Waste",null,"MIS_MNWI","Minnesota",27,"Sherburne",141,"27141",15,24303,1961,9999,null,null,"N","MSW","Dry Scrubber",1989,0.9,{"$nulls":4},"B","NA",{"$nulls":4},0.40905,0.40905,0.40905,0.40905,0.08,0.08,0.08]
["Henderson","2062_G_H7",2062,"G","H7",null,"Combustion Turbine","IC Engine","MIS_D_MS","Mississippi",28,"Leflore",83,"28083",1.8,17578,2001,9999,null,null,"N","Distillate Fuel Oil",{"$nulls":12},4.8,1.02504,1.02504,1.02504,1.02504]
["Benndale","2068_G_1",2068,"G","1",null,"Combustion Turbine",null,"MIS_D_MS","Mississippi",28,"George",39,"28039",14,24242,1969,9999,null,null,"N","Natural Gas",{"$nulls":12},4.8,0.70005,0.70005,0.70005,0.70005]
["Northeast (MO)","2081_G_16",2081,"G","16",90058,"Combustion Turbine",null,"SPP_N","Missouri",29,"Jackson",95,"29095",52.8,14050,1976,9999,null,null,"N","Distillate Fuel Oil",{"$nulls":12},8,1.19988,1.19988,1.19988,1.19988]
["Labadie","2103_B_2",2103,"B","2",1329,"Coal Steam",null,"MIS_MO","Missouri",29,"Franklin",71,"29071",593,10288,1971,9999,"tangential","dry","N","Subbituminous",{"$nulls":3},"LNC3",{"$nulls":3},"ESPC","Yes","ACI",2016,null,4.8,0.0914,0.0914,0.0914,0.0914,0.1,0.1,0.1]
["Butler Municipal Power Plant","2115_G_5",2115,"G","5",null,"Combustion Turbine","IC Engine","SPP_N","Missouri",29,"Bates",13,"29013",1,11898,1959,9999,null,null,"N","Natural Gas, Distillate Fuel Oil",{"$nulls":12},2.3,1.02504,1.02504,1.02504,1.02504]
["Carrollton","2120_G_8",2120,"G","8",null,"Combustion Turbine","IC Engine","SPP_N","Missouri",29,"Carroll",33,"29033",3.7,16983,1966,9999,null,null,"N","Natural Gas, Distillate Fuel Oil",{"$nulls":12},2.3,0.39755,0.39755,0.39755,0.39755]
["Chillicothe","2122_G_GT2",2122,"G","GT2",90006,"Combustion Turbine",null,"MIS_MO","Missouri",29,"Livingston",117,"29117",40,17604,1986,9999,null,null,"N","Natural Gas, Distillate Fuel Oil",{"$nulls":12},2.3,0.70041,0.70041,0.70041,0.70041]
["Gallatin (MO)","2127_G_3A",2127,"G","3A",null,"Combustion Turbine","IC Engine","S_D_AECI","Missouri",29,"Daviess",61,"29061",1,16764,1993,9999,null,null,"N","Distillate Fuel Oil",{"$nulls":12},2.3,1.02504,1.02504,1.02504,1.02504]
["Station I","2136_G_1",2136,"G","1",null,"Combustion Turbine",null,"SPP_N","Missouri",29,"Jackson",95,"29095",19,25000,1972,9999,null,null,"N","Distillate Fuel Oil",{"$nulls":12},8,1.20007,1.20007,1.20007,1.20007]
["Kennett","2139_G_6",2139,"G","6",null,"Combustion Turbine","IC Engine","SPP_WEST","Missouri",29,"Dunklin",69,"29069",1.8,18000,1951,9999,null,null,"N","Natural Gas, Distillate Fuel Oil",{"$nulls":12},2.3,0.39755,0.39755,0.39755,0.39755]
["Macon","2141_G_3",2141,"G","3",null,"Combustion Turbine","IC Engine","S_D_AECI","Missouri",29,"Macon",121,"29121",4.6,12185,1971,9999,null,null,"N","Natural Gas, Distillate Fuel Oil",{"$nulls":12},2.3,1.02504,1.02504,1.02504,1.02504]
["Memphis","2145_G_6",2145,"G","6",null,"Combustion Turbine","IC Engine","S_D_AECI","Missouri",29,"Scotland",199,"29199",0.9,12079,1957,9999,null,null,"N","Distillate Fuel Oil",{"$nulls":12},2.3,1.02504,1.02504,1.02504,1.02504]
["Unionville City of","2164_G_4",2164,"G","4",null,"Combustion Turbine","IC Engine","S_D_AECI","Missouri",29,"Putnam",171,"29171",0.9,18406,1970,9999,null,null,"N","Distillate Fuel Oil",{"$nulls":12},2.3,1.02504,1.02504,1.02504,1.02504]
["Thomas Hill","2168_B_MB1",2168,"B","MB1",1359,"Coal Steam",null,"S_D_AECI","Missouri",29,"Randolph",175,"29175",166,10104,1966,9999,"cyclone","wet","N","Subbituminous",{"$nulls":3},"LNB + OFA","SCR",2009,null,"ESPC","No","ACI",2016,null,8,0.53174,0.11697,0.53174,0.11697,0.1,0.1,0.1]
["Kerr","2188_G_KER1",2188,"G","KER1",null,"Hydro",null,"WECC_MT","Montana",30,"Lake",47,"30047",62,0,1938,9999,null,null,"N","Hydro",{"$nulls":13},0,0,0,0]
["Old Faithful","2196_G_1",2196,"G","1",null,"Combustion Turbine","IC Engine","WECC_WY","Wyoming",56,"Teton",39,"56039",1,10745,1979,9999,null,null,"N","Distillate Fuel Oil",{"$nulls":12},0.8,1.02504,1.02504,1.02504,1.02504]
["Arnold","2216_G_3",2216,"G","3",null,"Combustion Turbine","IC Engine","SPP_NEBR","Nebraska",31,"Custer",41,"31041",0.2,11691,1942,9999,null,null,"N","Distillate Fuel Oil",{"$nulls":12},2.5,1.02504,1.02504,1.02504,1.02504]
["Burwell","2222_G_1",2222,"G","1",null,"Combustion Turbine","IC Engine","SPP_NEBR","Nebraska",31,"Garfield",71,"31071",1.4,11317,1972,9999,null,null,"N","Distillate Fuel Oil",{"$nulls":12},2.5,1.02504,1.02504,1.02504,1.02504]
["Johnson 2","2229_G_1",2229,"G","1",null,"Hydro",null,"SPP_NEBR","Nebraska",31,"Gosper",73,"31073",22.5,0,1941,9999,null,null,"N","Hydro",{"$nulls":13},0,0,0,0]
["Fairbury","2236_B_1",2236,"B","1",null,"O/G Steam",null,"SPP_NEBR","Nebraska",31,"Jefferson",95,"31095",18.8,14500,1965,9999,null,null,"N","Natural Gas",{"$nulls":12},2.5,0.22077,0.22077,0.22077,0.22077]
["C W Burdick","2241_G_GT2",2241,"G","GT2",88133,"Combustion Turbine",null,"SPP_NEBR","Nebraska",31,"Hall",79,"31079",34,22415,2003,9999,null,null,"N","Natural Gas, Distillate Fuel Oil",{"$nulls":3},"DLNB + H2O",{"$nulls":8},2.5,0.03321,0.03321,0.03321,0.03321]
["Kimball","2248_G_3",2248,"G","3",null,"Combustion Turbine","IC Engine","WECC_WY","Nebraska",31,"Kimball",105,"31105",1,10745,1959,9999,null,null,"N","Natural Gas, Distillate Fuel Oil",{"$nulls":12},2.5,0.39755,0.39755,0.39755,0.39755]
["McCook","2271_G_1",2271,"G","1",90727,"Combustion Turbine",null,"SPP_NEBR","Nebraska",31,"Red Willow",145,"31145",40.9,20176,1973,9999,null,null,"N","Distillate Fuel Oil",{"$nulls":12},2.5,1.20067,1.20067,1.20067,1.20067]
["Sarpy County","2292_G_1",2292,"G","1",90742,"Combustion Turbine",null,"SPP_NEBR","Nebraska",31,"Sarpy",153,"31153",55.3,13025,1972,9999,null,null,"N","Natural Gas, Distillate Fuel Oil",{"$nulls":12},2.5,0.70412,0.70412,0.70412,0.70412]
["Plainview Muncipal Power","2297_G_5",2297,"G","5",null,"Combustion Turbine","IC Engine","SPP_NEBR","Nebraska",31,"Pierce",139,"31139",1.8,10745,1999,9999,null,null,"N","Distillate Fuel Oil",{"$nulls":12},2.5,1.02504,1.02504,1.02504,1.02504]
["Tecumseh","2308_G_4",2308,"G","4",null,"Combustion Turbine","IC Engine","SPP_NEBR","Nebraska",31,"Johnson",97,"31097",1.2,12284,1960,9999,null,null,"N","Natural Gas, Distillate Fuel Oil",{"$nulls":12},2.5,1.02504,1.02504,1.02504,1.02504]
["Wayne IC","2312_G_2",2312,"G","2",null,"Combustion Turbine","IC Engine","SPP_NEBR","Nebraska",31,"Wayne",179,"31179",0.9,20831,1947,9999,null,null,"N","Distillate Fuel Oil",{"$nulls":12},2.5,1.02504,1.02504,1.02504,1.02504]
["Wisner","2316_G_4",2316,"G","4",null,"Combustion Turbine","IC Engine","SPP_NEBR","Nebraska",31,"Cuming",39,"31039",1.5,16104,2010,9999,null,null,"N","Distillate Fuel Oil",{"$nulls":13},1.02504,1.02504,1.02504,1.02504]
["Fort Churchill","2330_B_2",2330,"B","2",1407,"O/G Steam",null,"WECC_NNV","Nevada",32,"Lyon",19,"32019",113,11704,1971,2022,"wall","dry","N","Natural Gas, Residual Fuel Oil",{"$nulls":3},"LNB",{"$nulls":8},0.8,0.12402,0.12402,0.12402,0.12402]
["Vernon Dam","2352_G_2",2352,"G","2",null,"Hydro",null,"NENGREST","Vermont",50,"Windham",25,"50025",2.4,0,1909,9999,null,null,"N","Hydro",{"$nulls":13},0,0,0,0]
["Wilder","2353_G_GEN1",2353,"G","GEN1",null,"Hydro",null,"NENGREST","Vermont",50,"Windsor",27,"50027",18.1,0,1950,9999,null,null,"N","Hydro",{"$nulls":13},0,0,0,0]
["Schiller","2367_B_5W",2367,"B","5W",1422,"Biomass",null,"NENGREST","New Hampshire",33,"Rockingham",15,"33015",43,15438,2006,9999,"FBC","dry","N","Biomass",null,null,0.888,"NH3","SNCR",null,"1999","B + C","NA",{"$nulls":3},0.02,0.06759,0.06759,0.06759,0.06759]
["Bergen Generating Station","2398_G_1101",2398,"G","1101",1485,"Combined Cycle",null,"PJM_EMAC","New Jersey",34,"Bergen",3,"34003",110,7953,1995,9999,"Other",null,"N","Natural Gas, Distillate Fuel Oil",{"$nulls":3},"DLNB + H2O",{"$nulls":9},0.03683,0.03683,0.03683,0.03683]
["PSEG Kearny Generating Station","2404_G_N123",2404,"G","N123",1542,"Combustion Turbine",null,"PJM_EMAC","New Jersey",34,"Hudson",17,"34017",44.5,10745,2001,9999,null,null,"N","Natural Gas, Distillate Fuel Oil",{"$nulls":3},"H2O",{"$nulls":8},0.21,0.09548,0.09548,0.09548,0.09548]
["PSEG Sewaren Generating Station","2411_G_702",2411,"G","702",null,"Combined Cycle",null,"PJM_EMAC","New Jersey",34,"Middlesex",23,"34023",219,6250,2018,9999,null,null,"N","Natural Gas",{"$nulls":4},"SCR",{"$nulls":8},0.011,0.011,0.011,0.011]
["Reeves","2450_B_2",2450,"B","2",1594,"O/G Steam",null,"WECC_NM","New Mexico",35,"Bernalillo",1,"35001",44,13385,1960,9999,"wall","dry","N","Natural Gas",{"$nulls":12},0.34,0.24026,0.24026,0.24026,0.24026]
["Arthur Kill Generating Station","2490_B_20",2490,"B","20",1610,"O/G Steam",null,"NY_Z_J","New York",36,"Richmond",85,"36085",338,11151,1959,9999,"wall","dry","N","Natural Gas",{"$nulls":3},"LA + LNB + OFA",{"$nulls":8},0.6,0.05776,0.05776,0.05776,0.05776]
["East River","2493_B_60",2493,"B","60",1617,"O/G Steam",null,"NY_Z_J","New York",36,"New York",61,"36061",142,11886,1951,9999,"wall","dry","Y","Natural Gas, Residual Fuel Oil",{"$nulls":3},"LA + LNB + OFA",{"$nulls":8},0.6,0.08,0.08,0.08,0.08]
["Gowanus Gas Turbines Generating","2494_G_GT46",2494,"G","GT46",1648,"Combustion Turbine",null,"NY_Z_J","New York",36,"Kings",47,"36047",18,17306,1971,9999,null,null,"N","Distillate Fuel Oil",{"$nulls":12},0.29,0.4307,0.4307,0.4307,0.4307]
["Narrows Gas Turbines Generating","2499_G_NT17",2499,"G","NT17",1665,"Combustion Turbine",null,"NY_Z_J","New York",36,"Kings",47,"36047",16.2,16900,1972,9999,null,null,"N","Natural Gas, Distillate Fuel Oil",{"$nulls":12},0.316,0.335,0.335,0.335,0.335]
["Ravenswood","2500_G_GT24",2500,"G","GT24",1694,"Combustion Turbine",null,"NY_Z_J","New York",36,"Queens",81,"36081",30.7,16766,1969,9999,null,null,"N","Natural Gas, Distillate Fuel Oil",{"$nulls":12},0.316,0.51971,0.51971,0.51971,0.51971]
["E F Barrett","2511_G_9",2511,"G","9",1735,"Combustion Turbine",null,"NY_Z_K","New York",36,"Nassau",59,"36059",40.7,16140,1971,9999,null,null,"N","Natural Gas, Distillate Fuel Oil",{"$nulls":12},1.053,0.4307,0.4307,0.4307,0.4307]
["East Hampton","2512_G_4",2512,"G","4",null,"Combustion Turbine","IC Engine","NY_Z_K","New York",36,"Suffolk",103,"36103",2,11193,1962,9999,null,null,"N","Distillate Fuel Oil",{"$nulls":12},1.053,0.53099,0.53099,0.53099,0.53099]
["Shoreham","2518_G_GT1",2518,"G","GT1",2958,"Combustion Turbine",null,"NY_Z_K","New York",36,"Suffolk",103,"36103",49.8,19194,1971,9999,null,null,"N","Distillate Fuel Oil",{"$nulls":4},"SCR",{"$nulls":7},1.053,0.48513,0.09703,0.48513,0.09703]
["Bennetts Bridge","2545_G_2",2545,"G","2",null,"Hydro",null,"NY_Z_C&E","New York",36,"Oswego",75,"36075",8.4,0,1932,9999,null,null,"N","Hydro",{"$nulls":13},0,0,0,0]
["Browns Falls","2548_G_2",2548,"G","2",null,"Hydro",null,"NY_Z_C&E","New York",36,"St Lawrence",89,"36089",7.9,0,1923,9999,null,null,"N","Hydro",{"$nulls":13},0,0,0,0]
["Eel Weir","2556_G_2",2556,"G","2",null,"Hydro",null,"NY_Z_C&E","New York",36,"St Lawrence",89,"36089",0.8,0,1928,9999,null,null,"N","Hydro",{"$nulls":13},0,0,0,0]
["Herrings","2572_G_1",2572,"G","1",null,"Hydro",null,"NY_Z_C&E","New York",36,"Jefferson",45,"36045",1.5,0,1924,9999,null,null,"N","Hydro",{"$nulls":13},0,0,0,0]
["High Falls - Croghan NY","2575_G_2",2575,"G","2",null,"Hydro",null,"NY_Z_C&E","New York",36,"Lewis",49,"36049",1.8,0,1925,9999,null,null,"N","Hydro",{"$nulls":13},0,0,0,0]
["Oswego Falls East","2595_G_2",2595,"G","2",null,"Hydro",null,"NY_Z_C&E","New York",36,"Oswego",75,"36075",1.4,0,1914,9999,null,null,"N","Hydro",{"$nulls":13},0,0,0,0]
["Oswego Falls West","2596_G_7",2596,"G","7",null,"Hydro",null,"NY_Z_C&E","New York",36,"Oswego",75,"36075",0.4,0,2008,9999,null,null,"N","Hydro",{"$nulls":13},0,0,0,0]
["Sewalls","2608_G_1",2608,"G","1",null,"Hydro",null,"NY_Z_C&E","New York",36,"Jefferson",45,"36045",1.1,0,1925,9999,null,null,"N","Hydro",{"$nulls":13},0,0,0,0]
["Stark","2613_G_1",2613,"G","1",null,"Hydro",null,"NY_Z_C&E","New York",36,"St Lawrence",89,"36089",23.3,0,1957,9999,null,null,"N","Hydro",{"$nulls":13},0,0,0,0]
["Varick","2621_G_4",2621,"G","4",null,"Hydro",null,"NY_Z_C&E","New York",36,"Oswego",75,"36075",1.4,0,1926,9999,null,null,"N","Hydro",{"$nulls":13},0,0,0,0]
["Plant No 1 Freeport","2678_G_2",2678,"G","2",null,"Combustion Turbine","IC Engine","NY_Z_K","New York",36,"Nassau",59,"36059",2.2,12416,1949,9999,null,null,"N","Distillate Fuel Oil",{"$nulls":12},1.053,0.57741,0.57741,0.57741,0.57741]
["Blenheim Gilboa","2691_G_1",2691,"G","1",null,"Pumped Storage",null,"NY_Z_F","New York",36,"Schoharie",95,"36095",292.2,0,1973,9999,null,null,"N","Pumped Storage",{"$nulls":13},0,0,0,0]
["Robert Moses Niagara","2693_G_6",2693,"G","6",null,"Hydro",null,"NY_Z_A","New York",36,"Niagara",63,"36063",187.6,0,1961,9999,null,null,"N","Hydro",{"$nulls":13},0,0,0,0]
["Robert Moses Power Dam","2694_G_23",2694,"G","23",null,"Hydro",null,"NY_Z_D","New York",36,"St Lawrence",89,"36089",64.1,0,1959,9999,null,null,"N","Hydro",{"$nulls":13},0,0,0,0]
["Charles P Keller","2695_G_9",2695,"G","9",null,"Combustion Turbine","IC Engine","NY_Z_K","New York",36,"Nassau",59,"36059",3.2,18000,1954,9999,null,null,"N","Natural Gas, Distillate Fuel Oil",{"$nulls":12},1.053,0.37682,0.37682,0.37682,0.37682]
["Blewett","2707_G_GT4",2707,"G","GT4",90045,"Combustion Turbine",null,"S_VACA","North Carolina",37,"Anson",7,"37007",13,25000,1971,9999,null,null,"N","Distillate Fuel Oil",{"$nulls":12},2.3,1.20142,1.20142,1.20142,1.20142]
["G G Allen","2718_B_5",2718,"B","5",1847,"Coal Steam",null,"S_VACA","North Carolina",37,"Gaston",71,"37071",259,10422,1961,2029,"tangential","dry","N","Bituminous","Wet Scrubber",2009,0.95,"LNC3","SNCR",null,"2008","ESPC","Yes","ACI",2015,null,0.081,0.32341,0.28617,0.32341,0.28617,0.1,0.1,0.1,0.99]
["Bridgewater","2719_G_3",2719,"G","3",null,"Hydro",null,"S_VACA","North Carolina",37,"Burke",23,"37023",1.5,0,2011,9999,null,null,"N","Hydro",{"$nulls":13},0,0,0,0]
["Oxford Dam","2729_G_2",2729,"G","2",null,"Hydro",null,"S_VACA","North Carolina",37,"Catawba",35,"37035",20,0,1928,9999,null,null,"N","Hydro",{"$nulls":13},0,0,0,0]
["Gaston","2756_G_2",2756,"G","2",null,"Hydro",null,"PJM_Dom","North Carolina",37,"Halifax",83,"37083",55,0,1963,9999,null,null,"N","Hydro",{"$nulls":13},0,0,0,0]
["Buxton","2783_G_2A",2783,"G","2A",null,"Combustion Turbine","IC Engine","PJM_Dom","North Carolina",37,"Dare",55,"37055",3,15575,1991,9999,null,null,"N","Distillate Fuel Oil",{"$nulls":12},2.3,1.02504,1.02504,1.02504,1.02504]
["Walter C Beckjord","2830_G_BECK1",2830,"G","BECK1",null,"Energy Storage",null,"PJM_West","Ohio",39,"Clermont",25,"39025",2,0,2015,9999,null,null,"N","Energy Storage",{"$nulls":13},0,0,0,0]
["Miami Fort","2832_G_GT6",2832,"G","GT6",null,"Combustion Turbine",null,"PJM_West","Ohio",39,"Hamilton",61,"39061",14,25000,1971,9999,null,null,"N","Distillate Fuel Oil",{"$nulls":12},0.5,1.19959,1.19959,1.19959,1.19959]
["Monument","2851_G_3",2851,"G","3",null,"Combustion Turbine","IC Engine","PJM_West","Ohio",39,"Montgomery",113,"39113",2.4,10745,1968,9999,null,null,"N","Distillate Fuel Oil",{"$nulls":12},0.5,1.02504,1.02504,1.02504,1.02504]
["FirstEnergy West Lorain","2869_G_1A",2869,"G","1A",9279,"Combustion Turbine",null,"PJM_ATSI","Ohio",39,"Lorain",93,"39093",57,13087,1973,9999,null,null,"N","Distillate Fuel Oil",{"$nulls":12},0.5,0.53224,0.53224,0.53224,0.53224]
["FirstEnergy Bay Shore","2878_G_CT",2878,"G","CT",null,"Combustion Turbine",null,"PJM_ATSI","Ohio",39,"Lucas",95,"39095",16,25000,1967,9999,null,null,"N","Distillate Fuel Oil",{"$nulls":12},0.5,1.19959,1.19959,1.19959,1.19959]
["Bryan (OH)","2903_G_1",2903,"G","1",null,"Combustion Turbine",null,"PJM_ATSI","Ohio",39,"Williams",171,"39171",12.5,23645,1970,9999,null,null,"N","Natural Gas, Distillate Fuel Oil",{"$nulls":12},0.5,0.50376,0.50376,0.50376,0.50376]
["Oberlin (OH)","2933_G_7",2933,"G","7",null,"Combustion Turbine","IC Engine","PJM_ATSI","Ohio",39,"Lorain",93,"39093",2.7,25000,1961,9999,null,null,"N","Natural Gas, Distillate Fuel Oil",{"$nulls":12},0.5,1.02504,1.02504,1.02504,1.02504]
["Anadarko","2945_G_6",2945,"G","6",null,"Combustion Turbine","IC Engine","PJM_West","Ohio",39,"Monroe",111,"39111",0.6,15761,1949,9999,null,null,"N","Natural Gas, Distillate Fuel Oil",{"$nulls":12},0.5,1.02504,1.02504,1.02504,1.02504]
["Horseshoe Lake","2951_G_9",2951,"G","9",2003,"Combustion Turbine",null,"SPP_WEST","Oklahoma",40,"Oklahoma",109,"40109",45.5,10745,2001,9999,null,null,"N","Natural Gas",{"$nulls":3},"H2O",{"$nulls":8},0.8,0.09508,0.09508,0.09508,0.09508]
["Tulsa","2965_B_1404",2965,"B","1404",2027,"O/G Steam",null,"SPP_WEST","Oklahoma",40,"Tulsa",143,"40143",155,14500,1958,9999,"wall","dry","N","Natural Gas",{"$nulls":13},0.23792,0.23792,0.23792,0.23792]
["Cushing","2975_G_6",2975,"G","6",null,"Combustion Turbine","IC Engine","SPP_WEST","Oklahoma",40,"Payne",119,"40119",0.6,12425,1939,9999,null,null,"N","Natural Gas, Distillate Fuel Oil",{"$nulls":12},0.8,1.02504,1.02504,1.02504,1.02504]
["Robert S Kerr","2985_G_2",2985,"G","2",null,"Hydro",null,"SPP_WEST","Oklahoma",40,"Sequoyah",135,"40135",65.6,0,1971,9999,null,null,"N","Hydro",{"$nulls":13},0,0,0,0]
["Kingfisher","2986_G_4",2986,"G","4",null,"Combustion Turbine","IC Engine","SPP_WEST","Oklahoma",40,"Kingfisher",73,"40073",1.2,11653,1959,9999,null,null,"N","Natural Gas, Distillate Fuel Oil",{"$nulls":12},0.8,0.39755,0.39755,0.39755,0.39755]
["Anadarko Plant","3006_G_6",3006,"G","6",90968,"Combined Cycle",null,"SPP_WEST","Oklahoma",40,"Caddo",15,"40015",94,8939,1977,9999,"Other",null,"N","Natural Gas",{"$nulls":3},"DLNB + H2O",{"$nulls":9},0.02035,0.02035,0.02035,0.02035]
["Eagle Point","3024_G_1",3024,"G","1",null,"Hydro",null,"WECC_PNW","Oregon",41,"Jackson",29,"41029",2.8,0,1957,9999,null,null,"N","Hydro",{"$nulls":13},0,0,0,0]
["Faraday","3045_G_5",3045,"G","5",null,"Hydro",null,"WECC_PNW","Oregon",41,"Clackamas",5,"41005",5.1,0,1910,9999,null,null,"N","Hydro",{"$nulls":13},0,0,0,0]
["Sullivan","3053_G_2",3053,"G","2",null,"Hydro",null,"WECC_PNW","Oregon",41,"Clackamas",5,"41005",1.5,0,1952,9999,null,null,"N","Hydro",{"$nulls":13},0,0,0,0]
["Sullivan","3053_G_9",3053,"G","9",null,"Hydro",null,"WECC_PNW","Oregon",41,"Clackamas",5,"41005",1,0,1924,9999,null,null,"N","Hydro",{"$nulls":13},0,0,0,0]
["Cougar","3076_G_1",3076,"G","1",null,"Hydro",null,"WECC_PNW","Oregon",41,"Lane",39,"41039",13,0,1964,9999,null,null,"N","Hydro",{"$nulls":13},0,0,0,0]
["John Day","3082_G_2",3082,"G","2",null,"Hydro",null,"WECC_PNW","Oregon",41,"Sherman",55,"41055",135,0,1968,9999,null,null,"N","Hydro",{"$nulls":13},0,0,0,0]
["McNary","3084_G_4",3084,"G","4",null,"Hydro",null,"WECC_PNW","Oregon",41,"Umatilla",59,"41059",70,0,1954,9999,null,null,"N","Hydro",{"$nulls":13},0,0,0,0]
["McNary","3084_G_8",3084,"G","8",null,"Hydro",null,"WECC_PNW","Oregon",41,"Umatilla",59,"41059",70,0,1955,9999,null,null,"N","Hydro",{"$nulls":13},0,0,0,0]
["Conemaugh","3118_G_A",3118,"G","A",null,"Combustion Turbine","IC Engine","PJM_PENE","Pennsylvania",42,"Indiana",63,"42063",2.8,10745,1970,9999,null,null,"N","Distillate Fuel Oil",{"$nulls":12},3.7,1.2219,1.2219,1.2219,1.2219]
["Piney","3124_G_1",3124,"G","1",null,"Hydro",null,"PJM_PENE","Pennsylvania",42,"Clarion",31,"42031",11.8,0,1924,9999,null,null,"N","Hydro",{"$nulls":13},0,0,0,0]
["New Castle Plant","3138_B_3",3138,"B","3",2093,"O/G Steam",null,"PJM_ATSI","Pennsylvania",42,"Lawrence",73,"42073",88,11201,1952,9999,"wall","dry","N","Natural Gas",{"$nulls":3},"LNB + LNBO","SNCR",null,"2005",{"$nulls":5},2.8,0.32335,0.07897,0.32335,0.07897]
["TalenEnergy Martins Creek LLC Harrisburg","3143_G_CTG1",3143,"G","CTG1",null,"Combustion Turbine",null,"PJM_WMAC","Pennsylvania",42,"Dauphin",43,"42043",14,16410,1967,9999,null,null,"N","Distillate Fuel Oil",{"$nulls":12},1.315,0.4135,0.4135,0.4135,0.4135]
["TalenEnergy Martins Creek","3148_G_CTG1",3148,"G","CTG1",null,"Combustion Turbine",null,"PJM_WMAC","Pennsylvania",42,"Northampton",95,"42095",18,15945,1971,9999,null,null,"N","Natural Gas",{"$nulls":12},1.315,0.1869,0.1869,0.1869,0.1869]
["TalenEnergy Martins Creek LLC West Shore","3154_G_CTG2",3154,"G","CTG2",null,"Combustion Turbine",null,"PJM_WMAC","Pennsylvania",42,"Cumberland",41,"42041",14,14478,1969,9999,null,null,"N","Distillate Fuel Oil",{"$nulls":12},1.315,0.4135,0.4135,0.4135,0.4135]
["Eddystone Generating Station","3161_G_40",3161,"G","40",null,"Combustion Turbine",null,"PJM_EMAC","Pennsylvania",42,"Delaware",45,"42045",17,15011,1970,9999,null,null,"N","Distillate Fuel Oil",{"$nulls":12},1,0.4135,0.4135,0.4135,0.4135]
["Safe Harbor","3175_G_1",3175,"G","1",null,"Hydro",null,"PJM_WMAC","Pennsylvania",42,"Lancaster",71,"42071",33,0,1940,9999,null,null,"N","Hydro",{"$nulls":13},0,0,0,0]
["Hunlock Power Station","3176_G_3",3176,"G","3",null,"Combined Cycle",null,"PJM_WMAC","Pennsylvania",42,"Luzerne",79,"42079",29.1,8072,1959,9999,null,null,"N","Natural Gas, Distillate Fuel Oil",{"$nulls":4},"SCR",{"$nulls":8},0.15966,0.01029,0.15966,0.01029]
["Cedar Creek","3255_G_2",3255,"G","2",null,"Hydro",null,"S_VACA","South Carolina",45,"Lancaster",57,"45057",15,0,1926,9999,null,null,"N","Hydro",{"$nulls":13},0,0,0,0]
["Fishing Creek","3257_G_5",3257,"G","5",null,"Hydro",null,"S_VACA","South Carolina",45,"Chester",23,"45023",8,0,1916,9999,null,null,"N","Hydro",{"$nulls":13},0,0,0,0]
["Jocassee","3262_G_2",3262,"G","2",null,"Pumped Storage",null,"S_VACA","South Carolina",45,"Pickens",77,"45077",195,0,1973,9999,null,null,"N","Pumped Storage",{"$nulls":13},0,0,0,0]
["Rocky Creek","3266_G_6",3266,"G","6",null,"Hydro",null,"S_VACA","South Carolina",45,"Fairfield",39,"45039",4.8,0,1909,9999,null,null,"N","Hydro",{"$nulls":13},0,0,0,0]
["Coit GT","3281_G_2",3281,"G","2",null,"Combustion Turbine",null,"S_VACA","South Carolina",45,"Richland",79,"45079",14,18590,1964,9999,null,null,"N","Natural Gas, Distillate Fuel Oil",{"$nulls":12},3.5,0.71644,0.71644,0.71644,0.71644]
["Columbia Canal Hydro","3283_G_3",3283,"G","3",null,"Hydro",null,"S_VACA","South Carolina",45,"Richland",79,"45079",1.3,0,1929,9999,null,null,"N","Hydro",{"$nulls":13},0,0,0,0]
["Parr GT","3291_G_GT4",3291,"G","GT4",null,"Combustion Turbine",null,"S_VACA","South Carolina",45,"Fairfield",39,"45039",19,15289,1971,9999,null,null,"N","Natural Gas, Distillate Fuel Oil",{"$nulls":12},3.5,0.71644,0.71644,0.71644,0.71644]
["Rocky River (SC)","3305_G_IC2",3305,"G","IC2",null,"Combustion Turbine","IC Engine","S_VACA","South Carolina",45,"Anderson",7,"45007",1,10745,2013,9999,null,null,"N","Distillate Fuel Oil",{"$nulls":13},1.02504,1.02504,1.02504,1.02504]
["Spillway","3321_G_1",3321,"G","1",null,"Hydro",null,"S_VACA","South Carolina",45,"Berkeley",15,"45015",2,0,1950,9999,null,null,"N","Hydro",{"$nulls":13},0,0,0,0]
["Ben French","3325_G_GT2",3325,"G","GT2",null,"Combustion Turbine",null,"WECC_WY","South Dakota",46,"Pennington",103,"46103",17,23634,1977,9999,null,null,"N","Natural Gas, Distillate Fuel Oil",{"$nulls":12},3,0.50376,0.50376,0.50376,0.50376]
["Fort Randall","3373_G_5",3373,"G","5",null,"Hydro",null,"SPP_WAUE","South Dakota",46,"Charles Mix",23,"46023",45,0,1955,9999,null,null,"N","Hydro",{"$nulls":13},0,0,0,0]
["Allen Steam Plant","3393_G_G16",3393,"G","G16",null,"Combustion Turbine",null,"S_C_TVA","Tennessee",47,"Shelby",157,"47157",15.1,18970,1971,9999,null,null,"N","Natural Gas, Distillate Fuel Oil",{"$nulls":12},0.5,0.5291,0.5291,0.5291,0.5291]
["Chickamauga","3398_G_2",3398,"G","2",null,"Hydro",null,"S_C_TVA","Tennessee",47,"Hamilton",65,"47065",35.4,0,1940,9999,null,null,"N","Hydro",{"$nulls":13},0,0,0,0]
["Fort Loudoun","3402_G_1",3402,"G","1",null,"Hydro",null,"S_C_TVA","Tennessee",47,"Loudon",105,"47105",39.9,0,1944,9999,null,null,"N","Hydro",{"$nulls":13},0,0,0,0]
["Great Falls (TN)","3404_G_1",3404,"G","1",null,"Hydro",null,"S_C_TVA","Tennessee",47,"Warren",177,"47177",15.9,0,1916,9999,null,null,"N","Hydro",{"$nulls":13},0,0,0,0]
["Johnsonville","3406_G_GT4",3406,"G","GT4",88176,"Combustion Turbine",null,"S_C_TVA","Tennessee",47,"Humphreys",85,"47085",47.1,12148,1975,9999,null,null,"N","Natural Gas, Distillate Fuel Oil",{"$nulls":12},3.4,0.42016,0.42016,0.42016,0.42016]
["Norris Dam","3411_G_1",3411,"G","1",null,"Hydro",null,"S_C_TVA","Tennessee",47,"Anderson",1,"47001",63.5,0,1936,9999,null,null,"N","Hydro",{"$nulls":13},0,0,0,0]
["Ocoee 2","3413_G_1",3413,"G","1",null,"Hydro",null,"S_C_TVA","Tennessee",47,"Polk",139,"47139",10.8,0,1913,9999,null,null,"N","Hydro",{"$nulls":13},0,0,0,0]
["Dale Hollow","3424_G_1",3424,"G","1",null,"Hydro",null,"S_C_TVA","Tennessee",47,"Clay",27,"47027",20.7,0,1948,9999,null,null,"N","Hydro",{"$nulls":13},0,0,0,0]
["Lake Hubbard","3452_B_2",3452,"B","2",2314,"O/G Steam",null,"ERC_REST","Texas",48,"Dallas",113,"48113",523,12222,1973,9999,"wall","dry","N","Natural Gas",{"$nulls":3},"LNBO","SCR",2002,{"$nulls":6},1.16,0.01991,0.01991,0.01991,0.01991]
["Cedar Bayou","3460_B_CBY1",3460,"B","CBY1",2343,"O/G Steam",null,"ERC_REST","Texas",48,"Chambers",71,"48071",746,11302,1970,9999,"wall","dry","N","Natural Gas",{"$nulls":4},"SCR",2005,{"$nulls":6},0.51,0.05534,0.05534,0.05534,0.05534]
["Greens Bayou","3464_G_83",3464,"G","83",89956,"Combustion Turbine",null,"ERC_REST","Texas",48,"Harris",201,"48201",64,16078,1976,9999,null,null,"N","Natural Gas",{"$nulls":3},"H2O",{"$nulls":8},3,0.21039,0.21039,0.21039,0.21039]
["W A Parish","3470_B_WAP1",3470,"B","WAP1",2374,"O/G Steam",null,"ERC_REST","Texas",48,"Fort Bend",157,"48157",169,11706,1958,9999,"wall","dry","N","Natural Gas",{"$nulls":3},"BF + FR + LA + LNB + OFA",{"$nulls":8},0.01,0.20817,0.20817,0.20817,0.20817]
["Wilkes","3478_B_2",3478,"B","2",2391,"O/G Steam",null,"SPP_WEST","Texas",48,"Marion",315,"48315",355,11611,1970,9999,"wall","dry","N","Natural Gas",{"$nulls":3},"LNB",{"$nulls":8},3,0.13603,0.13603,0.13603,0.13603]
["Morgan Creek","3492_G_CT6",3492,"G","CT6",90022,"Combustion Turbine",null,"ERC_WEST","Texas",48,"Mitchell",335,"48335",67,14993,1988,9999,null,null,"N","Natural Gas, Distillate Fuel Oil",{"$nulls":3},"H2O",{"$nulls":8},0.5,0.82595,0.82595,0.82595,0.82595]
["Trinidad (TX)","3507_G_D2",3507,"G","D2",null,"Combustion Turbine","IC Engine","ERC_REST","Texas",48,"Henderson",213,"48213",2,12822,1966,9999,null,null,"N","Distillate Fuel Oil",{"$nulls":12},0.2,1.02504,1.02504,1.02504,1.02504]
["Silas Ray","3559_G_9",3559,"G","9",2461,"Combined Cycle",null,"ERC_REST","Texas",48,"Cameron",61,"48061",42,10409,1996,9999,null,null,"N","Natural Gas, Distillate Fuel Oil",{"$nulls":3},"DLNB","SCR",{"$nulls":8},0.16652,0.05404,0.16652,0.05404]
["Buchanan Dam (TX)","3595_G_3",3595,"G","3",null,"Hydro",null,"ERC_REST","Texas",48,"Llano",299,"48299",18.3,0,1950,9999,null,null,"N","Hydro",{"$nulls":13},0,0,0,0]
["J Robert Massengale","3604_G_8",3604,"G","8",2474,"Combined Cycle",null,"SPP_SPS","Texas",48,"Lubbock",303,"48303",38,9060,2000,9999,null,null,"N","Natural Gas",{"$nulls":4},"SCR",2000,{"$nulls":7},0.0433,0.0433,0.0433,0.0433]
["Weatherford","3624_G_4",3624,"G","4",null,"Combustion Turbine","IC Engine","ERC_REST","Texas",48,"Parker",367,"48367",0.6,12822,1945,9999,null,null,"N","Distillate Fuel Oil",{"$nulls":12},3,1.02504,1.02504,1.02504,1.02504]
["Pearsall","3630_G_11A",3630,"G","11A",null,"Combustion Turbine","IC Engine","ERC_REST","Texas",48,"Frio",163,"48163",8.4,10745,2010,9999,null,null,"N","Natural Gas",{"$nulls":13},0.39755,0.39755,0.39755,0.39755]
["Pearsall","3630_G_8A",3630,"G","8A",null,"Combustion Turbine","IC Engine","ERC_REST","Texas",48,"Frio",163,"48163",8.4,10745,2010,9999,null,null,"N","Natural Gas",{"$nulls":13},0.39755,0.39755,0.39755,0.39755]
["Pioneer","3656_G_1",3656,"G","1",null,"Hydro",null,"WECC_UT","Utah",49,"Weber",57,"49057",2,0,1910,9999,null,null,"N","Hydro",{"$nulls":13},0,0,0,0]
["Snake Creek","3658_G_2",3658,"G","2",null,"Hydro",null,"WECC_UT","Utah",49,"Wasatch",51,"49051",0.5,0,1910,9999,null,null,"N","Hydro",{"$nulls":13},0,0,0,0]
["Fairfax Falls","3712_G_1",3712,"G","1",null,"Hydro",null,"NENGREST","Vermont",50,"Franklin",11,"50011",1.4,0,1919,9999,null,null,"N","Hydro",{"$nulls":13},0,0,0,0]
["Rutland","3723_G_GT5",3723,"G","GT5",null,"Combustion Turbine",null,"NENGREST","Vermont",50,"Rutland",21,"50021",8.4,25000,1962,9999,null,null,"N","Distillate Fuel Oil",{"$nulls":12},2,0.93442,0.93442,0.93442,0.93442]
["Newport","3731_G_3",3731,"G","3",null,"Hydro",null,"NENGREST","Vermont",50,"Orleans",19,"50019",0.6,0,1936,9999,null,null,"N","Hydro",{"$nulls":13},0,0,0,0]
["Bellows Falls","3745_G_GEN2",3745,"G","GEN2",null,"Hydro",null,"NENGREST","Vermont",50,"Windham",25,"50025",15.7,0,1928,9999,null,null,"N","Hydro",{"$nulls":13},0,0,0,0]
["Claytor","3774_G_3",3774,"G","3",null,"Hydro",null,"PJM_West","Virginia",51,"Pulaski",155,"51155",14.7,0,1939,9999,null,null,"N","Hydro",{"$nulls":13},0,0,0,0]
["Reusens","3779_G_5",3779,"G","5",null,"Hydro",null,"PJM_West","Virginia",51,"Campbell",31,"51031",2.5,0,1903,9999,null,null,"N","Hydro",{"$nulls":13},0,0,0,0]
["Cushaw","3798_G_5",3798,"G","5",null,"Hydro",null,"PJM_Dom","Virginia",51,"Amherst",9,"51009",0.4,0,1930,9999,null,null,"N","Hydro",{"$nulls":13},0,0,0,0]
["Low Moor","3799_G_GT3",3799,"G","GT3",null,"Combustion Turbine",null,"PJM_Dom","Virginia",51,"Alleghany",5,"51005",12,16859,1971,9999,null,null,"N","Distillate Fuel Oil",{"$nulls":12},2.64,0.93442,0.93442,0.93442,0.93442]
["Possum Point","3804_G_GT5",3804,"G","GT5",null,"Combustion Turbine",null,"PJM_Dom","Virginia",51,"Prince William",153,"51153",12,16016,1968,9999,null,null,"N","Distillate Fuel Oil",{"$nulls":12},1.06,0.93442,0.93442,0.93442,0.93442]
["John H Kerr","3833_G_4",3833,"G","4",null,"Hydro",null,"PJM_Dom","Virginia",51,"Mecklenburg",117,"51117",46.8,0,1953,9999,null,null,"N","Hydro",{"$nulls":13},0,0,0,0]
["Little Falls (WA)","3866_G_1",3866,"G","1",null,"Hydro",null,"WECC_PNW","Washington",53,"Lincoln",43,"53043",9.5,0,1910,9999,null,null,"N","Hydro",{"$nulls":13},0,0,0,0]
["Little Falls (WA)","3866_G_4",3866,"G","4",null,"Hydro",null,"WECC_PNW","Washington",53,"Lincoln",43,"53043",9.5,0,1911,9999,null,null,"N","Hydro",{"$nulls":13},0,0,0,0]
["Rocky Reach","3883_G_C-7",3883,"G","C-7",null,"Hydro",null,"WECC_PNW","Washington",53,"Chelan",7,"53007",104.9,0,1961,9999,null,null,"N","Hydro",{"$nulls":13},0,0,0,0]
["Wanapum","3888_G_10A",3888,"G","10A",null,"Hydro",null,"WECC_PNW","Washington",53,"Grant",25,"53025",122,0,2014,9999,null,null,"N","Hydro",{"$nulls":13},0,0,0,0]
["Box Canyon","3891_G_4",3891,"G","4",null,"Hydro",null,"WECC_PNW","Washington",53,"Pend Oreille",51,"53051",22.5,0,1955,9999,null,null,"N","Hydro",{"$nulls":13},0,0,0,0]
["The Dalles","3895_G_21",3895,"G","21",null,"Hydro",null,"WECC_PNW","Oregon",41,"Wasco",65,"41065",86,0,1973,9999,null,null,"N","Hydro",{"$nulls":13},0,0,0,0]
["LaGrande","3916_G_2",3916,"G","2",null,"Hydro",null,"WECC_PNW","Washington",53,"Pierce",53,"53053",6,0,1912,9999,null,null,"N","Hydro",{"$nulls":13},0,0,0,0]
["Chief Joseph","3921_G_22",3921,"G","22",null,"Hydro",null,"WECC_PNW","Washington",53,"Douglas",17,"53017",95,0,1978,9999,null,null,"N","Hydro",{"$nulls":13},0,0,0,0]
["Little Goose","3926_G_3",3926,"G","3",null,"Hydro",null,"WECC_PNW","Washington",53,"Columbia",13,"53013",135,0,1971,9999,null,null,"N","Hydro",{"$nulls":13},0,0,0,0]
["Packwood","3929_G_1",3929,"G","1",null,"Hydro",null,"WECC_PNW","Washington",53,"Lewis",41,"53041",26,0,1964,9999,null,null,"N","Hydro",{"$nulls":13},0,0,0,0]
["Biron","3971_G_6",3971,"G","6",null,"Hydro",null,"MIS_WUMS","Wisconsin",55,"Wood",141,"55141",0.4,0,1896,9999,null,null,"N","Hydro",{"$nulls":13},0,0,0,0]
["Wisconsin Rapids","3974_G_7",3974,"G","7",null,"Hydro",null,"MIS_WUMS","Wisconsin",55,"Wood",141,"55141",0.6,0,1903,9999,null,null,"N","Hydro",{"$nulls":13},0,0,0,0]
["White River (WI)","3989_G_2",3989,"G","2",null,"Hydro",null,"MIS_MNWI","Wisconsin",55,"Ashland",3,"55003",0.2,0,1907,9999,null,null,"N","Hydro",{"$nulls":13},0,0,0,0]
["Arpin Dam","3995_G_1",3995,"G","1",null,"Hydro",null,"MIS_MNWI","Wisconsin",55,"Sawyer",113,"55113",0.6,0,1971,9999,null,null,"N","Hydro",{"$nulls":13},0,0,0,0]
["Jim Falls","4008_G_2",4008,"G","2",null,"Hydro",null,"MIS_MNWI","Wisconsin",55,"Chippewa",17,"55017",12.5,0,1988,9999,null,null,"N","Hydro",{"$nulls":13},0,0,0,0]
["Wissota","4015_G_2",4015,"G","2",null,"Hydro",null,"MIS_MNWI","Wisconsin",55,"Chippewa",17,"55017",3.1,0,1917,9999,null,null,"N","Hydro",{"$nulls":13},0,0,0,0]
["Frederic Diesel","4020_G_5",4020,"G","5",null,"Combustion Turbine","IC Engine","MIS_MNWI","Wisconsin",55,"Polk",95,"55095",0.5,12822,1955,9999,null,null,"N","Distillate Fuel Oil",{"$nulls":12},3,1.02504,1.02504,1.02504,1.02504]
["Port Washington Generating Station","4040_G_2CT1",4040,"G","2CT1",89431,"Combined Cycle",null,"MIS_WUMS","Wisconsin",55,"Ozaukee",89,"55089",185,7050,2005,9999,null,null,"N","Natural Gas",{"$nulls":3},"DLNB","SCR",{"$nulls":8},0.01224,0.01224,0.01224,0.01224]
["Edgewater","4050_B_5",4050,"B","5",2600,"Coal Steam",null,"MIS_WUMS","Wisconsin",55,"Sheboygan",117,"55117",398,10433,1985,9999,"wall","dry","N","Subbituminous","Dry Scrubber",2016,0.9,"LNBO","SCR",2012,null,"ESPC + B","No","ACI",2003,null,0.075,0.03335,0.03335,0.03335,0.03335,0.1,0.1,0.1,0.9500000000000001]
["Caldron Falls","4061_G_2",4061,"G","2",null,"Hydro",null,"MIS_WUMS","Wisconsin",55,"Marinette",75,"55075",3.4,0,1924,9999,null,null,"N","Hydro",{"$nulls":13},0,0,0,0]
["Tomahawk","4075_G_2",4075,"G","2",null,"Hydro",null,"MIS_WUMS","Wisconsin",55,"Lincoln",69,"55069",1.2,0,1938,9999,null,null,"N","Hydro",{"$nulls":13},0,0,0,0]
["Castle Rock","4079_G_1",4079,"G","1",null,"Hydro",null,"MIS_WUMS","Wisconsin",55,"Adams",1,"55001",3.4,0,1951,9999,null,null,"N","Hydro",{"$nulls":13},0,0,0,0]
["Arcadia Electric","4100_G_6",4100,"G","6",null,"Combustion Turbine","IC Engine","MIS_MNWI","Wisconsin",55,"Trempealeau",121,"55121",3,18000,1987,9999,null,null,"N","Natural Gas, Distillate Fuel Oil",{"$nulls":12},3,0.39755,0.39755,0.39755,0.39755]
["Cumberland (WI)","4112_G_8",4112,"G","8",null,"Combustion Turbine","IC Engine","MIS_MNWI","Wisconsin",55,"Barron",5,"55005",3.5,18000,2001,9999,null,null,"N","Natural Gas, Distillate Fuel Oil",{"$nulls":12},3,0.39755,0.39755,0.39755,0.39755]
["Manitowoc","4125_B_8",4125,"B","8",2621,"Biomass",null,"MIS_WUMS","Wisconsin",55,"Manitowoc",71,"55071",44,15759,1990,9999,"FBC","dry","N","Biomass","Reagent Injection",1990,0.888,"CF",{"$nulls":3},"B + C","NA",{"$nulls":3},0.89,0.07697,0.07697,0.07697,0.07697,0.05,0.43,0.43]
["Washington Island","4148_G_4",4148,"G","4",null,"Combustion Turbine","IC Engine","MIS_WUMS","Wisconsin",55,"Door",29,"55029",0.2,14002,1951,9999,null,null,"N","Distillate Fuel Oil",{"$nulls":12},3,1.02504,1.02504,1.02504,1.02504]
["Naughton","4162_B_3",4162,"B","3",2639,"O/G Steam",null,"WECC_WY","Wyoming",56,"Lincoln",23,"56023",330,10678,1963,2029,"tangential","dry","N","Natural Gas",{"$nulls":3},"LNC2",{"$nulls":8},0.5,0.11189,0.11189,0.11189,0.11189,{"$nulls":10},"Yes"]
["Combined Locks","4201_G_HC1",4201,"G","HC1",null,"Hydro",null,"MIS_WUMS","Wisconsin",55,"Outagamie",87,"55087",3.1,0,1988,9999,null,null,"N","Hydro",{"$nulls":13},0,0,0,0]
["Echo Dam","4263_G_3",4263,"G","3",null,"Hydro",null,"WECC_UT","Utah",49,"Summit",43,"49043",1,0,1987,9999,null,null,"N","Hydro",{"$nulls":13},0,0,0,0]
["Waterford 3","4270_G_3",4270,"G","3",null,"Nuclear",null,"MIS_AMSO","Louisiana",22,"St Charles",89,"22089",1165.4,10456,1985,2065,null,null,"N","Nuclear Fuel",{"$nulls":13},0,0,0,0]
["White Bluff","6009_B_1",6009,"B","1",2675,"Coal Steam",null,"MIS_AR","Arkansas",5,"Jefferson",69,"05069",816,10380,1981,9999,"tangential","dry","N","Subbituminous",{"$nulls":3},"OFA",{"$nulls":3},"ESPC","No","ACI",2016,null,1.2,0.30628,0.30628,0.139,0.139,0.1,0.1,0.1,{"$nulls":7},"No"]
["Perry","6020_G_1",6020,"G","1",null,"Nuclear",null,"PJM_ATSI","Ohio",39,"Lake",85,"39085",1240,10456,1987,2067,null,null,"N","Nuclear Fuel",{"$nulls":13},0,0,0,0]
["Belle River","6034_G_IC1",6034,"G","IC1",null,"Combustion Turbine","IC Engine","MIS_LMI","Michigan",26,"St Clair",147,"26147",2,20789,1981,9999,null,null,"N","Distillate Fuel Oil",{"$nulls":12},1.67,1.02504,1.02504,1.02504,1.02504]
["Catawba","6036_G_1",6036,"G","1",null,"Nuclear",null,"S_VACA","South Carolina",45,"York",91,"45091",1160.1,10456,1985,2065,null,null,"N","Nuclear Fuel",{"$nulls":13},0,0,0,0]
["Martin","6043_G_3ST",6043,"G","3ST",null,"Combined Cycle",null,"FRCC","Florida",12,"Martin",85,"12085",156,7334,1994,9999,null,null,"N","Natural Gas",{"$nulls":3},"DLNB","SCR",2005,{"$nulls":6},1E-3,0.02668,0.02668,0.02668,0.02668]
["Wansley","6052_B_1",6052,"B","1",2722,"Coal Steam",null,"S_SOU","Georgia",13,"Heard",149,"13149",872,9932,1976,9999,"tangential","dry","N","Bituminous","Wet Scrubber",2008,0.95,"LNC3","SCR",2008,null,"ESPC + WS","Yes","ACI",2015,null,5,0.365,0.08521,0.365,0.08521,0.1,0.1,0.1,0.99]
["Nearman Creek","6064_G_CT4",6064,"G","CT4",89528,"Combustion Turbine",null,"SPP_N","Kansas",20,"Wyandotte",209,"20209",76,14050,2006,9999,null,null,"N","Natural Gas, Distillate Fuel Oil",{"$nulls":3},"DLNB + H2O",{"$nulls":8},3,0.04436,0.04436,0.04436,0.04436]
["Iatan","6065_B_1",6065,"B","1",2733,"Coal Steam",null,"SPP_N","Missouri",29,"Platte",165,"29165",700,9634,1980,9999,"wall","dry","N","Subbituminous","Wet Scrubber",2009,0.98,"AA + LNB + LNBO + OFA","SCR",2009,null,"B","NA","ACI",2009,null,0.07,0.3142,0.06706,0.3142,0.06706,0.1,0.1,0.1,0.99]
["Greenwood (MO)","6074_G_5",6074,"G","5",null,"Solar PV",null,"SPP_N","Missouri",29,"Jackson",95,"29095",3,0,2016,9999,null,null,"N","Solar",{"$nulls":13},0,0,0,0]
["Stony Brook","6081_G_BS#2",6081,"G","BS#2",null,"Combustion Turbine","IC Engine","NENGREST","Massachusetts",25,"Hampden",13,"25013",2,12822,2007,9999,null,null,"N","Natural Gas, Distillate Fuel Oil",{"$nulls":13},1.02504,1.02504,1.02504,1.02504]
["Lewis & Clark","6089_G_2",6089,"G","2",null,"Combustion Turbine","IC Engine","MIS_MAPP","Montana",30,"Richland",83,"30083",9.1,10745,2016,9999,null,null,"N","Natural Gas, Distillate Fuel Oil",{"$nulls":13},0.39755,0.39755,0.39755,0.39755]
["FirstEnergy Bruce Mansfield","6094_B_1",6094,"B","1",2770,"Coal Steam",null,"PJM_ATSI","Pennsylvania",42,"Beaver",7,"42007",830,10113,1976,9999,"wall","dry","N","Bituminous","Wet Scrubber",1976,0.95,"LNBO","SCR",2003,null,"WS","NA",{"$nulls":3},0.6,0.328,0.07227,0.328,0.07227,0.1,0.7,1,0.99]
["Limerick","6105_G_1",6105,"G","1",null,"Nuclear",null,"PJM_EMAC","Pennsylvania",42,"Montgomery",91,"42091",1119.7,10456,1986,2066,null,null,"N","Nuclear Fuel",{"$nulls":13},0,0,0,0]
["McIntosh","6124_G_CT7",6124,"G","CT7",2794,"Combustion Turbine",null,"S_SOU","Georgia",13,"Effingham",103,"13103",82.2,16908,1994,9999,null,null,"N","Natural Gas",{"$nulls":3},"H2O",{"$nulls":8},0.052,0.7446,0.7446,0.7446,0.7446]
["Fairfield Pumped Storage","6126_G_1",6126,"G","1",null,"Pumped Storage",null,"S_VACA","South Carolina",45,"Fairfield",39,"45039",72,0,1978,9999,null,null,"N","Pumped Storage",{"$nulls":13},0,0,0,0]
["Jones Bluff","6131_G_2",6131,"G","2",null,"Hydro",null,"S_SOU","Alabama",1,"Autauga",1,"01001",20.5,0,1975,9999,null,null,"N","Hydro",{"$nulls":13},0,0,0,0]
["Clarence Cannon","6140_G_1",6140,"G","1",null,"Hydro",null,"S_D_AECI","Missouri",29,"Ralls",173,"29173",27,0,1984,9999,null,null,"N","Hydro",{"$nulls":13},0,0,0,0]
["Callaway","6153_G_1",6153,"G","1",null,"Nuclear",null,"MIS_MO","Missouri",29,"Callaway",27,"29027",1190,10456,1984,2064,null,null,"N","Nuclear Fuel",{"$nulls":13},0,0,0,0]
["Grand Coulee","6163_G_2",6163,"G","2",null,"Hydro",null,"WECC_PNW","Washington",53,"Grant",25,"53025",125,0,1942,9999,null,null,"N","Hydro",{"$nulls":13},0,0,0,0]
["Grand Coulee","6163_G_5",6163,"G","5",null,"Hydro",null,"WECC_PNW","Washington",53,"Grant",25,"53025",125,0,1943,9999,null,null,"N","Hydro",{"$nulls":13},0,0,0,0]
["Bath County","6167_G_1",6167,"G","1",null,"Pumped Storage",null,"PJM_Dom","Virginia",51,"Bath",17,"51017",500,0,1985,9999,null,null,"N","Pumped Storage",{"$nulls":13},0,0,0,0]
["Lower Granite","6175_G_1",6175,"G","1",null,"Hydro",null,"WECC_PNW","Washington",53,"Whitman",75,"53075",135,0,1975,9999,null,null,"N","Hydro",{"$nulls":13},0,0,0,0]
["Tolk","6194_B_172B",6194,"B","172B",2842,"Coal Steam",null,"SPP_SPS","Texas",48,"Lamb",279,"48279",535,10044,1985,2040,"tangential","dry","N","Subbituminous",{"$nulls":3},"LNC2 + OFA",{"$nulls":3},"B","NA","ACI",2015,null,1.2,0.13196,0.13196,0.13196,0.13196,0.1,0.1,0.1]
["John Twitty Energy Center","6195_G_GT1",6195,"G","GT1",89861,"Combustion Turbine",null,"SPP_N","Missouri",29,"Greene",77,"29077",52,15877,1983,9999,null,null,"N","Natural Gas, Distillate Fuel Oil",{"$nulls":3},"H2O","SCR",{"$nulls":7},2.3,0.13186,0.13186,0.13186,0.13186]
["Ross","6202_G_41",6202,"G","41",null,"Hydro",null,"WECC_PNW","Washington",53,"Whatcom",73,"53073",117,0,1956,9999,null,null,"N","Hydro",{"$nulls":13},0,0,0,0]
["Empire Energy Center","6223_G_2",6223,"G","2",89858,"Combustion Turbine",null,"SPP_N","Missouri",29,"Jasper",97,"29097",82,12249,1981,9999,null,null,"N","Natural Gas, Distillate Fuel Oil",{"$nulls":3},"H2O",{"$nulls":8},2.3,0.14061,0.14061,0.14061,0.14061]
["Pawnee","6248_B_1",6248,"B","1",2866,"Coal Steam",null,"WECC_CO","Colorado",8,"Morgan",87,"08087",505,10593,1981,9999,"wall","dry","N","Subbituminous","Dry Scrubber",2014,0.9,"LNBO","SCR",2014,null,"B","NA","ACI",2011,null,0.12,0.2342,0.05543,0.2342,0.05543,0.1,0.1,0.1,0.9500000000000001,{"$nulls":6},"Yes"]
["Ottumwa","6254_B_1",6254,"B","1",2874,"Coal Steam",null,"MIS_IA","Iowa",19,"Wapello",179,"19179",730,10744,1981,9999,"tangential","wet","N","Subbituminous","Dry Scrubber",2014,0.9,"LNB + OFA","SCR",2019,null,"ESPH + B","Yes","ACI",2014,null,0.075,0.2154,0.08,0.2154,0.08,0.1,0.1,0.1,0.9500000000000001]
["Felt","6359_G_2",6359,"G","2",null,"Hydro",null,"WECC_ID","Idaho",16,"Teton",81,"16081",2.8,0,1986,9999,null,null,"N","Hydro",{"$nulls":13},0,0,0,0]
["Smith Island","6391_G_3",6391,"G","3",null,"Combustion Turbine","IC Engine","PJM_EMAC","Maryland",24,"Somerset",39,"24039",1.2,10995,1994,9999,null,null,"N","Distillate Fuel Oil",{"$nulls":12},0.3,1.02504,1.02504,1.02504,1.02504]
["Elephant Butte","6402_G_1",6402,"G","1",null,"Hydro",null,"WECC_NM","New Mexico",35,"Sierra",51,"35051",9.3,0,1940,9999,null,null,"N","Hydro",{"$nulls":13},0,0,0,0]
["Chandler","6406_G_2",6406,"G","2",null,"Hydro",null,"WECC_PNW","Washington",53,"Benton",5,"53005",6,0,1956,9999,null,null,"N","Hydro",{"$nulls":13},0,0,0,0]
["Center Hill","6417_G_2",6417,"G","2",null,"Hydro",null,"S_C_TVA","Tennessee",47,"Dekalb",41,"47041",52,0,1951,9999,null,null,"N","Hydro",{"$nulls":13},0,0,0,0]
["Gorge","6431_G_23",6431,"G","23",null,"Hydro",null,"WECC_PNW","Washington",53,"Whatcom",73,"53073",32,0,1929,9999,null,null,"N","Hydro",{"$nulls":13},0,0,0,0]
["Boundary","6433_G_53",6433,"G","53",null,"Hydro",null,"WECC_PNW","Washington",53,"Pend Oreille",51,"53051",158.4,0,1967,9999,null,null,"N","Hydro",{"$nulls":13},0,0,0,0]
["Proctor","6450_G_2",6450,"G","2",null,"Hydro",null,"NENGREST","Vermont",50,"Rutland",21,"50021",0.7,0,1905,9999,null,null,"N","Hydro",{"$nulls":13},0,0,0,0]
["Ames GT","6463_G_GT1",6463,"G","GT1",null,"Combustion Turbine",null,"MIS_MIDA","Iowa",19,"Story",169,"19169",14.5,15600,1972,9999,null,null,"N","Distillate Fuel Oil",{"$nulls":12},2.5,0.93442,0.93442,0.93442,0.93442]
["Moyie Springs","6506_G_1",6506,"G","1",null,"Hydro",null,"WECC_PNW","Idaho",16,"Boundary",21,"16021",1.1,0,1941,9999,null,null,"N","Hydro",{"$nulls":13},0,0,0,0]
["Keowee","6517_G_2",6517,"G","2",null,"Hydro",null,"S_VACA","South Carolina",45,"Pickens",77,"45077",76,0,1971,9999,null,null,"N","Hydro",{"$nulls":13},0,0,0,0]
["Vergennes 9","6519_G_1",6519,"G","1",null,"Hydro",null,"NENGREST","Vermont",50,"Addison",1,"50001",0.7,0,1912,9999,null,null,"N","Hydro",{"$nulls":13},0,0,0,0]
["Millville Hydro Station","6546_G_3",6546,"G","3",null,"Hydro",null,"PJM_AP","West Virginia",54,"Jefferson",37,"54037",1,0,1938,9999,null,null,"N","Hydro",{"$nulls":13},0,0,0,0]
["D G Hunter","6558_G_8",6558,"G","8",null,"Combustion Turbine","IC Engine","MIS_LA","Louisiana",22,"Rapides",79,"22079",8.6,10745,2016,9999,null,null,"N","Natural Gas, Distillate Fuel Oil",{"$nulls":13},0.39755,0.39755,0.39755,0.39755]
["Johnson","6579_G_2",6579,"G","2",null,"Combustion Turbine","IC Engine","SPP_N","Kansas",20,"Stanton",187,"20187",0.7,25000,1963,9999,null,null,"N","Natural Gas, Distillate Fuel Oil",{"$nulls":12},3,1.02504,1.02504,1.02504,1.02504]
["Stock Island","6584_G_GT1",6584,"G","GT1",null,"Combustion Turbine",null,"FRCC","Florida",12,"Monroe",87,"12087",19,12912,1978,9999,null,null,"N","Distillate Fuel Oil",{"$nulls":3},"H2O",{"$nulls":8},0.05,0.59808,0.59808,0.59808,0.59808]
["Fort Peck","6623_G_5",6623,"G","5",null,"Hydro",null,"SPP_WAUE","Montana",30,"Mccone",55,"30055",46,0,1961,9999,null,null,"N","Hydro",{"$nulls":13},0,0,0,0]
["Pebbly Beach","6704_G_15",6704,"G","15",null,"Combustion Turbine","IC Engine","WECC_SCE","California",6,"Los Angeles",37,"06037",2.8,10745,1995,9999,null,null,"N","Distillate Fuel Oil",{"$nulls":12},0.74,0.4671,0.4671,0.4671,0.4671]
["Pebbly Beach","6704_G_MT19",6704,"G","MT19",null,"Combustion Turbine",null,"WEC_LADW","California",6,"Los Angeles",37,"06037",0.1,17852,2011,9999,null,null,"N","Natural Gas",{"$nulls":13},0.14624,0.14624,0.14624,0.14624]
["Rawhide","6761_G_D",6761,"G","D",89476,"Combustion Turbine",null,"WECC_CO","Colorado",8,"Larimer",69,"08069",65,12108,2004,9999,null,null,"N","Natural Gas",{"$nulls":3},"DLNB",{"$nulls":8},1.2,0.03466,0.03466,0.03466,0.03466]
["Augusta Electric Plant No 2","6791_G_3",6791,"G","3",null,"Combustion Turbine","IC Engine","SPP_N","Kansas",20,"Butler",15,"20015",6,12822,1981,9999,null,null,"N","Natural Gas, Distillate Fuel Oil",{"$nulls":13},0.39755,0.39755,0.39755,0.39755]
["Whitehead","7028_G_K7CAT",7028,"G","K7CAT",null,"Combustion Turbine","IC Engine","WECC_UT","Utah",49,"Utah",49,"49049",2.5,10745,2016,9999,null,null,"N","Natural Gas, Distillate Fuel Oil",{"$nulls":13},0.39755,0.39755,0.39755,0.39755]
["Major Oak Power","7030_B_U2",7030,"B","U2",2921,"Coal Steam",null,"ERC_REST","Texas",48,"Robertson",395,"48395",153,11468,1991,9999,"FBC","wet","N","Lignite, Subbituminous","Reagent Injection",1991,0.78,"ROFA","SNCR",null,"2008","B","NA","ACI",2011,null,0.58,0.1294,0.08662,0.1294,0.08662,0.1,0.1,0.1,0.95,"Yes"]
["Solon Diesel","7058_G_4",7058,"G","4",null,"Combustion Turbine","IC Engine","MIS_MNWI","Wisconsin",55,"Douglas",31,"55031",0.8,16586,1989,9999,null,null,"N","Distillate Fuel Oil",{"$nulls":12},3,1.02504,1.02504,1.02504,1.02504]
["Mojave Siphon","7072_G_2",7072,"G","2",null,"Hydro",null,"WECC_SCE","California",6,"San Bernardino",71,"06071",10.8,0,1996,9999,null,null,"N","Hydro",{"$nulls":13},0,0,0,0]
["Bad Creek","7125_G_3",7125,"G","3",null,"Pumped Storage",null,"S_VACA","South Carolina",45,"Oconee",73,"45073",340,0,1991,9999,null,null,"N","Pumped Storage",{"$nulls":13},0,0,0,0]
["Thermalito Diverson Dam","7129_G_TD1",7129,"G","TD1",null,"Hydro",null,"WEC_CALN","California",6,"Butte",7,"06007",3,0,1987,9999,null,null,"N","Hydro",{"$nulls":13},0,0,0,0]
["Hay Road","7153_G_HR4",7153,"G","HR4",null,"Combined Cycle",null,"PJM_EMAC","Delaware",10,"New Castle",3,"10003",187,8132,1993,9999,null,null,"N","Natural Gas, Distillate Fuel Oil",{"$nulls":3},"H2O + OFA",{"$nulls":8},0.04,0.05633,0.05633,0.05633,0.05633]
["Concord","7159_G_2",7159,"G","2",2986,"Combustion Turbine",null,"MIS_WUMS","Wisconsin",55,"Jefferson",55,"55055",88,14401,1993,9999,null,null,"N","Natural Gas, Distillate Fuel Oil",{"$nulls":3},"H2O",{"$nulls":8},2E-3,0.08288,0.08288,0.08288,0.08288]
["Darbytown","7212_G_4",7212,"G","4",88245,"Combustion Turbine",null,"PJM_Dom","Virginia",51,"Henrico",87,"51087",84,12435,1990,9999,null,null,"N","Natural Gas, Distillate Fuel Oil",{"$nulls":3},"H2O",{"$nulls":8},2.64,0.16549,0.16549,0.16549,0.16549]
["Santa Clara Cogen","7232_G_2",7232,"G","2",null,"Combustion Turbine",null,"WEC_CALN","California",6,"Santa Clara",85,"06085",3.9,15601,1982,9999,null,null,"N","Natural Gas",{"$nulls":12},0.74,0.50376,0.50376,0.50376,0.50376]
["Dam 2","7246_G_2",7246,"G","2",null,"Hydro",null,"MIS_AR","Arkansas",5,"Desha",41,"05041",12,0,1999,9999,null,null,"N","Hydro",{"$nulls":13},0,0,0,0]
["Lincoln Combustion","7277_G_10",7277,"G","10",3071,"Combustion Turbine",null,"S_VACA","North Carolina",37,"Lincoln",109,"37109",75,13638,1995,9999,null,null,"N","Natural Gas, Distillate Fuel Oil",{"$nulls":3},"H2O",{"$nulls":8},2.3,0.09421,0.09421,0.09421,0.09421]
["O'Shaughnessy Hydro","7279_G_1",7279,"G","1",null,"Hydro",null,"PJM_West","Ohio",39,"Delaware",41,"39041",1.3,0,1988,9999,null,null,"N","Hydro",{"$nulls":13},0,0,0,0]
["Redding Power","7307_G_3",7307,"G","3",null,"Combustion Turbine",null,"WEC_BANC","California",6,"Shasta",89,"06089",23,15042,1996,9999,null,null,"N","Natural Gas",{"$nulls":12},0.74,0.14624,0.14624,0.14624,0.14624]
["Almond Power Plant","7315_G_2",7315,"G","2",90500,"Combustion Turbine",null,"WEC_CALN","California",6,"Stanislaus",99,"06099",50,10746,2012,9999,null,null,"N","Natural Gas",{"$nulls":3},"H2O","SCR",{"$nulls":8},0.00926,0.00926,0.00926,0.00926]
["Wellington 2","7339_G_6",7339,"G","6",null,"Combustion Turbine",null,"SPP_N","Kansas",20,"Sumner",191,"20191",21,17260,1989,9999,null,null,"N","Natural Gas, Distillate Fuel Oil",{"$nulls":12},3,0.50376,0.50376,0.50376,0.50376]
["Midulla Generating Station","7380_G_ST3",7380,"G","ST3",null,"Combined Cycle",null,"FRCC","Florida",12,"Hardee",49,"12049",179,7312,2002,9999,null,null,"N","Natural Gas, Distillate Fuel Oil",{"$nulls":3},"DLNB + H2O","SCR",2001,{"$nulls":7},0.02897,0.02897,0.02897,0.02897]
["Falling Spring","7397_G_6",7397,"G","6",null,"Combustion Turbine","IC Engine","PJM_AP","Pennsylvania",42,"Franklin",55,"42055",2.1,10745,1967,9999,null,null,"N","Natural Gas, Distillate Fuel Oil",{"$nulls":12},3.7,1.2219,1.2219,1.2219,1.2219]
["Shelbina Power #2","7406_G_G6",7406,"G","G6",null,"Combustion Turbine","IC Engine","S_D_AECI","Missouri",29,"Shelby",205,"29205",1.8,10854,1999,9999,null,null,"N","Distillate Fuel Oil",{"$nulls":12},2.3,1.02504,1.02504,1.02504,1.02504]
["Church Street Plant","7438_G_C5",7438,"G","C5",null,"Combustion Turbine","IC Engine","PJM_Dom","Virginia",51,"Prince William",153,"51153",1.5,14524,1987,9999,null,null,"N","Distillate Fuel Oil",{"$nulls":12},1.06,1.02504,1.02504,1.02504,1.02504]
["Roseville","7452_G_1",7452,"G","1",null,"Combustion Turbine",null,"WEC_CALN","California",6,"Placer",61,"06061",21.2,16564,1986,9999,null,null,"N","Natural Gas, Distillate Fuel Oil",{"$nulls":12},0.74,0.50376,0.50376,0.50376,0.50376]
["Lake Mendocino","7489_G_G1",7489,"G","G1",null,"Hydro",null,"WEC_CALN","California",6,"Mendocino",45,"06045",1,0,1987,9999,null,null,"N","Hydro",{"$nulls":13},0,0,0,0]
["Neil Simpson II","7504_G_GT1",7504,"G","GT1",3121,"Combustion Turbine",null,"WECC_WY","Wyoming",56,"Campbell",5,"56005",34,11150,2000,9999,null,null,"N","Natural Gas",{"$nulls":3},"DLNB",{"$nulls":8},0.8,0.07239,0.07239,0.07239,0.07239]
["Wayne County","7538_G_2",7538,"G","2",1826,"Combustion Turbine",null,"S_VACA","North Carolina",37,"Wayne",191,"37191",174,11515,2000,9999,null,null,"N","Natural Gas, Distillate Fuel Oil",{"$nulls":3},"H2O",{"$nulls":8},2.3,0.09388,0.09388,0.09388,0.09388]
["Nebraska City # 2","7555_G_11",7555,"G","11",null,"Combustion Turbine","IC Engine","SPP_N","Nebraska",31,"Otoe",131,"31131",3.8,12822,1998,9999,null,null,"N","Natural Gas, Distillate Fuel Oil",{"$nulls":12},2.5,0.39755,0.39755,0.39755,0.39755]
["Napoleon","7578_G_1",7578,"G","1",null,"Combustion Turbine","IC Engine","PJM_ATSI","Ohio",39,"Henry",69,"39069",1.8,10745,1990,9999,null,null,"N","Distillate Fuel Oil",{"$nulls":12},0.5,1.02504,1.02504,1.02504,1.02504]
["Auglaize Hydro","7657_G_3A",7657,"G","3A",null,"Hydro",null,"PJM_ATSI","Ohio",39,"Defiance",39,"39039",1,0,2004,9999,null,null,"N","Hydro",{"$nulls":13},0,0,0,0]
["H Allen Franklin Combined Cycle","7710_G_CT3A",7710,"G","CT3A",3289,"Combined Cycle",null,"S_SOU","Alabama",1,"Lee",81,"01081",188.6,7050,2008,9999,null,null,"N","Natural Gas",{"$nulls":3},"DLNB","SCR",{"$nulls":7},1E-3,0.00915,0.00915,0.00915,0.00915]
["Coffin Butte","7725_G_5",7725,"G","5",null,"Landfill Gas",null,"WECC_PNW","Oregon",41,"Benton",3,"41003",1.5,13500,2007,9999,null,null,"N","Landfill Gas",{"$nulls":13},0.37255,0.37255,0.37255,0.37255]
["South Plant","7758_G_3",7758,"G","3",null,"Combustion Turbine","IC Engine","MIS_MIDA","Iowa",19,"Bremer",17,"19017",1.9,10745,2000,9999,null,null,"N","Distillate Fuel Oil",{"$nulls":12},1.406,1.02504,1.02504,1.02504,1.02504]
["Henry County","7763_G_2",7763,"G","2",3174,"Combustion Turbine",null,"MIS_INKY","Indiana",18,"Henry",65,"18065",43,12334,2001,9999,null,null,"N","Natural Gas",{"$nulls":3},"H2O",{"$nulls":8},1.6,0.08754,0.08754,0.08754,0.08754]
["Bloomington Power Plant","7767_G_2",7767,"G","2",null,"Combustion Turbine","IC Engine","WECC_UT","Utah",49,"Washington",53,"49053",1.5,10745,1999,9999,null,null,"N","Distillate Fuel Oil",{"$nulls":12},0.85,1.02504,1.02504,1.02504,1.02504]
["Dover Peaking","7777_G_1",7777,"G","1",null,"Combustion Turbine","IC Engine","PJM_West","Ohio",39,"Tuscarawas",157,"39157",1.8,10745,1999,9999,null,null,"N","Distillate Fuel Oil",{"$nulls":12},0.5,1.02504,1.02504,1.02504,1.02504]
["Bryan Peaking","7779_G_6",7779,"G","6",null,"Combustion Turbine","IC Engine","PJM_ATSI","Ohio",39,"Williams",171,"39171",1.8,10745,1999,9999,null,null,"N","Distillate Fuel Oil",{"$nulls":13},1.02504,1.02504,1.02504,1.02504]
["Abiquiu Dam","7789_G_3",7789,"G","3",null,"Hydro",null,"WECC_NM","New Mexico",35,"Rio Arriba",39,"35039",3,0,2011,9999,null,null,"N","Hydro",{"$nulls":13},0,0,0,0]
["Sherwood H Smith Jr Energy Complex","7805_G_9",7805,"G","9",90494,"Combined Cycle",null,"S_VACA","North Carolina",37,"Richmond",153,"37153",174,7050,2011,9999,null,null,"N","Natural Gas",{"$nulls":3},"DLNB + H2O","SCR",{"$nulls":8},0.00657,0.00657,0.00657,0.00657]
["Alsey","7818_G_2",7818,"G","2",89337,"Combustion Turbine",null,"MIS_IL","Illinois",17,"Scott",171,"17171",30,15678,1999,9999,null,null,"N","Natural Gas, Distillate Fuel Oil",{"$nulls":3},"H2O",{"$nulls":8},1,0.2269,0.2269,0.2269,0.2269]
["Shelby South","7828_G_1",7828,"G","1",null,"Combustion Turbine","IC Engine","PJM_West","Ohio",39,"Richland",139,"39139",1.8,17826,2000,9999,null,null,"N","Distillate Fuel Oil",{"$nulls":12},0.5,1.02504,1.02504,1.02504,1.02504]
["John S Rainey","7834_G_CT1B",7834,"G","CT1B",3261,"Combined Cycle",null,"S_VACA","South Carolina",45,"Anderson",7,"45007",150,7074,2001,9999,null,null,"N","Natural Gas, Distillate Fuel Oil",{"$nulls":3},"DLNB + H2O","SCR",2005,{"$nulls":6},1E-3,0.0167,0.0167,0.0167,0.0167]
["Marsh Run Generation Facility","7836_G_2",7836,"G","2",3271,"Combustion Turbine",null,"PJM_Dom","Virginia",51,"Fauquier",61,"51061",159.3,10745,2004,9999,null,null,"N","Natural Gas, Distillate Fuel Oil",{"$nulls":3},"DLNB + H2O",{"$nulls":8},0.3,0.03468,0.03468,0.03468,0.03468]
["Lagoon Creek","7845_G_GT10",7845,"G","GT10",3299,"Combustion Turbine",null,"S_C_TVA","Tennessee",47,"Haywood",75,"47075",72.7,11980,2002,9999,null,null,"N","Natural Gas, Distillate Fuel Oil",{"$nulls":12},5,0.03669,0.03669,0.03669,0.03669]
["Lagoon Creek","7845_G_GT2",7845,"G","GT2",3302,"Combustion Turbine",null,"S_C_TVA","Tennessee",47,"Haywood",75,"47075",73.9,11980,2001,9999,null,null,"N","Natural Gas, Distillate Fuel Oil",{"$nulls":12},5,0.03246,0.03246,0.03246,0.03246]
["Knoxville Industrial","7849_G_3",7849,"G","3",null,"Combustion Turbine","IC Engine","MIS_MIDA","Iowa",19,"Marion",125,"19125",2,25000,2000,9999,null,null,"N","Distillate Fuel Oil",{"$nulls":12},0.05,1.02504,1.02504,1.02504,1.02504]
["North","7856_G_1",7856,"G","1",null,"Combustion Turbine","IC Engine","MIS_MIDA","Iowa",19,"Adair",1,"19001",1.8,10745,2002,9999,null,null,"N","Distillate Fuel Oil",{"$nulls":12},2.5,1.02504,1.02504,1.02504,1.02504]
["Earlville","7865_G_1",7865,"G","1",null,"Combustion Turbine","IC Engine","MIS_IA","Iowa",19,"Delaware",55,"19055",1.8,10745,2001,9999,null,null,"N","Distillate Fuel Oil",{"$nulls":12},2.5,1.02504,1.02504,1.02504,1.02504]
["H L Culbreath Bayside Power Station","7873_G_2ST",7873,"G","2ST",null,"Combined Cycle",null,"FRCC","Florida",12,"Hillsborough",57,"12057",305,7397,1967,9999,null,null,"N","Natural Gas",{"$nulls":3},"DLNB","SCR",{"$nulls":8},0.01337,0.01337,0.01337,0.01337]
["Wellington","7878_G_1",7878,"G","1",null,"Combustion Turbine","IC Engine","PJM_ATSI","Ohio",39,"Lorain",93,"39093",1,10745,1998,9999,null,null,"N","Distillate Fuel Oil",{"$nulls":12},0.5,1.02504,1.02504,1.02504,1.02504]
["Dakota Magic","7884_G_1",7884,"G","1",null,"Combustion Turbine","IC Engine","MIS_MAPP","North Dakota",38,"Richland",77,"38077",1.5,14397,2000,9999,null,null,"N","Distillate Fuel Oil",{"$nulls":12},3,1.02504,1.02504,1.02504,1.02504]
["Vernon Boulevard","7909_G_VG02",7909,"G","VG02",8380,"Combustion Turbine",null,"NY_Z_J","New York",36,"Queens",81,"36081",40,10763,2001,9999,null,null,"N","Natural Gas",{"$nulls":4},"SCR",{"$nulls":7},0.316,0.01266,0.01266,0.01266,0.01266]
["Joseph J Seymour Power Project","7910_G_2",7910,"G","2",8386,"Combustion Turbine",null,"NY_Z_J","New York",36,"Kings",47,"36047",39.9,10828,2001,9999,null,null,"N","Natural Gas",{"$nulls":4},"SCR",{"$nulls":7},0.316,0.00981,0.00981,0.00981,0.00981]
["Galion","7918_G_2",7918,"G","2",null,"Combustion Turbine","IC Engine","PJM_ATSI","Ohio",39,"Crawford",33,"39033",1.8,10745,2001,9999,null,null,"N","Distillate Fuel Oil",{"$nulls":13},1.02504,1.02504,1.02504,1.02504]
["Osawatomie","7928_G_1",7928,"G","1",3383,"Combustion Turbine",null,"SPP_N","Kansas",20,"Miami",121,"20121",75.7,14719,2003,9999,null,null,"N","Natural Gas",{"$nulls":3},"DLNB",{"$nulls":8},3,0.02895,0.02895,0.02895,0.02895]
["Gaylord - Wolverine","7932_G_1",7932,"G","1",null,"Combustion Turbine",null,"MIS_LMI","Michigan",26,"Otsego",137,"26137",20.2,16341,2001,9999,null,null,"N","Natural Gas",{"$nulls":12},1.67,0.14624,0.14624,0.14624,0.14624]
["Diesel Group 1","7939_G_1",7939,"G","1",null,"Combustion Turbine","IC Engine","PJM_EMAC","Virginia",51,"Accomack",1,"51001",12,11132,2002,9999,null,null,"N","Distillate Fuel Oil",{"$nulls":12},2.64,1.02504,1.02504,1.02504,1.02504]
["Lawrence County Station","7948_G_4",7948,"G","4",8416,"Combustion Turbine",null,"MIS_INKY","Indiana",18,"Lawrence",93,"18093",43.9,11364,2005,9999,null,null,"N","Natural Gas",{"$nulls":3},"H2O",{"$nulls":8},0.006,0.09149,0.09149,0.09149,0.09149]
["Elk City Station","7955_G_8",7955,"G","8",null,"Landfill Gas",null,"SPP_NEBR","Nebraska",31,"Douglas",55,"31055",0.8,13500,2009,9999,null,null,"N","Landfill Gas",{"$nulls":13},0.37255,0.37255,0.37255,0.37255]
["Pella Peaking","7971_G_6",7971,"G","6",null,"Combustion Turbine","IC Engine","MIS_MIDA","Iowa",19,"Marion",125,"19125",1.8,10745,2003,9999,null,null,"N","Distillate Fuel Oil",{"$nulls":12},0.15,1.02504,1.02504,1.02504,1.02504]
["Sumpter","7972_G_3",7972,"G","3",9884,"Combustion Turbine",null,"MIS_LMI","Michigan",26,"Wayne",163,"26163",76.6,12885,2002,9999,null,null,"N","Natural Gas",{"$nulls":3},"DLNB",{"$nulls":8},1.67,0.03735,0.03735,0.03735,0.03735]
["Pyramid","7975_G_4",7975,"G","4",9290,"Combustion Turbine",null,"WECC_NM","New Mexico",35,"Hidalgo",23,"35023",39.5,10745,2003,9999,null,null,"N","Natural Gas, Distillate Fuel Oil",{"$nulls":3},"H2O",{"$nulls":8},0.74,0.10959,0.10959,0.10959,0.10959]
["Greater Des Moines","7985_G_GT1",7985,"G","GT1",9886,"Combined Cycle",null,"MIS_MIDA","Iowa",19,"Polk",153,"19153",159.1,7615,2003,9999,null,null,"N","Natural Gas",{"$nulls":3},"DLNB","SCR",2004,{"$nulls":6},2E-3,0.00952,0.00952,0.00952,0.00952]
["Winston","7997_G_WD06",7997,"G","WD06",null,"Combustion Turbine","IC Engine","FRCC","Florida",12,"Polk",105,"12105",2.5,25000,2001,9999,null,null,"N","Distillate Fuel Oil",{"$nulls":13},1.02504,1.02504,1.02504,1.02504]
["Winston","7997_G_WD13",7997,"G","WD13",null,"Combustion Turbine","IC Engine","FRCC","Florida",12,"Polk",105,"12105",2.5,25000,2001,9999,null,null,"N","Distillate Fuel Oil",{"$nulls":13},1.02504,1.02504,1.02504,1.02504]
["Holtsville","8007_G_10",8007,"G","10",3411,"Combustion Turbine",null,"NY_Z_K","New York",36,"Suffolk",103,"36103",54.1,14793,1975,9999,null,null,"N","Distillate Fuel Oil",{"$nulls":3},"H2O",{"$nulls":8},1.053,0.4307,0.4307,0.4307,0.4307]
["Croydon CT Generating Station","8012_G_41",8012,"G","41",3429,"Combustion Turbine",null,"PJM_EMAC","Pennsylvania",42,"Bucks",17,"42017",49,12723,1974,9999,null,null,"N","Distillate Fuel Oil",{"$nulls":12},1,0.4135,0.4135,0.4135,0.4135]
["Boulder Park","8022_G_6",8022,"G","6",null,"Combustion Turbine","IC Engine","WECC_PNW","Washington",53,"Spokane",63,"53063",4.1,10745,2002,9999,null,null,"N","Natural Gas",{"$nulls":12},2.63,0.39755,0.39755,0.39755,0.39755]
["Blue Lake","8027_G_8",8027,"G","8",89379,"Combustion Turbine",null,"MIS_MNWI","Minnesota",27,"Scott",139,"27139",150,11409,2005,9999,null,null,"N","Natural Gas",{"$nulls":3},"DLNB",{"$nulls":8},0.5,0.02727,0.02727,0.02727,0.02727]
["Intercession City","8049_G_P10",8049,"G","P10",3440,"Combustion Turbine",null,"FRCC","Florida",12,"Osceola",97,"12097",78,13320,1993,9999,null,null,"N","Natural Gas, Distillate Fuel Oil",{"$nulls":3},"H2O",{"$nulls":8},0.2,0.07896,0.07896,0.07896,0.07896]
["Comanche (OK)","8059_G_1G2",8059,"G","1G2",3453,"Combined Cycle",null,"SPP_WEST","Oklahoma",40,"Comanche",31,"40031",78,9349,1973,9999,null,null,"N","Natural Gas",{"$nulls":3},"DLNB",{"$nulls":9},0.05266,0.05266,0.05266,0.05266]
["Santan","8068_G_ST6A",8068,"G","ST6A",10067,"Combined Cycle",null,"WECC_AZ","Arizona",4,"Maricopa",13,"04013",151,7535,2006,9999,null,null,"N","Natural Gas",{"$nulls":3},"DLNB","SCR",{"$nulls":8},0.00947,0.00947,0.00947,0.00947]
["Springfield (CO)","8100_G_1",8100,"G","1",null,"Combustion Turbine","IC Engine","WECC_CO","Colorado",8,"Baca",9,"08009",1.2,12822,1965,9999,null,null,"N","Natural Gas, Distillate Fuel Oil",{"$nulls":12},1.2,1.02504,1.02504,1.02504,1.02504]
["Hopkinton","8108_G_1",8108,"G","1",null,"Combustion Turbine","IC Engine","MIS_IL","Iowa",19,"Delaware",55,"19055",1.6,11513,1973,9999,null,null,"N","Distillate Fuel Oil",{"$nulls":12},2.5,1.02504,1.02504,1.02504,1.02504]
["Cheswick Power Plant","8226_B_1",8226,"B","1",3475,"Coal Steam",null,"PJM_West","Pennsylvania",42,"Allegheny",3,"42003",565,10678,1970,9999,"tangential","wet","N","Bituminous, Subbituminous","Wet Scrubber",2010,0.982,"LNC2","SCR",2003,null,"ESPC + B","Yes",{"$nulls":3},2.8,0.38779,0.13919,0.38779,0.13919,0.1,0.1,0.56,0.99]
["Cabot Holyoke","9864_G_2",9864,"G","2",null,"Hydro",null,"NENGREST","Massachusetts",25,"Hampden",13,"25013",0.6,0,1938,9999,null,null,"N","Hydro",{"$nulls":13},0,0,0,0]
["Covanta Warren Energy","10012_B_1",10012,"B","1",null,"Municipal Solid Waste",null,"PJM_EMAC","New Jersey",34,"Warren",41,"34041",5,19791,1988,9999,null,null,"N","MSW","Dry Scrubber",1988,0.95,"other","SNCR",null,"2005","B","NA","ACI",2005,null,null,0.30615,0.22961,0.30615,0.22961,0.08,0.08,0.08]
["RED-Rochester, LLC","10025_B_PB3",10025,"B","PB3",null,"O/G Steam",null,"NY_Z_B","New York",36,"Monroe",55,"36055",0.54,11907,1966,9999,"wall",null,"Y","Residual Fuel Oil",{"$nulls":3},"LA",{"$nulls":8},4.99,0.08,0.08,0.08,0.08]
["Little Mac Project","10049_G_2",10049,"G","2",null,"Hydro",null,"WECC_ID","Idaho",16,"Twin Falls",83,"16083",0.4,0,1984,9999,null,null,"N","Hydro",{"$nulls":13},0,0,0,0]
["Lockwood Hydroelectric Facility","10066_G_GEN2",10066,"G","GEN2",null,"Hydro",null,"NENG_ME","Maine",23,"Kennebec",11,"23011",0.7,0,1985,9999,null,null,"N","Hydro",{"$nulls":13},0,0,0,0]
["Taconite Harbor Energy Center","10075_B_2",10075,"B","2",9004,"Coal Steam",null,"MIS_MNWI","Minnesota",27,"Cook",31,"27031",76,11507,1957,9999,"tangential","dry","N","Subbituminous","Dry Scrubber",2007,0.65,"LNB + OFA","SNCR",null,"2007","ESPC","Yes","ACI",2013,null,0.45,0.12783,0.12783,0.12783,0.12783,0.1,0.1,0.1,0.7000000000000001,"Yes"]
["Deweys Mill","10137_G_GEN1",10137,"G","GEN1",null,"Hydro",null,"NENGREST","Vermont",50,"Windsor",27,"50027",2.4,0,1989,9999,null,null,"N","Hydro",{"$nulls":13},0,0,0,0]
["Brasfield","10155_G_1",10155,"G","1",null,"Hydro",null,"PJM_Dom","Virginia",51,"Chesterfield",41,"51041",2.9,0,1993,9999,null,null,"N","Hydro",{"$nulls":13},0,0,0,0]
["Central Utility Plant","10184_G_EG2",10184,"G","EG2",null,"Combustion Turbine","IC Engine","ERC_REST","Texas",48,"Travis",453,"48453",2.8,11699,1988,9999,null,null,"Y","Natural Gas, Distillate Fuel Oil",{"$nulls":12},3,0.39755,0.39755,0.39755,0.39755]
["Tehachapi Wind Resource I","10191_G_EXIS",10191,"G","EXIS",null,"Onshore Wind",null,"WECC_SCE","California",6,"Kern",29,"06029",8.7,0,1984,9999,null,null,"N","Wind",{"$nulls":13},0,0,0,0]
["New York State Dam Hydro","10221_G_GEN1",10221,"G","GEN1",null,"Hydro",null,"NY_Z_F","New York",36,"Saratoga",91,"36091",5.7,0,1990,9999,null,null,"N","Hydro",{"$nulls":13},0,0,0,0]
["Kansas River Project","10279_G_6",10279,"G","6",null,"Hydro",null,"SPP_N","Kansas",20,"Douglas",45,"20045",0.4,0,1925,9999,null,null,"N","Hydro",{"$nulls":13},0,0,0,0]
["Bayou Cogen Plant","10298_G_GT3",10298,"G","GT3",88565,"Combustion Turbine",null,"ERC_REST","Texas",48,"Harris",201,"48201",75,9086,2015,9999,null,null,"N","Natural Gas, Distillate Fuel Oil",{"$nulls":3},"DLNB",{"$nulls":9},0.01849,0.01849,0.01849,0.01849]
["Florida Power Development","10333_B_1",10333,"B","1",89797,"Biomass",null,"FRCC","Florida",12,"Hernando",53,"12053",66,21638,1988,9999,"stoker/SPR","dry","N","Biomass","Dry Scrubber",2013,0.9,"AA + LNB","SCR",2013,null,"ESPC + C","No",{"$nulls":3},0.31,0.204,0.14639,0.204,0.14639,0.05,0.75,1,null,"Yes"]
["Foster Wheeler Mt Carmel Cogen","10343_B_SG-101",10343,"B","SG-101",3542,"Coal Steam",null,"PJM_WMAC","Pennsylvania",42,"Northumberland",97,"42097",43,12065,1990,9999,"FBC","dry","Y","Waste Coal","Dry Scrubber",1990,0.85,"CF",{"$nulls":3},"B","NA",{"$nulls":3},0.24,0.06183,0.06183,0.06183,0.06183,0.01,0.01,0.01,0.99,"Yes"]
["Kingsburg Cogen","10405_G_GEN2",10405,"G","GEN2",null,"Combined Cycle",null,"WEC_CALN","California",6,"Fresno",19,"06019",11.8,9979,1990,9999,null,null,"Y","Natural Gas",{"$nulls":4},"SCR",1989,{"$nulls":7},0.01232,0.01232,0.01232,0.01232]
["Camden Resource Recovery Facility","10435_B_SG101A",10435,"B","SG101A",null,"Municipal Solid Waste",null,"PJM_EMAC","New Jersey",34,"Camden",7,"34007",11,22934,1991,9999,null,null,"N","MSW","Dry Scrubber",1991,0.8,null,"SNCR",null,"2011","ESPC","No","ACI",1995,null,null,0.3,0.225,0.3,0.225,0.08,0.08,0.08]
["ExxonMobil Baytown Refinery","10436_G_GT38",10436,"G","GT38",null,"Combustion Turbine",null,"ERC_REST","Texas",48,"Harris",201,"48201",31,13604,1989,9999,null,null,"Y","Natural Gas, Distillate Fuel Oil",{"$nulls":13},0.50376,0.50376,0.50376,0.50376]
["LAC Courte Oreilles Hydroelect","10453_G_U2",10453,"G","U2",null,"Hydro",null,"MIS_MNWI","Wisconsin",55,"Sawyer",113,"55113",1.5,0,1986,9999,null,null,"N","Hydro",{"$nulls":13},0,0,0,0]
["Upper Beaver Falls Project","10490_G_1G",10490,"G","1G",null,"Hydro",null,"NY_Z_C&E","New York",36,"Lewis",49,"36049",1.5,0,1985,9999,null,null,"N","Hydro",{"$nulls":13},0,0,0,0]
["Sheldon Springs Hydroelectric","10494_G_IG-1",10494,"G","IG-1",null,"Hydro",null,"NENGREST","Vermont",50,"Franklin",11,"50011",1.7,0,1988,9999,null,null,"N","Hydro",{"$nulls":13},0,0,0,0]
["Milton Hydro","10519_G_4",10519,"G","4",null,"Hydro",null,"NENGREST","New Hampshire",33,"Strafford",17,"33017",0.3,0,1987,9999,null,null,"N","Hydro",{"$nulls":13},0,0,0,0]
["Granger Electric Generating Station #2","10532_G_2-3",10532,"G","2-3",null,"Landfill Gas",null,"MIS_LMI","Michigan",26,"Clinton",37,"26037",0.8,13500,1991,9999,null,null,"N","Landfill Gas",{"$nulls":13},0.37255,0.37255,0.37255,0.37255]
["Diamond Island Plant","10540_G_GEN3",10540,"G","GEN3",null,"Hydro",null,"NY_Z_C&E","New York",36,"Jefferson",45,"36045",0.4,0,1914,9999,null,null,"N","Hydro",{"$nulls":13},0,0,0,0]
["Fernandina Plant","10562_B_REC5",10562,"B","REC5",null,"Biomass",null,"FRCC","Florida",12,"Nassau",89,"12089",21,4890,1976,9999,null,null,"Y","Biomass",{"$nulls":7},"WS","NA",{"$nulls":4},0.23601,0.23601,0.23601,0.23601]
["Algonquin Windsor Locks","10567_G_GTG2",10567,"G","GTG2",null,"Combined Cycle",null,"NENG_CT","Connecticut",9,"Hartford",3,"09003",13,7008,2012,9999,null,null,"Y","Natural Gas, Distillate Fuel Oil",{"$nulls":13},0.12386,0.12386,0.12386,0.12386]
["Domtar - Woodland Mill","10613_G_HG9",10613,"G","HG9",null,"Hydro",null,"NENG_ME","Maine",23,"Washington",29,"23029",1.9,0,1970,9999,null,null,"N","Hydro",{"$nulls":13},0,0,0,0]
["Del Ranch Company","10632_G_GEN1",10632,"G","GEN1",null,"Geothermal",null,"WECC_IID","California",6,"Imperial",25,"06025",42,9771,1988,9999,null,null,"N","Geothermal",{"$nulls":13},0,0,0,0,0.4625,0.4625,0.4625]
["AES Shady Point LLC","10671_B_2B",10671,"B","2B",90964,"Coal Steam",null,"SPP_WEST","Oklahoma",40,"Le Flore",79,"40079",80,11774,1991,9999,"FBC","dry","Y","Bituminous, Subbituminous","Reagent Injection",1991,0.846,"CF",{"$nulls":3},"B","NA",{"$nulls":3},1.2,0.09106,0.09106,0.09106,0.09106,0.05,0.1,0.43,0.95,"Yes"]
["Brush Generation Facility","10682_G_ST1",10682,"G","ST1",null,"Combined Cycle",null,"WECC_CO","Colorado",8,"Morgan",87,"08087",30,9946,1990,9999,null,null,"N","Natural Gas",{"$nulls":3},"LNB",{"$nulls":9},0.06649,0.06649,0.06649,0.06649]
["Karen Avenue Wind Farm","10718_G_WND",10718,"G","WND",null,"Onshore Wind",null,"WECC_SCE","California",6,"Riverside",65,"06065",11.7,0,1985,9999,null,null,"N","Wind",{"$nulls":13},0,0,0,0]
["Midland Cogeneration Venture","10745_G_GT5",10745,"G","GT5",88569,"Combined Cycle",null,"MIS_LMI","Michigan",26,"Midland",111,"26111",88,7289,1989,9999,null,null,"Y","Natural Gas",{"$nulls":3},"STM",{"$nulls":9},0.10055,0.10055,0.10055,0.10055]
["Covanta Delaware Valley","10746_B_BLR4",10746,"B","BLR4",null,"Municipal Solid Waste",null,"PJM_EMAC","Pennsylvania",42,"Delaware",45,"42045",13.3,19518,1991,9999,null,null,"N","MSW","Dry Scrubber",1991,0.906,{"$nulls":4},"B","NA",{"$nulls":4},0.40905,0.40905,0.40905,0.40905,0.08,0.08,0.08]
["Rifle Generating Station","10755_G_GT4",10755,"G","GT4",null,"Combined Cycle",null,"WECC_CO","Colorado",8,"Garfield",45,"08045",13,8912,1987,9999,null,null,"Y","Natural Gas",{"$nulls":13},0.16855,0.16855,0.16855,0.16855]
["Southampton Power Station","10774_B_2",10774,"B","2",3596,"Biomass",null,"PJM_Dom","Virginia",51,"Southampton",175,"51175",26,12210,2013,9999,null,null,"Y","Biomass",null,null,0.92,"OFA","SNCR",null,"1992","B","NA",{"$nulls":3},0.162,0.3836,0.11355,0.3836,0.11355,0.05,0.05,0.05]
["Rock Creek II","10809_G_GEN1",10809,"G","GEN1",null,"Hydro",null,"WECC_ID","Idaho",16,"Twin Falls",83,"16083",1.8,0,1990,9999,null,null,"N","Hydro",{"$nulls":13},0,0,0,0]
["North Island Energy Facility","10812_G_GEN2",10812,"G","GEN2",null,"Combined Cycle",null,"WEC_SDGE","California",6,"San Diego",73,"06073",3.5,6806,1989,9999,null,null,"Y","Natural Gas",{"$nulls":4},"SCR",{"$nulls":8},0.03629,0.03629,0.03629,0.03629]
["Walden","10848_G_GEN2",10848,"G","GEN2",null,"Hydro",null,"NY_Z_G-I","New York",36,"Orange",71,"36071",0.8,0,1986,9999,null,null,"N","Hydro",{"$nulls":13},0,0,0,0]
["Coso Finance Partners","10873_G_GEN1",10873,"G","GEN1",null,"Geothermal",null,"WECC_SCE","California",6,"Inyo",27,"06027",27.5,9771,1987,9999,null,null,"N","Geothermal",{"$nulls":13},0,0,0,0,0.3713,0.3713,0.3713]
["Medical Area Total Energy Plant","10883_B_PSG1",10883,"B","PSG1",null,"O/G Steam",null,"NENGREST","Massachusetts",25,"Suffolk",25,"25025",3.1,11269,2010,9999,null,null,"Y","Natural Gas",{"$nulls":12},0.74,0.22077,0.22077,0.22077,0.22077]
["Linden Cogen Plant","50006_G_GTG5",50006,"G","GTG5",3635,"Combined Cycle",null,"NY_Z_J","New Jersey",34,"Union",39,"34039",95.2,6762,1992,9999,null,null,"Y","Natural Gas, Distillate Fuel Oil",{"$nulls":3},"STM","SCR",{"$nulls":8},0.01053,0.01053,0.01053,0.01053]
["Glen Ferris Hydro","50010_G_GEN6",50010,"G","GEN6",null,"Hydro",null,"PJM_West","West Virginia",54,"Fayette",19,"54019",0.4,0,1912,9999,null,null,"N","Hydro",{"$nulls":13},0,0,0,0]
["New Martinsville Hannibal Hydro","50036_G_UNT1",50036,"G","UNT1",null,"Hydro",null,"PJM_AP","West Virginia",54,"Wetzel",103,"54103",9.5,0,1988,9999,null,null,"N","Hydro",{"$nulls":13},0,0,0,0]
["Palm Beach Renewable Energy Facility 1","50071_B_BLR2",50071,"B","BLR2",null,"Municipal Solid Waste",null,"FRCC","Florida",12,"Palm Beach",99,"12099",25,18579,1989,9999,null,null,"N","MSW","Dry Scrubber",1989,0.663,"OFA","SNCR",null,"2011","B","NA","ACI",2011,null,null,0.376,0.282,0.376,0.282,0.08,0.08,0.08]
["Paris Energy Center","50109_G_GEN2",50109,"G","GEN2",89669,"Combined Cycle",null,"ERC_REST","Texas",48,"Lamar",277,"48277",80,8795,1989,9999,null,null,"N","Natural Gas, Distillate Fuel Oil",{"$nulls":3},"STM",{"$nulls":8},1.09,0.13693,0.13693,0.13693,0.13693]
["Hal C Weaver Power Plant","50118_G_GEN7",50118,"G","GEN7",null,"Combined Cycle",null,"ERC_REST","Texas",48,"Travis",453,"48453",27.6,7130,1979,9999,null,null,"Y","Natural Gas",{"$nulls":3},"FR","SCR",{"$nulls":8},0.04937,0.04937,0.04937,0.04937]
["South Oaks Hospital","50136_G_CG5",50136,"G","CG5",null,"Combustion Turbine","IC Engine","NY_Z_K","New York",36,"Suffolk",103,"36103",0.1,12078,2008,9999,null,null,"Y","Natural Gas",{"$nulls":13},0.34851,0.34851,0.34851,0.34851]
["Edenville","50158_G_2",50158,"G","2",null,"Hydro",null,"MIS_LMI","Michigan",26,"Gladwin",51,"26051",2.4,0,1923,9999,null,null,"N","Hydro",{"$nulls":13},0,0,0,0]
["Box Canyon Dam","50179_G_GEN2",50179,"G","GEN2",null,"Hydro",null,"WECC_PNW","California",6,"Siskiyou",93,"06093",2.5,0,1986,9999,null,null,"N","Hydro",{"$nulls":13},0,0,0,0]
["Domtar Paper Co LLC Plymouth NC","50189_B_5REC",50189,"B","5REC",null,"Non-Fossil Waste",null,"PJM_Dom","North Carolina",37,"Martin",117,"37117",79,6000,2001,9999,"Other",null,"Y","Non-Fossil Waste",{"$nulls":7},"ESPH","No",{"$nulls":4},0,0,0,0]
["San Dimas Wash Generating Station","50233_G_4011",50233,"G","4011",null,"Hydro",null,"WECC_SCE","California",6,"Los Angeles",37,"06037",1,0,1986,9999,null,null,"N","Hydro",{"$nulls":13},0,0,0,0]
["Worumbo Hydro Station","50278_G_GEN1",50278,"G","GEN1",null,"Hydro",null,"NENG_ME","Maine",23,"Androscoggin",1,"23001",4.6,0,1989,9999,null,null,"N","Hydro",{"$nulls":13},0,0,0,0]
["Archbald Power Station","50279_G_GEN6",50279,"G","GEN6",null,"Landfill Gas",null,"PJM_WMAC","Pennsylvania",42,"Lackawanna",69,"42069",4,13500,2010,9999,null,null,"N","Landfill Gas",{"$nulls":13},0.37255,0.37255,0.37255,0.37255]
["Newfound Hydroelectric","50324_G_1",50324,"G","1",null,"Hydro",null,"NENGREST","New Hampshire",33,"Grafton",9,"33009",0.7,0,1983,9999,null,null,"N","Hydro",{"$nulls":13},0,0,0,0]
["PCS Nitrogen Fertilizer LP","50341_G_GEN4",50341,"G","GEN4",null,"Combustion Turbine","IC Engine","MIS_LA","Louisiana",22,"Iberville",47,"22047",1.8,14397,2014,9999,null,null,"N","Distillate Fuel Oil",{"$nulls":13},1.02504,1.02504,1.02504,1.02504]
["University of Notre Dame","50366_G_GN10",50366,"G","GN10",null,"Combustion Turbine","IC Engine","PJM_West","Indiana",18,"St Joseph",141,"18141",1.7,14397,2006,9999,null,null,"N","Distillate Fuel Oil",{"$nulls":13},1.02504,1.02504,1.02504,1.02504]
["Newark Bay Cogeneration Partnership LP","50385_G_GEN2",50385,"G","GEN2",3651,"Combined Cycle",null,"PJM_EMAC","New Jersey",34,"Essex",13,"34013",36.3,8185,1993,9999,null,null,"N","Natural Gas, Distillate Fuel Oil",{"$nulls":3},"STM","SCR",{"$nulls":8},0.03239,0.03239,0.03239,0.03239]
["Friant Hydro Facility","50393_G_RO1",50393,"G","RO1",null,"Hydro",null,"WEC_CALN","California",6,"Fresno",19,"06019",2.3,0,1985,9999,null,null,"N","Hydro",{"$nulls":13},0,0,0,0]
["Tannery Island Power","50416_G_GEN1",50416,"G","GEN1",null,"Hydro",null,"NY_Z_C&E","New York",36,"Jefferson",45,"36045",0.2,0,1986,9999,null,null,"N","Hydro",{"$nulls":13},0,0,0,0]
["University of Michigan","50431_G_TG10",50431,"G","TG10",null,"Combined Cycle",null,"MIS_LMI","Michigan",26,"Washtenaw",161,"26161",5,9228,1992,9999,null,null,"Y","Natural Gas, Distillate Fuel Oil",{"$nulls":13},0.09993,0.09993,0.09993,0.09993]
["S D Warren Westbrook","50447_G_GN14",50447,"G","GN14",null,"Hydro",null,"NENG_ME","Maine",23,"Cumberland",5,"23005",0.2,0,1940,9999,null,null,"N","Hydro",{"$nulls":13},0,0,0,0]
["Indeck Silver Springs Energy Center","50449_G_GEN1",50449,"G","GEN1",3660,"Combined Cycle",null,"NY_Z_C&E","New York",36,"Wyoming",121,"36121",35.3,9289,1991,9999,null,null,"Y","Natural Gas, Distillate Fuel Oil",{"$nulls":3},"STM",{"$nulls":9},0.11139,0.11139,0.11139,0.11139]
["Buckeye Florida LP","50466_B_4RB",50466,"B","4RB",null,"Non-Fossil Waste",null,"FRCC","Florida",12,"Taylor",123,"12123",6,5396,1975,9999,null,null,"Y","Non-Fossil Waste",{"$nulls":7},"ESPH","No",{"$nulls":4},0,0,0,0]
["Clewiston Sugar House","50482_B_B8",50482,"B","B8",null,"Biomass",null,"FRCC","Florida",12,"Hendry",51,"12051",8.9,5686,2005,9999,null,null,"Y","Biomass",{"$nulls":4},"SNCR",null,"2005","ESPC","No",{"$nulls":4},0.14556,0.14556,0.14556,0.14556]
["Painted Hills","50533_G_WGNS",50533,"G","WGNS",null,"Onshore Wind",null,"WECC_SCE","California",6,"Riverside",65,"06065",19,0,1985,9999,null,null,"N","Wind",{"$nulls":13},0,0,0,0]
["SRI International Cogen Project","50537_G_GEN1",50537,"G","GEN1",null,"Combustion Turbine",null,"WEC_CALN","California",6,"San Mateo",81,"06081",5.6,16297,1987,9999,null,null,"Y","Natural Gas",{"$nulls":12},0.74,0.50376,0.50376,0.50376,0.50376]
["New Milford Gas Recovery","50564_G_GEN2",50564,"G","GEN2",null,"Landfill Gas",null,"NENG_CT","Connecticut",9,"Litchfield",5,"09005",0.8,13500,2008,9999,null,null,"N","Landfill Gas",{"$nulls":13},0.37255,0.37255,0.37255,0.37255]
["High Acres Gas Recovery","50568_G_GEN4",50568,"G","GEN4",null,"Landfill Gas",null,"NY_Z_C&E","New York",36,"Monroe",55,"36055",0.8,13500,1991,9999,null,null,"N","Landfill Gas",{"$nulls":13},0.37255,0.37255,0.37255,0.37255]
["Altamont Gas Recovery","50571_G_GEN1",50571,"G","GEN1",null,"Landfill Gas",null,"WEC_CALN","California",6,"Alameda",1,"06001",2.9,17011,1969,9999,null,null,"N","Landfill Gas",{"$nulls":13},0.37255,0.37255,0.37255,0.37255]
["Saint Johns Health Center","50610_G_01",50610,"G","01",null,"Combustion Turbine",null,"WEC_LADW","California",6,"Los Angeles",37,"06037",1,11373,1992,9999,null,null,"Y","Natural Gas, Distillate Fuel Oil",{"$nulls":13},0.14624,0.14624,0.14624,0.14624]
["ExxonMobil Beaumont Refinery","50625_B_43",50625,"B","43",null,"O/G Steam",null,"MIS_WOTA","Texas",48,"Jefferson",245,"48245",38,12340,1954,9999,null,null,"Y","Natural Gas",{"$nulls":4},"SCR",2005,{"$nulls":7},0.04463,0.04463,0.04463,0.04463]
["Covanta Indianapolis Energy","50647_G_GEN1",50647,"G","GEN1",null,"Municipal Solid Waste",null,"MIS_INKY","Indiana",18,"Marion",97,"18097",5,4418,1988,9999,null,null,"Y","MSW",{"$nulls":13},0.40905,0.40905,0.40905,0.40905,0.08,0.08,0.08]
["Steamboat Hills LP","50654_G_GEN1",50654,"G","GEN1",null,"Geothermal",null,"WECC_NNV","Nevada",32,"Washoe",31,"32031",5.5,9771,1988,9999,null,null,"N","Geothermal",{"$nulls":13},0,0,0,0,0.4563,0.4563,0.4563]
["Covanta Alexandria/Arlington Energy","50663_B_B300",50663,"B","B300",null,"Municipal Solid Waste",null,"PJM_Dom","Virginia",51,"Alexandria City",510,"51510",9.7,19707,1987,9999,null,null,"N","MSW","Dry Scrubber",2000,0.95,"NH3","SNCR",null,"2000","B","NA","ACI",2000,null,0.14,0.28,0.21,0.28,0.21,0.08,0.08,0.08]
["Somersworth Lower Great Dam","50704_G_GEN1",50704,"G","GEN1",null,"Hydro",null,"NENGREST","New Hampshire",33,"Strafford",17,"33017",1.2,0,1985,9999,null,null,"N","Hydro",{"$nulls":13},0,0,0,0]
["Coalinga Cogeneration Facility","50750_G_GEN2",50750,"G","GEN2",null,"Combustion Turbine",null,"WEC_CALN","California",6,"Fresno",19,"06019",3.2,16297,1988,9999,null,null,"Y","Natural Gas",{"$nulls":12},0.74,0.50376,0.50376,0.50376,0.50376]
["New Hogan Power Plant","50755_G_GEN2",50755,"G","GEN2",null,"Hydro",null,"WEC_CALN","California",6,"Calaveras",9,"06009",0.9,0,1989,9999,null,null,"N","Hydro",{"$nulls":13},0,0,0,0]
["Forestport","50768_G_1",50768,"G","1",null,"Hydro",null,"NY_Z_C&E","New York",36,"Oneida",65,"36065",3.4,0,1987,9999,null,null,"N","Hydro",{"$nulls":13},0,0,0,0]
["Optim Energy Altura Cogen LLC","50815_G_GEN5",50815,"G","GEN5",10091,"Combined Cycle",null,"ERC_REST","Texas",48,"Harris",201,"48201",68.3,11234,1986,9999,null,null,"Y","Natural Gas",{"$nulls":3},"DLNB",{"$nulls":8},1E-3,0.01847,0.01847,0.01847,0.01847]
["TES Filer City Station","50835_B_1",50835,"B","1",90183,"Coal Steam",null,"MIS_LMI","Michigan",26,"Manistee",101,"26101",30,12436,1990,9999,"stoker/SPR",null,"Y","Bituminous, Subbituminous, Petroleum Coke","Dry Scrubber",1990,0.9,"OFA",{"$nulls":3},"B","NA",{"$nulls":3},0.5,0.40441,0.40441,0.40441,0.40441,0.05,0.1,1,0.9500000000000001]
["McKay Bay Facility","50875_B_2",50875,"B","2",null,"Municipal Solid Waste",null,"FRCC","Florida",12,"Hillsborough",57,"12057",4.5,21270,2001,9999,null,null,"N","MSW","Dry Scrubber",2000,0.8,null,"SNCR",null,"2000","B","NA","ACI",2000,null,null,0.4,0.3,0.4,0.3,0.08,0.08,0.08]
["Wheelabrator Frackville Energy","50879_B_BLR1",50879,"B","BLR1",3701,"Coal Steam",null,"PJM_WMAC","Pennsylvania",42,"Schuylkill",107,"42107",42,14500,1988,9999,"FBC","dry","Y","Waste Coal","Reagent Injection",1988,0.888,"CF + LA + OFA",{"$nulls":3},"B + C","NA","ACI",2015,null,0.21,0.1321,0.1321,0.1321,0.1321,0.01,0.01,0.01,0.98]
["Spokane Waste to Energy","50886_B_1-1B",50886,"B","1-1B",null,"Municipal Solid Waste",null,"WECC_PNW","Washington",53,"Spokane",63,"53063",11.4,20537,1991,9999,null,null,"N","MSW","Dry Scrubber",1991,0.89,null,"SNCR",null,"2001","B","NA","ACI",2001,null,null,0.37846,0.28385,0.37846,0.28385,0.08,0.08,0.08]
["Allegheny Hydro No 9","50898_G_GEN2",50898,"G","GEN2",null,"Hydro",null,"PJM_PENE","Pennsylvania",42,"Armstrong",5,"42005",8.9,0,1990,9999,null,null,"N","Hydro",{"$nulls":13},0,0,0,0]
["Co-Gen LLC","50921_G_GEN1",50921,"G","GEN1",null,"Biomass",null,"WECC_PNW","Oregon",41,"Grant",23,"41023",7.5,17554,1986,9999,null,null,"Y","Biomass",{"$nulls":13},0.23601,0.23601,0.23601,0.23601]
["Hardee Power Station","50949_G_GEN4",50949,"G","GEN4",90232,"Combustion Turbine",null,"FRCC","Florida",12,"Hardee",49,"12049",70,12694,1993,9999,null,null,"N","Natural Gas, Distillate Fuel Oil",{"$nulls":3},"H2O",{"$nulls":8},0.8,0.1518,0.1518,0.1518,0.1518]
["Ryegate Power Station","51026_B_BLR1",51026,"B","BLR1",null,"Biomass",null,"NENGREST","Vermont",50,"Caledonia",5,"50005",20,13500,1992,9999,null,null,"N","Biomass",{"$nulls":4},"SNCR",null,"1992","ESPH + C","Yes",{"$nulls":4},0.14556,0.14556,0.14556,0.14556]
["Doswell Energy Center","52019_G_GEN1",52019,"G","GEN1",10033,"Combined Cycle",null,"PJM_Dom","Virginia",51,"Hanover",85,"51085",104.7,8348,1991,9999,null,null,"N","Natural Gas, Distillate Fuel Oil",{"$nulls":3},"DLNB + STM","SCR",{"$nulls":8},0.03496,0.03496,0.03496,0.03496]
["Quail Creek Hydro Plant #1","52039_G_1",52039,"G","1",null,"Hydro",null,"WECC_UT","Utah",49,"Washington",53,"49053",2.3,0,1985,9999,null,null,"N","Hydro",{"$nulls":13},0,0,0,0]
["Ogdensburg","52058_G_03",52058,"G","03",null,"Hydro",null,"NY_Z_C&E","New York",36,"St Lawrence",89,"36089",0.2,0,1987,9999,null,null,"N","Hydro",{"$nulls":13},0,0,0,0]
["Taft 26C Cogen","52085_G_TG1",52085,"G","TG1",null,"Combustion Turbine",null,"WEC_CALN","California",6,"Kern",29,"06029",2.7,16297,1982,9999,null,null,"Y","Natural Gas",{"$nulls":12},0.74,0.50376,0.50376,0.50376,0.50376]
["Kern River Eastridge Cogen","52107_G_101A",52107,"G","101A",null,"Combustion Turbine",null,"WEC_CALN","California",6,"Kern",29,"06029",20.8,16297,1988,9999,null,null,"Y","Natural Gas",{"$nulls":12},0.74,0.50376,0.50376,0.50376,0.50376]
["Mojave 4","52142_G_GEN1",52142,"G","GEN1",null,"Onshore Wind",null,"WECC_SCE","California",6,"Kern",29,"06029",29,0,1990,9999,null,null,"N","Wind",{"$nulls":13},0,0,0,0]
["Soda Lake Geothermal No I II","52174_G_OE11",52174,"G","OE11",null,"Geothermal",null,"WECC_NNV","Nevada",32,"Churchill",1,"32001",0.8,9771,1987,9999,null,null,"N","Geothermal",{"$nulls":13},0,0,0,0,0.4563,0.4563,0.4563]
["Delaware City Plant","52193_B_BLR3",52193,"B","BLR3",null,"Fossil Waste",null,"PJM_EMAC","Delaware",10,"New Castle",3,"10003",27,5837,1956,9999,"wall","wet","Y","Fossil Waste",{"$nulls":3},"STM",{"$nulls":3},"C","NA",{"$nulls":4},0.04822,0.04822,0.04822,0.04822]
["Geo East Mesa II","54038_G_GEN1",54038,"G","GEN1",null,"Geothermal",null,"WECC_IID","California",6,"Imperial",25,"06025",13.5,9771,1989,9999,null,null,"N","Geothermal",{"$nulls":13},0,0,0,0,0.4625,0.4625,0.4625]
["Port Edwards Mill","54103_G_JHG5",54103,"G","JHG5",null,"Hydro",null,"MIS_WUMS","Wisconsin",55,"Wood",141,"55141",0.6,0,1977,9999,null,null,"N","Hydro",{"$nulls":13},0,0,0,0]
["Second Imperial Geothermal","54111_G_GEN2",54111,"G","GEN2",null,"Geothermal",null,"WECC_IID","California",6,"Imperial",25,"06025",3,9771,1993,9999,null,null,"N","Geothermal",{"$nulls":13},0,0,0,0,0.4625,0.4625,0.4625]
["Great Lakes Hydro America - ME","54134_G_EMH4",54134,"G","EMH4",null,"Hydro",null,"NENG_ME","Maine",23,"Penobscot",19,"23019",1.5,0,1948,9999,null,null,"N","Hydro",{"$nulls":13},0,0,0,0]
["Great Lakes Hydro America - ME","54134_G_WEH3",54134,"G","WEH3",null,"Hydro",null,"NENG_ME","Maine",23,"Penobscot",19,"23019",4.6,0,1940,9999,null,null,"N","Hydro",{"$nulls":13},0,0,0,0]
["Franklin Heating Station","54224_G_GEN6",54224,"G","GEN6",null,"Non-Fossil Waste",null,"MIS_MNWI","Minnesota",27,"Olmsted",109,"27109",2.8,9319,2006,9999,null,null,"Y","Non-Fossil Waste",{"$nulls":12},4,0,0,0,0]
["Gillette SBMC","54225_G_DG3",54225,"G","DG3",null,"Combustion Turbine","IC Engine","NENGREST","Massachusetts",25,"Suffolk",25,"25025",1,14397,2000,9999,null,null,"N","Natural Gas, Distillate Fuel Oil",{"$nulls":13},1.02504,1.02504,1.02504,1.02504]
["Saint Marys Hospital Power Plant","54262_G_6",54262,"G","6",null,"Combustion Turbine","IC Engine","MIS_MNWI","Minnesota",27,"Olmsted",109,"27109",2.7,14252,1989,9999,null,null,"N","Natural Gas, Distillate Fuel Oil",{"$nulls":13},0.39755,0.39755,0.39755,0.39755]
["Goodyear Beaumont Chemical Plant","54321_B_3B101",54321,"B","3B101",null,"O/G Steam",null,"MIS_WOTA","Texas",48,"Jefferson",245,"48245",1.6,11668,1962,9999,null,null,"Y","Natural Gas",{"$nulls":3},"FR",{"$nulls":8},1.157,0.1534,0.1534,0.1534,0.1534]
["Goodyear Beaumont Chemical Plant","54321_B_3B105",54321,"B","3B105",null,"O/G Steam",null,"MIS_WOTA","Texas",48,"Jefferson",245,"48245",1.6,11668,1962,9999,null,null,"Y","Natural Gas",{"$nulls":3},"FR",{"$nulls":8},1.157,0.1534,0.1534,0.1534,0.1534]
["Ninth Street Hydropower Project","54342_G_1",54342,"G","1",null,"Hydro",null,"MIS_LMI","Michigan",26,"Alpena",7,"26007",0.4,0,1990,9999,null,null,"N","Hydro",{"$nulls":13},0,0,0,0]
["Nevada Cogen Assoc#1 GarnetVly","54350_G_GTB",54350,"G","GTB",null,"Combined Cycle",null,"WECC_SNV","Nevada",32,"Clark",3,"32003",20.5,7312,1992,9999,null,null,"Y","Natural Gas",{"$nulls":4},"SCR",{"$nulls":8},0.02052,0.02052,0.02052,0.02052]
["University of Colorado","54372_G_GT2",54372,"G","GT2",null,"Combined Cycle",null,"WECC_CO","Colorado",8,"Boulder",13,"08013",15,6949,1992,9999,null,null,"Y","Natural Gas, Distillate Fuel Oil",{"$nulls":13},0.04075,0.04075,0.04075,0.04075]
["Waupun Correctional Central Heating Plt","54407_G_2",54407,"G","2",null,"O/G Steam",null,"MIS_WUMS","Wisconsin",55,"Dodge",27,"55027",0.5,12340,1951,9999,null,null,"Y","Natural Gas",{"$nulls":12},1.966,0.22077,0.22077,0.22077,0.22077]
["Welport Lease Project","54447_G_TI",54447,"G","TI",null,"Combustion Turbine",null,"WEC_CALN","California",6,"Kern",29,"06029",4,16297,1990,9999,null,null,"Y","Natural Gas",{"$nulls":12},0.74,0.14624,0.14624,0.14624,0.14624]
["Sumas Power Plant","54476_G_GEN2",54476,"G","GEN2",null,"Combined Cycle",null,"WECC_PNW","Washington",53,"Whatcom",73,"53073",40.8,7841,1993,9999,null,null,"Y","Natural Gas",{"$nulls":3},"STM","SCR",{"$nulls":8},0.01913,0.01913,0.01913,0.01913]
["Sumpter Energy Associates","54536_G_0447",54536,"G","0447",null,"Landfill Gas",null,"MIS_LMI","Michigan",26,"Wayne",163,"26163",0.8,13500,1992,9999,null,null,"N","Landfill Gas",{"$nulls":13},0.37255,0.37255,0.37255,0.37255]
["Hartwell Energy Facility","54538_G_MAG2",54538,"G","MAG2",5040,"Combustion Turbine",null,"S_SOU","Georgia",13,"Hart",147,"13147",144.2,13278,1994,9999,null,null,"N","Natural Gas, Distillate Fuel Oil",{"$nulls":3},"H2O",{"$nulls":8},0.006,0.07243,0.07243,0.07243,0.07243]
["ExxonMobil Mobile Bay Onshore","54550_G_901C",54550,"G","901C",null,"Combined Cycle",null,"S_SOU","Alabama",1,"Mobile",97,"01097",3.4,7590,1993,9999,null,null,"Y","Natural Gas",{"$nulls":13},0.04075,0.04075,0.04075,0.04075]
["Graphic Packaging International","54561_G_ST-G",54561,"G","ST-G",null,"Combined Cycle",null,"WEC_CALN","California",6,"Santa Clara",85,"06085",3,5668,1986,9999,null,null,"Y","Natural Gas",{"$nulls":13},0.22658,0.22658,0.22658,0.22658]
["Massena Energy Facility","54592_G_IC",54592,"G","IC",null,"Combustion Turbine","IC Engine","NY_Z_D","New York",36,"St Lawrence",89,"36089",2,12822,1992,9999,null,null,"N","Distillate Fuel Oil",{"$nulls":13},0.63126,0.63126,0.63126,0.63126]
["Batavia Power Plant","54593_G_GEN3",54593,"G","GEN3",null,"Combustion Turbine","IC Engine","NY_Z_B","New York",36,"Genesee",37,"36037",1,10875,1992,9999,null,null,"N","Distillate Fuel Oil",{"$nulls":12},1.053,0.27131,0.27131,0.27131,0.27131]
["Berlin Gorham","54639_G_SHL1",54639,"G","SHL1",null,"Hydro",null,"NENGREST","New Hampshire",33,"Coos",7,"33007",0.9,0,1916,9999,null,null,"N","Hydro",{"$nulls":13},0,0,0,0]
["Pheasant Run Landfill Gas Recovery","54661_G_GE10",54661,"G","GE10",null,"Landfill Gas",null,"MIS_WUMS","Wisconsin",55,"Kenosha",59,"55059",0.8,13500,2002,9999,null,null,"N","Landfill Gas",{"$nulls":13},0.37255,0.37255,0.37255,0.37255]
["Woodland Landfill Gas Recovery","54662_G_GEN2",54662,"G","GEN2",null,"Landfill Gas",null,"PJM_COMD","Illinois",17,"Kane",89,"17089",0.8,13500,1992,9999,null,null,"N","Landfill Gas",{"$nulls":13},0.37255,0.37255,0.37255,0.37255]
["Ford Hydro LP","54674_G_GEN1",54674,"G","GEN1",null,"Hydro",null,"WECC_PNW","Idaho",16,"Clearwater",35,"16035",0.2,0,1988,9999,null,null,"N","Hydro",{"$nulls":13},0,0,0,0]
["Heber Geothermal","54689_G_1",54689,"G","1",null,"Geothermal",null,"WECC_IID","California",6,"Imperial",25,"06025",38,9771,1985,9999,null,null,"N","Geothermal",{"$nulls":13},0,0,0,0,0.4625,0.4625,0.4625]
["Metro Methane Recovery Facility","54700_G_GEN5",54700,"G","GEN5",null,"Landfill Gas",null,"MIS_MIDA","Iowa",19,"Polk",153,"19153",0.8,13500,1998,9999,null,null,"N","Landfill Gas",{"$nulls":13},0.37255,0.37255,0.37255,0.37255]
["Alliant SBD 9106 Rockwell CR","54717_G_2672",54717,"G","2672",null,"Combustion Turbine","IC Engine","MIS_IA","Iowa",19,"Linn",113,"19113",1.6,17256,1992,9999,null,null,"N","Distillate Fuel Oil",{"$nulls":12},2.5,1.02504,1.02504,1.02504,1.02504]
["Alliant SBD 9206 Donaldson","54718_G_4632",54718,"G","4632",null,"Combustion Turbine","IC Engine","MIS_IA","Iowa",19,"Howard",89,"19089",1.6,15789,1995,9999,null,null,"N","Distillate Fuel Oil",{"$nulls":12},0.697,1.02504,1.02504,1.02504,1.02504]
["Wheelabrator Falls","54746_B_1",54746,"B","1",null,"Municipal Solid Waste",null,"PJM_EMAC","Pennsylvania",42,"Bucks",17,"42017",22.6,16137,1994,9999,null,null,"N","MSW","Dry Scrubber",1994,0.85,null,"SNCR",null,"1994","B","NA","ACI",1995,null,null,0.44462,0.33347,0.44462,0.33347,0.08,0.08,0.08]
["Grand Blanc Generating Station","54757_G_4-4",54757,"G","4-4",null,"Landfill Gas",null,"MIS_LMI","Michigan",26,"Genesee",49,"26049",0.8,13500,2000,9999,null,null,"N","Landfill Gas",{"$nulls":13},0.37255,0.37255,0.37255,0.37255]
["Boydton Plank Road Cogen Plant","54766_G_GEN20",54766,"G","GEN20",null,"Fossil Waste",null,"PJM_Dom","Virginia",51,"Dinwiddie",53,"51053",0.3,12303,2000,9999,null,null,"N","Fossil Waste",{"$nulls":13},0.04822,0.04822,0.04822,0.04822]
["Boydton Plank Road Cogen Plant","54766_G_GEN32",54766,"G","GEN32",null,"Fossil Waste",null,"PJM_Dom","Virginia",51,"Dinwiddie",53,"51053",0.3,12303,2000,9999,null,null,"N","Fossil Waste",{"$nulls":13},0.04822,0.04822,0.04822,0.04822]
["University of Iowa Main Power Plant","54775_B_BLR7",54775,"B","BLR7",null,"O/G Steam",null,"MIS_MIDA","Iowa",19,"Johnson",103,"19103",5.2,11269,1991,9999,null,null,"Y","Natural Gas",{"$nulls":3},"FR + LNB",{"$nulls":8},2.5,0.05726,0.05726,0.05726,0.05726]
["Seneca Energy","54782_G_GEN2",54782,"G","GEN2",null,"Landfill Gas",null,"NY_Z_C&E","New York",36,"Seneca",99,"36099",0.8,13500,1996,9999,null,null,"N","Landfill Gas",{"$nulls":13},0.37255,0.37255,0.37255,0.37255]
["Milford Power LP","54805_G_ST-1",54805,"G","ST-1",null,"Combined Cycle",null,"NENGREST","Massachusetts",25,"Worcester",27,"25027",80.1,8359,1993,9999,null,null,"N","Natural Gas",{"$nulls":3},"NH3 + STM","SCR",{"$nulls":8},0.04722,0.04722,0.04722,0.04722]
["New York University Central Plant","54808_G_GT1",54808,"G","GT1",null,"Combined Cycle",null,"NY_Z_J","New York",36,"New York",61,"36061",5.5,7849,2010,9999,null,null,"N","Natural Gas",{"$nulls":13},0.06082,0.06082,0.06082,0.06082]
["Southwestern Bell Telephone","54858_G_E/G2",54858,"G","E/G2",null,"Combustion Turbine","IC Engine","MIS_MO","Missouri",29,"St Louis City",510,"29510",2,9189,1992,9999,null,null,"Y","Natural Gas, Distillate Fuel Oil",{"$nulls":13},1.02504,1.02504,1.02504,1.02504]
["Narrows (NC)","54894_G_YN2",54894,"G","YN2",null,"Hydro",null,"S_VACA","North Carolina",37,"Stanly",167,"37167",30,0,1917,9999,null,null,"N","Hydro",{"$nulls":13},0,0,0,0]
["Cheoah","54899_G_5",54899,"G","5",null,"Hydro",null,"S_C_TVA","North Carolina",37,"Graham",75,"37075",35.7,0,1949,9999,null,null,"N","Hydro",{"$nulls":13},0,0,0,0]
["Adrian Energy Associates LLC","54903_G_UNT3",54903,"G","UNT3",null,"Landfill Gas",null,"MIS_LMI","Michigan",26,"Lenawee",91,"26091",0.8,14310,1994,9999,null,null,"N","Landfill Gas",{"$nulls":13},0.37255,0.37255,0.37255,0.37255]
["Twin Bridges LFGTE","54925_G_II-4",54925,"G","II-4",null,"Landfill Gas",null,"MIS_INKY","Indiana",18,"Hendricks",63,"18063",0.8,13500,2002,9999,null,null,"N","Landfill Gas",{"$nulls":13},0.37255,0.37255,0.37255,0.37255]
["Keystone Recovery","54934_G_NO 6",54934,"G","NO 6",null,"Landfill Gas",null,"PJM_WMAC","Pennsylvania",42,"Lackawanna",69,"42069",0.7,13680,1996,9999,null,null,"N","Landfill Gas",{"$nulls":13},0.37255,0.37255,0.37255,0.37255]
["Alliant SBD 9302 Aegon NP","54967_G_7906",54967,"G","7906",null,"Combustion Turbine","IC Engine","MIS_IA","Iowa",19,"Linn",113,"19113",1.2,16500,1995,9999,null,null,"N","Distillate Fuel Oil",{"$nulls":12},2.5,1.02504,1.02504,1.02504,1.02504]
["Ocean County Landfill","54980_G_UNT12",54980,"G","UNT12",null,"Landfill Gas",null,"PJM_EMAC","New Jersey",34,"Ocean",29,"34029",1.5,13500,2006,9999,null,null,"N","Landfill Gas",{"$nulls":13},0.37255,0.37255,0.37255,0.37255]
["Crestwood Dothan","54985_G_GEN2",54985,"G","GEN2",null,"Combustion Turbine","IC Engine","S_SOU","Alabama",1,"Houston",69,"01069",1.2,11343,1995,9999,null,null,"N","Distillate Fuel Oil",{"$nulls":12},4,1.02504,1.02504,1.02504,1.02504]
["Nashua Plant","55006_G_UNT3",55006,"G","UNT3",null,"Landfill Gas",null,"NENGREST","New Hampshire",33,"Hillsborough",11,"33011",1.5,13648,2016,9999,null,null,"N","Landfill Gas",{"$nulls":13},0.37255,0.37255,0.37255,0.37255]
["Sweeny Cogen Facility","55015_G_GEN4",55015,"G","GEN4",3817,"Combustion Turbine",null,"ERC_REST","Texas",48,"Brazoria",39,"48039",109,8700,2000,9999,null,null,"Y","Natural Gas",{"$nulls":3},"DLNB",{"$nulls":8},3,0.01217,0.01217,0.01217,0.01217]
["Rio Bravo","55039_G_GT1",55039,"G","GT1",3824,"Combustion Turbine",null,"WECC_NM","New Mexico",35,"Bernalillo",1,"35001",138,11848,2000,9999,null,null,"N","Natural Gas, Distillate Fuel Oil",{"$nulls":3},"DLNB + H2O",{"$nulls":8},0.74,0.03748,0.03748,0.03748,0.03748]
["Batesville Generation Facility","55063_G_CTG1",55063,"G","CTG1",3846,"Combined Cycle",null,"S_C_TVA","Mississippi",28,"Panola",107,"28107",176,7252,2000,9999,null,null,"N","Natural Gas",{"$nulls":4},"SCR",{"$nulls":8},0.02603,0.02603,0.02603,0.02603]
["Maine Independence Station","55068_G_GEN2",55068,"G","GEN2",3854,"Combined Cycle",null,"NENG_ME","Maine",23,"Penobscot",19,"23019",157.7,7391,2000,9999,null,null,"N","Natural Gas",{"$nulls":3},"DLNB","SCR",{"$nulls":8},0.01846,0.01846,0.01846,0.01846]
["Zeeland Generating Station","55087_G_1A",55087,"G","1A",3865,"Combustion Turbine",null,"MIS_LMI","Michigan",26,"Ottawa",139,"26139",158,11829,2001,9999,null,null,"N","Natural Gas",{"$nulls":3},"DLNB",{"$nulls":8},1.67,0.03447,0.03447,0.03447,0.03447]
["Zeeland Generating Station","55087_G_2A",55087,"G","2A",3867,"Combined Cycle",null,"MIS_LMI","Michigan",26,"Ottawa",139,"26139",155.9,7465,2002,9999,null,null,"N","Natural Gas",{"$nulls":3},"DLNB","SCR",2002,{"$nulls":6},0.8,0.01106,0.01106,0.01106,0.01106]
["MM San Diego-Miramar","55094_G_UNT2",55094,"G","UNT2",null,"Landfill Gas",null,"WEC_SDGE","California",6,"San Diego",73,"06073",1.6,12090,1997,9999,null,null,"Y","Landfill Gas",{"$nulls":13},0.37255,0.37255,0.37255,0.37255]
["Klamath Cogeneration Plant","55103_G_CT2",55103,"G","CT2",3900,"Combined Cycle",null,"WECC_PNW","Oregon",41,"Klamath",35,"41035",155,6905,2001,9999,null,null,"Y","Natural Gas",{"$nulls":4},"SCR",2001,{"$nulls":7},0.01531,0.01531,0.01531,0.01531]
["Madison","55110_G_CT3",55110,"G","CT3",3914,"Combustion Turbine",null,"PJM_West","Ohio",39,"Butler",17,"39017",69,13446,2000,9999,null,null,"N","Natural Gas",{"$nulls":3},"DLNB",{"$nulls":8},0.5,0.04049,0.04049,0.04049,0.04049]
["Madison","55110_G_CT8",55110,"G","CT8",3919,"Combustion Turbine",null,"PJM_West","Ohio",39,"Butler",17,"39017",70,13446,2000,9999,null,null,"N","Natural Gas",{"$nulls":3},"DLNB",{"$nulls":8},0.5,0.03593,0.03593,0.03593,0.03593]
["Magic Valley Generating Station","55123_G_CTG1",55123,"G","CTG1",3951,"Combined Cycle",null,"ERC_REST","Texas",48,"Hidalgo",215,"48215",221,7318,2002,9999,null,null,"N","Natural Gas",{"$nulls":4},"SCR",2000,{"$nulls":7},0.01572,0.01572,0.01572,0.01572]
["Desert Basin","55129_G_CTG1",55129,"G","CTG1",3964,"Combined Cycle",null,"WECC_AZ","Arizona",4,"Pinal",21,"04021",162,7392,2001,9999,null,null,"N","Natural Gas",{"$nulls":4},"SCR",{"$nulls":8},0.01135,0.01135,0.01135,0.01135]
["Wolf Hollow I LP","55139_G_CTG2",55139,"G","CTG2",3982,"Combined Cycle",null,"ERC_REST","Texas",48,"Hood",221,"48221",212.5,8074,2003,9999,null,null,"N","Natural Gas",{"$nulls":4},"SCR",{"$nulls":8},0.02348,0.02348,0.02348,0.02348]
["Hawk Road Facility","55141_G_CT2",55141,"G","CT2",3992,"Combustion Turbine",null,"S_SOU","Georgia",13,"Heard",149,"13149",161.4,10960,2001,9999,null,null,"N","Natural Gas",{"$nulls":3},"DLNB",{"$nulls":8},0.006,0.04309,0.04309,0.04309,0.04309]
["La Paloma Generating LLC","55151_G_GEN2",55151,"G","GEN2",4025,"Combined Cycle",null,"WEC_CALN","California",6,"Kern",29,"06029",241.6,7197,2003,9999,null,null,"N","Natural Gas",{"$nulls":3},"DLNB","SCR",{"$nulls":8},0.00778,0.00778,0.00778,0.00778]
["MM Hartford Energy","55163_G_UNT3",55163,"G","UNT3",null,"Landfill Gas",null,"NENG_CT","Connecticut",9,"Hartford",3,"09003",0.9,13500,1998,9999,null,null,"N","Landfill Gas",{"$nulls":12},0.14,0.37255,0.37255,0.37255,0.37255]
["Bastrop Energy Center","55168_G_0001",55168,"G","0001",4046,"Combined Cycle",null,"ERC_REST","Texas",48,"Bastrop",21,"48021",149,7706,2002,9999,null,null,"N","Natural Gas",{"$nulls":3},"DLNB",{"$nulls":9},0.02821,0.02821,0.02821,0.02821]
["Acadia Energy Center","55173_G_ST26",55173,"G","ST26",null,"Combined Cycle",null,"MIS_LA","Louisiana",22,"Acadia",1,"22001",243.9,7410,2002,9999,null,null,"N","Natural Gas",{"$nulls":3},"LNB","SCR",2002,{"$nulls":7},0.00933,0.00933,0.00933,0.00933]
["Channelview Cogeneration Plant","55187_G_GT1",55187,"G","GT1",4077,"Combined Cycle",null,"ERC_REST","Texas",48,"Harris",201,"48201",169,5500,2002,9999,null,null,"Y","Natural Gas",{"$nulls":4},"SCR",{"$nulls":7},1E-3,0.01055,0.01055,0.01055,0.01055]
["Elwood Energy LLC","55199_G_GT3",55199,"G","GT3",4117,"Combustion Turbine",null,"PJM_COMD","Illinois",17,"Will",197,"17197",150,11151,1999,9999,null,null,"N","Natural Gas",{"$nulls":3},"DLNB",{"$nulls":8},1,0.03621,0.03621,0.03621,0.03621]
["Kinmundy","55204_G_1",55204,"G","1",4136,"Combustion Turbine",null,"MIS_IL","Illinois",17,"Marion",121,"17121",104,13036,2001,9999,null,null,"N","Natural Gas, Distillate Fuel Oil",{"$nulls":3},"DLNB + H2O",{"$nulls":8},0.28,0.07282,0.07282,0.07282,0.07282]
["Lake Benton I","55208_G_EXIS",55208,"G","EXIS",null,"Onshore Wind",null,"MIS_MNWI","Minnesota",27,"Lincoln",81,"27081",104.5,0,1998,9999,null,null,"N","Wind",{"$nulls":13},0,0,0,0]
["Hinds Energy Facility","55218_G_H01",55218,"G","H01",4155,"Combined Cycle",null,"MIS_D_MS","Mississippi",28,"Hinds",49,"28049",145,7325,2001,9999,null,null,"N","Natural Gas",{"$nulls":3},"DLNB","SCR",2001,{"$nulls":7},0.01111,0.01111,0.01111,0.01111]
["Lincoln Generating Facility","55222_G_CTG2",55222,"G","CTG2",4175,"Combustion Turbine",null,"PJM_COMD","Illinois",17,"Will",197,"17197",77.8,12345,2000,9999,null,null,"N","Natural Gas",{"$nulls":3},"DLNB",{"$nulls":8},1,0.03608,0.03608,0.03608,0.03608]
["Montpelier Electric Generating Station","55229_G_GT1",55229,"G","GT1",4220,"Combustion Turbine",null,"MIS_INKY","Indiana",18,"Wells",179,"18179",59,11336,2001,9999,null,null,"N","Natural Gas, Distillate Fuel Oil",{"$nulls":3},"H2O",{"$nulls":8},1.6,0.11858,0.11858,0.11858,0.11858]
["Jack County","55230_G_CT4",55230,"G","CT4",90583,"Combined Cycle",null,"ERC_REST","Texas",48,"Wise",497,"48497",165,7177,2011,9999,null,null,"N","Natural Gas",{"$nulls":3},"DLNB + NH3","SCR",{"$nulls":8},0.01015,0.01015,0.01015,0.01015]
["Handsome Lake Energy LLC","55233_G_GT03",55233,"G","GT03",4252,"Combustion Turbine",null,"PJM_PENE","Pennsylvania",42,"Venango",121,"42121",53.5,11044,2001,9999,null,null,"N","Natural Gas",{"$nulls":3},"H2O",{"$nulls":8},3.7,0.16965,0.16965,0.16965,0.16965]
["Energy Shelby County","55237_G_CTG7",55237,"G","CTG7",4280,"Combustion Turbine",null,"MIS_IL","Illinois",17,"Shelby",173,"17173",42,10745,2001,9999,null,null,"N","Natural Gas",{"$nulls":3},"H2O",{"$nulls":8},1E-3,0.06512,0.06512,0.06512,0.06512]
["Astoria Gas Turbines","55243_G_11",55243,"G","11",null,"Combustion Turbine",null,"NY_Z_J","New York",36,"Queens",81,"36081",17.3,22768,1971,9999,null,null,"N","Distillate Fuel Oil",{"$nulls":12},0.316,0.4307,0.4307,0.4307,0.4307]
["Astoria Gas Turbines","55243_G_3-4",55243,"G","3-4",3505,"Combustion Turbine",null,"NY_Z_J","New York",36,"Queens",81,"36081",36.5,13848,1970,9999,null,null,"N","Natural Gas, Distillate Fuel Oil",{"$nulls":12},0.316,0.4307,0.4307,0.4307,0.4307]
["University Park South","55250_G_UPG4",55250,"G","UPG4",4324,"Combustion Turbine",null,"PJM_COMD","Illinois",17,"Will",197,"17197",50,11546,2001,9999,null,null,"N","Natural Gas",{"$nulls":3},"H2O",{"$nulls":8},1,0.08625,0.08625,0.08625,0.08625]
["Lake Benton II","55265_G_EXIS",55265,"G","EXIS",null,"Onshore Wind",null,"MIS_MNWI","Minnesota",27,"Pipestone",117,"27117",103.5,0,1999,9999,null,null,"N","Wind",{"$nulls":13},0,0,0,0]
["Jackson Generating Station","55270_G_LM6",55270,"G","LM6",4382,"Combined Cycle",null,"MIS_LMI","Michigan",26,"Jackson",75,"26075",46,8732,2002,9999,null,null,"N","Natural Gas",{"$nulls":3},"STM",{"$nulls":9},0.05235,0.05235,0.05235,0.05235]
["Ceredo Generating Station","55276_G_04",55276,"G","04",4400,"Combustion Turbine",null,"PJM_West","West Virginia",54,"Wayne",99,"54099",75,11962,2001,9999,null,null,"N","Natural Gas",{"$nulls":3},"CM",{"$nulls":8},2.7,0.03274,0.03274,0.03274,0.03274]
["Arlington Valley Energy Facility","55282_G_CTG1",55282,"G","CTG1",4420,"Combined Cycle",null,"WECC_AZ","Arizona",4,"Maricopa",13,"04013",162,7430,2002,9999,null,null,"N","Natural Gas",{"$nulls":3},"DLNB","SCR",{"$nulls":8},0.00754,0.00754,0.00754,0.00754]
["Medway Hydro","55288_G_MW01",55288,"G","MW01",null,"Hydro",null,"NENG_ME","Maine",23,"Penobscot",19,"23019",0.7,0,1923,9999,null,null,"N","Hydro",{"$nulls":13},0,0,0,0]
["New Covert Generating Facility","55297_G_1A",55297,"G","1A",null,"Combined Cycle",null,"MIS_LMI","Michigan",26,"Van Buren",159,"26159",134,7050,2004,9999,null,null,"N","Natural Gas",{"$nulls":3},"DLNB","SCR",2004,{"$nulls":7},0.0075,0.0075,0.0075,0.0075]
["Channel Energy Center LLC","55299_G_ST-1",55299,"G","ST-1",null,"Combined Cycle",null,"ERC_REST","Texas",48,"Harris",201,"48201",215,6052,2002,9999,null,null,"Y","Natural Gas",{"$nulls":3},"NH3","SCR",{"$nulls":8},0.01223,0.01183,0.01223,0.01183]
["Ingleside Cogeneration","55313_G_CTG1",55313,"G","CTG1",null,"Combined Cycle",null,"ERC_REST","Texas",48,"San Patricio",409,"48409",155,7590,1999,9999,null,null,"Y","Natural Gas",{"$nulls":13},0.0692,0.0692,0.0692,0.0692]
["Hermiston Power Partnership","55328_G_STG1",55328,"G","STG1",null,"Combined Cycle",null,"WECC_PNW","Oregon",41,"Umatilla",59,"41059",247,7160,2002,9999,null,null,"N","Natural Gas",{"$nulls":3},"DLNB","SCR",2002,{"$nulls":7},0.01584,0.01584,0.01584,0.01584]
["Luna Energy Facility","55343_G_CTG2",55343,"G","CTG2",4522,"Combined Cycle",null,"WECC_NM","New Mexico",35,"Luna",29,"35029",150.5,7436,2006,9999,null,null,"N","Natural Gas",{"$nulls":3},"DLNB","SCR",{"$nulls":7},1E-3,0.01096,0.01096,0.01096,0.01096]
["Armstrong","55347_G_3",55347,"G","3",4533,"Combustion Turbine",null,"PJM_AP","Pennsylvania",42,"Armstrong",5,"42005",146.4,10745,2002,9999,null,null,"N","Natural Gas, Distillate Fuel Oil",{"$nulls":3},"DLNB + H2O",{"$nulls":8},3.7,0.02965,0.02965,0.02965,0.02965]
["Exelon LaPorte Generating Station","55365_G_GT1",55365,"G","GT1",4559,"Combustion Turbine",null,"ERC_REST","Texas",48,"Harris",201,"48201",38,12535,2001,9999,null,null,"N","Natural Gas",{"$nulls":3},"DLNB",{"$nulls":8},3,0.18518,0.18518,0.18518,0.18518]
["FirstEnergy Gans","55377_G_UNT9",55377,"G","UNT9",4586,"Combustion Turbine",null,"PJM_AP","Pennsylvania",42,"Fayette",51,"42051",44,10745,2000,9999,null,null,"N","Natural Gas, Distillate Fuel Oil",{"$nulls":3},"H2O",{"$nulls":8},0.006,0.07159,0.07159,0.07159,0.07159]
["Commonwealth Chesapeake","55381_G_UNT7",55381,"G","UNT7",4606,"Combustion Turbine",null,"PJM_EMAC","Virginia",51,"Accomack",1,"51001",45.7,10745,2001,9999,null,null,"N","Distillate Fuel Oil",{"$nulls":3},"H2O",{"$nulls":8},0.8,0.11066,0.11066,0.11066,0.11066]
["Columbia Energy Center (SC)","55386_G_CT2",55386,"G","CT2",4637,"Combined Cycle",null,"S_VACA","South Carolina",45,"Calhoun",17,"45017",151.5,6405,2004,9999,null,null,"Y","Natural Gas, Distillate Fuel Oil",{"$nulls":3},"DLNB + H2O","SCR",{"$nulls":8},0.01639,0.01639,0.01639,0.01639]
["Elk Hills Power LLC","55400_G_STG",55400,"G","STG",null,"Combined Cycle",null,"WEC_CALN","California",6,"Kern",29,"06029",213,7124,2003,9999,null,null,"Y","Natural Gas",{"$nulls":4},"SCR",2003,{"$nulls":7},5.45E-3,5.45E-3,5.45E-3,5.45E-3]
["Calhoun Energy Center","55409_G_CAL4",55409,"G","CAL4",4691,"Combustion Turbine",null,"S_SOU","Alabama",1,"Calhoun",15,"01015",158,10745,2003,9999,null,null,"N","Natural Gas, Distillate Fuel Oil",{"$nulls":3},"DLNB + H2O",{"$nulls":8},4,0.0331,0.0331,0.0331,0.0331]
["Hot Spring Generating Facility","55418_G_ST1",55418,"G","ST1",null,"Combined Cycle",null,"MIS_AR","Arkansas",5,"Hot Spring",59,"05059",270,7433,2002,9999,null,null,"N","Natural Gas",{"$nulls":3},"DLNB","SCR",2002,{"$nulls":7},0.00946,0.00946,0.00946,0.00946]
["Tenaska Virginia Generating Station","55439_G_CTG3",55439,"G","CTG3",4757,"Combined Cycle",null,"PJM_Dom","Virginia",51,"Fluvanna",65,"51065",183.3,7352,2004,9999,null,null,"N","Natural Gas, Distillate Fuel Oil",{"$nulls":3},"DLNB + H2O","SCR",{"$nulls":8},0.00753,0.00753,0.00753,0.00753]
["Columbia Energy Center","55447_G_CT02",55447,"G","CT02",4781,"Combustion Turbine",null,"MIS_MO","Missouri",29,"Boone",19,"29019",35,13127,2001,9999,null,null,"N","Natural Gas",{"$nulls":3},"DLNB",{"$nulls":8},2.3,0.03844,0.03844,0.03844,0.03844]
["Redbud Power Plant","55463_G_ST02",55463,"G","ST02",null,"Combined Cycle",null,"SPP_WEST","Oklahoma",40,"Oklahoma",109,"40109",135,7134,2004,9999,null,null,"N","Natural Gas",{"$nulls":3},"DLNB","SCR",2003,{"$nulls":7},0.01253,0.01253,0.01253,0.01253]
["Green Power 2","55470_G_ST805",55470,"G","ST805",null,"Combined Cycle",null,"ERC_REST","Texas",48,"Galveston",167,"48167",241.5,7590,2009,9999,null,null,"Y","Natural Gas",{"$nulls":3},"DLNB","SCR",2003,{"$nulls":7},0.01042,0.01042,0.01042,0.01042]
["Forney Energy Center","55480_G_ST1",55480,"G","ST1",null,"Combined Cycle",null,"ERC_REST","Texas",48,"Kaufman",257,"48257",415,7610,2003,9999,null,null,"N","Natural Gas",{"$nulls":3},"DLNB",{"$nulls":9},0.03304,0.03304,0.03304,0.03304]
["Blackburn Landfill Co-Generation","55488_G_BB2",55488,"G","BB2",null,"Landfill Gas",null,"S_VACA","North Carolina",37,"Catawba",35,"37035",1,6876,1999,9999,null,null,"Y","Landfill Gas",{"$nulls":13},0.37255,0.37255,0.37255,0.37255]
["Frank Knutson","55505_G_BR1",55505,"G","BR1",4905,"Combustion Turbine",null,"WECC_CO","Colorado",8,"Adams",1,"08001",67,12500,2002,9999,null,null,"N","Natural Gas, Distillate Fuel Oil",{"$nulls":3},"DLNB + H2O",{"$nulls":8},1.2,0.02925,0.02925,0.02925,0.02925]
["Fayette Energy Facility","55516_G_CTG1",55516,"G","CTG1",10129,"Combined Cycle",null,"PJM_AP","Pennsylvania",42,"Fayette",51,"42051",174,7292,2003,9999,null,null,"N","Natural Gas",{"$nulls":3},"DLNB","SCR",{"$nulls":8},0.00739,0.00739,0.00739,0.00739]
["Sundance","55522_G_CT4",55522,"G","CT4",9954,"Combustion Turbine",null,"WECC_AZ","Arizona",4,"Pinal",21,"04021",41,10745,2002,9999,null,null,"N","Natural Gas",{"$nulls":3},"H2O","SCR",{"$nulls":7},0.8,0.01706,0.01706,0.01706,0.01706]
["Atascosita","55526_G_GEN6",55526,"G","GEN6",null,"Landfill Gas",null,"ERC_REST","Texas",48,"Harris",201,"48201",1.7,13500,2004,9999,null,null,"N","Landfill Gas",{"$nulls":13},0.37255,0.37255,0.37255,0.37255]
["Sun River LLC","55562_G_SU30",55562,"G","SU30",null,"Onshore Wind",null,"MIS_MNWI","Minnesota",27,"Lincoln",81,"27081",1.9,0,2001,9999,null,null,"N","Wind",{"$nulls":13},0,0,0,0]
["Mallard Lake Electric","55592_G_1",55592,"G","1",null,"Landfill Gas",null,"PJM_COMD","Illinois",17,"Dupage",43,"17043",3.8,13500,1997,9999,null,null,"N","Landfill Gas",{"$nulls":13},0.37255,0.37255,0.37255,0.37255]
["GRS Arbor Hills","55596_G_0004",55596,"G","0004",null,"Landfill Gas",null,"MIS_LMI","Michigan",26,"Washtenaw",161,"26161",7.6,14687,1996,9999,null,null,"N","Landfill Gas",{"$nulls":3},"STM",{"$nulls":9},0.37255,0.37255,0.37255,0.37255]
["Watchtower Educational Center","55619_G_GEN2",55619,"G","GEN2",null,"Combustion Turbine","IC Engine","NY_Z_G-I","New York",36,"Putnam",79,"36079",0.7,14397,1993,9999,null,null,"N","Distillate Fuel Oil",{"$nulls":13},0.51323,0.51323,0.51323,0.51323]
["University Park North","55640_G_1",55640,"G","1",8660,"Combustion Turbine",null,"PJM_COMD","Illinois",17,"Will",197,"17197",42,10745,2002,9999,null,null,"N","Natural Gas",{"$nulls":3},"H2O","SCR",{"$nulls":7},1,0.01223,0.01223,0.01223,0.01223]
["Plains End","55650_G_GE20",55650,"G","GE20",null,"Combustion Turbine","IC Engine","WECC_CO","Colorado",8,"Jefferson",59,"08059",5.7,10745,2002,9999,null,null,"N","Natural Gas",{"$nulls":12},1.2,0.39755,0.39755,0.39755,0.39755]
["Plains End","55650_G_GEN5",55650,"G","GEN5",null,"Combustion Turbine","IC Engine","WECC_CO","Colorado",8,"Jefferson",59,"08059",5.7,10745,2002,9999,null,null,"N","Natural Gas",{"$nulls":12},1.2,0.39755,0.39755,0.39755,0.39755]
["Chehalis Generating Facility","55662_G_CT1",55662,"G","CT1",8780,"Combined Cycle",null,"WECC_PNW","Washington",53,"Lewis",41,"53041",160,7645,2003,9999,null,null,"N","Natural Gas, Distillate Fuel Oil",{"$nulls":3},"DLNB + H2O","SCR",{"$nulls":8},0.01189,0.01189,0.01189,0.01189]
["Higgins Generating Station","55687_G_A01",55687,"G","A01",10238,"Combined Cycle",null,"WECC_SNV","Nevada",32,"Clark",3,"32003",157,7484,2004,9999,null,null,"N","Natural Gas",{"$nulls":4},"SCR",{"$nulls":8},0.00824,0.00824,0.00824,0.00824]
["Quantum Choctaw Power LLC","55694_G_CT1",55694,"G","CT1",8924,"Combined Cycle",null,"S_C_TVA","Mississippi",28,"Choctaw",19,"28019",220,7248,2006,9999,null,null,"N","Natural Gas",{"$nulls":3},"DLNB","SCR",{"$nulls":8},0.01264,0.01264,0.01264,0.01264]
["FirstEnergy Allegheny Energy Units 3 4 & 5","55710_G_UNT4",55710,"G","UNT4",9963,"Combined Cycle",null,"PJM_AP","Pennsylvania",42,"Allegheny",3,"42003",167,7254,2003,9999,null,null,"N","Natural Gas, Distillate Fuel Oil",{"$nulls":3},"DLNB","SCR",{"$nulls":7},0.003,0.00858,0.00858,0.00858,0.00858]
["Buchanan Generation LLC","55738_G_2",55738,"G","2",9249,"Combustion Turbine",null,"PJM_West","Virginia",51,"Buchanan",27,"51027",40,10745,2002,9999,null,null,"N","Natural Gas",{"$nulls":3},"H2O",{"$nulls":8},0.006,0.07401,0.07401,0.07401,0.07401]
["Model City Energy Facility","55757_G_GEN5",55757,"G","GEN5",null,"Landfill Gas",null,"NY_Z_A","New York",36,"Niagara",63,"36063",0.8,13500,2001,9999,null,null,"N","Landfill Gas",{"$nulls":13},0.37255,0.37255,0.37255,0.37255]
["Kiefer Landfill","55766_G_361B",55766,"G","361B",null,"Landfill Gas",null,"WEC_BANC","California",6,"Sacramento",67,"06067",2.8,14242,1999,9999,null,null,"N","Landfill Gas",{"$nulls":13},0.37255,0.37255,0.37255,0.37255]
["Countyside Genco LLC","55773_G_CS8",55773,"G","CS8",null,"Landfill Gas",null,"PJM_COMD","Illinois",17,"Lake",97,"17097",2,19973,2012,9999,null,null,"N","Landfill Gas",{"$nulls":13},0.37255,0.37255,0.37255,0.37255]
["Gilroy Peaking Energy Center","55810_G_S3",55810,"G","S3",88230,"Combustion Turbine",null,"WEC_CALN","California",6,"Santa Clara",85,"06085",45,11689,2001,9999,null,null,"N","Natural Gas",{"$nulls":3},"H2O + NH3","SCR",{"$nulls":7},0.74,0.02845,0.02845,0.02845,0.02845]
["Island Street Peaking Plant","55836_G_FT81",55836,"G","FT81",89407,"Combustion Turbine",null,"MIS_WUMS","Wisconsin",55,"Outagamie",87,"55087",51.3,12087,2004,9999,null,null,"N","Natural Gas, Distillate Fuel Oil",{"$nulls":3},"H2O",{"$nulls":9},0.09327,0.09327,0.09327,0.09327]
["Panoche Peaker","55874_G_8",55874,"G","8",null,"Combustion Turbine",null,"WEC_CALN","California",6,"Fresno",19,"06019",40,15691,1973,9999,null,null,"N","Natural Gas",{"$nulls":12},0.74,0.50376,0.50376,0.50376,0.50376]
["Jasper","55927_G_CT1",55927,"G","CT1",10211,"Combined Cycle",null,"S_VACA","South Carolina",45,"Jasper",53,"45053",158,7354,2004,9999,null,null,"N","Natural Gas, Distillate Fuel Oil",{"$nulls":3},"DLNB + H2O + NH3","SCR",{"$nulls":8},0.00814,0.00814,0.00814,0.00814]
["McMinnville","55928_G_9",55928,"G","9",null,"Combustion Turbine","IC Engine","S_C_TVA","Tennessee",47,"Warren",177,"47177",1.8,10745,2001,9999,null,null,"N","Distillate Fuel Oil",{"$nulls":12},5,1.02504,1.02504,1.02504,1.02504]
["Downtown","55954_G_2",55954,"G","2",null,"Combustion Turbine","IC Engine","PJM_Dom","Virginia",51,"Southampton",175,"51175",1.6,10745,1992,9999,null,null,"N","Distillate Fuel Oil",{"$nulls":12},2.64,1.02504,1.02504,1.02504,1.02504]
["Cosumnes","55970_G_2",55970,"G","2",88365,"Combined Cycle",null,"WEC_BANC","California",6,"Sacramento",67,"06067",166,7050,2006,9999,null,null,"N","Natural Gas",{"$nulls":3},"DLNB","SCR",{"$nulls":8},0.00559,0.00559,0.00559,0.00559]
["Bluffview","55977_G_STG1",55977,"G","STG1",null,"Combined Cycle",null,"WECC_NM","New Mexico",35,"San Juan",45,"35045",27,8034,2005,9999,null,null,"N","Natural Gas",{"$nulls":3},"DLNB + NH3","SCR",2005,{"$nulls":7},0.04395,0.04395,0.04395,0.04395]
["Brady","55991_G_TG-2",55991,"G","TG-2",null,"Geothermal",null,"WECC_NNV","Nevada",32,"Churchill",1,"32001",7.5,9771,1992,9999,null,null,"N","Geothermal",{"$nulls":13},0,0,0,0,0.4563,0.4563,0.4563]
["Waymart Wind","56001_G_GE15",56001,"G","GE15",null,"Onshore Wind",null,"PJM_WMAC","Pennsylvania",42,"Wayne",127,"42127",64.5,0,2003,9999,null,null,"N","Wind",{"$nulls":13},0,0,0,0]
["Walton Bainbridge Power Facility","56015_G_SEG1",56015,"G","SEG1",90202,"Combustion Turbine",null,"S_SOU","Georgia",13,"Decatur",87,"13087",37,16452,2000,9999,null,null,"N","Distillate Fuel Oil",{"$nulls":3},"H2O",{"$nulls":8},0.206,0.20647,0.20647,0.20647,0.20647]
["Fox Energy Center","56031_G_CTG1",56031,"G","CTG1",89359,"Combined Cycle",null,"MIS_WUMS","Wisconsin",55,"Outagamie",87,"55087",165.9,7075,2006,9999,null,null,"N","Natural Gas, Distillate Fuel Oil",{"$nulls":3},"DLNB + H2O","SCR",{"$nulls":8},0.01145,0.01145,0.01145,0.01145]
["CPV Towantic Energy Center","56047_G_STG",56047,"G","STG",null,"Combined Cycle","","NENG_CT","Connecticut",9,"New Haven",9,"09009",277.8,6250,2018,9999,null,null,"N","Natural Gas",{"$nulls":13},0.011,0.011,0.011,0.011]
["High Winds LLC","56075_G_2",56075,"G","2",null,"Onshore Wind",null,"WEC_CALN","California",6,"Solano",95,"06095",16.2,0,2003,9999,null,null,"N","Wind",{"$nulls":13},0,0,0,0]
["St. Charles Power Plant","56100_G_4",56100,"G","4",null,"Combustion Turbine","IC Engine","MIS_MNWI","Minnesota",27,"Winona",169,"27169",2,10745,2004,9999,null,null,"N","Distillate Fuel Oil",{"$nulls":13},1.02504,1.02504,1.02504,1.02504]
["Tessman Road","56113_G_5",56113,"G","5",null,"Landfill Gas",null,"ERC_REST","Texas",48,"Bexar",29,"48029",1.4,13500,2003,9999,null,null,"N","Landfill Gas",{"$nulls":13},0.37255,0.37255,0.37255,0.37255]
["Flora Site B","56118_G_4",56118,"G","4",null,"Combustion Turbine","IC Engine","MIS_IL","Illinois",17,"Clay",25,"17025",1.9,10745,2001,9999,null,null,"N","Distillate Fuel Oil",{"$nulls":12},1,1.02504,1.02504,1.02504,1.02504]
["Thermal Kem","56129_G_1",56129,"G","1",null,"Combustion Turbine","IC Engine","S_VACA","South Carolina",45,"York",91,"45091",2.4,10745,2003,9999,null,null,"N","Distillate Fuel Oil",{"$nulls":12},3.5,1.02504,1.02504,1.02504,1.02504]
["Ripon Generation Station","56135_G_2",56135,"G","2",89442,"Combustion Turbine",null,"WEC_BANC","California",6,"San Joaquin",77,"06077",48,10745,2006,9999,null,null,"N","Natural Gas",{"$nulls":3},"H2O","SCR",{"$nulls":7},0.74,0.00835,0.00835,0.00835,0.00835]
["McIntosh Combined Cycle Facility","56150_G_C10A",56150,"G","C10A",89598,"Combined Cycle",null,"S_SOU","Georgia",13,"Effingham",103,"13103",189.6,7050,2005,9999,null,null,"N","Natural Gas, Distillate Fuel Oil",{"$nulls":3},"DLNB + H2O","SCR",{"$nulls":8},0.00576,0.00576,0.00576,0.00576]
["Red Bluff","56184_G_IC1",56184,"G","IC1",null,"Combustion Turbine","IC Engine","WEC_CALN","California",6,"Tehama",103,"06103",2.8,10745,2001,9999,null,null,"N","Natural Gas",{"$nulls":12},0.74,0.2046,0.2046,0.2046,0.2046]
["Chowchilla II","56185_G_IC1",56185,"G","IC1",null,"Combustion Turbine","IC Engine","WEC_CALN","California",6,"Madera",39,"06039",3.1,10745,2001,9999,null,null,"N","Natural Gas",{"$nulls":12},0.74,0.2046,0.2046,0.2046,0.2046]
["Waterside Power, LLC","56189_G_7",56189,"G","7",89718,"Combustion Turbine",null,"NENG_CT","Connecticut",9,"Fairfield",1,"09001",23.3,11419,2006,9999,null,null,"N","Distillate Fuel Oil",{"$nulls":3},"H2O",{"$nulls":9},0.13315,0.13315,0.13315,0.13315]
["500MW CC","56196_G_CA01",56196,"G","CA01",null,"Combined Cycle",null,"NY_Z_J","New York",36,"Queens",81,"36081",161.7,7360,2005,9999,null,null,"N","Natural Gas, Distillate Fuel Oil",{"$nulls":3},"DLNB + H2O","SCR",2006,{"$nulls":7},0.008,0.008,0.008,0.008]
["Sweetwater Wind 2 LLC","56212_G_SW2",56212,"G","SW2",null,"Onshore Wind",null,"ERC_WEST","Texas",48,"Nolan",353,"48353",91.5,0,2005,9999,null,null,"N","Wind",{"$nulls":13},0,0,0,0]
["Malaga Power LLC","56239_G_GT-2",56239,"G","GT-2",89580,"Combustion Turbine",null,"WEC_CALN","California",6,"Fresno",19,"06019",48,10745,2005,9999,null,null,"N","Natural Gas",{"$nulls":4},"SCR",{"$nulls":7},0.74,0.01774,0.01774,0.01774,0.01774]
["Stevens Community Medical Center","56245_G_1",56245,"G","1",null,"Combustion Turbine","IC Engine","MIS_MNWI","Minnesota",27,"Stevens",149,"27149",1,14397,2004,9999,null,null,"N","Distillate Fuel Oil",{"$nulls":13},1.02504,1.02504,1.02504,1.02504]
["Ontario LFGTE","56250_G_GEN4",56250,"G","GEN4",null,"Landfill Gas",null,"NY_Z_C&E","New York",36,"Ontario",69,"36069",0.8,13500,2003,9999,null,null,"N","Landfill Gas",{"$nulls":13},0.37255,0.37255,0.37255,0.37255]
["Gastonia, Tulip Drive","56262_G_Unit1",56262,"G","Unit1",null,"Combustion Turbine","IC Engine","S_VACA","North Carolina",37,"Gaston",71,"37071",1.8,25000,2005,9999,null,null,"N","Distillate Fuel Oil",{"$nulls":12},2.3,1.02504,1.02504,1.02504,1.02504]
["Valley Queen Cheese","56274_G_3",56274,"G","3",null,"Combustion Turbine","IC Engine","MIS_MAPP","South Dakota",46,"Grant",51,"46051",0.5,10745,2004,9999,null,null,"N","Distillate Fuel Oil",{"$nulls":12},3,1.02504,1.02504,1.02504,1.02504]
["Hamlet Generating Facility","56292_G_ES3",56292,"G","ES3",89615,"Combustion Turbine",null,"S_VACA","North Carolina",37,"Richmond",153,"37153",56.5,10869,2007,9999,null,null,"N","Natural Gas, Distillate Fuel Oil",{"$nulls":3},"H2O",{"$nulls":8},0.06,0.08397,0.08397,0.08397,0.08397]
["Caprock Wind Farm","56293_G_1",56293,"G","1",null,"Onshore Wind",null,"SPP_SPS","New Mexico",35,"Quay",37,"35037",60,0,2004,9999,null,null,"N","Wind",{"$nulls":13},0,0,0,0]
["Sweetwater Wind 3 LLC","56311_G_SW3",56311,"G","SW3",null,"Onshore Wind",null,"ERC_WEST","Texas",48,"Nolan",353,"48353",135,0,2005,9999,null,null,"N","Wind",{"$nulls":13},0,0,0,0]
["Colonie LFGTE Facility","56324_G_GEN3",56324,"G","GEN3",null,"Landfill Gas",null,"NY_Z_F","New York",36,"Albany",1,"36001",1.6,13500,2006,9999,null,null,"N","Landfill Gas",{"$nulls":13},0.37255,0.37255,0.37255,0.37255]
["Harry D Mattison Gas Plant","56328_G_3",56328,"G","3",1869,"Combustion Turbine",null,"SPP_WEST","Arkansas",5,"Washington",143,"05143",72,13289,2007,9999,null,null,"N","Natural Gas",{"$nulls":3},"DLNB",{"$nulls":9},0.05558,0.05558,0.05558,0.05558]
["Bear Valley Power Plant","56346_G_ICE3",56346,"G","ICE3",null,"Combustion Turbine","IC Engine","WECC_SCE","California",6,"San Bernardino",71,"06071",1.2,18000,2005,9999,null,null,"N","Natural Gas",{"$nulls":12},0.74,0.2046,0.2046,0.2046,0.2046]
["Colorado Bend Energy Center","56350_G_ST1",56350,"G","ST1",null,"Combined Cycle",null,"ERC_REST","Texas",48,"Wharton",481,"48481",101,8386,2007,9999,null,null,"N","Natural Gas",{"$nulls":3},"DLNB + LNB + NH3","SCR",2007,{"$nulls":7},0.01482,0.01482,0.01482,0.01482]
["Victory Wind Farm","56379_G_VWF",56379,"G","VWF",null,"Onshore Wind",null,"MIS_MIDA","Iowa",19,"Carroll",27,"19027",99,0,2006,9999,null,null,"N","Wind",{"$nulls":13},0,0,0,0]
["Lempster Wind LLC","56399_G_1",56399,"G","1",null,"Onshore Wind",null,"NENGREST","New Hampshire",33,"Sullivan",19,"33019",24,0,2008,9999,null,null,"N","Wind",{"$nulls":13},0,0,0,0]
["Agriwind","56408_G_AWND1",56408,"G","AWND1",null,"Onshore Wind",null,"PJM_COMD","Illinois",17,"Bureau",11,"17011",8.4,0,2007,9999,null,null,"N","Wind",{"$nulls":13},0,0,0,0]
["Renick Run Pumping Station 03-04","56420_G_0004",56420,"G","0004",null,"Combustion Turbine","IC Engine","PJM_West","Ohio",39,"Franklin",49,"39049",1.1,10756,2006,9999,null,null,"N","Distillate Fuel Oil",{"$nulls":12},3.6,1.02504,1.02504,1.02504,1.02504]
["Ameresco Delaware South","56429_G_1",56429,"G","1",null,"Landfill Gas",null,"PJM_EMAC","Delaware",10,"Sussex",5,"10005",1,13500,2006,9999,null,null,"N","Landfill Gas",{"$nulls":12},0.2,0.1697,0.1697,0.1697,0.1697]
["Burley Butte Windpark","56434_G_BBWP",56434,"G","BBWP",null,"Onshore Wind",null,"WECC_ID","Idaho",16,"Cassia",31,"16031",21.3,0,2011,9999,null,null,"N","Wind",{"$nulls":13},0,0,0,0]
["Geneva Generation Facility","56462_G_GEN 2",56462,"G","GEN 2",null,"Combustion Turbine","IC Engine","PJM_COMD","Illinois",17,"Kane",89,"17089",5.4,10745,2005,9999,null,null,"N","Natural Gas",{"$nulls":13},0.39755,0.39755,0.39755,0.39755]
["Liberty I & II LFGTE","56465_G_2-III",56465,"G","2-III",null,"Landfill Gas","","MIS_INKY","Indiana",18,"White",181,"18181",1.6,18000,2017,9999,null,null,"N","Landfill Gas",{"$nulls":13},0.09,0.09,0.09,0.09]
["Gateway Generating Station","56476_G_C",56476,"G","C",null,"Combined Cycle",null,"WEC_CALN","California",6,"Contra Costa",13,"06013",209.4,7133,2009,9999,null,null,"N","Natural Gas",{"$nulls":3},"DLNB","SCR",2009,{"$nulls":7},0.0077,0.0077,0.0077,0.0077]
["Biglow Canyon Wind Farm","56485_G_3",56485,"G","3",null,"Onshore Wind",null,"WECC_PNW","Oregon",41,"Sherman",55,"41055",161,0,2010,9999,null,null,"N","Wind",{"$nulls":13},0,0,0,0]
["Goodman Energy Center","56497_G_11",56497,"G","11",null,"Combustion Turbine","IC Engine","SPP_WEST","Kansas",20,"Ellis",51,"20051",9.2,10745,2016,9999,null,null,"N","Natural Gas, Distillate Fuel Oil",{"$nulls":13},0.39755,0.39755,0.39755,0.39755]
["Western 102 Power Plant","56500_G_F202",56500,"G","F202",null,"Combustion Turbine","IC Engine","WECC_NNV","Nevada",32,"Storey",29,"32029",7.9,11118,2005,9999,null,null,"N","Natural Gas",{"$nulls":13},0.39755,0.39755,0.39755,0.39755]
["Riley Generating Station","56503_G_4",56503,"G","4",null,"Combustion Turbine","IC Engine","MIS_LMI","Michigan",26,"Ottawa",139,"26139",2,15356,2006,9999,null,null,"N","Natural Gas",{"$nulls":4},"SCR",{"$nulls":8},0.39755,0.07951,0.39755,0.07951]
["GLRA Landfill","56512_G_GEN2",56512,"G","GEN2",null,"Landfill Gas",null,"PJM_WMAC","Pennsylvania",42,"Lebanon",75,"42075",1.6,13500,2007,9999,null,null,"N","Landfill Gas",{"$nulls":13},0.37255,0.37255,0.37255,0.37255]
["Plains End II LLC","56516_G_2G10",56516,"G","2G10",null,"Combustion Turbine","IC Engine","WECC_CO","Colorado",8,"Jefferson",59,"08059",8.3,10745,2008,9999,null,null,"N","Natural Gas",{"$nulls":13},0.39755,0.39755,0.39755,0.39755]
["Springhill Gas Recovery Plant","56522_G_GEN2",56522,"G","GEN2",null,"Landfill Gas",null,"S_SOU","Florida",12,"Jackson",63,"12063",0.8,13500,2006,9999,null,null,"N","Landfill Gas",{"$nulls":13},0.37255,0.37255,0.37255,0.37255]
["Timberline Trail Gas Recovery","56525_G_GEN4",56525,"G","GEN4",null,"Landfill Gas",null,"MIS_MNWI","Wisconsin",55,"Rusk",107,"55107",0.8,13500,2006,9999,null,null,"N","Landfill Gas",{"$nulls":13},0.37255,0.37255,0.37255,0.37255]
["DADS Gas Recovery","56530_G_GEN3",56530,"G","GEN3",null,"Landfill Gas",null,"WECC_CO","Colorado",8,"Arapahoe",5,"08005",0.8,13500,2008,9999,null,null,"N","Landfill Gas",{"$nulls":13},0.37255,0.37255,0.37255,0.37255]
["Loess Hills","56538_G_1",56538,"G","1",null,"Onshore Wind",null,"S_D_AECI","Missouri",29,"Atchison",5,"29005",5,0,2008,9999,null,null,"N","Wind",{"$nulls":13},0,0,0,0]
["Bostic Delivery No 2","56547_G_1",56547,"G","1",null,"Combustion Turbine","IC Engine","S_VACA","North Carolina",37,"Rutherford",161,"37161",1,12822,2007,9999,null,null,"N","Distillate Fuel Oil",{"$nulls":13},1.02504,1.02504,1.02504,1.02504]
["Nellis Air Force Base Solar Array","56568_G_NS1",56568,"G","NS1",null,"Solar PV",null,"WECC_SNV","Nevada",32,"Clark",3,"32003",4.9,0,2007,9999,null,null,"N","Solar",{"$nulls":13},0,0,0,0]
["Eastern Landfill Gas LLC","56571_G_1",56571,"G","1",null,"Landfill Gas",null,"PJM_SMAC","Maryland",24,"Baltimore",5,"24005",1,14481,2006,9999,null,null,"N","Landfill Gas",{"$nulls":13},0.37255,0.37255,0.37255,0.37255]
["Champion Wind Farm LLC","56592_G_CH1",56592,"G","CH1",null,"Onshore Wind",null,"ERC_WEST","Texas",48,"Nolan",353,"48353",126.5,0,2008,9999,null,null,"N","Wind",{"$nulls":13},0,0,0,0]
["Prairie Winds SD1","56608_G_SD1",56608,"G","SD1",null,"Onshore Wind",null,"SPP_WAUE","South Dakota",46,"Jerauld",73,"46073",150,0,2011,9999,null,null,"N","Wind",{"$nulls":13},0,0,0,0]
["Elkhorn Valley Wind Farm","56623_G_EH1",56623,"G","EH1",null,"Onshore Wind",null,"WECC_PNW","Oregon",41,"Union",61,"41061",100.7,0,2007,9999,null,null,"N","Wind",{"$nulls":13},0,0,0,0]
["Stanton Wind Energy LLC","56644_G_1",56644,"G","1",null,"Onshore Wind",null,"ERC_WEST","Texas",48,"Martin",317,"48317",120,0,2008,9999,null,null,"N","Wind",{"$nulls":13},0,0,0,0]
["Michigan Wind 2","56659_G_1",56659,"G","1",null,"Onshore Wind",null,"MIS_LMI","Michigan",26,"Sanilac",151,"26151",90,0,2011,9999,null,null,"N","Wind",{"$nulls":13},0,0,0,0]
["Wicomico","56680_G_4",56680,"G","4",null,"Landfill Gas",null,"PJM_EMAC","Maryland",24,"Wicomico",45,"24045",0.3,13500,2007,9999,null,null,"N","Landfill Gas",{"$nulls":13},0.37255,0.37255,0.37255,0.37255]
["Amelia","56681_G_17",56681,"G","17",null,"Landfill Gas",null,"PJM_Dom","Virginia",51,"Amelia",7,"51007",0.3,13500,2001,9999,null,null,"N","Landfill Gas",{"$nulls":13},0.6,0.6,0.6,0.6]
["Amelia","56681_G_23",56681,"G","23",null,"Landfill Gas",null,"PJM_Dom","Virginia",51,"Amelia",7,"51007",0.3,13500,2001,9999,null,null,"N","Landfill Gas",{"$nulls":13},0.6,0.6,0.6,0.6]
["Brunswick Landfill Gas","56682_G_10",56682,"G","10",null,"Landfill Gas",null,"PJM_Dom","Virginia",51,"Brunswick",25,"51025",0.3,13500,2007,9999,null,null,"N","Landfill Gas",{"$nulls":13},0.6,0.6,0.6,0.6]
["Brunswick Landfill Gas","56682_G_21",56682,"G","21",null,"Landfill Gas",null,"PJM_Dom","Virginia",51,"Brunswick",25,"51025",0.3,13500,2007,9999,null,null,"N","Landfill Gas",{"$nulls":13},0.6,0.6,0.6,0.6]
["Brunswick Landfill Gas","56682_G_28",56682,"G","28",null,"Landfill Gas",null,"PJM_Dom","Virginia",51,"Brunswick",25,"51025",0.3,13500,2007,9999,null,null,"N","Landfill Gas",{"$nulls":13},0.6,0.6,0.6,0.6]
["Charles City","56683_G_26",56683,"G","26",null,"Landfill Gas",null,"PJM_Dom","Virginia",51,"Charles City",36,"51036",0.3,13500,2003,9999,null,null,"N","Landfill Gas",{"$nulls":13},0.6,0.6,0.6,0.6]
["Charles City","56683_G_28",56683,"G","28",null,"Landfill Gas",null,"PJM_Dom","Virginia",51,"Charles City",36,"51036",0.3,13500,2003,9999,null,null,"N","Landfill Gas",{"$nulls":13},0.6,0.6,0.6,0.6]
["Charles City","56683_G_7",56683,"G","7",null,"Landfill Gas",null,"PJM_Dom","Virginia",51,"Charles City",36,"51036",0.3,13500,2003,9999,null,null,"N","Landfill Gas",{"$nulls":13},0.6,0.6,0.6,0.6]
["Chesterfield Landfill Gas","56684_G_3",56684,"G","3",null,"Landfill Gas",null,"PJM_Dom","Virginia",51,"Chesterfield",41,"51041",0.3,13500,2004,9999,null,null,"N","Landfill Gas",{"$nulls":13},0.6,0.6,0.6,0.6]
["Chesterfield Landfill Gas","56684_G_33",56684,"G","33",null,"Landfill Gas",null,"PJM_Dom","Virginia",51,"Chesterfield",41,"51041",0.3,13500,2004,9999,null,null,"N","Landfill Gas",{"$nulls":13},0.6,0.6,0.6,0.6]
["Chesterfield Landfill Gas","56684_G_7",56684,"G","7",null,"Landfill Gas",null,"PJM_Dom","Virginia",51,"Chesterfield",41,"51041",0.3,13500,2004,9999,null,null,"N","Landfill Gas",{"$nulls":13},0.6,0.6,0.6,0.6]
["King & Queen","56686_G_22",56686,"G","22",null,"Landfill Gas",null,"PJM_Dom","Virginia",51,"King And Queen",97,"51097",0.3,13500,2008,9999,null,null,"N","Landfill Gas",{"$nulls":13},0.6,0.6,0.6,0.6]
["Mountain View","56687_G_15",56687,"G","15",null,"Landfill Gas",null,"PJM_AP","Pennsylvania",42,"Franklin",55,"42055",0.3,13500,2003,9999,null,null,"N","Landfill Gas",{"$nulls":13},0.37255,0.37255,0.37255,0.37255]
["Mountain View","56687_G_21",56687,"G","21",null,"Landfill Gas",null,"PJM_AP","Pennsylvania",42,"Franklin",55,"42055",0.3,13500,2003,9999,null,null,"N","Landfill Gas",{"$nulls":13},0.37255,0.37255,0.37255,0.37255]
["Mountain View","56687_G_4",56687,"G","4",null,"Landfill Gas",null,"PJM_AP","Pennsylvania",42,"Franklin",55,"42055",0.3,13500,2003,9999,null,null,"N","Landfill Gas",{"$nulls":13},0.37255,0.37255,0.37255,0.37255]
["New Bern","56688_G_15",56688,"G","15",null,"Landfill Gas",null,"S_VACA","North Carolina",37,"Craven",49,"37049",0.3,13500,2011,9999,null,null,"N","Landfill Gas",{"$nulls":13},0.37255,0.37255,0.37255,0.37255]
["Pine Grove","56690_G_11",56690,"G","11",null,"Landfill Gas",null,"PJM_WMAC","Pennsylvania",42,"Schuylkill",107,"42107",0.3,13500,2008,9999,null,null,"N","Landfill Gas",{"$nulls":13},0.37255,0.37255,0.37255,0.37255]
["Pine Grove","56690_G_7",56690,"G","7",null,"Landfill Gas",null,"PJM_WMAC","Pennsylvania",42,"Schuylkill",107,"42107",0.3,13500,2008,9999,null,null,"N","Landfill Gas",{"$nulls":13},0.37255,0.37255,0.37255,0.37255]
["Rockville 1 & 2","56692_G_2E",56692,"G","2E",null,"Combustion Turbine","IC Engine","PJM_Dom","Virginia",51,"Goochland",75,"51075",0.3,10745,2000,9999,null,null,"N","Distillate Fuel Oil",{"$nulls":13},1.02504,1.02504,1.02504,1.02504]
["Virginia Beach","56693_G_15",56693,"G","15",null,"Landfill Gas",null,"PJM_Dom","Virginia",51,"Virginia Beach City",810,"51810",0.3,13500,2001,9999,null,null,"N","Landfill Gas",{"$nulls":13},0.6,0.6,0.6,0.6]
["Virginia Beach","56693_G_34",56693,"G","34",null,"Landfill Gas",null,"PJM_Dom","Virginia",51,"Virginia Beach City",810,"51810",0.3,13500,2001,9999,null,null,"N","Landfill Gas",{"$nulls":13},0.6,0.6,0.6,0.6]
["Summer Falls Power Plant","56695_G_2",56695,"G","2",null,"Hydro",null,"WECC_PNW","Washington",53,"Grant",25,"53025",46,0,1985,9999,null,null,"N","Hydro",{"$nulls":13},0,0,0,0]
["Gouldtown","56704_G_3",56704,"G","3",null,"Hydro",null,"NY_Z_C&E","New York",36,"Lewis",49,"36049",2,0,1953,9999,null,null,"N","Hydro",{"$nulls":13},0,0,0,0]
["Capricorn Ridge Wind LLC","56763_G_2",56763,"G","2",null,"Onshore Wind",null,"ERC_WEST","Texas",48,"Sterling",431,"48431",214.5,0,2007,9999,null,null,"N","Wind",{"$nulls":13},0,0,0,0]
["Geismar Cogen","56787_G_GTG",56787,"G","GTG",null,"Combustion Turbine",null,"MIS_LA","Louisiana",22,"Ascension",5,"22005",72.5,11373,2000,9999,null,null,"Y","Natural Gas",{"$nulls":13},0.03804,0.03804,0.03804,0.03804]
["Kleen Energy Systems Project","56798_G_ST",56798,"G","ST",null,"Combined Cycle",null,"NENG_CT","Connecticut",9,"Middlesex",7,"09007",268,7103,2011,9999,null,null,"N","Natural Gas, Distillate Fuel Oil",{"$nulls":3},"DLNB + H2O","SCR",2011,{"$nulls":6},1E-3,0.00699,0.00699,0.00699,0.00699]
["Cedar Bayou 4","56806_G_41",56806,"G","41",90407,"Combined Cycle",null,"ERC_REST","Texas",48,"Chambers",71,"48071",165,7720,2009,9999,null,null,"N","Natural Gas",{"$nulls":3},"DLNB","SCR",{"$nulls":8},0.01441,0.01441,0.01441,0.01441]
["Kibby Wind Power Project","56829_G_2",56829,"G","2",null,"Onshore Wind",null,"NENG_ME","Maine",23,"Franklin",7,"23007",66,0,2010,9999,null,null,"N","Wind",{"$nulls":13},0,0,0,0]
["Marshall Wind 1 LLC","56840_G_1",56840,"G","1",null,"Onshore Wind",null,"MIS_MNWI","Minnesota",27,"Lyon",83,"27083",2.1,0,2007,9999,null,null,"N","Wind",{"$nulls":13},0,0,0,0]
["Haverhill North Cogeneration Facility","56848_B_HRSG6",56848,"B","HRSG6",null,"Fossil Waste",null,"PJM_West","Ohio",39,"Scioto",145,"39145",10.6,11356,2010,9999,null,null,"Y","Fossil Waste","Dry Scrubber",2008,0.92,{"$nulls":4},"B","NA","ACI",2008,null,4.213,0.04822,0.04822,0.04822,0.04822,0.1,0.1,0.1]
["Covel Gardens Gas Recovery","56864_G_2",56864,"G","2",null,"Landfill Gas",null,"ERC_REST","Texas",48,"Bexar",29,"48029",1.6,13500,2005,9999,null,null,"N","Landfill Gas",{"$nulls":13},0.37255,0.37255,0.37255,0.37255]
["Carbon Limestone","56868_G_2",56868,"G","2",null,"Landfill Gas",null,"PJM_ATSI","Ohio",39,"Mahoning",99,"39099",1.4,13500,2001,9999,null,null,"N","Landfill Gas",{"$nulls":13},0.37255,0.37255,0.37255,0.37255]
["Loraine County Project","56869_G_4",56869,"G","4",null,"Landfill Gas",null,"PJM_ATSI","Ohio",39,"Lorain",93,"39093",1.4,13500,2001,9999,null,null,"N","Landfill Gas",{"$nulls":13},0.37255,0.37255,0.37255,0.37255]
["Taylor","56870_G_2",56870,"G","2",null,"Landfill Gas",null,"S_SOU","Georgia",13,"Taylor",269,"13269",1,13500,2003,9999,null,null,"N","Landfill Gas",{"$nulls":13},0.37255,0.37255,0.37255,0.37255]
["Hoosier Wind Project LLC","56878_G_TBD",56878,"G","TBD",null,"Onshore Wind",null,"MIS_INKY","Indiana",18,"Benton",7,"18007",106,0,2009,9999,null,null,"N","Wind",{"$nulls":13},0,0,0,0]
["PPL Renewable Energy Merck Solar","56889_G_GEN 1",56889,"G","GEN 1",null,"Solar PV",null,"PJM_EMAC","New Jersey",34,"Union",39,"34039",1.7,0,2009,9999,null,null,"N","Solar",{"$nulls":13},0,0,0,0]
["Ameresco Chiquita Canyon","56898_G_1",56898,"G","1",null,"Landfill Gas",null,"WECC_SCE","California",6,"Los Angeles",37,"06037",4,14157,2010,9999,null,null,"N","Landfill Gas",{"$nulls":13},0.37255,0.37255,0.37255,0.37255]
["Gap Pacific Distribution Center","56909_G_3",56909,"G","3",null,"Solar PV",null,"WEC_CALN","California",6,"Fresno",19,"06019",0.3,0,2008,9999,null,null,"N","Solar",{"$nulls":13},0,0,0,0]
["SAS Solar Farm","56915_G_3",56915,"G","3",null,"Solar PV",null,"S_VACA","North Carolina",37,"Wake",183,"37183",0.5,0,2010,9999,null,null,"N","Solar",{"$nulls":13},0,0,0,0]
["Fairbanks Morse Engine","56937_G_IPE",56937,"G","IPE",null,"Combustion Turbine","IC Engine","MIS_WUMS","Wisconsin",55,"Rock",105,"55105",1.5,14410,1989,9999,null,null,"N","Distillate Fuel Oil",{"$nulls":13},1.02504,1.02504,1.02504,1.02504]
["Coolidge Generation Station","56948_G_2",56948,"G","2",90465,"Combustion Turbine",null,"WECC_AZ","Arizona",4,"Pinal",21,"04021",43.4,10745,2011,9999,null,null,"N","Natural Gas",{"$nulls":3},"H2O","SCR",{"$nulls":8},0.01216,0.01216,0.01216,0.01216]
["Coolidge Generation Station","56948_G_5",56948,"G","5",90468,"Combustion Turbine",null,"WECC_AZ","Arizona",4,"Pinal",21,"04021",43.4,10745,2011,9999,null,null,"N","Natural Gas",{"$nulls":3},"H2O","SCR",{"$nulls":8},0.0149,0.0149,0.0149,0.0149]
["West Deptford Energy Station","56963_G_E101",56963,"G","E101",90891,"Combined Cycle",null,"PJM_EMAC","New Jersey",34,"Gloucester",15,"34015",208.1,7050,2014,9999,null,null,"N","Natural Gas",{"$nulls":3},"DLNB","SCR",{"$nulls":8},0.00608,0.00608,0.00608,0.00608]
["Butter Creek Power LLC","56967_G_1",56967,"G","1",null,"Onshore Wind",null,"WECC_PNW","Oregon",41,"Umatilla",59,"41059",5,0,2009,9999,null,null,"N","Wind",{"$nulls":13},0,0,0,0]
["Clinton LFGTE Facility","56986_G_GEN1",56986,"G","GEN1",null,"Landfill Gas",null,"NY_Z_D","New York",36,"Clinton",19,"36019",1.6,13500,2008,9999,null,null,"N","Landfill Gas",{"$nulls":13},0.37255,0.37255,0.37255,0.37255]
["Hyland LFGTE Facility","56987_G_GEN2",56987,"G","GEN2",null,"Landfill Gas",null,"NY_Z_B","New York",36,"Allegany",3,"36003",1.6,13500,2008,9999,null,null,"N","Landfill Gas",{"$nulls":13},0.37255,0.37255,0.37255,0.37255]
["SunEdison Anheuser Busch Fairfield","57010_G_1",57010,"G","1",null,"Solar PV",null,"WEC_CALN","California",6,"Solano",95,"06095",0.9,0,2008,9999,null,null,"N","Solar",{"$nulls":13},0,0,0,0]
["Waste Management Columbia Ridge LFGTE","57015_G_GEN10",57015,"G","GEN10",null,"Landfill Gas",null,"WECC_PNW","Oregon",41,"Gilliam",21,"41021",1.6,13500,2014,9999,null,null,"N","Landfill Gas",{"$nulls":13},0.37255,0.37255,0.37255,0.37255]
["Riverbend Landfill","57019_G_GEN1",57019,"G","GEN1",null,"Landfill Gas",null,"WECC_PNW","Oregon",41,"Yamhill",71,"41071",0.8,13500,2010,9999,null,null,"N","Landfill Gas",{"$nulls":13},0.37255,0.37255,0.37255,0.37255]
["Riverbend Landfill","57019_G_GEN3",57019,"G","GEN3",null,"Landfill Gas",null,"WECC_PNW","Oregon",41,"Yamhill",71,"41071",0.8,13500,2010,9999,null,null,"N","Landfill Gas",{"$nulls":13},0.37255,0.37255,0.37255,0.37255]
["Superior Landfill Gas Recovery","57026_G_GEN 5",57026,"G","GEN 5",null,"Landfill Gas",null,"S_SOU","Georgia",13,"Chatham",51,"13051",0.8,13500,2009,9999,null,null,"N","Landfill Gas",{"$nulls":13},0.37255,0.37255,0.37255,0.37255]
["Canyon Power Plant","57027_G_CPP4",57027,"G","CPP4",90587,"Combustion Turbine",null,"WECC_SCE","California",6,"Orange",59,"06059",49.4,10745,2011,9999,null,null,"N","Natural Gas",{"$nulls":3},"H2O + NH3",{"$nulls":9},0.00974,0.00974,0.00974,0.00974]
["Armenia Mountain Wind Farm","57044_G_1",57044,"G","1",null,"Onshore Wind",null,"PJM_PENE","Pennsylvania",42,"Tioga",117,"42117",100.5,0,2009,9999,null,null,"N","Wind",{"$nulls":13},0,0,0,0]
["NaturEner Glacier Wind Energy 2","57050_G_NGW2",57050,"G","NGW2",null,"Onshore Wind",null,"WECC_MT","Montana",30,"Toole",101,"30101",101.4,0,2009,9999,null,null,"N","Wind",{"$nulls":13},0,0,0,0]
["Milford Wind Corridor I LLC","57079_G_1",57079,"G","1",null,"Onshore Wind",null,"WECC_UT","Utah",49,"Beaver",1,"49001",203.5,0,2009,9999,null,null,"N","Wind",{"$nulls":13},0,0,0,0]
["Lost Lakes Wind Farm LLC","57111_G_GEN 1",57111,"G","GEN 1",null,"Onshore Wind",null,"MIS_IA","Iowa",19,"Dickinson",59,"19059",100,0,2009,9999,null,null,"N","Wind",{"$nulls":13},0,0,0,0]
["Ashtabula Wind II LLC","57121_G_1",57121,"G","1",null,"Onshore Wind",null,"MIS_MAPP","North Dakota",38,"Steele",91,"38091",120,0,2009,9999,null,null,"N","Wind",{"$nulls":13},0,0,0,0]
["Beaver Ridge Wind","57130_G_BR1",57130,"G","BR1",null,"Onshore Wind",null,"NENG_ME","Maine",23,"Waldo",27,"23027",4.5,0,2008,9999,null,null,"N","Wind",{"$nulls":13},0,0,0,0]
["Calabasas Gas to Energy Facility","57163_G_GEN2",57163,"G","GEN2",null,"Landfill Gas",null,"WECC_SCE","California",6,"Los Angeles",37,"06037",3.3,14242,2010,9999,null,null,"N","Landfill Gas",{"$nulls":13},0.37255,0.37255,0.37255,0.37255]
["Glen Ullin Station 6","57172_G_1",57172,"G","1",null,"Non-Fossil Waste",null,"MIS_MAPP","North Dakota",38,"Morton",59,"38059",5.3,9524,2009,9999,null,null,"N","Non-Fossil Waste",{"$nulls":13},0,0,0,0]
["Vantage Wind Energy LLC","57188_G_1",57188,"G","1",null,"Onshore Wind",null,"WECC_PNW","Washington",53,"Kittitas",37,"53037",90,0,2010,9999,null,null,"N","Wind",{"$nulls":13},0,0,0,0]
["Spring Valley Wind Project","57192_G_WTG",57192,"G","WTG",null,"Onshore Wind",null,"WECC_NNV","Nevada",32,"White Pine",33,"32033",150,0,2012,9999,null,null,"N","Wind",{"$nulls":13},0,0,0,0]
["Thomson Reuters Data Center Bldg H","57208_G_1",57208,"G","1",null,"Combustion Turbine","IC Engine","MIS_MNWI","Minnesota",27,"Dakota",37,"27037",0.6,14397,2007,9999,null,null,"N","Distillate Fuel Oil",{"$nulls":13},1.02504,1.02504,1.02504,1.02504]
["Solar Photovoltaic Project #05","57219_G_S005B",57219,"G","S005B",null,"Solar PV",null,"WECC_SCE","California",6,"San Bernardino",71,"06071",0.5,0,2012,9999,null,null,"N","Solar",{"$nulls":13},0,0,0,0]
["Solar Photovoltaic Project #11","57225_G_S011F",57225,"G","S011F",null,"Solar PV",null,"WECC_SCE","California",6,"San Bernardino",71,"06071",0.5,0,2015,9999,null,null,"N","Solar",{"$nulls":13},0,0,0,0]
["Solar Photovoltaic Project #13","57227_G_S013F",57227,"G","S013F",null,"Solar PV",null,"WECC_SCE","California",6,"San Bernardino",71,"06071",0.5,0,2015,9999,null,null,"N","Solar",{"$nulls":13},0,0,0,0]
["Solar Photovoltaic Project #18","57232_G_S018A",57232,"G","S018A",null,"Solar PV",null,"WECC_SCE","California",6,"San Bernardino",71,"06071",0.5,0,2012,9999,null,null,"N","Solar",{"$nulls":13},0,0,0,0]
["Solar Photovoltaic Project #26","57245_G_S026E",57245,"G","S026E",null,"Solar PV",null,"WECC_SCE","California",6,"San Bernardino",71,"06071",0.5,0,2015,9999,null,null,"N","Solar",{"$nulls":13},0,0,0,0]
["Solar Photovoltaic Project #28","57247_G_S028C",57247,"G","S028C",null,"Solar PV",null,"WECC_SCE","California",6,"San Bernardino",71,"06071",0.5,0,2015,9999,null,null,"N","Solar",{"$nulls":13},0,0,0,0]
["Earthmovers LFGTE","57250_G_6",57250,"G","6",null,"Landfill Gas",null,"MIS_INKY","Indiana",18,"Elkhart",39,"18039",0.8,13500,2010,9999,null,null,"N","Landfill Gas",{"$nulls":13},0.37255,0.37255,0.37255,0.37255]
["Marsh Landing Generating Station","57267_G_2",57267,"G","2",90638,"Combustion Turbine",null,"WEC_CALN","California",6,"Contra Costa",13,"06013",191,13493,2013,9999,null,null,"N","Natural Gas",{"$nulls":3},"DLNB","SCR",{"$nulls":8},0.00742,0.00742,0.00742,0.00742]
["Alta Wind Energy Center IV","57293_G_AW04",57293,"G","AW04",null,"Onshore Wind",null,"WECC_SCE","California",6,"Kern",29,"06029",102,0,2011,9999,null,null,"N","Wind",{"$nulls":13},0,0,0,0]
["Cedar Hills","57298_G_16",57298,"G","16",null,"Landfill Gas",null,"WECC_PNW","Washington",53,"King",33,"53033",0.3,13500,2009,9999,null,null,"N","Landfill Gas",{"$nulls":13},0.37255,0.37255,0.37255,0.37255]
["Cedar Hills","57298_G_8",57298,"G","8",null,"Landfill Gas",null,"WECC_PNW","Washington",53,"King",33,"53033",0.3,13500,2009,9999,null,null,"N","Landfill Gas",{"$nulls":13},0.37255,0.37255,0.37255,0.37255]
["FPL Energy Illinois Wind LLC","57325_G_GE1.5",57325,"G","GE1.5",null,"Onshore Wind",null,"PJM_COMD","Illinois",17,"Dekalb",37,"17037",217.5,0,2009,9999,null,null,"N","Wind",{"$nulls":13},0,0,0,0]
["Cargill Kettle Butte Biofactory","57345_G_1",57345,"G","1",null,"Non-Fossil Waste",null,"WECC_ID","Idaho",16,"Jefferson",51,"16051",0.9,11605,2011,9999,null,null,"Y","Non-Fossil Waste",{"$nulls":13},0,0,0,0]
["Garrison Energy Center LLC","57349_G_CTG1",57349,"G","CTG1",90682,"Combined Cycle",null,"PJM_EMAC","Delaware",10,"Kent",1,"10001",193,7050,2015,9999,null,null,"N","Natural Gas, Distillate Fuel Oil",{"$nulls":3},"DLNB","SCR",{"$nulls":8},0.00709,0.00709,0.00709,0.00709]
["MP Durham LLC","57365_G_1A",57365,"G","1A",null,"Landfill Gas",null,"S_VACA","North Carolina",37,"Durham",63,"37063",1.1,13500,2010,9999,null,null,"N","Landfill Gas",{"$nulls":13},0.37255,0.37255,0.37255,0.37255]
["Lakefield Wind Project LLC","57374_G_LAKE1",57374,"G","LAKE1",null,"Onshore Wind",null,"MIS_MNWI","Minnesota",27,"Jackson",63,"27063",205.5,0,2011,9999,null,null,"N","Wind",{"$nulls":13},0,0,0,0]
["Cannelton Hydroelectric Plant","57399_G_CG1",57399,"G","CG1",null,"Hydro",null,"MIS_INKY","Kentucky",21,"Hancock",91,"21091",29.3,0,2016,9999,null,null,"N","Hydro",{"$nulls":13},0,0,0,0]
["West Camden","57409_G_GEN3",57409,"G","GEN3",null,"Landfill Gas",null,"S_C_TVA","Tennessee",47,"Benton",5,"47005",1.6,13500,2012,9999,null,null,"N","Landfill Gas",{"$nulls":13},0.37255,0.37255,0.37255,0.37255]
["Geneva","57410_G_GEN3",57410,"G","GEN3",null,"Landfill Gas",null,"PJM_ATSI","Ohio",39,"Ashtabula",7,"39007",0.8,13500,2013,9999,null,null,"N","Landfill Gas",{"$nulls":13},0.37255,0.37255,0.37255,0.37255]
["Solar Star North Carolina II LLC","57435_G_1",57435,"G","1",null,"Solar PV",null,"PJM_Dom","North Carolina",37,"Hertford",91,"37091",1,0,2011,9999,null,null,"N","Solar",{"$nulls":13},0,0,0,0]
["Solar Photovoltaic Project #42","57441_G_S42C",57441,"G","S42C",null,"Solar PV",null,"WECC_SCE","California",6,"Tulare",107,"06107",0.5,0,2012,9999,null,null,"N","Solar",{"$nulls":13},0,0,0,0]
["McGinness Hills","57446_G_OEC21",57446,"G","OEC21",null,"Geothermal",null,"WECC_NNV","Nevada",32,"Lander",15,"32015",12,9760,2015,9999,null,null,"N","Geothermal",{"$nulls":13},0,0,0,0,0.4563,0.4563,0.4563]
["Blue Creek Wind Project","57449_G_1",57449,"G","1",null,"Onshore Wind",null,"PJM_West","Ohio",39,"Van Wert",161,"39161",302,0,2011,9999,null,null,"N","Wind",{"$nulls":13},0,0,0,0]
["Sentinel Energy Center, LLC","57482_G_CTG1",57482,"G","CTG1",90714,"Combustion Turbine",null,"WECC_SCE","California",6,"Riverside",65,"06065",100,10745,2013,9999,null,null,"N","Natural Gas",{"$nulls":3},"H2O","SCR",{"$nulls":8},0.01308,0.01308,0.01308,0.01308]
["Lebanon Solar","57488_G_LSNJ",57488,"G","LSNJ",null,"Solar PV",null,"PJM_EMAC","New Jersey",34,"Hunterdon",19,"34019",2,0,2011,9999,null,null,"N","Solar",{"$nulls":13},0,0,0,0]
["Perdido","57502_G_2",57502,"G","2",null,"Landfill Gas",null,"S_SOU","Florida",12,"Escambia",33,"12033",1.5,13500,2010,9999,null,null,"N","Landfill Gas",{"$nulls":13},0.1,0.1,0.1,0.1]
["Giffen","57521_G_1",57521,"G","1",null,"Solar PV",null,"WEC_CALN","California",6,"Fresno",19,"06019",10,0,2012,9999,null,null,"N","Solar",{"$nulls":13},0,0,0,0]
["Solar Photovoltaic Project #33","57535_G_S33A",57535,"G","S33A",null,"Solar PV",null,"WECC_SCE","California",6,"San Bernardino",71,"06071",0.5,0,2015,9999,null,null,"N","Solar",{"$nulls":13},0,0,0,0]
["Shirley Wind","57553_G_1",57553,"G","1",null,"Onshore Wind",null,"MIS_WUMS","Wisconsin",55,"Brown",9,"55009",20,0,2010,9999,null,null,"N","Wind",{"$nulls":13},0,0,0,0]
["AFA Solar Farm","57554_G_AFA1",57554,"G","AFA1",null,"Solar PV",null,"WECC_CO","Colorado",8,"El Paso",41,"08041",5.5,0,2011,9999,null,null,"N","Solar",{"$nulls":13},0,0,0,0]
["Record Hill Wind","57568_G_RHW",57568,"G","RHW",null,"Onshore Wind",null,"NENG_ME","Maine",23,"Oxford",17,"23017",50.6,0,2012,9999,null,null,"N","Wind",{"$nulls":13},0,0,0,0]
["Oxnard Paper Mill","57585_G_1",57585,"G","1",null,"Combustion Turbine",null,"WECC_SCE","California",6,"Ventura",111,"06111",29,11180,1986,9999,null,null,"Y","Natural Gas",{"$nulls":13},0.50376,0.50376,0.50376,0.50376]
["Lebanon Pines 1 & 2","57604_G_LP2",57604,"G","LP2",null,"Combustion Turbine","IC Engine","NENG_CT","Connecticut",9,"New London",11,"09011",2.5,10745,2010,9999,null,null,"N","Distillate Fuel Oil",{"$nulls":13},1.02504,1.02504,1.02504,1.02504]
["Ward WTP","57607_G_1",57607,"G","1",null,"Combustion Turbine","IC Engine","S_VACA","North Carolina",37,"Guilford",81,"37081",1,25000,1999,9999,null,null,"N","Distillate Fuel Oil",{"$nulls":13},1.02504,1.02504,1.02504,1.02504]
["Linden Wind Energy Project","57635_G_LW1",57635,"G","LW1",null,"Onshore Wind",null,"WECC_PNW","Washington",53,"Klickitat",39,"53039",50,0,2010,9999,null,null,"N","Wind",{"$nulls":13},0,0,0,0]
["Regulus Solar Project","57650_G_FRV4",57650,"G","FRV4",null,"Solar PV",null,"WECC_SCE","California",6,"Kern",29,"06029",60,0,2014,9999,null,null,"N","Solar",{"$nulls":13},0,0,0,0]
["SAF Hydroelectric LLC","57665_G_5",57665,"G","5",null,"Hydro",null,"MIS_MNWI","Minnesota",27,"Hennepin",53,"27053",0.6,0,2011,9999,null,null,"N","Hydro",{"$nulls":13},0,0,0,0]
["Foxwoods CoGen","57666_G_STG1",57666,"G","STG1",null,"O/G Steam","","NENG_CT","Connecticut",9,"New London",11,"09011",2.5,11675,2016,9999,null,null,"N","Natural Gas",{"$nulls":13},0.22077,0.22077,0.22077,0.22077]
["Arlington Valley Solar Energy II","57680_G_AVSE4",57680,"G","AVSE4",null,"Solar PV",null,"WECC_AZ","Arizona",4,"Maricopa",13,"04013",25,0,2013,9999,null,null,"N","Solar",{"$nulls":13},0,0,0,0]
["DOE Golden NREL Main Campus","57694_G_PARKL",57694,"G","PARKL",null,"Solar PV",null,"WECC_CO","Colorado",8,"Jefferson",59,"08059",0.5,0,2011,9999,null,null,"N","Solar",{"$nulls":13},0,0,0,0]
["Cheyenne Prairie Generating Station","57703_G_01A",57703,"G","01A",90707,"Combined Cycle",null,"WECC_WY","Wyoming",56,"Laramie",21,"56021",37,8329,2014,9999,null,null,"N","Natural Gas",{"$nulls":3},"DLNB","SCR",{"$nulls":8},8.26E-3,8.26E-3,8.26E-3,8.26E-3]
["Hazle Spindle","57716_G_HRS1",57716,"G","HRS1",null,"Energy Storage",null,"PJM_WMAC","Pennsylvania",42,"Luzerne",79,"42079",20,0,2013,9999,null,null,"N","Energy Storage",{"$nulls":13},0,0,0,0]
["Shiloh IV Wind Project LLC","57725_G_1",57725,"G","1",null,"Onshore Wind",null,"WEC_CALN","California",6,"Solano",95,"06095",102.5,0,2012,9999,null,null,"N","Wind",{"$nulls":13},0,0,0,0]
["The City of Vineland at West Vineland","57745_G_PV1",57745,"G","PV1",null,"Solar PV",null,"PJM_EMAC","New Jersey",34,"Cumberland",11,"34011",3.7,0,2011,9999,null,null,"N","Solar",{"$nulls":13},0,0,0,0]
["Cimarron Wind Energy LLC","57762_G_CPV1",57762,"G","CPV1",null,"Onshore Wind",null,"SPP_N","Kansas",20,"Gray",69,"20069",165.6,0,2012,9999,null,null,"N","Wind",{"$nulls":13},0,0,0,0]
["Ameresco Butte County","57771_G_1",57771,"G","1",null,"Landfill Gas",null,"WEC_CALN","California",6,"Butte",7,"06007",2,13500,2013,9999,null,null,"N","Landfill Gas",{"$nulls":13},0.37255,0.37255,0.37255,0.37255]
["RE Bruceville 2","57784_G_BRU2",57784,"G","BRU2",null,"Solar PV",null,"WEC_BANC","California",6,"Sacramento",67,"06067",5,0,2012,9999,null,null,"N","Solar",{"$nulls":13},0,0,0,0]
["ISH Solar Central, LLC","57799_G_1",57799,"G","1",null,"Solar PV",null,"PJM_EMAC","New Jersey",34,"Monmouth",25,"34025",1.4,0,2011,9999,null,null,"N","Solar",{"$nulls":13},0,0,0,0]
["Middletown Coke Company, LLC","57822_B_HRSG4",57822,"B","HRSG4",null,"Fossil Waste",null,"PJM_West","Ohio",39,"Butler",17,"39017",9.4,11373,2011,9999,null,null,"Y","Fossil Waste","Dry Scrubber",2011,0.92,{"$nulls":4},"B","NA",{"$nulls":4},0.04822,0.04822,0.04822,0.04822]
["Mustang Hills LLC","57833_G_AW06",57833,"G","AW06",null,"Onshore Wind",null,"WECC_SCE","California",6,"Kern",29,"06029",150,0,2012,9999,null,null,"N","Wind",{"$nulls":13},0,0,0,0]
["AC Landfill Energy LLC","57845_G_UNIT2",57845,"G","UNIT2",null,"Landfill Gas",null,"PJM_EMAC","New Jersey",34,"Atlantic",1,"34001",1.8,13500,2005,9999,null,null,"N","Landfill Gas",{"$nulls":13},0.37255,0.37255,0.37255,0.37255]
["North Hollywood","57854_G_3T2",57854,"G","3T2",null,"Hydro",null,"WEC_LADW","California",6,"Los Angeles",37,"06037",0.2,0,1993,9999,null,null,"N","Hydro",{"$nulls":13},0,0,0,0]
["Antelope Station","57865_G_E10",57865,"G","E10",null,"Combustion Turbine","IC Engine","SPP_SPS","Texas",48,"Hale",189,"48189",9.1,10745,2011,9999,null,null,"N","Natural Gas",{"$nulls":13},0.39755,0.39755,0.39755,0.39755]
["Golden Spread Panhandle Wnd Rch","57866_G_PWR",57866,"G","PWR",null,"Onshore Wind",null,"SPP_SPS","Texas",48,"Oldham",359,"48359",78.2,0,2011,9999,null,null,"N","Wind",{"$nulls":13},0,0,0,0]
["Pioneer Generating Station","57881_G_16",57881,"G","16",null,"Combustion Turbine","IC Engine","SPP_WAUE","North Dakota",38,"Williams",105,"38105",9.3,10745,2017,9999,null,null,"N","Natural Gas, Distillate Fuel Oil",{"$nulls":13},0.39755,0.39755,0.39755,0.39755]
["Harvest 2","57888_G_1",57888,"G","1",null,"Onshore Wind",null,"MIS_LMI","Michigan",26,"Huron",63,"26063",59.4,0,2012,9999,null,null,"N","Wind",{"$nulls":13},0,0,0,0]
["Hurricane City Power","57899_G_4",57899,"G","4",null,"Combustion Turbine","IC Engine","WECC_UT","Utah",49,"Washington",53,"49053",1.9,12482,2004,9999,null,null,"N","Natural Gas, Distillate Fuel Oil",{"$nulls":13},0.39755,0.39755,0.39755,0.39755]
["Piedmont Green Power","57909_B_BLR1",57909,"B","BLR1",null,"Biomass",null,"S_SOU","Georgia",13,"Lamar",171,"13171",54,13500,2013,9999,null,null,"N","Biomass",{"$nulls":3},"CF + NH3 + OFA","SNCR",null,"2013","B","NA",{"$nulls":4},0.0949,0.0949,0.0949,0.0949]
["Grand Ridge Solar Farm","57912_G_1",57912,"G","1",null,"Solar PV",null,"PJM_COMD","Illinois",17,"Lasalle",99,"17099",20,0,2012,9999,null,null,"N","Solar",{"$nulls":13},0,0,0,0]
["Macho Springs Power I","57947_G_GEN",57947,"G","GEN",null,"Onshore Wind",null,"WECC_NM","New Mexico",35,"Luna",29,"35029",50.4,0,2011,9999,null,null,"N","Wind",{"$nulls":13},0,0,0,0]
["Butte College Main Campus Solar","57970_G_SOL1",57970,"G","SOL1",null,"Solar PV",null,"WEC_CALN","California",6,"Butte",7,"06007",2.9,0,2011,9999,null,null,"N","Solar",{"$nulls":13},0,0,0,0]
["SunE EPE1 LLC","57986_G_1",57986,"G","1",null,"Solar PV",null,"WECC_NM","New Mexico",35,"Dona Ana",13,"35013",11.3,0,2012,9999,null,null,"N","Solar",{"$nulls":13},0,0,0,0]
["Groveland Solar","57989_G_GSMA",57989,"G","GSMA",null,"Solar PV",null,"NENGREST","Massachusetts",25,"Essex",9,"25009",3.2,0,2012,9999,null,null,"N","Solar",{"$nulls":13},0,0,0,0]
["Alpaugh North","58002_G_SPS",58002,"G","SPS",null,"Solar PV",null,"WECC_SCE","California",6,"Tulare",107,"06107",20,0,2012,9999,null,null,"N","Solar",{"$nulls":13},0,0,0,0]
["WSMR I","58010_G_WSMR2",58010,"G","WSMR2",null,"Solar PV",null,"WECC_NM","New Mexico",35,"Dona Ana",13,"35013",0.4,0,2012,9999,null,null,"N","Solar",{"$nulls":13},0,0,0,0]
["Mt Wachusett Community College","58025_G_WTG1",58025,"G","WTG1",null,"Onshore Wind",null,"NENGREST","Massachusetts",25,"Worcester",27,"25027",1.7,0,2011,9999,null,null,"N","Wind",{"$nulls":13},0,0,0,0]
["Chisholm View Wind Project","58041_G_1",58041,"G","1",null,"Onshore Wind",null,"SPP_WEST","Oklahoma",40,"Garfield",47,"40047",235.2,0,2012,9999,null,null,"N","Wind",{"$nulls":13},0,0,0,0]
["Windy Ridge Generating Facility","58055_G_2",58055,"G","2",null,"Non-Fossil Waste",null,"MIS_INKY","Indiana",18,"Jasper",73,"18073",0.6,11414,2012,9999,null,null,"N","Non-Fossil Waste",{"$nulls":13},0,0,0,0]
["Intel Folsom","58086_G_2",58086,"G","2",null,"Solar PV",null,"WEC_BANC","California",6,"Sacramento",67,"06067",0.5,0,2010,9999,null,null,"N","Solar",{"$nulls":13},0,0,0,0]
["Roeder Family Wind Farm LLC","58089_G_1",58089,"G","1",null,"Onshore Wind",null,"MIS_IA","Iowa",19,"Worth",195,"19195",1.6,0,2011,9999,null,null,"N","Wind",{"$nulls":13},0,0,0,0]
["Quay County","58125_G_1",58125,"G","1",null,"Combustion Turbine",null,"WECC_NM","New Mexico",35,"Quay",37,"35037",19,17860,2013,9999,null,null,"N","Distillate Fuel Oil",{"$nulls":13},0.668,0.668,0.668,0.668]
["Kaiser Ontario","58132_G_KSRO1",58132,"G","KSRO1",null,"Fuel Cell",null,"WECC_SCE","California",6,"San Bernardino",71,"06071",0.2,13500,2012,9999,null,null,"N","Natural Gas",{"$nulls":13},0,0,0,0]
["Danbury Hospital Cogen Plant","58152_G_GEN1",58152,"G","GEN1",null,"Combustion Turbine",null,"NENG_CT","Connecticut",9,"Fairfield",1,"09001",3.9,10291,2011,9999,null,null,"Y","Natural Gas",{"$nulls":13},0.14624,0.14624,0.14624,0.14624]
["Kishwaukee CHP Plant","58177_G_1",58177,"G","1",null,"Non-Fossil Waste",null,"PJM_COMD","Illinois",17,"Winnebago",201,"17201",1,11620,2010,9999,null,null,"Y","Non-Fossil Waste",{"$nulls":13},0,0,0,0]
["East Campus Steam Plant","58195_G_CT1",58195,"G","CT1",null,"Combustion Turbine",null,"PJM_AP","Pennsylvania",42,"Centre",27,"42027",6.9,11605,2011,9999,null,null,"Y","Natural Gas, Distillate Fuel Oil",{"$nulls":13},0.14624,0.14624,0.14624,0.14624]
["Central Utility Plant at White Oak","58207_G_G10",58207,"G","G10",null,"Combustion Turbine","IC Engine","PJM_SMAC","Maryland",24,"Montgomery",31,"24031",2.3,14397,2014,9999,null,null,"N","Natural Gas, Distillate Fuel Oil",{"$nulls":13},1.02504,1.02504,1.02504,1.02504]
["Newberry Solar 1 LLC","58226_G_1",58226,"G","1",null,"Solar PV",null,"WECC_SCE","California",6,"San Bernardino",71,"06071",1.5,0,2013,9999,null,null,"N","Solar",{"$nulls":13},0,0,0,0]
["Lake Marion","58229_G_GEN1",58229,"G","GEN1",null,"Combustion Turbine","IC Engine","MIS_MNWI","Minnesota",27,"Dakota",37,"27037",8.8,10745,2000,9999,null,null,"N","Natural Gas, Distillate Fuel Oil",{"$nulls":13},1.02504,1.02504,1.02504,1.02504]
["Millersville LFG","58246_G_CAT2",58246,"G","CAT2",null,"Landfill Gas",null,"PJM_SMAC","Maryland",24,"Anne Arundel",3,"24003",1.5,13500,2012,9999,null,null,"N","Landfill Gas",{"$nulls":13},0.37255,0.37255,0.37255,0.37255]
["Brunswick County Power Station","58260_G_CT01",58260,"G","CT01",90888,"Combined Cycle",null,"PJM_Dom","Virginia",51,"Brunswick",25,"51025",263.9,7050,2016,9999,null,null,"N","Natural Gas",{"$nulls":3},"DLNB","SCR",{"$nulls":8},0.00563,0.00563,0.00563,0.00563]
["Port Westward Unit 2","58266_G_1",58266,"G","1",null,"Combustion Turbine","IC Engine","WECC_PNW","Oregon",41,"Columbia",9,"41009",18.7,10745,2014,9999,null,null,"N","Natural Gas",{"$nulls":13},0.39755,0.39755,0.39755,0.39755]
["Venable Solar 1","58289_G_VNPV",58289,"G","VNPV",null,"Solar PV",null,"WECC_SCE","California",6,"Riverside",65,"06065",1.5,0,2015,9999,null,null,"N","Solar",{"$nulls":13},0,0,0,0]
["SREC Bath LFGTE","58295_G_GEN2",58295,"G","GEN2",null,"Landfill Gas",null,"NY_Z_C&E","New York",36,"Steuben",101,"36101",1.6,13500,2010,9999,null,null,"N","Landfill Gas",{"$nulls":13},0.37255,0.37255,0.37255,0.37255]
["Porterville Solar","58309_G_1",58309,"G","1",null,"Solar PV",null,"WECC_SCE","California",6,"Tulare",107,"06107",1,0,2014,9999,null,null,"N","Solar",{"$nulls":13},0,0,0,0]
["Bradley Energy Center","58327_G_UNIT1",58327,"G","UNIT1",null,"Combustion Turbine","IC Engine","NENG_CT","Connecticut",9,"Hartford",3,"09003",1.5,12194,2002,9999,null,null,"Y","Natural Gas, Distillate Fuel Oil",{"$nulls":13},0.39755,0.39755,0.39755,0.39755]
["Haynes Farm","58332_G_1",58332,"G","1",null,"Solar PV",null,"S_VACA","North Carolina",37,"Lincoln",109,"37109",5,0,2013,9999,null,null,"N","Solar",{"$nulls":13},0,0,0,0]
["Two Lines Farm","58348_G_1",58348,"G","1",null,"Solar PV",null,"S_VACA","North Carolina",37,"Catawba",35,"37035",5,0,2013,9999,null,null,"N","Solar",{"$nulls":13},0,0,0,0]
["White River Solar","58373_G_WRCA",58373,"G","WRCA",null,"Solar PV",null,"WECC_SCE","California",6,"Tulare",107,"06107",20,0,2013,9999,null,null,"N","Solar",{"$nulls":13},0,0,0,0]
["Solar Star 2","58389_G_SS21",58389,"G","SS21",null,"Solar PV",null,"WECC_SCE","California",6,"Kern",29,"06029",59,0,2014,9999,null,null,"N","Solar",{"$nulls":13},0,0,0,0]
["Ameresco Johnson Canyon","58397_G_ENG1",58397,"G","ENG1",null,"Landfill Gas",null,"WEC_CALN","California",6,"Monterey",53,"06053",1.4,13500,2013,9999,null,null,"N","Landfill Gas",{"$nulls":13},0.37255,0.37255,0.37255,0.37255]
["Lone Valley Solar Park I LLC","58417_G_CP1",58417,"G","CP1",null,"Solar PV",null,"WECC_SCE","California",6,"San Bernardino",71,"06071",10,0,2014,9999,null,null,"N","Solar",{"$nulls":13},0,0,0,0]
["Centinela Solar Energy","58430_G_CSE3",58430,"G","CSE3",null,"Solar PV",null,"WECC_IID","California",6,"Imperial",25,"06025",33.4,0,2013,9999,null,null,"N","Solar",{"$nulls":13},0,0,0,0]
["Ameresco San Joaquin","58436_G_ENG2",58436,"G","ENG2",null,"Landfill Gas",null,"WEC_CALN","California",6,"San Joaquin",77,"06077",2.1,13500,2014,9999,null,null,"N","Landfill Gas",{"$nulls":13},0.37255,0.37255,0.37255,0.37255]
["CBS Studio Center","58440_G_9587",58440,"G","9587",null,"Fuel Cell",null,"WEC_LADW","California",6,"Los Angeles",37,"06037",0.4,8429,2013,9999,null,null,"N","Natural Gas",{"$nulls":13},0,0,0,0]
["Greenfield Wind","58458_G_1",58458,"G","1",null,"Onshore Wind",null,"MIS_MIDA","Iowa",19,"Adair",1,"19001",1.6,0,2012,9999,null,null,"N","Wind",{"$nulls":13},0,0,0,0]
["Bruce A Henry Solar Farm","58473_G_BHSF",58473,"G","BHSF",null,"Solar PV",null,"PJM_EMAC","Delaware",10,"Sussex",5,"10005",3.9,0,2013,9999,null,null,"N","Solar",{"$nulls":13},0,0,0,0]
["Upson Rocky Creek Solar Plant","58485_G_PV1",58485,"G","PV1",null,"Solar PV",null,"S_SOU","Georgia",13,"Upson",293,"13293",1,0,2012,9999,null,null,"N","Solar",{"$nulls":13},0,0,0,0]
["Lincoln Solar","58496_G_PV2",58496,"G","PV2",null,"Solar PV",null,"MIS_INKY","Indiana",18,"Lake",89,"18089",1.5,0,2012,9999,null,null,"N","Solar",{"$nulls":13},0,0,0,0]
["Vista Grande HS at Casa Grande","58517_G_PV1",58517,"G","PV1",null,"Solar PV",null,"WECC_AZ","Arizona",4,"Pinal",21,"04021",1.4,0,2012,9999,null,null,"N","Solar",{"$nulls":13},0,0,0,0]
["Pickering Solar","58535_G_1",58535,"G","1",null,"Solar PV",null,"PJM_EMAC","Pennsylvania",42,"Chester",29,"42029",1.4,0,2012,9999,null,null,"N","Solar",{"$nulls":13},0,0,0,0]
["Huerfano River Wind","58548_G_WTG1",58548,"G","WTG1",null,"Onshore Wind",null,"WECC_CO","Colorado",8,"Huerfano",55,"08055",2,0,2013,9999,null,null,"N","Wind",{"$nulls":13},0,0,0,0]
["Mesquite Generating Station Block 1","58557_G_ST1",58557,"G","ST1",null,"Combined Cycle",null,"WECC_AZ","Arizona",4,"Maricopa",13,"04013",289,7483,2003,9999,null,null,"N","Natural Gas",{"$nulls":3},"DLNB","SCR",2003,{"$nulls":7},0.00918,0.00918,0.00918,0.00918]
["Paradise Solar Energy Center","58569_G_1",58569,"G","1",null,"Solar PV",null,"PJM_EMAC","New Jersey",34,"Gloucester",15,"34015",5,0,2011,9999,null,null,"N","Solar",{"$nulls":13},0,0,0,0]
["Sue Cleveland High School","58588_G_SCHS",58588,"G","SCHS",null,"Solar PV",null,"WECC_NM","New Mexico",35,"Sandoval",43,"35043",1,0,2013,9999,null,null,"N","Solar",{"$nulls":13},0,0,0,0]
["One Market Plaza","58607_G_2",58607,"G","2",null,"Combustion Turbine","IC Engine","WEC_CALN","California",6,"San Francisco",75,"06075",0.5,11787,2003,9999,null,null,"Y","Natural Gas, Distillate Fuel Oil",{"$nulls":13},0.39755,0.39755,0.39755,0.39755]
["Otoe Solar Power Generation Station 1 LL","58612_G_1",58612,"G","1",null,"Solar PV",null,"WECC_SCE","California",6,"San Bernardino",71,"06071",1.5,0,2013,9999,null,null,"N","Solar",{"$nulls":13},0,0,0,0]
["Rockford Solar Farm","58643_G_1",58643,"G","1",null,"Solar PV",null,"PJM_COMD","Illinois",17,"Winnebago",201,"17201",2.6,0,2012,9999,null,null,"N","Solar",{"$nulls":13},0,0,0,0]
["Stateline Solar","58646_G_STL5",58646,"G","STL5",null,"Solar PV",null,"WECC_SCE","California",6,"San Bernardino",71,"06071",38,0,2016,9999,null,null,"N","Solar",{"$nulls":13},0,0,0,0]
["Oswegatchie","58678_G_1",58678,"G","1",null,"Hydro",null,"NY_Z_C&E","New York",36,"St Lawrence",89,"36089",0.8,0,2002,9999,null,null,"N","Hydro",{"$nulls":13},0,0,0,0]
["Upper Newton Falls","58679_G_4",58679,"G","4",null,"Hydro",null,"NY_Z_C&E","New York",36,"St Lawrence",89,"36089",0.2,0,1927,9999,null,null,"N","Hydro",{"$nulls":13},0,0,0,0]
["Phoenix Airport East Economy Lot","58708_G_PAEEL",58708,"G","PAEEL",null,"Solar PV",null,"WECC_AZ","Arizona",4,"Maricopa",13,"04013",1,0,2012,9999,null,null,"N","Solar",{"$nulls":13},0,0,0,0]
["OCI Alamo 2, LLC","58716_G_1",58716,"G","1",null,"Solar PV",null,"ERC_REST","Texas",48,"Bexar",29,"48029",4.4,0,2014,9999,null,null,"N","Solar",{"$nulls":13},0,0,0,0]
["North Bay Solar 1","58748_G_NBWT",58748,"G","NBWT",null,"Solar PV",null,"WEC_CALN","California",6,"Solano",95,"06095",1,0,2013,9999,null,null,"N","Solar",{"$nulls":13},0,0,0,0]
["Spring Canyon Expansion Wind Energy Ctr","58769_G_1",58769,"G","1",null,"Onshore Wind",null,"WECC_CO","Colorado",8,"Logan",75,"08075",34,0,2014,9999,null,null,"N","Wind",{"$nulls":13},0,0,0,0]
["Spinning Spur Wind III","58775_G_GEN1",58775,"G","GEN1",null,"Onshore Wind",null,"ERC_PHDL","Texas",48,"Oldham",359,"48359",194,0,2015,9999,null,null,"N","Wind",{"$nulls":13},0,0,0,0]
["Kenansville Solar 2, LLC","58803_G_INV1",58803,"G","INV1",null,"Solar PV",null,"S_VACA","North Carolina",37,"Duplin",61,"37061",0.5,0,2016,9999,null,null,"N","Solar",{"$nulls":13},0,0,0,0]
["Beaver Dam","58811_G_GEN2",58811,"G","GEN2",null,"Combustion Turbine","IC Engine","PJM_PENE","Pennsylvania",42,"Bradford",15,"42015",4.2,10745,2016,9999,null,null,"N","Natural Gas, Distillate Fuel Oil",{"$nulls":13},0.39755,0.39755,0.39755,0.39755]
["Beaver Dam","58811_G_GEN5",58811,"G","GEN5",null,"Combustion Turbine","IC Engine","PJM_PENE","Pennsylvania",42,"Bradford",15,"42015",4.2,10745,2016,9999,null,null,"N","Natural Gas, Distillate Fuel Oil",{"$nulls":13},0.39755,0.39755,0.39755,0.39755]
["Sonne Two","58829_G_PV1",58829,"G","PV1",null,"Solar PV",null,"S_VACA","North Carolina",37,"Catawba",35,"37035",5,0,2016,9999,null,null,"N","Solar",{"$nulls":13},0,0,0,0]
["Dogwood Solar, LLC","58844_G_1",58844,"G","1",null,"Solar PV",null,"PJM_Dom","North Carolina",37,"Halifax",83,"37083",20,0,2014,9999,null,null,"N","Solar",{"$nulls":13},0,0,0,0]
["Nash 58 Farm","58854_G_1",58854,"G","1",null,"Solar PV",null,"S_VACA","North Carolina",37,"Nash",127,"37127",5,0,2013,9999,null,null,"N","Solar",{"$nulls":13},0,0,0,0]
["Fusion Solar Center LLC","58876_G_PV",58876,"G","PV",null,"Solar PV","","NENG_CT","Connecticut",9,"New London",11,"09011",20,0,2017,9999,null,null,"N","Solar",{"$nulls":13},0,0,0,0]
["Beringer","58890_G_BERI",58890,"G","BERI",null,"Solar PV",null,"WEC_CALN","California",6,"Sonoma",97,"06097",1.1,0,2009,9999,null,null,"N","Solar",{"$nulls":13},0,0,0,0]
["Copper Mountain Solar 3","58915_G_5",58915,"G","5",null,"Solar PV",null,"WECC_SNV","Nevada",32,"Clark",3,"32003",25,0,2014,9999,null,null,"N","Solar",{"$nulls":13},0,0,0,0]
["Integrys MA Solar, LLC - Ashburnham Site","58934_G_ASH10",58934,"G","ASH10",null,"Solar PV",null,"NENGREST","Massachusetts",25,"Worcester",27,"25027",0.3,0,2013,9999,null,null,"N","Solar",{"$nulls":13},0,0,0,0]
["Origin Wind","58938_G_WT",58938,"G","WT",null,"Onshore Wind",null,"SPP_WEST","Oklahoma",40,"Murray",99,"40099",150,0,2014,9999,null,null,"N","Wind",{"$nulls":13},0,0,0,0]
["BearPond Solar Center LLC","58955_G_BEAR",58955,"G","BEAR",null,"Solar PV",null,"S_VACA","North Carolina",37,"Vance",181,"37181",4.8,0,2014,9999,null,null,"N","Solar",{"$nulls":13},0,0,0,0]
["Henrietta Solar Project","58975_G_PV1",58975,"G","PV1",null,"Solar PV",null,"WEC_CALN","California",6,"Kings",31,"06031",102,0,2016,9999,null,null,"N","Solar",{"$nulls":13},0,0,0,0]
["Stonewall","59004_G_GEN1",59004,"G","GEN1",91025,"Combined Cycle",null,"PJM_Dom","Virginia",51,"Loudoun",107,"51107",230,6250,2017,9999,null,null,"N","Natural Gas",{"$nulls":4},"SCR",{"$nulls":8},0.006,0.006,0.006,0.006]
["Southbridge Landfill Gas-to-Energy","59011_G_CAT",59011,"G","CAT",null,"Landfill Gas",null,"NENGREST","Massachusetts",25,"Worcester",27,"25027",1.5,17528,2011,9999,null,null,"N","Landfill Gas",{"$nulls":13},0.37255,0.37255,0.37255,0.37255]
["Agawam Solar","59028_G_0028",59028,"G","0028",null,"Solar PV",null,"NENGREST","Massachusetts",25,"Hampden",13,"25013",1.5,0,2012,9999,null,null,"N","Solar",{"$nulls":13},0,0,0,0]
["Jameson Energy Center","59045_G_JEC2",59045,"G","JEC2",null,"Combustion Turbine","IC Engine","SPP_N","Kansas",20,"Finney",55,"20055",9,18000,2014,9999,null,null,"N","Natural Gas, Distillate Fuel Oil",{"$nulls":13},0.39755,0.39755,0.39755,0.39755]
["Spring House","59056_G_GEN 1",59056,"G","GEN 1",null,"Combustion Turbine","IC Engine","PJM_EMAC","Pennsylvania",42,"Montgomery",91,"42091",3.8,10745,2013,9999,null,null,"N","Natural Gas, Distillate Fuel Oil",{"$nulls":13},0.39755,0.39755,0.39755,0.39755]
["SC 1 Data Center, Phase 2","59074_G_EG10B",59074,"G","EG10B",null,"Combustion Turbine","IC Engine","WEC_CALN","California",6,"Santa Clara",85,"06085",2.3,10745,2014,9999,null,null,"N","Natural Gas, Distillate Fuel Oil",{"$nulls":13},1.02504,1.02504,1.02504,1.02504]
["SC 1 Data Center, Phase 2","59074_G_EG7B",59074,"G","EG7B",null,"Combustion Turbine","IC Engine","WEC_CALN","California",6,"Santa Clara",85,"06085",2.2,19551,2011,9999,null,null,"N","Natural Gas, Distillate Fuel Oil",{"$nulls":13},1.02504,1.02504,1.02504,1.02504]
["Townshend Hydro","59089_G_GEN11",59089,"G","GEN11",null,"Hydro",null,"NENGREST","Vermont",50,"Windham",25,"50025",0.1,0,2016,9999,null,null,"N","Hydro",{"$nulls":13},0,0,0,0]
["Division 2","59095_G_GEN 1",59095,"G","GEN 1",null,"Solar PV",null,"WEC_LADW","California",6,"Los Angeles",37,"06037",1,0,2014,9999,null,null,"N","Solar",{"$nulls":13},0,0,0,0]
["Springfield Solar 1 LLC","59110_G_1",59110,"G","1",null,"Solar PV",null,"SPP_N","Missouri",29,"Greene",77,"29077",4.9,0,2014,9999,null,null,"N","Solar",{"$nulls":13},0,0,0,0]
["Dartmouth Landfill","59131_G_57449",59131,"G","57449",null,"Solar PV",null,"NENGREST","Massachusetts",25,"Bristol",5,"25005",1.3,0,2013,9999,null,null,"N","Solar",{"$nulls":13},0,0,0,0]
["Watson Seed Farm PV1","59153_G_WAT1",59153,"G","WAT1",null,"Solar PV",null,"S_VACA","North Carolina",37,"Nash",127,"37127",20,0,2015,9999,null,null,"N","Solar",{"$nulls":13},0,0,0,0]
["Hesperia","59182_G_10-94",59182,"G","10-94",null,"Solar PV",null,"WECC_SCE","California",6,"San Bernardino",71,"06071",1.5,0,2014,9999,null,null,"N","Solar",{"$nulls":13},0,0,0,0]
["Chapman Ranch Wind I","59193_G_CHA1",59193,"G","CHA1",null,"Onshore Wind","","ERC_REST","Texas",48,"Nueces",355,"48355",236,0,2017,9999,null,null,"N","Wind",{"$nulls":13},0,0,0,0]
["Clipperton Holdings","59213_G_PV1",59213,"G","PV1",null,"Solar PV","","S_VACA","North Carolina",37,"Sampson",163,"37163",5,0,2017,9999,null,null,"N","Solar",{"$nulls":13},0,0,0,0]
["Arbuckle Mountain Wind Farm LLC","59234_G_GEN1",59234,"G","GEN1",null,"Onshore Wind",null,"SPP_WEST","Oklahoma",40,"Murray",99,"40099",100,0,2015,9999,null,null,"N","Wind",{"$nulls":13},0,0,0,0]
["Osprey Point RES","59255_G_3",59255,"G","3",null,"Fossil Waste",null,"MIS_INKY","Indiana",18,"Sullivan",153,"18153",3,10745,2013,9999,null,null,"N","Fossil Waste",{"$nulls":13},0.04822,0.04822,0.04822,0.04822]
["Yerba Buena","59257_G_YB1",59257,"G","YB1",null,"Energy Storage",null,"WEC_CALN","California",6,"Santa Clara",85,"06085",4,0,2013,9999,null,null,"N","Energy Storage",{"$nulls":13},0,0,0,0]
["Waste Mangement Redwood LFGTE","59299_G_RED1",59299,"G","RED1",null,"Landfill Gas",null,"WEC_CALN","California",6,"Marin",41,"06041",2,13648,2017,9999,null,null,"N","Landfill Gas",{"$nulls":13},0.09,0.09,0.09,0.09]
["WED Coventry 6","59314_G_COV6B",59314,"G","COV6B",null,"Onshore Wind",null,"NENGREST","Rhode Island",44,"Kent",3,"44003",1.5,0,2016,9999,null,null,"N","Wind",{"$nulls":13},0,0,0,0]
["City of Soledad Water Reclamation","59329_G_SOL1",59329,"G","SOL1",null,"Onshore Wind",null,"WEC_CALN","California",6,"Monterey",53,"06053",1,0,2014,9999,null,null,"N","Wind",{"$nulls":13},0,0,0,0]
["MCLB Landfill Gas to Energy","59335_G_GEN1",59335,"G","GEN1",null,"Non-Fossil Waste",null,"S_SOU","Georgia",13,"Dougherty",95,"13095",1.9,10656,2011,9999,null,null,"Y","Non-Fossil Waste",{"$nulls":13},0,0,0,0]
["South Plains Wind Phase I","59384_G_1",59384,"G","1",null,"Onshore Wind",null,"ERC_PHDL","Texas",48,"Floyd",153,"48153",200,0,2015,9999,null,null,"N","Wind",{"$nulls":13},0,0,0,0]
["Red Gate Power Plant","59391_G_ENG10",59391,"G","ENG10",null,"Combustion Turbine","IC Engine","ERC_REST","Texas",48,"Hidalgo",215,"48215",18.3,10745,2016,9999,null,null,"N","Natural Gas, Distillate Fuel Oil",{"$nulls":13},0.39755,0.39755,0.39755,0.39755]
["Anaheim Solar Energy Plant","59416_G_PV1",59416,"G","PV1",null,"Solar PV",null,"WECC_SCE","California",6,"Orange",59,"06059",2,0,2014,9999,null,null,"N","Solar",{"$nulls":13},0,0,0,0]
["NRG Solar Las Vegas MB-1","59430_G_MB-1",59430,"G","MB-1",null,"Solar PV",null,"WECC_SNV","Nevada",32,"Clark",3,"32003",5,0,2015,9999,null,null,"N","Solar",{"$nulls":13},0,0,0,0]
["Lennon Generating","59436_G_5",59436,"G","5",null,"Landfill Gas",null,"MIS_LMI","Michigan",26,"Shiawassee",155,"26155",0.8,13500,2007,9999,null,null,"N","Landfill Gas",{"$nulls":13},0.37255,0.37255,0.37255,0.37255]
["Bowerman Power LFG, LLC","59461_G_GEN01",59461,"G","GEN01",null,"Landfill Gas",null,"WECC_SCE","California",6,"Orange",59,"06059",3.4,13648,2016,9999,null,null,"N","Landfill Gas",{"$nulls":13},0.37255,0.37255,0.37255,0.37255]
["Ft. Churchill PV","59472_G_NVC7",59472,"G","NVC7",null,"Solar PV",null,"WECC_NNV","Nevada",32,"Lyon",19,"32019",19.9,0,2015,9999,null,null,"N","Solar",{"$nulls":13},0,0,0,0]
["IMPA Frankton Solar Park","59479_G_SFRAN",59479,"G","SFRAN",null,"Solar PV",null,"PJM_West","Indiana",18,"Madison",95,"18095",1,0,2014,9999,null,null,"N","Solar",{"$nulls":13},0,0,0,0]
["Chei Solar","59508_G_PV1",59508,"G","PV1",null,"Solar PV",null,"S_VACA","North Carolina",37,"Nash",127,"37127",5,0,2016,9999,null,null,"N","Solar",{"$nulls":13},0,0,0,0]
["Five Points Solar Park","59523_G_FRFSP",59523,"G","FRFSP",null,"Solar PV",null,"WEC_CALN","California",6,"Fresno",19,"06019",60,0,2016,9999,null,null,"N","Solar",{"$nulls":13},0,0,0,0]
["Putah Creek Solar Farm","59550_G_PCSF",59550,"G","PCSF",null,"Solar PV",null,"WEC_CALN","California",6,"Yolo",113,"06113",2,0,2014,9999,null,null,"N","Solar",{"$nulls":13},0,0,0,0]
["Innovative Solar 14, LLC","59553_G_FLS1",59553,"G","FLS1",null,"Solar PV",null,"S_VACA","North Carolina",37,"Henderson",89,"37089",2,0,2014,9999,null,null,"N","Solar",{"$nulls":13},0,0,0,0]
["Stikeleather Farm","59595_G_PV1",59595,"G","PV1",null,"Solar PV",null,"S_VACA","North Carolina",37,"Alexander",3,"37003",5,0,2015,9999,null,null,"N","Solar",{"$nulls":13},0,0,0,0]
["Monterey Diesel Generation Facility","59614_G_MDG1",59614,"G","MDG1",null,"Combustion Turbine","IC Engine","PJM_AP","Virginia",51,"Highland",91,"51091",0.6,10745,2016,9999,null,null,"N","Natural Gas, Distillate Fuel Oil",{"$nulls":13},1.02504,1.02504,1.02504,1.02504]
["Jericho Rise Wind Farm LLC","59629_G_GEN1",59629,"G","GEN1",null,"Onshore Wind",null,"NY_Z_D","New York",36,"Franklin",33,"36033",77.7,0,2016,9999,null,null,"N","Wind",{"$nulls":13},0,0,0,0]
["Kettleman Solar -Centaurus","59633_G_KS",59633,"G","KS",null,"Solar PV",null,"WEC_CALN","California",6,"Kings",31,"06031",20,0,2015,9999,null,null,"N","Solar",{"$nulls":13},0,0,0,0]
["CII Methane Management III LFG Plant","59650_G_GEN1",59650,"G","GEN1",null,"Landfill Gas",null,"S_SOU","Georgia",13,"Clarke",59,"13059",1.6,13500,2014,9999,null,null,"N","Landfill Gas",{"$nulls":13},0.37255,0.37255,0.37255,0.37255]
["Tehachapi Energy Storage Project","59661_G_TSP1",59661,"G","TSP1",null,"Energy Storage",null,"WECC_SCE","California",6,"Kern",29,"06029",8,0,2016,9999,null,null,"N","Energy Storage",{"$nulls":13},0,0,0,0]
["Wake County LFG Facility","59688_G_E22",59688,"G","E22",null,"Landfill Gas",null,"S_VACA","North Carolina",37,"Wake",183,"37183",0.3,13648,2015,9999,null,null,"N","Landfill Gas",{"$nulls":13},0.37255,0.37255,0.37255,0.37255]
["Wake County LFG Facility","59688_G_E3",59688,"G","E3",null,"Landfill Gas",null,"S_VACA","North Carolina",37,"Wake",183,"37183",0.3,13500,2013,9999,null,null,"N","Landfill Gas",{"$nulls":13},0.37255,0.37255,0.37255,0.37255]
["Sand Valley Power Station","59710_G_GMA",59710,"G","GMA",null,"Landfill Gas",null,"S_C_TVA","Alabama",1,"Dekalb",49,"01049",1.6,13500,2013,9999,null,null,"N","Landfill Gas",{"$nulls":13},0.37255,0.37255,0.37255,0.37255]
["CML&P Generating Facility No. 2","59726_G_8",59726,"G","8",null,"Combustion Turbine","IC Engine","SPP_N","Kansas",20,"Montgomery",125,"20125",18.7,11118,2017,9999,null,null,"N","Natural Gas, Distillate Fuel Oil",{"$nulls":13},0.39755,0.39755,0.39755,0.39755]
["Briscoe Wind Farm","59734_G_BFW",59734,"G","BFW",null,"Onshore Wind",null,"ERC_PHDL","Texas",48,"Briscoe",45,"48045",150,0,2015,9999,null,null,"N","Wind",{"$nulls":13},0,0,0,0]
["BlueWave Capital - Grafton (SREC II)","59752_G_1",59752,"G","1",null,"Solar PV",null,"NENGREST","Massachusetts",25,"Worcester",27,"25027",1.3,0,2015,9999,null,null,"N","Solar",{"$nulls":13},0,0,0,0]
["Concord Solar Farm","59768_G_CMLP",59768,"G","CMLP",null,"Solar PV",null,"NENGREST","Massachusetts",25,"Middlesex",17,"25017",1.5,0,2014,9999,null,null,"N","Solar",{"$nulls":13},0,0,0,0]
["Gila River Power Block 3","59784_G_CTG6",59784,"G","CTG6",8518,"Combined Cycle",null,"WECC_AZ","Arizona",4,"Maricopa",13,"04013",146,7535,2003,9999,null,null,"N","Natural Gas",{"$nulls":3},"DLNB","SCR",{"$nulls":8},0.00817,0.00817,0.00817,0.00817]
["Orchard Hills Renewable Energy Station","59792_G_6",59792,"G","6",null,"Landfill Gas",null,"PJM_COMD","Illinois",17,"Ogle",141,"17141",2.3,13648,2016,9999,null,null,"N","Landfill Gas",{"$nulls":13},0.37255,0.37255,0.37255,0.37255]
["Mountain Home Energy Center","59809_G_GEN2",59809,"G","GEN2",null,"Combustion Turbine","IC Engine","S_C_TVA","Tennessee",47,"Washington",179,"47179",1.8,25000,2002,9999,null,null,"N","Natural Gas, Distillate Fuel Oil",{"$nulls":13},1.02504,1.02504,1.02504,1.02504]
["Royal Solar","59831_G_FLS1",59831,"G","FLS1",null,"Solar PV",null,"S_VACA","North Carolina",37,"Cumberland",51,"37051",4.9,0,2015,9999,null,null,"N","Solar",{"$nulls":13},0,0,0,0]
["Munich Re Plaza","59844_G_PZ2",59844,"G","PZ2",null,"Solar PV",null,"PJM_EMAC","New Jersey",34,"Middlesex",23,"34023",0.8,0,2012,9999,null,null,"N","Solar",{"$nulls":13},0,0,0,0]
["Great Bay Solar 1","59851_G_GBS01",59851,"G","GBS01",null,"Solar PV","","PJM_EMAC","Maryland",24,"Somerset",39,"24039",57,0,2017,9999,null,null,"N","Solar",{"$nulls":13},0,0,0,0]
["Fort Benning Solar Facility","59862_G_1",59862,"G","1",null,"Solar PV",null,"S_SOU","Georgia",13,"Chattahoochee",53,"13053",30,0,2015,9999,null,null,"N","Solar",{"$nulls":13},0,0,0,0]
["Butler Solar Project 103","59896_G_1",59896,"G","1",null,"Solar PV",null,"S_SOU","Georgia",13,"Taylor",269,"13269",100,0,2016,9999,null,null,"N","Solar",{"$nulls":13},0,0,0,0]
["Oro Loma","59915_G_ORCA",59915,"G","ORCA",null,"Solar PV",null,"WEC_CALN","California",6,"Fresno",19,"06019",20,0,2017,9999,null,null,"N","Solar",{"$nulls":13},0,0,0,0]
["Granite Mountain Solar West, LLC","59945_G_GMSW",59945,"G","GMSW",null,"Solar PV",null,"WECC_UT","Utah",49,"Iron",21,"49021",50.4,0,2016,9999,null,null,"N","Solar",{"$nulls":13},0,0,0,0]
["Bakersfield 111","59948_G_BF111",59948,"G","BF111",null,"Solar PV",null,"WECC_SCE","California",6,"Kern",29,"06029",1.4,0,2015,9999,null,null,"N","Solar",{"$nulls":13},0,0,0,0]
["Easter","59971_G_ESTR1",59971,"G","ESTR1",null,"Onshore Wind",null,"ERC_PHDL","Texas",48,"Castro",69,"48069",300,0,2018,9999,null,null,"N","Wind",{"$nulls":13},0,0,0,0]
["Lebanon Solar 1","59991_G_LEB1",59991,"G","LEB1",null,"Solar PV",null,"NENG_CT","Connecticut",9,"New London",11,"09011",2,0,2017,9999,null,null,"N","Solar",{"$nulls":13},0,0,0,0]
["American Falls Solar","60011_G_IPAF",60011,"G","IPAF",null,"Solar PV",null,"WECC_ID","Idaho",16,"Power",77,"16077",20,0,2017,9999,null,null,"N","Solar",{"$nulls":13},0,0,0,0]
["SR Jenkins Ft Lupton","60023_G_FTLUP",60023,"G","FTLUP",null,"Solar PV",null,"WECC_CO","Colorado",8,"Weld",123,"08123",13,0,2016,9999,null,null,"N","Solar",{"$nulls":13},0,0,0,0]
["Innovative Solar 16","60055_G_FLS1",60055,"G","FLS1",null,"Solar PV",null,"S_VACA","North Carolina",37,"Henderson",89,"37089",2,0,2015,9999,null,null,"N","Solar",{"$nulls":13},0,0,0,0]
["Fisher Road Solar","60075_G_SYFRS",60075,"G","SYFRS",null,"Solar PV",null,"NENGREST","Massachusetts",25,"Bristol",5,"25005",4.6,0,2015,9999,null,null,"N","Solar",{"$nulls":13},0,0,0,0]
["Blythe Solar II, LLC","60092_G_BLCK5",60092,"G","BLCK5",null,"Solar PV",null,"WECC_SCE","California",6,"Riverside",65,"06065",33.9,0,2016,9999,null,null,"N","Solar",{"$nulls":13},0,0,0,0]
["Lorin Industries","60102_G_1",60102,"G","1",null,"Combustion Turbine","IC Engine","MIS_LMI","Michigan",26,"Muskegon",121,"26121",0.8,14252,1990,9999,null,null,"Y","Natural Gas, Distillate Fuel Oil",{"$nulls":13},0.39755,0.39755,0.39755,0.39755]
["Town of Halfmoon","60115_G_PV1",60115,"G","PV1",null,"Solar PV",null,"NY_Z_F","New York",36,"Saratoga",91,"36091",1,0,2017,9999,null,null,"N","Solar",{"$nulls":13},0,0,0,0]
["Big Sand Draw Plant","60130_G_6",60130,"G","6",null,"Combustion Turbine","IC Engine","WECC_WY","Wyoming",56,"Fremont",13,"56013",1.4,12194,2015,9999,null,null,"N","Natural Gas, Distillate Fuel Oil",{"$nulls":13},0.39755,0.39755,0.39755,0.39755]
["Cornell Geneva Solar Farm","60150_G_ARGOS",60150,"G","ARGOS",null,"Solar PV",null,"NY_Z_C&E","New York",36,"Ontario",69,"36069",2,0,2015,9999,null,null,"N","Solar",{"$nulls":13},0,0,0,0]
["Freeway Springs","60183_G_FSPRI",60183,"G","FSPRI",null,"Solar PV",null,"WEC_LADW","California",6,"Los Angeles",37,"06037",2,0,2016,9999,null,null,"N","Solar",{"$nulls":13},0,0,0,0]
["Zero Waste Energy Development Co LLC","60220_G_ZWED1",60220,"G","ZWED1",null,"Non-Fossil Waste",null,"WEC_CALN","California",6,"Santa Clara",85,"06085",0.8,11373,2015,9999,null,null,"Y","Non-Fossil Waste",{"$nulls":13},0,0,0,0]
["Bristol Plant","60222_G_C5",60222,"G","C5",null,"Landfill Gas",null,"S_C_TVA","Virginia",51,"Bristol City",520,"51520",0.3,13648,2015,9999,null,null,"N","Landfill Gas",{"$nulls":13},0.37255,0.37255,0.37255,0.37255]
["Onancock Diesel Generation Facility","60236_G_ODG8",60236,"G","ODG8",null,"Combustion Turbine","IC Engine","PJM_EMAC","Virginia",51,"Accomack",1,"51001",2,10745,2002,9999,null,null,"N","Natural Gas, Distillate Fuel Oil",{"$nulls":13},1.02504,1.02504,1.02504,1.02504]
["Union Renewable Energy Facility","60241_G_00611",60241,"G","00611",null,"Landfill Gas",null,"S_VACA","South Carolina",45,"Union",87,"45087",1.2,13648,2015,9999,null,null,"N","Landfill Gas",{"$nulls":13},0.37255,0.37255,0.37255,0.37255]
["Sharon Station","60267_G_SHRN1",60267,"G","SHRN1",null,"Solar PV",null,"PJM_EMAC","New Jersey",34,"Monmouth",25,"34025",2.7,0,2016,9999,null,null,"N","Solar",{"$nulls":13},0,0,0,0]
["St. Matthews Solar","60293_G_PV1",60293,"G","PV1",null,"Solar PV","","S_VACA","South Carolina",45,"Calhoun",17,"45017",4.9,0,2017,9999,null,null,"N","Solar",{"$nulls":13},0,0,0,0]
["Jeffco Community Solar Gardens, LLC","60320_G_SSCO1",60320,"G","SSCO1",null,"Solar PV",null,"WECC_CO","Colorado",8,"Jefferson",59,"08059",1.2,0,2016,9999,null,null,"N","Solar",{"$nulls":13},0,0,0,0]
["Ida Grove Wind","60342_G_IGWF",60342,"G","IGWF",null,"Onshore Wind",null,"MIS_MIDA","Iowa",19,"Ida",93,"19093",28.6,0,2016,9999,null,null,"N","Wind",{"$nulls":13},0,0,0,0]
["Hill AFB LFG Facility, Bldg #737","60349_G_LFGG1",60349,"G","LFGG1",null,"Landfill Gas",null,"WECC_UT","Utah",49,"Davis",11,"49011",0.6,14242,2005,9999,null,null,"N","Landfill Gas",{"$nulls":13},0.37255,0.37255,0.37255,0.37255]
["Lackawanna Energy Center","60357_G_GEN3",60357,"G","GEN3",null,"Combined Cycle",null,"PJM_WMAC","Pennsylvania",42,"Lackawanna",69,"42069",465,6250,2019,9999,null,null,"N","Natural Gas",{"$nulls":4},"SCR",{"$nulls":8},0.011,0.011,0.011,0.011]
["Bizzell Church Solar 1, LLC","60401_G_BCSPV",60401,"G","BCSPV",null,"Solar PV",null,"S_VACA","North Carolina",37,"Johnston",101,"37101",5.2,0,2015,9999,null,null,"N","Solar",{"$nulls":13},0,0,0,0]
["CB Bladen Solar, LLC","60402_G_CBPV",60402,"G","CBPV",null,"Solar PV",null,"S_VACA","North Carolina",37,"Bladen",17,"37017",5.2,0,2016,9999,null,null,"N","Solar",{"$nulls":13},0,0,0,0]
["Three Peaks Power","60432_G_TPP",60432,"G","TPP",null,"Solar PV",null,"WECC_UT","Utah",49,"Iron",21,"49021",80,0,2016,9999,null,null,"N","Solar",{"$nulls":13},0,0,0,0]
["Athens Energy","60457_G_1",60457,"G","1",null,"Biomass",null,"NENG_ME","Maine",23,"Somerset",25,"23025",7,13500,2016,9999,null,null,"N","Biomass",{"$nulls":13},0.23601,0.23601,0.23601,0.23601]
["Greene County Meter #1","60463_G_PV1",60463,"G","PV1",null,"Solar PV",null,"NY_Z_F","New York",36,"Greene",39,"36039",1.6,0,2017,9999,null,null,"N","Solar",{"$nulls":13},0,0,0,0]
["Hamilton Solar-Crosswicks","60489_G_PV1",60489,"G","PV1",null,"Solar PV",null,"PJM_EMAC","New Jersey",34,"Mercer",21,"34021",3.5,0,2011,9999,null,null,"N","Solar",{"$nulls":13},0,0,0,0]
["Valley Center","60509_G_PV1",60509,"G","PV1",null,"Solar PV","","WEC_SDGE","California",6,"San Diego",73,"06073",2.3,0,2016,9999,null,null,"N","Solar",{"$nulls":13},0,0,0,0]
["Wind GEM","60541_G_WT1",60541,"G","WT1",null,"Onshore Wind","","MIS_MIDA","Iowa",19,"Adair",1,"19001",1.9,0,2015,9999,null,null,"N","Wind",{"$nulls":13},0,0,0,0]
["Hattiesburg Solar Farm","60552_G_HATTI",60552,"G","HATTI",null,"Solar PV","","S_SOU","Mississippi",28,"Forrest",35,"28035",50,0,2017,9999,null,null,"N","Solar",{"$nulls":13},0,0,0,0]
["Ortega Highway Energy Storage","60567_G_SES2",60567,"G","SES2",null,"Energy Storage","","WECC_SCE","California",6,"Orange",59,"06059",1,0,2015,9999,null,null,"N","Energy Storage",{"$nulls":13},0,0,0,0]
["Duplin Solar I LLC (160 Houston Lane)","60599_G_DPLN",60599,"G","DPLN",null,"Solar PV","","S_VACA","North Carolina",37,"Duplin",61,"37061",5,0,2014,9999,null,null,"N","Solar",{"$nulls":13},0,0,0,0]
["Brookfield Solar 2013 LLC","60613_G_NBKFD",60613,"G","NBKFD",null,"Solar PV","","NENGREST","Massachusetts",25,"Worcester",27,"25027",2,0,2013,9999,null,null,"N","Solar",{"$nulls":13},0,0,0,0]
["Auten Road Farm, LLC","60634_G_PV1",60634,"G","PV1",null,"Solar PV","","S_VACA","North Carolina",37,"Gaston",71,"37071",5,0,2017,9999,null,null,"N","Solar",{"$nulls":13},0,0,0,0]
["Willey Battery Utility","60660_G_WBU",60660,"G","WBU",null,"Energy Storage","","PJM_West","Ohio",39,"Hamilton",61,"39061",6,0,2016,9999,null,null,"N","Energy Storage",{"$nulls":13},0,0,0,0]
["Pearl Solar","60682_G_PEARL",60682,"G","PEARL",null,"Solar PV","","ERC_WEST","Texas",48,"Pecos",371,"48371",50,0,2017,9999,null,null,"N","Solar",{"$nulls":13},0,0,0,0]
["BentonSun, LLC","60695_G_MLC19",60695,"G","MLC19",null,"Solar PV","","MIS_MNWI","Minnesota",27,"Carver",19,"27019",1,0,2016,9999,null,null,"N","Solar",{"$nulls":13},0,0,0,0]
["Ursa Community Solar","60712_G_UCS4",60712,"G","UCS4",null,"Solar PV","","MIS_MNWI","Minnesota",27,"Dakota",37,"27037",0.9,0,2017,9999,null,null,"N","Solar",{"$nulls":13},0,0,0,0]
["Rosemount Community Solar","60714_G_RCS1",60714,"G","RCS1",null,"Solar PV","","MIS_MNWI","Minnesota",27,"Dakota",37,"27037",0.9,0,2016,9999,null,null,"N","Solar",{"$nulls":13},0,0,0,0]
["Green Cow Power","60721_G_ENG2",60721,"G","ENG2",null,"Non-Fossil Waste","","MIS_INKY","Indiana",18,"Elkhart",39,"18039",1,14731,2015,9999,null,null,"N","Non-Fossil Waste",{"$nulls":13},0,0,0,0]
["Silvi Gibraltar Rock","60746_G_08502",60746,"G","08502",null,"Solar PV","","PJM_EMAC","New Jersey",34,"Somerset",35,"34035",2.5,0,2016,9999,null,null,"N","Solar",{"$nulls":13},0,0,0,0]
["Cedarville","60757_G_PV1",60757,"G","PV1",null,"Solar PV","","NENGREST","Massachusetts",25,"Plymouth",23,"25023",0.5,0,2017,9999,null,null,"N","Solar",{"$nulls":13},0,0,0,0]
["PB2 - Gila River","60768_G_ST10",60768,"G","ST10",null,"Combined Cycle","","WECC_AZ","Arizona",4,"Maricopa",13,"04013",223,7590,2003,9999,null,null,"N","Natural Gas",{"$nulls":13},0.0692,0.0692,0.0692,0.0692]
["South Atlantic Services Solar Farm I","60798_G_PV1",60798,"G","PV1",null,"Solar PV","","S_VACA","North Carolina",37,"New Hanover",129,"37129",1.6,0,2013,9999,null,null,"N","Solar",{"$nulls":13},0,0,0,0]
["Webster Holdco Solar","60830_G_WEBST",60830,"G","WEBST",null,"Solar PV","","MIS_MNWI","Minnesota",27,"Rice",131,"27131",5,0,2017,9999,null,null,"N","Solar",{"$nulls":13},0,0,0,0]
["Garrett County - DPU Treatment Plant","60847_G_PV1",60847,"G","PV1",null,"Solar PV","","PJM_AP","Maryland",24,"Garrett",23,"24023",1.2,0,2017,9999,null,null,"N","Solar",{"$nulls":13},0,0,0,0]
["VEC Alburgh Array","60860_G_PV1",60860,"G","PV1",null,"Solar PV","","NENGREST","Vermont",50,"Grand Isle",13,"50013",1,0,2016,9999,null,null,"N","Solar",{"$nulls":13},0,0,0,0]
["Deerfield Wind Energy, LLC","60883_G_WT1",60883,"G","WT1",null,"Onshore Wind","","MIS_LMI","Michigan",26,"Huron",63,"26063",41.6,0,2017,9999,null,null,"N","Wind",{"$nulls":13},0,0,0,0]
["Salem Harbor Station NGCC","60903_G_4",60903,"G","4",null,"Combined Cycle","","NENGREST","Massachusetts",25,"Essex",9,"25009",217.5,6250,2017,9999,null,null,"N","Natural Gas",{"$nulls":13},0.011,0.011,0.011,0.011]
["Cold River Road Solar","60912_G_PV1",60912,"G","PV1",null,"Solar PV","","NENGREST","Vermont",50,"Rutland",21,"50021",2.3,0,2016,9999,null,null,"N","Solar",{"$nulls":13},0,0,0,0]
["Aries Community Solar","60938_G_AACS1",60938,"G","AACS1",null,"Solar PV","","MIS_MNWI","Minnesota",27,"Dodge",39,"27039",0.9,0,2017,9999,null,null,"N","Solar",{"$nulls":13},0,0,0,0]
["Morgan Community Solar","60942_G_BMCS3",60942,"G","BMCS3",null,"Solar PV","","MIS_MNWI","Minnesota",27,"Redwood",127,"27127",0.9,0,2017,9999,null,null,"N","Solar",{"$nulls":13},0,0,0,0]
["Spica Community Solar","60943_G_MSCS1",60943,"G","MSCS1",null,"Solar PV","","MIS_MNWI","Minnesota",27,"Kandiyohi",67,"27067",0.9,0,2017,9999,null,null,"N","Solar",{"$nulls":13},0,0,0,0]
["Spica Community Solar","60943_G_MSCS2",60943,"G","MSCS2",null,"Solar PV","","MIS_MNWI","Minnesota",27,"Kandiyohi",67,"27067",0.9,0,2017,9999,null,null,"N","Solar",{"$nulls":13},0,0,0,0]
["Vega Community Solar","60944_G_NVCS1",60944,"G","NVCS1",null,"Solar PV","","MIS_MNWI","Minnesota",27,"Pope",121,"27121",0.9,0,2017,9999,null,null,"N","Solar",{"$nulls":13},0,0,0,0]
["Vega Community Solar","60944_G_NVCS2",60944,"G","NVCS2",null,"Solar PV","","MIS_MNWI","Minnesota",27,"Pope",121,"27121",0.9,0,2017,9999,null,null,"N","Solar",{"$nulls":13},0,0,0,0]
["Vega Community Solar","60944_G_NVCS3",60944,"G","NVCS3",null,"Solar PV","","MIS_MNWI","Minnesota",27,"Pope",121,"27121",0.9,0,2017,9999,null,null,"N","Solar",{"$nulls":13},0,0,0,0]
["Vega Community Solar","60944_G_NVCS4",60944,"G","NVCS4",null,"Solar PV","","MIS_MNWI","Minnesota",27,"Pope",121,"27121",0.9,0,2017,9999,null,null,"N","Solar",{"$nulls":13},0,0,0,0]
["Vega Community Solar","60944_G_NVCS5",60944,"G","NVCS5",null,"Solar PV","","MIS_MNWI","Minnesota",27,"Pope",121,"27121",0.9,0,2017,9999,null,null,"N","Solar",{"$nulls":13},0,0,0,0]
["Spartan PV 1","60945_G_PV1",60945,"G","PV1",null,"Solar PV","","MIS_LMI","Michigan",26,"Ingham",65,"26065",10.5,0,2017,9999,null,null,"N","Solar",{"$nulls":13},0,0,0,0]
["Jacumba Solar Farm","60947_G_Q644A",60947,"G","Q644A",null,"Solar PV","","WEC_SDGE","California",6,"San Diego",73,"06073",20,0,2017,9999,null,null,"N","Solar",{"$nulls":13},0,0,0,0]
["West Dubuque Solar","60951_G_PV1",60951,"G","PV1",null,"Solar PV","","MIS_IA","Iowa",19,"Dubuque",61,"19061",3.8,0,2017,9999,null,null,"N","Solar",{"$nulls":13},0,0,0,0]
["Owens Valley Solar Project 11","60953_G_W5381",60953,"G","W5381",null,"Solar PV","","WECC_SCE","California",6,"Inyo",27,"06027",1.7,0,2016,9999,null,null,"N","Solar",{"$nulls":13},0,0,0,0]
["Westar Cities Solar","60956_G_PV1",60956,"G","PV1",null,"Solar PV","","SPP_N","Kansas",20,"Reno",155,"20155",1,0,2017,9999,null,null,"N","Solar",{"$nulls":13},0,0,0,0]
["Chocksett Rd Energy Storage Project","60959_G_BA1",60959,"G","BA1",null,"Energy Storage","","NENGREST","Massachusetts",25,"Worcester",27,"25027",2,0,2017,9999,null,null,"N","Energy Storage",{"$nulls":13},0,0,0,0]
["Hyperion Treatment Plant CHP Plant","60960_G_CTG1",60960,"G","CTG1",null,"Non-Fossil Waste","","WEC_LADW","California",6,"Los Angeles",37,"06037",10,14731,2017,9999,null,null,"N","Non-Fossil Waste",{"$nulls":13},0,0,0,0]
["Hyperion Treatment Plant CHP Plant","60960_G_CTG2",60960,"G","CTG2",null,"Non-Fossil Waste","","WEC_LADW","California",6,"Los Angeles",37,"06037",10,14731,2017,9999,null,null,"N","Non-Fossil Waste",{"$nulls":13},0,0,0,0]
["Hyperion Treatment Plant CHP Plant","60960_G_STG1",60960,"G","STG1",null,"Non-Fossil Waste","","WEC_LADW","California",6,"Los Angeles",37,"06037",2,14731,2017,9999,null,null,"N","Non-Fossil Waste",{"$nulls":13},0,0,0,0]
["Apache Solar 1","60964_G_AEPS1",60964,"G","AEPS1",null,"Solar PV","","WECC_AZ","Arizona",4,"Cochise",3,"04003",20,0,2017,9999,null,null,"N","Solar",{"$nulls":13},0,0,0,0]
["Cotten Farm, LLC","60965_G_COT",60965,"G","COT",null,"Solar PV","","S_VACA","North Carolina",37,"Lee",105,"37105",4.9,0,2016,9999,null,null,"N","Solar",{"$nulls":13},0,0,0,0]
["Lind Solar CSG","60966_G_S0222",60966,"G","S0222",null,"Solar PV","","MIS_MNWI","Minnesota",27,"Carver",19,"27019",4.9,0,2017,9999,null,null,"N","Solar",{"$nulls":13},0,0,0,0]
["Onyx - Lamphear Road","60967_G_10016",60967,"G","10016",null,"Solar PV","","NY_Z_C&E","New York",36,"Oneida",65,"36065",2,0,2016,9999,null,null,"N","Solar",{"$nulls":13},0,0,0,0]
["Michael Solar","60971_G_PV1",60971,"G","PV1",null,"Solar PV","","MIS_MNWI","Minnesota",27,"Stearns",145,"27145",1,0,2017,9999,null,null,"N","Solar",{"$nulls":13},0,0,0,0]
["Michael Solar","60971_G_PV2",60971,"G","PV2",null,"Solar PV","","MIS_MNWI","Minnesota",27,"Stearns",145,"27145",1,0,2017,9999,null,null,"N","Solar",{"$nulls":13},0,0,0,0]
["Michael Solar","60971_G_PV3",60971,"G","PV3",null,"Solar PV","","MIS_MNWI","Minnesota",27,"Stearns",145,"27145",1,0,2017,9999,null,null,"N","Solar",{"$nulls":13},0,0,0,0]
["Glendale Battery Energy Storage System","60974_G_2BESS",60974,"G","2BESS",null,"Energy Storage","","WEC_LADW","California",6,"Los Angeles",37,"06037",2,0,2017,9999,null,null,"N","Energy Storage",{"$nulls":13},0,0,0,0]
["Whitney Point Solar","60975_G_WS532",60975,"G","WS532",null,"Solar PV","","WEC_CALN","California",6,"Fresno",19,"06019",20,0,2017,9999,null,null,"N","Solar",{"$nulls":13},0,0,0,0]
["OSLH, LLC","60976_G_PV1",60976,"G","PV1",null,"Solar PV","","WECC_PNW","Oregon",41,"Deschutes",17,"41017",9.9,0,2016,9999,null,null,"N","Solar",{"$nulls":13},0,0,0,0]
["CSUF State College","60978_G_PV1",60978,"G","PV1",null,"Solar PV","","WECC_SCE","California",6,"Orange",59,"06059",1.1,0,2016,9999,null,null,"N","Solar",{"$nulls":13},0,0,0,0]
["CSUF Nutwood Solar","60979_G_PV1",60979,"G","PV1",null,"Solar PV","","WECC_SCE","California",6,"Orange",59,"06059",2.2,0,2016,9999,null,null,"N","Solar",{"$nulls":13},0,0,0,0]
["ZV Solar 1","60980_G_PV1",60980,"G","PV1",null,"Solar PV","","S_VACA","North Carolina",37,"Robeson",155,"37155",5,0,2016,9999,null,null,"N","Solar",{"$nulls":13},0,0,0,0]
["NextEra Westside PV","60981_G_WS526",60981,"G","WS526",null,"Solar PV","","WEC_CALN","California",6,"Fresno",19,"06019",20,0,2017,9999,null,null,"N","Solar",{"$nulls":13},0,0,0,0]
["Atkinson Farm Solar","60982_G_1",60982,"G","1",null,"Solar PV","","S_VACA","North Carolina",37,"Duplin",61,"37061",5,0,2015,9999,null,null,"N","Solar",{"$nulls":13},0,0,0,0]
["Buckthorn Wind Project","60983_G_BWIND",60983,"G","BWIND",null,"Onshore Wind","","ERC_REST","Texas",48,"Erath",143,"48143",100.5,0,2017,9999,null,null,"N","Wind",{"$nulls":13},0,0,0,0]
["Lindberg Field Solar 2","60984_G_PV1",60984,"G","PV1",null,"Solar PV","","WEC_SDGE","California",6,"San Diego",73,"06073",1.9,0,2017,9999,null,null,"N","Solar",{"$nulls":13},0,0,0,0]
["Elizabethtown Solar","60985_G_ESPV",60985,"G","ESPV",null,"Solar PV","","PJM_EMAC","Pennsylvania",42,"Lancaster",71,"42071",2,0,2016,9999,null,null,"N","Solar",{"$nulls":13},0,0,0,0]
["AIS Solar Project","60986_G_SO212",60986,"G","SO212",null,"Solar PV","","NENGREST","Massachusetts",25,"Worcester",27,"25027",2.5,0,2016,9999,null,null,"N","Solar",{"$nulls":13},0,0,0,0]
["Santa Rita Wind Energy","60987_G_GEN1",60987,"G","GEN1",null,"Onshore Wind","","ERC_WEST","Texas",48,"Reagan",383,"48383",300,0,2018,9999,null,null,"N","Wind",{"$nulls":13},0,0,0,0]
["SolaireHolman Solar Project","60989_G_PV1",60989,"G","PV1",null,"Solar PV","","ERC_WEST","Texas",48,"Brewster",43,"48043",50,0,2017,9999,null,null,"N","Solar",{"$nulls":13},0,0,0,0]
["Florence Solar W3-080, LLC","60990_G_PV1",60990,"G","PV1",null,"Solar PV","","PJM_EMAC","New Jersey",34,"Burlington",5,"34005",7.9,0,2016,9999,null,null,"N","Solar",{"$nulls":13},0,0,0,0]
["Sterling I Wind Farm","60991_G_STER1",60991,"G","STER1",null,"Onshore Wind","","SPP_SPS","New Mexico",35,"Lea",25,"35025",29.9,0,2017,9999,null,null,"N","Wind",{"$nulls":13},0,0,0,0]
["Darlington Solar, LLC","60993_G_PV1",60993,"G","PV1",null,"Solar PV","","S_VACA","South Carolina",45,"Darlington",31,"45031",10,0,2016,9999,null,null,"N","Solar",{"$nulls":13},0,0,0,0]
["French's Landfill PV","60994_G_GEN1",60994,"G","GEN1",null,"Solar PV","","PJM_EMAC","New Jersey",34,"Ocean",29,"34029",0.5,0,2014,9999,null,null,"N","Solar",{"$nulls":13},0,0,0,0]
["Ramona Solar Energy","60995_G_1",60995,"G","1",null,"Solar PV","","WEC_SDGE","California",6,"San Diego",73,"06073",3.8,0,2017,9999,null,null,"N","Solar",{"$nulls":13},0,0,0,0]
["Iron Horse Battery Storage","60996_G_BA1",60996,"G","BA1",null,"Energy Storage","","WECC_AZ","Arizona",4,"Pima",19,"04019",10,0,2017,9999,null,null,"N","Energy Storage",{"$nulls":13},0,0,0,0]
["Iron Horse Battery Storage","60996_G_PV1",60996,"G","PV1",null,"Solar PV","","WECC_AZ","Arizona",4,"Pima",19,"04019",2,0,2017,9999,null,null,"N","Solar",{"$nulls":13},0,0,0,0]
["King Mill","61000_G_1",61000,"G","1",null,"Hydro","","S_SOU","Georgia",13,"Richmond",245,"13245",0.6,0,1944,9999,null,null,"N","Hydro",{"$nulls":13},0,0,0,0]
["King Mill","61000_G_2",61000,"G","2",null,"Hydro","","S_SOU","Georgia",13,"Richmond",245,"13245",1.4,0,1944,9999,null,null,"N","Hydro",{"$nulls":13},0,0,0,0]
["WED Portsmouth One, LLC","61002_G_PORT1",61002,"G","PORT1",null,"Onshore Wind","","NENGREST","Rhode Island",44,"Newport",5,"44005",1.5,0,2016,9999,null,null,"N","Wind",{"$nulls":13},0,0,0,0]
["Musgrave East Solar Farm","61003_G_CMUSW",61003,"G","CMUSW",null,"Solar PV","","NY_Z_C&E","New York",36,"Cayuga",11,"36011",2,0,2016,9999,null,null,"N","Solar",{"$nulls":13},0,0,0,0]
["Whirlpool Corporation - Ottawa Wind Farm","61004_G_W1",61004,"G","W1",null,"Onshore Wind","","PJM_West","Ohio",39,"Putnam",137,"39137",1.5,0,2017,9999,null,null,"N","Wind",{"$nulls":13},0,0,0,0]
["Whirlpool Corporation - Marion Wind Farm","61005_G_W1",61005,"G","W1",null,"Onshore Wind","","PJM_ATSI","Ohio",39,"Marion",101,"39101",1.5,0,2017,9999,null,null,"N","Wind",{"$nulls":13},0,0,0,0]
["Whirlpool Corporation - Marion Wind Farm","61005_G_W2",61005,"G","W2",null,"Onshore Wind","","PJM_ATSI","Ohio",39,"Marion",101,"39101",1.5,0,2017,9999,null,null,"N","Wind",{"$nulls":13},0,0,0,0]
["Whirlpool Corporation - Marion Wind Farm","61005_G_W3",61005,"G","W3",null,"Onshore Wind","","PJM_ATSI","Ohio",39,"Marion",101,"39101",1.5,0,2017,9999,null,null,"N","Wind",{"$nulls":13},0,0,0,0]
["SCDA Solar 1","61006_G_SCAIR",61006,"G","SCAIR",null,"Solar PV","","WEC_BANC","California",6,"Sacramento",67,"06067",7,0,2017,9999,null,null,"N","Solar",{"$nulls":13},0,0,0,0]
["Redbrook Solar 1","61007_G_REDBR",61007,"G","REDBR",null,"Solar PV","","NENGREST","Massachusetts",25,"Plymouth",23,"25023",4,0,2017,9999,null,null,"N","Solar",{"$nulls":13},0,0,0,0]
["Brook Street Solar 1","61008_G_BROOK",61008,"G","BROOK",null,"Solar PV","","NENGREST","Massachusetts",25,"Plymouth",23,"25023",5,0,2017,9999,null,null,"N","Solar",{"$nulls":13},0,0,0,0]
["Spring Street Solar 1 CSG","61009_G_SPRIN",61009,"G","SPRIN",null,"Solar PV","","NENGREST","Massachusetts",25,"Plymouth",23,"25023",2,0,2017,9999,null,null,"N","Solar",{"$nulls":13},0,0,0,0]
["Bullock Road Solar 1","61010_G_BULLO",61010,"G","BULLO",null,"Solar PV","","NENGREST","Massachusetts",25,"Bristol",5,"25005",3.9,0,2017,9999,null,null,"N","Solar",{"$nulls":13},0,0,0,0]
["Mill Seat Renewable Energy Facility","61012_G_GEN1",61012,"G","GEN1",null,"Landfill Gas","","NY_Z_B","New York",36,"Genesee",37,"36037",0.8,14242,2007,9999,null,null,"N","Landfill Gas",{"$nulls":13},0.37255,0.37255,0.37255,0.37255]
["Mill Seat Renewable Energy Facility","61012_G_GEN2",61012,"G","GEN2",null,"Landfill Gas","","NY_Z_B","New York",36,"Genesee",37,"36037",0.8,14242,2007,9999,null,null,"N","Landfill Gas",{"$nulls":13},0.37255,0.37255,0.37255,0.37255]
["Mill Seat Renewable Energy Facility","61012_G_GEN3",61012,"G","GEN3",null,"Landfill Gas","","NY_Z_B","New York",36,"Genesee",37,"36037",0.8,14242,2007,9999,null,null,"N","Landfill Gas",{"$nulls":13},0.37255,0.37255,0.37255,0.37255]
["Musgrave West Solar Farm","61015_G_CMUSW",61015,"G","CMUSW",null,"Solar PV","","NY_Z_C&E","New York",36,"Cayuga",11,"36011",2,0,2016,9999,null,null,"N","Solar",{"$nulls":13},0,0,0,0]
["Stafford St Solar 1","61016_G_STAF1",61016,"G","STAF1",null,"Solar PV","","NENGREST","Massachusetts",25,"Worcester",27,"25027",2,0,2017,9999,null,null,"N","Solar",{"$nulls":13},0,0,0,0]
["Stafford St Solar 2","61017_G_STAF2",61017,"G","STAF2",null,"Solar PV","","NENGREST","Massachusetts",25,"Worcester",27,"25027",2,0,2017,9999,null,null,"N","Solar",{"$nulls":13},0,0,0,0]
["Stafford St Solar 3","61018_G_STAF3",61018,"G","STAF3",null,"Solar PV","","NENGREST","Massachusetts",25,"Worcester",27,"25027",1,0,2017,9999,null,null,"N","Solar",{"$nulls":13},0,0,0,0]
["Siler 421 Farm, LLC","61019_G_SILER",61019,"G","SILER",null,"Solar PV","","S_VACA","North Carolina",37,"Chatham",37,"37037",4.9,0,2016,9999,null,null,"N","Solar",{"$nulls":13},0,0,0,0]
["Indian River Solar Center","61020_G_1",61020,"G","1",null,"Solar PV","","FRCC","Florida",12,"Indian River",61,"12061",74.5,0,2017,9999,null,null,"N","Solar",{"$nulls":13},0,0,0,0]
["Horizon Solar Energy Center","61021_G_1",61021,"G","1",null,"Solar PV","","FRCC","Florida",12,"Putnam",107,"12107",74.5,0,2017,9999,null,null,"N","Solar",{"$nulls":13},0,0,0,0]
["Coral Farms Solar Energy Center","61022_G_1",61022,"G","1",null,"Solar PV","","FRCC","Florida",12,"Putnam",107,"12107",74.5,0,2017,9999,null,null,"N","Solar",{"$nulls":13},0,0,0,0]
["Hammock Solar","61024_G_1",61024,"G","1",null,"Solar PV","","FRCC","Florida",12,"Hendry",51,"12051",74.5,0,2017,9999,null,null,"N","Solar",{"$nulls":13},0,0,0,0]
["Montefiore - Westchester Square","61025_G_EGEN1",61025,"G","EGEN1",null,"Combustion Turbine","IC Engine","NY_Z_J","New York",36,"Bronx",5,"36005",1,14410,1983,9999,null,null,"N","Distillate Fuel Oil",{"$nulls":13},1.02504,1.02504,1.02504,1.02504]
["New York Presbyterian Hospital-168th St","61026_G_CHNY1",61026,"G","CHNY1",null,"Combustion Turbine","IC Engine","NY_Z_J","New York",36,"New York",61,"36061",2,14397,2003,9999,null,null,"N","Distillate Fuel Oil",{"$nulls":13},1.02504,1.02504,1.02504,1.02504]
["New York Presbyterian Hospital-168th St","61026_G_CHNY2",61026,"G","CHNY2",null,"Combustion Turbine","IC Engine","NY_Z_J","New York",36,"New York",61,"36061",2,14397,2003,9999,null,null,"N","Distillate Fuel Oil",{"$nulls":13},1.02504,1.02504,1.02504,1.02504]
["New York Presbyterian Hospital-168th St","61026_G_GARG",61026,"G","GARG",null,"Combustion Turbine","IC Engine","NY_Z_J","New York",36,"New York",61,"36061",0.1,14397,2000,9999,null,null,"N","Distillate Fuel Oil",{"$nulls":13},1.02504,1.02504,1.02504,1.02504]
["New York Presbyterian Hospital-168th St","61026_G_MHB1",61026,"G","MHB1",null,"Combustion Turbine","IC Engine","NY_Z_J","New York",36,"New York",61,"36061",2,14397,2000,9999,null,null,"N","Distillate Fuel Oil",{"$nulls":13},1.02504,1.02504,1.02504,1.02504]
["New York Presbyterian Hospital-168th St","61026_G_MHB2",61026,"G","MHB2",null,"Combustion Turbine","IC Engine","NY_Z_J","New York",36,"New York",61,"36061",1.4,14397,2000,9999,null,null,"N","Distillate Fuel Oil",{"$nulls":13},1.02504,1.02504,1.02504,1.02504]
["New York Presbyterian Hospital-168th St","61026_G_MHB3",61026,"G","MHB3",null,"Combustion Turbine","IC Engine","NY_Z_J","New York",36,"New York",61,"36061",1.4,14397,2000,9999,null,null,"N","Distillate Fuel Oil",{"$nulls":13},1.02504,1.02504,1.02504,1.02504]
["New York Presbyterian Hospital-168th St","61026_G_MHB4",61026,"G","MHB4",null,"Combustion Turbine","IC Engine","NY_Z_J","New York",36,"New York",61,"36061",1.5,14397,2008,9999,null,null,"N","Distillate Fuel Oil",{"$nulls":13},1.02504,1.02504,1.02504,1.02504]
["New York Presbyterian Hospital-168th St","61026_G_MHB5",61026,"G","MHB5",null,"Combustion Turbine","IC Engine","NY_Z_J","New York",36,"New York",61,"36061",1.5,14397,2008,9999,null,null,"N","Distillate Fuel Oil",{"$nulls":13},1.02504,1.02504,1.02504,1.02504]
["Pacific Ethanol Stockton Cogen Plant","61027_G_PESCT",61027,"G","PESCT",null,"Combustion Turbine","","WEC_CALN","California",6,"San Joaquin",77,"06077",3.6,9086,2016,9999,null,null,"N","Natural Gas",{"$nulls":13},0.011,0.011,0.011,0.011]
["Blue Cypress Solar Energy Center","61029_G_1",61029,"G","1",null,"Solar PV","","FRCC","Florida",12,"Indian River",61,"12061",74.5,0,2018,9999,null,null,"N","Solar",{"$nulls":13},0,0,0,0]
["Harford Solar Farm","61030_G_CMUSW",61030,"G","CMUSW",null,"Solar PV","","NY_Z_C&E","New York",36,"Tompkins",109,"36109",2,0,2016,9999,null,null,"N","Solar",{"$nulls":13},0,0,0,0]
["Floyd Road Solar Farm","61031_G_PV1",61031,"G","PV1",null,"Solar PV","","PJM_Dom","North Carolina",37,"Northampton",131,"37131",5,0,2017,9999,null,null,"N","Solar",{"$nulls":13},0,0,0,0]
["Deerfield Wind LLC","61039_G_WT1",61039,"G","WT1",null,"Onshore Wind","","NENGREST","Vermont",50,"Bennington",3,"50003",30,0,2017,9999,null,null,"N","Wind",{"$nulls":13},0,0,0,0]
["Twin Buttes II Wind","61040_G_WT1",61040,"G","WT1",null,"Onshore Wind","","WECC_CO","Colorado",8,"Prowers",99,"08099",75,0,2017,9999,null,null,"N","Wind",{"$nulls":13},0,0,0,0]
["Canandaigua Westbrook Solar Array","61042_G_PV1",61042,"G","PV1",null,"Solar PV","","NY_Z_C&E","New York",36,"Ontario",69,"36069",2,0,2017,9999,null,null,"N","Solar",{"$nulls":13},0,0,0,0]
["Canandaigua Solar Array","61043_G_PV1",61043,"G","PV1",null,"Solar PV","","NY_Z_C&E","New York",36,"Ontario",69,"36069",2,0,2016,9999,null,null,"N","Solar",{"$nulls":13},0,0,0,0]
["La Joya NM","61044_G_WT1",61044,"G","WT1",null,"Onshore Wind","","WECC_NM","New Mexico",35,"Torrance",57,"35057",400,0,2018,9999,null,null,"N","Wind",{"$nulls":13},0,0,0,0]
["Lund Hill","61045_G_WT1",61045,"G","WT1",null,"Onshore Wind","","WECC_PNW","Washington",53,"Klickitat",39,"53039",60,0,2018,9999,null,null,"N","Wind",{"$nulls":13},0,0,0,0]
["Tatanka Ridge","61046_G_WT1",61046,"G","WT1",null,"Onshore Wind","","SPP_WAUE","South Dakota",46,"Deuel",39,"46039",98,0,2019,9999,null,null,"N","Wind",{"$nulls":13},0,0,0,0]
["Gala Solar","61048_G_PV1",61048,"G","PV1",null,"Solar PV","","WECC_PNW","Oregon",41,"Crook",13,"41013",56,0,2018,9999,null,null,"N","Solar",{"$nulls":13},0,0,0,0]
["Wildflower Solar Energy Center","61050_G_1",61050,"G","1",null,"Solar PV","","FRCC","Florida",12,"Desoto",27,"12027",74.5,0,2017,9999,null,null,"N","Solar",{"$nulls":13},0,0,0,0]
["Loggerhead Solar Energy Center","61052_G_1",61052,"G","1",null,"Solar PV","","FRCC","Florida",12,"St Lucie",111,"12111",74.5,0,2018,9999,null,null,"N","Solar",{"$nulls":13},0,0,0,0]
["Greenfield Solar Park","61053_G_SGREE",61053,"G","SGREE",null,"Solar PV","","MIS_INKY","Indiana",18,"Hancock",59,"18059",2.8,0,2017,9999,null,null,"N","Solar",{"$nulls":13},0,0,0,0]
["IMPA Anderson Solar Park 2","61054_G_SAND2",61054,"G","SAND2",null,"Solar PV","","PJM_West","Indiana",18,"Madison",95,"18095",8.1,0,2017,9999,null,null,"N","Solar",{"$nulls":13},0,0,0,0]
["DG AMP Solar Front Royal","61055_G_AMPFR",61055,"G","AMPFR",null,"Solar PV","","PJM_AP","Virginia",51,"Warren",187,"51187",2.5,0,2017,9999,null,null,"N","Solar",{"$nulls":13},0,0,0,0]
["Foundation CDCR LAC","61066_G_WTG1",61066,"G","WTG1",null,"Onshore Wind","","WEC_LADW","California",6,"Los Angeles",37,"06037",1.9,0,2017,9999,null,null,"N","Wind",{"$nulls":13},0,0,0,0]
["Foundation Scheid Vineyards","61067_G_WTG1",61067,"G","WTG1",null,"Onshore Wind","","WEC_CALN","California",6,"Monterey",53,"06053",1.9,0,2017,9999,null,null,"N","Wind",{"$nulls":13},0,0,0,0]
["BWC Wading River One, Two, Three","61069_G_62381",61069,"G","62381",null,"Solar PV","","NENGREST","Massachusetts",25,"Worcester",27,"25027",3,0,2017,9999,null,null,"N","Solar",{"$nulls":13},0,0,0,0]
["Saratoga Wind Farm","61070_G_SWE",61070,"G","SWE",null,"Onshore Wind","","MIS_IA","Iowa",19,"Howard",89,"19089",66,0,2018,9999,null,null,"N","Wind",{"$nulls":13},0,0,0,0]
["Lemond Solar","61072_G_LEMND",61072,"G","LEMND",null,"Solar PV","","MIS_MNWI","Minnesota",27,"Steele",147,"27147",5,0,2017,9999,null,null,"N","Solar",{"$nulls":13},0,0,0,0]
["Pemberton Road I","61073_G_PEMB1",61073,"G","PEMB1",null,"Solar PV","","PJM_EMAC","New Jersey",34,"Burlington",5,"34005",9.9,0,2017,9999,null,null,"N","Solar",{"$nulls":13},0,0,0,0]
["Pemberton Road II","61074_G_PEMB2",61074,"G","PEMB2",null,"Solar PV","","PJM_EMAC","New Jersey",34,"Burlington",5,"34005",9.9,0,2017,9999,null,null,"N","Solar",{"$nulls":13},0,0,0,0]
["City of Shelby Electric Distribution","61076_G_PSG1",61076,"G","PSG1",null,"Combustion Turbine","IC Engine","PJM_West","Ohio",39,"Richland",139,"39139",1.8,14397,2016,9999,null,null,"N","Distillate Fuel Oil",{"$nulls":13},1.02504,1.02504,1.02504,1.02504]
["Luning Energy","61084_G_LNING",61084,"G","LNING",null,"Solar PV","","WECC_NNV","Nevada",32,"Mineral",21,"32021",50,0,2017,9999,null,null,"N","Solar",{"$nulls":13},0,0,0,0]
["Stone Solar","61085_G_1",61085,"G","1",null,"Solar PV","","S_VACA","North Carolina",37,"Robeson",155,"37155",5,0,2016,9999,null,null,"N","Solar",{"$nulls":13},0,0,0,0]
["Tripple State Farm","61086_G_1",61086,"G","1",null,"Solar PV","","S_VACA","North Carolina",37,"Iredell",97,"37097",5,0,2016,9999,null,null,"N","Solar",{"$nulls":13},0,0,0,0]
["Wadesboro Farm 1","61087_G_1",61087,"G","1",null,"Solar PV","","S_VACA","North Carolina",37,"Anson",7,"37007",5,0,2015,9999,null,null,"N","Solar",{"$nulls":13},0,0,0,0]
["Delco Farm","61088_G_1",61088,"G","1",null,"Solar PV","","S_VACA","North Carolina",37,"Columbus",47,"37047",5,0,2016,9999,null,null,"N","Solar",{"$nulls":13},0,0,0,0]
["Fisher Solar Farm - NC","61089_G_1",61089,"G","1",null,"Solar PV","","S_VACA","North Carolina",37,"Stanly",167,"37167",5,0,2015,9999,null,null,"N","Solar",{"$nulls":13},0,0,0,0]
["Kinston Davis Farm","61090_G_1",61090,"G","1",null,"Solar PV","","S_VACA","North Carolina",37,"Lenoir",107,"37107",5,0,2015,9999,null,null,"N","Solar",{"$nulls":13},0,0,0,0]
["Laurinburg Farm","61091_G_1",61091,"G","1",null,"Solar PV","","S_VACA","North Carolina",37,"Scotland",165,"37165",5,0,2015,9999,null,null,"N","Solar",{"$nulls":13},0,0,0,0]
["Independence Solar Farm","61092_G_IPL1",61092,"G","IPL1",null,"Solar PV","","SPP_N","Missouri",29,"Jackson",95,"29095",3,0,2017,9999,null,null,"N","Solar",{"$nulls":13},0,0,0,0]
["Mills Anson Farm","61093_G_1",61093,"G","1",null,"Solar PV","","S_VACA","North Carolina",37,"Anson",7,"37007",5,0,2016,9999,null,null,"N","Solar",{"$nulls":13},0,0,0,0]
["Old Wire Farm","61094_G_1",61094,"G","1",null,"Solar PV","","S_VACA","North Carolina",37,"Scotland",165,"37165",5,0,2016,9999,null,null,"N","Solar",{"$nulls":13},0,0,0,0]
["Railroad Farm 2","61095_G_1",61095,"G","1",null,"Solar PV","","S_VACA","North Carolina",37,"Robeson",155,"37155",5,0,2014,9999,null,null,"N","Solar",{"$nulls":13},0,0,0,0]
["Sampson Solar","61096_G_1",61096,"G","1",null,"Solar PV","","S_VACA","North Carolina",37,"Sampson",163,"37163",2,0,2015,9999,null,null,"N","Solar",{"$nulls":13},0,0,0,0]
["Syncarpha Freetown","61097_G_SYNFR",61097,"G","SYNFR",null,"Solar PV","","NENGREST","Massachusetts",25,"Bristol",5,"25005",3.9,0,2016,9999,null,null,"N","Solar",{"$nulls":13},0,0,0,0]
["Hamilton College","61103_G_PV1",61103,"G","PV1",null,"Solar PV","","NY_Z_C&E","New York",36,"Oneida",65,"36065",2,0,2018,9999,null,null,"N","Solar",{"$nulls":13},0,0,0,0]
["Pima Community College","61104_G_PV1",61104,"G","PV1",null,"Solar PV","","WECC_AZ","Arizona",4,"Pima",19,"04019",1.3,0,2017,9999,null,null,"N","Solar",{"$nulls":13},0,0,0,0]
["Vanadium Redox Flow Battery Plant","61107_G_VRF",61107,"G","VRF",null,"Energy Storage","","WEC_SDGE","California",6,"San Diego",73,"06073",2,0,2017,9999,null,null,"N","Energy Storage",{"$nulls":13},0,0,0,0]
["Manteca Land PV","61115_G_MANT1",61115,"G","MANT1",null,"Solar PV","","WEC_CALN","California",6,"San Joaquin",77,"06077",1,0,2017,9999,null,null,"N","Solar",{"$nulls":13},0,0,0,0]
["Delano Land 1","61116_G_DELA1",61116,"G","DELA1",null,"Solar PV","","WECC_SCE","California",6,"Kern",29,"06029",1,0,2017,9999,null,null,"N","Solar",{"$nulls":13},0,0,0,0]
["Bakersfield PV 1","61117_G_BAKE1",61117,"G","BAKE1",null,"Solar PV","","WECC_SCE","California",6,"Kern",29,"06029",5.3,0,2017,9999,null,null,"N","Solar",{"$nulls":13},0,0,0,0]
["Bakersfield Industrial PV 1","61118_G_BIND1",61118,"G","BIND1",null,"Solar PV","","WECC_SCE","California",6,"Kern",29,"06029",1,0,2017,9999,null,null,"N","Solar",{"$nulls":13},0,0,0,0]
["Quichapa 1","61119_G_W5519",61119,"G","W5519",null,"Solar PV","","WECC_UT","Utah",49,"Iron",21,"49021",3,0,2016,9999,null,null,"N","Solar",{"$nulls":13},0,0,0,0]
["Quichapa 2","61120_G_W5520",61120,"G","W5520",null,"Solar PV","","WECC_UT","Utah",49,"Iron",21,"49021",3,0,2016,9999,null,null,"N","Solar",{"$nulls":13},0,0,0,0]
["Quichapa 3","61121_G_W5521",61121,"G","W5521",null,"Solar PV","","WECC_UT","Utah",49,"Iron",21,"49021",3,0,2016,9999,null,null,"N","Solar",{"$nulls":13},0,0,0,0]
["Elizabeth Mines Solar 1","61124_G_EMS1",61124,"G","EMS1",null,"Solar PV","","NENGREST","Vermont",50,"Orange",17,"50017",5,0,2017,9999,null,null,"N","Solar",{"$nulls":13},0,0,0,0]
["Nebraska Valley Solar Farm","61125_G_NVSF",61125,"G","NVSF",null,"Solar PV","","NENGREST","Vermont",50,"Lamoille",15,"50015",1,0,2016,9999,null,null,"N","Solar",{"$nulls":13},0,0,0,0]
["Tolson Solar","61131_G_12345",61131,"G","12345",null,"Solar PV","","S_VACA","North Carolina",37,"Edgecombe",65,"37065",3,0,2015,9999,null,null,"N","Solar",{"$nulls":13},0,0,0,0]
["Phelps 158 Solar Farm","61134_G_15800",61134,"G","15800",null,"Solar PV","","PJM_Dom","North Carolina",37,"Northampton",131,"37131",5,0,2017,9999,null,null,"N","Solar",{"$nulls":13},0,0,0,0]
["Lebanon Solar Farm (MO)","61135_G_LSF1",61135,"G","LSF1",null,"Solar PV","","SPP_N","Missouri",29,"Laclede",105,"29105",2.5,0,2017,9999,null,null,"N","Solar",{"$nulls":13},0,0,0,0]
["Brown County LFGTE Power Station","61145_G_GM01",61145,"G","GM01",null,"Landfill Gas","","PJM_West","Ohio",39,"Brown",15,"39015",1.5,18000,2017,9999,null,null,"N","Landfill Gas",{"$nulls":13},0.09,0.09,0.09,0.09]
["Brown County LFGTE Power Station","61145_G_GM02",61145,"G","GM02",null,"Landfill Gas","","PJM_West","Ohio",39,"Brown",15,"39015",1.5,18000,2017,9999,null,null,"N","Landfill Gas",{"$nulls":13},0.09,0.09,0.09,0.09]
["Brown County LFGTE Power Station","61145_G_GM03",61145,"G","GM03",null,"Landfill Gas","","PJM_West","Ohio",39,"Brown",15,"39015",1.5,18000,2017,9999,null,null,"N","Landfill Gas",{"$nulls":13},0.09,0.09,0.09,0.09]
["Intel Folsom Phase 3","61152_G_PV1",61152,"G","PV1",null,"Solar PV","","WEC_BANC","California",6,"Sacramento",67,"06067",5.2,0,2016,9999,null,null,"N","Solar",{"$nulls":13},0,0,0,0]
["AT&T Holger","61153_G_AT057",61153,"G","AT057",null,"Fuel Cell","","WEC_CALN","California",6,"Santa Clara",85,"06085",1.3,8653,2016,9999,null,null,"N","Natural Gas",{"$nulls":13},0,0,0,0]
["AT&T Anaheim","61154_G_AT058",61154,"G","AT058",null,"Fuel Cell","","WECC_SCE","California",6,"Orange",59,"06059",1.3,8653,2016,9999,null,null,"N","Natural Gas",{"$nulls":13},0,0,0,0]
["Big Timber Wind Farm","61155_G_BT-MT",61155,"G","BT-MT",null,"Onshore Wind","","WECC_MT","Montana",30,"Sweet Grass",97,"30097",25,0,2017,9999,null,null,"N","Wind",{"$nulls":13},0,0,0,0]
["St. Pauls Solar 2","61156_G_STPAU",61156,"G","STPAU",null,"Solar PV","","S_VACA","North Carolina",37,"Robeson",155,"37155",5,0,2017,9999,null,null,"N","Solar",{"$nulls":13},0,0,0,0]
["Boaz Farm Solar","61157_G_BOAZF",61157,"G","BOAZF",null,"Solar PV","","S_VACA","North Carolina",37,"Lee",105,"37105",5,0,2017,9999,null,null,"N","Solar",{"$nulls":13},0,0,0,0]
["Bizzell Church Solar 2","61158_G_BIZZE",61158,"G","BIZZE",null,"Solar PV","","S_VACA","North Carolina",37,"Johnston",101,"37101",5,0,2017,9999,null,null,"N","Solar",{"$nulls":13},0,0,0,0]
["MILL SOLAR 1","61160_G_MILL1",61160,"G","MILL1",null,"Solar PV","","S_VACA","North Carolina",37,"Iredell",97,"37097",1.4,0,2015,9999,null,null,"N","Solar",{"$nulls":13},0,0,0,0]
["RB Manufacturing LLC Belle Mead NJ","61162_G_RBBM",61162,"G","RBBM",null,"Solar PV","","PJM_EMAC","New Jersey",34,"Somerset",35,"34035",1.5,0,2016,9999,null,null,"N","Solar",{"$nulls":13},0,0,0,0]
["Onset East Solar Facility","61163_G_ONSE",61163,"G","ONSE",null,"Solar PV","","NENGREST","Massachusetts",25,"Plymouth",23,"25023",1,0,2016,9999,null,null,"N","Solar",{"$nulls":13},0,0,0,0]
["Onset West Solar Facility","61164_G_ONSW",61164,"G","ONSW",null,"Solar PV","","NENGREST","Massachusetts",25,"Plymouth",23,"25023",1,0,2016,9999,null,null,"N","Solar",{"$nulls":13},0,0,0,0]
["Columbus Solar Project","61165_G_88029",61165,"G","88029",null,"Solar PV","","WECC_NM","New Mexico",35,"Luna",29,"35029",1.9,0,2017,9999,null,null,"N","Solar",{"$nulls":13},0,0,0,0]
["IKEA Miami 327","61173_G_PV",61173,"G","PV",null,"Solar PV","","FRCC","Florida",12,"Miami Dade",86,"12086",1,0,2015,9999,null,null,"N","Solar",{"$nulls":13},0,0,0,0]
["Caelum Community Solar","61180_G_PCCS1",61180,"G","PCCS1",null,"Solar PV","","MIS_MNWI","Minnesota",27,"Benton",9,"27009",0.9,0,2017,9999,null,null,"N","Solar",{"$nulls":13},0,0,0,0]
["Caelum Community Solar","61180_G_PCCS2",61180,"G","PCCS2",null,"Solar PV","","MIS_MNWI","Minnesota",27,"Benton",9,"27009",0.9,0,2017,9999,null,null,"N","Solar",{"$nulls":13},0,0,0,0]
["Andromeda Community Solar","61181_G_OACS1",61181,"G","OACS1",null,"Solar PV","","MIS_MNWI","Minnesota",27,"Mcleod",85,"27085",0.9,0,2017,9999,null,null,"N","Solar",{"$nulls":13},0,0,0,0]
["Andromeda Community Solar","61181_G_OACS2",61181,"G","OACS2",null,"Solar PV","","MIS_MNWI","Minnesota",27,"Mcleod",85,"27085",0.9,0,2017,9999,null,null,"N","Solar",{"$nulls":13},0,0,0,0]
["Andromeda Community Solar","61181_G_OACS3",61181,"G","OACS3",null,"Solar PV","","MIS_MNWI","Minnesota",27,"Mcleod",85,"27085",0.9,0,2017,9999,null,null,"N","Solar",{"$nulls":13},0,0,0,0]
["Andromeda Community Solar","61181_G_OACS4",61181,"G","OACS4",null,"Solar PV","","MIS_MNWI","Minnesota",27,"Mcleod",85,"27085",0.9,0,2017,9999,null,null,"N","Solar",{"$nulls":13},0,0,0,0]
["Andromeda Community Solar","61181_G_OACS5",61181,"G","OACS5",null,"Solar PV","","MIS_MNWI","Minnesota",27,"Mcleod",85,"27085",0.9,0,2017,9999,null,null,"N","Solar",{"$nulls":13},0,0,0,0]
["Pfeffers","61185_G_SO147",61185,"G","SO147",null,"Solar PV","","PJM_SMAC","Maryland",24,"Baltimore",5,"24005",1,0,2016,9999,null,null,"N","Solar",{"$nulls":13},0,0,0,0]
["Boston Medical Center CHP Plant","61186_G_COGEN",61186,"G","COGEN",null,"Combustion Turbine","IC Engine","NENGREST","Massachusetts",25,"Suffolk",25,"25025",2,12194,2017,9999,null,null,"N","Natural Gas",{"$nulls":13},0.39755,0.39755,0.39755,0.39755]
["Century Drive Solar Farm","61187_G_CENT1",61187,"G","CENT1",null,"Solar PV","","S_VACA","North Carolina",37,"Wake",183,"37183",1,0,2014,9999,null,null,"N","Solar",{"$nulls":13},0,0,0,0]
["Shavano Falls Hydro","61189_G_GEN1",61189,"G","GEN1",null,"Hydro","","WECC_CO","Colorado",8,"Montrose",85,"08085",2.8,0,2015,9999,null,null,"N","Hydro",{"$nulls":13},0,0,0,0]
["Shavano Falls Hydro Drop 4","61190_G_GEN1",61190,"G","GEN1",null,"Hydro","","WECC_CO","Colorado",8,"Montrose",85,"08085",4.5,0,2015,9999,null,null,"N","Hydro",{"$nulls":13},0,0,0,0]
["Drop 5","61191_G_GEN1",61191,"G","GEN1",null,"Hydro","","WECC_CO","Colorado",8,"Montrose",85,"08085",2.4,0,2017,9999,null,null,"N","Hydro",{"$nulls":13},0,0,0,0]
["IKEA Joliet Rooftop PV System","61192_G_PV",61192,"G","PV",null,"Solar PV","","PJM_COMD","Illinois",17,"Will",197,"17197",2,0,2017,9999,null,null,"N","Solar",{"$nulls":13},0,0,0,0]
["IKEA Las Vegas 462","61193_G_PV",61193,"G","PV",null,"Solar PV","","WECC_SNV","Nevada",32,"Clark",3,"32003",1,0,2016,9999,null,null,"N","Solar",{"$nulls":13},0,0,0,0]
["Pima Energy Storage System","61197_G_PIMA",61197,"G","PIMA",null,"Energy Storage","","WECC_AZ","Arizona",4,"Pima",19,"04019",10,0,2017,9999,null,null,"N","Energy Storage",{"$nulls":13},0,0,0,0]
["Merck - Upper Gwynedd Solar Array","61198_G_SA-1",61198,"G","SA-1",null,"Solar PV","","PJM_EMAC","Pennsylvania",42,"Montgomery",91,"42091",1.5,0,2011,9999,null,null,"N","Solar",{"$nulls":13},0,0,0,0]
["T0588 Phoenix - AZ","61199_G_PV1",61199,"G","PV1",null,"Solar PV","","WECC_AZ","Arizona",4,"Maricopa",13,"04013",1.2,0,2017,9999,null,null,"N","Solar",{"$nulls":13},0,0,0,0]
["Bandera Electric Coop PV","61205_G_PV1",61205,"G","PV1",null,"Solar PV","","ERC_REST","Texas",48,"Real",385,"48385",1.5,0,2017,9999,null,null,"N","Solar",{"$nulls":13},0,0,0,0]
["Onyx - Allen Harim","61206_G_10021",61206,"G","10021",null,"Solar PV","","PJM_EMAC","Delaware",10,"Sussex",5,"10005",1.5,0,2017,9999,null,null,"N","Solar",{"$nulls":13},0,0,0,0]
["Green Island Hydroelectric Station","61207_G_UNIT1",61207,"G","UNIT1",null,"Hydro","","NY_Z_F","New York",36,"Albany",1,"36001",1.5,0,1922,9999,null,null,"N","Hydro",{"$nulls":13},0,0,0,0]
["Green Island Hydroelectric Station","61207_G_UNIT2",61207,"G","UNIT2",null,"Hydro","","NY_Z_F","New York",36,"Albany",1,"36001",1.5,0,1922,9999,null,null,"N","Hydro",{"$nulls":13},0,0,0,0]
["Green Island Hydroelectric Station","61207_G_UNIT3",61207,"G","UNIT3",null,"Hydro","","NY_Z_F","New York",36,"Albany",1,"36001",1.5,0,1922,9999,null,null,"N","Hydro",{"$nulls":13},0,0,0,0]
["Green Island Hydroelectric Station","61207_G_UNIT4",61207,"G","UNIT4",null,"Hydro","","NY_Z_F","New York",36,"Albany",1,"36001",1.5,0,1922,9999,null,null,"N","Hydro",{"$nulls":13},0,0,0,0]
["Gulfport Naval Base CSG PV System","61208_G_PV1",61208,"G","PV1",null,"Solar PV","","S_SOU","Mississippi",28,"Harrison",47,"28047",3.5,0,2017,9999,null,null,"N","Solar",{"$nulls":13},0,0,0,0]
["Sacramento Regional County Sanitation PV","61209_G_PV1",61209,"G","PV1",null,"Solar PV","","WEC_BANC","California",6,"Sacramento",67,"06067",3.5,0,2017,9999,null,null,"N","Solar",{"$nulls":13},0,0,0,0]
["Finger Lakes Solar I","61210_G_FLS1",61210,"G","FLS1",null,"Solar PV","","NY_Z_C&E","New York",36,"Ontario",69,"36069",1.9,0,2016,9999,null,null,"N","Solar",{"$nulls":13},0,0,0,0]
["IKEA Memphis 508","61211_G_PV",61211,"G","PV",null,"Solar PV","","S_C_TVA","Tennessee",47,"Shelby",157,"47157",1.1,0,2016,9999,null,null,"N","Solar",{"$nulls":13},0,0,0,0]
["Head of U Canal Hydro Project","61217_G_HY1",61217,"G","HY1",null,"Hydro","","WECC_ID","Idaho",16,"Jerome",53,"16053",1.2,0,2015,9999,null,null,"N","Hydro",{"$nulls":13},0,0,0,0]
["Spencer Farm, LLC","61220_G_1",61220,"G","1",null,"Solar PV","","S_VACA","North Carolina",37,"Rowan",159,"37159",5,0,2017,9999,null,null,"N","Solar",{"$nulls":13},0,0,0,0]
["Chillicothe Solar Farm","61223_G_CHSF1",61223,"G","CHSF1",null,"Solar PV","","MIS_MO","Missouri",29,"Livingston",117,"29117",2.5,0,2017,9999,null,null,"N","Solar",{"$nulls":13},0,0,0,0]
["350 Clark Solar, NG, LLC","61224_G_5400",61224,"G","5400",null,"Solar PV","","PJM_EMAC","New Jersey",34,"Morris",27,"34027",1.2,0,2011,9999,null,null,"N","Solar",{"$nulls":13},0,0,0,0]
["433 Purchase Solar NG, LLC","61237_G_5402",61237,"G","5402",null,"Solar PV","","NENGREST","Massachusetts",25,"Bristol",5,"25005",2,0,2012,9999,null,null,"N","Solar",{"$nulls":13},0,0,0,0]
["NY - Presbyt. Hospital - 525 E 68TH St","61238_G_ANX1",61238,"G","ANX1",null,"Combustion Turbine","IC Engine","NY_Z_J","New York",36,"New York",61,"36061",2.5,14397,2016,9999,null,null,"N","Distillate Fuel Oil",{"$nulls":13},1.02504,1.02504,1.02504,1.02504]
["NY - Presbyt. Hospital - 525 E 68TH St","61238_G_ANX2",61238,"G","ANX2",null,"Combustion Turbine","IC Engine","NY_Z_J","New York",36,"New York",61,"36061",2.5,14397,2016,9999,null,null,"N","Distillate Fuel Oil",{"$nulls":13},1.02504,1.02504,1.02504,1.02504]
["NY - Presbyt. Hospital - 525 E 68TH St","61238_G_CGTB",61238,"G","CGTB",null,"Combustion Turbine","","NY_Z_J","New York",36,"New York",61,"36061",7.7,12445,2009,9999,null,null,"N","Natural Gas",{"$nulls":13},0.14624,0.14624,0.14624,0.14624]
["NY - Presbyt. Hospital - 525 E 68TH St","61238_G_GRB1",61238,"G","GRB1",null,"Combustion Turbine","IC Engine","NY_Z_J","New York",36,"New York",61,"36061",1.4,14397,1997,9999,null,null,"N","Distillate Fuel Oil",{"$nulls":13},1.02504,1.02504,1.02504,1.02504]
["NY - Presbyt. Hospital - 525 E 68TH St","61238_G_GRB2",61238,"G","GRB2",null,"Combustion Turbine","IC Engine","NY_Z_J","New York",36,"New York",61,"36061",1.4,14397,1997,9999,null,null,"N","Distillate Fuel Oil",{"$nulls":13},1.02504,1.02504,1.02504,1.02504]
["NY - Presbyt. Hospital - 525 E 68TH St","61238_G_GRB3",61238,"G","GRB3",null,"Combustion Turbine","IC Engine","NY_Z_J","New York",36,"New York",61,"36061",1.4,14397,1997,9999,null,null,"N","Distillate Fuel Oil",{"$nulls":13},1.02504,1.02504,1.02504,1.02504]
["NY - Presbyt. Hospital - 525 E 68TH St","61238_G_GRB4",61238,"G","GRB4",null,"Combustion Turbine","IC Engine","NY_Z_J","New York",36,"New York",61,"36061",1.5,14397,2008,9999,null,null,"N","Distillate Fuel Oil",{"$nulls":13},1.02504,1.02504,1.02504,1.02504]
["Victoria City Power LLC","61241_G_VC-1",61241,"G","VC-1",null,"Combustion Turbine","","ERC_REST","Texas",48,"Victoria",469,"48469",43,9086,2017,9999,null,null,"N","Natural Gas",{"$nulls":13},0.011,0.011,0.011,0.011]
["Victoria City Power LLC","61241_G_VC-2",61241,"G","VC-2",null,"Combustion Turbine","","ERC_REST","Texas",48,"Victoria",469,"48469",43,9086,2017,9999,null,null,"N","Natural Gas",{"$nulls":13},0.011,0.011,0.011,0.011]
["Victoria Port Power LLC","61242_G_VP-1",61242,"G","VP-1",null,"Combustion Turbine","","ERC_REST","Texas",48,"Victoria",469,"48469",50,9086,2017,9999,null,null,"N","Natural Gas",{"$nulls":13},0.011,0.011,0.011,0.011]
["Victoria Port Power LLC","61242_G_VP-2",61242,"G","VP-2",null,"Combustion Turbine","","ERC_REST","Texas",48,"Victoria",469,"48469",50,9086,2017,9999,null,null,"N","Natural Gas",{"$nulls":13},0.011,0.011,0.011,0.011]
["Old Wardour Solar","61243_G_5406",61243,"G","5406",null,"Solar PV","","NENGREST","Massachusetts",25,"Worcester",27,"25027",4.3,0,2016,9999,null,null,"N","Solar",{"$nulls":13},0,0,0,0]
["Shuman Solar","61244_G_5404",61244,"G","5404",null,"Solar PV","","NENGREST","Massachusetts",25,"Norfolk",21,"25021",2.5,0,2016,9999,null,null,"N","Solar",{"$nulls":13},0,0,0,0]
["Vuelta Solar","61245_G_5405",61245,"G","5405",null,"Solar PV","","NENGREST","Massachusetts",25,"Worcester",27,"25027",4.7,0,2016,9999,null,null,"N","Solar",{"$nulls":13},0,0,0,0]
["ACE-Stanton PV","61246_G_ASLF1",61246,"G","ASLF1",null,"Solar PV","","FRCC","Florida",12,"Orange",95,"12095",4.8,0,2017,9999,null,null,"N","Solar",{"$nulls":13},0,0,0,0]
["ACE-Stanton A PV","61247_G_ASA1",61247,"G","ASA1",null,"Solar PV","","FRCC","Florida",12,"Orange",95,"12095",4.1,0,2017,9999,null,null,"N","Solar",{"$nulls":13},0,0,0,0]
["Glopak Solar PV Power Plant","61248_G_INV1R",61248,"G","INV1R",null,"Solar PV","","PJM_EMAC","New Jersey",34,"Middlesex",23,"34023",0.5,0,2011,9999,null,null,"N","Solar",{"$nulls":13},0,0,0,0]
["Glopak Solar PV Power Plant","61248_G_INV2G",61248,"G","INV2G",null,"Solar PV","","PJM_EMAC","New Jersey",34,"Middlesex",23,"34023",0.5,0,2012,9999,null,null,"N","Solar",{"$nulls":13},0,0,0,0]
["Westmont 300A","61249_G_W5531",61249,"G","W5531",null,"Solar PV","","WEC_LADW","California",6,"Los Angeles",37,"06037",2.9,0,2017,9999,null,null,"N","Solar",{"$nulls":13},0,0,0,0]
["USPS PV","61250_G_USPS1",61250,"G","USPS1",null,"Solar PV","","WEC_LADW","California",6,"Los Angeles",37,"06037",10.7,0,2017,9999,null,null,"N","Solar",{"$nulls":13},0,0,0,0]
["Haywood Farm Solar, LLC","61255_G_HAY02",61255,"G","HAY02",null,"Solar PV","","S_VACA","North Carolina",37,"Montgomery",123,"37123",4.9,0,2017,9999,null,null,"N","Solar",{"$nulls":13},0,0,0,0]
["Hood Farm Solar, LLC","61256_G_HOF05",61256,"G","HOF05",null,"Solar PV","","S_VACA","North Carolina",37,"Jones",103,"37103",4.9,0,2017,9999,null,null,"N","Solar",{"$nulls":13},0,0,0,0]
["ZV Solar 2, LLC","61257_G_ZV204",61257,"G","ZV204",null,"Solar PV","","S_VACA","North Carolina",37,"Robeson",155,"37155",4.9,0,2017,9999,null,null,"N","Solar",{"$nulls":13},0,0,0,0]
["Innovative Solar 35, LLC","61258_G_ISS35",61258,"G","ISS35",null,"Solar PV","","S_VACA","North Carolina",37,"Duplin",61,"37061",1.9,0,2016,9999,null,null,"N","Solar",{"$nulls":13},0,0,0,0]
["Innovative Solar 59, LLC","61259_G_ISS59",61259,"G","ISS59",null,"Solar PV","","S_VACA","North Carolina",37,"Nash",127,"37127",1.9,0,2016,9999,null,null,"N","Solar",{"$nulls":13},0,0,0,0]
["Innovative Solar 60, LLC","61260_G_ISS60",61260,"G","ISS60",null,"Solar PV","","S_VACA","North Carolina",37,"Nash",127,"37127",1.9,0,2016,9999,null,null,"N","Solar",{"$nulls":13},0,0,0,0]
["Stuttgart Solar","61262_G_STGRT",61262,"G","STGRT",null,"Solar PV","","MIS_AR","Arkansas",5,"Arkansas",1,"05001",81,0,2017,9999,null,null,"N","Solar",{"$nulls":13},0,0,0,0]
["Wolf Run Energy","61263_G_GEN1",61263,"G","GEN1",null,"Combustion Turbine","IC Engine","PJM_PENE","Pennsylvania",42,"Bradford",15,"42015",4.4,12194,2018,9999,null,null,"N","Natural Gas",{"$nulls":13},0.39755,0.39755,0.39755,0.39755]
["Wolf Run Energy","61263_G_GEN2",61263,"G","GEN2",null,"Combustion Turbine","IC Engine","PJM_PENE","Pennsylvania",42,"Bradford",15,"42015",4.4,12194,2018,9999,null,null,"N","Natural Gas",{"$nulls":13},0.39755,0.39755,0.39755,0.39755]
["Wolf Run Energy","61263_G_GEN3",61263,"G","GEN3",null,"Combustion Turbine","IC Engine","PJM_PENE","Pennsylvania",42,"Bradford",15,"42015",4.4,12194,2018,9999,null,null,"N","Natural Gas",{"$nulls":13},0.39755,0.39755,0.39755,0.39755]
["Orme Park Water Treatment Plant","61266_G_ORME",61266,"G","ORME",null,"Combustion Turbine","IC Engine","MIS_INKY","Indiana",18,"Johnson",81,"18081",1.5,14397,1997,9999,null,null,"N","Distillate Fuel Oil",{"$nulls":13},1.02504,1.02504,1.02504,1.02504]
["Hurricane Creek Lift Station","61267_G_HURR",61267,"G","HURR",null,"Combustion Turbine","IC Engine","MIS_INKY","Indiana",18,"Johnson",81,"18081",2,14397,2004,9999,null,null,"N","Distillate Fuel Oil",{"$nulls":13},1.02504,1.02504,1.02504,1.02504]
["Kayenta Solar Project","61268_G_PV1",61268,"G","PV1",null,"Solar PV","","WECC_AZ","Arizona",4,"Navajo",17,"04017",27.3,0,2017,9999,null,null,"N","Solar",{"$nulls":13},0,0,0,0]
["Thunder Ranch Wind Project","61269_G_WT1",61269,"G","WT1",null,"Onshore Wind","","SPP_WEST","Oklahoma",40,"Noble",103,"40103",297.8,0,2017,9999,null,null,"N","Wind",{"$nulls":13},0,0,0,0]
["Red Dirt Wind Project","61270_G_RDDRT",61270,"G","RDDRT",null,"Onshore Wind","","SPP_WEST","Oklahoma",40,"Kingfisher",73,"40073",299.3,0,2017,9999,null,null,"N","Wind",{"$nulls":13},0,0,0,0]
["Biltmore Solar Fields","61271_G_18950",61271,"G","18950",null,"Solar PV","","S_VACA","North Carolina",37,"Buncombe",21,"37021",1.5,0,2012,9999,null,null,"N","Solar",{"$nulls":13},0,0,0,0]
["Wilson Solar Farm 1","61274_G_WISL1",61274,"G","WISL1",null,"Solar PV","","S_VACA","North Carolina",37,"Wilson",195,"37195",3.3,0,2017,9999,null,null,"N","Solar",{"$nulls":13},0,0,0,0]
["Wilson Solar Farm 2","61275_G_WILS2",61275,"G","WILS2",null,"Solar PV","","S_VACA","North Carolina",37,"Wilson",195,"37195",3.8,0,2017,9999,null,null,"N","Solar",{"$nulls":13},0,0,0,0]
["Wilson Solar Farm 3","61276_G_WILS3",61276,"G","WILS3",null,"Solar PV","","S_VACA","North Carolina",37,"Wilson",195,"37195",9,0,2017,9999,null,null,"N","Solar",{"$nulls":13},0,0,0,0]
["Wilson Solar Farm 4","61277_G_WILS4",61277,"G","WILS4",null,"Solar PV","","S_VACA","North Carolina",37,"Wilson",195,"37195",9,0,2017,9999,null,null,"N","Solar",{"$nulls":13},0,0,0,0]
["Wilson Solar Farm 5","61278_G_WILS5",61278,"G","WILS5",null,"Solar PV","","S_VACA","North Carolina",37,"Wilson",195,"37195",9.5,0,2017,9999,null,null,"N","Solar",{"$nulls":13},0,0,0,0]
["Wilson Solar Farm 6","61279_G_WILS6",61279,"G","WILS6",null,"Solar PV","","S_VACA","North Carolina",37,"Wilson",195,"37195",9.7,0,2017,9999,null,null,"N","Solar",{"$nulls":13},0,0,0,0]
["Wilson Solar Farm 7","61280_G_WILS7",61280,"G","WILS7",null,"Solar PV","","S_VACA","North Carolina",37,"Wilson",195,"37195",9.2,0,2017,9999,null,null,"N","Solar",{"$nulls":13},0,0,0,0]
["APG Combined Heat and Power Plant","61282_G_GEN1",61282,"G","GEN1",null,"Combustion Turbine","","PJM_EMAC","Maryland",24,"Harford",25,"24025",6.2,9086,2016,9999,null,null,"N","Natural Gas",{"$nulls":13},0.011,0.011,0.011,0.011]
["Bladenboro Solar, LLC","61283_G_GEN1",61283,"G","GEN1",null,"Solar PV","","S_VACA","North Carolina",37,"Bladen",17,"37017",4.8,0,2015,9999,null,null,"N","Solar",{"$nulls":13},0,0,0,0]
["Lux Solar, LLC","61284_G_GEN1",61284,"G","GEN1",null,"Solar PV","","S_VACA","North Carolina",37,"Cleveland",45,"37045",2,0,2016,9999,null,null,"N","Solar",{"$nulls":13},0,0,0,0]
["Roxboro Solar Farm, LLC","61288_G_GEN1",61288,"G","GEN1",null,"Solar PV","","S_VACA","North Carolina",37,"Granville",77,"37077",5,0,2015,9999,null,null,"N","Solar",{"$nulls":13},0,0,0,0]
["Quest Diagnostics","83001_G_1",83001,"G","1",null,"Combustion Turbine","IC Engine","PJM_Dom","Virginia",51,"Loudoun",107,"51107",4,14397,2016,9999,null,null,"N","Distillate Fuel Oil",{"$nulls":13},1.02504,1.02504,1.02504,1.02504]
["Micron Technology Incorporated","83002_G_1",83002,"G","1",null,"Combustion Turbine","IC Engine","PJM_Dom","Virginia",51,"Prince William",153,"51153",6,11132,2016,9999,null,null,"N","Distillate Fuel Oil",{"$nulls":13},1.02504,1.02504,1.02504,1.02504]
["AOL","83003_G_1",83003,"G","1",null,"Combustion Turbine","IC Engine","PJM_Dom","Virginia",51,"Loudoun",107,"51107",14,11132,2016,9999,null,null,"N","Distillate Fuel Oil",{"$nulls":13},1.02504,1.02504,1.02504,1.02504]
["AOL","83004_G_1",83004,"G","1",null,"Combustion Turbine","IC Engine","PJM_Dom","Virginia",51,"Prince William",153,"51153",25,11132,2016,9999,null,null,"N","Distillate Fuel Oil",{"$nulls":13},1.02504,1.02504,1.02504,1.02504]
["MCI","83005_G_1",83005,"G","1",null,"Combustion Turbine","IC Engine","PJM_Dom","Virginia",51,"Loudoun",107,"51107",32,11132,2016,9999,null,null,"N","Distillate Fuel Oil",{"$nulls":13},1.02504,1.02504,1.02504,1.02504]
["AOL","83006_G_1",83006,"G","1",null,"Combustion Turbine","IC Engine","PJM_Dom","Virginia",51,"Fairfax",59,"51059",44,11132,2016,9999,null,null,"N","Distillate Fuel Oil",{"$nulls":13},1.02504,1.02504,1.02504,1.02504]
["DuPont Fabros","83007_G_1",83007,"G","1",null,"Combustion Turbine","IC Engine","PJM_Dom","Virginia",51,"Loudoun",107,"51107",60,11132,2016,9999,null,null,"N","Distillate Fuel Oil",{"$nulls":13},1.02504,1.02504,1.02504,1.02504]
["Jack Watson","2049_B_3",2049,"B","3",null,"O/G Steam",null,"S_SOU","Mississippi",28,"Harrison",47,"28047",107,10546,1962,2022,"wall","dry","N","Natural Gas",{"$nulls":3},"LNB + OFA",{"$nulls":8},4.8,0.11508,0.11508,0.11508,0.11508]
["Fort Churchill","2330_B_1",2330,"B","1",null,"O/G Steam",null,"WECC_NNV","Nevada",32,"Lyon",19,"32019",113,11763,1968,2026,"wall","dry","N","Natural Gas, Residual Fuel Oil",{"$nulls":3},"LNB",{"$nulls":8},0.8,0.11974,0.11974,0.11974,0.11974]
["Hampshire College","60815_G_BA2",60815,"G","BA2",null,"Energy Storage","","NENGREST","Massachusetts",25,"Hampshire",27,"25027",0.5,0,2017,9999,null,null,"N","Energy Storage",{"$nulls":13},0,0,0,0]
["NRG Elbow Creek Energy Storage Project","61362_G_ECBS",61362,"G","ECBS",null,"Energy Storage","","ERC_WEST","Texas",48,"Howard",487,"48487",2,0,2017,9999,null,null,"N","Energy Storage",{"$nulls":13},0,0,0,0]
["ABEC #2 dba West-Star Dairy","61501_G_GEN1",61501,"G","GEN1",null,"Non-Fossil Waste",null,"WECC_SCE","California",6,"Kern",29,"06029",1,12396,2017,9999,null,null,"Y","Non-Fossil Waste",{"$nulls":13},0,0,0,0]
["ABEC #3 dba Lakeview Dairy","61502_G_GEN1",61502,"G","GEN1",null,"Non-Fossil Waste",null,"WECC_SCE","California",6,"Kern",29,"06029",1,12396,2017,9999,null,null,"Y","Non-Fossil Waste",{"$nulls":13},0,0,0,0]
["ABEC #4 dba CE&S Dairy","61503_G_GEN1",61503,"G","GEN1",null,"Non-Fossil Waste",null,"WECC_SCE","California",6,"Kern",29,"06029",1,12396,2017,9999,null,null,"Y","Non-Fossil Waste",{"$nulls":13},0,0,0,0]
["Beacon BESS 1","61431_G_BCNB1",61431,"G","BCNB1",null,"Energy Storage",null,"WECC_SCE","California",6,"Kern",29,"06029",20,0,2018,9999,null,null,"N","Energy Storage",{"$nulls":13},0,0,0,0]
["Genentech-Oceanside","60231_G_BA1",60231,"G","BA1",null,"Energy Storage",null,"WEC_SDGE","California",6,"San Diego",73,"06073",2,0,2016,9999,null,null,"N","Energy Storage",{"$nulls":13},0,0,0,0]
["Hampshire College","60815_G_BA1",60815,"G","BA1",null,"Energy Storage","","NENGREST","Massachusetts",25,"Hampshire",27,"25027",0.5,0,2017,9999,null,null,"N","Energy Storage",{"$nulls":13},0,0,0,0]
["Pyron Wind Farm LLC","56981_G_PYRBT",56981,"G","PYRBT",null,"Energy Storage","","ERC_WEST","Texas",48,"Fisher",487,"48487",9.9,0,2017,9999,null,null,"N","Energy Storage",{"$nulls":13},0,0,0,0]
["Inadale Wind Farm LLC","56984_G_INABT",56984,"G","INABT",null,"Energy Storage","","ERC_WEST","Texas",48,"Nolan",487,"48487",9.9,0,2017,9999,null,null,"N","Energy Storage",{"$nulls":13},0,0,0,0]
["City of Hayward WWTP","58525_G_COGEN",58525,"G","COGEN",null,"Non-Fossil Waste",null,"WEC_CALN","California",6,"Alameda",1,"06001",1.1,11414,2014,9999,null,null,"Y","Non-Fossil Waste",{"$nulls":13},0,0,0,0]
["MEAN Wind Project","56106_G_1",56106,"G","1",null,"Onshore Wind",null,"WECC_WY","Nebraska",31,"Kimball",105,"31105",30,0,2018,9999,null,null,"N","Wind",{"$nulls":13},0,0,0,0]

{"sheet":"NEEDS v6_Retired_Through2021","index":1,"n_rows":179,"n_cols":50,"rows_kept":179}
["Plant Name","UniqueID_Final","ORIS Plant Code","Boiler/Generator/Committed Unit","Unit ID","CAMD Database UnitID","PlantType","Combustion Turbine/IC Engine","Region Name","State Name","State Code","County","County Code","FIPS5","Capacity (MW)","Heat Rate (Btu/kWh)","On Line Year","Retirement Year","Firing","Bottom","Cogen?","Modeled Fuels","Wet/DryScrubber","Scrubber_Online_Year","Scrubber Efficiency","NOx Comb Control","NOx Post-Comb Control","SCR_Online_Year","SNCR_Online_Year","PM Control","FlueGasConditioning_Flag","Mercury_Controls","ACI_Online_Year","Mercury_Controls Efficiency","SO2 Permit Rate (lbs/mmBtu)","Mode 1 NOx Rate (lbs/mmBtu)","Mode 2 NOx Rate (lbs/mmBtu)","Mode 3 NOx Rate  (lbs/mmBtu)","Mode 4 NOx Rate  (lbs/mmBtu)","Hg EMF for BIT","Hg EMF for SUB","Hg EMF for LIG","HCL Removal","DSI Unit","DSI Online Year","CCS","CCS Removal","C2G","C2G Online Year","BART Affected Unit"]
["GREC","165_B_1",165,"B","1",95,"O/G Steam",null,"SPP_WEST","Oklahoma",40,"Mayes",97,"40097",490,11485,1982,2017,null,null,"N","Natural Gas",{"$nulls":3},"LNB",{"$nulls":8},1.2,0.16077,0.16077,0.16077,0.16077]
["St Clair","1743_B_4",1743,"B","4",1192,"Coal Steam",null,"MIS_LMI","Michigan",26,"St Clair",147,"26147",151,11233,1954,2017,"wall","dry","N","Bituminous, Subbituminous",null,null,0.5,"LNB + LNCB",{"$nulls":3},"ESPC","No","ACI",2016,null,1.67,0.30171,0.30171,0.1549,0.1549,0.1,0.1,0.1,0.9,"Yes"]
["Paulding","2071_G_1",2071,"G","1",null,"Combustion Turbine",null,"MIS_D_MS","Mississippi",28,"Jasper",61,"28061",16,25000,1972,2017,null,null,"N","Distillate Fuel Oil",{"$nulls":12},4.8,0.93442,0.93442,0.93442,0.93442]
["Horseshoe Lake","2951_B_7",2951,"B","7",2001,"O/G Steam",null,"SPP_WEST","Oklahoma",40,"Oklahoma",109,"40109",214,11232,1963,2017,"wall",null,"N","Natural Gas",{"$nulls":13},0.16815,0.16815,0.16815,0.16815]
["Urquhart","3295_G_3",3295,"G","3",2230,"O/G Steam",null,"S_VACA","South Carolina",45,"Aiken",3,"45003",95,10475,1955,2018,"tangential",null,"N","Natural Gas",{"$nulls":3},"LNC2",{"$nulls":9},0.09815,0.09815,0.09815,0.09815]
["Greens Bayou","3464_B_GBY5",3464,"B","GBY5",2359,"O/G Steam",null,"ERC_REST","Texas",48,"Harris",201,"48201",406,13369,1973,2017,"tangential",null,"N","Natural Gas",{"$nulls":3},"FR",{"$nulls":8},0.395,0.05384,0.05384,0.05384,0.05384]
["Pearsall","3630_B_1",3630,"B","1",null,"O/G Steam",null,"ERC_REST","Texas",48,"Frio",163,"48163",23,14500,1961,2017,null,null,"N","Natural Gas, Distillate Fuel Oil",{"$nulls":12},1.157,0.13201,0.13201,0.13201,0.13201]
["Pearsall","3630_B_2",3630,"B","2",null,"O/G Steam",null,"ERC_REST","Texas",48,"Frio",163,"48163",23,14500,1961,2017,null,null,"N","Natural Gas, Distillate Fuel Oil",{"$nulls":12},1.157,0.13201,0.13201,0.13201,0.13201]
["Pearsall","3630_B_3",3630,"B","3",null,"O/G Steam",null,"ERC_REST","Texas",48,"Frio",163,"48163",23,14500,1961,2017,null,null,"N","Natural Gas, Distillate Fuel Oil",{"$nulls":12},1.157,0.13201,0.13201,0.13201,0.13201]
["Carson Cogeneration","10169_G_GEN1",10169,"G","GEN1",89366,"Combined Cycle",null,"WECC_SCE","California",6,"Los Angeles",37,"06037",41.3,8902,1989,2017,null,null,"Y","Natural Gas",{"$nulls":3},"H2O","SCR",{"$nulls":8},0.07306,0.07306,0.07306,0.07306]
["Carson Cogeneration","10169_G_GEN2",10169,"G","GEN2",null,"Combined Cycle",null,"WECC_SCE","California",6,"Los Angeles",37,"06037",8,8902,1990,2017,null,null,"Y","Natural Gas",{"$nulls":3},"H2O","SCR",{"$nulls":8},0.07306,0.07306,0.07306,0.07306]
["Huntington Falls","50713_G_GEN1",50713,"G","GEN1",null,"Hydro",null,"NENGREST","Vermont",50,"Addison",1,"50001",0.8,0,1988,2017,null,null,"N","Hydro",{"$nulls":13},0,0,0,0]
["Huntington Falls","50713_G_GEN2",50713,"G","GEN2",null,"Hydro",null,"NENGREST","Vermont",50,"Addison",1,"50001",0.8,0,1988,2017,null,null,"N","Hydro",{"$nulls":13},0,0,0,0]
["Inland Empire Energy Center","55853_G_2",55853,"G","2",89653,"Combined Cycle",null,"WECC_SCE","California",6,"Riverside",65,"06065",345,7050,2010,2017,null,null,"N","Natural Gas",{"$nulls":3},"DLNB + NH3","SCR",2010,{"$nulls":7},0.00784,0.00784,0.00784,0.00784]
["AES ES Tait","58826_G_TTES",58826,"G","TTES",null,"Energy Storage",null,"PJM_West","Ohio",39,"Montgomery",113,"39113",20,0,2013,2017,null,null,"N","Energy Storage",{"$nulls":13},0,0,0,0]
["Gantt","53_G_3",53,"G","3",null,"Hydro",null,"S_SOU","Alabama",1,"Covington",39,"01039",1,0,1926,2015,null,null,"N","Hydro",{"$nulls":13},0,0,0,0]
["Ocotillo","116_G_1",116,"G","1",66,"O/G Steam",null,"WECC_AZ","Arizona",4,"Maricopa",13,"04013",110,12185,1960,2018,"tangential",null,"N","Natural Gas",{"$nulls":13},0.1242,0.1242,0.1242,0.1242]
["Ocotillo","116_G_2",116,"G","2",67,"O/G Steam",null,"WECC_AZ","Arizona",4,"Maricopa",13,"04013",110,11861,1960,2018,"tangential",null,"N","Natural Gas",{"$nulls":13},0.12668,0.12668,0.12668,0.12668]
["Grayson","377_G_3",377,"G","3",null,"Landfill Gas",null,"WEC_LADW","California",6,"Los Angeles",37,"06037",18,16548,1953,2016,"wall","dry","N","Landfill Gas",{"$nulls":3},"FR + LA + LNB",{"$nulls":9},0.37255,0.37255,0.37255,0.37255]
["Grayson","377_G_4",377,"G","4",248,"Landfill Gas",null,"WEC_LADW","California",6,"Los Angeles",37,"06037",40,14538,1959,2016,"wall","dry","N","Landfill Gas",{"$nulls":3},"FR + LA + LNB",{"$nulls":9},0.03671,0.03671,0.03671,0.03671]
["Grayson","377_G_5",377,"G","5",249,"O/G Steam",null,"WEC_LADW","California",6,"Los Angeles",37,"06037",40,14500,1964,2016,"wall","dry","N","Natural Gas",{"$nulls":3},"FR + LA + LNB","SNCR",null,"2003",{"$nulls":6},0.03005,0.03005,0.03005,0.03005]
["Bridgeport Station","568_B_BHB3",568,"B","BHB3",373,"Coal Steam",null,"NENG_CT","Connecticut",9,"Fairfield",1,"09001",383,11096,1968,2021,"tangential","dry","N","Subbituminous",null,null,0.5,"LNC2",{"$nulls":3},"ESPC + B","No","ACI",2008,null,0.33,0.14416,0.14416,0.139,0.139,0.1,0.1,0.1,0.9,"Yes"]
["Lauderdale","613_G_23",613,"G","23",90179,"Combustion Turbine",null,"FRCC","Florida",12,"Broward",11,"12011",35,17925,1972,2016,null,null,"N","Natural Gas, Distillate Fuel Oil",{"$nulls":12},0.8,0.55332,0.55332,0.55332,0.55332]
["Lauderdale","613_G_24",613,"G","24",90180,"Combustion Turbine",null,"FRCC","Florida",12,"Broward",11,"12011",35,17925,1972,2016,null,null,"N","Natural Gas, Distillate Fuel Oil",{"$nulls":12},0.8,0.53829,0.53829,0.53829,0.53829]
["Turkey Point","621_B_PTP1",621,"B","PTP1",437,"O/G Steam",null,"FRCC","Florida",12,"Miami Dade",86,"12086",396,12930,1967,2016,"wall","dry","N","Natural Gas, Residual Fuel Oil",{"$nulls":3},"LNB",{"$nulls":8},1,0.23585,0.23585,0.23585,0.23585]
["Turkey Point","621_B_PTP2",621,"B","PTP2",437,"O/G Steam",null,"FRCC","Florida",12,"Miami Dade",86,"12086",392,12119,1968,2013,"wall","dry","N","Natural Gas",{"$nulls":3},"LNB",{"$nulls":8},1,0.23585,0.23585,0.23585,0.23585]
["Baldwin Energy Complex","889_B_1",889,"B","1",611,"Coal Steam",null,"MIS_IL","Illinois",17,"Randolph",157,"17157",576,10239,1973,2017,"cyclone","wet","N","Subbituminous","Dry Scrubber",2011,0.9,"OFA","SCR",2000,null,"ESPC + B","No","ACI",2009,null,0.075,0.08205,0.08205,0.08205,0.08205,0.1,0.1,0.1,0.99]
["Baldwin Energy Complex","889_B_3",889,"B","3",613,"Coal Steam",null,"MIS_IL","Illinois",17,"Randolph",157,"17157",621,10103,1975,2017,"tangential","dry","N","Subbituminous","Dry Scrubber",2010,0.9,"LNC2",{"$nulls":3},"ESPC + B","Yes","ACI",2010,null,0.1,0.09118,0.09118,0.09118,0.09118,0.1,0.1,0.1,0.99,"Yes"]
["Bailly","995_B_7",995,"B","7",696,"Coal Steam",null,"MIS_INKY","Indiana",18,"Porter",127,"18127",160,11317,1962,2018,"cyclone","wet","N","Bituminous","Wet Scrubber",1991,0.97,"OFA","SCR",2008,null,"ESPC","No","ACI",2015,null,0.1,0.1179,0.1179,0.1179,0.1179,0.1,0.1,0.1,0.99]
["Bailly","995_B_8",995,"B","8",697,"Coal Steam",null,"MIS_INKY","Indiana",18,"Porter",127,"18127",320,10927,1968,2018,"cyclone","wet","N","Bituminous","Wet Scrubber",1991,0.97,"OFA","SCR",2003,null,"ESPC","No","ACI",2015,null,0.1,0.1107,0.1107,0.1107,0.1107,0.1,0.1,0.1,0.99]
["Prairie Creek","1073_B_1",1073,"B","1",null,"Coal Steam",null,"MIS_IA","Iowa",19,"Linn",113,"19113",1.7,13522,1950,2021,"stoker/SPR","dry","Y","Bituminous, Subbituminous",{"$nulls":3},"OFA",{"$nulls":3},"ESPC","No",{"$nulls":3},1,0.37948,0.37948,0.37948,0.37948,0.64,0.97,1,{"$nulls":5},"C2G","2025"]
["Prairie Creek","1073_B_2",1073,"B","2",null,"Coal Steam",null,"MIS_IA","Iowa",19,"Linn",113,"19113",2,13522,1950,2010,"stoker/SPR","dry","Y","Bituminous, Subbituminous",{"$nulls":7},"ESPC","No",{"$nulls":3},5,0.3422,0.3422,0.3422,0.3422,0.64,0.97,1]
["Hutchinson Energy Center","1248_G_GT4",1248,"G","GT4",90751,"Combustion Turbine",null,"SPP_N","Kansas",20,"Reno",155,"20155",71,24323,1975,2015,null,null,"N","Distillate Fuel Oil",{"$nulls":12},3,1.20015,1.20015,1.20015,1.20015]
["Howland Hydro Station","1472_G_HL01",1472,"G","HL01",null,"Hydro",null,"NENG_ME","Maine",23,"Penobscot",19,"23019",0.6,0,1921,2015,null,null,"N","Hydro",{"$nulls":13},0,0,0,0]
["Howland Hydro Station","1472_G_HL02",1472,"G","HL02",null,"Hydro",null,"NENG_ME","Maine",23,"Penobscot",19,"23019",0.6,0,1916,2015,null,null,"N","Hydro",{"$nulls":13},0,0,0,0]
["Howland Hydro Station","1472_G_HL03",1472,"G","HL03",null,"Hydro",null,"NENG_ME","Maine",23,"Penobscot",19,"23019",0.6,0,1916,2015,null,null,"N","Hydro",{"$nulls":13},0,0,0,0]
["James De Young","1830_B_4",1830,"B","4",null,"Coal Steam",null,"MIS_LMI","Michigan",26,"Ottawa",139,"26139",20.5,13403,1962,2017,null,null,"N","Bituminous, Subbituminous",{"$nulls":7},"ESPC","No",{"$nulls":3},1.67,0.3422,0.3422,0.3422,0.3422,0.64,0.97,1]
["James De Young","1830_B_5",1830,"B","5",1214,"Coal Steam",null,"MIS_LMI","Michigan",26,"Ottawa",139,"26139",27,14500,1969,2016,"wall","dry","N","Bituminous, Subbituminous",{"$nulls":3},"LNB",{"$nulls":3},"ESPC","No",{"$nulls":3},1.67,0.09713,0.09713,0.09713,0.09713,0.64,0.97,1]
["Eckert Station","1831_B_1",1831,"B","1",1215,"Coal Steam",null,"MIS_LMI","Michigan",26,"Ingham",65,"26065",33,12744,1954,2015,"wall","dry","N","Subbituminous",{"$nulls":3},"LNBO",{"$nulls":3},"ESPC","No",{"$nulls":3},1.67,0.2041,0.2041,0.2041,0.2041,0.64,0.97,1]
["Eckert Station","1831_B_3",1831,"B","3",1217,"Coal Steam",null,"MIS_LMI","Michigan",26,"Ingham",65,"26065",31,12343,1961,2015,"tangential","dry","N","Subbituminous",{"$nulls":3},"LNC2 + OFA",{"$nulls":3},"ESPC","No",{"$nulls":3},1.67,0.13174,0.13174,0.13174,0.13174,0.64,0.97,1]
["Eckert Station","1831_B_4",1831,"B","4",1218,"Coal Steam",null,"MIS_LMI","Michigan",26,"Ingham",65,"26065",64,12216,1964,2020,"wall","dry","N","Subbituminous",{"$nulls":3},"LNBO",{"$nulls":3},"ESPC","No","ACI",2016,null,1.67,0.22225,0.22225,0.22225,0.22225,0.1,0.1,0.1]
["Eckert Station","1831_B_5",1831,"B","5",1219,"Coal Steam",null,"MIS_LMI","Michigan",26,"Ingham",65,"26065",63,12041,1968,2020,"wall","dry","N","Subbituminous",{"$nulls":3},"LNBO",{"$nulls":3},"ESPC","No","ACI",2016,null,1.67,0.20968,0.20968,0.20968,0.20968,0.1,0.1,0.1]
["Eckert Station","1831_B_6",1831,"B","6",1220,"Coal Steam",null,"MIS_LMI","Michigan",26,"Ingham",65,"26065",63,12333,1970,2020,"wall","dry","N","Subbituminous",{"$nulls":3},"LNBO",{"$nulls":3},"ESPC","No","ACI",2016,null,1.67,0.20322,0.20322,0.20322,0.20322,0.1,0.1,0.1]
["Hoot Lake","1943_B_2",1943,"B","2",1253,"Coal Steam",null,"MIS_MAPP","Minnesota",27,"Otter Tail",111,"27111",58,11453,1959,2021,"tangential",null,"N","Subbituminous",{"$nulls":3},"LNC3",{"$nulls":3},"ESPC","No",{"$nulls":3},3,0.31179,0.31179,0.31179,0.31179,0.64,0.97,1]
["Hoot Lake","1943_B_3",1943,"B","3",1254,"Coal Steam",null,"MIS_MAPP","Minnesota",27,"Otter Tail",111,"27111",80,11483,1964,2021,"wall","dry","N","Subbituminous",{"$nulls":3},"LNBO",{"$nulls":3},"ESPC","No",{"$nulls":3},3,0.18236,0.18236,0.18236,0.18236,0.64,0.97,1]
["Jack Watson","2049_G_A",2049,"G","A",90051,"Combustion Turbine",null,"S_SOU","Mississippi",28,"Harrison",47,"28047",33,18045,1970,2016,null,null,"N","Natural Gas",{"$nulls":12},4.8,0.70004,0.70004,0.70004,0.70004]
["Henderson","2062_B_H1",2062,"B","H1",null,"O/G Steam",null,"MIS_D_MS","Mississippi",28,"Leflore",83,"28083",3.7,14500,1960,2017,null,null,"N","Natural Gas",{"$nulls":12},4.8,0.22077,0.22077,0.22077,0.22077]
["Henderson","2062_B_H3",2062,"B","H3",null,"O/G Steam",null,"MIS_D_MS","Mississippi",28,"Leflore",83,"28083",21.6,13881,1960,2017,null,null,"N","Natural Gas",{"$nulls":12},4.8,0.22077,0.22077,0.22077,0.22077]
["Henderson","2062_B_HRSG",2062,"B","HRSG",null,"O/G Steam",null,"MIS_D_MS","Mississippi",28,"Leflore",83,"28083",3.7,14500,1960,2017,null,null,"N","Natural Gas",{"$nulls":13},0.22077,0.22077,0.22077,0.22077]
["Moselle","2070_G_1",2070,"G","1",null,"Combined Cycle",null,"MIS_D_MS","Mississippi",28,"Jones",67,"28067",59,8307,1970,2012,"wall",null,"N","Natural Gas",{"$nulls":4},"SCR",{"$nulls":8},0.53511,0.00849,0.53511,0.00849]
["Moselle","2070_G_2",2070,"G","2",null,"Combined Cycle",null,"MIS_D_MS","Mississippi",28,"Jones",67,"28067",59,8307,1970,2012,"wall",null,"N","Natural Gas",{"$nulls":4},"SCR",{"$nulls":8},0.01535,0.01171,0.01535,0.01171]
["Montrose","2080_B_2",2080,"B","2",1321,"O/G Steam",null,"SPP_N","Missouri",29,"Henry",83,"29083",158,11111,1960,2019,"tangential","dry","N","Natural Gas","","","","other","","","",{"$nulls":5},1.3,0.18804,0.18804,0.18804,0.18804]
["Montrose","2080_B_3",2080,"B","3",1322,"O/G Steam",null,"SPP_N","Missouri",29,"Henry",83,"29083",177,11073,1964,2019,"tangential","dry","N","Natural Gas","","","","other","","","",{"$nulls":5},1.3,0.16954,0.16954,0.16954,0.16954]
["Sibley","2094_B_1",2094,"B","1",1323,"O/G Steam",null,"SPP_N","Missouri",29,"Jackson",95,"29095",47,10929,1960,2019,"cyclone","wet","N","Natural Gas","","","","OFA","SNCR","",2008,{"$nulls":5},9,0.29369,0.14194,0.29369,0.14194]
["Sibley","2094_B_2",2094,"B","2",1324,"O/G Steam",null,"SPP_N","Missouri",29,"Jackson",95,"29095",46,11016,1962,2019,"cyclone","wet","N","Natural Gas","","","","OFA","SNCR","",2008,{"$nulls":5},9,0.33171,0.24531,0.33171,0.24531]
["Lake Road (MO)","2098_B_4",2098,"B","4",null,"O/G Steam",null,"SPP_N","Missouri",29,"Buchanan",21,"29021",12.4,14500,1951,2020,"wall",null,"Y","Natural Gas, Distillate Fuel Oil",{"$nulls":12},8.6,0.22077,0.22077,0.22077,0.22077]
["Lake Road (MO)","2098_B_6",2098,"B","6",1327,"O/G Steam",null,"SPP_N","Missouri",29,"Buchanan",21,"29021",92,14500,1967,2020,"cyclone","wet","N","Natural Gas","","","","OFA","","","",{"$nulls":5},1.43,0.22021,0.22021,0.22021,0.22021]
["Columbia (MO)","2123_G_6",2123,"G","6",null,"Combustion Turbine",null,"MIS_MO","Missouri",29,"Boone",19,"29019",12.5,25000,1963,2016,null,null,"N","Natural Gas, Distillate Fuel Oil",{"$nulls":3},"BOOS",{"$nulls":3},"B","NA",{"$nulls":3},2.3,0.31175,0.31175,0.31175,0.31175]
["James River Power Station","2161_B_1",2161,"B","1",null,"O/G Steam",null,"SPP_N","Missouri",29,"Greene",77,"29077",21,12269,1957,2017,"tangential","dry","N","Natural Gas",{"$nulls":12},1.5,0.22077,0.22077,0.22077,0.22077]
["James River Power Station","2161_B_2",2161,"B","2",null,"O/G Steam",null,"SPP_N","Missouri",29,"Greene",77,"29077",21,11730,1957,2017,"tangential","dry","N","Natural Gas",{"$nulls":12},1.5,0.22077,0.22077,0.22077,0.22077]
["James River Power Station","2161_B_3",2161,"B","3",1351,"O/G Steam",null,"SPP_N","Missouri",29,"Greene",77,"29077",41,11894,1960,2017,"wall","dry","N","Natural Gas",{"$nulls":3},"LNBO","SNCR",null,"2008",{"$nulls":5},1.5,0.08461,0.08461,0.08461,0.08461]
["James River Power Station","2161_B_4",2161,"B","4",1352,"O/G Steam",null,"SPP_N","Missouri",29,"Greene",77,"29077",56,11515,1964,2018,"wall","dry","N","Natural Gas",{"$nulls":3},"LNBO","SNCR",null,"2008",{"$nulls":5},1.5,0.3166,0.13001,0.3166,0.13001]
["James River Power Station","2161_B_5",2161,"B","5",1353,"O/G Steam",null,"SPP_N","Missouri",29,"Greene",77,"29077",97,11620,1970,2018,"wall","dry","N","Natural Gas",{"$nulls":3},"LNBO","SNCR",null,"2009",{"$nulls":5},2,0.16339,0.09105,0.16339,0.09105]
["C W Burdick","2241_B_B-1",2241,"B","B-1",null,"O/G Steam",null,"SPP_NEBR","Nebraska",31,"Hall",79,"31079",16.5,14500,1957,2016,null,null,"N","Natural Gas, Residual Fuel Oil",{"$nulls":3},"other",{"$nulls":8},2.5,0.13572,0.13572,0.13572,0.13572]
["C W Burdick","2241_B_B-2",2241,"B","B-2",null,"O/G Steam",null,"SPP_NEBR","Nebraska",31,"Hall",79,"31079",22,14500,1963,2016,null,null,"N","Natural Gas, Residual Fuel Oil",{"$nulls":3},"other",{"$nulls":8},2.5,0.13572,0.13572,0.13572,0.13572]
["North Omaha","2291_G_1",2291,"G","1",1381,"Coal Steam",null,"SPP_NEBR","Nebraska",31,"Douglas",55,"31055",64.8,11083,1954,2016,"tangential","dry","N","Subbituminous",{"$nulls":7},"ESPC","Yes",{"$nulls":3},0.754,0.07307,0.07307,0.07307,0.07307,0.64,0.97,1]
["North Omaha","2291_G_2",2291,"G","2",1382,"O/G Steam",null,"SPP_NEBR","Nebraska",31,"Douglas",55,"31055",90.8,10944,1957,2016,"tangential","dry","N","Natural Gas",{"$nulls":3},"LNC1",{"$nulls":9},0.07635,0.07635,0.07635,0.07635]
["North Omaha","2291_G_3",2291,"G","3",1383,"O/G Steam",null,"SPP_NEBR","Nebraska",31,"Douglas",55,"31055",86,10968,1959,2016,"tangential","dry","N","Natural Gas",{"$nulls":3},"LNC1",{"$nulls":9},0.0752,0.0752,0.0752,0.0752]
["Sidney (NE)","2302_G_4",2302,"G","4",null,"Combustion Turbine","IC Engine","SPP_NEBR","Nebraska",31,"Cheyenne",33,"31033",0.8,13772,1947,2013,null,null,"N","Natural Gas, Distillate Fuel Oil",{"$nulls":12},2.5,0.39755,0.39755,0.39755,0.39755]
["Indian Point 2","2497_G_2",2497,"G","2",null,"Nuclear",null,"NY_Z_G-I","New York",36,"Westchester",119,"36119",1012.1,10456,1973,2021,null,null,"N","Nuclear Fuel",{"$nulls":13},0,0,0,0]
["Cayuga Operating Company","2535_B_1",2535,"B","1",1768,"Coal Steam",null,"NY_Z_C&E","New York",36,"Tompkins",109,"36109",154,11218,1955,2016,"tangential","dry","N","Bituminous","Wet Scrubber",1995,0.95,"LNC3","SCR",2001,null,"ESPC","No",{"$nulls":3},3.4,0.22288,0.1968,0.22288,0.1968,0.1,0.84,0.56,0.99]
["Cayuga Operating Company","2535_B_2",2535,"B","2",1769,"Coal Steam",null,"NY_Z_C&E","New York",36,"Tompkins",109,"36109",151,11055,1958,2016,"tangential","dry","N","Bituminous","Wet Scrubber",1995,0.95,"LNC3",{"$nulls":3},"ESPC","No","ACI",2016,null,3.4,0.30044,0.30044,0.30044,0.30044,0.1,0.1,0.1,0.99]
["Avon Lake","2836_G_10",2836,"G","10",10208,"Combustion Turbine",null,"PJM_ATSI","Ohio",39,"Lorain",93,"39093",30,25000,1968,2016,"tangential","dry","N","Distillate Fuel Oil",{"$nulls":7},"ESPC","No",{"$nulls":3},0.5,1.19927,1.19927,1.19927,1.19927]
["FirstEnergy W H Sammis","2866_B_1",2866,"B","1",1956,"Coal Steam",null,"PJM_ATSI","Ohio",39,"Jefferson",81,"39081",180,10925,1959,2020,"wall","dry","N","Bituminous, Subbituminous","Wet Scrubber",2010,0.98,"LNB + LNBO","SNCR",null,"2006","B","NA",{"$nulls":3},1.1,0.23268,0.23268,0.23268,0.23268,0.1,0.27,0.56,0.99]
["FirstEnergy W H Sammis","2866_B_2",2866,"B","2",1957,"Coal Steam",null,"PJM_ATSI","Ohio",39,"Jefferson",81,"39081",180,10912,1960,2020,"wall","dry","N","Bituminous, Subbituminous","Wet Scrubber",2010,0.98,"LNBO","SNCR",null,"2000","B","NA",{"$nulls":3},1.1,0.2172,0.2172,0.2172,0.2172,0.1,0.27,0.56,0.99]
["FirstEnergy W H Sammis","2866_B_3",2866,"B","3",1958,"Coal Steam",null,"PJM_ATSI","Ohio",39,"Jefferson",81,"39081",180,11138,1961,2020,"wall","dry","N","Bituminous, Subbituminous","Wet Scrubber",2010,0.98,"LNBO","SNCR",null,"2005","B","NA",{"$nulls":3},1.1,0.22535,0.14067,0.22535,0.14067,0.1,0.27,0.56,0.99]
["FirstEnergy W H Sammis","2866_B_4",2866,"B","4",1959,"Coal Steam",null,"PJM_ATSI","Ohio",39,"Jefferson",81,"39081",180,10987,1962,2020,"wall","dry","N","Bituminous, Subbituminous","Wet Scrubber",2010,0.98,"LNBO","SNCR",null,"2006","B","NA",{"$nulls":3},1.1,0.16991,0.16991,0.16991,0.16991,0.1,0.27,0.56,0.99]
["Southwestern","2964_B_801N",2964,"B","801N",2023,"O/G Steam",null,"SPP_WEST","Oklahoma",40,"Caddo",15,"40015",39,13074,1952,2021,"wall","dry","N","Natural Gas",{"$nulls":12},0.74,0.21782,0.21782,0.21782,0.21782]
["Southwestern","2964_B_801S",2964,"B","801S",2024,"O/G Steam",null,"SPP_WEST","Oklahoma",40,"Caddo",15,"40015",39,13074,1952,2021,"wall","dry","N","Natural Gas",{"$nulls":12},0.74,0.23467,0.23467,0.23467,0.23467]
["Ben French","3325_G_1",3325,"G","1",null,"Combustion Turbine","IC Engine","WECC_WY","South Dakota",46,"Pennington",103,"46103",2,12822,1965,2014,null,null,"N","Distillate Fuel Oil",{"$nulls":3},"other",{"$nulls":8},3,1.02504,1.02504,1.02504,1.02504]
["Allen Steam Plant","3393_B_1",3393,"B","1",2248,"Coal Steam",null,"S_C_TVA","Tennessee",47,"Shelby",157,"47157",247,10652,1959,2019,"cyclone","wet","N","Bituminous, Subbituminous",{"$nulls":3},"OFA","SCR",2002,null,"ESPC","No",{"$nulls":3},4,0.7959,0.08489,0.7959,0.08489,0.64,0.97,1]
["Allen Steam Plant","3393_B_2",3393,"B","2",2249,"Coal Steam",null,"S_C_TVA","Tennessee",47,"Shelby",157,"47157",247,10610,1959,2019,"cyclone","wet","N","Bituminous, Subbituminous",{"$nulls":3},"OFA","SCR",2002,null,"ESPC","No",{"$nulls":3},4,0.7796,0.07817,0.7796,0.07817,0.64,0.97,1]
["Allen Steam Plant","3393_B_3",3393,"B","3",2250,"Coal Steam",null,"S_C_TVA","Tennessee",47,"Shelby",157,"47157",247,10623,1959,2019,"cyclone","wet","N","Bituminous, Subbituminous",{"$nulls":3},"OFA","SCR",2001,null,"ESPC","No",{"$nulls":3},4,0.8478,0.08996,0.8478,0.08996,0.64,0.97,1]
["Big Brown","3497_B_1",3497,"B","1",2423,"Coal Steam",null,"ERC_REST","Texas",48,"Freestone",161,"48161",606,11260,1971,2018,"tangential","dry","N","Lignite, Subbituminous",{"$nulls":3},"LNC2","SNCR",null,"2008","ESPC + B","Yes","ACI",2015,null,3,0.13453,0.13453,0.13453,0.13453,0.1,0.1,0.1]
["Big Brown","3497_B_2",3497,"B","2",2424,"Coal Steam",null,"ERC_REST","Texas",48,"Freestone",161,"48161",602,11198,1972,2018,"tangential","dry","N","Lignite, Subbituminous",{"$nulls":3},"LNC2","SNCR",null,"2008","ESPC + B","Yes","ACI",2009,null,3,0.14303,0.14303,0.139,0.139,0.1,0.1,0.1]
["V C Summer","6127_G_2",6127,"G","2",null,"Nuclear",null,"S_VACA","South Carolina",45,"Fairfield",39,"45039",1100,10479,2019,2019,null,null,"N","Nuclear Fuel",{"$nulls":13},0,0,0,0]
["V C Summer","6127_G_3",6127,"G","3",null,"Nuclear",null,"S_VACA","South Carolina",45,"Fairfield",39,"45039",1100,10479,2020,2020,null,null,"N","Nuclear Fuel",{"$nulls":13},0,0,0,0]
["Gibbons Creek","6136_B_1",6136,"B","1",2796,"Coal Steam",null,"ERC_REST","Texas",48,"Grimes",185,"48185",470,10300,1983,2018,"tangential","dry","N","Subbituminous","Wet Scrubber",1983,0.98,"LNC1",{"$nulls":3},"ESPC","No",{"$nulls":3},1.2,0.10921,0.10921,0.10921,0.10921,0.34,0.84,0.56,0.99]
["Monticello","6147_B_1",6147,"B","1",2807,"Coal Steam",null,"ERC_REST","Texas",48,"Titus",449,"48449",535,11505,1974,2018,"tangential","dry","N","Lignite, Subbituminous",{"$nulls":3},"LNC2","SNCR",null,"2009","ESPC + B","Yes","ACI",2009,null,3,0.14401,0.14401,0.139,0.139,0.1,0.1,0.1]
["Monticello","6147_B_2",6147,"B","2",2808,"Coal Steam",null,"ERC_REST","Texas",48,"Titus",449,"48449",535,11532,1975,2018,"tangential","dry","N","Lignite, Subbituminous",{"$nulls":3},"LNC2","SNCR",null,"2008","ESPC + B","Yes","ACI",2009,null,3,0.15183,0.15183,0.139,0.139,0.1,0.1,0.1]
["Monticello","6147_B_3",6147,"B","3",2809,"Coal Steam",null,"ERC_REST","Texas",48,"Titus",449,"48449",795,11504,1978,2018,"wall","dry","N","Lignite, Subbituminous","Wet Scrubber",1978,0.95,"LNBO","SNCR",null,"2008","ESPC","Yes","ACI",2009,null,1.2,0.142,0.142,0.142,0.142,0.1,0.1,0.1,0.99]
["D G Hunter","6558_B_3",6558,"B","3",2890,"O/G Steam",null,"MIS_LA","Louisiana",22,"Rapides",79,"22079",50,14500,1965,2016,"tangential","dry","N","Natural Gas, Distillate Fuel Oil",{"$nulls":12},1.2,0.22077,0.22077,0.22077,0.22077]
["D G Hunter","6558_B_4",6558,"B","4",null,"O/G Steam",null,"MIS_LA","Louisiana",22,"Rapides",79,"22079",80,12486,1974,2016,"tangential","dry","N","Natural Gas, Distillate Fuel Oil",{"$nulls":12},1.2,1.2,1.2,1.2,1.2]
["Block Island","6567_G_22",6567,"G","22",null,"Combustion Turbine","IC Engine","NENGREST","Rhode Island",44,"Washington",9,"44009",1.2,12132,1999,2016,null,null,"N","Distillate Fuel Oil",{"$nulls":4},"SCR",{"$nulls":7},1.121,1.02504,0.20501,1.02504,0.20501]
["Sandow No 4","6648_B_4",6648,"B","4",2900,"Coal Steam",null,"ERC_REST","Texas",48,"Milam",331,"48331",600,10977,1981,2018,"tangential","dry","N","Lignite","Wet Scrubber",1981,0.92,"LNC2","SCR",2010,null,"ESPC","No","ACI",2009,null,1.2,0.2078,0.06601,0.2078,0.06601,0.1,0.1,0.1,0.99]
["Lawrence County Station","7948_G_2",7948,"G","2",8412,"Combustion Turbine",null,"MIS_INKY","Indiana",18,"Lawrence",93,"18093",45.5,11363,2005,2015,null,null,"N","Natural Gas",{"$nulls":3},"H2O",{"$nulls":8},0.006,0.08421,0.08421,0.08421,0.08421]
["North Valmy","8224_B_1",8224,"B","1",3473,"Coal Steam",null,"WECC_NNV","Nevada",32,"Humboldt",13,"32013",254,11129,1981,2019,"wall","dry","N","Bituminous, Subbituminous",null,null,0.5,"LNB + OFA",{"$nulls":3},"B","NA",{"$nulls":3},1.2,0.3609,0.3609,0.3609,0.3609,0.11,0.27,1,0.9,"Yes"]
["Indian Point 3","8907_G_3",8907,"G","3",null,"Nuclear",null,"NY_Z_G-I","New York",36,"Westchester",119,"36119",1039.4,10456,1976,2021,null,null,"N","Nuclear Fuel",{"$nulls":13},0,0,0,0]
["James River Genco LLC","10377_B_1A",10377,"B","1A",10070,"Coal Steam",null,"PJM_Dom","Virginia",51,"Hopewell City",670,"51670",15.4,9398,1987,2017,"stoker/SPR","dry","Y","Bituminous","Dry Scrubber",2007,0.9,"FR + OFA + MR",{"$nulls":3},"B","NA",{"$nulls":3},0.96,0.4221,0.4221,0.4221,0.4221,0.05,0.75,1,0.9500000000000001]
["James River Genco LLC","10377_B_1B",10377,"B","1B",10071,"Coal Steam",null,"PJM_Dom","Virginia",51,"Hopewell City",670,"51670",15.4,9398,1987,2017,"stoker/SPR","dry","Y","Bituminous","Dry Scrubber",2007,0.9,"FR + OFA + MR",{"$nulls":3},"B","NA",{"$nulls":3},0.96,0.42379,0.42379,0.42379,0.42379,0.05,0.75,1,0.9500000000000001]
["James River Genco LLC","10377_B_1C",10377,"B","1C",10072,"Coal Steam",null,"PJM_Dom","Virginia",51,"Hopewell City",670,"51670",15.4,9398,1987,2017,"stoker/SPR","dry","Y","Bituminous","Dry Scrubber",2007,0.9,"FR + OFA + MR",{"$nulls":3},"B","NA",{"$nulls":3},0.96,0.4236,0.4236,0.4236,0.4236,0.05,0.75,1,0.9500000000000001]
["James River Genco LLC","10377_B_2A",10377,"B","2A",10073,"Coal Steam",null,"PJM_Dom","Virginia",51,"Hopewell City",670,"51670",15.4,9398,1987,2017,"stoker/SPR","dry","Y","Bituminous","Dry Scrubber",2008,0.9,"FR + OFA + MR",{"$nulls":3},"B","NA",{"$nulls":3},0.96,0.40939,0.40939,0.40939,0.40939,0.05,0.75,1,0.9500000000000001]
["James River Genco LLC","10377_B_2B",10377,"B","2B",10074,"Coal Steam",null,"PJM_Dom","Virginia",51,"Hopewell City",670,"51670",15.4,9398,1987,2017,"stoker/SPR","dry","Y","Bituminous","Dry Scrubber",2008,0.9,"FR + OFA + MR",{"$nulls":3},"B","NA",{"$nulls":3},0.96,0.40224,0.40224,0.40224,0.40224,0.05,0.75,1,0.9500000000000001]
["James River Genco LLC","10377_B_2C",10377,"B","2C",10075,"Coal Steam",null,"PJM_Dom","Virginia",51,"Hopewell City",670,"51670",15.4,9398,1987,2017,"stoker/SPR","dry","Y","Bituminous","Dry Scrubber",2008,0.9,"FR + OFA + MR",{"$nulls":3},"B","NA",{"$nulls":3},0.96,0.40145,0.40145,0.40145,0.40145,0.05,0.75,1,0.9500000000000001]
["Edgecombe Genco LLC","10384_B_1A",10384,"B","1A",9927,"Coal Steam",null,"PJM_Dom","North Carolina",37,"Edgecombe",65,"37065",29,14439,1990,2020,"stoker/SPR","dry","Y","Bituminous","Dry Scrubber",1990,0.954,"AA + OFA",{"$nulls":3},"B","NA",{"$nulls":3},0.31,0.51044,0.51044,0.51044,0.51044,0.05,0.75,1,0.99]
["Edgecombe Genco LLC","10384_B_1B",10384,"B","1B",9928,"Coal Steam",null,"PJM_Dom","North Carolina",37,"Edgecombe",65,"37065",29,14439,1990,2020,"stoker/SPR","dry","Y","Bituminous","Dry Scrubber",1990,0.953,"AA + OFA",{"$nulls":3},"B","NA",{"$nulls":3},0.31,0.50834,0.50834,0.50834,0.50834,0.05,0.75,1,0.99]
["Edgecombe Genco LLC","10384_B_2A",10384,"B","2A",9929,"Coal Steam",null,"PJM_Dom","North Carolina",37,"Edgecombe",65,"37065",29,14439,1990,2020,"stoker/SPR","dry","Y","Bituminous","Dry Scrubber",1990,0.954,"AA + OFA",{"$nulls":3},"B","NA",{"$nulls":3},0.31,0.52487,0.52487,0.52487,0.52487,0.05,0.75,1,0.99]
["Edgecombe Genco LLC","10384_B_2B",10384,"B","2B",9930,"Coal Steam",null,"PJM_Dom","North Carolina",37,"Edgecombe",65,"37065",29,14439,1990,2020,"stoker/SPR","dry","Y","Bituminous","Dry Scrubber",1990,0.947,"AA + OFA",{"$nulls":3},"B","NA",{"$nulls":3},0.31,0.51675,0.51675,0.51675,0.51675,0.05,0.75,1,0.99]
["Puente Hills Energy Recovery","10472_G_GEN3",10472,"G","GEN3",null,"Landfill Gas",null,"WECC_SCE","California",6,"Los Angeles",37,"06037",2.7,14242,2006,2016,null,null,"N","Landfill Gas",{"$nulls":13},0.37255,0.37255,0.37255,0.37255]
["Puente Hills Energy Recovery","10472_G_GEN4",10472,"G","GEN4",null,"Landfill Gas",null,"WECC_SCE","California",6,"Los Angeles",37,"06037",2.7,14242,2006,2016,null,null,"N","Landfill Gas",{"$nulls":13},0.37255,0.37255,0.37255,0.37255]
["Puente Hills Energy Recovery","10472_G_GEN5",10472,"G","GEN5",null,"Landfill Gas",null,"WECC_SCE","California",6,"Los Angeles",37,"06037",2.7,14242,2006,2016,null,null,"N","Landfill Gas",{"$nulls":13},0.37255,0.37255,0.37255,0.37255]
["Argus Cogen Plant","10684_B_BLR25",10684,"B","BLR25",null,"Coal Steam",null,"WECC_SCE","California",6,"San Bernardino",71,"06071",27,10428,1978,2015,null,null,"Y","Bituminous","Wet Scrubber",1978,0.982,"LNB + OFA","SNCR",null,"1978","ESPC","Yes",{"$nulls":3},0.526,0.22849,0.17137,0.22849,0.17137,0.34,0.84,0.56,0.99]
["Argus Cogen Plant","10684_B_BLR26",10684,"B","BLR26",null,"Coal Steam",null,"WECC_SCE","California",6,"San Bernardino",71,"06071",27,10428,1978,2015,null,null,"Y","Bituminous","Wet Scrubber",1978,0.982,"LNB + OFA","SNCR",null,"1978","ESPC","Yes",{"$nulls":3},0.526,0.22849,0.17137,0.22849,0.17137,0.34,0.84,0.56,0.99]
["Chalk Cliff Limited","50003_G_GEN1",50003,"G","GEN1",null,"Combustion Turbine",null,"WEC_CALN","California",6,"Kern",29,"06029",46,8700,1990,2015,null,null,"Y","Natural Gas",{"$nulls":12},0.74,0.14624,0.14624,0.14624,0.14624]
["Veolia Energy Trenton L.P.","50094_G_7214",50094,"G","7214",null,"Combustion Turbine","IC Engine","PJM_EMAC","New Jersey",34,"Mercer",21,"34021",5.8,14252,1983,2021,null,null,"Y","Natural Gas, Distillate Fuel Oil",{"$nulls":12},0.21,0.3245,0.3245,0.3245,0.3245]
["WPS Power Niagara","50202_B_1",50202,"B","1",3641,"Biomass",null,"NY_Z_A","New York",36,"Niagara",63,"36063",41,17239,2014,2016,"FBC",null,"N","Biomass","Reagent Injection",2014,0.888,null,"SNCR",null,"2000","B","NA",{"$nulls":3},3.8,0.14556,0.14556,0.14556,0.14556]
["Bucksport Generation LLC","50243_B_5",50243,"B","5",null,"Biomass",null,"NENG_ME","Maine",23,"Hancock",9,"23009",22.8,11668,1966,2017,"wall","dry","Y","Biomass",{"$nulls":3},"LNB",{"$nulls":9},0.22391,0.22391,0.22391,0.22391]
["Ormesa IH","50762_G_OE11",50762,"G","OE11",null,"Geothermal",null,"WECC_IID","California",6,"Imperial",25,"06025",0.6,9771,1989,2016,null,null,"N","Geothermal",{"$nulls":13},0,0,0,0,0.4625,0.4625,0.4625]
["Winnebago County Landfill Gas","50936_G_EG1",50936,"G","EG1",null,"Landfill Gas",null,"MIS_WUMS","Wisconsin",55,"Winnebago",139,"55139",0.9,13500,2000,2016,null,null,"N","Landfill Gas",{"$nulls":13},0.37255,0.37255,0.37255,0.37255]
["Indiantown Cogeneration LP","50976_B_AAB01",50976,"B","AAB01",89972,"Coal Steam",null,"FRCC","Florida",12,"Martin",85,"12085",330,9173,1995,2016,"wall","dry","Y","Bituminous","Dry Scrubber",1995,0.7,"LNB + LNBO","SCR",1995,null,"B","NA",{"$nulls":3},1.2,0.2342,0.07,0.2342,0.07,0.05,0.75,1,0.75]
["Sandow No 5","52071_B_5A",52071,"B","5A",89920,"Coal Steam",null,"ERC_REST","Texas",48,"Milam",331,"48331",300,10808,2010,2018,"FBC","dry","N","Lignite","Dry Scrubber",2009,0.954,"CF","SNCR",null,"2009","B","NA","ACI",2010,null,0.15,0.0696,0.0696,0.0696,0.0696,0.1,0.1,0.1,0.95]
["Sandow No 5","52071_B_5B",52071,"B","5B",89921,"Coal Steam",null,"ERC_REST","Texas",48,"Milam",331,"48331",300,10808,2010,2018,"FBC","dry","N","Lignite","Dry Scrubber",2009,0.954,"CF","SNCR",null,"2009","B","NA","ACI",2010,null,0.15,0.06948,0.06948,0.06948,0.06948,0.1,0.1,0.1,0.95]
["Spruance Genco LLC","54081_B_1A",54081,"B","1A",88188,"Coal Steam",null,"PJM_Dom","Virginia",51,"Richmond City",760,"51760",26,12227,1992,2017,"stoker/SPR","dry","Y","Bituminous","Dry Scrubber",1992,0.954,"FR + OFA","SNCR",null,"2015","B","NA",{"$nulls":3},0.13,0.3043,0.2993,0.3043,0.2993,0.05,0.75,1,0.99]
["Spruance Genco LLC","54081_B_1B",54081,"B","1B",88189,"Coal Steam",null,"PJM_Dom","Virginia",51,"Richmond City",760,"51760",26,12227,1992,2017,"stoker/SPR","dry","Y","Bituminous","Dry Scrubber",1992,0.954,"FR + OFA","SNCR",null,"2015","B","NA",{"$nulls":3},0.13,0.3059,0.2974,0.3059,0.2974,0.05,0.75,1,0.99]
["Spruance Genco LLC","54081_B_2A",54081,"B","2A",88190,"Coal Steam",null,"PJM_Dom","Virginia",51,"Richmond City",760,"51760",26,12227,1992,2017,"stoker/SPR","dry","Y","Bituminous","Dry Scrubber",1992,0.954,"FR + OFA","SNCR",null,"2015","B","NA",{"$nulls":3},0.13,0.31818,0.29516,0.31818,0.29516,0.05,0.75,1,0.99]
["Spruance Genco LLC","54081_B_2B",54081,"B","2B",88191,"Coal Steam",null,"PJM_Dom","Virginia",51,"Richmond City",760,"51760",26,12227,1992,2017,"stoker/SPR","dry","Y","Bituminous","Dry Scrubber",1992,0.954,"FR + OFA","SNCR",null,"2015","B","NA",{"$nulls":3},0.13,0.302,0.30138,0.302,0.30138,0.05,0.75,1,0.99]
["Spruance Genco LLC","54081_B_3A",54081,"B","3A",88192,"Coal Steam",null,"PJM_Dom","Virginia",51,"Richmond City",760,"51760",21.2,12227,1992,2017,"stoker/SPR","dry","Y","Bituminous","Dry Scrubber",1992,0.954,"FR + OFA","SNCR",null,"2001","B","NA",{"$nulls":3},0.13,0.3015,0.28423,0.3015,0.28423,0.05,0.75,1,0.99]
["Spruance Genco LLC","54081_B_3B",54081,"B","3B",88193,"Coal Steam",null,"PJM_Dom","Virginia",51,"Richmond City",760,"51760",21.2,12227,1992,2017,"stoker/SPR","dry","Y","Bituminous","Dry Scrubber",1992,0.954,"FR + OFA","SNCR",null,"2001","B","NA",{"$nulls":3},0.13,0.28373,0.28373,0.28373,0.28373,0.05,0.75,1,0.99]
["Spruance Genco LLC","54081_B_4A",54081,"B","4A",88194,"Coal Steam",null,"PJM_Dom","Virginia",51,"Richmond City",760,"51760",21.2,12227,1992,2017,"stoker/SPR","dry","Y","Bituminous","Dry Scrubber",1992,0.954,"FR + OFA","SNCR",null,"2001","B","NA",{"$nulls":3},0.13,0.29734,0.29734,0.29734,0.29734,0.05,0.75,1,0.99]
["Spruance Genco LLC","54081_B_4B",54081,"B","4B",88195,"Coal Steam",null,"PJM_Dom","Virginia",51,"Richmond City",760,"51760",21.2,12227,1992,2017,"stoker/SPR","dry","Y","Bituminous","Dry Scrubber",1992,0.954,"FR + OFA","SNCR",null,"2001","B","NA",{"$nulls":3},0.13,0.29681,0.29681,0.29681,0.29681,0.05,0.75,1,0.99]
["Harris Energy Realty","54981_G_ALBA",54981,"G","ALBA",null,"Hydro",null,"NENGREST","Massachusetts",25,"Hampden",13,"25013",0.3,0,1999,2019,null,null,"N","Hydro",{"$nulls":13},0,0,0,0]
["Harris Energy Realty","54981_G_ALBD",54981,"G","ALBD",null,"Hydro",null,"NENGREST","Massachusetts",25,"Hampden",13,"25013",0.4,0,1982,2019,null,null,"N","Hydro",{"$nulls":13},0,0,0,0]
["Two Elk Generating Station","55360_B_1",55360,"B","1",null,"Coal Steam",null,"WECC_WY","Wyoming",56,"Campbell",5,"56005",275,8752,2016,2016,"tangential","dry","N","Waste Coal","Dry Scrubber",2016,0.85,"LNC3","SCR",2016,null,"B","NA","ACI",2016,null,0.132,0.29091,0.07,0.29091,0.07,0.01,0.01,0.01,0.99]
["Washington Parish Energy Center","55486_G_CTG1",55486,"G","CTG1",null,"Combined Cycle",null,"MIS_AMSO","Louisiana",22,"Washington",117,"22117",172,6250,2019,2019,null,null,"N","Natural Gas",{"$nulls":4},"SCR",{"$nulls":8},0.0095,0.0095,0.0095,0.0095]
["Washington Parish Energy Center","55486_G_CTG2",55486,"G","CTG2",null,"Combined Cycle",null,"MIS_AMSO","Louisiana",22,"Washington",117,"22117",172,6250,2019,2019,null,null,"N","Natural Gas",{"$nulls":4},"SCR",{"$nulls":8},0.0095,0.0095,0.0095,0.0095]
["Washington Parish Energy Center","55486_G_ST1",55486,"G","ST1",null,"Combined Cycle",null,"MIS_AMSO","Louisiana",22,"Washington",117,"22117",215,6250,2019,2019,null,null,"N","Natural Gas",{"$nulls":4},"SCR",2017,{"$nulls":7},0.0095,0.0095,0.0095,0.0095]
["Tri Center Naniwa Energy","55494_G_CT3",55494,"G","CT3",null,"Combustion Turbine",null,"WECC_NNV","Nevada",32,"Storey",29,"32029",50,16581,2001,2017,null,null,"N","Natural Gas",{"$nulls":3},"H2O","SCR",2001,{"$nulls":6},1.4,0.01863,0.01863,0.01863,0.01863]
["Tri Center Naniwa Energy","55494_G_CT4",55494,"G","CT4",null,"Combustion Turbine",null,"WECC_NNV","Nevada",32,"Storey",29,"32029",50,16581,2001,2017,null,null,"N","Natural Gas",{"$nulls":3},"H2O","SCR",2001,{"$nulls":6},1.4,0.01863,0.01863,0.01863,0.01863]
["Tri Center Naniwa Energy","55494_G_CT5",55494,"G","CT5",null,"Combustion Turbine",null,"WECC_NNV","Nevada",32,"Storey",29,"32029",50,16581,2001,2017,null,null,"N","Natural Gas",{"$nulls":3},"H2O","SCR",2001,{"$nulls":6},1.4,0.01863,0.01863,0.01863,0.01863]
["Tri Center Naniwa Energy","55494_G_CT6",55494,"G","CT6",null,"Combustion Turbine",null,"WECC_NNV","Nevada",32,"Storey",29,"32029",50,16581,2001,2017,null,null,"N","Natural Gas",{"$nulls":3},"H2O","SCR",2001,{"$nulls":6},1.4,0.01863,0.01863,0.01863,0.01863]
["Equus Freeport Power","56032_G_001",56032,"G","001",89349,"Combustion Turbine",null,"NY_Z_K","New York",36,"Nassau",59,"36059",48.1,10800,2004,2004,null,null,"N","Natural Gas, Distillate Fuel Oil",{"$nulls":3},"H2O","SCR",{"$nulls":8},0.01255,0.01255,0.01255,0.01255]
["Galena 3 Geothermal Power Plant","56541_G_GEN2",56541,"G","GEN2",null,"Geothermal",null,"WECC_NNV","Nevada",32,"Washoe",31,"32031",7.9,9771,2008,2015,null,null,"N","Geothermal",{"$nulls":13},0,0,0,0,0.4563,0.4563,0.4563]
["WC Landfill Energy LLC","57848_G_GEN1",57848,"G","GEN1",null,"Landfill Gas",null,"PJM_EMAC","New Jersey",34,"Warren",41,"34041",1.8,13500,2006,2016,null,null,"N","Landfill Gas",{"$nulls":13},0.37255,0.37255,0.37255,0.37255]
["Mesa Solar Array","58466_G_MSA1",58466,"G","MSA1",null,"Solar PV",null,"WECC_AZ","Arizona",4,"Maricopa",13,"04013",4,0,2013,2016,null,null,"N","Solar",{"$nulls":13},0,0,0,0]
["IDE 1 LLC","58967_G_UNIT1",58967,"G","UNIT1",null,"Non-Fossil Waste",null,"WECC_ID","Idaho",16,"Jerome",53,"16053",0.8,13500,2012,2015,null,null,"N","Non-Fossil Waste",{"$nulls":13},0,0,0,0]
["IDE 1 LLC","58967_G_UNIT2",58967,"G","UNIT2",null,"Non-Fossil Waste",null,"WECC_ID","Idaho",16,"Jerome",53,"16053",0.8,13500,2012,2015,null,null,"N","Non-Fossil Waste",{"$nulls":13},0,0,0,0]
["IDE 1 LLC","58967_G_UNIT3",58967,"G","UNIT3",null,"Non-Fossil Waste",null,"WECC_ID","Idaho",16,"Jerome",53,"16053",0.8,13500,2012,2015,null,null,"N","Non-Fossil Waste",{"$nulls":13},0,0,0,0]
["IDE 2 LLC","58968_G_UNIT1",58968,"G","UNIT1",null,"Non-Fossil Waste",null,"WECC_ID","Idaho",16,"Jerome",53,"16053",1.5,40000,2012,2015,null,null,"N","Non-Fossil Waste",{"$nulls":13},0,0,0,0]
["IDE 2 LLC","58968_G_UNIT2",58968,"G","UNIT2",null,"Non-Fossil Waste",null,"WECC_ID","Idaho",16,"Jerome",53,"16053",1.5,40000,2012,2015,null,null,"N","Non-Fossil Waste",{"$nulls":13},0,0,0,0]
["IDE 2 LLC","58968_G_UNIT3",58968,"G","UNIT3",null,"Non-Fossil Waste",null,"WECC_ID","Idaho",16,"Jerome",53,"16053",1.5,40000,2012,2015,null,null,"N","Non-Fossil Waste",{"$nulls":13},0,0,0,0]
["IDE 3 LLC","58969_G_UNIT1",58969,"G","UNIT1",null,"Non-Fossil Waste",null,"WECC_ID","Idaho",16,"Gooding",47,"16047",0.8,40000,2012,2015,null,null,"N","Non-Fossil Waste",{"$nulls":13},0,0,0,0]
["IDE 3 LLC","58969_G_UNIT2",58969,"G","UNIT2",null,"Non-Fossil Waste",null,"WECC_ID","Idaho",16,"Gooding",47,"16047",0.8,40000,2012,2015,null,null,"N","Non-Fossil Waste",{"$nulls":13},0,0,0,0]
["IDE 4 LLC","58970_G_UNIT1",58970,"G","UNIT1",null,"Non-Fossil Waste",null,"WECC_ID","Idaho",16,"Jerome",53,"16053",1.1,13500,2013,2015,null,null,"N","Non-Fossil Waste",{"$nulls":13},0,0,0,0]
["IDE 4 LLC","58970_G_UNIT2",58970,"G","UNIT2",null,"Non-Fossil Waste",null,"WECC_ID","Idaho",16,"Jerome",53,"16053",1.1,13500,2013,2015,null,null,"N","Non-Fossil Waste",{"$nulls":13},0,0,0,0]
["IDE 4 LLC","58970_G_UNIT3",58970,"G","UNIT3",null,"Non-Fossil Waste",null,"WECC_ID","Idaho",16,"Jerome",53,"16053",1.1,13500,2013,2015,null,null,"N","Non-Fossil Waste",{"$nulls":13},0,0,0,0]
["California Dairy Energy I LLC","58971_G_UNIT1",58971,"G","UNIT1",null,"Non-Fossil Waste",null,"WECC_SCE","California",6,"Tulare",107,"06107",1.1,13500,2012,2015,null,null,"N","Non-Fossil Waste",{"$nulls":13},0,0,0,0]
["California Dairy Energy I LLC","58971_G_UNIT2",58971,"G","UNIT2",null,"Non-Fossil Waste",null,"WECC_SCE","California",6,"Tulare",107,"06107",1.1,13500,2012,2015,null,null,"N","Non-Fossil Waste",{"$nulls":13},0,0,0,0]
["California Dairy Energy I LLC","58971_G_UNIT3",58971,"G","UNIT3",null,"Non-Fossil Waste",null,"WECC_SCE","California",6,"Tulare",107,"06107",1.1,13500,2012,2015,null,null,"N","Non-Fossil Waste",{"$nulls":13},0,0,0,0]
["Hidden View Dairy, LLC","59260_G_HV2",59260,"G","HV2",null,"Non-Fossil Waste",null,"MIS_INKY","Indiana",18,"Jasper",73,"18073",0.3,11414,2007,2016,null,null,"N","Non-Fossil Waste",{"$nulls":13},0,0,0,0]
["SunE Redlands","60031_G_RDNDS",60031,"G","RDNDS",null,"Solar PV",null,"WECC_SCE","California",6,"San Bernardino",71,"06071",1.5,0,2016,2016,null,null,"N","Solar",{"$nulls":13},0,0,0,0]
["Rio Bravo Jasmin","10768_B_CFB",10768,"B","CFB",null,"Biomass",null,"WECC_SCE","California",6,"Kern",29,"06029",33,11686,1989,2014,"FBC","dry","Y","Biomass","Reagent Injection",1990,0.888,"CF + NH3","SNCR",null,"1989","B","NA",{"$nulls":3},5.26,0.23677,0.23677,0.23677,0.23677,0.05,0.43,0.43,0.95,"Yes"]
["Mid Valley Plant","56170_G_UNT1",56170,"G","UNT1",null,"Landfill Gas",null,"WECC_SCE","California",6,"San Bernardino",71,"06071",1.3,15155,2003,2016,null,null,"N","Landfill Gas",{"$nulls":13},0.37255,0.37255,0.37255,0.37255]
["Mid Valley Plant","56170_G_UNT2",56170,"G","UNT2",null,"Landfill Gas",null,"WECC_SCE","California",6,"San Bernardino",71,"06071",1.3,15155,2003,2016,null,null,"N","Landfill Gas",{"$nulls":13},0.37255,0.37255,0.37255,0.37255]
["Silver Creek Lift Station","56892_G_1255",56892,"G","1255",null,"Combustion Turbine","IC Engine","S_VACA","North Carolina",37,"Burke",23,"37023",0.2,25000,2008,2017,null,null,"N","Distillate Fuel Oil",{"$nulls":13},1.02504,1.02504,1.02504,1.02504]
["Aspen Biomass Power Plant","56931_B_BoilA",56931,"B","BoilA",null,"Biomass",null,"ERC_REST","Texas",48,"Angelina",5,"48005",50,13500,2011,2015,null,null,"N","Biomass",{"$nulls":4},"SCR",2011,null,"ESPH","No",{"$nulls":4},0.05348,0.05348,0.05348,0.05348]
["Matrix Buildings A&B (Perth Amboy) Solar","57384_G_SWC1",57384,"G","SWC1",null,"Solar PV",null,"PJM_EMAC","New Jersey",34,"Middlesex",23,"34023",3.5,0,2012,2017,null,null,"N","Solar",{"$nulls":13},0,0,0,0]
["Tulsa LFG  LLC","57828_G_GEN2",57828,"G","GEN2",null,"Landfill Gas",null,"SPP_WEST","Oklahoma",40,"Osage",113,"40113",1.4,13500,2013,2016,null,null,"N","Landfill Gas",{"$nulls":13},0.37255,0.37255,0.37255,0.37255]
["Kenansville Solar 2, LLC","58803_G_INV2",58803,"G","INV2",null,"Solar PV",null,"S_VACA","North Carolina",37,"Duplin",61,"37061",0.5,0,2016,2017,null,null,"N","Solar",{"$nulls":13},0,0,0,0]
["Kenansville Solar 2, LLC","58803_G_INV3",58803,"G","INV3",null,"Solar PV",null,"S_VACA","North Carolina",37,"Duplin",61,"37061",0.5,0,2016,2017,null,null,"N","Solar",{"$nulls":13},0,0,0,0]
["Kenansville Solar 2, LLC","58803_G_INV4",58803,"G","INV4",null,"Solar PV",null,"S_VACA","North Carolina",37,"Duplin",61,"37061",0.5,0,2016,2017,null,null,"N","Solar",{"$nulls":13},0,0,0,0]
["Caprock Solar 2 LLC","59846_G_PV1",59846,"G","PV1",null,"Solar PV","","SPP_SPS","New Mexico",35,"Quay",37,"35037",30,0,2018,2018,null,null,"N","Solar",{"$nulls":13},0,0,0,0]
["ESS Lewes","60216_G_ESSLS",60216,"G","ESSLS",null,"Energy Storage",null,"PJM_EMAC","Delaware",10,"Sussex",5,"10005",8,0,2017,2017,null,null,"N","Energy Storage",{"$nulls":13},0,0,0,0]
["Milton L Kapp","1048_B_2",1048,"B","2",740,"O/G Steam",null,"MIS_IA","Iowa",19,"Clinton",45,"19045",112,11199,1967,2018,"tangential","dry","N","Natural Gas",{"$nulls":3},"LNC1",{"$nulls":9},0.11335,0.11335,0.11335,0.11335]
["FirstEnergy Pleasants Power Station","6004_B_1",6004,"B","1",2673,"Coal Steam",null,"PJM_AP","West Virginia",54,"Pleasants",73,"54073",644,10364,1979,2019,"wall","dry","N","Bituminous","Wet Scrubber",1979,0.9,"LNB","SCR",2003,null,"ESPC + WS","No",{"$nulls":3},1.2,0.25709,0.14888,0.25709,0.14888,0.1,0.84,0.56,0.99]
["FirstEnergy Pleasants Power Station","6004_B_2",6004,"B","2",2674,"Coal Steam",null,"PJM_AP","West Virginia",54,"Pleasants",73,"54073",644,10303,1980,2019,"wall","dry","N","Bituminous","Wet Scrubber",1980,0.9,"LNB + OFA","SCR",2003,null,"ESPC + WS","No",{"$nulls":3},1.2,0.40925,0.16074,0.40925,0.16074,0.1,0.84,0.56,0.99]
["Pleasant Prairie","6170_B_1",6170,"B","1",2821,"Coal Steam",null,"MIS_WUMS","Wisconsin",55,"Kenosha",59,"55059",594,11201,1980,2018,"wall","dry","N","Subbituminous","Wet Scrubber",2006,0.95,"LNB","SCR",2006,null,"ESPC","Yes","ACI",2016,null,0.1,0.06709,0.06709,0.06709,0.06709,0.1,0.1,0.1,0.99]
["Pleasant Prairie","6170_B_2",6170,"B","2",2822,"Coal Steam",null,"MIS_WUMS","Wisconsin",55,"Kenosha",59,"55059",594,11175,1985,2018,"wall","dry","N","Subbituminous","Wet Scrubber",2007,0.95,"LNB","SCR",2003,null,"ESPC","Yes","ACI",2015,null,0.1,0.06618,0.06618,0.06618,0.06618,0.1,0.1,0.1,0.99]
["Pleasant Prairie","6170_G_3",6170,"G","3",null,"Combustion Turbine","IC Engine","MIS_WUMS","Wisconsin",55,"Kenosha",59,"55059",2,12822,1985,2018,null,null,"N","Distillate Fuel Oil",{"$nulls":12},3,1.02504,1.02504,1.02504,1.02504]

{"sheet":"Key to Emission Control","index":2,"n_rows":136,"n_cols":17,"rows_kept":136}
["Key to Emission Controls in NEEDS v6"]
[]
["NOx Comb Control","Definition",null,"NOx Post-Comb Control","Definition",null,"PM Control","Definition",null,"Mercury_Controls","Definition",null,"HCL_Controls","Definition",null,"CO2_Controls","Definition"]
["AA","Advanced Overfire Air",null,"SCR","Selective Catalytic Reduction",null,"B","Baghouse",null,"ACI","Activated Carbon Injection",null,"DSI","Dry Sobent Injection",null,"CCS","Carbon Capture and Storage"]
["AA + DLNB + NH3","Advanced Overfire Air + Dry Low NOx Burners + Ammonia Injection",null,"SNCR","Selective Non-catalytic Reduction",null,"B + C","Baghouse + Cyclone"]
["AA + FU + LNB","Advanced Overfire Air + Fuel Reburning + Low NOx Burner Technology",{"$nulls":4},"B + WS","Baghouse + Wet Scrubber"]
["AA + LNB","Advanced Overfire Air + Low NOx Burner Technology",{"$nulls":4},"C","Cyclone"]
["AA + LNB + LNBO","Advanced Overfire Air + Low NOx Burner Technology + Low NOx Burner Technology w/ Overfire Air",{"$nulls":4},"C + WS","Cyclone + Wet Scrubber"]
["AA + LNB + LNBO + OFA","Advanced Overfire Air + Low NOx Burner Technology + Low NOx Burner Technology w/ Overfire Air + Overfire Air",{"$nulls":4},"ESPC","Electrostatic precipitator, cold side"]
["AA + LNB + NH3","Advanced Overfire Air + Low NOx Burners + Ammonia Injection",{"$nulls":4},"ESPC + B","Electrostatic precipitator, cold side + Baghouse"]
["AA + LNB + OFA","Advanced Overfire Air + Low NOx Burner Technology + Overfire Air",{"$nulls":4},"ESPC + B + WS","Electrostatic precipitator, cold side + Baghouse + Wet Scrubber"]
["AA + LNCB","Advanced Overfire Air + Low NOx Cell Burner",{"$nulls":4},"ESPC + C","Electrostatic precipitator, cold side + Cyclone"]
["AA + NH3","Advanced Overfire Air + Ammonia Injection",{"$nulls":4},"ESPC + C + WS","Electrostatic precipitator, cold side + Cyclone + Wet Scrubber"]
["AA + OFA","Advanced Overfire Air + Overfire Air",{"$nulls":4},"ESPC + ESPH","Electrostatic precipitator, cold side + Electrostatic precipitator, hot side"]
["BF","Biased Firing (alternative burners)",{"$nulls":4},"ESPC + WESP","Electrostatic precipitator, cold side + Electrostatic precipitator, wet side"]
["BF + CM + FR + OFA","Biased Firing (alternative burners) + Combustion Modification + Flue Gas Recirculation + Overfire Air",{"$nulls":4},"ESPC + WS","Electrostatic precipitator, cold side + Wet Scrubber"]
["BF + FR + LA + LNB + OFA","Biased Firing (alternative burners) + Flue Gas Recirculation + Low excess air + Low NOx Burner Technology + Overfire Air",{"$nulls":4},"ESPH","Electrostatic precipitator, hot side"]
["BF + LA","Biased Firing (alternative burners) + Low excess air",{"$nulls":4},"ESPH + B","Electrostatic precipitator, hot side + Baghouse"]
["BF + LA + OFA","Biased Firing (alternative burners) + Low excess air + Overfire Air",{"$nulls":4},"ESPH + B + C","Electrostatic precipitator, hot side + Baghouse + Cyclone"]
["BF + LNB","Biased Firing (alternative burners) + Low NOx Burner Technology",{"$nulls":4},"ESPH + B + WS","Electrostatic precipitator, hot side + Baghouse + Wet Scrubber"]
["BF + LNB + LNBO","Biased Firing (alternative burners) + Low NOx Burner Technology + Low NOx Burner Technology w/ Overfire Air",{"$nulls":4},"ESPH + C","Electrostatic precipitator, hot side + Cyclone"]
["BF + LNB + OFA","Biased Firing (alternative burners) + Low NOx Burner Technology + Overfire Air",{"$nulls":4},"ESPH + C + WS","Electrostatic precipitator, hot side + Cyclone + Wet Scrubber"]
["BF + LNBO","Biased Firing (alternative burners) + Low NOx Burner Technology w/ Overfire Air",{"$nulls":4},"ESPH + WESP","Electrostatic precipitator, hot side + Electrostatic precipitator, wet side"]
["BOOS","Burners-Out-Of-Service",{"$nulls":4},"WESP + B","Electrostatic precipitator, wet side + Baghouse"]
["CF","Fluidized Bed Combustor",{"$nulls":4},"WS","Wet Scrubber"]
["CF + CM","Fluidized Bed Combustor + Combustion Modification"]
["CF + CM + NH3","Fluidized Bed Combustor + Combustion Modification + Ammonia Injection"]
["CF + FR + NH3","Fluidized Bed Combustor + Flue Gas Recirculation + Ammonia Injection"]
["CF + FU + LA","Fluidized Bed Combustor + Fuel Reburning + Low excess air"]
["CF + LA + NH3","Fluidized Bed Combustor + Low excess air + Ammonia Injection"]
["CF + LA + OFA","Fluidized Bed Combustor + Low excess air + Overfire Air"]
["CF + LNB + NH3","Fluidized Bed Combustor + Low NOx Burner Technology + Ammonia Injection"]
["CF + NH3","Fluidized Bed Combustor + Ammonia Injection"]
["CF + NH3 + OFA","Fluidized Bed Combustor + Ammonia Injection + Overfire Air"]
["CF + OFA","Fluidized Bed Combustor + Overfire Air"]
["CM","Combustion Modification"]
["CM + FR","Combustion Modification + Flue Gas Recirculation"]
["CM + FR + LNB + NH3","Combustion Modification + Flue Gas Recirculation + Low NOx Burner Technology + Ammonia Injection"]
["CM + FR + LNB + OFA","Combustion Modification + Flue Gas Recirculation + Low NOx Burner Technology + Overfire Air"]
["CM + FU + LA","Combustion Modification + Fuel Reburning + Low excess air"]
["CM + LNB","Combustion Modification + Low NOx Burner Technology"]
["CM + LNB + LNCB","Combustion Modification + Low NOx Burner Technology + Low NOx Cell Burner"]
["CM + LNB + OFA","Combustion Modification + Low NOx Burner Technology + Overfire Air"]
["CM + LNB + STM","Combustion Modification + Low NOx Burner Technology + Steam Injection"]
["CM + NH3","Combustion Modification + Ammonia Injection"]
["CM + OFA","Combustion Modification + Overfire Air"]
["CO","Combustion Optimization"]
["DLNB","Dry Low NOx Burners"]
["DLNB + FR + H2O + OFA","Dry Low NOx Burners + Flue Gas Recirculation + Water Injection + Overfire Air"]
["DLNB + FR + LNB","Dry Low NOx Burners + Flue Gas Recirculation + Low NOx Burner Technology"]
["DLNB + H2O","Dry Low NOx Burners + Water Injection"]
["DLNB + H2O + LNB","Dry Low NOx Burners + Water Injection + Low NOx Burner Technology"]
["DLNB + H2O + LNB + NH3","Dry Low NOx Burners + Water Injection + Low NOx Burner Technology + Ammonia Injection"]
["DLNB + H2O + LNB + NH3 + STM","Dry Low NOx Burners + Water Injection + Low NOx Burner Technology + Ammonia Injection + Steam Injection"]
["DLNB + H2O + NH3","Dry Low NOx Burners + Water Injection + Ammonia Injection"]
["DLNB + H2O + STM","Dry Low NOx Burners + Water Injection + Steam Injection"]
["DLNB + LNB + NH3","Dry Low NOx Burners + Low NOx Burner Technology + Ammonia Injection"]
["DLNB + LNB + NH3 + STM","Dry Low NOx Burners + Low NOx Burner Technology + Ammonia Injection + Steam Injection"]
["DLNB + NH3","Dry Low NOx Burners + Ammonia Injection"]
["DLNB + NH3 + STM","Dry Low NOx Burners + Ammonia Injection + Steam Injection"]
["DLNB + STM","Dry Low NOx Burners + Steam Injection"]
["FR","Flue Gas Recirculation "]
["FR + FU","Flue Gas Recirculation + Fuel Reburning"]
["FR + H2O + LNB","Flue Gas Recirculation  + Water Injection + Low NOx Burner Technology"]
["FR + H2O + OFA","Flue Gas Recirculation  + Water Injection + Overfire Air"]
["FR + LA","Flue Gas Recirculation  + Low excess air"]
["FR + LA + LNB","Flue Gas Recirculation  + Low excess air + Low NOx Burner Technology"]
["FR + LA + NH3","Flue Gas Recirculation  + Low excess air + Ammonia Injection"]
["FR + LA + OFA","Flue Gas Recirculation  + Low excess air + Overfire Air"]
["FR + LNB","Flue Gas Recirculation  + Low NOx Burner Technology"]
["FR + LNB + LNBO + OFA","Flue Gas Recirculation  + Low NOx Burner Technology + Low NOx Burner Technology w/ Overfire Air + Overfire Air"]
["FR + LNB + OFA","Flue Gas Recirculation  + Low NOx Burner Technology + Overfire Air"]
["FR + LNBO + OFA","Flue Gas Recirculation  + Low NOx Burner Technology w/ Overfire Air + Overfire Air"]
["FR + NH3","Flue Gas Recirculation  + Ammonia Injection"]
["FR + NH3 + OFA","Flue Gas Recirculation  + Ammonia Injection + Overfire Air"]
["FR + OFA","Flue Gas Recirculation  + Overfire Air"]
["FR + OFA + MR","Flue Gas Recirculation  + Overfire Air + Combustion Modification/Fuel Reburning"]
["FR + SC","Flue Gas Recirculation  + Slagging"]
["FU + LA","Fuel Reburning + Low excess air"]
["FU + LNB + OFA","Fuel Reburning + Low NOx Burner Technology + Overfire Air"]
["H2O","Water Injection"]
["H2O + LNB","Water Injection + Low NOx Burner Technology"]
["H2O + LNB + NH3","Water Injection + Low NOx Burner Technology + Ammonia Injection"]
["H2O + LNB + STM","Water Injection + Low NOx Burner Technology + Steam Injection"]
["H2O + NH3","Water Injection + Ammonia Injection"]
["H2O + NH3 + AA","Water Injection + Ammonia Injection + Advanced Overfire Air"]
["H2O + OFA","Water Injection + Overfire Air"]
["H2O + STM","Water Injection + Steam Injection"]
["LA","Low excess air"]
["LA + LNB","Low excess air + Low NOx Burner Technology"]
["LA + LNB + NH3 + OFA","Low excess air + Low NOx Burner Technology + Ammonia Injection + Overfire Air"]
["LA + LNB + OFA","Low excess air + Low NOx Burner Technology + Overfire Air"]
["LA + NH3","Low excess air + Ammonia Injection"]
["LA + NH3 + STM","Low excess air + Ammonia Injection + Steam Injection"]
["LA + OFA","Low excess air + Overfire Air"]
["LNB","Low NOx Burner Technology"]
["LNB + BOOS + OFA","Low NOx Burner Technology + Burners-Out-Of-Service + Overfire Air"]
["LNB + LNBO","Low NOx Burner Technology + Low NOx Burner Technology w/ Overfire Air"]
["LNB + LNBO + OFA","Low NOx Burner Technology + Low NOx Burner Technology w/ Overfire Air + Overfire Air"]
["LNB + LNCB","Low NOx Burner Technology + Low NOx Cell Burner"]
["LNB + LNCB + OFA","Low NOx Burner Technology + Low NOx Cell Burner + Overfire Air"]
["LNB + NH3","Low NOx Burner Technology + Ammonia Injection"]
["LNB + NH3 + OFA","Low NOx Burner Technology + Ammonia Injection + Overfire Air"]
["LNB + OFA","Low NOx Burner Technology + Overfire Air"]
["LNB + OFA + NH3 + other","Low NOx Burner Technology + Overfire Air + Ammonia Injection + other"]
["LNB + OFA + STC","Low NOx Burner Technology + Overfire Air + Staged Combustion"]
["LNB + STM","Low NOx Burner Technology + Steam Injection"]
["LNBO","Low NOx Burner Technology w/ Overfire Air"]
["LNBO + NH3","Low NOx Burner Technology w/ Overfire Air + Ammonia Injection"]
["LNBO + OFA","Low NOx Burner Technology w/ Overfire Air + Overfire Air"]
["LNC1","Low NOx Burner Technology w/ Closed-coupled OFA"]
["LNC2","Low NOx Burner Technology w/ Separated OFA"]
["LNC2 + CM","Low NOx Burner Technology w/ Separated OFA + Combustion Modification"]
["LNC2 + H2O","Low NOx Burner Technology w/ Separated OFA + Water Injection"]
["LNC2 + LNC1","Low NOx Burner Technology w/ Separated OFA + Low NOx Burner Technology w/ Closed-coupled OFA"]
["LNC2 + NH3","Low NOx Burner Technology w/ Separated OFA + Ammonia Injection"]
["LNC2 + NH3 + OFA","Low NOx Burner Technology w/ Separated OFA + Ammonia Injection + Overfire Air"]
["LNC2 + OFA","Low NOx Burner Technology w/ Separated OFA + Overfire Air"]
["LNC2 + other","Low NOx Burner Technology w/ Separated OFA + other"]
["LNC3","Low NOx Burner Technology w/ Closed-coupled/Separated OFA"]
["LNC3 + NH3","Low NOx Burner Technology w/ Closed-coupled/Separated OFA + Ammonia Injection"]
["LNC3 + OFA","Low NOx Burner Technology w/ Closed-coupled/Separated OFA + Overfire Air"]
["LNC3 + other","Low NOx Burner Technology w/ Closed-coupled/Separated OFA + other"]
["LNCB","Low NOx Cell Burner"]
["LNCB + OFA","Low NOx Cell Burner + Overfire Air"]
["NDI","Nitrogen Diluent Injection"]
["NH3","Ammonia Injection"]
["NH3 + OFA","Ammonia Injection + Overfire Air"]
["NH3 + STM","Ammonia Injection + Steam Injection"]
["OFA","Overfire Air"]
["OFA + LNC1","Overfire Air + Low NOx Burner Technology w/ Closed-coupled OFA"]
["OFA + LNC2","Overfire Air + Low NOx Burner Technology w/ Separated OFA"]
["other","Other"]
["ROFA","Rotating Opposed Fired Air"]
["STC","Staged Combustion"]
["STM","Steam Injection"]